## Instrumentation Amplifiers
Part Number | Manufacturer | Price | Description | -3dB Bandwidth | -3 dB Bandwidth | Amplifier Type | Application Level | Applications | Base Product Number | Current-Input Bias | Current-Output | Current - Output / Channel | Current - Supply | Datasheet | Frequency-Switching | Gain Bandwidth Product | Input Bias Current | Length/Width/Height | Max Input Offset Voltage | Max Operating Supply Voltage | Min Operating Supply Voltage | Moisture Sensitivity Level (MSL) | Mounting Type | Mounting Type | Number of Channels | Number of Circuits | Operating Temperature | Operating Temperature (Max) | Operating Temperature (Min) | Operating Temperature | Output Current per Channel | Output Type | Package / Case (Metric) | Package/Case | Packaging | Product Status | Rid | SPM | Series | Simulation Models | Slew Rate | Supplier Device Package | Typical CMRR | Typical Gain Bandwidth Product | Typical Slew Rate | Typical Supply Current | Voltage-Input Offset | Voltage-Output (Min/Fixed) | Voltage-Supply Span (Max) | Voltage - Input (Min) | Voltage - Output (Max) | Voltage - Supply Span (Min) | Stock | Datasheet URL | Source URL
3606BG | Texas Instruments | 1: 447.0702 25: 431.9665 50: 416.8628 100: 407.8005 300: 404.7798 500: 401.759 1,000: 395.7176 5,000: 392.6968 | 10mA 500mV/μs 90dB 10mA 1 1mV 20nA 100kHz CDIP-32 TH |  | 100 kHz | Instrumentation |  |  | 3606 | 5 nA |  | 10 mA | 10mA | [8 empty] | 1 (Unlimited) |  | Through Hole |  | 1 |  |  |  | -25°C ~ 85°C |  | - |  | 32-CDIP (0.900", 22.86mm) | Tube |  | 300489 |  | - |  | 0.5V/µs | 32-CDIP |  |  |  |  | 1 mV |  | 36 V |  |  | 16 V | 1990 | https://www.unikeyic.com/media/datasheet/b1/8e/9031/b1/92cccf853e7e485aeebc768c73a6e074.pdf | https://www.unikeyic.com/products/instrumentation-amplifiers/3606bg/33535803.html
ACNT-H79B-500E | BROADCOM | 1+: 16.74 10+: 13.2408 25+: 12.3656 100+: 11.4264 | Op Amp, 19mA, 2mV, 100nA, 200kHz, SSO-8, SMD | [49 empty] | 725 | https://www.unikeyic.com/media/datasheet/92/31/eda9/92/e6cd8585e708b5391572c3bc9976bc2f.pdf | https://www.unikeyic.com/products/instrumentation-amplifiers/acnt-h79b-500e/33370888.html
ACNT-H87A-500E | BROADCOM | 1: 11.9728 10: 11.759 50: 11.5452 200: 11.5452 500: 11.5452 | Broadcom Optocoupler, Isolator Amp Output, SMD, 8-Pin |  | 100 kHz | Isolation |  |  | ACNT-H87 | 1.5 pA |  | 30 mA | 10.5mA | [8 empty] | 1 (Unlimited) |  | Surface Mount |  | 1 |  |  |  | -40°C ~ 110°C (TA) |  | Differential |  | 8-SOIC (0.535", 13.60mm Width) | Tape & Reel (TR) |  | 7622360 |  | - |  | - | 8-SO Stretched |  |  |  |  | 300 µV |  | 5.5 V |  |  | 3 V | 10 | https://www.unikeyic.com/media/datasheet/1b/27/adff/1b/026e25294522d061f1cf15209ba9ec7a.pdf | https://www.unikeyic.com/products/instrumentation-amplifiers/acnt-h87a-500e/33472314.html
ACPL-7900-300E | BROADCOM | 1: 4.925 10: 4.728 25: 4.4128 50: 4.334 100: 4.2552 500: 4.2552 | Broadcom Isolation Amplifier, PDIP, Single Supply, SMD, 8-Pin |  | 200 kHz | Isolation |  |  | ACPL-7900 | 100 nA |  | 11 mA | 18.5mA | [8 empty] | 1 (Unlimited) |  | Surface Mount |  | 1 |  |  |  | -40°C ~ 105°C |  | - |  | 8-SMD, Gull Wing | Tube |  |  |  | - |  | - | 8-DIP Gull Wing |  |  |  |  | 600 µV |  | 5 V |  |  | 3 V | 598 | https://www.unikeyic.com/media/datasheet/0f/d4/751f/0f/cfb37974a01ff87788551da7ee20862b.pdf | https://www.unikeyic.com/products/instrumentation-amplifiers/acpl-7900-300e/33345386.html
ACPL-790A-500E | BROADCOM | 1: 3.5264 10: 3.319 50: 3.2059 100: 3.0334 | 18.5mA 1 5.5V 600μV 100nA 200KHz DIP SMD mount |  | 200 kHz | Isolation |  |  | ACPL-790 | 100 nA |  | 11 mA | 18.5mA | [8 empty] | 1 (Unlimited) |  | Surface Mount |  | 1 |  |  |  | -40°C ~ 105°C |  | - |  | 8-SMD, Gull Wing |  |  | 2672566 |  | - |  | - | 8-DIP Gull Wing |  |  |  |  | 600 µV |  | 5.5 V |  |  | 3 V |  | https://www.unikeyic.com/media/datasheet/bd/4e/7a7d/bd/047267bc490919a268068472269e4303.pdf | https://www.unikeyic.com/products/instrumentation-amplifiers/acpl-790a-500e/33521797.html
ACPL-C780-060E | BROADCOM | 1: 8.4375 5: 8.1 10: 7.425 50: 7.425 100: 7.29 250: 7.29 | 11mA 18.6mA 1 5.5V 300μV 100KHz SSO-8 SMD mount |  | 100 kHz | Isolation |  |  | ACPL-C780 |  |  | 18.6 mA | 11mA | [8 empty] | 1 (Unlimited) |  | Surface Mount |  | 1 |  |  |  | -40°C ~ 85°C |  | Differential |  | 8-SOIC (0.268", 6.81mm Width) | Tube |  | 2210234 |  | - |  | - | 8-SO Stretched |  |  |  |  | 300 µV |  | 5.5 V |  |  | 4.5 V | 1477 | https://www.unikeyic.com/media/datasheet/f6/6c/19f8/f6/faa4a599c56686f10937755f5da7e6d5.pdf | https://www.unikeyic.com/products/instrumentation-amplifiers/acpl-c780-060e/33507851.html
ACPL-C784-060E | BROADCOM | 1+: 9.1655 10+: 6.622 80+: 5.184 560+: 5.0112 1,040+: 4.6008 | 11mA 18.6mA 1 5.5V 300μV 100kHz SSO-8 SMD | [49 empty] | 705 | https://www.unikeyic.com/media/datasheet/f6/6c/19f8/f6/faa4a599c56686f10937755f5da7e6d5.pdf | https://www.unikeyic.com/products/instrumentation-amplifiers/acpl-c784-060e/33466520.html
ACPL-C784-500E | BROADCOM | 1: 1.3576 10: 1.2778 50: 1.2342 100: 1.1679 | Logic IC, 11mA, 18.6mA, 5.5V, 300μV, 100kHz, SSO-8, SMD, Adhesive Mount |  | 100 kHz | Isolation |  |  | ACPL-C784 |  |  | 18.6 mA | 11mA | [8 empty] | 1 (Unlimited) |  | Surface Mount |  | 1 |  |  |  | -40°C ~ 85°C |  | Differential |  | 8-SOIC (0.268", 6.81mm Width) |  |  | 6823058 |  | - |  | - | 8-SO Stretched |  |  |  |  | 300 µV |  | 5.5 V |  |  | 4.5 V |  | https://www.unikeyic.com/media/datasheet/69/26/5572/69/61b7d6ab29c233ce03851e88f869fb98.pdf | https://www.unikeyic.com/products/instrumentation-amplifiers/acpl-c784-500e/33358310.html
ACPL-C784-560E | BROADCOM | 1+: 9.338 10+: 6.765 100+: 5.3784 500+: 4.8708 1,000+: 4.6548 | Logic IC, 11mA, 18.6mA, 5.5V, 300μV, 100kHz, SSO-8, SMD, Adhesive Mount | [49 empty] | 612 | https://www.unikeyic.com/media/datasheet/f6/6c/19f8/f6/faa4a599c56686f10937755f5da7e6d5.pdf | https://www.unikeyic.com/products/instrumentation-amplifiers/acpl-c784-560e/33050106.html
ACPL-C78A-560E | BROADCOM | 200: 8.1961 500: 7.5502 | 11mA, 18.6mA, 1, 5.5V, 300μV, 100kHz, SSO-8, SMD, Adhesive Mount |  | 100 kHz | Isolation |  |  | ACPL-C78 |  |  | 18.6 mA | 11mA | [8 empty] | 3 (168 Hours) |  | Surface Mount |  | 1 |  |  |  | -40°C ~ 85°C |  | Differential |  | 8-SOIC (0.268", 6.81mm Width) | Tape & Reel (TR) |  | 2210244 |  | - |  | - | 8-SO Stretched |  |  |  |  | 300 µV |  | 5.5 V |  |  | 4.5 V | 500 | https://www.unikeyic.com/media/datasheet/f6/6c/19f8/f6/faa4a599c56686f10937755f5da7e6d5.pdf | https://www.unikeyic.com/products/instrumentation-amplifiers/acpl-c78a-560e/33099050.html
AD524SD/883 | Analog Devices | 10: 130.9671 50: 128.7473 200: 126.5275 |  | - | [12 empty] | - |  | - | - | - |  |  |  | - | [5 empty] | - | [11 empty] | - | - | - | - | [6 empty] | 300 | https://www.unikeyic.com/media/about_us/Unikey_ISO_9001_Certification.pdf | https://www.unikeyic.com/products/instrumentation-amplifiers/ad524sd-883/15478818.html
AD5749ACPZ-RL7 | Analog Devices | 10: 4.5805 100: 4.4043 500: 4.1224 1,000: 3.9815 3,000: 3.8405 | 5.2mA 24mA 1 12V 55V SMD 5mm × 5mm × 850μm |  |  | Instrumentation |  |  | AD5749 |  |  | 24 mA | 5.2mA | [8 empty] | 3 (168 Hours) |  | Surface Mount |  | 1 |  |  |  | -40°C ~ 105°C |  | - |  | 32-VFQFN Exposed Pad, CSP |  |  | 2615998 |  | - |  | - | 32-LFCSP-VQ (5x5) | [6 empty] | 55 V |  |  | 10.8 V | 78 | https://www.unikeyic.com/media/datasheet/cc/3a/6aaf/cc/eb827a4572ecbda1d1acf02bfb0a7cfc.pdf | https://www.unikeyic.com/products/instrumentation-amplifiers/ad5749acpz-rl7/33138919.html
AD5750-1ACPZ | Analog Devices | 10: 9.5102 25: 7.2696 100: 7.1484 250: 7.0273 | 5.2mA 2V/μs 100kHz 24mA 1-Ch 12V LFCSP-WQ-32 SMD 5mm × 5mm × 830μm |  |  | Instrumentation |  |  | AD5750 |  |  | 24 mA | 5.2mA | [8 empty] | 3 (168 Hours) |  | Surface Mount |  | 1 |  |  |  | -40°C ~ 105°C |  | - |  | 32-WFQFN Exposed Pad, CSP | Tray |  | 2237595 |  | - |  | 2V/µs | 32-LFCSP-WQ (5x5) | [6 empty] | 48 V |  |  | 24 V | 1000 | https://www.unikeyic.com/media/datasheet/cb/53/615e/cb/f4399702059f7b312cbca03045f29803.pdf | https://www.unikeyic.com/products/instrumentation-amplifiers/ad5750-1acpz/33441145.html
AD5750-2BCPZ | Analog Devices | 1: 14.1353 245: 13.6602 490: 13.4226 9,800: 13.3038 | 5.2mA, 2V/μs, 24mA, 1-Ch, 12V, 10mV, LFCSP-WQ-32, SMD, 5mm × 5mm × 830μm |  |  | Instrumentation |  |  | AD5750 |  |  | 24 mA | 5.2mA | [8 empty] | 3 (168 Hours) |  | Surface Mount |  | 1 |  |  |  | -40°C ~ 105°C |  | - |  | 32-WFQFN Exposed Pad, CSP | Tray |  | 3196904 |  | - |  | 2V/µs | 32-LFCSP-WQ (5x5) | [6 empty] | 48 V |  |  | 24 V |  | https://www.unikeyic.com/media/datasheet/cb/53/615e/cb/f4399702059f7b312cbca03045f29803.pdf | https://www.unikeyic.com/products/instrumentation-amplifiers/ad5750-2bcpz/33417287.html
AD5751ACPZ | Analog Devices | 50: 8.7603 200: 8.6119 1,000: 8.4634 | 5.2mA 2V/μs 24mA 1 10.8V 55V SMD mount 5mm*5mm*830μm |  |  | Instrumentation |  |  | AD5751 |  |  | 24 mA | 5.2mA | [8 empty] | 3 (168 Hours) |  | Surface Mount |  | 1 |  |  |  | -40°C ~ 105°C |  | - |  | 32-VFQFN Exposed Pad, CSP | Tray |  | 2237597 |  | - |  | 2V/µs | 32-LFCSP-VQ (5x5) | [6 empty] | 55 V |  |  | 10.8 V | 902 | https://www.unikeyic.com/media/datasheet/e1/07/4cdf/e1074cdff5f0b2c5041ecf29f3df1c80.pdf | https://www.unikeyic.com/products/instrumentation-amplifiers/ad5751acpz/33011031.html
AD620ANZ | Analog Devices | 1: 26.6949 10: 21.2026 50: 20.6456 100: 18.8118 | adi Instrumentation Amplifier, Dual channel, Through hole mounting, 0.125mVbias, 8Pin PDIPencapsulation |  | 1 MHz | Instrumentation |  |  | AD620 | 500 pA |  | 18 mA | 900µA | [8 empty] | 1 (Unlimited) |  | Through Hole |  | 1 |  |  |  | -40°C ~ 85°C |  | - |  | 8-DIP (0.300", 7.62mm) | Tube |  |  |  | - |  | 1.2V/µs | 8-PDIP |  |  |  |  | 30 µV |  | 36 V |  |  | 4.6 V |  | https://www.unikeyic.com/media/datasheet/10/5a/296a/105a296aa13408d987647a9099428f58.pdf | https://www.unikeyic.com/products/instrumentation-amplifiers/ad620anz/33101969.html
AD620ARZ-REEL7 | Analog Devices | 1: 10.0087 10: 9.5564 30: 8.4117 100: 7.9473 | 900μA 1.2V/μs 1MHz 90DB 18mA 1 2.3V ±18V 30μV 500pA 1MHz SOIC-8 SMD mount，glue mount 1.5mm(height) |  | 1 MHz | Instrumentation |  |  | AD620 | 500 pA |  | 18 mA | 900µA | [8 empty] | 1 (Unlimited) |  | Surface Mount |  | 1 |  |  |  | -40°C ~ 85°C |  | - |  | 8-SOIC (0.154", 3.90mm Width) |  |  | 1886826 |  | - |  | 1.2V/µs | 8-SOIC |  |  |  |  | 30 µV |  | 36 V |  |  | 4.6 V |  | https://www.unikeyic.com/media/datasheet/10/5a/296a/105a296aa13408d987647a9099428f58.pdf | https://www.unikeyic.com/products/instrumentation-amplifiers/ad620arz-reel7/33495146.html
AD620ARZ-REEL7 | JSMICRO | 1: 2.1707 10: 1.776 50: 1.5028 100: 1.3567 500: 1.2686 1,000: 1.1912 | Low drift、Low power instrumentation amplifier，Gain setting range1TO10000 | - | [12 empty] | - |  | - | - | - |  |  |  | - | [5 empty] | - |  | SOIC-8 | [9 empty] | - | - | - | - | [7 empty] | https://www.unikeyic.com/media/about_us/Unikey_ISO_9001_Certification.pdf | https://www.unikeyic.com/products/instrumentation-amplifiers/ad620arz-reel7/869970705.html
AD620SQ/883B | Analog Devices | 1: 52.4913 10: 48.3345 | 900μA 1.2V/μs 120KHz 18mA 1 2.3V ±18V 30μV 500pA 1MHz CERDIP-8 Through hole mounting 3.56mm(height) | 1MHz |  |  | Industrial | [6 empty] | AD620SQ/883B Analog Devices |  |  | 500pA | 3.56mm(height) | 30μV | ±18V | 2.3V |  | Through hole mounting |  | 1 |  | -55℃~125℃ |  |  |  | 18mA |  | CERDIP-8 |  |  | On sale |  | Tube |  |  |  |  | - | 120KHz | 1.2V/μs | 900μA | [7 empty] | https://www.unikeyic.com/media/datasheet/50/cc/9ee7/50/ce12b208095899e3f3e63aef59c1a309.pdf | https://www.unikeyic.com/products/instrumentation-amplifiers/ad620sq-883b/33080668.html
AD621ARZ-R7 | Analog Devices | 1: 13.3851 10: 12.5895 30: 10.9209 | 900μA 1.2V/μs 110dB 18mA 1 2.3V ±18V 75μV 500pA 800KHz SOIC-8 SMD mount 1.5mm(height) |  | 800 kHz | Instrumentation |  |  | AD621 | 500 pA |  | 18 mA | 900µA | [8 empty] | 1 (Unlimited) |  | Surface Mount |  | 1 |  |  |  | -40°C ~ 85°C |  | - |  | 8-SOIC (0.154", 3.90mm Width) |  |  | 3712439 |  | - |  | 1.2V/µs | 8-SOIC |  |  |  |  | 75 µV |  | 36 V |  |  | 4.6 V |  | https://www.unikeyic.com/media/datasheet/25/65/da4e/25/c23871fbb3ea72be5041e88913668ce4.pdf | https://www.unikeyic.com/products/instrumentation-amplifiers/ad621arz-r7/33479945.html
AD622ARZ-R7 | Analog Devices | 1: 10.5688 10: 9.076 30: 8.0784 100: 7.5009 | 900μA 1.2V/μs 1MHz 103dB 18mA 1 2.6V ±18V 60μV 2nA 1MHz SOIC-8 SMD mount，glue mount 1.5mm(height) |  | 1 MHz | Instrumentation |  |  | AD622 | 2 nA |  | 18 mA | 900µA | [8 empty] | 1 (Unlimited) |  | Surface Mount |  | 1 |  |  |  | -40°C ~ 85°C |  | - |  | 8-SOIC (0.154", 3.90mm Width) |  |  | 760399 |  | - |  | 1.2V/µs | 8-SOIC |  |  |  |  | 60 µV |  | 36 V |  |  | 5.2 V |  | https://www.unikeyic.com/media/datasheet/77/83/9f46/77/6cab2df8b9881b64386d9024e46bd8cb.pdf | https://www.unikeyic.com/products/instrumentation-amplifiers/ad622arz-r7/33362088.html
AD622ARZ-RL | Analog Devices | 1: 10.5688 10: 9.076 30: 8.0784 100: 7.5009 | 900μA 1.2V/μs 103dB 18mA 1 2.6V ±18V 60μV 2nA 1MHz SOIC-8 SMD mount，glue mount 1.5mm(height) |  | 1 MHz | Instrumentation |  |  | AD622 | 2 nA |  | 18 mA | 900µA | [8 empty] | 1 (Unlimited) |  | Surface Mount |  | 1 |  |  |  | -40°C ~ 85°C |  | - |  | 8-SOIC (0.154", 3.90mm Width) |  |  | 4162180 |  | - |  | 1.2V/µs | 8-SOIC |  |  |  |  | 60 µV |  | 36 V |  |  | 5.2 V |  | https://www.unikeyic.com/media/datasheet/e3/eb/2c28/e3/93e9be76499912a242eac33eede6a417.pdf | https://www.unikeyic.com/products/instrumentation-amplifiers/ad622arz-rl/33128202.html
AD623ANZ | Analog Devices | 1: 11.6756 10: 10.8687 30: 9.9621 | 375μA 300mV/μs 800KHz 1 2.7V ±6V，12V 25μV 17nA 800KHz PDIP-8 Through hole mounting 9.27mm*6.35mm*5.33mm |  | 800 kHz | Instrumentation |  |  | AD623 | 17 nA |  |  | 375µA | [8 empty] | 1 (Unlimited) |  | Through Hole |  | 1 |  |  |  | -40°C ~ 85°C |  | Rail-to-Rail |  | 8-DIP (0.300", 7.62mm) | Tube |  |  |  | - |  | 0.3V/µs | 8-PDIP |  |  |  |  | 25 µV |  | 12 V |  |  | 2.7 V |  | https://www.unikeyic.com/media/datasheet/6e/2c/63ad/6e2c63ad1a48256f7ce2fa9bf893a878.pdf | https://www.unikeyic.com/products/instrumentation-amplifiers/ad623anz/33477586.html
AD623ARMZ-REEL7 | Analog Devices | 1: 6.6054 10: 5.6725 30: 5.0491 100: 4.6881 | 375μA 300mV/μs 86DB 1 2.7V ±6V，12V 200μV 17nA 800KHz MSOP-8 SMD mount，glue mount 3mm*3mm*850μm |  | 800 kHz | Instrumentation |  |  | AD623 | 17 nA |  |  | 375µA | [8 empty] | 1 (Unlimited) |  | Surface Mount |  | 1 |  |  |  | -40°C ~ 85°C |  | Rail-to-Rail |  | 8-TSSOP, 8-MSOP (0.118", 3.00mm Width) |  |  | 617774 |  | - |  | 0.3V/µs | 8-MSOP |  |  |  |  | 200 µV |  | 12 V |  |  | 2.7 V |  | https://www.unikeyic.com/media/datasheet/5d/1e/f00f/5d/3290a415aaf87efec7e3c8fef6ac0601.pdf | https://www.unikeyic.com/products/instrumentation-amplifiers/ad623armz-reel7/33422541.html
AD623ARZ-R7 | Analog Devices | 1: 5.4964 10: 4.8909 30: 4.5133 100: 4.0327 | 375μA 300mV/μs 800KHz 86DB 1 2.7V ±6V，12V 25μV 17nA 800KHz SOIC-8 SMD mount，glue mount 1.5mm(height) |  | 800 kHz | Instrumentation |  |  | AD623 | 17 nA |  |  | 375µA | [8 empty] | 1 (Unlimited) |  | Surface Mount |  | 1 |  |  |  | -40°C ~ 85°C |  | Rail-to-Rail |  | 8-SOIC (0.154", 3.90mm Width) |  |  | 3790136 |  | - |  | 0.3V/µs | 8-SOIC |  |  |  |  | 25 µV |  | 12 V |  |  | 2.7 V |  | https://www.unikeyic.com/media/datasheet/3f/f5/4a30/3ff54a300ca1d2aea76ef22b7790848e.pdf | https://www.unikeyic.com/products/instrumentation-amplifiers/ad623arz-r7/33368431.html
AD623BRZ-R7 | Analog Devices | 1: 12.1805 10: 11.639 30: 10.5018 100: 9.5006 | 375μA 300mV/μs 800KHz 105dB 1 2.7V 12V 25μV 17nA 800KHz SOIC-8 SMD mount 1.5mm(height) |  | 800 kHz | Instrumentation |  |  | AD623 | 17 nA |  |  | 375µA | [8 empty] | 1 (Unlimited) |  | Surface Mount |  | 1 |  |  |  | -40°C ~ 85°C |  | Rail-to-Rail |  | 8-SOIC (0.154", 3.90mm Width) |  |  | 4885466 |  | - |  | 0.3V/µs | 8-SOIC |  |  |  |  | 25 µV |  | 12 V |  |  | 2.7 V |  | https://www.unikeyic.com/media/datasheet/b2/2e/e1c9/b2/6e1149a90e266dd9caccde5dfa07be28.pdf | https://www.unikeyic.com/products/instrumentation-amplifiers/ad623brz-r7/33025618.html
AD624BD | Analog Devices | 1+: 49.998 50+: 42.497 100+: 37.505 500+: 34.996 1,000+: 32.5 | 3.5mA 5V/μs 25MHz 75dB 1 75μV 25nA 1MHz CDIP-16 TH | [49 empty] | 13 | https://www.unikeyic.com/media/datasheet/3e/df/74c0/3e/2ac68a741b689dc2ce391bb7215c98fb.pdf | https://www.unikeyic.com/products/instrumentation-amplifiers/ad624bd/33388195.html
AD627ARZ-R7 | Analog Devices | 1: 7.006 100: 6.2547 1,000: 6.0976 15,000: 6.06 30,000: 6.0071 | 60μA 60mV/μs 80KHz 25mA 1 2.2V ±18V，36V 50μV 2nA 80KHz SOIC-8 SMD mount，glue mount 1.75mm(height) |  | 80 kHz | Instrumentation |  |  | AD627 | 2 nA |  | 25 mA | 60µA | [8 empty] | 1 (Unlimited) |  | Surface Mount |  | 1 |  |  |  | -40°C ~ 85°C |  | Rail-to-Rail |  | 8-SOIC (0.154", 3.90mm Width) |  |  | 751249 |  | - |  | 0.06V/µs | 8-SOIC |  |  |  |  | 50 µV |  | 36 V |  |  | 2.2 V |  | https://www.unikeyic.com/media/datasheet/9e/73/a877/9e73a87775f1ef8b87b012ac93118140.pdf | https://www.unikeyic.com/products/instrumentation-amplifiers/ad627arz-r7/33397962.html
AD627BRZ-R7 | Analog Devices | 1: 12.7193 100: 11.5633 1,000: 11.3038 15,000: 11.2475 30,000: 11.1911 | Op Amp 60μA 60mV/μs 25mA 1 2.2V ±18V 36V 25μV 2nA 80kHz SOIC-8 SMD 1.5mm H |  | 80 kHz | Instrumentation |  |  | AD627 | 2 nA |  | 25 mA | 60µA | [8 empty] | 1 (Unlimited) |  | Surface Mount |  | 1 |  |  |  | -40°C ~ 85°C |  | Rail-to-Rail |  | 8-SOIC (0.154", 3.90mm Width) |  |  | 1218007 |  | - |  | 0.06V/µs | 8-SOIC |  |  |  |  | 25 µV |  | 36 V |  |  | 2.2 V |  | https://www.unikeyic.com/media/datasheet/ac/b6/7b82/ac/eae9c1d9f751a9bca51b9b39d77b80c6.pdf | https://www.unikeyic.com/products/instrumentation-amplifiers/ad627brz-r7/33383266.html
AD711AQ | Analog Devices | 1: 13.8091 10: 11.8588 30: 10.5553 100: 9.8007 | 2.5mA 20V/μs 4MHz 25mA 1 9V ±18V 300μV 15pA 4MHz CERDIP-8 Through hole mounting 5.08mm(height) |  | 4 MHz | J-FET |  |  | AD711 | 15 pA |  | 25 mA | 2.5mA | [8 empty] | 1 (Unlimited) |  | Through Hole |  | 1 |  |  |  | -40°C ~ 85°C |  | - |  | 8-CDIP (0.300", 7.62mm) | Tube |  | 618029 |  | - |  | 20V/µs | 8-CERDIP |  |  |  |  | 300 µV |  | 36 V |  |  | 9 V |  | https://www.unikeyic.com/media/datasheet/eb/ae/66e4/ebae66e407a03976837f221d74b68d63.pdf | https://www.unikeyic.com/products/instrumentation-amplifiers/ad711aq/33008457.html
AD8220BRMZ-R7 | Analog Devices | 1: 8.0441 100: 7.1836 1,000: 7.0008 15,000: 6.9599 30,000: 6.8967 | 750μA, 2V/μs, 100dB, 15mA, 1-Ch, 4.6V, 36V, 125μV, 10pA, 1.5MHz, MSOP-8, SMD, Adhesive Mount, 3mm × 3mm × 850μm |  | 1.5 MHz | Instrumentation |  |  | AD8220 | 10 pA |  | 15 mA | 750µA | [8 empty] | 1 (Unlimited) |  | Surface Mount |  | 1 |  |  |  | -40°C ~ 85°C |  | Rail-to-Rail |  | 8-TSSOP, 8-MSOP (0.118", 3.00mm Width) |  |  | 4912752 |  | - |  | 2V/µs | 8-MSOP |  |  |  |  | 125 µV |  | 36 V |  |  | 4.5 V |  | https://www.unikeyic.com/media/datasheet/dd/e4/057d/dd/57e3a6ecb4fef6297a15420816637dd1.pdf | https://www.unikeyic.com/products/instrumentation-amplifiers/ad8220brmz-r7/33416180.html
AD8221ARMZ-R7 | Analog Devices | 1: 26.7988 | 900μA 2V/μs 825KHz 18mA 1 2.3V ±18V 60μV 500pA 825KHz MSOP-8 SMD mount，glue mount 3mm*3mm*850μm |  | 825 kHz | Instrumentation |  |  | AD8221 | 500 pA |  | 18 mA | 900µA | [8 empty] | 1 (Unlimited) |  | Surface Mount |  | 1 |  |  |  | -40°C ~ 85°C |  | - |  | 8-TSSOP, 8-MSOP (0.118", 3.00mm Width) |  |  | 3790145 |  | - |  | 2V/µs | 8-MSOP |  |  |  |  | 60 µV |  | 36 V |  |  | 4.6 V |  | https://www.unikeyic.com/media/datasheet/c4/22/7039/c4227039d71b5319b824791094d04974.pdf | https://www.unikeyic.com/products/instrumentation-amplifiers/ad8221armz-r7/33404313.html
AD8221ARZ-R7 | Analog Devices | 1: 20.0578 10: 16.9232 | Op Amp 900μA 2V/μs 825kHz 18mA 1Ch 2.3V ±18V 60μV 500pA SOIC-8 SMD 1.75mm H |  | 825 kHz | Instrumentation |  |  | AD8221 | 500 pA |  | 18 mA | 900µA | [8 empty] | 1 (Unlimited) |  | Surface Mount |  | 1 |  |  |  | -40°C ~ 85°C |  | - |  | 8-SOIC (0.154", 3.90mm Width) |  |  |  |  | - |  | 2V/µs | 8-SOIC |  |  |  |  | 60 µV |  | 36 V |  |  | 4.6 V |  | https://www.unikeyic.com/media/datasheet/18/f5/6ea9/18f56ea95c16ddf7933189d2de4a763d.pdf | https://www.unikeyic.com/products/instrumentation-amplifiers/ad8221arz-r7/33092829.html
AD8221BRZ-R7 | Analog Devices | 10: 74.6114 100: 71.5378 500: 68.4717 | 900μA 2V/μs 18mA 1 2.3V ±18V 25μV 200pA 825KHz SOIC-8 SMD mount，glue mount 5mm*4mm*1.5mm |  | 825 kHz | Instrumentation |  |  | AD8221 | 200 pA |  | 18 mA | 900µA | [8 empty] | 1 (Unlimited) |  | Surface Mount |  | 1 |  |  |  | -40°C ~ 85°C |  | - |  | 8-SOIC (0.154", 3.90mm Width) |  |  |  |  | - |  | 2V/µs | 8-SOIC |  |  |  |  | 25 µV |  | 36 V |  |  | 4.6 V | 180 | https://www.unikeyic.com/media/datasheet/18/f5/6ea9/18f56ea95c16ddf7933189d2de4a763d.pdf | https://www.unikeyic.com/products/instrumentation-amplifiers/ad8221brz-r7/33107172.html
AD8222ACPZ-R7 | Analog Devices | 1: 14.2042 10: 12.5139 30: 11.4833 100: 10.6204 | 900μA(x2 Channels) 2V/μs 7MHz 18mA 2 ±18V 120μV 500pA 1.2MHz CSP，WQFN-16(EP) SMD mount，glue mount 4mm*4mm*850μm |  | 1.2 MHz | Instrumentation |  |  | AD8222 | 500 pA |  | 18 mA | 900µA (x2 Channels) |  |  | 7 MHz | [5 empty] | 3 (168 Hours) |  | Surface Mount |  | 2 |  |  |  | -40°C ~ 85°C |  | - |  | 16-WQFN Exposed Pad, CSP |  |  |  |  | - |  | 2V/µs | 16-LFCSP (4x4) |  |  |  |  | 120 µV |  | 36 V |  |  | 4.6 V |  | https://www.unikeyic.com/media/datasheet/bb/87/272f/bb/38157058c269c9aedc4b30ff4f50d305.pdf | https://www.unikeyic.com/products/instrumentation-amplifiers/ad8222acpz-r7/33031908.html
AD8223ARMZ-R7 | Analog Devices | 1: 3.5057 10: 2.8639 30: 2.5776 100: 2.2411 300: 2.1043 | 650μA 300mV/μs 125KHz 90dB 1 3V 24V 250μV 12nA 200KHz MSOP-8 SMD mount，glue mount 3mm*3mm*850μm |  | 200 kHz | Instrumentation |  |  | AD8223 | 12 nA |  |  | 650µA | [8 empty] | 1 (Unlimited) |  | Surface Mount |  | 1 |  |  |  | -40°C ~ 85°C |  | Rail-to-Rail |  | 8-TSSOP, 8-MSOP (0.118", 3.00mm Width) |  |  | 1979373 |  | - |  | 0.3V/µs | 8-MSOP |  |  |  |  | 250 µV |  | 24 V |  |  | 3 V |  | https://www.unikeyic.com/media/datasheet/7f/d4/3ddd/7f/d0232516a50ebb6813dab98428032427.pdf | https://www.unikeyic.com/products/instrumentation-amplifiers/ad8223armz-r7/33111037.html
AD8223ARZ-R7 | Analog Devices | 1: 4.0613 10: 3.3178 30: 2.9863 100: 2.5963 300: 2.4378 | Op Amp 650μA 300mV/μs 90dB 1-Ch 3V-24V 250μV 12nA 200kHz SOIC-8 SMD, 1.5mm H |  | 200 kHz | Instrumentation |  |  | AD8223 | 12 nA |  |  | 650µA | [8 empty] | 1 (Unlimited) |  | Surface Mount |  | 1 |  |  |  | -40°C ~ 85°C |  | Rail-to-Rail |  | 8-SOIC (0.154", 3.90mm Width) |  |  | 1981894 |  | - |  | 0.3V/µs | 8-SOIC |  |  |  |  | 250 µV |  | 24 V |  |  | 3 V |  | https://www.unikeyic.com/media/datasheet/7f/d4/3ddd/7f/d0232516a50ebb6813dab98428032427.pdf | https://www.unikeyic.com/products/instrumentation-amplifiers/ad8223arz-r7/33540459.html
AD8226ARMZ-R7 | Analog Devices | 1: 5.1874 10: 4.5796 30: 4.2021 100: 3.8397 500: 3.6734 1,000: 3.5977 | Op Amp, 350μA, 600mV/μs, 1.5MHz, 13mA, 1 Ch, 2.2V ±18V, 36V, 100μV, 20nA, MSOP-8, SMD, 3mm × 3mm × 850μm |  | 1.5 MHz | Instrumentation |  |  | AD8226 | 20 nA |  | 13 mA | 350µA | [8 empty] | 1 (Unlimited) |  | Surface Mount |  | 1 |  |  |  | -40°C ~ 125°C |  | Rail-to-Rail |  | 8-TSSOP, 8-MSOP (0.118", 3.00mm Width) |  |  | 2027494 |  | - |  | 0.6V/µs | 8-MSOP |  |  |  |  | 100 µV |  | 36 V |  |  | 2.2 V |  | https://www.unikeyic.com/media/datasheet/5a/15/8290/5a158290f18161470a2f2264ad18f9bc.pdf | https://www.unikeyic.com/products/instrumentation-amplifiers/ad8226armz-r7/33090188.html
AD8226ARMZ-RL | Analog Devices | 10: 5.1968 100: 5.0305 200: 4.9058 | 350μA 600mV/μs 13mA 1 2.2V ±18V，36V 100μV 20nA 1.5MHz MSOP-8 SMD mount，glue mount 3mm*3mm*850μm |  | 1.5 MHz | Instrumentation |  |  | AD8226 | 20 nA |  | 13 mA | 350µA | [8 empty] | 1 (Unlimited) |  | Surface Mount |  | 1 |  |  |  | -40°C ~ 125°C |  | Rail-to-Rail |  | 8-TSSOP, 8-MSOP (0.118", 3.00mm Width) |  |  | 2027815 |  | - |  | 0.6V/µs | 8-MSOP |  |  |  |  | 100 µV |  | 36 V |  |  | 2.2 V | 800 | https://www.unikeyic.com/media/datasheet/e7/7b/a2b7/e77ba2b73a8301c2628e043503291a56.pdf | https://www.unikeyic.com/products/instrumentation-amplifiers/ad8226armz-rl/33517237.html
AD8226BRZ-R7 | Analog Devices | 1: 3.4836 10: 2.8458 30: 2.5614 100: 2.2269 300: 2.091 | 350μA 600mV/μs 13mA 1 2.2V ±18V，36V 50μV 20nA 1.5MHz SOIC-8 SMD mount，glue mount 1.75mm(height) |  | 1.5 MHz | Instrumentation |  |  | AD8226 | 20 nA |  | 13 mA | 350µA | [8 empty] | 1 (Unlimited) |  | Surface Mount |  | 1 |  |  |  | -40°C ~ 125°C |  | Rail-to-Rail |  | 8-SOIC (0.154", 3.90mm Width) |  |  | 4913096 |  | - |  | 0.6V/µs | 8-SOIC |  |  |  |  | 50 µV |  | 36 V |  |  | 2.2 V |  | https://www.unikeyic.com/media/datasheet/e7/7b/a2b7/e77ba2b73a8301c2628e043503291a56.pdf | https://www.unikeyic.com/products/instrumentation-amplifiers/ad8226brz-r7/33480054.html
AD8227ARMZ-R7 | Analog Devices | 50+: 2.7265 200+: 2.6174 500+: 2.5738 1,000+: 2.5084 | 350μA 800mV/μs 250kHz 105dB 13mA 1 2.2V 36V 200μV 20nA 250kHz MSOP-8 SMD, Adhesive Mount 3mm × 3mm × 850μm | [49 empty] | 9992 | https://www.unikeyic.com/media/datasheet/44/75/79ea/447579eaa8947fd18cdd00116449c217.pdf | https://www.unikeyic.com/products/instrumentation-amplifiers/ad8227armz-r7/33010990.html
AD8227BRMZ-R7 | Analog Devices | 10: 6.0268 100: 5.7328 300: 5.6348 | Op Amp 350μA 800mV/μs 105dB 1-Ch 2.2V-36V 100μV 20nA 250kHz MSOP SMD 3mm × 3mm × 850μm |  | 250 kHz | Instrumentation |  |  | AD8227 | 20 nA |  | 13 mA | 350µA | [8 empty] | 1 (Unlimited) |  | Surface Mount |  | 1 |  |  |  | -40°C ~ 125°C |  | Rail-to-Rail |  | 8-TSSOP, 8-MSOP (0.118", 3.00mm Width) |  |  | 2091934 |  | - |  | 0.8V/µs | 8-MSOP |  |  |  |  | 100 µV |  | 36 V |  |  | 2.2 V | 50 | https://www.unikeyic.com/media/datasheet/14/3f/58b8/14/0b997086779f62dce69f746c438bd509.pdf | https://www.unikeyic.com/products/instrumentation-amplifiers/ad8227brmz-r7/33551044.html
AD8227BRZ-R7 | Analog Devices | 1: 7.1811 10: 6.4886 | 350μA 800mV/μs 250KHz 105dB 13mA 1 2.2V 36V 100μV 20nA 250KHz SOIC-8 SMD mount 1.5mm(height) |  | 250 kHz | Instrumentation |  |  | AD8227 | 20 nA |  | 13 mA | 350µA | [8 empty] | 1 (Unlimited) |  | Surface Mount |  | 1 |  |  |  | -40°C ~ 125°C |  | Rail-to-Rail |  | 8-SOIC (0.154", 3.90mm Width) |  |  | 3828882 |  | - |  | 0.8V/µs | 8-SOIC |  |  |  |  | 100 µV |  | 36 V |  |  | 2.2 V |  | https://www.unikeyic.com/media/datasheet/14/3f/58b8/14/0b997086779f62dce69f746c438bd509.pdf | https://www.unikeyic.com/products/instrumentation-amplifiers/ad8227brz-r7/33528214.html
AD8229HRZ | Analog Devices | 5: 359.3223 25: 342.9895 50: 342.9895 500: 342.9895 | Op Amp, 6.7mA, 22V/μs, 15MHz, 35mA, 1Ch, ±17V, 100μV, 70nA, SOIC-8, SMD, 1.75mm H |  | 15 MHz | Instrumentation |  |  | AD8229 | 70 nA |  | 35 mA | 6.7mA | [8 empty] | 1 (Unlimited) |  | Surface Mount |  | 1 |  |  |  | -40°C ~ 175°C |  | - |  | 8-SOIC (0.154", 3.90mm Width) | Tube |  | 3232912 |  | - |  | 22V/µs | 8-SOIC |  |  |  |  | 100 µV |  | 34 V |  |  | 8 V | 270 | https://www.unikeyic.com/media/datasheet/3d/5e/6c3f/3d/090863b4e57dbbd05bb022103b41baf7.pdf | https://www.unikeyic.com/products/instrumentation-amplifiers/ad8229hrz/33386846.html
AD8231ACPZ-R7 | Analog Devices | 1: 9.6897 10: 9.0477 | 4mA 1.1V/μs 7MHz 80dB 70mA 1Ch 3V ±3V 6V 4μV 250pA 2.7MHz DFN SMD, Adhesive Mount 4mm × 4mm × 830μm |  |  | Instrumentation |  |  | AD8231 | 250 pA |  | 70 mA | 4mA |  |  | 7 MHz | [5 empty] | 3 (168 Hours) |  | Surface Mount |  | 1 |  |  |  | -40°C ~ 125°C |  | Rail-to-Rail |  | 16-WQFN Exposed Pad, CSP |  |  | 1628148 |  | - |  | 1.1V/µs | 16-LFCSP (4x4) |  |  |  |  | 4 µV |  | 5 V |  |  | 3 V |  | https://www.unikeyic.com/media/datasheet/e6/8c/3d65/40/dcd80fba314bdb5c383268588ba4792a.pdf | https://www.unikeyic.com/products/instrumentation-amplifiers/ad8231acpz-r7/33472405.html
AD8236ARMZ-R7 | Analog Devices | 1: 2.68 10: 2.1893 30: 1.9706 100: 1.7131 300: 1.6086 | 33μA 11mV/μs 6mA 1 1.8V 5.5V 3.5mV 1pA 23KHz MSOP-8 SMD mount，glue mount 3mm*3mm*850μm |  | 23 kHz | Instrumentation |  |  | AD8236 | 1 pA |  | 6 mA | 33µA | [8 empty] | 1 (Unlimited) |  | Surface Mount |  | 1 |  |  |  | -40°C ~ 125°C |  | Rail-to-Rail |  | 8-TSSOP, 8-MSOP (0.118", 3.00mm Width) |  |  | 2077117 |  | - |  | 0.011V/µs | 8-MSOP |  |  |  |  | 3.5 mV |  | 5.5 V |  |  | 1.8 V |  | https://www.unikeyic.com/media/datasheet/15/18/9077/151890770eafbb8593ef03fac1c1856d.pdf | https://www.unikeyic.com/products/instrumentation-amplifiers/ad8236armz-r7/33026984.html
AD8237ARMZ-R7 | Analog Devices | 1: 6.7376 10: 5.9479 30: 5.4771 100: 4.673 | 115μA 150mV/μs 100KHz 4mA 1 1.8V 5.5V 25μV 250pA 200KHz MSOP-8 SMD mount 3mm*3mm*1.1mm |  | 200 kHz | Instrumentation |  |  | AD8237 | 250 pA |  | 4 mA | 115µA | [8 empty] | 1 (Unlimited) |  | Surface Mount |  | 1 |  |  |  | -40°C ~ 125°C |  | Rail-to-Rail |  | 8-TSSOP, 8-MSOP (0.118", 3.00mm Width) |  |  | 3758428 |  | - |  | 0.15V/µs | 8-MSOP |  |  |  |  | 25 µV |  | 5.5 V |  |  | 1.8 V |  | https://www.unikeyic.com/media/datasheet/1c/18/59db/1c1859db671d6e4e9d3525776f87c882.pdf | https://www.unikeyic.com/products/instrumentation-amplifiers/ad8237armz-r7/33414708.html
AD8250ARMZ-R7 | Analog Devices | 100: 17.1049 500: 16.5348 1,000: 16.2497 | 4.1mA 25V/μs 90dB 37mA 1-Ch 10V ±15V 70μV 5nA 10MHz Op Amp, MSOP-10, SMD, Adhesive Mount, 3mm × 3mm × 850μm |  | 10 MHz | Instrumentation |  |  | AD8250 | 5 nA |  | 37 mA | 4.1mA | [8 empty] | 1 (Unlimited) |  | Surface Mount |  | 1 |  |  |  | -40°C ~ 85°C |  | Push-Pull |  | 10-TFSOP, 10-MSOP (0.118", 3.00mm Width) |  |  | 1534554 |  | iCMOS® |  | 25V/µs | 10-MSOP |  |  |  |  | 70 µV |  | 30 V |  |  | 10 V | 578 | https://www.unikeyic.com/media/datasheet/53/2b/a7a2/532ba7a2cd6e40a7332e980aad556642.pdf | https://www.unikeyic.com/products/instrumentation-amplifiers/ad8250armz-r7/33015302.html
AD8253ARMZ-R7 | Analog Devices | 1: 21.8475 10: 18.7224 | 4.6mA 20V/μs 10MHz 100DB 37mA 1 5V ±15V 150μV 5nA 10MHz MSOP-10 SMD mount，glue mount 3mm*3mm*850μm |  | 10 MHz | Instrumentation |  |  | AD8253 | 5 nA |  | 37 mA | 4.6mA | [8 empty] | 1 (Unlimited) |  | Surface Mount |  | 1 |  |  |  | -40°C ~ 85°C |  | - |  | 10-TFSOP, 10-MSOP (0.118", 3.00mm Width) |  |  | 1938226 |  | iCMOS® |  | 20V/µs | 10-MSOP |  |  |  |  | 150 µV |  | 30 V |  |  | 10 V |  | https://www.unikeyic.com/media/datasheet/e6/8c/3d65/fc/254991410ec970c2a7b0b3698b3c6cba.pdf | https://www.unikeyic.com/products/instrumentation-amplifiers/ad8253armz-r7/33552265.html
AD8277ARZ-R7 | Analog Devices | 1: 3.4766 10: 3.3491 100: 3.0465 | 200μA 1.1V/μs 550KHz 86dB 15mA 2 2V 36V，±18V 100μV 200μA 550KHz SOIC-14 SMD mount，glue mount 1.5mm(height) |  |  | Instrumentation |  |  | AD8277 |  |  | 15 mA | - |  |  | 550 kHz | [5 empty] | 1 (Unlimited) |  | Surface Mount |  | 2 |  |  |  | -40°C ~ 85°C |  | Rail-to-Rail |  | 14-SOIC (0.154", 3.90mm Width) |  |  | 2170575 |  | - |  | 1.1V/µs | 14-SOIC |  |  |  |  | 100 µV |  | 36 V |  |  | 2 V |  | https://www.unikeyic.com/media/datasheet/8b/cf/55a9/8bcf55a963d29d9c0de84938ac1cf6ab.pdf | https://www.unikeyic.com/products/instrumentation-amplifiers/ad8277arz-r7/33553479.html
AD8293G160ARJZ-R7 | Analog Devices | 1: 2.3972 10: 2.0725 30: 1.8711 100: 1.6548 500: 1.5622 1,000: 1.5207 | adi Instrumentation Amplifier, Single channel, surface mount installation, 50μVbias, 8Pin, Rail-to-rail output SOT-23encapsulation |  | 500 Hz | Instrumentation |  |  | AD8293 | 400 pA |  | 35 mA | 1mA | [8 empty] | 1 (Unlimited) |  | Surface Mount |  | 1 |  |  |  | -40°C ~ 85°C |  | Rail-to-Rail |  | SOT-23-8 |  |  |  |  | - |  | - | SOT-23-8 |  |  |  |  | 9 µV |  | 5.5 V |  |  | 1.8 V |  | https://www.unikeyic.com/media/datasheet/5e/44/583d/5e44583d4bb5af9f2afd64c2c022dc96.pdf | https://www.unikeyic.com/products/instrumentation-amplifiers/ad8293g160arjz-r7/33059219.html
AD8293G80BRJZ-R7 | Analog Devices | 1: 3.4559 10: 2.8232 30: 2.5411 100: 2.2092 300: 2.0743 | 1mA 500Hz 140dB 35mA 1 3V 5.5V 9μV 400pA 500Hz SOT-23-8 SMD mount，glue mount 2.9mm*1.6mm*1.15mm |  | 500 Hz | Instrumentation |  |  | AD8293 | 400 pA |  | 35 mA | 1mA | [8 empty] | 1 (Unlimited) |  | Surface Mount |  | 1 |  |  |  | -40°C ~ 85°C |  | Rail-to-Rail |  | SOT-23-8 |  |  | 1938249 |  | - |  | - | SOT-23-8 |  |  |  |  | 9 µV |  | 5.5 V |  |  | 1.8 V |  | https://www.unikeyic.com/media/datasheet/5e/44/583d/5e44583d4bb5af9f2afd64c2c022dc96.pdf | https://www.unikeyic.com/products/instrumentation-amplifiers/ad8293g80brjz-r7/33421080.html
AD8366ACPZ-R7 | Analog Devices | 10: 20.7212 100: 19.9242 500: 18.6491 1,000: 18.0115 3,000: 17.3739 | 180mA 1.1KV/μs 600MHz 2 5.25V 600MHz SMD mount，glue mount 5mm*5mm*830μm |  |  |  |  | Driver | AD8366 | [12 empty] | 3 (168 Hours) |  | Surface Mount | [9 empty] | 32-WFQFN Exposed Pad, CSP |  |  | 2507306 |  | - |  |  | 32-LFCSP (5x5) | [10 empty] | 979 | https://www.unikeyic.com/media/datasheet/17/1f/9b33/17/9e0e428b8891383db4c5f4049fd3a86a.pdf | https://www.unikeyic.com/products/instrumentation-amplifiers/ad8366acpz-r7/33536706.html
AD8368ACPZ | Analog Devices | 10: 6.0446 50: 5.9422 200: 5.8397 | 60mA 800MHz 1 4.5V-5.5V 150μA 800MHz LFCSP | 800MHz |  |  | Industrial | [6 empty] | AD8368ACPZ Analog Devices |  |  | 150μA |  | - | 5.5V | 4.5V |  |  |  | 1 |  | -40℃~85℃ |  |  |  | - |  | LFCSP | [9 empty] | - | 800MHz | - | 60mA | [6 empty] | 550 | https://www.unikeyic.com/media/datasheet/94/ce/c6ae/94/a5eede49d283041412ae9052e05af103.pdf | https://www.unikeyic.com/products/instrumentation-amplifiers/ad8368acpz/33105872.html
AD8420ARMZ | Analog Devices | 982+: 1.6036 1,964+: 1.5769 2,946+: 1.5501 | 85μA 1V/μs 250kHz 10mA 1 2.7V ±18V 36V 250μV 20nA 250kHz MSOP-8 SMD 3mm × 300cm × 1.1mm | [49 empty] | 982 | https://www.unikeyic.com/media/datasheet/2a/3d/68da/2a/972b39c79e1798714d7c828bc1232c2f.pdf | https://www.unikeyic.com/products/instrumentation-amplifiers/ad8420armz/33137488.html
AD8420ARMZ-R7 | Analog Devices | 1,000: 3.3289 2,000: 3.2725 3,000: 3.2161 | 85μA 1V/μs 250KHz 92dB 10mA 1 2.7V 36V 250μV 20nA 250KHz MSOP-8 SMD mount，glue mount 3mm*3mm*850μm |  | 250 kHz | Instrumentation |  |  | AD8420 | 20 nA |  | 10 mA | 85µA | [8 empty] | 1 (Unlimited) |  | Surface Mount |  | 1 |  |  |  | -40°C ~ 85°C |  | Rail-to-Rail |  | 8-TSSOP, 8-MSOP (0.118", 3.00mm Width) |  |  | 3043489 |  | - |  | 1V/µs | 8-MSOP |  |  |  |  | 250 µV |  | 36 V |  |  | 2.7 V | 2000 | https://www.unikeyic.com/media/datasheet/86/97/cf86/8697cf86a443ef6bc30e7a7cd11d9959.pdf | https://www.unikeyic.com/products/instrumentation-amplifiers/ad8420armz-r7/33509341.html
AD8421ARMZ-R7 | Analog Devices | 1: 10.5687 10: 9.6957 30: 9.2147 100: 8.8207 | 2mA 35V/μs 10MHz 65mA 1 5V ±18V，36V 60μV 1nA 10MHz MSOP-8 SMD mount，glue mount 3mm*3mm*850μm |  | 10 MHz | Instrumentation |  |  | AD8421 | 1 nA |  | 65 mA | 2mA | [8 empty] | 1 (Unlimited) |  | Surface Mount |  | 1 |  |  |  | -40°C ~ 85°C |  | - |  | 8-TSSOP, 8-MSOP (0.118", 3.00mm Width) |  |  | 3542847 |  | - |  | 35V/µs | 8-MSOP |  |  |  |  | 60 µV |  | 36 V |  |  | 5 V |  | https://www.unikeyic.com/media/datasheet/e6/8c/3d65/c2/fb560cdac887ff65fc9f9aec3ea32d38.pdf | https://www.unikeyic.com/products/instrumentation-amplifiers/ad8421armz-r7/33417417.html
AD8421ARZ-R7 | Analog Devices | 1: 7.3981 10: 6.3532 30: 5.6549 100: 5.2507 | 2mA 35V/μs 65mA 1 5V ±18V，36V 60μV 1nA 10MHz SOIC-8 SMD mount，glue mount 1.75mm(height) |  | 10 MHz | Instrumentation |  |  | AD8421 | 1 nA |  | 65 mA | 2mA | [8 empty] | 1 (Unlimited) |  | Surface Mount |  | 1 |  |  |  | -40°C ~ 85°C |  | - |  | 8-SOIC (0.154", 3.90mm Width) |  |  | 4913153 |  | - |  | 35V/µs | 8-SOIC |  |  |  |  | 60 µV |  | 36 V |  |  | 5 V |  | https://www.unikeyic.com/media/datasheet/92/2b/be57/92/48987c2003feb78a7d76403df0d0bf10.pdf | https://www.unikeyic.com/products/instrumentation-amplifiers/ad8421arz-r7/33007553.html
AD8421BRZ-R7 | Analog Devices | 1: 13.1929 10: 12.5415 30: 11.6053 100: 10.8374 | 2mA 35V/μs 10MHz 65mA 1 5V ±18V，36V 25μV 100pA 10MHz SOIC-8 SMD mount，glue mount 1.5mm(height) |  | 10 MHz | Instrumentation |  |  | AD8421 | 100 pA |  | 65 mA | 2mA | [8 empty] | 1 (Unlimited) |  | Surface Mount |  | 1 |  |  |  | -40°C ~ 85°C |  | - |  | 8-SOIC (0.154", 3.90mm Width) |  |  | 3542850 |  | - |  | 35V/µs | 8-SOIC |  |  |  |  | 25 µV |  | 36 V |  |  | 5 V |  | https://www.unikeyic.com/media/datasheet/ab/28/8607/ab/dae9cf695d0b39290fbb236d97b58cb0.pdf | https://www.unikeyic.com/products/instrumentation-amplifiers/ad8421brz-r7/33095674.html
AD8422ARMZ-R7 | Analog Devices | 1: 24.4546 10: 21.4392 30: 18.8859 100: 17.6613 | 300μA 800mV/μs 20mA 1 4.6V ±18V，36V 70μV 500pA 2.2MHz MSOP-8 SMD mount，glue mount 3mm*3mm*1.1mm |  | 2.2 MHz | Instrumentation |  |  | AD8422 | 500 pA |  | 20 mA | 300µA | [8 empty] | 1 (Unlimited) |  | Surface Mount |  | 1 |  |  |  | -40°C ~ 85°C |  | Rail-to-Rail |  | 8-TSSOP, 8-MSOP (0.118", 3.00mm Width) |  |  | 4246078 |  | - |  | 0.8V/µs | 8-MSOP |  |  |  |  | 70 µV |  | 36 V |  |  | 4.6 V |  | https://www.unikeyic.com/media/datasheet/5b/75/9127/5b/c54bf3f1e9706e17cabda59c10a5e094.pdf | https://www.unikeyic.com/products/instrumentation-amplifiers/ad8422armz-r7/33384601.html
AD8422ARZ-R7 | Analog Devices | 1: 6.7164 10: 5.5931 30: 5.1171 100: 4.2489 | 300μA 800mV/μs 2.2MHz 90SB 20mA 1 4.6V ±18V，36V 60μV 500pA 2.2MHz SOIC-8 SMD mount，glue mount |  | 2.2 MHz | Instrumentation |  |  | AD8422 | 500 pA |  | 20 mA | 300µA | [8 empty] | 1 (Unlimited) |  | Surface Mount |  | 1 |  |  |  | -40°C ~ 85°C |  | Rail-to-Rail |  | 8-SOIC (0.154", 3.90mm Width) |  |  | 4909937 |  | - |  | 0.8V/µs | 8-SOIC |  |  |  |  | 60 µV |  | 36 V |  |  | 4.6 V |  | https://www.unikeyic.com/media/datasheet/e6/8c/3d65/eb/2eb0f75e60a70ba31f125924bc00a0e7.pdf | https://www.unikeyic.com/products/instrumentation-amplifiers/ad8422arz-r7/33558881.html
AD8422BRMZ-R7 | Analog Devices | 1: 9.4543 10: 9.049 30: 8.833 100: 7.7706 | 300μA 800mV/μs 2.2MHz 20mA 1 4.6V ±18V，36V 50μV 200pA 2.2MHz MSOP-8 SMD mount，glue mount 3mm*3mm*850μm |  | 2.2 MHz | Instrumentation |  |  | AD8422 | 200 pA |  | 20 mA | 300µA | [8 empty] | 1 (Unlimited) |  | Surface Mount |  | 1 |  |  |  | -40°C ~ 85°C |  | Rail-to-Rail |  | 8-TSSOP, 8-MSOP (0.118", 3.00mm Width) |  |  | 4246081 |  | - |  | 0.8V/µs | 8-MSOP |  |  |  |  | 50 µV |  | 36 V |  |  | 4.6 V |  | https://www.unikeyic.com/media/datasheet/5b/75/9127/5b/c54bf3f1e9706e17cabda59c10a5e094.pdf | https://www.unikeyic.com/products/instrumentation-amplifiers/ad8422brmz-r7/33110869.html
AD8422BRZ-R7 | Analog Devices | 1: 11.0082 10: 9.7956 30: 8.2712 100: 7.6532 | Op Amp 300μA 800mV/μs 2.2MHz 94dB 20mA 1Ch 4.6V-36V ±18V 25μV 200pA SOIC-8 SMD 1.5mm H |  | 2.2 MHz | Instrumentation |  |  | AD8422 | 200 pA |  | 20 mA | 300µA | [8 empty] | 1 (Unlimited) |  | Surface Mount |  | 1 |  |  |  | -40°C ~ 85°C |  | Rail-to-Rail |  | 8-SOIC (0.154", 3.90mm Width) |  |  | 4246074 |  | - |  | 0.8V/µs | 8-SOIC |  |  |  |  | 25 µV |  | 36 V |  |  | 4.6 V |  | https://www.unikeyic.com/media/datasheet/5b/75/9127/5b/c54bf3f1e9706e17cabda59c10a5e094.pdf | https://www.unikeyic.com/products/instrumentation-amplifiers/ad8422brz-r7/33120355.html
AD8422BRZ-RL | Analog Devices | 10: 7.9808 100: 7.6616 300: 7.3424 | Op Amp, 300μA, 800mV/μs, 94dB, 20mA, 1-Ch, 4.6V, 36V, ±18V, 25μV, 200pA, 2.2MHz, SOIC-8, SMD, Adhesive Mount, 1.5mm H |  | 2.2 MHz | Instrumentation |  |  | AD8422 | 200 pA |  | 20 mA | 300µA | [8 empty] | 1 (Unlimited) |  | Surface Mount |  | 1 |  |  |  | -40°C ~ 85°C |  | Rail-to-Rail |  | 8-SOIC (0.154", 3.90mm Width) | Tape & Reel (TR) |  |  |  | - |  | 0.8V/µs | 8-SOIC |  |  |  |  | 25 µV |  | 36 V |  |  | 4.6 V |  | https://www.unikeyic.com/media/datasheet/5b/75/9127/5b/c54bf3f1e9706e17cabda59c10a5e094.pdf | https://www.unikeyic.com/products/instrumentation-amplifiers/ad8422brz-rl/33502890.html
AD8428ARZ | Analog Devices |  | Op Amp 6.5mA 50V/μs 7GHz 30mA 1Ch 4V ±18V 100μV 200nA 3.5MHz SOIC-8 SMD 1.75mm H |  | 3.5 MHz | Instrumentation |  |  | AD8428 | 200 nA |  | 30 mA | 6.5mA | [8 empty] | 1 (Unlimited) |  | Surface Mount |  | 1 |  |  |  | -40°C ~ 85°C |  | - |  | 8-SOIC (0.154", 3.90mm Width) | Tube |  | 2773685 |  | - |  | 50V/µs | 8-SOIC |  |  |  |  | 100 µV |  | 36 V |  |  | 8 V |  | https://www.unikeyic.com/media/datasheet/e6/8c/3d65/7a/dcc896e4547674fce63400bdfa08a964.pdf | https://www.unikeyic.com/products/instrumentation-amplifiers/ad8428arz/33019863.html
AD8428BRZ | Analog Devices | 10: 63.2897 100: 60.58 500: 57.9704 | Op Amp, 1 Ch, 30mA, 6.5mA, 50V/μs, 7GHz, 4V, ±18V, 25μV, 200nA, 3.5MHz, SOIC-8, SMD, 1.75mm H |  | 3.5 MHz | Instrumentation |  |  | AD8428 | 200 nA |  | 30 mA | 6.5mA | [8 empty] | 1 (Unlimited) |  | Surface Mount |  | 1 |  |  |  | -40°C ~ 85°C |  | - |  | 8-SOIC (0.154", 3.90mm Width) | Tube |  |  |  | - |  | 50V/µs | 8-SOIC |  |  |  |  | 25 µV |  | 36 V |  |  | 8 V | 1500 | https://www.unikeyic.com/media/datasheet/e6/8c/3d65/7a/dcc896e4547674fce63400bdfa08a964.pdf | https://www.unikeyic.com/products/instrumentation-amplifiers/ad8428brz/33390617.html
AD8429ARZ-R7 | Analog Devices | 1: 11.4764 10: 10.0978 30: 8.4074 100: 7.7311 | 6.7mA 22V/μs 15MHz 140dB 35mA 1 8V 150μV 300nA 15MHz SOIC-8 SMD mount 1.5mm(height) |  | 15 MHz | Instrumentation |  |  | AD8429 | 300 nA |  | 35 mA | 6.7mA | [8 empty] | 1 (Unlimited) |  | Surface Mount |  | 1 |  |  |  | -40°C ~ 125°C |  | - |  | 8-SOIC (0.154", 3.90mm Width) |  |  | 2742182 |  | - |  | 22V/µs | 8-SOIC |  |  |  |  | 150 µV |  | 36 V |  |  | 8 V |  | https://www.unikeyic.com/media/datasheet/2a/3f/54b0/2a/d7ed24614a370c2494679b6a085d9241.pdf | https://www.unikeyic.com/products/instrumentation-amplifiers/ad8429arz-r7/33376360.html
AD8429BRZ | Analog Devices | 1: 24.0305 10: 22.7662 30: 21.02 100: 19.5802 | 6.7mA 22V/μs 15MHz 35mA 1 4V ±18V 50μV 150nA 15MHz SOIC-8 SMD mount 1.75mm(height) |  | 15 MHz | Instrumentation |  |  | AD8429 | 150 nA |  | 35 mA | 6.7mA | [8 empty] | 1 (Unlimited) |  | Surface Mount |  | 1 |  |  |  | -40°C ~ 125°C |  | - |  | 8-SOIC (0.154", 3.90mm Width) | Tube |  | 2742231 |  | - |  | 22V/µs | 8-SOIC |  |  |  |  | 50 µV |  | 36 V |  |  | 8 V |  | https://www.unikeyic.com/media/datasheet/e5/7d/9b37/e5/caf5fdc26e7381bbbf0c8d8812e8a8bf.pdf | https://www.unikeyic.com/products/instrumentation-amplifiers/ad8429brz/33447141.html
AD8613AUJZ-REEL7 | Analog Devices | 1: 1.0915 10: 0.8789 30: 0.7667 100: 0.6592 300: 0.6003 | 38μA 100mV/μs 400kHz 95dB 80mA 1Ch 1.8V ±2.5V 5V 400μV 0.2pA TSOT-23-5, SMD, Adhesive Mount, 2.9mm × 1.6mm × 900μm |  |  | General Purpose |  |  | AD8613 | 0.2 pA |  | 80 mA | 38µA |  |  | 400 kHz | [5 empty] | 1 (Unlimited) |  | Surface Mount |  | 1 |  |  |  | -40°C ~ 125°C |  | Rail-to-Rail |  | SOT-23-5 Thin, TSOT-23-5 |  |  | 1040649 |  | - |  | 0.1V/µs | TSOT-23-5 |  |  |  |  | 400 µV |  | 5 V |  |  | 1.8 V |  | https://www.unikeyic.com/media/datasheet/9b/5c/c8cb/9b5cc8cb72c03e13dcae670006a8fc3b.pdf | https://www.unikeyic.com/products/instrumentation-amplifiers/ad8613aujz-reel7/33485171.html
AD8626ARZ-REEL7 | Analog Devices | 1: 9.852 10: 8.4087 30: 6.7797 | 710μA(x2 Channels) 5V/μs 5MHz 105DB 15mA 2 6V ±13V，26V 350μV 0.25pA SOIC-8 SMD mount，glue mount 1.5mm(height) |  |  | J-FET |  |  | AD8626 | 0.25 pA |  | 15 mA | 710µA (x2 Channels) |  |  | 5 MHz | [5 empty] | 1 (Unlimited) |  | Surface Mount |  | 2 |  |  |  | -40°C ~ 85°C |  | Rail-to-Rail |  | 8-SOIC (0.154", 3.90mm Width) |  |  | 3678583 |  | - |  | 5V/µs | 8-SOIC |  |  |  |  | 350 µV |  | 26 V |  |  | 5 V |  | https://www.unikeyic.com/media/datasheet/5f/d7/bb16/5fd7bb162c6d7bb4cbedd442582c8f7d.pdf | https://www.unikeyic.com/products/instrumentation-amplifiers/ad8626arz-reel7/33399175.html
ADA4505-2ARMZ-RL | Analog Devices |  | 7μA(x2 Channels) 6mV/μs 50KHz 40mA 2 1.8V ±2.5V，5V 500μV 0.5pA MSOP-8 SMD mount，glue mount 3mm*3mm*850μm |  |  | CMOS |  |  | ADA4505 | 0.5 pA |  | 40 mA | 7µA (x2 Channels) |  |  | 50 kHz | [5 empty] | 1 (Unlimited) |  | Surface Mount |  | 2 |  |  |  | -40°C ~ 125°C |  | Rail-to-Rail |  | 8-TSSOP, 8-MSOP (0.118", 3.00mm Width) |  |  | 1938250 |  | - |  | 0.006V/µs | 8-MSOP |  |  |  |  | 500 µV |  | 5 V |  |  | 1.8 V |  | https://www.unikeyic.com/media/datasheet/49/94/9577/49/dcb46e5c0120223ff9342b87f15bf501.pdf | https://www.unikeyic.com/products/instrumentation-amplifiers/ada4505-2armz-rl/33120316.html
ADA4899-1YRDZ-R7 | Analog Devices | 1: 5.8624 10: 5.3249 30: 4.1003 | 14.7mA 310V/μs 280MHz 130dB 200mA 1 4.5V ±6V，12V 35μV 6μA 600MHz SOP SMD mount，glue mount 4.9mm*3.9mm*1.65mm |  | 600 MHz | Voltage Feedback |  |  | ADA4899 | 6 µA |  | 200 mA | 14.7mA | [8 empty] | 3 (168 Hours) |  | Surface Mount |  | 1 |  |  |  | -40°C ~ 125°C |  | - |  | 8-SOIC (0.154", 3.90mm Width) Exposed Pad |  |  | 3678635 |  | - |  | 310V/µs | 8-SOIC-EP |  |  |  |  | 35 µV |  | 12 V |  |  | 4.5 V |  | https://www.unikeyic.com/media/datasheet/d4/c1/91ba/d4/e0634b0760399e09b47393cf220b7186.pdf | https://www.unikeyic.com/products/instrumentation-amplifiers/ada4899-1yrdz-r7/33409770.html
ADA4932-2YCPZ-R7 | Analog Devices | 1: 12.8426 10: 12.6257 | 9.6mA 2.8kV/μs 560MHz, 2-Ch, 5V/11V, 500μV, 2.5μA, 560MHz, SMD, Adhesive Mount, 4mm × 4mm × 830μm |  |  |  |  | Driver | ADA4932 | [12 empty] | 3 (168 Hours) |  | Surface Mount | [9 empty] | 24-WFQFN Exposed Pad, CSP |  |  | 3868754 |  | - |  |  | 24-LFCSP (4x4) | [11 empty] | https://www.unikeyic.com/media/datasheet/85/20/172e/85/f659e15318d0930bd607b731d89efa74.pdf | https://www.unikeyic.com/products/instrumentation-amplifiers/ada4932-2ycpz-r7/33466466.html
ADA4940-2ACPZ-R7 | Analog Devices |  | 1.25mA 95V/μs 260MHz 2 3V 7V 60μV 1.1μA 260MHz SMD mount，glue mount 4mm*4mm*850μm |  |  |  |  | Driver | ADA4940 | [12 empty] | 3 (168 Hours) |  | Surface Mount | [9 empty] | 24-WFQFN Exposed Pad, CSP |  |  | 2793277 |  | - |  |  | 24-LFCSP (4x4) | [11 empty] | https://www.unikeyic.com/media/datasheet/9c/36/63f5/9c/ca868671f30eac40bad8cb9910a7e609.pdf | https://www.unikeyic.com/products/instrumentation-amplifiers/ada4940-2acpz-r7/33444881.html
ADL5566ACPZ-R7 | Analog Devices | 1: 16.8138 10: 15.6517 30: 14.3462 | 160mA 18KV/μs 2 2.8V 5.2V 5μA 4.5GHz SMD mount，glue mount 4mm*4mm*730μm |  |  |  |  | Driver | ADL5566 | [12 empty] | 3 (168 Hours) |  | Surface Mount | [9 empty] | 24-WFQFN Exposed Pad, CSP |  |  |  |  | - |  |  | 24-LFCSP (4x4) | [11 empty] | https://www.unikeyic.com/media/datasheet/06/c4/d1bc/06/9601f65aaa436a5cffecf750927721d3.pdf | https://www.unikeyic.com/products/instrumentation-amplifiers/adl5566acpz-r7/33363289.html
ADM00640 | Microchip Technology | 1: 105.028 | Microchip Analog Dev Kit, Instrumentation Amp, MCP6N16 |  |  | Instrumentation |  |  | ADM00640 |  |  | 10 mA | [9 empty] | 1 (Unlimited) | [9 empty] | Single-Ended, Rail-to-Rail |  |  | Box |  | 5401225 |  | - |  | - | [11 empty] | 2 | https://www.unikeyic.com/media/datasheet/c3/26/0ddd/c3/68b640407675ade19a40cbc05d9028b7.pdf | https://www.unikeyic.com/products/instrumentation-amplifiers/adm00640/20522483.html
AMC1311BDWV | Texas Instruments | 64: 7.3719 128: 7.0954 256: 6.8679 512: 6.6806 1,024: 6.5265 | Texas Instruments Isolation amplifier, SOICencapsulation, simulation,digital power, 8Pin, 3.3 or 5VDual supply voltage |  |  |  |  | - | AMC1311 | [12 empty] | 3 (168 Hours) |  | Surface Mount | [9 empty] | 8-SOIC (0.295", 7.50mm Width) | Tube |  | 8111098 |  | - |  |  | 8-SOIC | [10 empty] | 1621 | https://www.unikeyic.com/media/datasheet/f8/c6/f29c/f8/a6f532ad8fa849c131ee59a9e7881b16.pdf | https://www.unikeyic.com/products/instrumentation-amplifiers/amc1311bdwv/33060424.html
AMC1311BDWVR | Texas Instruments | 1: 1.5235 10: 1.4219 100: 1.3178 500: 1.2425 1,000: 1.1831 | 6mA 275KHz 13mA 1 3V 5.5V 400μV 3.5nA 275KHz SOIC-8 SMD mount，glue mount 2.8mm(height) |  |  |  |  | - | AMC1311 | [12 empty] | 3 (168 Hours) |  | Surface Mount | [9 empty] | 8-SOIC (0.295", 7.50mm Width) |  |  | 8020495 |  | - |  |  | 8-SOIC | [11 empty] | https://www.unikeyic.com/media/datasheet/f8/c6/f29c/f8/a6f532ad8fa849c131ee59a9e7881b16.pdf | https://www.unikeyic.com/products/instrumentation-amplifiers/amc1311bdwvr/33116095.html
AMC1311DWV | Texas Instruments | 64+: 5.8367 128+: 5.6092 256+: 5.422 512+: 5.2679 1,024+: 5.1411 | 7.1mA 220kHz 13mA 1 4.5V 5.5V 400μV 3.5nA 220kHz SOIC-8 SMD 2.8mm H | [49 empty] | 400 | https://www.unikeyic.com/media/datasheet/f8/c6/f29c/f8/a6f532ad8fa849c131ee59a9e7881b16.pdf | https://www.unikeyic.com/products/instrumentation-amplifiers/amc1311dwv/33553629.html
AMC1311DWVR | Texas Instruments | 1: 1.5848 10: 1.3998 30: 1.2646 100: 1.0984 500: 1.0467 1,000: 1.026 | 7.1mA 220KHz 87DB 13mA 1 4.5V 5.5V 400μV 3.5nA 220KHz SOIC-8 SMD mount，glue mount 2.8mm(height) |  |  |  |  | - | AMC1311 | [12 empty] | 3 (168 Hours) |  | Surface Mount | [9 empty] | 8-SOIC (0.295", 7.50mm Width) |  |  | 8020496 |  | - |  |  | 8-SOIC | [11 empty] | https://www.unikeyic.com/media/datasheet/f8/c6/f29c/f8/a6f532ad8fa849c131ee59a9e7881b16.pdf | https://www.unikeyic.com/products/instrumentation-amplifiers/amc1311dwvr/33082182.html
AMP01BX | Analog Devices | 1: 65 50: 55.25 100: 48.75 500: 45.5 1,000: 42.25 | Op Amp, ±18V, 3mA, 4.5V/μs, 75dB, 120mA, 40μV, 2nA, 570kHz, CERDIP-18, TH, 3.56mm H |  | 570 kHz | Instrumentation |  |  | AMP01 | 2 nA |  | 120 mA | 3mA | [8 empty] | 1 (Unlimited) |  | Through Hole |  | 1 |  |  |  | -55°C ~ 125°C |  | - |  | 18-CDIP (0.300", 7.62mm) | Tube |  | 624773 |  | - |  | 4.5V/µs | 18-CERDIP |  |  |  |  | 40 µV |  | 36 V |  |  | 9 V | 49 | https://www.unikeyic.com/media/datasheet/cd/90/2ca2/cd/23a18a4a788b9cecf43a9c8397005bdd.pdf | https://www.unikeyic.com/products/instrumentation-amplifiers/amp01bx/33016735.html
AP4320BK6TR-G1 | DIODES | 1: 0.2983 10: 0.1984 100: 0.1672 500: 0.1323 3,000: 0.1096 6,000: 0.0962 | 500μA 27mA 3.5V 36V 50nA SOT-26 SMD mount，glue mount 1.3mm(height) |  |  | Current Sense |  |  | AP4320 | 50 nA |  | 27 mA | 500µA | [8 empty] | 1 (Unlimited) |  | Surface Mount |  | 1 |  |  |  | -40°C ~ 105°C |  | - |  | SOT-23-6 |  |  |  |  | - |  | - | SOT-26 | [6 empty] | 18 V |  |  | 2.5 V |  | https://www.unikeyic.com/media/pdf/EnvironmentalInformation/diodes/f1/da/91d1/mmbz5248bts-7-f/2025/12/Master-CofC.pdf | https://www.unikeyic.com/products/instrumentation-amplifiers/ap4320bk6tr-g1/33095586.html
BUF634AIDDAR | Texas Instruments | 1: 3.6279 10: 3.1169 50: 2.7758 100: 2.3996 500: 2.2767 1,000: 2.139 | 8.5mA 3.75KV/μs 240MHz 250mA 1 ±18V 36mV 250nA 210MHz SMD mount，glue mount 4.9mm(Length)*3.9mm(width) |  | 210 MHz | General Purpose |  |  | BUF634 | 250 nA |  | 250 mA | 8.5mA | [8 empty] | 2 (1 Year) |  | Surface Mount |  | 1 |  |  |  | -40°C ~ 125°C (TA) |  | - |  | 8-PowerSOIC (0.154", 3.90mm Width) |  |  | 13174023 |  | - |  | 3750V/µs | 8-SO PowerPad |  |  |  |  | 36 mV |  | 36 V |  |  | 4.5 V |  | https://www.unikeyic.com/media/datasheet/b4/49/2218/b4/8bd47f0bd30c26749c49dd66b94a931c.pdf | https://www.unikeyic.com/products/instrumentation-amplifiers/buf634aiddar/33395285.html
CBM8336AMS8 | COREBAI | 3,000: 0.4796 6,000: 0.4717 9,000: 0.4557 | Op Amp, 200mV/μs 350kHz 112dB 2μV 20pA MSOP-8 | - |  |  | Industrial | [6 empty] | CBM8336AMS8 COREBAI |  |  | 20pA |  | 2μV | - | - |  |  |  | - |  | -40℃~40125℃ |  |  |  | - |  | MSOP-8 | [9 empty] | 112dB | 350KHz | 200mV/μs | - | [6 empty] | 3000 | https://www.unikeyic.com/media/datasheet/upload/2022/02/25/182417723.pdf | https://www.unikeyic.com/products/instrumentation-amplifiers/cbm8336ams8/33364671.html
CBMV321AST5 | COREBAI | 3,000: 0.1045 6,000: 0.1028 9,000: 0.0993 | 500V/μs 1.1MHz 80dB 4.5μV 10pA SOT-23-5 | - |  |  | Industrial | [6 empty] | CBMV321AST5 COREBAI |  |  | 10pA |  | 4.5μV | - | - |  |  |  | - |  | -40℃~40125℃ |  |  |  | - |  | SOT-23-5 | [9 empty] | 80dB | 1.1MHz | 500V/μs | - | [6 empty] | 3000 | https://www.unikeyic.com/media/datasheet/upload/2022/02/25/183541161.pdf | https://www.unikeyic.com/products/instrumentation-amplifiers/cbmv321ast5/33004752.html
COS128U | COSINE | 4,000: 0.9461 8,000: 0.9303 20,000: 0.9066 | Op Amp 1mA 1V/μs 120dB 2.25V 18V 50μV 2nA SOP-8 | - | [9 empty] | COS128U COSINE |  |  | 2nA |  | 50μV | 18V | 2.25V |  |  |  | - | [5 empty] | - |  | SOP-8 | [9 empty] | 120dB | - | 1V/μs | 1mA | [6 empty] | 10000 | https://www.unikeyic.com/media/datasheet/upload/2023/03/06/COS128_129_DS1.1(1).pdf | https://www.unikeyic.com/products/instrumentation-amplifiers/cos128u/683007274.html
COS6004TR | COSINE | 4,000: 0.1009 8,000: 0.0992 20,000: 0.0967 | 50μA 700mV/μs 5mV TSSOP-14 | - | [9 empty] | COS6004TR COSINE |  |  | - |  | 5mV | - | - |  |  |  | - | [5 empty] | - |  | TSSOP-14 | [9 empty] | - | - | 700mV/μs | 50μA | [6 empty] | 10000 | https://www.unikeyic.com/media/datasheet/70/92/52cf/70/660b806185901291642723955b66f691.pdf | https://www.unikeyic.com/products/instrumentation-amplifiers/cos6004tr/33466407.html
COS620SRC | COSINE | 1,000: 0.6622 12,000: 0.6512 20,000: 0.6347 | 36V，1CH，4.5V-36V，1.5MHz，250uV(Max.)，1.0mA compatibleAD620 INA129。Store specifications are for reference only，Refer to the latest datasheet on the official website of KSXC。 | - | [12 empty] | - |  | - | - | - |  |  |  | - | [5 empty] | - |  | SOP-8 | [9 empty] | - | - | - | - | [6 empty] | 20000 | https://www.unikeyic.com/media/about_us/Unikey_ISO_9001_Certification.pdf | https://www.unikeyic.com/products/instrumentation-amplifiers/cos620src/1007516869.html
COS721TRA | COSINE | 1,000: 0.0739 2,000: 0.071 3,000: 0.0697 | 1CH, 10MHz, 650uA, 1.8-5.5V, RRIO | - | [9 empty] | COS721TRA COSINE |  |  | - |  | - | - | - |  |  |  | - | [5 empty] | - |  | SOT-23-5 | [9 empty] | - | - | - | - | [6 empty] | 20000 | https://www.unikeyic.com/media/datasheet/e4/a7/0621/e4a706213755d9cbd7e7c8302ef71c6f.pdf | https://www.unikeyic.com/products/instrumentation-amplifiers/cos721tra/1010268308.html
EL2270CSZ | Elantec Semiconductor | 100: 2.1973 300: 2.1811 500: 2.1648 1,000: 2.1322 5,000: 2.116 | 1mA 800V/μs 60mA 1.5V 6V 1mA 70MHz SOP-8 SMD |  | 70 MHz |  |  | Current Feedback |  |  |  | 60 mA | 1 mA | [10 empty] | Surface Mount | [7 empty] | Differential |  | - | Bulk |  | 10499856 |  | EL2270 |  | 800V/µs | 8-SOP | [10 empty] | 21472 | https://www.unikeyic.com/media/datasheet/83/cf/13f6/83/1a7d232e61dacb6d0a8de33fe911c853.pdf | https://www.unikeyic.com/products/instrumentation-amplifiers/el2270csz/33015533.html
EL5100IW-T7 | Renesas Electronics | 1: 3.146 10: 1.9375 25: 1.769 100: 1.5838 250: 1.4954 500: 1.4421 1,000: 1.3982 | TVS Diode 2.5mA 2.2kV/μs 1mV 2μA 200MHz SOT-23 SMD |  | 200 MHz | Voltage Feedback |  |  | EL5100 | 2 µA |  | 100 mA | 2.5mA | [8 empty] | 3 (168 Hours) |  | Surface Mount |  | 1 |  |  |  | -40°C ~ 85°C |  | - |  | SOT-23-6 | Tape & Reel (TR)Cut Tape (CT) |  | 671827 |  | - |  | 2200V/µs | SOT-23-6 |  |  |  |  | 1 mV |  | 12 V |  |  | 3.3 V | 1334 | https://www.unikeyic.com/media/datasheet/dc/37/c183/dc37c183538418f893c85f656f466f66.pdf | https://www.unikeyic.com/products/instrumentation-amplifiers/el5100iw-t7/33367125.html
EL5105IW-T7 | Renesas Electronics | 1+: 3.1334 10+: 2.3427 25+: 2.1439 100+: 1.9255 250+: 1.8213 | Op Amp, 700MHz, 9.5mA, 3mV, 8μA, 3kV/μs, SOT, SMD | [49 empty] | 295 | https://www.unikeyic.com/media/datasheet/3f/a2/3546/3f/d1f33d7e24d744951d474475a4988c89.pdf | https://www.unikeyic.com/products/instrumentation-amplifiers/el5105iw-t7/33461257.html
EL5132IS | Elantec Semiconductor | 300: 1.3776 500: 1.3674 1,000: 1.3468 5,000: 1.3365 | 11mA 1kV/μs 3GHz 140mA 500μV 12μA 670MHz SOIC-8 SMD |  | 670 MHz | Voltage Feedback |  |  |  | 12 µA |  | 140 mA | 11mA |  |  | 3 GHz | [7 empty] | Surface Mount |  | 1 |  |  |  | -40°C ~ 85°C |  | - |  | 8-SOIC (0.154", 3.90mm Width) | Tube |  |  |  | - |  | 1000V/µs | 8-SOIC |  |  |  |  | 500 µV |  | 12 V |  |  | 5 V | 6747 | https://www.unikeyic.com/media/datasheet/77/8d/5adc/77/29e12558bb9cf53441eeeba56aaacdf9.pdf | https://www.unikeyic.com/products/instrumentation-amplifiers/el5132is/33039650.html
EL5157IW-T7 | Renesas Electronics | 1+: 3.88 10+: 2.9197 25+: 2.6795 100+: 2.4153 250+: 2.2892 500+: 2.2133 1,000+: 2.1508 | Op Amp, 6mA, 700V/μs, 210MHz, 500μV, 400nA, 600MHz SOT-23 SMD | [49 empty] | 1638 | https://www.unikeyic.com/media/datasheet/b0/4a/a8c9/03/646186f8b3df5c1b7a7563bd1ba470c8.pdf | https://www.unikeyic.com/products/instrumentation-amplifiers/el5157iw-t7/33479978.html
EL5164ISZ-T13 | Renesas Electronics | 300: 1.7962 500: 1.7828 1,000: 1.756 5,000: 1.7426 | 3.5mA 4.7kV/μs 50dB 1 12V 1.5mV 2μA 600MHz SOP SMD 4.9mm × 3.9mm × 1.45mm | 600MHz |  |  | Industrial | [6 empty] | EL5164ISZ-T13 Renesas Electronics |  |  | 2μA | 4.9mm*3.9mm*1.45mm | 1.5mV | 12V | - |  | SMD mount |  | 1 |  | -40℃~85℃ |  |  |  | - |  | SOP |  |  | On sale | [6 empty] | 50dB | - | 4.7KV/μs | 3.5mA | [6 empty] | 20295 | https://www.unikeyic.com/media/datasheet/ec/5c/b1c9/ec/696463f7f9ca2a232f53e56bec186722.pdf | https://www.unikeyic.com/products/instrumentation-amplifiers/el5164isz-t13/33370930.html
EL5167IC-T7 | Renesas Electronics | 500: 0.8922 1,000: 0.8788 5,000: 0.8721 | Op Amp, 8.5mA, 6kV/μs, 500μV, 8.5μA, 1.4GHz, SC-70-5/SOT-353/TSSOP-5, SMD |  | 1.4 GHz | Current Feedback |  |  | EL5167 | 8.5 µA |  | 200 mA | 8.5mA | [8 empty] | 2 (1 Year) |  | Surface Mount |  | 1 |  |  |  | -40°C ~ 85°C |  | - |  | 5-TSSOP, SC-70-5, SOT-353 | Tape & Reel (TR)Cut Tape (CT) |  | 671852 |  | - |  | 6000V/µs | SC-70-5 |  |  |  |  | 500 µV |  | 12 V |  |  | 5 V | 7464 | https://www.unikeyic.com/media/datasheet/44/24/bcff/44/c573ea5628e3c852ffa2b7fb681d843c.pdf | https://www.unikeyic.com/products/instrumentation-amplifiers/el5167ic-t7/33059292.html
EL5167IWZ-T7 | Renesas Electronics | 300: 1.3473 500: 1.3372 1,000: 1.3171 5,000: 1.3071 | 8.5mA 6kV/μs 52dB 1 12V 500μV 8.5μA 1.4GHz SOT-23 SMD 2.9mm × 1.6mm × 1.14mm | 1.4GHz |  |  | Industrial | [6 empty] | EL5167IWZ-T7 Renesas Electronics |  |  | 8.5μA | 2.9mm*1.6mm*1.14mm | 500μV | 12V | - |  | SMD mount |  | 1 |  | -40℃~85℃ |  |  |  | - |  | SOT |  |  | On sale |  | Tape and reel packaging |  |  |  |  | 52dB | - | 6KV/μs | 8.5mA | [6 empty] | 37845 | https://www.unikeyic.com/media/datasheet/44/24/bcff/44/c573ea5628e3c852ffa2b7fb681d843c.pdf | https://www.unikeyic.com/products/instrumentation-amplifiers/el5167iwz-t7/33114872.html
EL5220TILZ-T13 | Renesas Electronics | 1,000: 0.5123 5,000: 0.5084 | 650μA 12V/μs 8MHz 2 ±9.5V，19V 5mV 2nA 12MHz DFN SMD mount 2mm*3mm*950μm | 12MHz |  |  | Industrial | [6 empty] | EL5220TILZ-T13 Renesas Electronics |  |  | 2nA | 2mm*3mm*950μm | 5mV | ±9.5V, 19V | - |  | SMD mount |  | 2 |  | -40℃~85℃ |  |  |  | - |  | DFN |  |  | On sale |  | Tape and reel packaging |  |  |  |  | - | 8MHz | 12V/μs | 650μA | [6 empty] | 5586 | https://www.unikeyic.com/media/datasheet/88/52/f3a2/88/f7a6e573b34a7739e6c31adfb51be0af.pdf | https://www.unikeyic.com/products/instrumentation-amplifiers/el5220tilz-t13/33078079.html
EL8170FSZ | Renesas Electronics | 300: 1.6109 500: 1.5988 1,000: 1.5748 5,000: 1.5628 | Op Amp 65μA 550mV/μs 90dB 1-Ch 2.4V-5.5V 50μV 700pA 192kHz SOIC-8 SMD 1.75mm H | 192KHz |  |  | Industrial | [6 empty] | EL8170FSZ Renesas Electronics |  |  | 700pA | 1.75mm(height) | 50μV | 5.5V | 2.4V |  | SMD mount |  | 1 |  | -40℃~125℃ |  |  |  | - |  | SOIC-8 |  |  | On sale |  | Tube |  |  |  |  | 90dB | - | 550mV/μs | 65μA | [6 empty] | 541 | https://www.unikeyic.com/media/datasheet/a1/4c/0dc3/a1/7ba0055438b23ec2dd35f683c7f1799b.pdf | https://www.unikeyic.com/products/instrumentation-amplifiers/el8170fsz/33379094.html
EL8170FSZ-T7 | Renesas Electronics | 300: 1.6109 500: 1.5988 1,000: 1.5748 5,000: 1.5628 | 65μA 550mV/μs 90dB 1Ch 2.4V-5.5V 50μV 700pA 192kHz SOIC-8 SMD 1.5mm H | 192KHz |  |  | Industrial | [6 empty] | EL8170FSZ-T7 Renesas Electronics |  |  | 700pA | 1.5mm(height) | 50μV | 5.5V | 2.4V |  | SMD mount |  | 1 |  | -40℃~125℃ |  |  |  | - |  | SOIC-8 |  |  | On sale |  | Tape and reel packaging |  |  |  |  | 90dB | - | 550mV/μs | 65μA | [6 empty] | 7448 | https://www.unikeyic.com/media/datasheet/a1/4c/0dc3/a1/7ba0055438b23ec2dd35f683c7f1799b.pdf | https://www.unikeyic.com/products/instrumentation-amplifiers/el8170fsz-t7/33463932.html
EL8172FSZ | Elantec Semiconductor | 300: 1.6109 500: 1.5988 1,000: 1.5748 5,000: 1.5628 |  |  | 170 kHz | Instrumentation |  |  |  | 10 pA |  | 32 mA | 65µA | [10 empty] | Surface Mount |  | 1 |  |  |  | -40°C ~ 125°C |  | Rail-to-Rail |  | 8-SOIC (0.154", 3.90mm Width) | Bulk |  | 13429245 |  | - |  | 0.55V/µs | 8-SOIC |  |  |  |  | 70 µV |  | 5.5 V |  |  | 2.4 V | 1089 | https://www.unikeyic.com/media/datasheet/a0/7f/6d30/a0/9a3859ca854eb05cda199fc4b379dd14.pdf | https://www.unikeyic.com/products/instrumentation-amplifiers/el8172fsz/33124343.html
EL8172FSZ | Renesas Electronics | 300: 1.6109 500: 1.5988 1,000: 1.5748 5,000: 1.5628 | 65μA 550mV/μs 32mA 1Ch 3V-5.5V 70μV 10pA 170kHz SOIC-8 SMD 1.75mm H |  | 170 kHz | Instrumentation |  |  | EL8172 | 10 pA |  | 32 mA | 65µA | [8 empty] | 3 (168 Hours) |  | Surface Mount |  | 1 |  |  |  | -40°C ~ 125°C |  | Rail-to-Rail |  | 8-SOIC (0.154", 3.90mm Width) | Tube |  | 1787064 |  | - |  | 0.55V/µs | 8-SOIC |  |  |  |  | 70 µV |  | 5.5 V |  |  | 2.4 V | 722 | https://www.unikeyic.com/media/datasheet/8c/64/313b/8c/7f2d4cad296afa08db8de4be8821c727.pdf | https://www.unikeyic.com/products/instrumentation-amplifiers/el8172fsz/33080635.html
EL8172FSZ-T7 | Renesas Electronics | 300: 1.6109 500: 1.5988 1,000: 1.5748 5,000: 1.5628 | 65μA 550mV/μs 75dB 32mA 1 2.4V 5.5V 70μV 10pA 170KHz SOIC-8 SMD mount，glue mount 1.5mm(height) | 170KHz |  |  | Industrial | [6 empty] | EL8172FSZ-T7 Renesas Electronics |  |  | 10pA | 1.5mm(height) | 70μV | 5.5V | 2.4V |  | SMD mount, glue mount |  | 1 |  | -40℃~125℃ |  |  |  | 32mA |  | SOIC-8 |  |  | Stop production |  | Tape and reel packaging |  |  |  |  | 75dB | - | 550mV/μs | 65μA | [6 empty] | 21413 | https://www.unikeyic.com/media/datasheet/8c/64/313b/8c/7f2d4cad296afa08db8de4be8821c727.pdf | https://www.unikeyic.com/products/instrumentation-amplifiers/el8172fsz-t7/33483894.html
EL8172FSZ-T7A | Renesas Electronics | 300: 1.7819 500: 1.7686 1,000: 1.742 5,000: 1.7287 | 65μA 550mV/μs 32mA 70μV 10pA 170kHz SOIC-8 SMD, Adhesive Mount |  | 170 kHz | Instrumentation |  |  | EL8172 | 10 pA |  | 32 mA | 65µA | [8 empty] | 3 (168 Hours) |  | Surface Mount |  | 1 |  |  |  | -40°C ~ 125°C |  | Rail-to-Rail |  | 8-SOIC (0.154", 3.90mm Width) | Tape & Reel (TR) |  |  |  | - |  | 0.55V/µs | 8-SOIC |  |  |  |  | 70 µV |  | 5.5 V |  |  | 2.4 V | 698 | https://www.unikeyic.com/media/datasheet/8c/64/313b/8c/7f2d4cad296afa08db8de4be8821c727.pdf | https://www.unikeyic.com/products/instrumentation-amplifiers/el8172fsz-t7a/33016764.html
EL8172ISZ-T7 | Renesas Electronics | 1: 3.1334 10: 2.3427 25: 2.1439 100: 1.9255 250: 1.8213 | 65μA 550mV/μs 32mA 70μV 10pA 170kHz SOIC-8 SMD, Adhesive Mount |  | 170 kHz | Instrumentation |  |  | EL8172 | 10 pA |  | 32 mA | 65µA | [8 empty] | 3 (168 Hours) |  | Surface Mount |  | 1 |  |  |  | -40°C ~ 125°C |  | Rail-to-Rail |  | 8-SOIC (0.154", 3.90mm Width) | Tape & Reel (TR)Cut Tape (CT) |  | 1034662 |  | - |  | 0.55V/µs | 8-SOIC |  |  |  |  | 70 µV |  | 5.5 V |  |  | 2.4 V | 493 | https://www.unikeyic.com/media/datasheet/8c/64/313b/8c/7f2d4cad296afa08db8de4be8821c727.pdf | https://www.unikeyic.com/products/instrumentation-amplifiers/el8172isz-t7/33458702.html
FAN4852IMU8X | ON Semiconductor | 1,000: 0.4225 5,000: 0.4193 | onsemi Low Power Op Amp, Dual Channel, MSOP, Single Supply, SMD, 8-Pin |  |  | CMOS |  |  | FAN4852 | 0.1 pA |  | 90 mA | 900µA |  |  | 9 MHz | [5 empty] | 1 (Unlimited) |  | Surface Mount |  | 2 |  |  |  | -40°C ~ 85°C |  | Rail-to-Rail |  | 8-TSSOP, 8-MSOP (0.118", 3.00mm Width) |  |  |  |  | - |  | 6.1V/µs | 8-MSOP |  |  |  |  | 300 µV |  | 5 V |  |  | 2.5 V | 192985 | https://www.unikeyic.com/media/datasheet/2c/a3/c224/2c/4ccc38d7b02ccfe7181c56d53942aba5.pdf | https://www.unikeyic.com/products/instrumentation-amplifiers/fan4852imu8x/33521882.html
HA1630S01CMEL-E | Renesas Electronics | 300: 1.4826 500: 1.4715 1,000: 1.4494 5,000: 1.4383 | Op Amp, SC-88A, SMD, 200kHz 1Ch 5.5V 15μA 4mV 1pA 125mV/μs | - |  |  | Industrial | [6 empty] | HA1630S01CMEL-E Renesas Electronics |  |  | 1pA |  | 4mV | 5.5V | - |  | SMD mount |  | 1 |  | -40℃~85℃ |  |  |  | - |  | SC-88A |  |  | On sale | [6 empty] | - | 200KHz | 125mV/μs | 15μA | [6 empty] | 38911 | https://www.unikeyic.com/media/datasheet/b2/d5/2568/b2/d700c8d658a5029024fe2a11db35aafd.pdf | https://www.unikeyic.com/products/instrumentation-amplifiers/ha1630s01cmel-e/33109632.html
HA1630S02CMEL-E | Renesas Electronics | 1,000: 0.4536 5,000: 0.4502 | 50μA 500mV/μs 680KHz 4mV 1pA SMD mount | - |  |  | Industrial | [6 empty] | HA1630S02CMEL-E Renesas Electronics |  |  | 1pA |  | 4mV | - | - |  | SMD mount |  | - |  | -40℃~85℃ |  |  |  | - |  |  |  |  | On sale | [6 empty] | - | 680KHz | 500mV/μs | 50μA | [6 empty] | 2793 | https://www.unikeyic.com/media/datasheet/b2/d5/2568/b2/d700c8d658a5029024fe2a11db35aafd.pdf | https://www.unikeyic.com/products/instrumentation-amplifiers/ha1630s02cmel-e/33342920.html
HA1630S03CMEL-E | Tudi | 3,000: 0.7391 6,000: 0.7178 9,000: 0.7036 12,000: 0.6918 15,000: 0.68 |  | - | [12 empty] | - |  | - | - | - |  | direct mounting |  | - |  | -40℃~125℃ |  |  |  | - |  | SOT-23-5 | [9 empty] | - | - | - | - | [6 empty] | 100000 | https://www.unikeyic.com/media/about_us/Unikey_ISO_9001_Certification.pdf | https://www.unikeyic.com/products/instrumentation-amplifiers/ha1630s03cmel-e/1000316970.html
HA1630S03CMEL-E | Renesas Electronics | 300: 1.4826 500: 1.4715 1,000: 1.4494 5,000: 1.4383 | 100μA 1V/μs 1.2MHz 4mV 1pA SMD | - |  |  | Industrial | [6 empty] | HA1630S03CMEL-E Renesas Electronics |  |  | 1pA |  | 4mV | - | - |  | SMD mount |  | - |  | -40℃~85℃ |  |  |  | - |  |  |  |  | On sale | [6 empty] | - | 1.2MHz | 1V/μs | 100μA | [6 empty] | 16758 | https://www.unikeyic.com/media/datasheet/b2/d5/2568/b2/d700c8d658a5029024fe2a11db35aafd.pdf | https://www.unikeyic.com/products/instrumentation-amplifiers/ha1630s03cmel-e/33066768.html
HCPL-7850 | BROADCOM | 1: 213.4188 10: 189.8856 | Op Amp, 1-Ch, 69dB, 4.5V~5.5V, 600μV, 570nA, 100kHz, DIP-8, TH, 4.32mm H |  | 100 kHz | Isolation |  |  | HCPL-7850 | 570 nA |  | 11 mA | 10.7mA | [8 empty] | 1 (Unlimited) |  | Through Hole |  | 1 |  |  |  | -55°C ~ 125°C |  | Differential |  | 8-DIP (0.300", 7.62mm) | Tube |  | 1236078 |  | - |  | - | 8-DIP |  |  |  |  | 600 µV |  | 5.5 V |  |  | 4.5 V | 29 | https://www.unikeyic.com/media/datasheet/39/8f/9689/39/6b8e3ba78e179e808bc82578b4423e19.pdf | https://www.unikeyic.com/products/instrumentation-amplifiers/hcpl-7850/33478758.html
INA101AG | Texas Instruments | 1: 45.8485 25: 44.2996 50: 42.7506 100: 41.8213 300: 41.5115 500: 41.2017 1,000: 40.5821 5,000: 40.2723 | 6.7mA 400mV/μs 300kHz 106dB 10mA 1Ch 10V 40V 25μV 15nA 300kHz CDIP-14 TH 20.07mm × 12.45mm × 4.07mm |  | 300 kHz | Instrumentation |  |  | INA101 | 15 nA |  | 10 mA | 6.7mA | [8 empty] | Not Applicable |  | Through Hole |  | 1 |  |  |  | -25°C ~ 85°C |  | - |  | 14-CDIP (0.300", 7.62mm) | Tube |  | 300951 |  | - |  | 0.4V/µs | 14-CDIP |  |  |  |  | 25 µV |  | 40 V |  |  | 10 V | 3500 | https://www.unikeyic.com/media/datasheet/bc/79/eecf/bc/bffe30413a0fc14036b6edc7a8fc605e.pdf | https://www.unikeyic.com/products/instrumentation-amplifiers/ina101ag/33477386.html
INA101AM | Texas Instruments | 1: 59.6566 25: 57.6412 50: 55.6257 100: 54.4165 300: 54.0134 500: 53.6103 1,000: 52.8041 5,000: 52.4011 | 6.7mA 400mV/μs 300kHz 106dB 10mA 1 10V 40V 25μV 15nA 300kHz TO-100-10 TH 8.96mm × 8.96mm × 4.4mm |  | 300 kHz | Instrumentation |  |  | INA101 | 15 nA |  | 10 mA | 6.7mA | [8 empty] | 1 (Unlimited) |  | Through Hole |  | 1 |  |  |  | -25°C ~ 85°C |  | - |  | TO-100-10 Metal Can | Tube |  | 251066 |  | - |  | 0.4V/µs | TO-100-10 |  |  |  |  | 25 µV |  | 40 V |  |  | 10 V | 27111 | https://www.unikeyic.com/media/datasheet/bc/79/eecf/bc/bffe30413a0fc14036b6edc7a8fc605e.pdf | https://www.unikeyic.com/products/instrumentation-amplifiers/ina101am/33558867.html
INA101KU | Texas Instruments | 25: 22.9561 50: 22.1534 100: 21.6718 300: 21.5113 500: 21.3507 1,000: 21.0297 5,000: 20.8691 | Texas Instruments Instrumentation Amplifier, Dual Channel, SMD, 16-Pin SOIC |  | 300 kHz | Instrumentation |  |  | INA101 | 15 nA |  | 10 mA | 6.7mA | [8 empty] | 3 (168 Hours) |  | Surface Mount |  | 1 |  |  |  | 0°C ~ 70°C |  | - |  | 16-SOIC (0.295", 7.50mm Width) | Tube |  | 251068 |  | - |  | 0.4V/µs | 16-SOIC |  |  |  |  | 125 µV |  | 40 V |  |  | 10 V | 64 | https://www.unikeyic.com/media/datasheet/bc/79/eecf/bc/bffe30413a0fc14036b6edc7a8fc605e.pdf | https://www.unikeyic.com/products/instrumentation-amplifiers/ina101ku/33532112.html
INA101SM | Texas Instruments | 1: 59.6566 25: 57.6412 50: 55.6257 100: 54.4165 300: 54.0134 500: 53.6103 1,000: 52.8041 5,000: 52.4011 | 6.7mA 400mV/μs 300kHz 106dB 10mA 1-Ch 10V 40V 10μV 10nA 300kHz TO-100-10 TH 8.96mm × 8.96mm × 4.4mm |  | 300 kHz | Instrumentation |  |  | INA101 | 10 nA |  | 10 mA | 6.7mA | [8 empty] | 1 (Unlimited) |  | Through Hole |  | 1 |  |  |  | -55°C ~ 125°C |  | - |  | TO-100-10 Metal Can | Tube |  | 300954 |  | - |  | 0.4V/µs | TO-100-10 |  |  |  |  | 10 µV |  | 40 V |  |  | 10 V | 1233 | https://www.unikeyic.com/media/datasheet/bc/79/eecf/bc/bffe30413a0fc14036b6edc7a8fc605e.pdf | https://www.unikeyic.com/products/instrumentation-amplifiers/ina101sm/33104465.html
INA103KP | Texas Instruments | 25: 13.2655 50: 12.8017 100: 12.5234 300: 12.4306 500: 12.3379 1,000: 12.1523 5,000: 12.0596 | Texas Instruments Texas Instruments Instrumentation Amplifier, Dual channel, Through hole mounting, 30μVbias, 16Pin PDIPencapsulation |  | 6 MHz | Instrumentation |  |  | INA103 | 2.5 µA |  | 40 mA | 9mA | [8 empty] | Not Applicable |  | Through Hole |  | 1 |  |  |  | 0°C ~ 70°C |  | - |  | 16-DIP (0.300", 7.62mm) | Tube |  | 251070 |  | - |  | 15V/µs | 16-PDIP |  |  |  |  | 30 µV |  | 50 V |  |  | 18 V | 10454 | https://www.unikeyic.com/media/datasheet/18/68/f902/18/beac32868078c2f4ff07d06c7dd02aeb.pdf | https://www.unikeyic.com/products/instrumentation-amplifiers/ina103kp/33435987.html
INA103KU/1K | Texas Instruments | 1+: 11.6314 100+: 10.1607 250+: 7.8342 1,000+: 7.007 | Op Amp, 9mA, 15V/μs, 100dB, 40mA, 1-Ch, 30μV, 2.5μA, 6MHz, SOIC-16, SMD, Adhesive Mount, 10.28mm × 7.52mm × 2.35mm | [49 empty] | 10937 | https://www.unikeyic.com/media/datasheet/18/68/f902/18/beac32868078c2f4ff07d06c7dd02aeb.pdf | https://www.unikeyic.com/products/instrumentation-amplifiers/ina103ku-1k/33529490.html
INA110SG | Texas Instruments | 1+: 122.2452 10+: 102.2544 24+: 93.7332 | Op Amp, 3mA 17V/μs 106dB 25mA 1Ch 12V-36V 50μV 10pA 2.5MHz CDIP-16 TH 20.57mm × 7.37mm × 3.5mm | [49 empty] | 14 | https://www.unikeyic.com/media/datasheet/b3/91/3cdc/b3/e9d3d1a87140ddf2bc09238832af9425.pdf | https://www.unikeyic.com/products/instrumentation-amplifiers/ina110sg/33140292.html
INA111BU | Texas Instruments | 25: 20.6285 50: 19.9072 100: 19.4745 300: 19.3302 500: 19.186 1,000: 18.8974 5,000: 18.7532 | Op Amp, 3.3mA 17V/μs 2MHz 106dB 30mA 12V-36V 100μV 2pA SOIC-16 SMD 10.28mm × 7.52mm × 2.35mm |  | 2 MHz | Instrumentation |  |  |  | 2 pA |  | 30 mA | 3.3mA | [8 empty] | 3 (168 Hours) |  | Surface Mount |  | 1 |  |  |  | -40°C ~ 85°C |  | - |  | 16-SOIC (0.295", 7.50mm Width) | Bulk |  | 15639121 |  | - |  | 17V/µs | 16-SOIC |  |  |  |  | 100 µV |  | 36 V |  |  | 12 V | 4230 | https://www.unikeyic.com/media/datasheet/9e/dd/a35d/9e/951405ff550b8796ab1253238ca01214.pdf | https://www.unikeyic.com/products/instrumentation-amplifiers/ina111bu/33364581.html
INA114AU/1K | Texas Instruments | 10: 8.352 500: 8.0179 1,000: 7.6839 | Op Amp, 2.2mA 600mV/μs 1MHz 110dB 20mA 1Ch 4.5V-36V 25μV 500pA SOIC-16 SMD, Adhesive Mount 10.28mm × 7.52mm × 2.35mm |  | 1 MHz | Instrumentation |  |  | INA114 | 500 pA |  | 20 mA | 2.2mA | [8 empty] | 3 (168 Hours) |  | Surface Mount |  | 1 |  |  |  | -40°C ~ 85°C |  | - |  | 16-SOIC (0.295", 7.50mm Width) |  |  | 300967 |  | - |  | 0.6V/µs | 16-SOIC |  |  |  |  | 25 µV |  | 36 V |  |  | 4.5 V | 1000 | https://www.unikeyic.com/media/datasheet/c6/df/c9bd/c6/3597119b229ee517b420d5390b90962a.pdf | https://www.unikeyic.com/products/instrumentation-amplifiers/ina114au-1k/33526905.html
INA114BU/1K | Texas Instruments | 1+: 14.0349 100+: 12.2595 250+: 9.4523 1,000+: 8.4546 | Op Amp, 600mV/μs, 1MHz, 110dB, 20mA, 1Ch, 4.5V-36V, 10μV, 500pA, SOIC-16, SMD, Adhesive Mount, 10.28mm × 7.52mm × 2.35mm | [49 empty] | 13308 | https://www.unikeyic.com/media/datasheet/c6/df/c9bd/c6/3597119b229ee517b420d5390b90962a.pdf | https://www.unikeyic.com/products/instrumentation-amplifiers/ina114bu-1k/33455291.html
INA115AU | Texas Instruments | 25: 13.1438 50: 12.6843 100: 12.4085 300: 12.3166 500: 12.2247 1,000: 12.0409 5,000: 11.9489 | 2.2mA 600mV/μs 1MHz 110dB 20mA 1-Ch 4.5V 36V 25μV 500pA 1MHz SOIC-16 SMD 10.28mm × 7.52mm × 2.35mm |  | 1 MHz | Instrumentation |  |  | INA115 | 500 pA |  | 20 mA | 2.2mA | [8 empty] | 3 (168 Hours) |  | Surface Mount |  | 1 |  |  |  | -40°C ~ 85°C |  | - |  | 16-SOIC (0.295", 7.50mm Width) | Tube |  | 300970 |  | - |  | 0.6V/µs | 16-SOIC |  |  |  |  | 25 µV |  | 36 V |  |  | 4.5 V | 28780 | https://www.unikeyic.com/media/datasheet/66/b6/cd49/66/b9d130dc6fccdd21532a1aa22cb844ad.pdf | https://www.unikeyic.com/products/instrumentation-amplifiers/ina115au/33482524.html
INA115AU-1 | Texas Instruments | 100: 4.7681 300: 4.7328 500: 4.6974 1,000: 4.6268 5,000: 4.5915 | Op Amp 2.2mA 600mV/μs 20mA 25μV 500pA 1MHz SOIC-16 SMD |  | 1 MHz | Instrumentation |  |  |  | 500 pA |  | 20 mA | 2.2mA | [8 empty] | 3 (168 Hours) |  | Surface Mount |  | 1 |  |  |  | -40°C ~ 85°C |  | - |  | 16-SOIC (0.295", 7.50mm Width) | Bulk |  |  |  | - |  | 0.6V/µs | 16-SOIC |  |  |  |  | 25 µV |  | 36 V |  |  | 4.5 V | 1132 | https://www.unikeyic.com/media/about_us/Unikey_ISO_9001_Certification.pdf | https://www.unikeyic.com/products/instrumentation-amplifiers/ina115au-1/33346664.html
INA115AU-1/1K | Texas Instruments | 100: 3.1739 300: 3.1504 500: 3.1269 1,000: 3.0799 5,000: 3.0564 | 2.2mA (x3 Ch) 600mV/μs 20mA 25μV 500pA 1MHz SOIC-16 SMD |  | 1 MHz | Instrumentation |  |  |  | 500 pA |  | 20 mA | 2.2mA | [10 empty] | Surface Mount |  | 1 |  |  |  | -40°C ~ 85°C |  | - |  | 16-SOIC (0.295", 7.50mm Width) | Bulk |  | 16351045 |  | - |  | 0.6V/µs | 16-SOIC |  |  |  |  | 25 µV |  | 36 V |  |  | 4.5 V | 29516 | https://www.unikeyic.com/media/about_us/Unikey_ISO_9001_Certification.pdf | https://www.unikeyic.com/products/instrumentation-amplifiers/ina115au-1-1k/33547918.html
INA115AU/1K | Texas Instruments | 50: 10.6436 100: 10.4122 300: 10.3351 500: 10.258 1,000: 10.1037 5,000: 10.0266 | Op Amp, 2.2mA 600mV/μs 1MHz 110dB 20mA 1Ch 4.5V-36V 25μV 500pA SOIC-16 SMD, Adhesive Mount 10.28mm × 7.52mm × 2.35mm |  | 1 MHz | Instrumentation |  |  | INA115 | 500 pA |  | 20 mA | 2.2mA | [8 empty] | 3 (168 Hours) |  | Surface Mount |  | 1 |  |  |  | -40°C ~ 85°C |  | - |  | 16-SOIC (0.295", 7.50mm Width) | Tape & Reel (TR) |  | 13465222 |  | - |  | 0.6V/µs | 16-SOIC |  |  |  |  | 25 µV |  | 36 V |  |  | 4.5 V | 70556 | https://www.unikeyic.com/media/datasheet/66/b6/cd49/66/b9d130dc6fccdd21532a1aa22cb844ad.pdf | https://www.unikeyic.com/products/instrumentation-amplifiers/ina115au-1k/33114654.html
INA116PA | Texas Instruments | 1: 29.9936 25: 28.9803 50: 27.967 100: 27.359 300: 27.1564 500: 26.9537 1,000: 26.5484 5,000: 26.3457 | 1mA 800mV/μs 800kHz 12mA 1 4.5V ±18V 500μV 0.003pA 800kHz Op Amp, PDIP-16, TH, 5.08mm H |  | 800 kHz | General Purpose |  |  | INA116 | 0.003 pA |  | 12 mA | 1mA | [8 empty] | Not Applicable |  | Through Hole |  | 1 |  |  |  | -40°C ~ 85°C |  | - |  | 16-DIP (0.300", 7.62mm) | Tube |  | 254668 |  | Difet® |  | 0.8V/µs | 16-PDIP |  |  |  |  | 500 µV |  | 36 V |  |  | 9 V | 7108 | https://www.unikeyic.com/media/datasheet/97/33/c501/97/c4f69a4a273db17f36e5e8c3c2d8d180.pdf | https://www.unikeyic.com/products/instrumentation-amplifiers/ina116pa/33081689.html
INA118UB/2K5 | Texas Instruments | 2,500: 12.6208 7,500: 12.116 10,000: 11.6112 | Op Amp, 350μA Ib, 900mV/μs SR, 800KHz BW, 107dB CMRR, 12mA Iout, 1-Ch, ±18V Vsup, 10μV Vos, 1nA Ibias, SOIC-8, SMD, Adhesive Mount, 4.9mm × 3.91mm × 1.58mm |  | 800 kHz | Instrumentation |  |  | INA118 | 1 nA |  | 12 mA | 350µA | [8 empty] | 2 (1 Year) |  | Surface Mount |  | 1 |  |  |  | -40°C ~ 85°C |  | - |  | 8-SOIC (0.154", 3.90mm Width) |  |  | 300979 |  | - |  | 0.9V/µs | 8-SOIC |  |  |  |  | 10 µV |  | 36 V |  |  | 2.7 V | 2500 | https://www.unikeyic.com/media/datasheet/45/1d/df64/45/1f810fcb332c540ea9cd942cc0e938b1.pdf | https://www.unikeyic.com/products/instrumentation-amplifiers/ina118ub-2k5/33352780.html
INA118UG4 | Texas Instruments | 1+: 27.922 10+: 20.9628 25+: 16.9452 75+: 15.606 300+: 15.282 525+: 15.0876 | Op Amp, 800kHz, 107dB, 350μA, 12mA, 25μV, 1nA, 900mV/μs, SOIC-8, SMD, 4.9mm × 3.91mm × 1.58mm | [49 empty] | 85 | https://www.unikeyic.com/media/datasheet/45/1d/df64/45/1f810fcb332c540ea9cd942cc0e938b1.pdf | https://www.unikeyic.com/products/instrumentation-amplifiers/ina118ug4/33441044.html
INA121U/2K5 | Texas Instruments | 10+: 8.5502 100+: 8.2871 500+: 8.024 1,000+: 7.6294 3,000+: 7.5308 | Op Amp, 450μA Ib, 700mV/μs SR, 600kHz BW, 96dB CMRR, 14mA Io, 1 Ch, 4.5-36V, 200μV Vos, 4pA Ios, 5kHz fT, SOIC-8, SMD, Adhesive Mount, 4.9mm × 3.91mm × 1.58mm | [49 empty] | 3000 | https://www.unikeyic.com/media/datasheet/35/7a/3ef6/35/d9331d6832b800e37daad17a8fcc70cb.pdf | https://www.unikeyic.com/products/instrumentation-amplifiers/ina121u-2k5/33072011.html
INA121UA/2K5 | Texas Instruments | 2,500+: 4.5108 5,000+: 4.3289 7,500+: 4.2198 | 450μA 700mV/μs 600kHz 14mA 1-Ch 4.5V ±18V 300μV 4pA 5kHz SOIC-8 SMD, Adhesive Mount 1.75mm(H) | [49 empty] | 7500 | https://www.unikeyic.com/media/datasheet/35/7a/3ef6/35/d9331d6832b800e37daad17a8fcc70cb.pdf | https://www.unikeyic.com/products/instrumentation-amplifiers/ina121ua-2k5/33498903.html
INA122UA/2K5 | Texas Instruments | 1: 4.9804 10: 4.2671 30: 3.633 | 60μA 160mV/μs 120KHz 83dB 30mA 1 2.2V 36V 150μV 10nA 120KHz SOIC-8 SMD mount，glue mount 4.9mm*3.91mm*1.58mm |  | 120 kHz | Instrumentation |  |  | INA122 | 10 nA |  | 30 mA | 60µA | [8 empty] | 3 (168 Hours) |  | Surface Mount |  | 1 |  |  |  | -40°C ~ 85°C |  | - |  | 8-SOIC (0.154", 3.90mm Width) |  |  | 300983 |  | - |  | 0.16V/µs | 8-SOIC |  |  |  |  | 150 µV |  | 36 V |  |  | 2.2 V |  | https://www.unikeyic.com/media/datasheet/d3/45/bd2c/d3/54dddaf9f4c344bfc6d5cd23d7247967.pdf | https://www.unikeyic.com/products/instrumentation-amplifiers/ina122ua-2k5/33108442.html
INA125PAG4 | Texas Instruments | 50: 7.6928 100: 7.5255 300: 7.4698 500: 7.414 1,000: 7.3026 5,000: 7.2468 | Op Amp, 460μA Iq, 200mV/μs Slew Rate, 150kHz GBW, 100dB CMRR, 12mA Out, 36V V+, 50μV Vos, 10nA Ib, TH, PDIP-16, 19.3mm × 6.35mm × 4.57mm |  | 150 kHz | Instrumentation |  |  | INA125 | 10 nA |  | 12 mA | 460µA | [8 empty] | Not Applicable |  | Through Hole |  | 1 |  |  |  | -40°C ~ 85°C |  | - |  | 16-DIP (0.300", 7.62mm) | Tube |  | 1509732 |  | - |  | 0.2V/µs | 16-PDIP |  |  |  |  | 50 µV |  | 36 V |  |  | 2.7 V | 85 | https://www.unikeyic.com/media/datasheet/8a/00/279b/8a/4d02c3a2ffdea644d67084d36d16e43e.pdf | https://www.unikeyic.com/products/instrumentation-amplifiers/ina125pag4/33471091.html
INA125U/2K5 | Texas Instruments | 1+: 6.9036 100+: 5.6287 250+: 4.4242 1,000+: 3.7521 | Op Amp, 460μA, 200mV/μs, 150kHz, 100dB, 12mA, 1-Ch, 36V, 50μV, 10nA, SOIC-16, SMD, Adhesive Mount, 9.9mm × 3.91mm × 1.58mm | [49 empty] | 15205 | https://www.unikeyic.com/media/datasheet/8a/00/279b/8a/4d02c3a2ffdea644d67084d36d16e43e.pdf | https://www.unikeyic.com/products/instrumentation-amplifiers/ina125u-2k5/33552357.html
INA125UA | Texas Instruments | 40: 6.023 120: 5.6334 280: 5.4049 520: 5.2693 1,000: 5.1494 | Texas Instruments Instrumentation Amplifier Dual SMD ±500μV Offset 16-Pin SOIC |  | 150 kHz | Instrumentation |  |  | INA125 | 10 nA |  | 12 mA | 460µA | [8 empty] | 3 (168 Hours) |  | Surface Mount |  | 1 |  |  |  | -40°C ~ 85°C |  | - |  | 16-SOIC (0.154", 3.90mm Width) | Tube |  | 300986 |  | - |  | 0.2V/µs | 16-SOIC |  |  |  |  | 50 µV |  | 36 V |  |  | 2.7 V | 393 | https://www.unikeyic.com/media/datasheet/8a/00/279b/8a/4d02c3a2ffdea644d67084d36d16e43e.pdf | https://www.unikeyic.com/products/instrumentation-amplifiers/ina125ua/33100809.html
INA125UA/2K5 | Texas Instruments | 1: 4.4822 100: 4.0759 1,250: 3.9563 2,500: 3.859 | Op Amp, 460μA, 200mV/μs, 150kHz, 100dB, 12mA, 1-Ch, 36V, 50μV, 10nA, SOIC-16, SMD, Adhesive Mount, 9.9mm × 3.91mm × 1.58mm |  | 150 kHz | Instrumentation |  |  | INA125 | 10 nA |  | 12 mA | 460µA | [8 empty] | 3 (168 Hours) |  | Surface Mount |  | 1 |  |  |  | -40°C ~ 85°C |  | - |  | 16-SOIC (0.154", 3.90mm Width) |  |  | 300987 |  | - |  | 0.2V/µs | 16-SOIC |  |  |  |  | 50 µV |  | 36 V |  |  | 2.7 V |  | https://www.unikeyic.com/media/datasheet/8a/00/279b/8a/4d02c3a2ffdea644d67084d36d16e43e.pdf | https://www.unikeyic.com/products/instrumentation-amplifiers/ina125ua-2k5/33376500.html
INA126E/2K5 | Texas Instruments | 1+: 5.0702 100+: 4.3637 250+: 3.0591 1,000+: 2.4651 | Op Amp, 175μA, 400mV/μs, 200kHz, 83dB, 10mA, 1-Ch, 2.7V-36V, 100μV, 10nA, VSSOP-8, SMD, Adhesive Mount, 3mm × 3mm × 970μm | [49 empty] | 13288 | https://www.unikeyic.com/media/datasheet/f9/37/7bfd/f9/e9bb3dc4cf7fc01debf8923c7abf7aad.pdf | https://www.unikeyic.com/products/instrumentation-amplifiers/ina126e-2k5/33360868.html
INA126EA/2K5 | Texas Instruments | 2,500: 1.856 7,500: 1.7818 10,000: 1.7075 | 175μA 400mV/μs 200kHz 83dB 10mA 1-Ch 2.7V 36V 150μV 10nA 200kHz VSSOP-8 SMD, Adhesive Mount 3mm × 3mm × 970μm |  | 200 kHz | Instrumentation |  |  | INA126 | 10 nA |  | 10 mA | 175µA | [8 empty] | 2 (1 Year) |  | Surface Mount |  | 1 |  |  |  | -40°C ~ 85°C |  | - |  | 8-TSSOP, 8-MSOP (0.118", 3.00mm Width) |  |  | 300989 |  | - |  | 0.4V/µs | 8-VSSOP |  |  |  |  | 150 µV |  | 36 V |  |  | 2.7 V | 12500 | https://www.unikeyic.com/media/datasheet/f9/37/7bfd/f9/e9bb3dc4cf7fc01debf8923c7abf7aad.pdf | https://www.unikeyic.com/products/instrumentation-amplifiers/ina126ea-2k5/33127024.html
INA126U/2K5 | Texas Instruments | 1: 1.3389 10: 1.2602 50: 1.2172 100: 1.1518 | 175μA 400mV/μs 200KHz 83dB 10mA 1 2.7V 36V 100μV 10nA 200KHz SOIC-8 SMD mount，glue mount 4.9mm*3.91mm*1.58mm |  | 200 kHz | Instrumentation |  |  | INA126 | 10 nA |  | 10 mA | 175µA | [8 empty] | 3 (168 Hours) |  | Surface Mount |  | 1 |  |  |  | -40°C ~ 85°C |  | - |  | 8-SOIC (0.154", 3.90mm Width) |  |  | 300995 |  | - |  | 0.4V/µs | 8-SOIC |  |  |  |  | 100 µV |  | 36 V |  |  | 2.7 V |  | https://www.unikeyic.com/media/datasheet/f9/37/7bfd/f9/e9bb3dc4cf7fc01debf8923c7abf7aad.pdf | https://www.unikeyic.com/products/instrumentation-amplifiers/ina126u-2k5/33511205.html
INA126UA/2K5 | Texas Instruments | 1: 1.0745 10: 1.0054 30: 0.7952 100: 0.7814 500: 0.7385 1,000: 0.6915 | 175μA 400mV/μs 200KHz 10mA 1 2.7V ±18V，36V 150μV 10nA 200KHz SOIC-8 SMD mount，glue mount 1.75mm(height) |  | 200 kHz | Instrumentation |  |  | INA126 | 10 nA |  | 10 mA | 175µA | [8 empty] | 2 (1 Year) |  | Surface Mount |  | 1 |  |  |  | -40°C ~ 85°C |  | - |  | 8-SOIC (0.154", 3.90mm Width) |  |  | 300994 |  | - |  | 0.4V/µs | 8-SOIC |  |  |  |  | 150 µV |  | 36 V |  |  | 2.7 V |  | https://www.unikeyic.com/media/datasheet/f9/37/7bfd/f9/e9bb3dc4cf7fc01debf8923c7abf7aad.pdf | https://www.unikeyic.com/products/instrumentation-amplifiers/ina126ua-2k5/33049529.html
INA128PA | Texas Instruments | 30: 7.6556 500: 7.27 1,000: 6.8883 3,000: 6.7086 | Texas Instruments Texas Instruments Instrumentation Amplifier, Dual channel, Through hole mounting, 125μVbias, 8Pin PDIPencapsulation |  | 1.3 MHz | Instrumentation |  |  | INA128 | 2 nA |  | 15 mA | 700µA | [8 empty] | Not Applicable |  | Through Hole |  | 1 |  |  |  | -40°C ~ 85°C |  | - |  | 8-DIP (0.300", 7.62mm) | Tube |  | 300996 |  | - |  | 4V/µs | 8-PDIP |  |  |  |  | 25 µV |  | 36 V |  |  | 4.5 V |  | https://www.unikeyic.com/media/datasheet/d4/17/3013/d4/65a3d2ed218b926ba42f4ec389ec5de5.pdf | https://www.unikeyic.com/products/instrumentation-amplifiers/ina128pa/33442466.html
INA128U/2K5 | Texas Instruments | 1: 8.0374 10: 7.5202 30: 5.9479 100: 5.8444 500: 5.5238 1,000: 5.1721 | 700μA 4V/μs 1.3MHz 15mA 1 4.5V ±18V 10μV 2nA 1.3MHz SOIC-8 SMD mount，glue mount 1.75mm(height) |  | 1.3 MHz | Instrumentation |  |  | INA128 | 2 nA |  | 15 mA | 700µA | [8 empty] | 3 (168 Hours) |  | Surface Mount |  | 1 |  |  |  | -40°C ~ 85°C |  | - |  | 8-SOIC (0.154", 3.90mm Width) |  |  | 300999 |  | - |  | 4V/µs | 8-SOIC |  |  |  |  | 10 µV |  | 36 V |  |  | 4.5 V |  | https://www.unikeyic.com/media/datasheet/d4/17/3013/d4/65a3d2ed218b926ba42f4ec389ec5de5.pdf | https://www.unikeyic.com/products/instrumentation-amplifiers/ina128u-2k5/33468561.html
INA128UA/2K5 | Texas Instruments | 1: 1.4043 10: 1.3139 30: 1.0392 100: 1.0212 500: 0.9651 1,000: 0.9036 | 700μA 4V/μs 1.3MHz 86DB 15mA 1 4.5V ±18V 25μV 2nA 1.3MHz SOIC-8 SMD mount，glue mount 1.75mm(height) |  | 1.3 MHz | Instrumentation |  |  | INA128 | 2 nA |  | 15 mA | 700µA | [8 empty] | 3 (168 Hours) |  | Surface Mount |  | 1 |  |  |  | -40°C ~ 125°C |  | - |  | 8-SOIC (0.154", 3.90mm Width) |  |  | 300998 |  | - |  | 4V/µs | 8-SOIC |  |  |  |  | 25 µV |  | 36 V |  |  | 4.5 V |  | https://www.unikeyic.com/media/datasheet/d4/17/3013/d4/65a3d2ed218b926ba42f4ec389ec5de5.pdf | https://www.unikeyic.com/products/instrumentation-amplifiers/ina128ua-2k5/33462749.html
INA129MDREP | Texas Instruments | 1+: 27.6588 10+: 22.2296 25+: 20.8729 100+: 19.7875 | Op Amp, 700μA, 4V/μs, 15mA, 1-Ch, 4.5V, ±18V, 100μV, 2nA, 1.3MHz, SOIC-8, SMD, Adhesive Mount, 1.75mm H | [49 empty] | 838 | https://www.unikeyic.com/media/datasheet/2b/4d/45eb/2b/046093f70258f42e34ae10a3511441de.pdf | https://www.unikeyic.com/products/instrumentation-amplifiers/ina129mdrep/33377742.html
INA129U | Texas Instruments | 75+: 9.1483 150+: 8.8295 300+: 8.5671 525+: 8.3895 1,050+: 8.205 | 700μA 4V/μs 1.3MHz 15mA 1 4.5V ±18V 10μV 20nA 1.3MHz SOIC-8 SMD 1.75mm H | [49 empty] | 739 | https://www.unikeyic.com/media/datasheet/d4/17/3013/d4/65a3d2ed218b926ba42f4ec389ec5de5.pdf | https://www.unikeyic.com/products/instrumentation-amplifiers/ina129u/33131201.html
INA129U/2K5 | Texas Instruments | 10: 4.1664 50: 3.9956 100: 3.8249 | 700μA 4V/μs 1.3MHz 120dB 15mA 1-Ch 4.5V 36V 10μV 2nA 1.3MHz SOIC-8 SMD, Adhesive Mount 4.9mm × 3.91mm × 1.58mm |  | 1.3 MHz | Instrumentation |  |  | INA129 | 20 nA |  | 15 mA | 700µA | [8 empty] | 3 (168 Hours) |  | Surface Mount |  | 1 |  |  |  | -40°C ~ 85°C |  | - |  | 8-SOIC (0.154", 3.90mm Width) |  |  | 301003 |  | - |  | 4V/µs | 8-SOIC |  |  |  |  | 10 µV |  | 36 V |  |  | 4.5 V | 2500 | https://www.unikeyic.com/media/datasheet/d4/17/3013/d4/65a3d2ed218b926ba42f4ec389ec5de5.pdf | https://www.unikeyic.com/products/instrumentation-amplifiers/ina129u-2k5/33417340.html
INA129UA/2K5 | Texas Instruments | 1: 4.8178 10: 4.5078 30: 3.5653 100: 3.5033 500: 3.3111 1,000: 3.1002 | 700μA 4V/μs 1.3MHz 15mA 1 4.5V ±18V 25μV 2nA 1.3MHz SOIC-8 SMD mount，glue mount 1.75mm(height) |  | 1.3 MHz | Instrumentation |  |  | INA129 | 20 nA |  | 15 mA | 700µA | [8 empty] | 3 (168 Hours) |  | Surface Mount |  | 1 |  |  |  | -40°C ~ 125°C |  | - |  | 8-SOIC (0.154", 3.90mm Width) |  |  | 301002 |  | - |  | 4V/µs | 8-SOIC |  |  |  |  | 25 µV |  | 36 V |  |  | 4.5 V |  | https://www.unikeyic.com/media/datasheet/80/fc/b0f0/80/96bc38cfd69cd298d179880584ba0155.pdf | https://www.unikeyic.com/products/instrumentation-amplifiers/ina129ua-2k5/33354103.html
INA131AP-1 | Texas Instruments | 100: 2.8723 300: 2.8511 500: 2.8298 1,000: 2.7872 5,000: 2.766 | Op Amp, 2.2mA Iq, 700mV/μs SR, 106dB CMRR, 20mA Io, 1 Ch, 36V Vmax, 25μV Vos, 500pA Ib, 70kHz BW, PDIP-8, TH |  | 70 kHz | Instrumentation |  |  | INA131 | 500 pA |  | 20 mA | 2.2mA | [8 empty] | 1 (Unlimited) |  | Through Hole |  | 1 |  |  |  | -40°C ~ 85°C |  | - |  | 8-DIP (0.300", 7.62mm) | Tube |  | 1898490 |  | - |  | 0.7V/µs | 8-PDIP |  |  |  |  | 25 µV |  | 36 V |  |  | 4.5 V | 3385 | https://www.unikeyic.com/media/datasheet/10/f0/e49b/10/d2f5a56950ebf26508d2a485f78c3a85.pdf | https://www.unikeyic.com/products/instrumentation-amplifiers/ina131ap-1/33342903.html
INA141PA | Texas Instruments | 100: 3.9495 300: 3.9202 500: 3.891 1,000: 3.8324 5,000: 3.8032 | Op Amp 1Ch 36V 750μA 4V/μs 117dB 1MHz 20μV 2nA 15mA PDIP-8 TH 9.81mm × 6.35mm × 4.57mm |  | 1 MHz | Instrumentation |  |  | INA141 | 2 nA |  | 15 mA | 750µA | [8 empty] | 1 (Unlimited) |  | Through Hole |  | 1 |  |  |  | -40°C ~ 85°C |  | - |  | 8-DIP (0.300", 7.62mm) | Tube |  | 11553681 |  | - |  | 4V/µs | 8-PDIP |  |  |  |  | 20 µV |  | 36 V |  |  | 4.5 V | 32406 | https://www.unikeyic.com/media/datasheet/9f/9f/2558/9f/4fb8ed728db13b261bf0fdb3e1b5d286.pdf | https://www.unikeyic.com/products/instrumentation-amplifiers/ina141pa/33425078.html
INA141U | Texas Instruments | 75+: 15.4415 150+: 14.9493 300+: 14.544 525+: 14.2698 | Op Amp, 750μA, 4V/μs, 200kHz, 15mA, 1-Ch, 4.5V, ±18V, 20μV, 2nA, 1MHz, SOIC-8, SMD, 1.75mm H | [49 empty] | 489 | https://www.unikeyic.com/media/datasheet/ad/d4/6b37/ad/5d426fb910e0ae3f674c32ec181fa5a3.pdf | https://www.unikeyic.com/products/instrumentation-amplifiers/ina141u/33350427.html
INA141U/2K5 | Texas Instruments | 2,500+: 12.9809 | 750μA 4V/μs 200kHz 117dB 15mA 1 4.5V 36V 20μV 2nA 1MHz SOIC-8 SMD, Adhesive Mount 4.9mm × 3.91mm × 1.58mm | [49 empty] | 2711 | https://www.unikeyic.com/media/datasheet/ad/d4/6b37/ad/5d426fb910e0ae3f674c32ec181fa5a3.pdf | https://www.unikeyic.com/products/instrumentation-amplifiers/ina141u-2k5/33524255.html
INA141UA | Texas Instruments | 50: 8.0891 100: 7.9133 300: 7.8547 500: 7.7961 1,000: 7.6788 5,000: 7.6202 | Op Amp, 750μA, 4V/μs, 200kHz, 15mA, 1-Ch, 4.5V, ±18V, 20μV, 2nA, 1MHz, SOIC-8, SMD, 1.75mm H |  | 1 MHz | Instrumentation |  |  |  | 2 nA |  | 15 mA | 750µA | [10 empty] | Surface Mount |  | 1 |  |  |  | -40°C ~ 85°C |  | - |  | 8-SOIC (0.154", 3.90mm Width) | Bulk |  | 13515738 |  | - |  | 4V/µs | 8-SOIC |  |  |  |  | 20 µV |  | 36 V |  |  | 4.5 V | 82075 | https://www.unikeyic.com/media/datasheet/ad/d4/6b37/ad/5d426fb910e0ae3f674c32ec181fa5a3.pdf | https://www.unikeyic.com/products/instrumentation-amplifiers/ina141ua/33421083.html
INA141UA/2K5 | Texas Instruments | 1: 9.8619 10: 9.1033 50: 7.9962 100: 7.4901 500: 7.0442 | 750μA 4V/μs 200KHz 15mA 1 4.5V ±18V 20μV 2nA 1MHz SOIC-8 SMD mount，glue mount 1.75mm(height) |  | 1 MHz | Instrumentation |  |  | INA141 | 2 nA |  | 15 mA | 750µA | [8 empty] | 3 (168 Hours) |  | Surface Mount |  | 1 |  |  |  | -40°C ~ 85°C |  | - |  | 8-SOIC (0.154", 3.90mm Width) |  |  | 301017 |  | - |  | 4V/µs | 8-SOIC |  |  |  |  | 20 µV |  | 36 V |  |  | 4.5 V |  | https://www.unikeyic.com/media/datasheet/ad/d4/6b37/ad/5d426fb910e0ae3f674c32ec181fa5a3.pdf | https://www.unikeyic.com/products/instrumentation-amplifiers/ina141ua-2k5/33505257.html
INA155E/250 | Texas Instruments | 1+: 5.381 10+: 4.0933 25+: 3.7717 100+: 3.4183 | 1.7mA 6.5V/μs 550kHz 78dB 50mA 1-Ch 5.5V 200μV 1pA VSSOP-8, SMD, Adhesive Mount, 3mm × 3mm × 970μm | [49 empty] | 138 | https://www.unikeyic.com/media/datasheet/fa/f3/73b8/fa/8813e787a6cd841e9b6311fe57285d69.pdf | https://www.unikeyic.com/products/instrumentation-amplifiers/ina155e-250/33114835.html
INA155E/2K5 | Texas Instruments | 300: 1.9815 500: 1.9667 1,000: 1.9371 5,000: 1.9223 | Op Amp 1.7mA 6.5V/μs 550kHz 78dB 50mA 1Ch 5.5V 200μV 1pA VSSOP-8 SMD 3mm × 3mm × 970μm |  | 550 kHz | Instrumentation |  |  | INA155 | 1 pA |  | 50 mA | 1.7mA | [8 empty] | 2 (1 Year) |  | Surface Mount |  | 1 |  |  |  | -55°C ~ 125°C |  | Rail-to-Rail |  | 8-TSSOP, 8-MSOP (0.118", 3.00mm Width) | Tape & Reel (TR) |  | 1509781 |  | - |  | 6.5V/µs | 8-VSSOP |  |  |  |  | 200 µV |  | 5.5 V |  |  | 2.7 V | 51835 | https://www.unikeyic.com/media/datasheet/0f/a7/7899/0f/1fbe4ba0b2edeb9792cbb8ca0a53abfa.pdf | https://www.unikeyic.com/products/instrumentation-amplifiers/ina155e-2k5/33107085.html
INA155EA/250 | Texas Instruments | 250: 3.0733 500: 2.9754 750: 2.9264 1,250: 2.8721 1,750: 2.8403 2,500: 2.8098 | 1.7mA 6.5V/μs 550kHz 78dB 50mA 1-Ch 5.5V 200μV 1pA VSSOP-8, SMD, Adhesive Mount, 3mm × 3mm × 970μm |  | 550 kHz | Instrumentation |  |  | INA155 | 1 pA |  | 50 mA | 1.7mA | [8 empty] | 2 (1 Year) |  | Surface Mount |  | 1 |  |  |  | -55°C ~ 125°C |  | Rail-to-Rail |  | 8-TSSOP, 8-MSOP (0.118", 3.00mm Width) |  |  | 362213 |  | - |  | 6.5V/µs | 8-VSSOP |  |  |  |  | 200 µV |  | 5.5 V |  |  | 2.7 V | 1286 | https://www.unikeyic.com/media/datasheet/fa/f3/73b8/fa/8813e787a6cd841e9b6311fe57285d69.pdf | https://www.unikeyic.com/products/instrumentation-amplifiers/ina155ea-250/33009488.html
INA155EA/2K5 | Texas Instruments | 1+: 3.3029 100+: 2.8424 250+: 1.9932 1,000+: 1.606 | Op Amp, 1.7mA, 6.5V/μs, 550kHz, 78dB, 50mA, 1Ch, 5.5V, 200μV, 1pA, VSSOP-8 SMD, 3mm × 3mm × 970μm | [49 empty] | 6197 | https://www.unikeyic.com/media/datasheet/fa/f3/73b8/fa/8813e787a6cd841e9b6311fe57285d69.pdf | https://www.unikeyic.com/products/instrumentation-amplifiers/ina155ea-2k5/33140479.html
INA155U | Texas Instruments | 1: 6.0912 10: 4.6516 75: 3.9688 150: 3.8099 300: 3.6791 525: 3.5906 1,050: 3.4986 2,550: 3.4042 | 1.7mA 6.5V/μs 550KHz 50mA 1 2.7V 5.5V 200μV 1pA 550KHz SOIC-8 SMD mount 1.75mm(height) |  | 550 kHz | Instrumentation |  |  | INA155 | 1 pA |  | 50 mA | 1.7mA | [8 empty] | 2 (1 Year) |  | Surface Mount |  | 1 |  |  |  | -55°C ~ 125°C |  | Rail-to-Rail |  | 8-SOIC (0.154", 3.90mm Width) | Tube |  | 307879 |  | - |  | 6.5V/µs | 8-SOIC |  |  |  |  | 200 µV |  | 5.5 V |  |  | 2.7 V | 127 | https://www.unikeyic.com/media/datasheet/fa/f3/73b8/fa/8813e787a6cd841e9b6311fe57285d69.pdf | https://www.unikeyic.com/products/instrumentation-amplifiers/ina155u/33120475.html
INA155U/2K5 | Texas Instruments | 100: 2.9729 300: 2.9509 500: 2.9288 1,000: 2.8848 5,000: 2.8628 | Op Amp, 550kHz, 78dB, 1Ch, 5.5V, 1.7mA, 50mA, 200μV, 1pA, SOIC-8, SMD, Adhesive Mount, 4.9mm × 3.91mm × 1.58mm |  | 550 kHz | Instrumentation |  |  | INA155 | 1 pA |  | 50 mA | 1.7mA | [8 empty] | 2 (1 Year) |  | Surface Mount |  | 1 |  |  |  | -55°C ~ 125°C |  | Rail-to-Rail |  | 8-SOIC (0.154", 3.90mm Width) | Tape & Reel (TR) |  | 1509786 |  | - |  | 6.5V/µs | 8-SOIC |  |  |  |  | 200 µV |  | 5.5 V |  |  | 2.7 V | 5847 | https://www.unikeyic.com/media/datasheet/fa/f3/73b8/fa/8813e787a6cd841e9b6311fe57285d69.pdf | https://www.unikeyic.com/products/instrumentation-amplifiers/ina155u-2k5/33450008.html
INA155UA/2K5 | Texas Instruments | 2,500+: 2.2175 | 1.7mA 6.5V/μs 550kHz 50mA 1 5.5V 200μV 1pA 550kHz SOIC-8 SMD, Adhesive Mount 4.9mm × 3.91mm × 1.58mm | [49 empty] | 2721 | https://www.unikeyic.com/media/datasheet/df/70/e8c7/df70e8c75d56e0386c9e0995e8905c5d.pdf | https://www.unikeyic.com/products/instrumentation-amplifiers/ina155ua-2k5/33031871.html
INA156EA/250 | Texas Instruments | 100: 2.8867 300: 2.8653 500: 2.8439 1,000: 2.8012 5,000: 2.7798 | Op Amp, 1.8mA, 6.5V/μs, 550kHz, 72dB, 50mA, 1-Ch, 6V, 2.5mV, 1pA, VSSOP-8, SMD, Adhesive Mount, 3mm × 3mm × 970μm |  | 550 kHz | Instrumentation |  |  | INA156 | 1 pA |  | 50 mA | 1.8mA | [8 empty] | 2 (1 Year) |  | Surface Mount |  | 1 |  |  |  | -55°C ~ 125°C |  | Rail-to-Rail |  | 8-TSSOP, 8-MSOP (0.118", 3.00mm Width) |  |  | 307882 |  | - |  | 6.5V/µs | 8-VSSOP |  |  |  |  | 2.5 mV |  | 5.5 V |  |  | 2.7 V | 68480 | https://www.unikeyic.com/media/datasheet/fd/39/c1dd/fd/baffed5830a874e91cc8df75eaa8f556.pdf | https://www.unikeyic.com/products/instrumentation-amplifiers/ina156ea-250/33029497.html
INA156EA/2K5 | Texas Instruments | 500: 2.307 1,500: 2.2147 2,500: 2.1409 3,000: 2.0671 | Op Amp, 1.8mA, 6.5V/μs, 550kHz, 72dB, 50mA, 1-Ch, 6V, 2.5mV, 1pA, VSSOP-8, SMD, Adhesive Mount, 3mm × 3mm × 970μm |  | 550 kHz | Instrumentation |  |  | INA156 | 1 pA |  | 50 mA | 1.8mA | [8 empty] | 2 (1 Year) |  | Surface Mount |  | 1 |  |  |  | -55°C ~ 125°C |  | Rail-to-Rail |  | 8-TSSOP, 8-MSOP (0.118", 3.00mm Width) | Tape & Reel (TR) |  | 1509793 |  | - |  | 6.5V/µs | 8-VSSOP |  |  |  |  | 2.5 mV |  | 5.5 V |  |  | 2.7 V | 11600 | https://www.unikeyic.com/media/datasheet/fd/39/c1dd/fd/baffed5830a874e91cc8df75eaa8f556.pdf | https://www.unikeyic.com/products/instrumentation-amplifiers/ina156ea-2k5/33101866.html
INA163UA | Texas Instruments | 50: 7.1313 100: 6.8467 250: 6.5463 500: 6.3653 1,000: 6.2163 | Texas Instruments Instrumentation Amplifier, Dual, SMD, 250μV Offset, 14-Pin SOIC |  | 800 kHz | Instrumentation |  |  | INA163 | 2 µA |  | 60 mA | 10mA | [8 empty] | 3 (168 Hours) |  | Surface Mount |  | 1 |  |  |  | -40°C ~ 85°C |  | - |  | 14-SOIC (0.154", 3.90mm Width) | Tube |  | 362216 |  | - |  | 15V/µs | 14-SOIC |  |  |  |  | 50 µV |  | 36 V |  |  | 9 V | 1114 | https://www.unikeyic.com/media/datasheet/92/14/4a63/92/6ccb0ef65f8926e19c80bbb7283d87c5.pdf | https://www.unikeyic.com/products/instrumentation-amplifiers/ina163ua/33493977.html
INA163UA/2K5 | Texas Instruments | 1: 4.1963 10: 3.654 30: 3.3202 100: 2.9922 500: 2.8262 1,000: 2.7575 | 10mA 15V/μs 100dB 60mA 1 50μV 2μA 800KHz SOIC-14 SMD mount，glue mount 8.65mm*3.91mm*1.58mm |  | 800 kHz | Instrumentation |  |  | INA163 | 2 µA |  | 60 mA | 10mA | [8 empty] | 3 (168 Hours) |  | Surface Mount |  | 1 |  |  |  | -40°C ~ 85°C |  | - |  | 14-SOIC (0.154", 3.90mm Width) | Tape & Reel (TR)Cut Tape (CT) |  | 362217 |  | - |  | 15V/µs | 14-SOIC |  |  |  |  | 50 µV |  | 36 V |  |  | 9 V |  | https://www.unikeyic.com/media/datasheet/92/14/4a63/92/6ccb0ef65f8926e19c80bbb7283d87c5.pdf | https://www.unikeyic.com/products/instrumentation-amplifiers/ina163ua-2k5/33080578.html
INA166UA | Texas Instruments | 25: 13.2503 50: 12.787 100: 12.509 300: 12.4164 500: 12.3237 1,000: 12.1384 5,000: 12.0457 | Op Amp, 10mA, 15V/μs, 100dB, 60mA, 1-Ch, ±18V, 50μV, 2.5μA, 450kHz, SOIC-14, SMD, 8.65mm × 3.91mm × 1.58mm |  | 450 kHz | Instrumentation |  |  | INA166 | 2.5 µA |  | 60 mA | 10mA | [8 empty] | 3 (168 Hours) |  | Surface Mount |  | 1 |  |  |  | -40°C ~ 85°C |  | - |  | 14-SOIC (0.154", 3.90mm Width) | Tube |  | 362218 |  | - |  | 15V/µs | 14-SOIC |  |  |  |  | 50 µV |  | 36 V |  |  | 9 V | 2453 | https://www.unikeyic.com/media/datasheet/20/70/1333/20/2296411045397e27f4235fe94ad59220.pdf | https://www.unikeyic.com/products/instrumentation-amplifiers/ina166ua/33539086.html
INA166UA/2K5 | Texas Instruments | 50: 9.4545 100: 9.2489 300: 9.1804 500: 9.1119 1,000: 8.9749 5,000: 8.9064 | Op Amp, 10mA 15V/μs 100dB 60mA 50μV 2.5μA 450kHz SOIC-14 SMD 8.65mm × 3.91mm × 1.58mm |  | 450 kHz | Instrumentation |  |  | INA166 | 2.5 µA |  | 60 mA | 10mA | [8 empty] | 3 (168 Hours) |  | Surface Mount |  | 1 |  |  |  | -40°C ~ 85°C |  | - |  | 14-SOIC (0.154", 3.90mm Width) | Tape & Reel (TR) |  | 362219 |  | - |  | 15V/µs | 14-SOIC |  |  |  |  | 50 µV |  | 36 V |  |  | 9 V | 4631 | https://www.unikeyic.com/media/datasheet/20/70/1333/20/2296411045397e27f4235fe94ad59220.pdf | https://www.unikeyic.com/products/instrumentation-amplifiers/ina166ua-2k5/33375106.html
INA180B4IDBVR | Texas Instruments | 1: 0.3022 100: 0.2408 750: 0.2169 1,500: 0.2049 3,000: 0.193 | 260μA 2V/μs 105kHz 84dB 8mA 1 2.7V 5.5V 100μV 100nA 350kHz SOT-23 SMD 1.1mm H |  | 350 kHz | Current Sense |  |  | INA180 | 80 µA |  |  | 260µA | [8 empty] | 1 (Unlimited) |  | Surface Mount |  | 1 |  |  |  | -40°C ~ 125°C |  | Rail-to-Rail |  | SC-74A, SOT-753 |  |  | 8105879 |  | - |  | 2V/µs | SOT-23-5 |  |  |  |  | 100 µV |  | 5.5 V |  |  | 2.7 V |  | https://www.unikeyic.com/media/datasheet/e2/69/074c/e2/29208b6a9279923ccb7b7d33adcf6251.pdf | https://www.unikeyic.com/products/instrumentation-amplifiers/ina180b4idbvr/33472417.html
INA186A1IDDFT | Texas Instruments | 250: 0.9722 500: 0.935 750: 0.9163 1,250: 0.8956 1,750: 0.8836 2,500: 0.8719 | 48μA 300mV/μs 45kHz 1 3μV 500pA TSOT-23-8 SMD, Adhesive Mount |  |  | Current Sense |  |  | INA186 | 500 pA |  |  | 48µA |  |  | 45 kHz | [5 empty] | 1 (Unlimited) |  | Surface Mount |  | 1 |  |  |  | -40°C ~ 125°C (TA) |  | Rail-to-Rail |  | SOT-23-8 |  |  | 11308830 |  | Zero-Drift |  | 0.3V/µs | TSOT-23-8 |  |  |  |  | 3 µV |  | 5.5 V |  |  | 1.7 V | 6291 | https://www.unikeyic.com/media/pdf/HTMLDatasheet/texas-instruments/43/a8/a5ac/ina186a4iddfr/2025/11/ina186.pdf | https://www.unikeyic.com/products/instrumentation-amplifiers/ina186a1iddft/33460011.html
INA186A2IDDFR | Texas Instruments | 5: 1.0616 15: 0.9193 30: 0.9039 | Op Amp 45kHz 48μA 300mV/μs 3μV 500pA TSOT-23-8 SMD, Adhesive Mount |  |  | Current Sense |  |  | INA186 | 500 pA |  |  | 48µA |  |  | 45 kHz | [5 empty] | 1 (Unlimited) |  | Surface Mount |  | 1 |  |  |  | -40°C ~ 125°C (TA) |  | Rail-to-Rail |  | SOT-23-8 |  |  | 11308748 |  | Zero-Drift |  | 0.3V/µs | TSOT-23-8 |  |  |  |  | 3 µV |  | 5.5 V |  |  | 1.7 V | 3727 | https://www.unikeyic.com/media/pdf/HTMLDatasheet/texas-instruments/43/a8/a5ac/ina186a4iddfr/2025/11/ina186.pdf | https://www.unikeyic.com/products/instrumentation-amplifiers/ina186a2iddfr/33545513.html
INA186A2QDBVRQ1 | Texas Instruments | 3,000: 0.786 6,000: 0.7689 9,000: 0.7603 | 48μA 300mV/μs 3μV 500pA 37kHz TSOT-23-8 SMD, Adhesive Mount |  | 37 kHz | Current Sense |  |  | INA186 | 500 pA |  |  | 48µA | [8 empty] | 1 (Unlimited) |  | Surface Mount |  | 1 |  |  |  | -40°C ~ 125°C (TA) |  | Rail-to-Rail |  | SC-74A, SOT-753 |  |  | 12352238 |  | - |  | 0.3V/µs | SOT-23-5 |  |  |  |  | 3 µV |  | 5.5 V |  |  | 1.7 V | 6318 | https://www.unikeyic.com/media/pdf/PCNAssemblyOrigin/texas-instruments/1e/a3/912b/lp875610brnfrq1/2025/11/PCN20231016000-2.pdf | https://www.unikeyic.com/products/instrumentation-amplifiers/ina186a2qdbvrq1/33005981.html
INA186A3IDDFR | Texas Instruments | 1: 0.7462 100: 0.6215 750: 0.5771 1,500: 0.5481 3,000: 0.5259 | Op Amp 45kHz 48μA 300mV/μs 3μV 500pA TSOT-23-8 SMD, Adhesive Mount |  |  | Current Sense |  |  | INA186 | 500 pA |  |  | 48µA |  |  | 45 kHz | [5 empty] | 1 (Unlimited) |  | Surface Mount |  | 1 |  |  |  | -40°C ~ 125°C (TA) |  | Rail-to-Rail |  | SOT-23-8 |  |  | 11308859 |  | Zero-Drift |  | 0.3V/µs | TSOT-23-8 |  |  |  |  | 3 µV |  | 5.5 V |  |  | 1.7 V |  | https://www.unikeyic.com/media/pdf/HTMLDatasheet/texas-instruments/43/a8/a5ac/ina186a4iddfr/2025/11/ina186.pdf | https://www.unikeyic.com/products/instrumentation-amplifiers/ina186a3iddfr/33385833.html
INA186A3QDBVRQ1 | Texas Instruments | 200: 0.6414 400: 0.6147 600: 0.604 | 48μA 300mV/μs 3μV 500pA 35KHz SOT-23-5 SMD mount | 35KHz |  |  | Industrial | [9 empty] | 500pA |  | 3μV | - | - |  | SMD mount |  | - |  |  | 125℃(TA) | -40℃(TA) |  | - |  | SOT-23-5 |  |  | On sale |  | Tape and reel packaging |  |  |  |  | - | - | 300mV/μs | 48μA | [6 empty] | 2495 | https://www.unikeyic.com/media/about_us/Unikey_ISO_9001_Certification.pdf | https://www.unikeyic.com/products/instrumentation-amplifiers/ina186a3qdbvrq1/33435916.html
INA188IDR | Texas Instruments | 1: 1.6964 10: 1.5873 30: 1.2554 100: 1.2336 500: 1.1658 1,000: 1.0916 | 1.4mA 900mV/μs 18mA 1 4V ±18V，36V 25μV 850pA 600KHz SOIC-8 SMD mount，glue mount 1.75mm(height) |  | 600 kHz | Zero-Drift |  |  | INA188 | 850 pA |  |  | 1.4mA | [8 empty] | 2 (1 Year) |  | Surface Mount |  | 1 |  |  |  | -40°C ~ 125°C |  | Rail-to-Rail |  | 8-SOIC (0.154", 3.90mm Width) |  |  | 5724127 |  | - |  | 0.9V/µs | 8-SOIC |  |  |  |  | 25 µV |  | 36 V |  |  | 4 V |  | https://www.unikeyic.com/media/datasheet/21/43/6f90/21/a2185d975007d08dcd019f143514c106.pdf | https://www.unikeyic.com/products/instrumentation-amplifiers/ina188idr/33049585.html
INA188IDRJR | Texas Instruments | 1+: 5.8968 10+: 4.5025 25+: 4.1537 100+: 3.7704 250+: 3.6105 | 1.4mA 900mV/μs 118dB 18mA 1 36V 25μV 850pA 600KHz SON SMD mount，glue mount 750μm(height) | [49 empty] | 186 | https://www.unikeyic.com/media/datasheet/21/43/6f90/21/a2185d975007d08dcd019f143514c106.pdf | https://www.unikeyic.com/products/instrumentation-amplifiers/ina188idrjr/33031878.html
INA190A1IDDFR | Texas Instruments | 3,000: 1.2969 6,000: 1.2712 | 48μA 300mV/μs 45kHz 1 3μV 500pA TSOT-23-8 SMD, Adhesive Mount |  |  | Current Sense |  |  | INA190 | 500 pA |  |  | 48µA |  |  | 45 kHz | [5 empty] | 1 (Unlimited) |  | Surface Mount |  | 1 |  |  |  | -40°C ~ 125°C (TA) |  | Rail-to-Rail |  | SOT-23-8 |  |  | 11308881 |  | Zero-Drift |  | 0.3V/µs | TSOT-23-8 |  |  |  |  | 3 µV |  | 5.5 V |  |  | 1.7 V | 3000 | https://www.unikeyic.com/media/pdf/HTMLDatasheet/texas-instruments/76/b8/3b80/ina190a2idckt/2025/11/ina190a1irswr.pdf | https://www.unikeyic.com/products/instrumentation-amplifiers/ina190a1iddfr/33344256.html
INA190A2IDDFR | Texas Instruments | 1+: 2.128 100+: 1.7573 250+: 1.2397 1,000+: 0.9328 | 48μA, 300mV/μs, 37kHz, 1, 3μV, 500pA, TSOT-23-8, SMD, Adhesive Mount | [49 empty] | 80755 |  | https://www.unikeyic.com/products/instrumentation-amplifiers/ina190a2iddfr/33418623.html
INA190A4IDDFR | Texas Instruments | 3,000+: 1.2969 6,000+: 1.2712 | Op Amp, 48μA, 300mV/μs, 33kHz, 1Ch, 3μV, 500pA, TSOT-23-8, SMD, Adhesive Mount | [49 empty] | 3681 |  | https://www.unikeyic.com/products/instrumentation-amplifiers/ina190a4iddfr/33501561.html
INA190A5IDDFR | Texas Instruments | 3,000+: 1.2969 6,000+: 1.2712 | 48μA 300mV/μs 27kHz 1 3μV 500pA TSOT-23-8 SMD, Adhesive Mount | [49 empty] | 4675 |  | https://www.unikeyic.com/products/instrumentation-amplifiers/ina190a5iddfr/33448490.html
INA2126E/250 | Texas Instruments | 250+: 5.8377 500+: 5.673 750+: 5.5905 1,250+: 5.4991 1,750+: 5.4457 | Op Amp, 2 Ch, 400mV/μs, 200kHz, 83dB, 175μA, 10mA, 2.7V-36V, 50μV, 10nA, SSOP-16, SMD, Adhesive Mount, 5mm × 6.2mm × 1.5mm | [49 empty] | 854 | https://www.unikeyic.com/media/datasheet/f9/37/7bfd/f9/e9bb3dc4cf7fc01debf8923c7abf7aad.pdf | https://www.unikeyic.com/products/instrumentation-amplifiers/ina2126e-250/33406938.html
INA2126EA/250 | Texas Instruments | 250: 4.7719 500: 4.631 750: 4.5604 1,250: 4.4822 1,750: 4.4365 2,500: 4.3926 | Op Amp, 2 Ch, 400mV/μs, 200kHz, 83dB, 175μA, 10mA, 2.7V-36V, 50μV, 10nA, SSOP-16, SMD, Adhesive Mount, 5mm × 6.2mm × 1.5mm |  | 200 kHz | Instrumentation |  |  | INA2126 | 10 nA |  | 10 mA | 175µA (x2 Channels) | [8 empty] | 2 (1 Year) |  | Surface Mount |  | 2 |  |  |  | -55°C ~ 125°C (TA) |  | - |  | 16-SSOP (0.154", 3.90mm Width) |  |  | 13470391 |  | - |  | 0.4V/µs | 16-SSOP |  |  |  |  | 50 µV |  | 36 V |  |  | 2.7 V | 470 | https://www.unikeyic.com/media/datasheet/f9/37/7bfd/f9/e9bb3dc4cf7fc01debf8923c7abf7aad.pdf | https://www.unikeyic.com/products/instrumentation-amplifiers/ina2126ea-250/33126980.html
INA2126P | Texas Instruments | 100: 3.059 300: 3.0364 500: 3.0137 1,000: 2.9684 5,000: 2.9457 | Op Amp, 2 Ch, 400mV/μs, 200kHz, 83dB, 10mA, 2.7-36V, 50μV, 10nA, PDIP-16, TH, 19.3mm × 6.35mm × 4.57mm |  | 200 kHz | Instrumentation |  |  | INA2126 | 10 nA |  | 10 mA | 175µA (x2 Channels) | [8 empty] | 1 (Unlimited) |  | Through Hole |  | 2 |  |  |  | -40°C ~ 85°C |  | - |  | 16-DIP (0.300", 7.62mm) | Tube |  | 11522007 |  | - |  | 0.4V/µs | 16-PDIP |  |  |  |  | 50 µV |  | 36 V |  |  | 2.7 V | 1433 | https://www.unikeyic.com/media/datasheet/53/e4/ff09/53/c51605ec3322c971ae1b28e27177efd0.pdf | https://www.unikeyic.com/products/instrumentation-amplifiers/ina2126p/32998059.html
INA2126U | Texas Instruments | 1+: 6.0236 100+: 4.9104 250+: 3.8599 1,000+: 3.2736 | 2-Channel Op Amp, 175μA Iq, 400mV/μs SR, 200kHz BW, 83dB CMRR, 10mA Out, 2.7V-36V, 100μV Vos, 10nA Ib, SOIC-16, SMD, 9.9mm × 3.91mm × 1.58mm | [49 empty] | 1421 | https://www.unikeyic.com/media/datasheet/f9/37/7bfd/f9/e9bb3dc4cf7fc01debf8923c7abf7aad.pdf | https://www.unikeyic.com/products/instrumentation-amplifiers/ina2126u/33079327.html
INA2126UA | Texas Instruments | 40+: 4.6431 120+: 4.3299 280+: 4.1464 520+: 4.0374 1,000+: 3.9411 2,520+: 3.8319 | 2-Channel Op Amp, 400mV/μs, 200kHz, 10mA, 2.7V ±18V, 36V, 150μV, 10nA, SOIC-16, SMD, 1.75mm H | [49 empty] | 1309 | https://www.unikeyic.com/media/datasheet/f9/37/7bfd/f9/e9bb3dc4cf7fc01debf8923c7abf7aad.pdf | https://www.unikeyic.com/products/instrumentation-amplifiers/ina2126ua/33105667.html
INA2126UA/2K5 | Texas Instruments | 2,500+: 3.2039 | 175μA (x2 Ch) 400mV/μs 200kHz 83dB 10mA 2.7V 36V 150μV 10nA SOIC-16 SMD, Adhesive Mount 9.9mm × 3.91mm × 1.58mm | [49 empty] | 3518 | https://www.unikeyic.com/media/datasheet/f9/37/7bfd/f9/e9bb3dc4cf7fc01debf8923c7abf7aad.pdf | https://www.unikeyic.com/products/instrumentation-amplifiers/ina2126ua-2k5/33456009.html
INA2128P | Texas Instruments | 25: 13.2047 50: 12.743 100: 12.466 300: 12.3736 500: 12.2813 1,000: 12.0966 5,000: 12.0043 | 2-Channel Op Amp, 1.4mA, 4V/μs, 200kHz, 15mA, 25μV, 2nA, 1.3MHz, PDIP-16, TH |  | 1.3 MHz | Instrumentation |  |  |  | 2 nA |  | 15 mA | 1.4mA (x2 Channels) |  |  | 200 kHz | [7 empty] | Through Hole |  | 2 |  |  |  | -40°C ~ 85°C |  | - |  | 16-DIP (0.300", 7.62mm) | Tube |  |  |  | - |  | 4V/µs | 16-PDIP |  |  |  |  | 25 µV |  | 36 V |  |  | 4.5 V | 287 | https://www.unikeyic.com/media/datasheet/a8/35/905b/a8/4dbd82cef420d0e24dc68345feab88ba.pdf | https://www.unikeyic.com/products/instrumentation-amplifiers/ina2128p/33525597.html
INA2128U | Texas Instruments | 1: 29.7 10: 23.4792 25: 21.4596 120: 20.3256 280: 19.6668 | Texas Instruments Instrumentation Amplifier, Dual, SMD, 16-Pin SOIC |  | 1.3 MHz | Instrumentation |  |  | INA2128 | 2 nA |  | 15 mA | 1.4mA (x2 Channels) |  |  | 200 kHz | [5 empty] | 3 (168 Hours) |  | Surface Mount |  | 2 |  |  |  | -40°C ~ 85°C |  | - |  | 16-SOIC (0.295", 7.50mm Width) | Tube |  | 251092 |  | - |  | 4V/µs | 16-SOIC |  |  |  |  | 25 µV |  | 36 V |  |  | 4.5 V | 144 | https://www.unikeyic.com/media/datasheet/74/0a/f4e7/74/34a3bfb82ccc39e3bff17dd5e31b6d88.pdf | https://www.unikeyic.com/products/instrumentation-amplifiers/ina2128u/33042093.html
INA2128U/1K | Texas Instruments | 1+: 20.603 100+: 17.996 250+: 13.8754 1,000+: 12.4113 | Op Amp, 2 Ch, 4V/μs 200kHz 1.3MHz 15mA 25μV 2nA ±18V 4.5V SOIC-16 SMD, Adhesive Mount, 2.65mm H | [49 empty] | 47603 | https://www.unikeyic.com/media/datasheet/74/0a/f4e7/74/34a3bfb82ccc39e3bff17dd5e31b6d88.pdf | https://www.unikeyic.com/products/instrumentation-amplifiers/ina2128u-1k/33437294.html
INA2128UA/1K | Texas Instruments | 1,000: 10.5847 | 1.4mA(x2 Channels) 4V/μs 200KHz 120dB 15mA 2 4.5V 36V 10μV 2nA 1.3MHz SOIC-16 SMD mount，glue mount | 1.3MHz |  |  | Industrial | [6 empty] | INA2128UA/1K Texas Instruments |  |  | 2nA |  | 10μV | 36V | 4.5V |  | SMD mount, glue mount |  | 2 |  | -40℃~85℃ |  |  |  | 15mA |  | SOIC-16 |  |  | On sale |  | Tape and reel packaging |  |  |  |  | 120dB | 200KHz | 4V/μs | 1.4mA(x2 Channels) | [6 empty] | 2000 | https://www.unikeyic.com/media/datasheet/74/0a/f4e7/74/34a3bfb82ccc39e3bff17dd5e31b6d88.pdf | https://www.unikeyic.com/products/instrumentation-amplifiers/ina2128ua-1k/33128312.html
INA2132U/2K5 | Texas Instruments | 10: 6.812 50: 6.1207 100: 5.2617 | 160μA 100mV/μs 76dB 12mA 2 2.7V 36V 75μV 300kHz SOIC-14 SMD, Adhesive Mount 1.5mm H |  | 300 kHz | Instrumentation |  |  | INA2132 |  |  | 12 mA | 160µA | [8 empty] | 3 (168 Hours) |  | Surface Mount |  | 2 |  |  |  | -40°C ~ 85°C |  | - |  | 14-SOIC (0.154", 3.90mm Width) |  |  | 301038 |  | - |  | 0.1V/µs | 14-SOIC |  |  |  |  | 75 µV |  | 36 V |  |  | 2.7 V | 895 | https://www.unikeyic.com/media/datasheet/3b/b2/4dfd/3b/efb75c578b734c5ed8869fda3d567803.pdf | https://www.unikeyic.com/products/instrumentation-amplifiers/ina2132u-2k5/33450125.html
INA2132UA | Texas Instruments | 50: 4.7451 100: 4.543 250: 4.3294 500: 4.2007 1,000: 4.0947 2,500: 3.9829 | Op Amp, 160μA, 100mV/μs, 76dB, 12mA, 2-Ch, 2.7V-36V, 75μV, 300kHz, SOIC-14, SMD, 1.5mm H | 300KHz |  |  | Industrial | [6 empty] | INA2132UA Texas Instruments |  |  | - | 1.5mm(height) | 75μV | 36V | 2.7V |  | SMD mount |  | 2 |  | -40℃~85℃ |  |  |  | 12mA |  | SOIC-14 |  |  | On sale |  | Tube |  |  |  |  | 76dB | - | 100mV/μs | 160μA | [6 empty] | 566 | https://www.unikeyic.com/media/datasheet/3b/b2/4dfd/3b/efb75c578b734c5ed8869fda3d567803.pdf | https://www.unikeyic.com/products/instrumentation-amplifiers/ina2132ua/33134459.html
INA2132UA/2K5 | Texas Instruments | 1: 2.2865 10: 2.1393 30: 1.692 100: 1.6626 500: 1.5714 1,000: 1.4714 | 160μA 100mV/μs 76dB 12mA 2 2.7V 36V 75μV 300kHz SOIC-14 SMD, Adhesive Mount 1.5mm H | 300KHz |  |  | Industrial | [6 empty] | INA2132UA/2K5 Texas Instruments |  |  | - | 1.5mm(height) | 75μV | 36V | 2.7V |  | SMD mount, glue mount |  | 2 |  | -40℃~85℃ |  |  |  | 12mA |  | SOIC-14 |  |  | On sale |  | Tape and reel packaging |  |  |  |  | 76dB | - | 100mV/μs | 160μA | [7 empty] | https://www.unikeyic.com/media/datasheet/3b/b2/4dfd/3b/efb75c578b734c5ed8869fda3d567803.pdf | https://www.unikeyic.com/products/instrumentation-amplifiers/ina2132ua-2k5/33012489.html
INA213BIRSWT | Texas Instruments | 250+: 0.8969 | 65μA 400mV/μs 14kHz 100dB 1-Ch 26V 5μV 28μA UQFN-10 SMD 500μm H | [49 empty] | 636 | https://www.unikeyic.com/media/datasheet/7a/2f/c05e/7a/9e92f5d2dcf3ddf9b99eb72322e16783.pdf | https://www.unikeyic.com/products/instrumentation-amplifiers/ina213birswt/33556084.html
INA213CIRSWR | Texas Instruments | 1+: 0.7581 100+: 0.6335 750+: 0.584 1,500+: 0.5584 3,000+: 0.5362 18,000+: 0.5345 39,000+: 0.5293 | 65μA 400mV/μs 80kHz 120dB 1-Ch 26V 5μV 28μA UQFN-10 SMD, Adhesive Mount 500μm H | [49 empty] | 998 | https://www.unikeyic.com/media/datasheet/ef/be/680a/ef/75e9738847d8e590b9f4a47ddeef1e86.pdf | https://www.unikeyic.com/products/instrumentation-amplifiers/ina213cirswr/33490370.html
INA2141P | Texas Instruments | 100: 4.7681 300: 4.7328 500: 4.6974 1,000: 4.6268 5,000: 4.5915 | 1.5mA(x2 Ch) 4V/μs 117dB 15mA 2 4.5V ±18V 20μV 2nA 200kHz PDIP-16 TH 19.3mm × 6.35mm × 4.57mm |  | 200 kHz | Instrumentation |  |  | INA2141 | 2 nA |  | 15 mA | 1.5mA (x2 Channels) | [8 empty] | 1 (Unlimited) |  | Through Hole |  | 2 |  |  |  | -40°C ~ 85°C |  | - |  | 16-DIP (0.300", 7.62mm) | Tube |  | 11546771 |  | - |  | 4V/µs | 16-PDIP |  |  |  |  | 20 µV |  | 36 V |  |  | 4.5 V | 3655 | https://www.unikeyic.com/media/datasheet/01/8c/32fd/01/9cb71eb83a26666ce5184f7fcff78db6.pdf | https://www.unikeyic.com/products/instrumentation-amplifiers/ina2141p/33543154.html
INA2141PA | Texas Instruments | 100: 4.7681 300: 4.7328 500: 4.6974 1,000: 4.6268 5,000: 4.5915 | 1.5mA (x2 Ch) 4V/μs 117dB 15mA 2 4.5V ±18V 20μV 2nA 200kHz PDIP-16 TH 19.3mm × 6.35mm × 4.57mm |  | 200 kHz | Instrumentation |  |  | INA2141 | 2 nA |  | 15 mA | 1.5mA (x2 Channels) | [8 empty] | 1 (Unlimited) |  | Through Hole |  | 2 |  |  |  | -40°C ~ 85°C |  | - |  | 16-DIP (0.300", 7.62mm) | Tube |  | 11542669 |  | - |  | 4V/µs | 16-PDIP |  |  |  |  | 20 µV |  | 36 V |  |  | 4.5 V | 5268 | https://www.unikeyic.com/media/datasheet/01/8c/32fd/01/9cb71eb83a26666ce5184f7fcff78db6.pdf | https://www.unikeyic.com/products/instrumentation-amplifiers/ina2141pa/33043467.html
INA2141U | Texas Instruments | 25: 21.952 50: 21.1845 100: 20.7239 300: 20.5704 500: 20.4169 1,000: 20.1099 5,000: 19.9564 | Texas Instruments Texas Instruments Instrumentation Amplifier, Dual channel, surface mount installation, 0.1mVbias, 16Pin SOICencapsulation |  | 200 kHz | Instrumentation |  |  | INA2141 | 2 nA |  | 15 mA | 1.5mA (x2 Channels) | [8 empty] | 3 (168 Hours) |  | Surface Mount |  | 2 |  |  |  | -40°C ~ 85°C |  | - |  | 16-SOIC (0.295", 7.50mm Width) | Tube |  | 251094 |  | - |  | 4V/µs | 16-SOIC |  |  |  |  | 20 µV |  | 36 V |  |  | 4.5 V | 37535 | https://www.unikeyic.com/media/datasheet/53/e4/ff09/ab/b401b28dd1fd989efe91ea666c2fad17.pdf | https://www.unikeyic.com/products/instrumentation-amplifiers/ina2141u/33481248.html
INA2141UA | Texas Instruments | 25: 16.3689 50: 15.7966 100: 15.4532 300: 15.3387 500: 15.2243 1,000: 14.9953 5,000: 14.8809 | 1.5mA(x2 Channels) 4V/μs 117dB 15mA 2 4.5V 36V 20μV 2nA 200KHz SOIC-16 SMD mount 2.35mm(height) |  | 200 kHz | Instrumentation |  |  | INA2141 | 2 nA |  | 15 mA | 1.5mA (x2 Channels) | [8 empty] | 3 (168 Hours) |  | Surface Mount |  | 2 |  |  |  | -40°C ~ 85°C |  | - |  | 16-SOIC (0.295", 7.50mm Width) | Tube |  | 301044 |  | - |  | 4V/µs | 16-SOIC |  |  |  |  | 20 µV |  | 36 V |  |  | 4.5 V | 16190 | https://www.unikeyic.com/media/datasheet/53/e4/ff09/ab/b401b28dd1fd989efe91ea666c2fad17.pdf | https://www.unikeyic.com/products/instrumentation-amplifiers/ina2141ua/33430890.html
INA2141UA/1K | Texas Instruments | 25: 13.6306 50: 13.154 100: 12.8681 300: 12.7728 500: 12.6774 1,000: 12.4868 5,000: 12.3915 | Op Amp, 2 Ch, ±18V, 4V/μs, 1.5mA, 15mA, 20μV, 2nA, 200kHz, SOIC-16, SMD, 2.35mm H |  | 200 kHz | Instrumentation |  |  | INA2141 | 2 nA |  | 15 mA | 1.5mA (x2 Channels) | [8 empty] | 3 (168 Hours) |  | Surface Mount |  | 2 |  |  |  | -40°C ~ 85°C |  | - |  | 16-SOIC (0.295", 7.50mm Width) | Tape & Reel (TR) |  | 1509862 |  | - |  | 4V/µs | 16-SOIC |  |  |  |  | 20 µV |  | 36 V |  |  | 4.5 V | 7665 | https://www.unikeyic.com/media/datasheet/53/e4/ff09/ab/b401b28dd1fd989efe91ea666c2fad17.pdf | https://www.unikeyic.com/products/instrumentation-amplifiers/ina2141ua-1k/33514454.html
INA2143U | Texas Instruments | 1: 6.9162 10: 5.3058 50: 4.6617 100: 4.4625 250: 4.2521 500: 4.1253 1,000: 4.0209 2,500: 3.9107 | 950μA 5V/μs 2 ±18V 36V 100μV 150kHz SOIC-14 SMD, 1.75mm H |  |  |  |  | Optical Network | INA2143 | [12 empty] | 3 (168 Hours) |  | Surface Mount | [9 empty] | 14-SOIC (0.154", 3.90mm Width) | Tube |  | 13435368 |  | - |  |  | 14-SOIC | [10 empty] | 793 | https://www.unikeyic.com/media/datasheet/0c/05/82bc/0c/b10026c1271d3c166cdb63eba582e513.pdf | https://www.unikeyic.com/products/instrumentation-amplifiers/ina2143u/33515751.html
INA2143UA | Texas Instruments | 1: 5.4216 10: 4.1234 50: 3.605 100: 3.4446 250: 3.275 500: 3.1728 1,000: 3.0888 2,500: 3 | 950μA 5V/μs 80dB 2-Ch 4.5V 36V 100μV 150kHz SOIC-14 SMD 1.5mm H |  |  |  |  | Optical Network | INA2143 | [12 empty] | 3 (168 Hours) |  | Surface Mount | [9 empty] | 14-SOIC (0.154", 3.90mm Width) | Tube |  | 13474923 |  | - |  |  | 14-SOIC | [10 empty] | 282 | https://www.unikeyic.com/media/datasheet/0c/05/82bc/0c/b10026c1271d3c166cdb63eba582e513.pdf | https://www.unikeyic.com/products/instrumentation-amplifiers/ina2143ua/32997968.html
INA217AIDWR | Texas Instruments | 10: 8.9088 500: 8.5525 1,000: 8.4099 | 10mA 15V/μs 60mA ±18V 50μV 2μA 3.4MHz SOIC-16 SMD, Adhesive Mount, 2.65mm H | 3.4MHz |  |  | Industrial | [6 empty] | INA217AIDWR Texas Instruments |  |  | 2μA | 2.65mm(height) | 50μV | ±18V | - |  | SMD mount, glue mount |  | 1 |  | -40℃~85℃ |  |  |  | 60mA |  | SOIC-16 |  |  | On sale |  | Tape and reel packaging |  |  |  |  | - | - | 15V/μs | 10mA | [6 empty] | 4500 | https://www.unikeyic.com/media/datasheet/d8/da/d1f3/d8/c4f30ef5c54dc461bc61777ed7c19dd6.pdf | https://www.unikeyic.com/products/instrumentation-amplifiers/ina217aidwr/33009577.html
INA2180A2IDSGR | Texas Instruments | 25+: 0.5316 100+: 0.4658 250+: 0.4344 500+: 0.4154 1,000+: 0.3998 | 355μA 2V/μs 100μV 80μA 210kHz SON SMD, Adhesive Mount | [49 empty] | 2740 |  | https://www.unikeyic.com/products/instrumentation-amplifiers/ina2180a2idsgr/33472381.html
INA2181A3IDSQR | Texas Instruments | 1+: 0.4952 100+: 0.4132 750+: 0.3825 1,500+: 0.3654 3,000+: 0.35 18,000+: 0.3466 39,000+: 0.3432 | 356μA 2V/μs 100μV 75μA 150kHz WSON-10 SMD, Adhesive Mount | [49 empty] | 998 |  | https://www.unikeyic.com/products/instrumentation-amplifiers/ina2181a3idsqr/33342833.html
INA2321EA/250 | Texas Instruments | 1: 9.1814 10: 6.3898 25: 5.9739 | 40μA 400mV/μs 50kHz 90dB 16mA 2-Ch 2.7V-5.5V 1mV 10pA 500kHz TSSOP-14 SMD, Adhesive Mount 5mm × 4.4mm × 1.2mm |  | 500 kHz | Instrumentation |  |  | INA2321 | 10 pA |  | 16 mA | - | [8 empty] | 1 (Unlimited) |  | Surface Mount |  | 2 |  |  |  | -55°C ~ 125°C |  | Rail-to-Rail |  | 14-TSSOP (0.173", 4.40mm Width) |  |  | 362222 |  | microPOWER™ |  | 0.4V/µs | 14-TSSOP |  |  |  |  | 1 mV |  | 5.5 V |  |  | 2.5 V | 326 | https://www.unikeyic.com/media/datasheet/f9/76/9c5c/f9/38c0504334c0e3bcd097635c4cb09482.pdf | https://www.unikeyic.com/products/instrumentation-amplifiers/ina2321ea-250/33541837.html
INA2321EA/2K5 | Texas Instruments | 1+: 4.4206 100+: 3.5398 250+: 2.7819 1,000+: 2.3595 | 40μA, 400mV/μs, 90dB, 16mA, 2 Ch, 3V, 5.5V, 1mV, 10pA, 500kHz, TSSOP-14, SMD | [49 empty] | 1655 | https://www.unikeyic.com/media/datasheet/f9/76/9c5c/f9/38c0504334c0e3bcd097635c4cb09482.pdf | https://www.unikeyic.com/products/instrumentation-amplifiers/ina2321ea-2k5/33035669.html
INA2322EA/250 | Texas Instruments | 100: 2.8436 300: 2.8226 500: 2.8015 1,000: 2.7594 5,000: 2.7383 | 40μA (x2 Ch), 400mV/μs, 60dB, 16mA, 2, 3V-5.5V, 2mV, 0.5pA, 500kHz, TSSOP-14, SMD, Adhesive Mount, 5mm × 4.4mm × 1.15mm | 500KHz |  |  | Industrial | [6 empty] | INA2322EA/250 Texas Instruments |  |  | 0.5pA | 5mm*4.4mm*1.15mm | 2mV | 5.5V | 3V |  | SMD mount, glue mount |  | 2 |  | -55℃~125℃ |  |  |  | 16mA |  | TSSOP-14 |  |  | Stop production |  | bulk, Tape and reel packaging |  |  |  |  | 60dB | - | 400mV/μs | 40μA(x2 Channels) | [6 empty] | 16504 | https://www.unikeyic.com/media/datasheet/cf/57/d6f0/cf/f715fc144f138afd8c236424ab4faa24.pdf | https://www.unikeyic.com/products/instrumentation-amplifiers/ina2322ea-250/33106983.html
INA2331AIPWR | Texas Instruments | 100: 1.9599 | 415μA 5V/μs 2MHz 90dB 48mA 2 5.5V 1mV 0.5pA 2MHz TSSOP-14 SMD mount，glue mount 5mm*4.4mm*1.15mm |  | 2 MHz | Instrumentation |  |  | INA2331 | 0.5 pA |  | 48 mA | - | [8 empty] | 2 (1 Year) |  | Surface Mount |  | 2 |  |  |  | -55°C ~ 125°C |  | Rail-to-Rail |  | 14-TSSOP (0.173", 4.40mm Width) |  |  | 431952 |  | - |  | 5V/µs | 14-TSSOP |  |  |  |  | 1 mV |  | 5.5 V |  |  | 2.5 V | 653 | https://www.unikeyic.com/media/datasheet/7b/79/b84f/7b/7d129bae9c67c38e975ef0f827d544d2.pdf | https://www.unikeyic.com/products/instrumentation-amplifiers/ina2331aipwr/33118781.html
INA2331AIPWT | Texas Instruments | 250: 3.1558 500: 3.0567 750: 3.0071 1,250: 2.9521 1,750: 2.92 2,500: 2.8891 | Op Amp, 415μA, 5V/μs, 2MHz, 90dB, 48mA, 2 Ch, 5.5V, 1mV, 0.5pA, TSSOP-14, SMD, Adhesive Mount, 5mm × 4.4mm × 1.15mm |  | 2 MHz | Instrumentation |  |  | INA2331 | 0.5 pA |  | 48 mA | - | [8 empty] | 2 (1 Year) |  | Surface Mount |  | 2 |  |  |  | -55°C ~ 125°C |  | Rail-to-Rail |  | 14-TSSOP (0.173", 4.40mm Width) |  |  | 701381 |  | - |  | 5V/µs | 14-TSSOP |  |  |  |  | 1 mV |  | 5.5 V |  |  | 2.5 V | 286 | https://www.unikeyic.com/media/datasheet/7b/79/b84f/7b/7d129bae9c67c38e975ef0f827d544d2.pdf | https://www.unikeyic.com/products/instrumentation-amplifiers/ina2331aipwt/33439747.html
INA2332AIPWR | Texas Instruments | 1: 0.795 10: 0.7482 50: 0.7227 100: 0.6838 | 415μA(x2 Channels) 5V/μs 2MHz 60dB 48mA 2 5.5V 2mV 0.5pA 2MHz TSSOP-14 SMD mount，glue mount 5mm*4.4mm*1.15mm |  | 2 MHz | Instrumentation |  |  | INA2332 | 0.5 pA |  | 48 mA | 415µA (x2 Channels) | [8 empty] | 2 (1 Year) |  | Surface Mount |  | 2 |  |  |  | -55°C ~ 125°C |  | Rail-to-Rail |  | 14-TSSOP (0.173", 4.40mm Width) |  |  | 13502171 |  | - |  | 5V/µs | 14-TSSOP |  |  |  |  | 2 mV |  | 5.5 V |  |  | 2.5 V |  | https://www.unikeyic.com/media/datasheet/c1/f6/f2c5/c1/4d765edd203dd78be54cdca995777ae0.pdf | https://www.unikeyic.com/products/instrumentation-amplifiers/ina2332aipwr/33478866.html
INA2332AIPWT | Texas Instruments | 100: 2.0973 300: 2.0134 500: 1.9463 600: 1.8792 | Op Amp 415μA(x2 Ch) 5V/μs 2MHz 60dB 48mA 2 5.5V 2mV 0.5pA 2MHz TSSOP-14 SMD 5mm × 4.4mm × 1.15mm |  | 2 MHz | Instrumentation |  |  | INA2332 | 0.5 pA |  | 48 mA | 415µA (x2 Channels) | [8 empty] | 2 (1 Year) |  | Surface Mount |  | 2 |  |  |  | -55°C ~ 125°C |  | Rail-to-Rail |  | 14-TSSOP (0.173", 4.40mm Width) |  |  | 1509874 |  | - |  | 5V/µs | 14-TSSOP |  |  |  |  | 2 mV |  | 5.5 V |  |  | 2.5 V | 9500 | https://www.unikeyic.com/media/datasheet/c1/f6/f2c5/c1/4d765edd203dd78be54cdca995777ae0.pdf | https://www.unikeyic.com/products/instrumentation-amplifiers/ina2332aipwt/33437263.html
INA237AIDGSR | Texas Instruments | 1: 1.7546 10: 1.473 30: 1.2959 100: 1.1181 500: 1.0391 1,000: 1.0042 | 640μA 120dB 1-Ch 2.7V 5.5V 15μV 100pA VSSOP-10 SMD, Adhesive Mount, 3mm L × 3mm W | [18 empty] | 2 (1 Year) |  | Surface Mount | [5 empty] | -40°C ~ 125°C (TA) |  |  |  | 10-TFSOP, 10-MSOP (0.118", 3.00mm Width) |  |  | 14004323 |  | - |  |  | 10-VSSOP | [11 empty] | https://www.unikeyic.com/media/datasheet/45/0a/bcfa/450abcfa9a4f15a8901a39fa4b9e654a.pdf | https://www.unikeyic.com/products/instrumentation-amplifiers/ina237aidgsr/33421243.html
INA240A2D | Texas Instruments | 1: 0.8252 10: 0.7766 50: 0.7501 100: 0.7098 | 1.8mA 2V/μs 100KHz 120dB 1 5.5V 5μV 90μA 400KHz SOP SMD mount | 400KHz |  |  | Industrial | [6 empty] | INA240A2D Texas Instruments |  |  | 90μA |  | 5μV | 5.5V | - |  | SMD mount |  | 1 |  | -40℃~125℃ |  |  |  | - |  | SOP |  |  | On sale |  | Tube |  |  |  |  | 120dB | 100KHz | 2V/μs | 1.8mA | [7 empty] | https://www.unikeyic.com/media/datasheet/35/f7/ffd8/35/ab7b4591070f9f84061973ba82ff9a7c.pdf | https://www.unikeyic.com/products/instrumentation-amplifiers/ina240a2d/33477580.html
INA280A2IDCKT | Texas Instruments | 250+: 2.0289 500+: 1.9596 750+: 1.9248 1,250+: 1.8863 1,750+: 1.8638 2,500+: 1.8422 | Op Amp, 370μA, 2V/μs, 15μV, 20μA, 1.1MHz, SC-70-5, SMD, Adhesive Mount | [49 empty] | 1468 | https://www.unikeyic.com/media/datasheet/53/c0/1e18/53c01e18817f0cd855802461abdfb9f2.pdf | https://www.unikeyic.com/products/instrumentation-amplifiers/ina280a2idckt/33132033.html
INA290A1IDCKR | Texas Instruments | 10: 1.6333 500: 1.568 1,000: 1.4765 | 370μA 2V/μs 5μV 20μA 1.1MHz SC-70-5 SMD, Adhesive Mount |  | 1.1 MHz | Current Sense |  |  | INA290 | 20 µA |  |  | 370µA | [8 empty] | 1 (Unlimited) |  | Surface Mount |  | 1 |  |  |  | -40°C ~ 125°C |  | - |  | 5-TSSOP, SC-70-5, SOT-353 |  |  | 12762145 |  | - |  | 2V/µs | SC-70-5 |  |  |  |  | 5 µV |  | 20 V |  |  | 2.7 V | 7258 | https://www.unikeyic.com/media/datasheet/2a/8f/60d8/2a8f60d800392ae6737b4fecd9d82b9f.pdf | https://www.unikeyic.com/products/instrumentation-amplifiers/ina290a1idckr/33541656.html
INA290A2IDCKT | Texas Instruments | 250: 2.8091 500: 2.7182 750: 2.6727 1,250: 2.6223 1,750: 2.5928 2,500: 2.5644 | Op Amp, 370μA, 2V/μs, 1-Ch, 3μV, 20μA, 1.1MHz, SC-70-5, SMD, Adhesive Mount |  | 1.1 MHz | Current Sense |  |  | INA290 | 20 µA |  |  | 370µA | [8 empty] | 1 (Unlimited) |  | Surface Mount |  | 1 |  |  |  | -40°C ~ 125°C |  | - |  | 5-TSSOP, SC-70-5, SOT-353 |  |  | 12762056 |  | - |  | 2V/µs | SC-70-5 |  |  |  |  | 3 µV |  | 20 V |  |  | 2.7 V | 1025 | https://www.unikeyic.com/media/datasheet/2a/8f/60d8/2a8f60d800392ae6737b4fecd9d82b9f.pdf | https://www.unikeyic.com/products/instrumentation-amplifiers/ina290a2idckt/33108375.html
INA290A3IDCKT | Texas Instruments | 1+: 3.6086 100+: 3.1053 250+: 2.1769 1,000+: 1.7545 | 370μA 2V/μs 1-Ch 3μV 20μA 900kHz Op Amp, SC-70-5, SMD | [49 empty] | 12625 | https://www.unikeyic.com/media/datasheet/2a/8f/60d8/2a8f60d800392ae6737b4fecd9d82b9f.pdf | https://www.unikeyic.com/products/instrumentation-amplifiers/ina290a3idckt/33019734.html
INA293A1IDBVR | Texas Instruments | 30: 1.351 500: 1.2829 1,000: 1.2156 3,000: 1.1839 | Op Amp 1.5mA 2.5V/μs 1.3MHz 160dB 1Ch 2.7V 20V 30μV 20μA SOT-23-5 SMD, Adhesive Mount 2.9mm × 1.6mm |  | 1.3 MHz | Current Sense |  |  | INA293 | 20 µA |  |  | 1.5mA | [8 empty] | 1 (Unlimited) |  | Surface Mount |  | 1 |  |  |  | -40°C ~ 125°C |  | - |  | SC-74A, SOT-753 |  |  | 11502190 |  | - |  | 2.5V/µs | SOT-23-5 |  |  |  |  | 30 µV |  | 20 V |  |  | 2.7 V |  | https://www.unikeyic.com/media/pdf/PCNAssemblyOrigin/texas-instruments/27/32/4aa2/ds90lv011atmf-nopb/2025/11/PCN20210915000-1.pdf | https://www.unikeyic.com/products/instrumentation-amplifiers/ina293a1idbvr/33090290.html
INA293A1IDBVT | Texas Instruments | 250: 2.7765 500: 2.6873 750: 2.6427 1,250: 2.5932 1,750: 2.5643 2,500: 2.5365 | 1.5mA 2.5V/μs 30μV 20μA 1.3MHz SOT-23-5 SMD, Adhesive Mount |  | 1.3 MHz | Current Sense |  |  | INA293 | 20 µA |  |  | 1.5mA | [8 empty] | 1 (Unlimited) |  | Surface Mount |  | 1 |  |  |  | -40°C ~ 125°C |  | - |  | SC-74A, SOT-753 |  |  | 11502305 |  | - |  | 2.5V/µs | SOT-23-5 |  |  |  |  | 30 µV |  | 20 V |  |  | 2.7 V | 1691 | https://www.unikeyic.com/media/pdf/PCNAssemblyOrigin/texas-instruments/27/32/4aa2/ds90lv011atmf-nopb/2025/11/PCN20210915000-1.pdf | https://www.unikeyic.com/products/instrumentation-amplifiers/ina293a1idbvt/33095548.html
INA293A1QDBVRQ1 | Texas Instruments | 3,000+: 2.9704 | Op Amp 1.5mA 2.5V/μs 30μV 20μA 1.3MHz SOT-23-5 SMD, Adhesive Mount | [49 empty] | 12254 |  | https://www.unikeyic.com/products/instrumentation-amplifiers/ina293a1qdbvrq1/33421159.html
INA293A2IDBVR | Texas Instruments | 1: 3.8366 10: 2.8809 25: 2.6414 100: 2.3781 250: 2.2526 500: 2.2222 1,000: 2.0964 | 1.5mA 2.5V/μs 1 20V 15μV 20μA 1.3MHz SOT-23-5 SMD, Adhesive Mount |  | 1.3 MHz | Current Sense |  |  | INA293 | 20 µA |  |  | 1.5mA | [8 empty] | 1 (Unlimited) |  | Surface Mount |  | 1 |  |  |  | -40°C ~ 125°C |  | - |  | SC-74A, SOT-753 |  |  | 11502287 |  | - |  | 2.5V/µs | SOT-23-5 |  |  |  |  | 15 µV |  | 20 V |  |  | 2.7 V | 2520 | https://www.unikeyic.com/media/datasheet/a0/ac/4626/a0/527cfc8c08473dec6471baacb53e6065.pdf | https://www.unikeyic.com/products/instrumentation-amplifiers/ina293a2idbvr/33437288.html
INA293A2IDBVT | Texas Instruments | 1: 1.8866 10: 1.7756 50: 1.7151 100: 1.6229 | Op Amp 1.5mA 2.5V/μs 1Ch 15μV 20μA 1.3MHz SOT-23-5 SMD, Adhesive Mount |  | 1.3 MHz | Current Sense |  |  | INA293 | 20 µA |  |  | 1.5mA | [8 empty] | 1 (Unlimited) |  | Surface Mount |  | 1 |  |  |  | -40°C ~ 125°C |  | - |  | SC-74A, SOT-753 |  |  | 11502195 |  | - |  | 2.5V/µs | SOT-23-5 |  |  |  |  | 15 µV |  | 20 V |  |  | 2.7 V |  | https://www.unikeyic.com/media/pdf/PCNAssemblyOrigin/texas-instruments/27/32/4aa2/ds90lv011atmf-nopb/2025/11/PCN20210915000-1.pdf | https://www.unikeyic.com/products/instrumentation-amplifiers/ina293a2idbvt/33132163.html
INA293A3IDBVR | Texas Instruments | 1: 2.3249 10: 2.1753 30: 1.7205 100: 1.6906 500: 1.5978 1,000: 1.4962 | 1.5mA 2.5V/μs 10μV 20μA 1MHz SOT-23-5 SMD, Adhesive Mount |  | 1 MHz | Current Sense |  |  | INA293 | 20 µA |  |  | 1.5mA | [8 empty] | 1 (Unlimited) |  | Surface Mount |  | 1 |  |  |  | -40°C ~ 125°C |  | - |  | SC-74A, SOT-753 |  |  | 11502290 |  | - |  | 2.5V/µs | SOT-23-5 |  |  |  |  | 10 µV |  | 20 V |  |  | 2.7 V |  | https://www.unikeyic.com/media/pdf/PCNAssemblyOrigin/texas-instruments/27/32/4aa2/ds90lv011atmf-nopb/2025/11/PCN20210915000-1.pdf | https://www.unikeyic.com/products/instrumentation-amplifiers/ina293a3idbvr/33041248.html
INA293A3IDBVT | Texas Instruments | 1: 4.6463 10: 3.5163 25: 3.2344 100: 2.9243 | 1.5mA 2.5V/μs 1 10μV 20μA 1MHz SOT-23-5 SMD, Adhesive Mount |  | 1 MHz | Current Sense |  |  | INA293 | 20 µA |  |  | 1.5mA | [8 empty] | 1 (Unlimited) |  | Surface Mount |  | 1 |  |  |  | -40°C ~ 125°C |  | - |  | SC-74A, SOT-753 |  |  | 11502271 |  | - |  | 2.5V/µs | SOT-23-5 |  |  |  |  | 10 µV |  | 20 V |  |  | 2.7 V | 235 | https://www.unikeyic.com/media/pdf/PCNAssemblyOrigin/texas-instruments/27/32/4aa2/ds90lv011atmf-nopb/2025/11/PCN20210915000-1.pdf | https://www.unikeyic.com/products/instrumentation-amplifiers/ina293a3idbvt/33057925.html
INA293A4IDBVR | Texas Instruments | 100: 1.6887 500: 1.5591 1,000: 1.5327 3,000: 1.4345 | 1.5mA 2.5V/μs 1 5μV 20μA 900kHz SOT-23-5 SMD, Adhesive Mount |  | 900 kHz | Current Sense |  |  | INA293 | 20 µA |  |  | 1.5mA | [8 empty] | 1 (Unlimited) |  | Surface Mount |  | 1 |  |  |  | -40°C ~ 125°C |  | - |  | SC-74A, SOT-753 |  |  | 11502186 |  | - |  | 2.5V/µs | SOT-23-5 |  |  |  |  | 5 µV |  | 20 V |  |  | 2.7 V | 6000 | https://www.unikeyic.com/media/pdf/PCNAssemblyOrigin/texas-instruments/27/32/4aa2/ds90lv011atmf-nopb/2025/11/PCN20210915000-1.pdf | https://www.unikeyic.com/products/instrumentation-amplifiers/ina293a4idbvr/33072053.html
INA293A5IDBVR | Texas Instruments | 1: 3.6197 10: 2.7177 25: 2.4919 100: 2.2435 250: 2.1251 500: 2.0964 | 1.5mA 2.5V/μs 1 2μV 20μA 900kHz SOT-23-5 SMD, Adhesive Mount |  | 900 kHz | Current Sense |  |  | INA293 | 20 µA |  |  | 1.5mA | [8 empty] | 1 (Unlimited) |  | Surface Mount |  | 1 |  |  |  | -40°C ~ 125°C |  | - |  | SC-74A, SOT-753 |  |  | 11502356 |  | - |  | 2.5V/µs | SOT-23-5 |  |  |  |  | 2 µV |  | 20 V |  |  | 2.7 V | 2317 | https://www.unikeyic.com/media/pdf/PCNAssemblyOrigin/texas-instruments/27/32/4aa2/ds90lv011atmf-nopb/2025/11/PCN20210915000-1.pdf | https://www.unikeyic.com/products/instrumentation-amplifiers/ina293a5idbvr/33109516.html
INA293B1IDBVR | Texas Instruments | 1: 3.8366 10: 2.8809 25: 2.6414 100: 2.3781 250: 2.2526 500: 2.2222 1,000: 2.0964 | Op Amp, 1.5mA, 2.5V/μs, 160dB, 1 Ch, 2.7V-20V, 30μV, 20μA, 1.3MHz, SOT-23-5, SMD, Adhesive Mount, 2.9mm L × 1.6mm W |  | 1.3 MHz | Current Sense |  |  | INA293 | 20 µA |  |  | 1.5mA | [8 empty] | 1 (Unlimited) |  | Surface Mount |  | 1 |  |  |  | -40°C ~ 125°C |  | - |  | SC-74A, SOT-753 |  |  | 11502254 |  | - |  | 2.5V/µs | SOT-23-5 |  |  |  |  | 30 µV |  | 20 V |  |  | 2.7 V | 459 | https://www.unikeyic.com/media/pdf/PCNAssemblyOrigin/texas-instruments/27/32/4aa2/ds90lv011atmf-nopb/2025/11/PCN20210915000-1.pdf | https://www.unikeyic.com/products/instrumentation-amplifiers/ina293b1idbvr/33500293.html
INA317IDGKR | Texas Instruments | 1: 1.6548 10: 1.4302 50: 1.2785 100: 1.1105 500: 1.055 1,000: 0.9929 | 50μA 160mV/μs 1 1.8V ±2.75V，5.5V 75μV@ 5.5V 70pA 150KHz VSSOP-8 SMD mount，glue mount 1.1mm(height) |  | 150 kHz | Zero-Drift |  |  | INA317 | 70 pA |  |  | 50µA | [8 empty] | 2 (1 Year) |  | Surface Mount |  | 1 |  |  |  | -40°C ~ 125°C |  | Rail-to-Rail |  | 8-TSSOP, 8-MSOP (0.118", 3.00mm Width) |  |  | 8543542 |  | Zero-Drift |  | 0.16V/µs | 8-VSSOP | [6 empty] | 5.5 V |  |  | 1.8 V |  | https://www.unikeyic.com/media/datasheet/ac/a0/48ef/ac/fb39c7dc9cdadcaac0a4f0d375642722.pdf | https://www.unikeyic.com/products/instrumentation-amplifiers/ina317idgkr/33522993.html
INA317IDGKT | Texas Instruments | 1+: 2.9882 100+: 2.5718 250+: 1.8029 1,000+: 1.4531 | 50μA 160mV/μs 100dB 40mA 1 5.5V 10μV 70pA 150kHz VSSOP-8 SMD, Adhesive Mount, 950μm H | [49 empty] | 79853 | https://www.unikeyic.com/media/datasheet/ac/a0/48ef/ac/fb39c7dc9cdadcaac0a4f0d375642722.pdf | https://www.unikeyic.com/products/instrumentation-amplifiers/ina317idgkt/33062995.html
INA321E/250 | Texas Instruments | 250: 3.8503 500: 3.7335 750: 3.675 1,250: 3.6102 1,750: 3.5723 2,500: 3.5359 | Op Amp 40μA 400mV/μs 500kHz 90dB 16mA 1Ch 5.5V 200μV 0.5pA VSSOP-8 SMD, Adhesive Mount 3mm × 3mm × 970μm |  | 500 kHz | Instrumentation |  |  | INA321 | 0.5 pA |  | 16 mA | 40µA | [8 empty] | 2 (1 Year) |  | Surface Mount |  | 1 |  |  |  | -55°C ~ 125°C |  | Rail-to-Rail |  | 8-TSSOP, 8-MSOP (0.118", 3.00mm Width) |  |  | 362228 |  | - |  | 0.4V/µs | 8-VSSOP |  |  |  |  | 200 µV |  | 5.5 V |  |  | 2.5 V | 517 | https://www.unikeyic.com/media/datasheet/f9/76/9c5c/f9/38c0504334c0e3bcd097635c4cb09482.pdf | https://www.unikeyic.com/products/instrumentation-amplifiers/ina321e-250/33557488.html
INA321E/2K5 | Texas Instruments | 100: 2.4989 300: 2.4804 500: 2.4619 1,000: 2.4249 5,000: 2.4064 | 40μA 400mV/μs 500KHz 90dB 1 5.5V 200μV 0.5pA 500KHz VSSOP-8 SMD mount 3mm*3mm*970μm |  | 500 kHz | Instrumentation |  |  | INA321 | 0.5 pA |  |  | 40µA | [8 empty] | 2 (1 Year) |  | Surface Mount |  | 1 |  |  |  | -55°C ~ 125°C |  | Rail-to-Rail |  | 8-TSSOP, 8-MSOP (0.118", 3.00mm Width) |  |  | 362391 |  | - |  | 0.4V/µs | 8-VSSOP |  |  |  |  | 200 µV |  | 5.5 V |  |  | 2.5 V | 1260 | https://www.unikeyic.com/media/datasheet/f9/76/9c5c/f9/38c0504334c0e3bcd097635c4cb09482.pdf | https://www.unikeyic.com/products/instrumentation-amplifiers/ina321e-2k5/33340363.html
INA321EA/250 | Texas Instruments | 250: 2.6703 1,250: 2.6169 | Texas Instruments Instrumentation Amplifier, Single, SMD, 1mV Offset, 8-Pin, Rail-to-Rail Output, MSOP-8 |  | 500 kHz | Instrumentation |  |  | INA321 | 0.5 pA |  | 16 mA | 40µA | [8 empty] | 2 (1 Year) |  | Surface Mount |  | 1 |  |  |  | -55°C ~ 125°C |  | Rail-to-Rail |  | 8-TSSOP, 8-MSOP (0.118", 3.00mm Width) |  |  | 362226 |  | - |  | 0.4V/µs | 8-VSSOP |  |  |  |  | 200 µV |  | 5.5 V |  |  | 2.5 V | 1440 | https://www.unikeyic.com/media/datasheet/f9/76/9c5c/f9/38c0504334c0e3bcd097635c4cb09482.pdf | https://www.unikeyic.com/products/instrumentation-amplifiers/ina321ea-250/33066831.html
INA321EA/2K5 | Texas Instruments | 1+: 2.3496 100+: 2.1378 1,250+: 2.0746 2,500+: 2.0234 37,500+: 2.0149 50,000+: 1.9927 | Op Amp 40μA 400mV/μs 500kHz 90dB 1-Ch 5.5V 200μV 0.5pA VSSOP-8 SMD, Adhesive Mount 3mm × 3mm × 970μm | [49 empty] | 1 | https://www.unikeyic.com/media/datasheet/f9/76/9c5c/f9/38c0504334c0e3bcd097635c4cb09482.pdf | https://www.unikeyic.com/products/instrumentation-amplifiers/ina321ea-2k5/33094063.html
INA322EA/250 | Texas Instruments | 300: 1.8104 500: 1.7969 1,000: 1.7699 5,000: 1.7564 | 40μA 400mV/μs 500kHz 60dB 16mA 1 5.5V 2mV 0.5pA 500kHz VSSOP-8 SMD, Adhesive Mount 3mm × 3mm × 970μm |  | 500 kHz | Instrumentation |  |  | INA322 | 0.5 pA |  | 16 mA | 40µA | [8 empty] | 2 (1 Year) |  | Surface Mount |  | 1 |  |  |  | -55°C ~ 125°C |  | Rail-to-Rail |  | 8-TSSOP, 8-MSOP (0.118", 3.00mm Width) |  |  | 362230 |  | - |  | 0.4V/µs | 8-VSSOP |  |  |  |  | 2 mV |  | 5.5 V |  |  | 2.5 V | 17923 | https://www.unikeyic.com/media/datasheet/cf/57/d6f0/cf/f715fc144f138afd8c236424ab4faa24.pdf | https://www.unikeyic.com/products/instrumentation-amplifiers/ina322ea-250/33534596.html
INA322EA/2K5 | Texas Instruments | 300: 1.5111 500: 1.4998 1,000: 1.4772 5,000: 1.466 | 40μA 400mV/μs 500KHz 60dB 1 5.5V 2mV 0.5pA 500KHz VSSOP-8 SMD mount，glue mount 3mm*3mm*970μm |  | 500 kHz | Instrumentation |  |  | INA322 | 0.5 pA |  |  | 40µA | [8 empty] | 2 (1 Year) |  | Surface Mount |  | 1 |  |  |  | -55°C ~ 125°C |  | Rail-to-Rail |  | 8-TSSOP, 8-MSOP (0.118", 3.00mm Width) | Tape & Reel (TR) |  | 362392 |  | - |  | 0.4V/µs | 8-VSSOP |  |  |  |  | 2 mV |  | 5.5 V |  |  | 2.5 V | 50929 | https://www.unikeyic.com/media/datasheet/cf/57/d6f0/cf/f715fc144f138afd8c236424ab4faa24.pdf | https://www.unikeyic.com/products/instrumentation-amplifiers/ina322ea-2k5/33465194.html
INA327EA/250 | Texas Instruments | 100: 4.4665 300: 4.4334 500: 4.4003 1,000: 4.3341 5,000: 4.3011 | IC VSSOP-10, 2.4mA 1kHz 100dB 25mA 1Ch 2.7V 5.5V 20μV 200pA 1kHz, SMD, Adhesive Mount, 3mm × 3mm × 1.02mm |  | 1 kHz | Instrumentation |  |  | INA327 | 200 pA |  | 25 mA | 2.4mA | [8 empty] | 2 (1 Year) |  | Surface Mount |  | 1 |  |  |  | -40°C ~ 85°C |  | Rail-to-Rail |  | 10-TFSOP, 10-MSOP (0.118", 3.00mm Width) |  |  | 606778 |  | - |  | - | 10-VSSOP |  |  |  |  | 20 µV |  | 5.5 V |  |  | 2.7 V | 42232 | https://www.unikeyic.com/media/datasheet/dd/07/a80d/dd/1b7902c55f9161ade84d377906642b2c.pdf | https://www.unikeyic.com/products/instrumentation-amplifiers/ina327ea-250/33469794.html
INA327EA/2K5 | Texas Instruments | 100: 4.6532 300: 4.6187 500: 4.5843 1,000: 4.5153 5,000: 4.4809 | 2.4mA 1kHz 100dB 25mA 1 5.5V 20μV 200pA 1kHz VSSOP-10 SMD 3mm × 3mm × 1.02mm |  | 1 kHz | Instrumentation |  |  | INA327 | 200 pA |  | 25 mA | 2.4mA | [8 empty] | 2 (1 Year) |  | Surface Mount |  | 1 |  |  |  | -40°C ~ 85°C |  | Rail-to-Rail |  | 10-TFSOP, 10-MSOP (0.118", 3.00mm Width) | Tape & Reel (TR) |  | 431958 |  | - |  | - | 10-VSSOP |  |  |  |  | 20 µV |  | 5.5 V |  |  | 2.7 V | 4773 | https://www.unikeyic.com/media/datasheet/dd/07/a80d/dd/1b7902c55f9161ade84d377906642b2c.pdf | https://www.unikeyic.com/products/instrumentation-amplifiers/ina327ea-2k5/33132099.html
INA331AIDGKR | Texas Instruments | 2,500: 1.5616 5,000: 1.5302 | 415μA 5V/μs 2MHz 90dB 48mA 1 2.7V 5.5V 250μV 0.5pA 2MHz VSSOP-8 SMD, Adhesive Mount 3mm × 3mm × 970μm |  | 2 MHz | Instrumentation |  |  | INA331 | 0.5 pA |  | 48 mA | 415µA | [8 empty] | 2 (1 Year) |  | Surface Mount |  | 1 |  |  |  | -55°C ~ 125°C |  | Rail-to-Rail |  | 8-TSSOP, 8-MSOP (0.118", 3.00mm Width) |  |  |  |  | - |  | 5V/µs | 8-VSSOP |  |  |  |  | 250 µV |  | 5.5 V |  |  | 2.5 V | 3612 | https://www.unikeyic.com/media/datasheet/7b/79/b84f/7b/7d129bae9c67c38e975ef0f827d544d2.pdf | https://www.unikeyic.com/products/instrumentation-amplifiers/ina331aidgkr/33094138.html
INA331IDGKR | Texas Instruments | 10: 4.5168 100: 4.343 500: 4.2388 1,000: 4.0998 5,000: 3.9956 | 415μA 5V/μs 90dB 48mA 1 5.5V 250μV 0.5pA 2MHz VSSOP-8 SMD, Adhesive Mount 3mm × 3mm × 970μm |  | 2 MHz | Instrumentation |  |  | INA331 | 0.5 pA |  | 48 mA | 415µA | [8 empty] | 2 (1 Year) |  | Surface Mount |  | 1 |  |  |  | -55°C ~ 125°C |  | Rail-to-Rail |  | 8-TSSOP, 8-MSOP (0.118", 3.00mm Width) |  |  | 1509892 |  | - |  | 5V/µs | 8-VSSOP |  |  |  |  | 250 µV |  | 5.5 V |  |  | 2.5 V | 4990 | https://www.unikeyic.com/media/datasheet/7b/79/b84f/7b/7d129bae9c67c38e975ef0f827d544d2.pdf | https://www.unikeyic.com/products/instrumentation-amplifiers/ina331idgkr/33004596.html
INA331IDGKT | Texas Instruments | 250: 2.7093 500: 2.622 750: 2.5782 1,250: 2.5298 1,750: 2.5015 2,500: 2.4742 | Texas Instruments Instrumentation Amplifier, Single, SMD, 0.5mV Offset, 8-Pin Rail-to-Rail Output MSOP |  | 2 MHz | Instrumentation |  |  | INA331 | 0.5 pA |  | 48 mA | 415µA | [8 empty] | 2 (1 Year) |  | Surface Mount |  | 1 |  |  |  | -55°C ~ 125°C |  | Rail-to-Rail |  | 8-TSSOP, 8-MSOP (0.118", 3.00mm Width) |  |  | 13494529 |  | - |  | 5V/µs | 8-VSSOP |  |  |  |  | 250 µV |  | 5.5 V |  |  | 2.5 V | 1458 | https://www.unikeyic.com/media/datasheet/7b/79/b84f/7b/7d129bae9c67c38e975ef0f827d544d2.pdf | https://www.unikeyic.com/products/instrumentation-amplifiers/ina331idgkt/33508026.html
INA332AIDGKT | Texas Instruments | 250: 1.594 500: 1.5377 750: 1.5096 1,250: 1.4784 1,750: 1.4602 2,500: 1.4426 | 415μA 5V/μs 2MHz 60dB 48mA 1 5.5V 2mV 0.5pA 2MHz VSSOP-8 SMD, Adhesive Mount 3mm × 3mm × 970μm |  | 2 MHz | Instrumentation |  |  | INA332 | 0.5 pA |  | 48 mA | 415µA | [8 empty] | 2 (1 Year) |  | Surface Mount |  | 1 |  |  |  | -55°C ~ 125°C |  | Rail-to-Rail |  | 8-TSSOP, 8-MSOP (0.118", 3.00mm Width) |  |  | 446171 |  | - |  | 5V/µs | 8-VSSOP |  |  |  |  | 2 mV |  | 5.5 V |  |  | 2.5 V | 1750 | https://www.unikeyic.com/media/datasheet/c1/f6/f2c5/c1/4d765edd203dd78be54cdca995777ae0.pdf | https://www.unikeyic.com/products/instrumentation-amplifiers/ina332aidgkt/33540431.html
INA332AIDGKTG4 | Texas Instruments | 1+: 2.967 10+: 2.208 25+: 1.925 100+: 1.7064 250+: 1.5768 500+: 1.2312 1,000+: 1.2204 | Op Amp, 415μA, 5V/μs, 60dB, 48mA, 1 Ch, 5.5V, 2mV, 0.5pA, 2MHz, VSSOP-8, SMD, Adhesive Mount, 3mm × 3mm × 970μm | [49 empty] | 740 | https://www.unikeyic.com/media/datasheet/c1/f6/f2c5/c1/4d765edd203dd78be54cdca995777ae0.pdf | https://www.unikeyic.com/products/instrumentation-amplifiers/ina332aidgktg4/33125552.html
INA333AIDGKR | Texas Instruments | 1: 1.8166 10: 1.5517 30: 1.3204 100: 1.2061 500: 1.1078 1,000: 1.0691 | SMD mount ±2.75V，5.5V Rail to Rail LSSOP-8，MSOP-8 Instrumentation 75dB~85dB 70pA 50μA 40mA 10μV 1 1 0.16V/μs 0.15MHz |  | 150 kHz | Instrumentation |  |  | INA333 | 70 pA |  | 40 mA | 50µA | [8 empty] | 2 (1 Year) |  | Surface Mount |  | 1 |  |  |  | -40°C ~ 125°C |  | Rail-to-Rail |  | 8-TSSOP, 8-MSOP (0.118", 3.00mm Width) |  |  | 1886111 |  | - |  | 0.16V/µs | 8-VSSOP |  |  |  |  | 10 µV |  | 5.5 V |  |  | 1.8 V |  | https://www.unikeyic.com/media/datasheet/4b/d6/b524/4b/1f2bcb383add59b1797552f2a44af10f.pdf | https://www.unikeyic.com/products/instrumentation-amplifiers/ina333aidgkr/33452627.html
INA333AIDRGR | Texas Instruments | 1: 2.086 10: 1.8013 30: 1.6229 100: 1.4445 500: 1.3608 | 50μA 160mV/μs 40mA 1 3V ±2.75V，5.5V 10μV 70pA 150KHz WSON-8 SMD mount，glue mount 3mm*3mm*800μm |  | 150 kHz | Instrumentation |  |  | INA333 | 70 pA |  | 40 mA | 50µA | [8 empty] | 2 (1 Year) |  | Surface Mount |  | 1 |  |  |  | -40°C ~ 125°C |  | Rail-to-Rail |  | 8-WFDFN Exposed Pad |  |  | 2231780 |  | - |  | 0.16V/µs | 8-SON (3x3) |  |  |  |  | 10 µV |  | 5.5 V |  |  | 1.8 V |  | https://www.unikeyic.com/media/datasheet/4b/d6/b524/4b/1f2bcb383add59b1797552f2a44af10f.pdf | https://www.unikeyic.com/products/instrumentation-amplifiers/ina333aidrgr/32994082.html
INA333QDGKRQ1 | Texas Instruments | 1+: 4.9213 100+: 3.9402 250+: 3.0965 1,000+: 2.6268 | 50μA 160mV/μs 40mA 1-Ch 10μV 70pA 150kHz VSSOP-8 SMD, Adhesive Mount | [49 empty] | 24619 |  | https://www.unikeyic.com/products/instrumentation-amplifiers/ina333qdgkrq1/33505096.html
INA333SHKQ | Texas Instruments | 1: 168.048 | 50μA 160mV/μs 100dB 55mA 1.8V 10μV 70pA 150kHz CFP-8 SMD |  | 150 kHz | Instrumentation |  |  | INA333 | 70 pA |  | 55 mA | 50µA | [8 empty] | Not Applicable |  | Surface Mount |  | 1 |  |  |  | -55°C ~ 210°C |  | Rail-to-Rail |  | 8-CSOIC (0.220", 5.65mm Width) | Tube |  | 3588977 |  | - |  | 0.16V/µs | 8-CFP |  |  |  |  | 10 µV |  | 5.5 V |  |  | 1.8 V | 1 | https://www.unikeyic.com/media/datasheet/f6/f0/ef64/f6/6c8656e3341cc3a4ec3d0665e554983c.pdf | https://www.unikeyic.com/products/instrumentation-amplifiers/ina333shkq/33469855.html
INA333SKGD2 | Texas Instruments | 1: 113.1098 25: 109.2885 50: 105.4672 100: 103.1745 300: 102.4102 500: 101.646 1,000: 100.1174 5,000: 99.3532 | 50μA 160mV/μs 40mA 10μV 70pA 150KHz XCEPT-0 |  | 150 kHz | Instrumentation |  |  | INA333 | 70 pA |  | 40 mA | 50µA | [8 empty] | Not Applicable |  | - |  | 1 |  |  |  | -55°C ~ 210°C |  | Rail-to-Rail |  | Die | Tube |  | 3789650 |  | - |  | 0.16V/µs | 0-XCEPT |  |  |  |  | 10 µV |  | 5.5 V |  |  | 1.8 V | 18 | https://www.unikeyic.com/media/datasheet/f6/f0/ef64/f6/6c8656e3341cc3a4ec3d0665e554983c.pdf | https://www.unikeyic.com/products/instrumentation-amplifiers/ina333skgd2/32995404.html
INA337AIDGKR | Texas Instruments | 1+: 5.3379 100+: 4.2735 250+: 3.3594 1,000+: 2.849 | 2.4mA 1kHz 106dB 25mA 1 5.5V 20μV 200pA 1kHz VSSOP-8 SMD, Adhesive Mount 3mm × 3mm × 970μm | [49 empty] | 41087 | https://www.unikeyic.com/media/datasheet/3c/fa/5e65/3c/5cc85524afa7cc584d279c500994577c.pdf | https://www.unikeyic.com/products/instrumentation-amplifiers/ina337aidgkr/33517084.html
INA338AIDGST | Texas Instruments | 1: 10.6488 10: 8.2976 25: 7.709 100: 7.0627 | 2.4mA 1KHz 106dB 25mA 1 5.5V 20μV 200pA 1KHz VSSOP-10 SMD mount，glue mount 3mm*3mm*1.02mm |  | 1 kHz | Instrumentation |  |  | INA338 | 200 pA |  | 25 mA | 2.4mA | [8 empty] | 2 (1 Year) |  | Surface Mount |  | 1 |  |  |  | -40°C ~ 125°C |  | - |  | 10-TFSOP, 10-MSOP (0.118", 3.00mm Width) |  |  | 486367 |  | - |  | - | 10-VSSOP |  |  |  |  | 20 µV |  | 5.5 V |  |  | 2.7 V | 228 | https://www.unikeyic.com/media/datasheet/3c/fa/5e65/3c/5cc85524afa7cc584d279c500994577c.pdf | https://www.unikeyic.com/products/instrumentation-amplifiers/ina338aidgst/33529374.html
INA350ABSIDDFR | Texas Instruments | 100: 0.3146 300: 0.302 500: 0.2919 600: 0.2819 | 100μA 100mV/μs 95dB 20mA 1 1.8V ±2.75V，5.5V 200μV 1pA 25KHz TSOT-23-8 SMD mount |  | 25 kHz | Instrumentation |  |  |  | 1 pA |  | 20 mA | 100µA | [8 empty] | 1 (Unlimited) |  | Surface Mount |  | 1 |  |  |  | -40°C ~ 125°C (TA) |  | - |  | SOT-23-8 |  |  | 15857073 |  | - |  | 0.1V/µs | TSOT-23-8 |  |  |  |  | 200 µV |  | 5.5 V |  |  | 1.7 V | 4068 | https://www.unikeyic.com/media/datasheet/6a/66/26ab/6a6626ab476ebe9be48fd906ecafbf87.pdf | https://www.unikeyic.com/products/instrumentation-amplifiers/ina350absiddfr/33471028.html
INA350ABSIDSGR | Texas Instruments | 1+: 0.4832 100+: 0.3859 750+: 0.3449 1,500+: 0.3261 3,000+: 0.3091 | 100μA 100mV/μs 20mA 200μV 1pA 25kHz WSON-8 SMD | [49 empty] | 700 | https://www.unikeyic.com/media/datasheet/d8/86/8e2c/d8868e2c5a67d6845d6bafe6fb94af1d.pdf | https://www.unikeyic.com/products/instrumentation-amplifiers/ina350absidsgr/33344078.html
INA350CDSIDSGR | Texas Instruments | 100: 0.3565 300: 0.3423 500: 0.3309 600: 0.3195 | 100μA 240mV/μs 20mA 200μV 0.65pA 100kHz WSON-8 SMD |  | 100 kHz | Instrumentation |  |  |  | 0.65 pA |  | 20 mA | 100µA | [8 empty] | 1 (Unlimited) |  | Surface Mount |  | 1 |  |  |  | -40°C ~ 125°C (TA) |  | Rail-to-Rail |  | 8-WFDFN Exposed Pad |  |  | 16592530 |  | - |  | 0.24V/µs | 8-WSON (2x2) |  |  |  |  | 200 µV |  | 5.5 V |  |  | 1.7 V | 37500 | https://www.unikeyic.com/media/about_us/Unikey_ISO_9001_Certification.pdf | https://www.unikeyic.com/products/instrumentation-amplifiers/ina350cdsidsgr/33558805.html
INA818ID | Texas Instruments | 1+: 9.0126 10+: 6.9677 75+: 5.9943 150+: 5.768 300+: 5.5816 525+: 5.4555 1,050+: 5.3244 | 350μA 900mV/μs 20mA 1 10μV 150pA 2MHz SOIC-8 SMD | [49 empty] | 373 |  | https://www.unikeyic.com/products/instrumentation-amplifiers/ina818id/33140474.html
INA818IDR | Texas Instruments | 1: 2.2606 10: 1.9542 30: 1.7596 100: 1.5627 500: 1.4747 1,000: 1.437 | 350μA 900mV/μs 2MHz 20mA 1 4.5V ±18V，36V 10μV 150pA 2MHz SOIC-8 SMD mount，glue mount 1.75mm(height) | 2MHz |  |  | Industrial | [6 empty] | INA818IDR Texas Instruments |  |  | 150pA | 1.75mm(height) | 10μV | ±18V, 36V | 4.5V |  | SMD mount, glue mount |  | 1 |  | -40℃~125℃ |  |  |  | 20mA |  | SOIC-8 |  |  | On sale |  | Tape and reel packaging |  |  |  |  | - | 2MHz | 900mV/μs | 350μA | [7 empty] | https://www.unikeyic.com/media/datasheet/dd/6c/b2e3/dd/b01241c8a1dd1814b207ef79679b92bb.pdf | https://www.unikeyic.com/products/instrumentation-amplifiers/ina818idr/33490270.html
INA819ID | Texas Instruments | 75+: 5.4203 150+: 5.2141 300+: 5.0444 525+: 4.9296 1,050+: 4.8102 | 350μA 900mV/μs 2MHz 140dB 20mA 1-Ch 36V 10μV 150pA 2MHz SOIC-8 SMD 4.9mm × 3.91mm × 1.75mm | [49 empty] | 460 |  | https://www.unikeyic.com/products/instrumentation-amplifiers/ina819id/33061685.html
INA819IDGKR | Texas Instruments | 2,500: 4.094 | 350μA 900mV/μs 2MHz 90dB 20mA 1Ch 36V 40μV 150pA 2MHz VSSOP-8 SMD, Adhesive Mount | 2MHz |  |  | Industrial | [9 empty] | 150pA |  | 40μV | 36V | - |  | SMD mount, glue mount |  | 1 |  |  | 125℃(TA) | -40℃(TA) |  | 20mA |  | VSSOP-8 |  |  | On sale |  | Tape and reel packaging |  |  |  |  | 90dB | 2MHz | 900mV/μs | 350μA | [6 empty] | 2622 | https://www.unikeyic.com/media/about_us/Unikey_ISO_9001_Certification.pdf | https://www.unikeyic.com/products/instrumentation-amplifiers/ina819idgkr/33554810.html
INA819IDGKT | Texas Instruments | 250: 5.0831 500: 4.9361 750: 4.8626 1,250: 4.781 1,750: 4.7334 | 350μA 900mV/μs 2MHz 90dB 20mA 1Ch 36V 40μV 150pA 2MHz VSSOP-8 SMD, Adhesive Mount |  | 2 MHz | Instrumentation |  |  | INA819 | 150 pA |  | 20 mA | 350µA | [8 empty] | 2 (1 Year) |  | Surface Mount |  | 1 |  |  |  | -40°C ~ 125°C |  | - |  | 8-TSSOP, 8-MSOP (0.118", 3.00mm Width) |  |  | 10434733 |  | - |  | 0.9V/µs | 8-VSSOP |  |  |  |  | 40 µV |  | 36 V |  |  | 4.5 V | 384 | https://www.unikeyic.com/media/pdf/HTMLDatasheet/texas-instruments/0e/c9/053b/ina819idgkt/2025/12/ina819idgkt.pdf | https://www.unikeyic.com/products/instrumentation-amplifiers/ina819idgkt/33542927.html
INA819IDR | Texas Instruments | 1: 5.0863 10: 4.3848 50: 3.9126 100: 3.3909 500: 3.2749 | 350μA 900mV/μs 2MHz 20mA 1 ±18V，36V 10μV 150pA 2MHz SOIC-8 SMD mount，glue mount 1.75mm(height) | 2MHz |  |  | Automotive | [6 empty] | INA819IDR Texas Instruments |  |  | 150pA | 1.75mm(height) | 10μV | ±18V, 36V | - |  | SMD mount, glue mount |  | 1 |  |  | 125℃(TA) | -40℃(TA) |  | 20mA |  | SOIC-8 |  |  | On sale |  | Tape and reel packaging |  |  |  |  | - | 2MHz | 900mV/μs | 350μA | [7 empty] | https://www.unikeyic.com/media/datasheet/83/64/4156/83/26b530c8704fd92f0fdda9313463bcd3.pdf | https://www.unikeyic.com/products/instrumentation-amplifiers/ina819idr/33063049.html
INA819IDRGR | Texas Instruments | 3,000: 4.1364 | 350μA 900mV/μs 20mA 10μV 150pA 2MHz SON-8 SMD, Adhesive Mount |  | 2 MHz | Instrumentation |  |  | INA819 | 150 pA |  | 20 mA | 350µA | [8 empty] | 1 (Unlimited) |  | Surface Mount |  | 1 |  |  |  | -40°C ~ 125°C (TA) |  | - |  | 8-WFDFN Exposed Pad |  |  | 13213539 |  | - |  | 0.9V/µs | 8-SON (3x3) |  |  |  |  | 10 µV |  | 36 V |  |  | 4.5 V | 4142 | https://www.unikeyic.com/media/pdf/PCNDesignSpecification/texas-instruments/21/56/ec7e/ina819idrgt/2025/11/PCN20220413000-1.pdf | https://www.unikeyic.com/products/instrumentation-amplifiers/ina819idrgr/33078118.html
INA819IDRGT | Texas Instruments | 1+: 6.3437 100+: 5.1711 250+: 4.0645 1,000+: 3.4474 | Op Amp, SON-8, SMD, Adhesive Mount 350μA 900mV/μs 20mA 10μV 150pA 2MHz | [49 empty] | 40855 |  | https://www.unikeyic.com/products/instrumentation-amplifiers/ina819idrgt/33352087.html
INA821IDGKT | Texas Instruments | 250: 5.3315 500: 5.1771 750: 5.0998 1,250: 5.0141 1,750: 4.964 | 600μA 2V/μs 4.7MHz 92dB 20mA 1-Ch 36V 40μV 150pA VSSOP-8 SMD, Adhesive Mount, 3mm × 3mm × 1.07mm |  | 4.7 MHz | Instrumentation |  |  | INA821 | 150 pA |  | 20 mA | 600µA | [8 empty] | 2 (1 Year) |  | Surface Mount |  | 1 |  |  |  | -40°C ~ 125°C |  | - |  | 8-TSSOP, 8-MSOP (0.118", 3.00mm Width) |  |  | 10434858 |  | - |  | 2V/µs | 8-VSSOP |  |  |  |  | 40 µV |  | 36 V |  |  | 4.5 V | 278 | https://www.unikeyic.com/media/pdf/PCNAssemblyOrigin/texas-instruments/09/1d/4d45/opa2626idgkt/2025/11/PCN20211212000-1.pdf | https://www.unikeyic.com/products/instrumentation-amplifiers/ina821idgkt/33030557.html
INA821IDR | Texas Instruments | 1: 3.7903 10: 3.2675 50: 2.9156 100: 2.5269 500: 2.3989 1,000: 2.2561 | 600μA 2V/μs 4.7MHz 20mA 1 4.5V ±18V，36V 10μV 150pA 4.7MHz SOIC-8 SMD mount，glue mount 1.75mm(height) |  | 4.7 MHz | Instrumentation |  |  | INA821 | 150 pA |  | 20 mA | 600µA | [8 empty] | 2 (1 Year) |  | Surface Mount |  | 1 |  |  |  | -40°C ~ 125°C (TA) |  | - |  | 8-SOIC (0.154", 3.90mm Width) |  |  | 10448327 |  | - |  | 2V/µs | 8-SOIC |  |  |  |  | 10 µV |  | 36 V |  |  | 4.5 V |  | https://www.unikeyic.com/media/datasheet/4b/cc/f440/4b/34df28d44df80667a546ca4d8c97b4db.pdf | https://www.unikeyic.com/products/instrumentation-amplifiers/ina821idr/33048302.html
INA821IDRGR | Texas Instruments | 1+: 3.9837 100+: 3.6234 750+: 3.5175 1,500+: 3.4475 3,000+: 3.3809 | 600μA, 2V/μs, 20mA, 1-Ch, 4.5V, 36V, 10μV, 150pA, 4.7MHz, SON-8, SMD, 3mm L × 3mm W | [49 empty] | 1 |  | https://www.unikeyic.com/products/instrumentation-amplifiers/ina821idrgr/33122840.html
INA821IDRGT | Texas Instruments | 1: 8.0892 10: 6.2392 25: 5.7784 100: 5.2715 | 600μA 2V/μs 20mA 10μV 150pA 4.7MHz SON-8 SMD mount |  | 4.7 MHz | Instrumentation |  |  | INA821 | 150 pA |  | 20 mA | 600µA | [8 empty] | 1 (Unlimited) |  | Surface Mount |  | 1 |  |  |  | -40°C ~ 125°C (TA) |  | - |  | 8-WFDFN Exposed Pad |  |  | 13213531 |  | - |  | 2V/µs | 8-SON (3x3) |  |  |  |  | 10 µV |  | 36 V |  |  | 4.5 V | 99 | https://www.unikeyic.com/media/about_us/Unikey_ISO_9001_Certification.pdf | https://www.unikeyic.com/products/instrumentation-amplifiers/ina821idrgt/33490303.html
INA823DGKR | Texas Instruments | 1: 2.6406 10: 2.2407 30: 1.9943 100: 1.7437 500: 1.6302 1,000: 1.5802 | 180μA, 900mV/μs, 20mA, 20μV, 1.2nA, VSSOP-8, SMD, Adhesive Mount |  |  | Instrumentation |  |  |  | 1.2 nA |  | 20 mA | 180µA | [8 empty] | 2 (1 Year) |  | Surface Mount |  | 1 |  |  |  | -40°C ~ 125°C (TA) |  | - |  | 8-TSSOP, 8-MSOP (0.118", 3.00mm Width) |  |  | 15853822 |  | - |  | 0.9V/µs | 8-VSSOP |  |  |  |  | 20 µV |  | 36 V |  |  | 2.7 V |  | https://www.unikeyic.com/media/datasheet/b3/4c/2a43/b34c2a4341ab4e47425da6e884579772.pdf | https://www.unikeyic.com/products/instrumentation-amplifiers/ina823dgkr/33371134.html
INA823DGKT | Texas Instruments | 1+: 4.4388 10+: 3.3523 25+: 3.0819 100+: 2.7841 | 180μA, 900mV/μs, 20mA, 20μV, 1.2nA, VSSOP-8, SMD, Adhesive Mount | [49 empty] | 116 | https://www.unikeyic.com/media/datasheet/b3/4c/2a43/b34c2a4341ab4e47425da6e884579772.pdf | https://www.unikeyic.com/products/instrumentation-amplifiers/ina823dgkt/33061830.html
INA823DT | Texas Instruments | 250+: 2.8023 500+: 2.7116 750+: 2.6662 1,250+: 2.6159 1,750+: 2.5865 2,500+: 2.5582 | 180μA, 1V/μs, 16mA, 1, ±18V, 36V, 20μV, 1.2nA, 6kHz, SOIC-8, SMD | [49 empty] | 8876 | https://www.unikeyic.com/media/datasheet/b3/4c/2a43/b34c2a4341ab4e47425da6e884579772.pdf | https://www.unikeyic.com/products/instrumentation-amplifiers/ina823dt/33051249.html
INA826AIDGKR | Texas Instruments | 2,500: 4.9496 5,000: 4.8657 | 200μA 1V/μs 1MHz 16mA 1 2.7V ±18V，36V 40μV 35nA 1MHz VSSOP-8 SMD mount，glue mount 1.1mm(height) |  | 1 MHz | Instrumentation |  |  | INA826 | 35 nA |  | 16 mA | 200µA | [8 empty] | 2 (1 Year) |  | Surface Mount |  | 1 |  |  |  | -40°C ~ 125°C |  | Rail-to-Rail |  | 8-TSSOP, 8-MSOP (0.118", 3.00mm Width) |  |  | 2762216 |  | - |  | 1V/µs | 8-VSSOP |  |  |  |  | 40 µV |  | 36 V |  |  | 2.7 V |  | https://www.unikeyic.com/media/datasheet/52/68/41a5/52/b1ec65bfd55bc4a573132c06ab788356.pdf | https://www.unikeyic.com/products/instrumentation-amplifiers/ina826aidgkr/33551018.html
INA826AIDR | Texas Instruments | 1: 1.7049 10: 1.5951 30: 1.2617 100: 1.2398 500: 1.1717 1,000: 1.0972 | 200μA 1V/μs 1MHz 95dB 16mA 1 2.7V ±18V 36V 40μV 35nA 1MHz SOIC-8 SMD, Adhesive Mount 1.75mm H |  | 1 MHz | Instrumentation |  |  | INA826 | 35 nA |  | 16 mA | 200µA | [8 empty] | 2 (1 Year) |  | Surface Mount |  | 1 |  |  |  | -40°C ~ 125°C |  | Rail-to-Rail |  | 8-SOIC (0.154", 3.90mm Width) |  |  | 2833524 |  | - |  | 1V/µs | 8-SOIC |  |  |  |  | 40 µV |  | 36 V |  |  | 2.7 V |  | https://www.unikeyic.com/media/datasheet/52/68/41a5/52/b1ec65bfd55bc4a573132c06ab788356.pdf | https://www.unikeyic.com/products/instrumentation-amplifiers/ina826aidr/33006043.html
INA826AIDRGR | Texas Instruments |  | 200μA 1V/μs 1MHz 16mA 1 2.7V ±18V，36V 40μV 35nA 1MHz WSON-8 SMD mount，glue mount 3mm*3mm*800μm |  | 1 MHz | Instrumentation |  |  | INA826 | 35 nA |  | 16 mA | 200µA | [8 empty] | 2 (1 Year) |  | Surface Mount |  | 1 |  |  |  | -40°C ~ 125°C |  | Rail-to-Rail |  | 8-WFDFN Exposed Pad |  |  | 3077992 |  | - |  | 1V/µs | 8-SON (3x3) |  |  |  |  | 40 µV |  | 36 V |  |  | 2.7 V |  | https://www.unikeyic.com/media/datasheet/52/68/41a5/52/b1ec65bfd55bc4a573132c06ab788356.pdf | https://www.unikeyic.com/products/instrumentation-amplifiers/ina826aidrgr/32995452.html
INA826AIDRGT | Texas Instruments | 250+: 3.0142 500+: 2.9188 750+: 2.871 1,250+: 2.8181 1,750+: 2.7872 2,500+: 2.7574 | Op Amp 200μA 1V/μs 1MHz 120dB 16mA 1Ch 2.7V-36V ±18V 40μV 35nA SON SMD, Adhesive Mount, 3mm × 3mm × 730μm | [49 empty] | 1275 | https://www.unikeyic.com/media/datasheet/52/68/41a5/52/b1ec65bfd55bc4a573132c06ab788356.pdf | https://www.unikeyic.com/products/instrumentation-amplifiers/ina826aidrgt/33404255.html
INA826SIDRCR | Texas Instruments | 1: 2.6697 10: 2.4979 30: 1.9757 100: 1.9413 500: 1.8348 1,000: 1.718 | 200μA 1V/μs 1MHz 120dB 16mA 1 36V 40μV 35nA 1MHz SON SMD mount，glue mount 950μm(height) |  | 1 MHz | Instrumentation |  |  | INA826 | 35 nA |  | 16 mA | 200µA | [8 empty] | 1 (Unlimited) |  | Surface Mount |  | 1 |  |  |  | -40°C ~ 125°C |  | Rail-to-Rail |  | 10-VFDFN Exposed Pad |  |  | 7400098 |  | - |  | 1V/µs | 10-VSON (3x3) |  |  |  |  | 40 µV |  | 36 V |  |  | 2.7 V |  | https://www.unikeyic.com/media/datasheet/fa/c6/92f1/fa/9f465c297dbfcfbd259a9553dc9ccad7.pdf | https://www.unikeyic.com/products/instrumentation-amplifiers/ina826sidrcr/33533402.html
INA826SIDRCT | Texas Instruments | 100: 2.5167 300: 2.4161 500: 2.3355 600: 2.255 | 200μA 1V/μs 1MHz 120dB 16mA 1-Ch 36V 40μV 35nA 1MHz VSON-10 SMD, Adhesive Mount 950μm H |  | 1 MHz | Instrumentation |  |  | INA826 | 35 nA |  | 16 mA | 200µA | [8 empty] | 1 (Unlimited) |  | Surface Mount |  | 1 |  |  |  | -40°C ~ 125°C |  | Rail-to-Rail |  | 10-VFDFN Exposed Pad |  |  | 7403252 |  | - |  | 1V/µs | 10-VSON (3x3) |  |  |  |  | 40 µV |  | 36 V |  |  | 2.7 V | 4002 | https://www.unikeyic.com/media/datasheet/fa/c6/92f1/fa/9f465c297dbfcfbd259a9553dc9ccad7.pdf | https://www.unikeyic.com/products/instrumentation-amplifiers/ina826sidrct/33557449.html
INA827AIDGKR | Texas Instruments | 1+: 1.1055 10+: 1.0345 30+: 0.8181 100+: 0.8039 500+: 0.7598 1,000+: 0.7115 | Op Amp, 200μA Iq, 1.5V/μs SR, 16mA Io, 1 Ch, 2.7V Vcc, ±18V/36V Vsup, 40μV Vos, 35nA Ib, 600KHz BW, VSSOP-8, SMD, Adhesive Mount, 1.1mm H | [49 empty] | 14 | https://www.unikeyic.com/media/datasheet/1f/4c/dca1/1f/baedd998b491ad9618a12345e084349e.pdf | https://www.unikeyic.com/products/instrumentation-amplifiers/ina827aidgkr/33352757.html
INA828ID | Texas Instruments | 1,000: 4.5286 2,000: 4.3802 3,000: 4.2317 | 600μA 1.2V/μs 18mA 1 ±18V，36V 20μV 150pA 2MHz SOIC-8 SMD mount 1.75mm(height) |  | 2 MHz | Instrumentation |  |  | INA828 | 150 pA |  |  | 600µA | [8 empty] | 2 (1 Year) |  | Surface Mount |  | 1 |  |  |  | -40°C ~ 125°C |  | - |  | 8-SOIC (0.154", 3.90mm Width) | Tube |  | 7695275 |  | - |  | 1.2V/µs | 8-SOIC |  |  |  |  | 20 µV |  | 36 V |  |  | 4.5 V | 13370 | https://www.unikeyic.com/media/datasheet/da/c6/0c27/da/69da043aa90e98f52811e234e7a40758.pdf | https://www.unikeyic.com/products/instrumentation-amplifiers/ina828id/33065575.html
INA828IDR | Texas Instruments | 1: 1.4565 10: 1.2884 30: 1.0361 100: 0.9242 500: 0.8762 1,000: 0.8527 | 600μA 1.2V/μs 2MHz 18mA 1 4.5V ±18V，36V 20μV 150pA 2MHz SOIC-8 SMD mount，glue mount 1.75mm(height) |  | 2 MHz | Instrumentation |  |  | INA828 | 150 pA |  |  | 600µA | [8 empty] | 2 (1 Year) |  | Surface Mount |  | 1 |  |  |  | -40°C ~ 125°C |  | - |  | 8-SOIC (0.154", 3.90mm Width) |  |  | 7691354 |  | - |  | 1.2V/µs | 8-SOIC |  |  |  |  | 20 µV |  | 36 V |  |  | 4.5 V |  | https://www.unikeyic.com/media/datasheet/da/c6/0c27/da/69da043aa90e98f52811e234e7a40758.pdf | https://www.unikeyic.com/products/instrumentation-amplifiers/ina828idr/33055207.html
INA848ID | Texas Instruments | 1+: 18.8606 100+: 16.4747 250+: 12.7028 1,000+: 11.3619 | Op Amp, 6.2mA 45V/μs 30mA 1 ±18V 36V 10μV 25nA 2.8MHz SOIC-8 SMD | [49 empty] | 28665 | https://www.unikeyic.com/media/datasheet/a2/d1/89a4/a2d189a482ced2864fa52145b9541cd3.pdf | https://www.unikeyic.com/products/instrumentation-amplifiers/ina848id/33134391.html
INA849DGKR | Texas Instruments | 1: 6.4243 10: 5.9302 50: 5.2089 100: 4.8792 500: 4.5888 | 6.2mA 35V/μs 28MHz 34mA 1 8V ±18V，36V 10μV 20nA 1.25MHz VSSOP-8 SMD mount，glue mount |  | 1.25 MHz | Instrumentation |  |  |  | 20 nA |  | 34 mA | 6.2mA | [8 empty] | 2 (1 Year) |  | Surface Mount |  | 1 |  |  |  | -40°C ~ 125°C (TA) |  | - |  | 8-TSSOP, 8-MSOP (0.118", 3.00mm Width) |  |  | 15212776 |  | - |  | 35V/µs | 8-VSSOP |  |  |  |  | 10 µV |  | 36 V |  |  | 8 V |  | https://www.unikeyic.com/media/datasheet/ad/f9/7b75/adf97b75c6a7e67a0b2d795f358e35a2.pdf | https://www.unikeyic.com/products/instrumentation-amplifiers/ina849dgkr/33539106.html
INA849DR | Texas Instruments | 1: 6.3935 10: 5.612 30: 5.1454 100: 4.7541 | 6.2mA 35V/μs 34mA 1 10μV 20pA 28MHz SOIC-8 SMD mount，glue mount |  | 28 MHz | Instrumentation |  |  | INA849 | 20 pA |  | 34 mA | 6.2mA | [8 empty] | 2 (1 Year) |  | Surface Mount |  | 1 |  |  |  | -40°C ~ 125°C (TA) |  | - |  | 8-SOIC (0.154", 3.90mm Width) |  |  | 13627195 |  | - |  | 35V/µs | 8-SOIC |  |  |  |  | 10 µV |  | 36 V |  |  | 8 V |  | https://www.unikeyic.com/media/datasheet/cf/95/adca/cf95adca26b118056951502d52545128.pdf | https://www.unikeyic.com/products/instrumentation-amplifiers/ina849dr/33015312.html
INA851RGTR | Texas Instruments | 1+: 9.9771 100+: 9.2377 750+: 8.9696 1,500+: 8.7084 3,000+: 8.5376 | 6mA 37V/μs 37mA 10μV 5nA 800kHz VQFN-16 SMD | [49 empty] | 5 | https://www.unikeyic.com/media/datasheet/22/90/b927/2290b927e51b2de182941ca74703f240.pdf | https://www.unikeyic.com/products/instrumentation-amplifiers/ina851rgtr/22850548.html
INA851RGTT | Texas Instruments | 1+: 9.7075 100+: 7.9134 250+: 6.2194 1,000+: 5.2756 | 6mA 22MHz 106dB 8V 36V 10μV 5nA 22MHz VQFN-16 | [49 empty] | 30 | https://www.unikeyic.com/media/datasheet/22/90/b927/2290b927e51b2de182941ca74703f240.pdf | https://www.unikeyic.com/products/instrumentation-amplifiers/ina851rgtt/26511220.html
INAEVM-ALT-SO8 | Texas Instruments | 1+: 30.8 | Texas Instruments Amplifier IC Development Kit for Instrumentation Amplifier | [49 empty] | 1 |  | https://www.unikeyic.com/products/instrumentation-amplifiers/inaevm-alt-so8/15098974.html
INAEVM-MSOP8 | Texas Instruments | 1+: 30.8 | INA118/INA121/INA122/INA126/INA128/INA129/INA141/INA155/INA156/INA188/INA333 SP Amplifier Eval Board | [49 empty] | 1 | https://www.unikeyic.com/media/datasheet/23/4f/0afa/234f0afadccb9a45a9eb5a3ec807144b.pdf | https://www.unikeyic.com/products/instrumentation-amplifiers/inaevm-msop8/18260438.html
INAEVM-SO8 | Texas Instruments | 1: 37.1517 | 8-SOIC 1 - IC Amplifier evaluation board | - | [9 empty] | INAEVM-SO8 Texas Instruments |  |  | - |  | - | - | - |  |  |  | - | [5 empty] | - |  |  |  |  | On sale | [6 empty] | - | - | - | - | [6 empty] | 41 | https://www.unikeyic.com/media/datasheet/6e/f9/6311/6e/f291f79d572c46fdd8f9d7c4462aaa13.pdf | https://www.unikeyic.com/products/instrumentation-amplifiers/inaevm-so8/33138729.html
ISL28107FUZ-T7A | Renesas Electronics | 250+: 2.0137 500+: 1.9395 750+: 1.9024 1,250+: 1.8615 1,750+: 1.8377 2,500+: 1.8147 | 210μA 320mV/μs 1MHz 145dB 40mA 1-Ch 4.5V ±20V 40V 5μV 15pA Op Amp, MSOP, SMD, 3mm × 3mm × 850μm | [49 empty] | 500 | https://www.unikeyic.com/media/datasheet/a2/0a/d34b/a2/4ccea834fada7a6885fb7ba0fac7178a.pdf | https://www.unikeyic.com/products/instrumentation-amplifiers/isl28107fuz-t7a/33447077.html
ISL28177FBZ | Renesas Electronics | 980+: 1.0271 1,960+: 0.9966 2,940+: 0.9814 5,880+: 0.9591 | Op Amp 1Ch 40V 600kHz 1.18mA 200mV/μs 150μV 200pA SOIC-8 SMD 4.9mm × 3.9mm × 1.45mm | [49 empty] | 3683 | https://www.unikeyic.com/media/datasheet/c0/66/688c/c0/710d29cae0a41dcff8af31f59012cfd1.pdf | https://www.unikeyic.com/products/instrumentation-amplifiers/isl28177fbz/33110968.html
ISL28208FBZ | Renesas Electronics | 97: 3.5042 291: 3.399 582: 3.2972 | Renesas Electronics CMOS Low Noise Rail-to-Rail I/O Op Amp, SOIC-8, Dual Supply, SMD, 8-Pin |  |  | General Purpose |  |  | ISL28208 | 13 nA |  | 30 mA | 185µA (x2 Channels) |  |  | 1.2 MHz | [5 empty] | 2 (1 Year) |  | Surface Mount |  | 2 |  |  |  | -40°C ~ 125°C |  | Rail-to-Rail |  | 8-SOIC (0.154", 3.90mm Width) | Tube |  |  |  | - |  | 0.45V/µs | 8-SOIC |  |  |  |  | 25 µV |  | 40 V |  |  | 3 V | 391 | https://www.unikeyic.com/media/datasheet/fa/55/8157/fa/d492bc7db76ed1d28cd30e14a2401a8c.pdf | https://www.unikeyic.com/products/instrumentation-amplifiers/isl28208fbz/33072030.html
ISL28208FUZ | Renesas Electronics | 1: 5.704 10: 4.158 25: 3.828 100: 3.4128 250: 3.24 500: 3.1428 980: 3.0996 | Op Amp 2Ch 3V 40V ±20V 185μA 450mV/μs 1.2MHz 123dB 25μV 13nA MSOP-8 SMD 3mm × 3mm × 860μm |  |  | General Purpose |  |  | ISL28208 | 13 nA |  | 30 mA | 185µA (x2 Channels) |  |  | 1.2 MHz | [5 empty] | 2 (1 Year) |  | Surface Mount |  | 2 |  |  |  | -40°C ~ 125°C |  | Rail-to-Rail |  | 8-TSSOP, 8-MSOP (0.118", 3.00mm Width) | Tube |  | 4074337 |  | - |  | 0.45V/µs | 8-MSOP |  |  |  |  | 25 µV |  | 40 V |  |  | 3 V | 100 | https://www.unikeyic.com/media/datasheet/fa/55/8157/fa/d492bc7db76ed1d28cd30e14a2401a8c.pdf | https://www.unikeyic.com/products/instrumentation-amplifiers/isl28208fuz/33002181.html
ISL28210FBZ | Renesas Electronics | 1: 5.8305 10: 4.246 25: 3.751 97: 3.4344 291: 3.3048 582: 3.1968 1,067: 3.1212 2,522: 3.0672 | 2.55mA 20V/μs 12.5MHz 90dB 2 ±20V 300μV 2pA SOP SMD mount 4.9mm*3.9mm*1.5mm |  |  | J-FET |  |  | ISL28210 | 0.3 pA |  | 50 mA | 2.55mA (x2 Channels) |  |  | 12.5 MHz | [5 empty] | 2 (1 Year) |  | Surface Mount |  | 2 |  |  |  | -40°C ~ 125°C |  | - |  | 8-SOIC (0.154", 3.90mm Width) | Tube |  |  |  | - |  | 20V/µs | 8-SOIC |  |  |  |  | 300 µV |  | 40 V |  |  | 9 V | 379 | https://www.unikeyic.com/media/datasheet/b6/eb/b63a/b6ebb63a396b6fdb49dd8bb869c17fd6.pdf | https://www.unikeyic.com/products/instrumentation-amplifiers/isl28210fbz/32995575.html
ISL28213FBZ-T7 | Renesas Electronics | 1: 0.4416 100: 0.3944 500: 0.3236 | 90μA(x2 Channels) 1V/μs 2MHz 22mA 2 3V 5.5V 500μV 3pA SOIC-8 SMD mount，glue mount 4.9mm*3.91mm*1.73mm |  |  | General Purpose |  |  | ISL28213 | 3 pA |  | 22 mA | 90µA (x2 Channels) |  |  | 2 MHz | [5 empty] | 1 (Unlimited) |  | Surface Mount |  | 2 |  |  |  | -40°C ~ 125°C |  | Rail-to-Rail |  | 8-SOIC (0.154", 3.90mm Width) | Tape & Reel (TR) |  |  |  | - |  | 1V/µs | 8-SOIC |  |  |  |  | 500 µV |  | 5.5 V |  |  | 1.8 V |  | https://www.unikeyic.com/media/datasheet/c4/71/e870/c471e870a51ac30d7f4f81c5d646245b.pdf | https://www.unikeyic.com/products/instrumentation-amplifiers/isl28213fbz-t7/33385907.html
ISL28214FUZ | Renesas Electronics | 10+: 1.2254 50+: 1.0244 100+: 0.9635 250+: 0.8998 500+: 0.8617 1,000+: 0.8305 2,500+: 0.7978 | 300μA 2.5V/μs 5MHz 2-Ch 3V-5.5V 500μV 3pA MSOP-8 SMD 3mm × 3mm × 950μm | [49 empty] | 3741 | https://www.unikeyic.com/media/datasheet/6e/ac/014c/6e/6d34ee9ce87352a6bdf9f57ad6b3e47b.pdf | https://www.unikeyic.com/products/instrumentation-amplifiers/isl28214fuz/33365944.html
ISL28218FBZ | Renesas Electronics | 97+: 4.116 194+: 3.946 291+: 3.8612 582+: 3.7375 1,067+: 3.6478 2,522+: 3.5443 | 850μA 1.2V/μs 4MHz 2 ±20V, 40V 40μV 230nA SOP SMD 4.9mm × 3.9mm × 1.5mm | [49 empty] | 734 | https://www.unikeyic.com/media/datasheet/99/21/8c85/99/100818737aaf7bdc6e6313073d44d4a7.pdf | https://www.unikeyic.com/products/instrumentation-amplifiers/isl28218fbz/33553635.html
ISL28218FUZ | Renesas Electronics | 1+: 6.376 10+: 4.7082 25+: 4.3077 100+: 3.8752 250+: 3.6715 | Op Amp, 850μA, 1.2V/μs, 4MHz, 118dB, 2-Ch, 3V-40V, 40μV, 230nA, MSOP-8, SMD, 3mm × 3mm × 850μm | [49 empty] | 96 | https://www.unikeyic.com/media/datasheet/99/21/8c85/99/100818737aaf7bdc6e6313073d44d4a7.pdf | https://www.unikeyic.com/products/instrumentation-amplifiers/isl28218fuz/33531913.html
ISL28230CBZ-T7 | Renesas Electronics | 1,000+: 1.1715 | Renesas Electronics RRIO Op Amp, SOIC Package, Dual Supply, 14-Pin | [49 empty] | 1874 | https://www.unikeyic.com/media/datasheet/b9/4f/2034/b9/3a285ea3a1cbd700d18247bcbcc52f37.pdf | https://www.unikeyic.com/products/instrumentation-amplifiers/isl28230cbz-t7/33495286.html
ISL28230CRZ | Renesas Electronics | 100+: 1.4285 300+: 1.3239 500+: 1.2856 1,000+: 1.2418 | Op Amp, 2 Ch, 200mV/μs, 400kHz, 15mA, 3V-5.5V, DFN-8, SMD, 3mm × 3mm × 950μm | [49 empty] | 2153 | https://www.unikeyic.com/media/datasheet/b9/4f/2034/b9/3a285ea3a1cbd700d18247bcbcc52f37.pdf | https://www.unikeyic.com/products/instrumentation-amplifiers/isl28230crz/33101877.html
ISL28230FRZ | Renesas Electronics | 100: 1.6023 300: 1.4872 500: 1.4449 1,000: 1.3967 | Op Amp 20μA 200mV/μs 400kHz 5μV 250pA DFN SMD 3mm × 3mm × 950μm |  |  | General Purpose |  |  | ISL28230 | 250 pA |  | 15 mA | 20µA (x2 Channels) |  |  | 400 kHz | [5 empty] | 2 (1 Year) |  | Surface Mount |  | 2 |  |  |  | -40°C ~ 125°C |  | Rail-to-Rail |  | 8-VDFN Exposed Pad | Tube |  | 4833603 |  | - |  | 0.2V/µs | 8-DFN (3x3) |  |  |  |  | 5 µV |  | 5.5 V |  |  | 1.8 V | 1372 | https://www.unikeyic.com/media/datasheet/b9/4f/2034/b9/3a285ea3a1cbd700d18247bcbcc52f37.pdf | https://www.unikeyic.com/products/instrumentation-amplifiers/isl28230frz/33123007.html
ISL28236FBZ | Renesas Electronics | 300: 1.5396 500: 1.5281 1,000: 1.5051 5,000: 1.4936 | 2mA 1.8V/μs 5MHz 2Ch 3V-5.5V 20μV 6nA SOIC-8 SMD 1.5mm H | - |  |  | Industrial | [6 empty] | ISL28236FBZ Renesas Electronics |  |  | 6nA | 1.5mm(height) | 20μV | 5.5V | 3V |  | SMD mount |  | 2 |  | -40℃~125℃ |  |  |  | - |  | SOIC-8 |  |  | On sale |  | Tube |  |  |  |  | - | 5MHz | 1.8V/μs | 2mA | [6 empty] | 15803 | https://www.unikeyic.com/media/datasheet/a9/96/bce4/a9/fe85d275ee1f4c029653d03ff00e83cb.pdf | https://www.unikeyic.com/products/instrumentation-amplifiers/isl28236fbz/33357030.html
ISL28236FUZ-T7 | Renesas Electronics | 300: 1.6109 500: 1.5988 1,000: 1.5748 5,000: 1.5628 | 2mA(x2 Channels) 1.8V/μs 5MHz 90dB 70mA 2 2.4V 20μV 6nA MSOP-8 SMD mount，glue mount | [18 empty] | Vendor Undefined | [12 empty] | Bulk |  | 15645851 |  | * | [13 empty] | 13965 | https://www.unikeyic.com/media/datasheet/a9/96/bce4/a9/fe85d275ee1f4c029653d03ff00e83cb.pdf | https://www.unikeyic.com/products/instrumentation-amplifiers/isl28236fuz-t7/33079323.html
ISL28271FAZ | Renesas Electronics | 100: 4.1793 300: 4.1483 500: 4.1173 1,000: 4.0554 5,000: 4.0245 | Op Amp 120μA 500mV/μs 80dB 31mA 2-Ch 5.5V 35μV 10pA 180kHz QSOP-16 SMD 4.9mm × 3.9mm × 1.4mm |  | 180 kHz | Instrumentation |  |  |  | 10 pA |  | 31 mA | 120µA | [10 empty] | Surface Mount |  | 2 |  |  |  | -40°C ~ 125°C |  | Rail-to-Rail |  | 16-SSOP (0.154", 3.90mm Width) | Tube |  | 11521171 |  | - |  | 0.5V/µs | 16-QSOP |  |  |  |  | 35 µV |  | 5.5 V |  |  | 2.4 V | 22203 | https://www.unikeyic.com/media/datasheet/6f/21/f8ce/6f/5c5a252a1ceb3fc1231afb486a69c4b4.pdf | https://www.unikeyic.com/products/instrumentation-amplifiers/isl28271faz/33371007.html
ISL28272FAZ | Renesas Electronics | 100: 3.3463 300: 3.3215 500: 3.2967 1,000: 3.2471 5,000: 3.2223 | Op Amp, 120μA, 500mV/μs, 80dB, 31mA, 2 Ch, 5.5V, 35μV, 10pA, 100kHz, QSOP-16, SMD, 4.9mm × 3.9mm × 1.4mm |  | 100 kHz | Instrumentation |  |  |  | 10 pA |  | 31 mA | 120µA | [10 empty] | Surface Mount |  | 2 |  |  |  | -40°C ~ 125°C |  | Rail-to-Rail |  | 16-SSOP (0.154", 3.90mm Width) | Tube |  |  |  | - |  | 0.5V/µs | 16-QSOP |  |  |  |  | 35 µV |  | 5.5 V |  |  | 2.4 V | 1815 | https://www.unikeyic.com/media/datasheet/00/83/40b1/74/b9efc2861f5e26f6b2524ce102a49813.pdf | https://www.unikeyic.com/products/instrumentation-amplifiers/isl28272faz/33560225.html
ISL28274FAZ-T7 | Renesas Electronics | 100: 4.1793 300: 4.1483 500: 4.1173 1,000: 4.0554 5,000: 4.0245 | 120μA (x2 Ch) 500mV/μs 6MHz 80dB 31mA 2 5V 35μV 10pA QSOP-16 SMD 4.9mm × 3.9mm × 1.4mm |  |  | Instrumentation |  |  |  | 10 pA |  | 31 mA | 120µA (x2 Channels) |  |  | 6 MHz | [7 empty] | Surface Mount |  | 2 |  |  |  | -40°C ~ 125°C |  | Rail-to-Rail |  | 16-SSOP (0.154", 3.90mm Width) | Bulk |  |  |  | - |  | 0.5V/µs | 16-QSOP |  |  |  |  | 35 µV |  | 5 V |  |  | 2.4 V | 418 | https://www.unikeyic.com/media/about_us/Unikey_ISO_9001_Certification.pdf | https://www.unikeyic.com/products/instrumentation-amplifiers/isl28274faz-t7/33468502.html
ISL28290FUZ-T7 | Renesas Electronics | 300: 1.7819 500: 1.7686 1,000: 1.742 5,000: 1.7287 | 8.5mA 50V/μs 2-Ch 5.5V 240μV 10μA 170MHz MSOP SMD 3mm × 3mm × 860μm |  | 170 MHz | Voltage Feedback |  |  | ISL28290 | 10 µA |  | 144 mA | 8.5mA (x2 Channels) | [8 empty] | 2 (1 Year) |  | Surface Mount |  | 2 |  |  |  | -40°C ~ 125°C |  | Rail-to-Rail |  | 10-TFSOP, 10-MSOP (0.118", 3.00mm Width) | Tape & Reel (TR) |  | 1879171 |  | - |  | 50V/µs | 10-MSOP |  |  |  |  | 240 µV |  | 5.5 V |  |  | 3 V | 43292 | https://www.unikeyic.com/media/datasheet/57/8f/a219/57/f06854a1eb6093b2a63d34250b679369.pdf | https://www.unikeyic.com/products/instrumentation-amplifiers/isl28290fuz-t7/33346758.html
ISL28291FBZ | Renesas Electronics | 97+: 1.1864 194+: 1.1268 291+: 1.0972 582+: 1.0539 1,067+: 1.0225 2,522+: 0.9864 5,044+: 0.9631 | 2.6mA 17V/μs 60MHz 2-Ch 5.5V 270μV 3μA 61MHz SOP SMD 4.9mm × 3.9mm × 1.45mm | [49 empty] | 3069 | https://www.unikeyic.com/media/datasheet/67/f6/72e2/67/9fe6faf5687bef122f20a55d7a356b77.pdf | https://www.unikeyic.com/products/instrumentation-amplifiers/isl28291fbz/33078083.html
ISL28291FUZ | Renesas Electronics | 10: 1.472 50: 1.276 100: 1.1124 250: 1.053 500: 1.013 1,000: 1.0076 2,500: 0.945 5,000: 0.9245 | Op Amp 2-Channel 5.5V 2.6mA 270μV 3μA 61MHz MSOP SMD 3mm × 3mm × 860μm |  | 61 MHz | Voltage Feedback |  |  | ISL28291 | 3 µA |  | 130 mA | 2.6mA (x2 Channels) | [8 empty] | 2 (1 Year) |  | Surface Mount |  | 2 |  |  |  | -40°C ~ 125°C |  | Rail-to-Rail |  | 10-TFSOP, 10-MSOP (0.118", 3.00mm Width) | Tube |  |  |  | - |  | 17V/µs | 10-MSOP |  |  |  |  | 270 µV |  | 5.5 V |  |  | 3 V | 816 | https://www.unikeyic.com/media/datasheet/67/f6/72e2/67/9fe6faf5687bef122f20a55d7a356b77.pdf | https://www.unikeyic.com/products/instrumentation-amplifiers/isl28291fuz/33088803.html
ISL28325FBZ | Renesas Electronics | 500: 1.2035 1,000: 1.1854 5,000: 1.1764 | Op Amp 500μA 400mV/μs 1.2MHz 2ch 40V 100μV 200pA SOIC-8 SMD 4.9mm × 3.9mm × 1.45mm | - |  |  | Industrial | [6 empty] | ISL28325FBZ Renesas Electronics |  |  | 200pA | 4.9mm*3.9mm*1.45mm | 100μV | 40V | - |  | SMD mount |  | 2 |  | -40℃~125℃ |  |  |  | - |  | SOIC-8 |  |  | On sale |  | Tube |  |  |  |  | - | 1.2MHz | 400mV/μs | 500μA | [6 empty] | 26094 | https://www.unikeyic.com/media/datasheet/1f/93/0166/1f/d663d4a6671bbe8bcb47a3940689c17b.pdf | https://www.unikeyic.com/products/instrumentation-amplifiers/isl28325fbz/33413490.html
ISL28414FVZ | Renesas Electronics | 10: 1.932 94: 1.5228 282: 1.4148 564: 1.35 1,034: 1.3068 2,538: 1.2852 5,076: 1.2636 | 300μA 2.5V/μs 5MHz 4 3V 5.5V 500μV 3pA TSSOP-14 SMD 5mm × 4.4mm × 900μm |  |  | General Purpose |  |  | ISL28414 | 3 pA |  | 31 mA | 300µA (x4 Channels) |  |  | 5 MHz | [5 empty] | 2 (1 Year) |  | Surface Mount |  | 4 |  |  |  | -40°C ~ 125°C |  | Rail-to-Rail |  | 14-TSSOP (0.173", 4.40mm Width) | Tube |  |  |  | - |  | 2.5V/µs | 14-TSSOP |  |  |  |  | 500 µV |  | 5.5 V |  |  | 1.8 V | 138 | https://www.unikeyic.com/media/datasheet/6e/ac/014c/6e/6d34ee9ce87352a6bdf9f57ad6b3e47b.pdf | https://www.unikeyic.com/products/instrumentation-amplifiers/isl28414fvz/33503924.html
ISL28430CBZ | Renesas Electronics | 55+: 2.9589 110+: 2.8117 275+: 2.6577 550+: 2.5654 | Op Amp 20μA 200mV/μs 400kHz 4-Ch 3V ±2.75V, 5.5V 5μV 250pA SOP SMD 8.66mm × 3.91mm × 1.45mm | [49 empty] | 818 | https://www.unikeyic.com/media/datasheet/b9/4f/2034/b9/3a285ea3a1cbd700d18247bcbcc52f37.pdf | https://www.unikeyic.com/products/instrumentation-amplifiers/isl28430cbz/33085179.html
ISL28430FBZ | Renesas Electronics | 1: 3.6225 10: 2.7025 25: 2.024 100: 1.9332 500: 1.9224 1,000: 1.6308 | 20mA 200mV/μs 400kHz 4 ±2.75V 5.5V 5μV 250pA SO SMD |  |  | General Purpose |  |  | ISL28430 | 250 pA |  | 15 mA | 20µA (x4 Channels) |  |  | 400 kHz | [5 empty] | 2 (1 Year) |  | Surface Mount |  | 4 |  |  |  | -40°C ~ 125°C |  | Rail-to-Rail |  | 14-SOIC (0.154", 3.90mm Width) | Tube |  |  |  | - |  | 0.2V/µs | 14-SOIC |  |  |  |  | 5 µV |  | 5.5 V |  |  | 1.8 V | 1864 | https://www.unikeyic.com/media/datasheet/b9/4f/2034/b9/3a285ea3a1cbd700d18247bcbcc52f37.pdf | https://www.unikeyic.com/products/instrumentation-amplifiers/isl28430fbz/33545522.html
ISL28433FVZ | Renesas Electronics | 94: 5.271 188: 5.0628 282: 4.959 564: 4.8074 1,034: 4.6973 | 18μA 200mV/μs 400KHz 4 3V ±3V，6V 2μV 180pA SOP SMD mount 5mm*4.4mm*900μm |  |  | Zero-Drift |  |  | ISL28433 | 180 pA |  | 19 mA | 18µA (x4 Channels) |  |  | 400 kHz | [5 empty] | 2 (1 Year) |  | Surface Mount |  | 4 |  |  |  | -40°C ~ 125°C |  | Rail-to-Rail |  | 14-TSSOP (0.173", 4.40mm Width) | Tube |  | 2744055 |  | - |  | 0.2V/µs | 14-TSSOP |  |  |  |  | 2 µV |  | 6 V |  |  | 1.8 V | 174 | https://www.unikeyic.com/media/datasheet/0e/99/00b0/0e9900b07013c1cef5db38c1da50688d.pdf | https://www.unikeyic.com/products/instrumentation-amplifiers/isl28433fvz/33046766.html
ISL28533FVZ-T7A | Renesas Electronics | 100: 3.1309 300: 3.1077 500: 3.0845 1,000: 3.0381 5,000: 3.0149 | Op Amp, 2.9mA, 800mV/μs, 2.3MHz, 80dB, 45mA, 1 Ch, 5.5V, ±2.75V, 200nV, 50pA, TSSOP-14, SMD, Adhesive Mount, 5mm × 4.4mm × 900μm |  |  | Zero-Drift |  |  | ISL28533 | 50 pA |  | 45 mA | 2.9mA |  |  | 2.3 MHz | [5 empty] | 2 (1 Year) |  | Surface Mount |  | 1 |  |  |  | -40°C ~ 125°C |  | Rail-to-Rail |  | 14-TSSOP (0.173", 4.40mm Width) |  |  | 4439585 |  | - |  | 0.8V/µs | 14-TSSOP |  |  |  |  | 0.2 µV |  | 5.5 V |  |  | 2.5 V | 1233 | https://www.unikeyic.com/media/datasheet/08/73/7715/08/45a486a771238d6ec3fa9ccb3cb54f6a.pdf | https://www.unikeyic.com/products/instrumentation-amplifiers/isl28533fvz-t7a/33349281.html
ISL28633EV2Z | Renesas Electronics | 1+: 70.2289 | Renesas Electronics Analog Development Kit | [49 empty] | 1 | https://www.unikeyic.com/media/datasheet/7b/04/f502/7b/bdf667e8a755074bd6baa2b0b283fc2c.pdf | https://www.unikeyic.com/products/instrumentation-amplifiers/isl28633ev2z/33506441.html
ISL28633FVZ | Renesas Electronics | 96: 4.9232 192: 4.7274 288: 4.6298 576: 4.4872 1,056: 4.3838 | 3mA 800mV/μs 2.3MHz 80dB 45mA 1 5.5V ±2.75V 200nV 50pA 2.3MHz TSSOP-14 SMD 5mm × 4.4mm × 900μm |  |  | Zero-Drift |  |  | ISL28633 | 50 pA |  | 45 mA | 3mA |  |  | 2.3 MHz | [5 empty] | 2 (1 Year) |  | Surface Mount |  | 1 |  |  |  | -40°C ~ 125°C |  | Rail-to-Rail |  | 14-TSSOP (0.173", 4.40mm Width) | Tube |  | 4439589 |  | - |  | 0.8V/µs | 14-TSSOP |  |  |  |  | 0.2 µV |  | 5.5 V |  |  | 2.5 V | 1034 | https://www.unikeyic.com/media/datasheet/06/6c/3ae0/06/054d6758ea58d7e4196c405888a9a5ef.pdf | https://www.unikeyic.com/products/instrumentation-amplifiers/isl28633fvz/33059165.html
ISL28633FVZ-T13 | Renesas Electronics | 1: 7.521 10: 5.511 25: 5.0004 100: 4.5468 250: 4.3308 500: 4.2336 2,500: 4.2228 | 3mA 800mV/μs 2.3MHz 80dB 1 200nV 50pA 2.3MHz SOP SMD |  |  | Zero-Drift |  |  | ISL28633 | 50 pA |  | 45 mA | 3mA |  |  | 2.3 MHz | [5 empty] | 2 (1 Year) |  | Surface Mount |  | 1 |  |  |  | -40°C ~ 125°C |  | Rail-to-Rail |  | 14-TSSOP (0.173", 4.40mm Width) | Tape & Reel (TR) |  |  |  | - |  | 0.8V/µs | 14-TSSOP |  |  |  |  | 0.2 µV |  | 5.5 V |  |  | 2.5 V | 1965 | https://www.unikeyic.com/media/datasheet/06/6c/3ae0/06/054d6758ea58d7e4196c405888a9a5ef.pdf | https://www.unikeyic.com/products/instrumentation-amplifiers/isl28633fvz-t13/33518208.html
ISL28635FVZ | Renesas Electronics | 96+: 4.9232 192+: 4.7274 288+: 4.6298 576+: 4.4872 1,056+: 4.3838 | 3mA 800mV/μs 2.3MHz 100dB 1 2.5V 200nV 50pA 2.3MHz SOP SMD | [49 empty] | 123 | https://www.unikeyic.com/media/datasheet/06/6c/3ae0/06/054d6758ea58d7e4196c405888a9a5ef.pdf | https://www.unikeyic.com/products/instrumentation-amplifiers/isl28635fvz/33520838.html
ISL28635FVZ-T7A | Renesas Electronics | 100: 3.6191 300: 3.5923 500: 3.5655 1,000: 3.5119 5,000: 3.4851 | Op Amp 3mA 800mV/μs 2.3MHz 100dB 45mA 1-Ch 2.5V-5.5V ±2.75V 200nV 50pA TSSOP-14 SMD, Adhesive Mount 5mm × 4.4mm × 900μm | 2.3MHz |  |  | Industrial | [6 empty] | ISL28635FVZ-T7A Renesas Electronics |  |  | 50pA | 5mm*4.4mm*900μm | 200nV | 5.5V, ±2.75V | 2.5V |  | SMD mount, glue mount |  | 1 |  | -40℃~125℃ |  |  |  | 45mA |  | TSSOP-14 |  |  | On sale |  | Tape and reel packaging |  |  |  |  | 100dB | 2.3MHz | 800mV/μs | 3mA | [6 empty] | 232 | https://www.unikeyic.com/media/datasheet/89/13/79b0/89/e351b4b89de2ce2a2d47e5737e366a16.pdf | https://www.unikeyic.com/products/instrumentation-amplifiers/isl28635fvz-t7a/33064396.html
ISL59440IAZ-T13 | Renesas Electronics | 100: 4.7394 300: 4.7043 500: 4.6691 1,000: 4.5989 5,000: 4.5638 | 400MHz 130mA 14.5mA 1.47kV/μs QSOP-16 SMD 4.9mm × 3.9mm × 1.4mm |  | 400 MHz |  |  | 4:1 Multiplexer-Amplifier |  |  |  | 130 mA | 14.5 mA | [10 empty] | Surface Mount |  | 1 | [5 empty] | - |  | 16-SSOP (0.154", 3.90mm Width) | Bulk |  |  |  | - |  | 1470V/µs | 16-QSOP | [10 empty] | 1240 | https://www.unikeyic.com/media/about_us/Unikey_ISO_9001_Certification.pdf | https://www.unikeyic.com/products/instrumentation-amplifiers/isl59440iaz-t13/33046697.html
ISO124P | Texas Instruments | 1: 14.2578 10: 13.5548 25: 12.3928 100: 11.442 | Texas Instruments Isolated Amplifier, ±4.5V to ±18V, 8-Pin, PDIP, TH |  | 50 kHz | Isolation |  |  | ISO124 |  |  | 15 mA | 5mA | [8 empty] | Not Applicable |  | Through Hole |  | 1 |  |  |  | -25°C ~ 85°C |  | - |  | 16-DIP (0.300", 7.62mm), 8 Leads | Tube |  | 266185 |  | - |  | 2V/µs | 8-PDIP |  |  |  |  | 20 mV |  | 36 V |  |  | 9 V |  | https://www.unikeyic.com/media/datasheet/49/cf/21f2/49/a7ad66aefb28cdffb5004309e8541e0f.pdf | https://www.unikeyic.com/products/instrumentation-amplifiers/iso124p/33107169.html
LM224QT | STMicroelectronics | 10: 0.2896 50: 0.2717 100: 0.2673 500: 0.2628 1,000: 0.2583 | STMicroelectronics Op Amp, Quad, QFN-16, Single Supply, SMD, 16-Pin |  |  | General Purpose |  |  | LM224 | 20 nA |  | 40 mA | 1.5mA |  |  | 1.3 MHz | [5 empty] | 1 (Unlimited) |  | Surface Mount |  | 4 |  |  |  | -40°C ~ 105°C |  | - |  | 16-VFQFN Exposed Pad |  |  | 3306208 |  | - |  | 0.4V/µs | 16-QFN (3x3) |  |  |  |  | 2 mV |  | 30 V |  |  | 3 V | 15000 | https://www.unikeyic.com/media/datasheet/0b/ee/ac89/0b/4669ef996f6eff64a76b10555894a2a3.pdf | https://www.unikeyic.com/products/instrumentation-amplifiers/lm224qt/33503830.html
LM258AM | ON Semiconductor | 1,000: 0.184 5,000: 0.1826 | 800μA 300mV/μs 70dB 30mA 2 32V 1mV 40nA SOIC-8 SMD 1.5mm H |  |  | General Purpose |  |  | LM258 | 40 nA |  | 30 mA | 800µA | [8 empty] | 1 (Unlimited) |  | Surface Mount |  | 2 |  |  |  | -25°C ~ 85°C |  | - |  | 8-SOIC (0.154", 3.90mm Width) | Tube |  | 1051193 |  | - |  | - | 8-SOIC |  |  |  |  | 1 mV |  | 32 V |  |  | 3 V | 6310 | https://www.unikeyic.com/media/datasheet/0f/bd/6a8c/0fbd6a8cf25ee0b4409fd70120e46ac9.pdf | https://www.unikeyic.com/products/instrumentation-amplifiers/lm258am/33141755.html
LM2902EDR2G | ON Semiconductor | 1,000: 0.1526 5,000: 0.1514 | Op Amp, Adhesive Mount, SO, 4-Ch, ±16V, 32V, 7mV@30V, 250nA |  |  | General Purpose |  |  | LM2902 | 90 nA |  | 40 mA | - | [8 empty] | 1 (Unlimited) |  | Surface Mount |  | 4 |  |  |  | -40°C ~ 105°C |  | - |  | 14-SOIC (0.154", 3.90mm Width) |  |  | 7220413 |  | - |  | - | 14-SOIC |  |  |  |  | 2 mV |  | 32 V |  |  | 3 V | 47378 | https://www.unikeyic.com/media/datasheet/4d/e3/1bf1/4d/723d1a6db95070f243db52fcdf53d37e.pdf | https://www.unikeyic.com/products/instrumentation-amplifiers/lm2902edr2g/33555976.html
LM2902KAVQDRQ1 | Texas Instruments | 2,500: 0.4324 5,000: 0.4215 7,500: 0.416 12,500: 0.4099 17,500: 0.4063 25,000: 0.4029 | 4-Channel Op Amp 1.2MHz 60mA 3V ±16V 32V 3mV 20nA SOIC-14 SMD, Adhesive Mount 1.75mm H |  |  | General Purpose |  |  | LM2902 | 20 nA |  | 60 mA | 1.4mA (x4 Channels) |  |  | 1.2 MHz | [5 empty] | 1 (Unlimited) |  | Surface Mount |  | 4 |  |  |  | -40°C ~ 125°C |  | - |  | 14-SOIC (0.154", 3.90mm Width) |  |  | 809722 |  | - |  | 0.5V/µs | 14-SOIC |  |  |  |  | 3 mV |  | 32 V |  |  | 3 V | 8468 | https://www.unikeyic.com/media/datasheet/70/d6/f2e4/70/0ee771015546c4e8d4b9712efe976e0e.pdf | https://www.unikeyic.com/products/instrumentation-amplifiers/lm2902kavqdrq1/33550907.html
LM2902LVQDYYRQ1 | Texas Instruments | 1+: 0.2681 100+: 0.2134 750+: 0.1912 1,500+: 0.181 3,000+: 0.1708 18,000+: 0.1708 39,000+: 0.169 | 90μA (2 Ch) 1.5V/μs 1MHz 40mA 1mV 15pA SO-14T-23-THIN SMD, Adhesive Mount | [49 empty] | 1000 | https://www.unikeyic.com/media/datasheet/96/93/99de/969399dea2a56ee2939b572945957f28.pdf | https://www.unikeyic.com/products/instrumentation-amplifiers/lm2902lvqdyyrq1/33422403.html
LM2902S14-13 | DIODES | 2,500+: 0.2337 25,000+: 0.2266 | 3mA 300mV/μs 700kHz 70dB 40mA 4 ±18V, 36V 7mV 20nA SOP SMD 1.45mm H | [49 empty] | 2500 | https://www.unikeyic.com/media/datasheet/77/65/94bf/77/6a4fd39db0753809bedbdf55c34716d6.pdf | https://www.unikeyic.com/products/instrumentation-amplifiers/lm2902s14-13/33049420.html
LM2902SNG | ON Semiconductor | 1,000: 0.1782 5,000: 0.1769 | Op Amp, 3mA, 70dB, 40mA, 4-Channel, ±16V, 32V, 2mV, 90nA, PDIP-14, TH, 3.68mm H |  |  | General Purpose |  |  | LM2902 | 90 nA |  | 40 mA | - | [8 empty] | 1 (Unlimited) |  | Through Hole |  | 4 |  |  |  | -40°C ~ 105°C |  | - |  | 14-DIP (0.300", 7.62mm) | Tube |  | 5404318 |  | - |  | - | 14-PDIP |  |  |  |  | 2 mV |  | 32 V |  |  | 3 V | 327712 | https://www.unikeyic.com/media/datasheet/24/d8/ad67/24d8ad67045c5ef054c2bad2fa70125b.pdf | https://www.unikeyic.com/products/instrumentation-amplifiers/lm2902sng/33460215.html
LM2902T14-13 | DIODES | 100: 0.1633 250: 0.1441 500: 0.1353 1,000: 0.1274 2,500: 0.1166 | 3mA 300mV/μs 700kHz 70dB 40mA 4-Ch ±18V 36V 7mV 20nA TSSOP-14 SMD 1.05mm H |  |  | General Purpose |  |  | LM2902 | 20 nA |  | 40 mA | 1mA (x4 Channels) |  |  | 700 kHz | [5 empty] | 3 (168 Hours) |  | Surface Mount |  | 4 |  |  |  | -40°C ~ 125°C |  | - |  | 14-TSSOP (0.173", 4.40mm Width) | Tape & Reel (TR) |  |  |  | - |  | 0.3V/µs | 14-TSSOP |  |  |  |  | 2 mV |  | 36 V |  |  | 3 V | 2457 | https://www.unikeyic.com/media/datasheet/5e/87/31e1/5e/f7b3b0445e836a7555b9e2828229ddce.pdf | https://www.unikeyic.com/products/instrumentation-amplifiers/lm2902t14-13/33108257.html
LM2902XS14G/TR | SGMICRO | 2,500: 0.2581 | 1.1kHz 5.8mV SOIC-14 | - |  |  | Industrial | [6 empty] | LM2902XS14G/TR SGMICRO |  |  | - |  | 5.8mV | - | - |  |  |  | - |  | -40℃~125℃ |  |  |  | - |  | SOIC-14 | [9 empty] | - | 1.1KHz | - | - | [6 empty] | 10000 | https://www.unikeyic.com/media/datasheet/upload/2022/02/24/1640935946.pdf | https://www.unikeyic.com/products/instrumentation-amplifiers/lm2902xs14g-tr/33410947.html
LM2902YDT | STMicroelectronics | 1: 0.1748 100: 0.135 1,250: 0.1144 2,500: 0.1059 37,500: 0.1055 50,000: 0.1044 | STMicroelectronics Low Power Op Amp, Quad, SOIC, Dual/Single Supply, SMD, 14-Pin |  |  | General Purpose |  |  | LM2902 | 20 nA |  | 60 mA | 1.5mA (x4 Channels) |  |  | 1.3 MHz | [5 empty] | 1 (Unlimited) |  | Surface Mount |  | 4 |  |  |  | -40°C ~ 125°C |  | Push-Pull |  | 14-SOIC (0.154", 3.90mm Width) |  |  | 2193183 |  | - |  | 0.4V/µs | 14-SO |  |  |  |  | 2 mV |  | 30 V |  |  | 3 V |  | https://www.unikeyic.com/media/datasheet/99/3e/0419/993e0419c5617349c84f222ce55dc021.pdf | https://www.unikeyic.com/products/instrumentation-amplifiers/lm2902ydt/33392681.html
LM2904BAIDR | Texas Instruments | 1: 0.1505 10: 0.1315 100: 0.108 500: 0.0967 | 300μA(x2 Channels) 500mV/μs 1.2MHz 40mA 2 3V ±18V，36V 2mV 10nA 1.2MHz SOIC-8 SMD mount，glue mount 4.9mm(Length)*3.9mm(width) |  |  | General Purpose |  |  | LM2904 | 10 nA |  | 40 mA | 300µA (x2 Channels) |  |  | 1.2 MHz | [5 empty] | 1 (Unlimited) |  | Surface Mount |  | 2 |  |  |  | -40°C ~ 125°C (TA) |  | - |  | 8-SOIC (0.154", 3.90mm Width) |  |  | 10715427 |  | - |  | 0.5V/µs | 8-SOIC |  |  |  |  | 2 mV |  | 36 V |  |  | 3 V |  | https://www.unikeyic.com/media/datasheet/dc/c9/a064/dcc9a064c35c61dc10eaa6227b5814ef.pdf | https://www.unikeyic.com/products/instrumentation-amplifiers/lm2904baidr/33436081.html
LM2904BQDRQ1 | Texas Instruments | 5: 0.1714 50: 0.1346 150: 0.119 500: 0.0999 2,500: 0.0914 5,000: 0.0864 | Texas Instruments , dual channel, SOICencapsulation, Dual power, surface mount, 8Pin |  |  | General Purpose |  |  | LM2904 | 10 nA |  | 30 mA | 300µA (x2 Channels) |  |  | 1.2 MHz | [5 empty] | 1 (Unlimited) |  | Surface Mount |  | 2 |  |  |  | -40°C ~ 125°C (TA) |  | - |  | 8-SOIC (0.154", 3.90mm Width) |  |  | 11502291 |  | - |  | 0.5V/µs | 8-SOIC |  |  |  |  | 1 mV |  | 36 V |  |  | 3 V |  | https://www.unikeyic.com/media/datasheet/ef/4c/93f1/ef4c93f1d5b4a07ce72d9680294a4a43.pdf | https://www.unikeyic.com/products/instrumentation-amplifiers/lm2904bqdrq1/33082194.html
LM2904BQPWRQ1 | Texas Instruments | 1+: 0.2087 10+: 0.1708 100+: 0.1565 500+: 0.1402 1,000+: 0.1159 | 300μA (x2 Ch) 500mV/μs 1.2MHz 30mA 1mV 10nA TSSOP-8 SMD, Adhesive Mount | [49 empty] | 5313 | https://www.unikeyic.com/media/datasheet/6e/34/07fd/6e3407fd07fbfe04749d9afcb04af302.pdf | https://www.unikeyic.com/products/instrumentation-amplifiers/lm2904bqpwrq1/33036780.html
LM2904BTQDGKRQ1 | Texas Instruments | 2,500: 4.5033 5,000: 4.2764 7,500: 4.052 10,000: 3.9463 | 300μA (x2 Ch) 500mV/μs 1.2MHz 30mA ±18V, 36V 300μV 10nA VSSOP-8 SMD, Adhesive Mount |  |  | General Purpose |  |  |  | 10 nA |  | 30 mA | 300µA (x2 Channels) |  |  | 1.2 MHz | [5 empty] | 1 (Unlimited) |  | Surface Mount |  | 2 |  |  |  | -40°C ~ 125°C (TA) |  | - |  | 8-TSSOP, 8-MSOP (0.118", 3.00mm Width) |  |  | 14634039 |  | - |  | 0.5V/µs | 8-VSSOP |  |  |  |  | 300 µV |  | 36 V |  |  | 3 V |  | https://www.unikeyic.com/media/pdf/HTMLDatasheet/texas-instruments/2a/c9/8bd1/lm2904vqdrq1/2025/11/lm2904vqdrq1.pdf | https://www.unikeyic.com/products/instrumentation-amplifiers/lm2904btqdgkrq1/33499055.html
LM2904ITPX/NOPB | Texas Instruments | 500: 0.7298 1,000: 0.7188 5,000: 0.7133 | Op Amp, 1mA 100mV/μs 1MHz 30mA 2 Ch ±13V 26V 2mV 45nA DSBGA-8 SMD |  |  | General Purpose |  |  |  | 45 nA |  | 40 mA | 1mA |  |  | 1 MHz | [7 empty] | Surface Mount |  | 2 |  |  |  | -40°C ~ 85°C |  | - |  | 8-UFBGA, DSBGA | Bulk |  | 13496064 |  | - |  | - | 8-DSBGA |  |  |  |  | 2 mV |  | 32 V |  |  | 3 V | 2793 | https://www.unikeyic.com/media/datasheet/af/23/2600/af/3a0b9fa1d38a8ab7bac5242c9a816551.pdf | https://www.unikeyic.com/products/instrumentation-amplifiers/lm2904itpx-nopb/33076943.html
LM2904LVIDDFR | Texas Instruments | 1: 0.2134 100: 0.1651 750: 0.1378 1,500: 0.1252 3,000: 0.1161 | 90μA (x2 Ch) 1.5V/μs 1MHz 40mA 1mV 15pA TSOT-23-8 SMD, Adhesive Mount |  |  | General Purpose |  |  | LM2904 | 15 pA |  | 40 mA | 90µA (x2 Channels) |  |  | 1 MHz | [5 empty] | 1 (Unlimited) |  | Surface Mount |  | 2 |  |  |  | -40°C ~ 125°C (TA) |  | - |  | SOT-23-8 |  |  | 10715422 |  | - |  | 1.5V/µs | TSOT-23-8 |  |  |  |  | 1 mV |  | 5.5 V |  |  | 2.7 V |  | https://www.unikeyic.com/media/datasheet/d1/3a/47b5/d13a47b5a11c77145e3916f8114dcda7.pdf | https://www.unikeyic.com/products/instrumentation-amplifiers/lm2904lviddfr/33349341.html
LM2904LVQDGKRQ1 | Texas Instruments | 1: 0.2237 100: 0.1725 1,250: 0.1503 2,500: 0.1419 37,500: 0.141 50,000: 0.1397 | 90μA (x2 Ch) 1.5V/μs 1MHz 40mA 1mV 15pA VSSOP-8 SMD, Adhesive Mount |  |  | General Purpose |  |  |  | 15 pA |  | 40 mA | 90µA (x2 Channels) |  |  | 1 MHz | [5 empty] | 1 (Unlimited) |  | Surface Mount |  | 2 |  |  |  | -40°C ~ 125°C (TA) |  | - |  | 8-TSSOP, 8-MSOP (0.118", 3.00mm Width) |  |  | 14123977 |  | - |  | 1.5V/µs | 8-VSSOP |  |  |  |  | 1 mV |  | 5.5 V |  |  | 2.7 V |  | https://www.unikeyic.com/media/datasheet/89/c2/8f33/89c28f33b6dd521352df6355835974b9.pdf | https://www.unikeyic.com/products/instrumentation-amplifiers/lm2904lvqdgkrq1/33069494.html
LM2904LVQDRQ1 | Texas Instruments | 1: 0.161 10: 0.1285 30: 0.0987 100: 0.0927 2,500: 0.0877 5,000: 0.0844 | 90μA(x2 Channels) 1.5V/μs 1MHz 40mA 2 ±2.75V，5.5V 1mV 15pA SOIC-8 SMD mount，glue mount |  |  | General Purpose |  |  | LM2904 | 15 pA |  | 40 mA | 90µA (x2 Channels) |  |  | 1 MHz | [5 empty] | 1 (Unlimited) |  | Surface Mount |  | 2 |  |  |  | -40°C ~ 125°C (TA) |  | - |  | 8-SOIC (0.154", 3.90mm Width) |  |  | 13169371 |  | - |  | 1.5V/µs | 8-SOIC |  |  |  |  | 1 mV |  | 5.5 V |  |  | 2.7 V |  | https://www.unikeyic.com/media/pdf/HTMLDatasheet/texas-instruments/75/9b/1041/lm2902kvqpwrg4q1/2025/11/lm2902qdrq1.pdf | https://www.unikeyic.com/products/instrumentation-amplifiers/lm2904lvqdrq1/33471008.html
LM2904SNG | ON Semiconductor | 1,000: 0.1409 5,000: 0.1398 | 500μA 45mA 2 2mV 45nA PDIP-8 TH 4.95mm H |  |  | General Purpose |  |  | LM2904 | 45 nA |  | 45 mA | 500µA | [8 empty] | 1 (Unlimited) |  | Through Hole |  | 2 |  |  |  | -40°C ~ 105°C |  | - |  | 8-DIP (0.300", 7.62mm) | Tube |  | 11512120 |  | - |  | - | 8-PDIP |  |  |  |  | 2 mV |  | 32 V |  |  | 3 V | 910603 | https://www.unikeyic.com/media/datasheet/93/2a/27ce/93/821190098972ca9dcf8e7f5a81444447.pdf | https://www.unikeyic.com/products/instrumentation-amplifiers/lm2904sng/33082131.html
LM2904XMS8G/TR | SGMICRO | 4,000: 0.129 | 1.1kHz 5.8mV MSOP-8 | - |  |  | Industrial | [6 empty] | LM2904XMS8G/TR SGMICRO |  |  | - |  | 5.8mV | - | - |  |  |  | - |  | -40℃~125℃ |  |  |  | - |  | MSOP-8 | [9 empty] | - | 1.1KHz | - | - | [6 empty] | 20000 | https://www.unikeyic.com/media/datasheet/upload/2022/02/24/1640941638.pdf | https://www.unikeyic.com/products/instrumentation-amplifiers/lm2904xms8g-tr/33419868.html
LM2904XS8G/TR | SGMICRO | 4,000: 0.129 | 440μA 350mV/μs 1.1KHz 2 3V 32V 5.8mV 10pA 1.1MHz SOIC-8 | 1.1MHz |  |  | Industrial | [6 empty] | LM2904XS8G/TR SGMICRO |  |  | 10pA |  | 5.8mV | 32V | 3V |  |  |  | 2 |  | -40℃~125℃ |  |  |  | - |  | SOIC-8 | [9 empty] | - | 1.1KHz | 350mV/μs | 440μA | [6 empty] | 20000 | https://www.unikeyic.com/media/datasheet/upload/2022/02/24/1640941638.pdf | https://www.unikeyic.com/products/instrumentation-amplifiers/lm2904xs8g-tr/33057870.html
LM2904XTS8G/TR | SGMICRO | 4,000: 0.129 | Op Amp 1.1kHz 5.8mV TSSOP-8 | - |  |  | Industrial | [6 empty] | LM2904XTS8G/TR SGMICRO |  |  | - |  | 5.8mV | - | - |  |  |  | - |  | -40℃~125℃ |  |  |  | - |  | TSSOP-8 | [9 empty] | - | 1.1KHz | - | - | [6 empty] | 20000 | https://www.unikeyic.com/media/datasheet/upload/2022/02/24/1640941638.pdf | https://www.unikeyic.com/products/instrumentation-amplifiers/lm2904xts8g-tr/33099048.html
LM321 | IDCHIP | 10: 0.0382 100: 0.0306 300: 0.0271 3,000: 0.02 6,000: 0.0179 9,000: 0.0168 | 430μA 400mV/μs 1MHz 65dB 40mA 1 3V 30V 9V 45nA 1MHz SOT-23-5 | 1MHz |  |  | Industrial | [6 empty] | LM321 IDCHIP |  |  | 45nA |  | 9V | 30V | 3V |  |  |  | 1 |  | -40℃~85℃ |  |  |  | 40mA |  | SOT-23-5 | [9 empty] | 65dB | 1MHz | 400mV/μs | 430μA | [7 empty] | https://www.unikeyic.com/media/datasheet/0d/10/bcb1/0d/472bf705b2d21c2d0f94d11ab90f0516.pdf | https://www.unikeyic.com/products/instrumentation-amplifiers/lm321/33128298.html
LM321MFX/NOPB | Texas Instruments | 5: 0.1246 50: 0.1033 150: 0.0914 500: 0.0803 3,000: 0.077 6,000: 0.0751 | Texas Instruments General purpose operational amplifier, single channel, SOT-23encapsulation, Single power supply, surface mount, 5Pin |  |  | General Purpose |  |  | LM321 | 45 nA |  | 40 mA | 660µA |  |  | 1 MHz | [5 empty] | 1 (Unlimited) |  | Surface Mount |  | 1 |  |  |  | -40°C ~ 85°C |  | - |  | SC-74A, SOT-753 |  |  | 1871227 |  | - |  | 0.4V/µs | SOT-23-5 |  |  |  |  | 2 mV |  | 32 V |  |  | 3 V |  | https://www.unikeyic.com/media/datasheet/11/6a/6dc5/11/f974d4a5ebb039244e440244fe857988.pdf | https://www.unikeyic.com/products/instrumentation-amplifiers/lm321mfx-nopb/33397786.html
LM321ZN5G/TR | SGMICRO | 3,000: 0.129 | 1.1KHz 5.8mV SOT-23-5 | - |  |  | Commercial Grade | [6 empty] | LM321ZN5G/TR SGMICRO |  |  | - |  | 5.8mV | - | - |  |  |  | - |  | 0℃~70℃ |  |  |  | - |  | SOT-23-5 | [9 empty] | - | 1.1KHz | - | - | [6 empty] | 15000 | https://www.unikeyic.com/media/datasheet/upload/2022/02/24/1640936569.pdf | https://www.unikeyic.com/products/instrumentation-amplifiers/lm321zn5g-tr/33500263.html
LM324 | CJ | 5: 0.1799 50: 0.149 150: 0.1358 500: 0.1199 2,500: 0.1068 5,000: 0.1026 | 500μA 500mV/μs 85MHz 85dB 4 3V 30V 5mV 45nA SOP-14 4mm(width) | - |  |  | Commercial Grade | [6 empty] | LM324 CJ |  |  | 45nA | 4mm(width) | 5mV | 30V | 3V |  |  |  | 4 |  | 0℃~70℃ |  |  |  | - |  | SOP-14 | [9 empty] | 85dB | 85MHz | 500mV/μs | 500μA | [7 empty] | https://www.unikeyic.com/media/datasheet/05/36/6e01/05/23900705acc746eb9a008c1b18830749.pdf | https://www.unikeyic.com/products/instrumentation-amplifiers/lm324/33350538.html
LM324A-SR | 3PEAK | 5: 0.1194 50: 0.0923 150: 0.0788 500: 0.0686 2,500: 0.0605 5,000: 0.0564 | Op Amp 110μA(x2 Ch) 500mV/μs 900kHz 30mA 4 3V 36V 100μV 60pA SOP-14 SMD, Adhesive Mount | - |  |  | Industrial | [6 empty] | LM324A-SR 3PEAK |  |  | 60pA |  | 100μV | 36V | 3V |  | SMD mount, glue mount |  | 4 |  | -40℃~125℃ |  |  |  | 30mA |  | SOP-14 |  |  |  |  | Tape and reel packaging |  |  |  |  | - | 900KHz | 500mV/μs | 110μA(x2 Channels) | [7 empty] | https://www.unikeyic.com/media/datasheet/d6/08/ab23/d6/73bb3670c03e7501c192c7a5f9523f03.pdf | https://www.unikeyic.com/products/instrumentation-amplifiers/lm324a-sr/33124149.html
LM324APW | Texas Instruments | 90: 0.5666 180: 0.5369 270: 0.5221 540: 0.5004 1,080: 0.4824 2,520: 0.4648 5,040: 0.4532 | 1.4mA (x4 Ch) 500mV/μs 1.2MHz 30mA 4 ±16V 32V 2mV 15nA TSSOP-14 SMD 5mm × 4.4mm × 1.15mm |  |  | General Purpose |  |  | LM324 | 15 nA |  | 30 mA | 1.4mA (x4 Channels) |  |  | 1.2 MHz | [5 empty] | 1 (Unlimited) |  | Surface Mount |  | 4 |  |  |  | 0°C ~ 70°C (TA) |  | - |  | 14-TSSOP (0.173", 4.40mm Width) | Tube |  | 1510166 |  | - |  | 0.5V/µs | 14-TSSOP |  |  |  |  | 2 mV |  | 30 V |  |  | 3 V | 8655 | https://www.unikeyic.com/media/datasheet/d0/37/9b7c/d0379b7c904b5d8f59c49468762b0a51.pdf | https://www.unikeyic.com/products/instrumentation-amplifiers/lm324apw/33450227.html
LM324AWPT | STMicroelectronics | 1,000: 0.1617 5,000: 0.1604 | 1.5mA 400mV/μs 1.3MHz 4 ±15V, 30V 2mV 20nA SOP SMD |  |  | General Purpose |  |  | LM324 | 20 nA |  | 40 mA | 1.5mA |  |  | 1.3 MHz | [5 empty] | 1 (Unlimited) |  | Surface Mount |  | 4 |  |  |  | 0°C ~ 70°C |  | - |  | 14-TSSOP (0.173", 4.40mm Width) |  |  | 9958379 |  | - |  | 0.4V/µs | 14-TSSOP |  |  |  |  | 2 mV |  | 30 V |  |  | 3 V | 39568 | https://www.unikeyic.com/media/datasheet/0b/ee/ac89/0b/4669ef996f6eff64a76b10555894a2a3.pdf | https://www.unikeyic.com/products/instrumentation-amplifiers/lm324awpt/33085039.html
LM324ZS14G/TR | SGMICRO | 2,500: 0.1935 | 1.1kHz 5.8mV SOIC-14 | - |  |  | Commercial Grade | [6 empty] | LM324ZS14G/TR SGMICRO |  |  | - |  | 5.8mV | - | - |  |  |  | - |  | 0℃~70℃ |  |  |  | - |  | SOIC-14 | [9 empty] | - | 1.1KHz | - | - | [6 empty] | 10000 | https://www.unikeyic.com/media/datasheet/upload/2022/02/24/1640940911.pdf | https://www.unikeyic.com/products/instrumentation-amplifiers/lm324zs14g-tr/33409609.html
LM348NSRG4 | Texas Instruments | 1,000: 0.3081 5,000: 0.3058 | Op Amp, 2.4mA (4 Ch), 500mV/μs SR, 1MHz BW, 25mA Out, ±18V, 1mV Offset, 30nA Bias, SO-14, SMD |  |  | General Purpose |  |  | LM348 | 30 nA |  | 25 mA | 2.4mA (x4 Channels) |  |  | 1 MHz | [5 empty] | 1 (Unlimited) |  | Surface Mount |  | 4 |  |  |  | 0°C ~ 70°C (TA) |  | - |  | 14-SOIC (0.209", 5.30mm Width) | Bulk |  | 11550479 |  | - |  | 0.5V/µs | 14-SO |  |  |  |  | 1 mV |  | 36 V |  |  | 8 V | 3713 | https://www.unikeyic.com/media/datasheet/ba/02/eefa/ba02eefa939bc4265592e7c84e3ca27e.pdf | https://www.unikeyic.com/products/instrumentation-amplifiers/lm348nsrg4/33117204.html
LM358BIDGKR | Texas Instruments | 1: 0.1757 100: 0.1355 1,250: 0.115 2,500: 0.1064 | 300μA(x2 Channels) 500mV/μs 1.2MHz 30mA 300μV 10nA VSSOP-8 SMD mount |  |  | General Purpose |  |  |  | 10 nA |  | 30 mA | 300µA (x2 Channels) |  |  | 1.2 MHz | [5 empty] | 1 (Unlimited) |  | Surface Mount |  | 2 |  |  |  | -40°C ~ 85°C (TA) |  | - |  | 8-TSSOP, 8-MSOP (0.118", 3.00mm Width) |  |  | 14004425 |  | - |  | 0.5V/µs | 8-VSSOP |  |  |  |  | 300 µV |  | 36 V |  |  | 3 V |  | https://www.unikeyic.com/media/datasheet/2f/d1/56bd/2fd156bd6e658d2b50b94d9212235ebf.pdf | https://www.unikeyic.com/products/instrumentation-amplifiers/lm358bidgkr/33118842.html
LM358BIPWR | Texas Instruments | 1: 0.139 10: 0.1109 30: 0.0851 100: 0.0801 2,000: 0.0757 4,000: 0.0728 | Op Amp 300μA(x2 Ch) 500mV/μs 1.2MHz 40mA 2±18V 36V 300μV 10nA TSSOP-8 SMD, Adhesive Mount |  |  | General Purpose |  |  | LM358 | 10 nA |  | 40 mA | 300µA (x2 Channels) |  |  | 1.2 MHz | [5 empty] | 1 (Unlimited) |  | Surface Mount |  | 2 |  |  |  | -40°C ~ 85°C (TA) |  | - |  | 8-TSSOP (0.173", 4.40mm Width) |  |  | 12642191 |  | - |  | 0.5V/µs | 8-TSSOP |  |  |  |  | 300 µV |  | 36 V |  |  | 3 V |  | https://www.unikeyic.com/media/datasheet/2f/d1/56bd/2fd156bd6e658d2b50b94d9212235ebf.pdf | https://www.unikeyic.com/products/instrumentation-amplifiers/lm358bipwr/33371112.html
LM358LVIDDFR | Texas Instruments | 1: 0.1655 10: 0.1321 30: 0.1014 100: 0.0953 3,000: 0.0901 6,000: 0.0866 | 90μA (x2 Ch) 1.5V/μs 1MHz 40mA 1mV 15pA TSOT-23-8 SMD, Adhesive Mount |  |  | General Purpose |  |  | LM358 | 15 pA |  | 40 mA | 90µA (x2 Channels) |  |  | 1 MHz | [5 empty] | 1 (Unlimited) |  | Surface Mount |  | 2 |  |  |  | -40°C ~ 125°C |  | - |  | SOT-23-8 |  |  | 10715375 |  | - |  | 1.5V/µs | TSOT-23-8 |  |  |  |  | 1 mV |  | 5.5 V |  |  | 2.7 V |  | https://www.unikeyic.com/media/pdf/PCNPackaging/texas-instruments/26/32/f85a/ina190a2iddft/2025/11/PCN20200511000-0.pdf | https://www.unikeyic.com/products/instrumentation-amplifiers/lm358lviddfr/33497656.html
LM358M | Texas Instruments | 500: 0.9576 1,000: 0.9432 5,000: 0.936 | Op Amp 1mA 100mV/μs 1MHz 40mA 2Ch 3V ±16V, 32V 2mV 45nA SOIC-8 SMD 1.75mm H |  |  | General Purpose |  |  | LM358 | 45 nA |  | 40 mA | 1mA |  |  | 1 MHz | [5 empty] | 1 (Unlimited) |  | Surface Mount |  | 2 |  |  |  | 0°C ~ 70°C |  | - |  | 8-SOIC (0.154", 3.90mm Width) | Tube |  | 3701396 |  | - |  | - | 8-SOIC |  |  |  |  | 2 mV |  | 32 V |  |  | 3 V | 34459 | https://www.unikeyic.com/media/datasheet/af/23/2600/af/3a0b9fa1d38a8ab7bac5242c9a816551.pdf | https://www.unikeyic.com/products/instrumentation-amplifiers/lm358m/33505053.html
LM358PWG4 | Texas Instruments | 1,000: 0.5765 5,000: 0.5721 | Op Amp 1mA 300mV/μs 700kHz 2 Ch ±16V 32V 3mV 20nA SOP SMD 1.05mm H | - |  |  | Commercial Grade | [6 empty] | LM358PWG4 Texas Instruments |  |  | 20nA | 1.05mm(height) | 3mV | ±16V, 32V | - |  | SMD mount |  | 2 |  | 0℃~70℃ |  |  |  | - |  | SOP |  |  | On sale | [6 empty] | - | 700KHz | 300mV/μs | 1mA | [6 empty] | 2047 | https://www.unikeyic.com/media/datasheet/53/e4/ff09/1e/2cc5a10e8c9f9e70ce0cc7fdf3960f1d.pdf | https://www.unikeyic.com/products/instrumentation-amplifiers/lm358pwg4/33413523.html
LM358YDT | STMicroelectronics | 1,000: 0.133 5,000: 0.1319 | Op Amp, 700μA, 600mV/μs, 1.1MHz, 85dB, 40mA, 2-Ch, ±15V, 30V, 2mV, 20nA, SOP, SMD, 1.65mm H |  |  | General Purpose |  |  | LM358 | 20 nA |  | 40 mA | 700µA (x2 Channels) |  |  | 1.1 MHz | [5 empty] | 1 (Unlimited) |  | Surface Mount |  | 2 |  |  |  | 0°C ~ 70°C |  | - |  | 8-SOIC (0.154", 3.90mm Width) |  |  |  |  | Automotive, AEC-Q100 | LM358 Spice Model | 0.6V/µs | 8-SOIC |  |  |  |  | 2 mV |  | 30 V |  |  | 3 V | 6982 | https://www.unikeyic.com/media/datasheet/d1/90/fee8/d1/e8d0cf5905269b94702fd998c128faa6.pdf | https://www.unikeyic.com/products/instrumentation-amplifiers/lm358ydt/33079370.html
LM358ZMS8G/TR | SGMICRO | 4,000: 0.129 | 1.1kHz 5.8mV MSOP-8 | - |  |  | Commercial Grade | [6 empty] | LM358ZMS8G/TR SGMICRO |  |  | - |  | 5.8mV | - | - |  |  |  | - |  | 0℃~70℃ |  |  |  | - |  | MSOP-8 | [9 empty] | - | 1.1KHz | - | - | [6 empty] | 20000 | https://www.unikeyic.com/media/datasheet/upload/2022/02/24/1640940133.pdf | https://www.unikeyic.com/products/instrumentation-amplifiers/lm358zms8g-tr/33398010.html
LM358ZS8G/TR | SGMICRO | 4,000: 0.129 | Op Amp, 1.1kHz BW, 5.8mV Vos, SOIC-8 | - |  |  | Commercial Grade | [6 empty] | LM358ZS8G/TR SGMICRO |  |  | - |  | 5.8mV | - | - |  |  |  | - |  | 0℃~70℃ |  |  |  | - |  | SOIC-8 | [9 empty] | - | 1.1KHz | - | - | [6 empty] | 20000 | https://www.unikeyic.com/media/datasheet/upload/2022/02/24/1640940133.pdf | https://www.unikeyic.com/products/instrumentation-amplifiers/lm358zs8g-tr/33519614.html
LM60440AQRPKRQ1 | Texas Instruments | 1+: 2.6439 100+: 2.403 750+: 2.3327 1,500+: 2.2875 3,000+: 2.2423 | 25μA 4A 3.8V 36V WQFN-13-HR SMD, Adhesive Mount, 3mm L × 2mm W | [49 empty] | 28 | https://www.unikeyic.com/media/datasheet/e8/d7/64a9/e8d764a95c632a63e6d077e0f1249567.pdf | https://www.unikeyic.com/products/instrumentation-amplifiers/lm60440aqrpkrq1/32999419.html
LM60440DRPKR | Texas Instruments | 10: 1.6156 100: 1.5659 500: 1.5162 1,000: 1.4416 3,000: 1.423 | DC-DC Conv 3.8V to 36V Sync Step-Down Single-Out 1V to 24V 4A T/R | [5 empty] | LM60440 |  | 4A |  |  |  | 1MHz | [6 empty] | 2 (1 Year) |  | Surface Mount, Wettable Flank | [5 empty] | -40°C ~ 150°C (TJ) |  | Adjustable |  | 13-PowerWFQFN |  |  | 13173867 |  | - |  |  | 13-WQFN-HR (3x2) | [5 empty] | 1V |  | 3.8V | 24V |  |  | https://www.unikeyic.com/media/datasheet/94/6a/b450/946ab450c81d0da65446dfd128235e24.pdf | https://www.unikeyic.com/products/instrumentation-amplifiers/lm60440drpkr/33465279.html
LM61435AASQRJRRQ1 | Texas Instruments | 1: 1.3982 10: 1.3082 30: 1.0347 100: 1.0167 500: 0.9609 1,000: 0.8997 | Conv DC-DC 3V to 36V Sync Step Down Single-Out 1V to 34.2V 3.5A Auto 14-Pin VQFN-HR T/R | - |  |  | Industrial | [9 empty] | - |  | - | - | - |  | SMD mount, glue mount |  | - |  |  | 150℃(TJ) | -40℃(TJ) |  | - |  | VQFN-14-HR |  |  | On sale |  | Tape and reel packaging |  |  |  |  | - | - | - | - | [7 empty] | https://www.unikeyic.com/media/about_us/Unikey_ISO_9001_Certification.pdf | https://www.unikeyic.com/products/instrumentation-amplifiers/lm61435aasqrjrrq1/33094116.html
LM61435AFSQRJRRQ1 | Texas Instruments | 1: 1.5644 10: 1.4724 50: 1.4222 100: 1.3457 | Conv DC-DC 3V to 36V Sync Step Down Single-Out 1V to 34.2V 3.5A Auto 14-Pin VQFN-HR T/R | - |  |  | Industrial | [9 empty] | - |  | - | - | - |  | SMD mount, glue mount |  | - |  |  | 150℃(TJ) | -40℃(TJ) |  | - |  | VQFN-14-HR |  |  | On sale |  | Tape and reel packaging |  |  |  |  | - | - | - | - | [7 empty] | https://www.unikeyic.com/media/about_us/Unikey_ISO_9001_Certification.pdf | https://www.unikeyic.com/products/instrumentation-amplifiers/lm61435afsqrjrrq1/33105769.html
LM61440AANRJRR | Texas Instruments | 1: 4.6357 10: 3.5109 25: 3.2289 100: 2.9192 250: 2.7717 500: 2.7627 | LM61440 3V to 36V 4A Low EMI Synchronous Step Down Converter | [5 empty] | LM61440 |  | 4A |  |  |  | 200kHz ~ 2.2MHz | [6 empty] | 2 (1 Year) |  | Surface Mount, Wettable Flank | [5 empty] | -40°C ~ 150°C (TJ) |  | Adjustable |  | 14-VFQFN | Tape & Reel (TR) |  | 12352241 |  | - |  |  | 14-VQFN-HR (4x3.5) | [5 empty] | 1V |  | 3V | 34.2V |  | 1611 | https://www.unikeyic.com/media/about_us/Unikey_ISO_9001_Certification.pdf | https://www.unikeyic.com/products/instrumentation-amplifiers/lm61440aanrjrr/33497807.html
LM61440AASQRJRRQ1 | Texas Instruments | 1: 1.8481 10: 1.5585 30: 1.3805 100: 1.1996 500: 1.1172 1,000: 1.0819 | LM61440 Q1 Automotive 3 V to 36 V 4 A Low Noise Synchronous Step Down Converter | - |  |  | Industrial | [9 empty] | - |  | - | - | - |  | SMD mount |  | - |  |  | 150℃(TJ) | -40℃(TJ) |  | - |  | QFN |  |  | On sale |  | Tape and reel packaging |  |  |  |  | - | - | - | - | [7 empty] | https://www.unikeyic.com/media/about_us/Unikey_ISO_9001_Certification.pdf | https://www.unikeyic.com/products/instrumentation-amplifiers/lm61440aasqrjrrq1/33363215.html
LM61440AFSQRJRRQ1 | Texas Instruments | 10: 4.4647 500: 4.2929 1,000: 4.1212 3,000: 3.9495 | 4A 3V 36V MOSFET, VQFN, SMD, Adhesive Mount, 4mm L × 3.5mm W | - |  |  | Industrial | [9 empty] | - | 4mm(Length)*3.5mm(width) | - | 36V | 3V |  | SMD mount, glue mount |  | - |  |  | 150℃(TJ) | -40℃(TJ) |  | 4A |  | VQFN |  |  | On sale |  | Tape and reel packaging |  |  |  |  | - | - | - | - | [6 empty] | 3145 | https://www.unikeyic.com/media/about_us/Unikey_ISO_9001_Certification.pdf | https://www.unikeyic.com/products/instrumentation-amplifiers/lm61440afsqrjrrq1/33359411.html
LM61460AANQRJRRQ1 | Texas Instruments | 3,000: 3.6883 6,000: 3.5346 9,000: 3.4731 | 7μA 6A 1 3V 36V VQFN-14-HR SMD, Adhesive Mount 4mm L × 3.5mm W | - |  |  | Industrial | [9 empty] | - | 4mm(Length)*3.5mm(width) | - | 36V | 3V |  | SMD mount, glue mount |  | 1 |  |  | 150℃(TJ) | -40℃(TJ) |  | 6A |  | VQFN-14-HR |  |  | On sale |  | Tape and reel packaging |  |  |  |  | - | - | - | 7μA | [6 empty] | 3000 | https://www.unikeyic.com/media/about_us/Unikey_ISO_9001_Certification.pdf | https://www.unikeyic.com/products/instrumentation-amplifiers/lm61460aanqrjrrq1/33376325.html
LM61460AANRJRR | Texas Instruments | 1: 1.6964 10: 1.5873 30: 1.2554 100: 1.2336 500: 1.1658 1,000: 1.0916 | 6A 3V 36V VQFN-14-HR SMD mount，glue mount 4mm(Length)*3.5mm(width) | - |  |  | Industrial | [6 empty] | LM61460AANRJRR Texas Instruments |  |  | - | 4mm(Length)*3.5mm(width) | - | 36V | 3V |  | SMD mount, glue mount |  | - |  |  | 150℃(TJ) | -40℃(TJ) |  | 6A |  | VQFN-14-HR |  |  | On sale |  | Tape and reel packaging |  |  |  |  | - | - | - | - | [7 empty] | https://www.unikeyic.com/media/datasheet/91/14/9201/91149201a93ab3c361a2c6d52ed86e0a.pdf | https://www.unikeyic.com/products/instrumentation-amplifiers/lm61460aanrjrr/33007599.html
LM61460AFSQRJRRQ1 | Texas Instruments | 1: 2.0875 10: 1.7599 30: 1.5597 100: 1.3573 | Low EMI Synchronous Step-Down Converter | - |  |  | Industrial | [9 empty] | - |  | - | - | - |  | SMD mount, glue mount |  | - |  |  | 150℃(TJ) | -40℃(TJ) |  | - |  | VQFN-14-HR |  |  | On sale |  | Tape and reel packaging |  |  |  |  | - | - | - | - | [7 empty] | https://www.unikeyic.com/media/about_us/Unikey_ISO_9001_Certification.pdf | https://www.unikeyic.com/products/instrumentation-amplifiers/lm61460afsqrjrrq1/33369644.html
LM61495Q3RPHRQ1 | Texas Instruments | 3,000: 4.4328 | IC REG BUCK 3.3V 10A 16VQFN | [5 empty] | LM61495 |  | 10A |  |  |  | 200kHz ~ 2.2MHz | [6 empty] | 2 (1 Year) |  | Surface Mount, Wettable Flank | [5 empty] | -40°C ~ 150°C (TJ) |  | Fixed |  | 16-PowerVFQFN |  |  | 14004431 |  | Automotive, AEC-Q100 |  |  | 16-VQFN-HR (4.5x3.5) | [5 empty] | 3.3V |  | 3V | - |  | 5764 | https://www.unikeyic.com/media/datasheet/cd/ee/32d6/cdee32d6bee3b20a8afe5f2ae19e3ff2.pdf | https://www.unikeyic.com/products/instrumentation-amplifiers/lm61495q3rphrq1/33003341.html
LM61495Q4RPHRQ1 | Texas Instruments | 1+: 6.017 100+: 4.906 250+: 3.8555 1,000+: 3.2703 | 10-A automotive buck converter optimized for power density and low EMI | [49 empty] | 20044 | https://www.unikeyic.com/media/datasheet/3b/c4/4d80/3bc44d8010bbaa47b91cd7fa98aba267.pdf | https://www.unikeyic.com/products/instrumentation-amplifiers/lm61495q4rphrq1/33005826.html
LM62440APPQRJRRQ1 | Texas Instruments | 1+: 4.891 100+: 4.2097 250+: 2.9513 1,000+: 2.3782 | Low-Noise Synchronous Step-Down Converter | [49 empty] | 5165 |  | https://www.unikeyic.com/products/instrumentation-amplifiers/lm62440appqrjrrq1/33029525.html
LM62460QRPHRQ1 | Texas Instruments | 1: 2.3374 10: 2.187 30: 1.7297 100: 1.6996 500: 1.6064 1,000: 1.504 | 3V VQFN-16-HR SMD mount | - |  |  | Industrial | [9 empty] | - |  | - | - | 3V |  | SMD mount |  | - |  |  | 150℃(TJ) | -40℃(TJ) |  | - |  | VQFN-16-HR |  |  | On sale |  | Tape and reel packaging |  |  |  |  | - | - | - | - | [7 empty] | https://www.unikeyic.com/media/about_us/Unikey_ISO_9001_Certification.pdf | https://www.unikeyic.com/products/instrumentation-amplifiers/lm62460qrphrq1/33507948.html
LM63615QDRREVM | Texas Instruments | 1+: 60.368 | Evaluation module for 3.5-V to 36-V, 1.5-A step-down voltage converter with spread spectrum | [49 empty] | 5 |  | https://www.unikeyic.com/products/instrumentation-amplifiers/lm63615qdrrevm/33117307.html
LM63625DQDRRRQ1 | Texas Instruments | 10: 2.7989 500: 2.6912 1,000: 2.5836 3,000: 2.4759 | 23μA 2.5A 3.5V 36V SON-12 SMD, Adhesive Mount, 3mm L × 3mm W | [5 empty] | LM63625 |  | 2.5A |  |  |  | 400kHz, 2.1MHz | [6 empty] | 2 (1 Year) |  | Surface Mount, Wettable Flank | [5 empty] | -40°C ~ 150°C (TJ) |  | Adjustable |  | 12-WFDFN Exposed Pad |  |  | 12642232 |  | Automotive, AEC-Q100 |  |  | 12-WSON (3x3) | [5 empty] | 1V |  | 3.5V | 20V |  | 3000 | https://www.unikeyic.com/media/pdf/PCNDesignSpecification/texas-instruments/d8/9f/4f3a/lm63625dqdrrrq1/2025/11/PCN20210318002.pdf | https://www.unikeyic.com/products/instrumentation-amplifiers/lm63625dqdrrrq1/33515643.html
LM63625DQPWPRQ1 | Texas Instruments | 1: 1.4282 10: 1.3442 50: 1.2984 100: 1.2285 | 23μA 2.5A 3.5V 36V HTSSOP-16 SMD, Adhesive Mount 1.05mm H | - |  |  | Automotive | [6 empty] | LM63625DQPWPRQ1 Texas Instruments |  |  | - | 1.05mm(height) | - | 36V | 3.5V |  | SMD mount, glue mount |  | - |  |  | 150℃(TJ) | -40℃(TJ) |  | 2.5A |  | HTSSOP-16 |  |  | On sale |  | Tape and reel packaging |  |  |  |  | - | - | - | 23μA | [7 empty] | https://www.unikeyic.com/media/datasheet/6b/5a/8e04/6b/8d34c171c31478696e102a52bb2ad862.pdf | https://www.unikeyic.com/products/instrumentation-amplifiers/lm63625dqpwprq1/33486818.html
LM63635DQPWPRQ1 | Texas Instruments | 1: 5.4244 10: 4.1333 25: 3.8093 100: 3.4531 250: 3.2934 | 3.25A 1 3.5V HTSSOP-16 SMD, Adhesive Mount 1.2mm H | [5 empty] | LM63635 |  | 3.25A |  |  |  | 250kHz ~ 2.2MHz | [6 empty] | 3 (168 Hours) |  | Surface Mount | [5 empty] | -40°C ~ 125°C |  | Adjustable |  | 16-PowerTSSOP (0.173", 4.40mm Width) |  |  | 11570496 |  | Automotive, AEC-Q100 |  |  | 16-HTSSOP | [5 empty] | 1V |  | 3.5V | 20V |  | 785 | https://www.unikeyic.com/media/datasheet/58/ad/07fa/58/d671d168cbd3f3ed2513eede2d37dc29.pdf | https://www.unikeyic.com/products/instrumentation-amplifiers/lm63635dqpwprq1/33038502.html
LM7322MAX/NOPB | Texas Instruments | 1: 1.6193 10: 1.4381 50: 1.3099 100: 1.1617 500: 1.1118 1,000: 1.0546 | Op Amp x2 Ch 3V ±16V 32V 100mA 2.5mA 18V/μs 20MHz 100dB 700μV 1.1μA SOIC-8 SMD, Adhesive Mount 1.75mm H |  |  | General Purpose |  |  | LM7322 | 1.1 µA |  | 100 mA | 2.5mA (x2 Channels) |  |  | 20 MHz | [5 empty] | 1 (Unlimited) |  | Surface Mount |  | 2 |  |  |  | -40°C ~ 125°C |  | Rail-to-Rail |  | 8-SOIC (0.154", 3.90mm Width) |  |  | 1953181 |  | - |  | 18V/µs | 8-SOIC |  |  |  |  | 700 µV |  | 32 V |  |  | 2.5 V |  | https://www.unikeyic.com/media/datasheet/e5/98/870d/e5/86ff5dc097d395710949c44b9b1680a6.pdf | https://www.unikeyic.com/products/instrumentation-amplifiers/lm7322max-nopb/33500265.html
LMC6442IN/NOPB | Texas Instruments | 100: 2.1686 300: 2.1526 500: 2.1365 1,000: 2.1044 5,000: 2.0883 | 1.9μA(x2 Channels) 4.1mV/μs 10.5KHz 2.1mA 2 10V 1.5mV 0.005pA PDIP-8 Through hole mounting 9.27mm*6.35mm*3.3mm |  |  | General Purpose |  |  | LMC6442 | 0.005 pA |  | 2.1 mA | 1.9µA (x2 Channels) |  |  | 10.5 kHz | [5 empty] | 1 (Unlimited) |  | Through Hole |  | 2 |  |  |  | -40°C ~ 85°C (TJ) |  | Rail-to-Rail |  | 8-DIP (0.300", 7.62mm) | Tube |  | 364323 |  | LMC® |  | 0.0041V/µs | 8-PDIP |  |  |  |  | 1.5 mV |  | 11 V |  |  | 1.8 V | 10538 | https://www.unikeyic.com/media/datasheet/26/6a/5a62/26/9d048730b0c001b41096858e77cb2729.pdf | https://www.unikeyic.com/products/instrumentation-amplifiers/lmc6442in-nopb/33059317.html
LMC6494AEM | Texas Instruments | 100: 4.4234 300: 4.3906 500: 4.3579 1,000: 4.2923 5,000: 4.2596 | 2.6mA(x4 Ch), 1.3V/μs, 1.5MHz, 30mA, 4, 15.5V, 110μV, 0.15pA, SOIC-14, SMD, 8.64mm × 3.91mm × 1.45mm |  |  | CMOS |  |  |  | 0.15 pA |  | 30 mA | 2.6mA (x4 Channels) |  |  | 1.5 MHz | [5 empty] | 1 (Unlimited) |  | Surface Mount |  | 4 |  |  |  | -40°C ~ 125°C (TJ) |  | Rail-to-Rail |  | 14-SOIC (0.154", 3.90mm Width) | Bulk |  |  |  | - |  | 1.3V/µs | 14-SOIC |  |  |  |  | 110 µV |  | 15.5 V |  |  | 2.5 V | 173 | https://www.unikeyic.com/media/datasheet/e6/a9/1827/e6a918270fc0d716ca1f3e9a58d172e2.pdf | https://www.unikeyic.com/products/instrumentation-amplifiers/lmc6494aem/33088883.html
LMC6494AEM/NOPB | Texas Instruments | 100: 5.242 300: 5.2032 500: 5.1644 1,000: 5.0867 5,000: 5.0479 | Texas Instruments Precision Op Amp, Quad, SOIC, Single Supply, SMD, 14-Pin |  |  | CMOS |  |  | LMC6494 | 0.15 pA |  | 30 mA | 2.6mA (x4 Channels) |  |  | 1.5 MHz | [5 empty] | 1 (Unlimited) |  | Surface Mount |  | 4 |  |  |  | -40°C ~ 125°C (TJ) |  | Rail-to-Rail |  | 14-SOIC (0.154", 3.90mm Width) | Tube |  | 132762 |  | - |  | 1.3V/µs | 14-SOIC |  |  |  |  | 110 µV |  | 15.5 V |  |  | 2.5 V | 4456 | https://www.unikeyic.com/media/datasheet/89/ca/7cd0/89ca7cd05099f3482f34d196517bf9c6.pdf | https://www.unikeyic.com/products/instrumentation-amplifiers/lmc6494aem-nopb/33392812.html
LMC6572AIM/NOPB | Texas Instruments | 500: 1.0339 1,000: 1.0183 5,000: 1.0105 | 160μA(x2 Channels) 90mV/μs 220KHz 6mA 2 11V 500μV 10pA SOIC-8 SMD mount 1.5mm(height) |  |  | General Purpose |  |  |  | 10 pA |  | 6 mA | 160µA (x2 Channels) |  |  | 220 kHz | [5 empty] | Vendor Undefined |  | Surface Mount |  | 2 |  |  |  | -40°C ~ 85°C (TJ) |  | Push-Pull, Rail-to-Rail |  | 8-SOIC (0.154", 3.90mm Width) | Bulk |  |  |  | - |  | 0.09V/µs | 8-SOIC |  |  |  |  | 500 µV |  | 11 V |  |  | 2.7 V | 6895 | https://www.unikeyic.com/media/datasheet/1f/d5/f7fe/1fd5f7fee44d8e4c601dd2fb5bf2a492.pdf | https://www.unikeyic.com/products/instrumentation-amplifiers/lmc6572aim-nopb/33365927.html
LMC7101BYM5-TR | Microchip Technology | 10: 0.6409 100: 0.5302 500: 0.4759 1,000: 0.456 2,000: 0.4143 3,000: 0.3987 | Microchip Low Power Op Amp, Single Channel, SOT-23, Single Supply, SMD, 5-Pin |  |  | General Purpose |  |  | LMC7101 | 1 pA |  | 300 mA | 800µA |  |  | 500 kHz | [5 empty] | 1 (Unlimited) |  | Surface Mount |  | 1 |  |  |  | -40°C ~ 85°C |  | Rail-to-Rail |  | SC-74A, SOT-753 |  |  | 1027708 |  | IttyBitty® |  | 0.3V/µs | SOT-23-5 |  |  |  |  | 110 µV |  | 12 V |  |  | 2.7 V | 5760 | https://www.unikeyic.com/media/datasheet/89/3c/aa31/893caa31b5e6baba6bea48e68826a511.pdf | https://www.unikeyic.com/products/instrumentation-amplifiers/lmc7101bym5-tr/33035752.html
LMH6517SQ/NOPB | Texas Instruments | 1,000+: 13.234 | 80mA 5kV/μs 60dB 2 4.5V 5.25V 25mV QFN SMD, Adhesive Mount 5mm × 5mm × 800μm | [49 empty] | 1805 | https://www.unikeyic.com/media/datasheet/93/d1/60f4/93/559c49e2253b9693a772da130765c132.pdf | https://www.unikeyic.com/products/instrumentation-amplifiers/lmh6517sq-nopb/33080820.html
LMH6517SQE/NOPB | Texas Instruments | 25: 14.087 50: 13.5945 100: 13.2989 300: 13.2004 500: 13.1019 1,000: 12.9049 5,000: 12.8064 | 80mA 5kV/μs 60dB 2 4.5V 5.25V 25mV QFN SMD 5mm × 5mm × 800μm |  |  |  |  | Mobile Communications | LMH6517 | [12 empty] | 3 (168 Hours) |  | Surface Mount | [9 empty] | 32-WFQFN Exposed Pad |  |  | 2262904 |  | - |  |  | 32-WQFN (5x5) | [10 empty] | 436 | https://www.unikeyic.com/media/datasheet/93/d1/60f4/93/559c49e2253b9693a772da130765c132.pdf | https://www.unikeyic.com/products/instrumentation-amplifiers/lmh6517sqe-nopb/33525719.html
LMH6517SQX/NOPB | Texas Instruments | 25+: 9.66 100+: 9.3636 500+: 9.2114 1,000+: 9.031 10,000+: 8.5803 | 80mA 5kV/μs 60dB 2 4.5V 5.25V 25mV QFN SMD, Adhesive Mount 5mm × 5mm × 800μm | [49 empty] | 376 | https://www.unikeyic.com/media/datasheet/93/d1/60f4/93/559c49e2253b9693a772da130765c132.pdf | https://www.unikeyic.com/products/instrumentation-amplifiers/lmh6517sqx-nopb/33471112.html
LMH6523SQ/NOPB | Texas Instruments | 25: 18.164 50: 17.5289 100: 17.1479 300: 17.0209 500: 16.8938 1,000: 16.6398 5,000: 16.5128 | 465mA 4 4.75V 5.25V 500μA 1.4GHz QFN SMD, Adhesive Mount |  |  |  |  | Driver, Cellular Base Stations | LMH6523 | [12 empty] | 2 (1 Year) |  | Surface Mount | [9 empty] | 54-WFQFN Exposed Pad |  |  | 3878079 |  | - |  |  | 54-WQFN (10x5.5) | [10 empty] | 3706 | https://www.unikeyic.com/media/datasheet/0b/d9/8dbb/0b/2f0ec69a87e5caac9983be6097b308b6.pdf | https://www.unikeyic.com/products/instrumentation-amplifiers/lmh6523sq-nopb/32995423.html
LMH6553MRE | Texas Instruments | 100: 3.5617 300: 3.5353 500: 3.5089 1,000: 3.4562 5,000: 3.4298 | 95μA@ ±5V SOP SMD |  |  |  |  | Limiting Amplifier | [15 empty] | Surface Mount | [9 empty] | 8-PowerSOIC (0.154", 3.90mm Width) | Bulk |  | 13451049 |  | - |  |  | 8-SO PowerPad | [10 empty] | 217 | https://www.unikeyic.com/media/datasheet/0b/fb/d754/0bfbd754c9c6599182a6087c24b4d016.pdf | https://www.unikeyic.com/products/instrumentation-amplifiers/lmh6553mre/33422455.html
LMP2021MAEVAL/NOPB | Texas Instruments | 1+: 147.0913 | 1.1mA 2.6V/μs 50mA | [49 empty] | 2 | https://www.unikeyic.com/media/datasheet/26/e4/edda/26e4edda04159d99ec8c079382a6dac8.pdf | https://www.unikeyic.com/products/instrumentation-amplifiers/lmp2021maeval-nopb/18230789.html
LMP7701MF/NOPB | Texas Instruments | 1,000: 2.7575 | Texas Instruments Precision Op Amp, Single Channel, SOT-23, Single Supply, SMD, 5-Pin |  |  | General Purpose |  |  | LMP7701 | 0.2 pA |  | 86 mA | 790µA |  |  | 2.5 MHz | [5 empty] | 1 (Unlimited) |  | Surface Mount |  | 1 |  |  |  | -40°C ~ 125°C |  | Rail-to-Rail |  | SC-74A, SOT-753 |  |  | 953446 |  | LMP® |  | 1.1V/µs | SOT-23-5 |  |  |  |  | 37 µV |  | 12 V |  |  | 2.7 V | 6000 | https://www.unikeyic.com/media/datasheet/32/89/4ba4/32/ec69e531a555c98e2f35641bcd91db3b.pdf | https://www.unikeyic.com/products/instrumentation-amplifiers/lmp7701mf-nopb/33060518.html
LMP7711MKE/NOPB | Texas Instruments | 1: 3.3818 10: 2.5329 25: 2.3203 100: 2.0864 | 1.15mA 11.5V/μs 17MHz 66mA 1 5.5V 450μV 0.1pA SOT-23-THIN SMD, Adhesive Mount 2.97mm × 1.65mm × 870μm |  |  | General Purpose |  |  | LMP7711 | 0.1 pA |  | 66 mA | 1.15mA |  |  | 17 MHz | [5 empty] | 1 (Unlimited) |  | Surface Mount |  | 1 |  |  |  | -40°C ~ 125°C |  | Rail-to-Rail |  | SOT-23-6 Thin, TSOT-23-6 |  |  | 2092432 |  | LMP®, PowerWise® |  | 11.5V/µs | SOT-23-THIN |  |  |  |  | 450 µV |  | 5.5 V |  |  | 1.8 V | 119 | https://www.unikeyic.com/media/datasheet/90/57/dd03/90/2653fe977cb0fad748f55c345614f30d.pdf | https://www.unikeyic.com/products/instrumentation-amplifiers/lmp7711mke-nopb/33107162.html
LMP7711MKX/NOPB | Texas Instruments | 10: 1.268 200: 1.2368 500: 1.2057 2,000: 1.1849 | 1.15mA 11.5V/μs 17MHz 66mA 1 5.5V 10μV 0.1pA SOT-23-THIN SMD mount，glue mount 2.97mm*1.65mm*870μm | - |  |  | Industrial | [6 empty] | LMP7711MKX/NOPB Texas Instruments |  |  | 0.1pA | 2.97mm*1.65mm*870μm | 10μV | 5.5V | - |  | SMD mount, glue mount |  | 1 |  | -40℃~125℃ |  |  |  | 66mA |  | SOT-23-THIN |  |  | On sale |  | Tape and reel packaging |  |  |  |  | - | 17MHz | 11.5V/μs | 1.15mA | [6 empty] | 20000 | https://www.unikeyic.com/media/datasheet/90/57/dd03/90/2653fe977cb0fad748f55c345614f30d.pdf | https://www.unikeyic.com/products/instrumentation-amplifiers/lmp7711mkx-nopb/33390725.html
LMP7712MM | Texas Instruments | 1: 1.0089 10: 0.9578 100: 0.9227 500: 0.8798 1,000: 0.8407 | 1.3mA(x2 Channels) 11.5V/μs 17MHz 66mA 10μV 0.1pA VSSOP-10 SMD mount | - |  |  | Industrial | [6 empty] | LMP7712MM Texas Instruments |  |  | 0.1pA |  | 10μV | - | - |  | SMD mount |  | - |  | -40℃~125℃ |  |  |  | 66mA |  | VSSOP-10 |  |  | On sale |  | bulk, Tape and reel packaging |  |  |  |  | - | 17MHz | 11.5V/μs | 1.3mA(x2 Channels) | [7 empty] | https://www.unikeyic.com/media/datasheet/a0/9f/daa9/a09fdaa99d4dae7e8c0cfad2887b9abd.pdf | https://www.unikeyic.com/products/instrumentation-amplifiers/lmp7712mm/33342893.html
LMP7712MM/NOPB | Texas Instruments | 300: 1.9387 500: 1.9243 1,000: 1.8953 5,000: 1.8809 | 1.3mA (x2 Ch) 11.5V/μs 17MHz 66mA 2 5.5V 10μV 0.1pA VSSOP-10 SMD, Adhesive Mount 3mm × 3mm × 860μm |  |  | CMOS |  |  | LMP7712 | 0.1 pA |  | 66 mA | 1.3mA (x2 Channels) |  |  | 17 MHz | [5 empty] | 1 (Unlimited) |  | Surface Mount |  | 2 |  |  |  | -40°C ~ 125°C |  | Rail-to-Rail |  | 10-TFSOP, 10-MSOP (0.118", 3.00mm Width) |  |  | 953448 |  | LMP® |  | 11.5V/µs | 10-VSSOP |  |  |  |  | 10 µV |  | 5.5 V |  |  | 1.8 V | 36356 | https://www.unikeyic.com/media/datasheet/90/57/dd03/90/2653fe977cb0fad748f55c345614f30d.pdf | https://www.unikeyic.com/products/instrumentation-amplifiers/lmp7712mm-nopb/33367166.html
LMP7712MME/NOPB | Texas Instruments | 100: 2.3266 300: 2.3094 500: 2.2921 1,000: 2.2577 5,000: 2.2404 | Op Amp, 1.3mA, x2 Ch, 11.5V/μs, 17MHz, 66mA, 5.5V, 10μV, 0.1pA, VSSOP-10, SMD, Adhesive Mount, 3mm × 3mm × 860μm |  |  | CMOS |  |  | LMP7712 | 0.1 pA |  | 66 mA | 1.3mA (x2 Channels) |  |  | 17 MHz | [5 empty] | 1 (Unlimited) |  | Surface Mount |  | 2 |  |  |  | -40°C ~ 125°C |  | Rail-to-Rail |  | 10-TFSOP, 10-MSOP (0.118", 3.00mm Width) |  |  | 2092433 |  | LMP® |  | 11.5V/µs | 10-VSSOP |  |  |  |  | 10 µV |  | 5.5 V |  |  | 1.8 V | 34125 | https://www.unikeyic.com/media/datasheet/90/57/dd03/90/2653fe977cb0fad748f55c345614f30d.pdf | https://www.unikeyic.com/products/instrumentation-amplifiers/lmp7712mme-nopb/33367069.html
LMP8358MA/NOPB | Texas Instruments | 25+: 5.26 100+: 5.1 500+: 5.0138 1,000+: 4.917 10,000+: 4.6731 | Op Amp 3V-5.5V 240MHz 139dB 1.9mA 41mA 900nV 6pA 930kHz SOIC-14 SMD 8.64mm × 3.91mm × 1.45mm | [49 empty] | 2434 | https://www.unikeyic.com/media/datasheet/d0/11/b9e2/d011b9e272a173c935e08437e970df7f.pdf | https://www.unikeyic.com/products/instrumentation-amplifiers/lmp8358ma-nopb/33556089.html
LMP8358MT/NOPB | Texas Instruments | 100: 6.0463 300: 6.0015 500: 5.9567 1,000: 5.8671 5,000: 5.8223 | Op Amp 2.7V-5.5V 11V/μs 240MHz 139dB 41mA 900nV 6pA 930kHz TSSOP-14 SMD 1.05mm H |  | 930 kHz | Zero-Drift |  |  | LMP8358 | 6 pA |  | 41 mA | 1.9mA |  |  | 240 MHz | [5 empty] | 1 (Unlimited) |  | Surface Mount |  | 1 |  |  |  | -40°C ~ 125°C |  | Rail-to-Rail |  | 14-TSSOP (0.173", 4.40mm Width) | Tube |  | 2285991 |  | LMP® |  | 11V/µs | 14-TSSOP |  |  |  |  | 0.9 µV |  | 5.5 V |  |  | 2.7 V | 6716 | https://www.unikeyic.com/media/datasheet/2d/97/f365/2d/40f577faea3214431b86b8662d915cc7.pdf | https://www.unikeyic.com/products/instrumentation-amplifiers/lmp8358mt-nopb/33509167.html
LMV321 | CJ | 5: 0.0805 50: 0.0651 150: 0.0574 500: 0.0517 3,000: 0.0458 6,000: 0.0434 | 60μA 520mV/μs 70MHz 70dB 27mA 1 2.1V 5.5V 6mV 10pA 1MHz SOT-23-5L SMD mount | 1MHz |  |  | Commercial Grade | [6 empty] | LMV321 CJ |  |  | 10pA |  | 6mV | 5.5V | 2.1V |  | SMD mount |  | 1 |  | 0℃~70℃ |  |  |  | 27mA |  | SOT-23-5L | [9 empty] | 70dB | 70MHz | 520mV/μs | 60μA | [7 empty] | https://www.unikeyic.com/media/datasheet/4d/70/af76/4d/056845b8b801c2fea8af4e2903d0448f.pdf | https://www.unikeyic.com/products/instrumentation-amplifiers/lmv321/33448690.html
LMV321AUIDBVR | Texas Instruments | 1: 0.1738 10: 0.1386 30: 0.1064 100: 0.1 3,000: 0.0946 6,000: 0.0909 | 70μA 1.7V/μs 1MHz 40mA 1mV 10pA SOT-23-5 SMD mount，glue mount |  |  | General Purpose |  |  | LMV321 | 10 pA |  | 40 mA | 70µA |  |  | 1 MHz | [5 empty] | 1 (Unlimited) |  | Surface Mount |  | 1 |  |  |  | -40°C ~ 125°C (TA) |  | - |  | SC-74A, SOT-753 |  |  | 11570506 |  | - |  | 1.7V/µs | SOT-23-5 |  |  |  |  | 1 mV |  | 5.5 V |  |  | 2.5 V |  | https://www.unikeyic.com/media/datasheet/99/a5/f8c4/99a5f8c41caca85e3125ca857b83d112.pdf | https://www.unikeyic.com/products/instrumentation-amplifiers/lmv321auidbvr/33064395.html
LMV324IPT | STMicroelectronics | 100: 0.4423 500: 0.4349 1,000: 0.4239 5,000: 0.4165 10,000: 0.4091 | STMicroelectronics Low Power Op Amp, Quad, TSSOP-14, Single Supply, SMD |  |  | General Purpose |  |  | LMV324 | 16 nA |  | 160 mA | 162µA |  |  | 1.3 MHz | [5 empty] | 1 (Unlimited) |  | Surface Mount |  | 4 |  |  |  | -40°C ~ 125°C |  | Rail-to-Rail |  | 14-TSSOP (0.173", 4.40mm Width) |  |  | 1848942 |  | - |  | 0.45V/µs | 14-TSSOP |  |  |  |  | 100 µV |  | 6 V |  |  | 2.7 V | 6436 | https://www.unikeyic.com/media/datasheet/8e/52/ddbb/8e52ddbb660c6e26a8e5b7c7dfb8a5d7.pdf | https://www.unikeyic.com/products/instrumentation-amplifiers/lmv324ipt/33556173.html
LMV324M | Texas Instruments | 500: 0.9309 1,000: 0.9169 5,000: 0.9099 | Op Amp x2 Ch 160mA 410μA 1V/μs 1MHz 2.7V-5.5V SOIC-14 SMD 1.75mm H 1.7mV 15nA |  |  | General Purpose |  |  |  | 15 nA |  | 160 mA | 410µA (x4 Channels) |  |  | 1 MHz | [5 empty] | 1 (Unlimited) |  | Surface Mount |  | 4 |  |  |  | -40°C ~ 125°C |  | Rail-to-Rail |  | 14-SOIC (0.154", 3.90mm Width) | Bulk |  | 12603948 |  | LMV® |  | 1V/µs | 14-SOIC |  |  |  |  | 1.7 mV |  | 5.5 V |  |  | 2.7 V | 101448 | https://www.unikeyic.com/media/datasheet/04/fa/bad3/04fabad3822bcf2020d961c5b572827b.pdf | https://www.unikeyic.com/products/instrumentation-amplifiers/lmv324m/33419869.html
LMV324Q3MA/NOPB | Texas Instruments | 500: 0.9384 1,000: 0.9242 5,000: 0.9172 | 410μA 1V/μs 1MHz 60mA 4 5.5V 1.7mV 15nA SOIC-14 SMD |  |  | General Purpose |  |  | LMV324 | 15 nA |  | 160 mA | 410µA (x4 Channels) |  |  | 1 MHz | [5 empty] | 1 (Unlimited) |  | Surface Mount |  | 4 |  |  |  | -40°C ~ 125°C |  | Rail-to-Rail |  | 14-SOIC (0.154", 3.90mm Width) | Tape & Reel (TR) |  | 13504251 |  | LMV® |  | 1V/µs | 14-SOIC |  |  |  |  | 1.7 mV |  | 5.5 V |  |  | 2.7 V | 103128 | https://www.unikeyic.com/media/datasheet/bb/a0/3124/bb/638e3a4efee1642548b8d2cb628db628.pdf | https://www.unikeyic.com/products/instrumentation-amplifiers/lmv324q3ma-nopb/33426117.html
LMV358AQDGKRQ1 | Texas Instruments | 1+: 0.4781 100+: 0.3688 1,250+: 0.321 2,500+: 0.3056 | 70μA (x2 Ch) 1.7V/μs 1MHz 40mA 1mV 10pA VSSOP-8 SMD, Adhesive Mount | [49 empty] | 1558 |  | https://www.unikeyic.com/products/instrumentation-amplifiers/lmv358aqdgkrq1/33508034.html
LMV358AQDRQ1 | Texas Instruments | 5: 0.2986 50: 0.2318 150: 0.2044 500: 0.17 | 70μA(x2 Channels) 1.7V/μs 1MHz 40mA 2 2.5V ±2.75V，5.5V 1mV 10pA SOIC-8 SMD mount，glue mount |  |  | General Purpose |  |  | LMV358 | 10 pA |  | 40 mA | 70µA (x2 Channels) |  |  | 1 MHz | [5 empty] | 1 (Unlimited) |  | Surface Mount |  | 2 |  |  |  | -40°C ~ 125°C (TA) |  | Rail-to-Rail |  | 8-SOIC (0.154", 3.90mm Width) |  |  | 13174028 |  | LMV® |  | 1.7V/µs | 8-SOIC |  |  |  |  | 1 mV |  | 5.5 V |  |  | 2.5 V |  | https://www.unikeyic.com/media/datasheet/a7/1d/32ba/a71d32ba435a6dbbf938bce2f4a744d7.pdf | https://www.unikeyic.com/products/instrumentation-amplifiers/lmv358aqdrq1/33477497.html
LMV712Q1MM/NOPB | Texas Instruments | 300: 1.4225 500: 1.4119 1,000: 1.3907 5,000: 1.3801 | 1.17mA 5V/μs 5MHz 2 400μV 5.5pA MSOP-10 SMD mount 950μm(height) |  |  | General Purpose |  |  | LMV712 | 5.5 pA |  | 50 mA | 1.22mA (x2 Channels) |  |  | 5 MHz | [5 empty] | 1 (Unlimited) |  | Surface Mount |  | 2 |  |  |  | -40°C ~ 125°C |  | Rail-to-Rail |  | 10-TFSOP, 10-MSOP (0.118", 3.00mm Width) |  |  | 6572255 |  | LMV® |  | 5V/µs | 10-VSSOP |  |  |  |  | 400 µV |  | 5.5 V |  |  | 2.7 V | 30350 | https://www.unikeyic.com/media/datasheet/32/83/e18f/32/e2e570649bad0883442ab8a98c56c4c2.pdf | https://www.unikeyic.com/products/instrumentation-amplifiers/lmv712q1mm-nopb/33418705.html
LMV791TDA2 | Texas Instruments | 10+: 9.7773 | Op Amp, 1.15mA, 9.5V/μs, 17MHz, 21mA, 1.35mV, 1pA, SMD | [49 empty] | 19 | https://www.unikeyic.com/media/datasheet/51/ec/1de6/51/70f2b5b6a24ed28f02543102bc882b9d.pdf | https://www.unikeyic.com/products/instrumentation-amplifiers/lmv791tda2/32995505.html
LMV931Q1MF/NOPB | Texas Instruments | 1,000: 1.2004 2,000: 1.1686 3,000: 1.1526 5,000: 1.135 7,000: 1.1246 | Op Amp, 116μA, 420mV/μs, 1.5MHz, 1-Ch, 1.8V to 5V, 1mV Offset, 14nA IB, SOT-23, SMD, 1.1mm H |  |  | General Purpose |  |  | LMV931 | 14 nA |  |  | 116µA |  |  | 1.5 MHz | [5 empty] | 1 (Unlimited) |  | Surface Mount |  | 1 |  |  |  | -40°C ~ 125°C |  | Rail-to-Rail |  | SC-74A, SOT-753 |  |  | 4251215 |  | - |  | 0.42V/µs | SOT-23-5 |  |  |  |  | 1 mV |  | 5.5 V |  |  | 1.8 V | 5828 | https://www.unikeyic.com/media/datasheet/f4/fe/5313/f4/2599c81cdea61367e5a063e0693ba11d.pdf | https://www.unikeyic.com/products/instrumentation-amplifiers/lmv931q1mf-nopb/33536552.html
LMV931SQ3T2G | ON Semiconductor | 1: 0.1775 10: 0.1416 30: 0.1087 100: 0.1022 3,000: 0.0966 6,000: 0.0929 | onsemi Low voltage operational amplifier, single channel, SC-88Aencapsulation, Single power supply, surface mount, 5Pin |  |  | General Purpose |  |  | LMV931 | 1 nA |  | 100 mA | 116µA |  |  | 1.5 MHz | [5 empty] | 1 (Unlimited) |  | Surface Mount |  | 1 |  |  |  | -40°C ~ 125°C |  | Rail-to-Rail |  | 5-TSSOP, SC-70-5, SOT-353 |  |  |  |  | - |  | 0.48V/µs | SC-88A (SC-70-5/SOT-353) |  |  |  |  | 1 mV |  | 5.5 V |  |  | 1.8 V |  | https://www.unikeyic.com/media/datasheet/98/87/5d31/98875d31777b2c5f9b82e0a1ffbd04cf.pdf | https://www.unikeyic.com/products/instrumentation-amplifiers/lmv931sq3t2g/33361952.html
LMV932Q1MA/NOPB | Texas Instruments | 300: 1.6394 500: 1.6271 1,000: 1.6027 5,000: 1.5904 | Op Amp, 116μA, 420mV/μs, 1.5MHz, 2-Ch, 5V, 1mV, 14nA, SOP, SMD, 1.5mm H |  |  | General Purpose |  |  | LMV932 | 14 nA |  | 100 mA | 116µA (x2 Channels) |  |  | 1.5 MHz | [5 empty] | 1 (Unlimited) |  | Surface Mount |  | 2 |  |  |  | -40°C ~ 125°C |  | Rail-to-Rail |  | 8-SOIC (0.154", 3.90mm Width) | Tube |  | 6572121 |  | LMV® |  | 0.42V/µs | 8-SOIC |  |  |  |  | 1 mV |  | 5.5 V |  |  | 1.8 V | 69297 | https://www.unikeyic.com/media/datasheet/d0/57/0866/d0/ea1cc20a40329771abe97c27db1c1e56.pdf | https://www.unikeyic.com/products/instrumentation-amplifiers/lmv932q1ma-nopb/33350558.html
LMV981MF | Texas Instruments | 500: 1.1021 1,000: 1.0855 5,000: 1.0772 | 116μA 420mV/μs 1.5MHz 100mA 1-Ch 5V 1mV 14nA SOT-23-6 SMD, Adhesive Mount, 2.92mm × 1.6mm × 1.02mm Op Amp |  |  | General Purpose |  |  | LMV981 | 14 nA |  | 100 mA | 116µA |  |  | 1.5 MHz | [5 empty] | 1 (Unlimited) |  | Surface Mount |  | 1 |  |  |  | -40°C ~ 125°C |  | Rail-to-Rail |  | SOT-23-6 |  |  | 3698119 |  | - |  | 0.42V/µs | SOT-23-6 |  |  |  |  | 1 mV |  | 5 V |  |  | 1.8 V | 126212 | https://www.unikeyic.com/media/datasheet/20/bc/6b6d/20/b9e38eb90b8bcb94d55174f9c7819b41.pdf | https://www.unikeyic.com/products/instrumentation-amplifiers/lmv981mf/33523063.html
LMV981MF/NOPB | Texas Instruments | 1,000+: 0.9759 2,000+: 0.9491 3,000+: 0.9356 5,000+: 0.9207 7,000+: 0.912 10,000+: 0.9036 | Op Amp 116μA 420mV/μs 1.5MHz 100mA 1Ch 5V 1mV 14nA SOT-23-6, SMD, Adhesive Mount, 2.92mm × 1.6mm × 1.02mm | [49 empty] | 1089 | https://www.unikeyic.com/media/datasheet/20/bc/6b6d/20/b9e38eb90b8bcb94d55174f9c7819b41.pdf | https://www.unikeyic.com/products/instrumentation-amplifiers/lmv981mf-nopb/33421092.html
LMXA201 | MAGLITE | 1: 24.8252 5: 20.4273 | Mag-Lite Flashlight Bulb, Adapter Socket for 2C/2D Xenon | - | [9 empty] | LMXA201 MAGLITE |  |  | - |  | - | - | - |  |  |  | - | [5 empty] | - | [11 empty] | - | - | - | - | [6 empty] | 14 | https://www.unikeyic.com/media/datasheet/de/ea/e73b/de/e0c721531f46d169ab109e9397e01e29.pdf | https://www.unikeyic.com/products/instrumentation-amplifiers/lmxa201/33409587.html
LOG2112AIDW | Texas Instruments | 1+: 36.3913 100+: 32.3477 250+: 26.5925 1,000+: 23.7853 | 1.25mA 500mV/μs 1.4MHz 100dB(Typ) 2Ch 36V 300μV 5pA 45kHz SOIC-16 SMD, 2.35mm H | [49 empty] | 2778 | https://www.unikeyic.com/media/datasheet/3d/f6/d6af/3d/a0584672e83761bc7469319a440f43d0.pdf | https://www.unikeyic.com/products/instrumentation-amplifiers/log2112aidw/33515593.html
LOG2112AIDWR | Texas Instruments | 1: 30.34 25: 29.315 50: 28.29 100: 27.675 300: 27.47 500: 27.265 1,000: 26.855 5,000: 26.65 | 1.25mA 500mV/μs 1.4MHz 100dB(Typ) 2-Ch 36V 300μV 5pA 45kHz SOIC-16 SMD, Adhesive Mount |  |  |  |  | Communication | LOG2112 | [12 empty] | 3 (168 Hours) |  | Surface Mount | [9 empty] | 16-SOIC (0.295", 7.50mm Width) | Tape & Reel (TR) |  | 1510707 |  | - |  |  | 16-SOIC | [10 empty] | 1058 | https://www.unikeyic.com/media/datasheet/3d/f6/d6af/3d/a0584672e83761bc7469319a440f43d0.pdf | https://www.unikeyic.com/products/instrumentation-amplifiers/log2112aidwr/33039799.html
LT1168IS8#PBF | Analog Devices | 10: 13.0871 100: 12.5837 500: 11.7783 1,000: 11.3757 3,000: 10.973 | 350μA 500mV/μs 400kHz 140dB 32mA 1-Ch 40V 20μV 80pA SOIC-8 SMD 1.75mm H |  |  | Instrumentation |  |  | LT1168 | 80 pA |  | 32 mA | 350µA |  |  | 400 kHz | [5 empty] | 1 (Unlimited) |  | Surface Mount |  | 1 |  |  |  | -40°C ~ 85°C |  | - |  | 8-SOIC (0.154", 3.90mm Width) | Tube |  |  |  | - |  | 0.5V/µs | 8-SO |  |  |  |  | 20 µV |  | 36 V |  |  | 4.6 V | 545 | https://www.unikeyic.com/media/datasheet/20/64/44a5/20/ec47a178f1f57ab96b6f788d5efa0693.pdf | https://www.unikeyic.com/products/instrumentation-amplifiers/lt1168is8-pbf/33422592.html
LT6016IMS8#TRPBF | Analog Devices | 10: 6.1073 100: 5.8724 300: 5.6375 | 325μA 800mV/μs 3.3MHz 126dB 25mA 2-Ch 50V 55μV 2nA MSOP-8 SMD 3mm × 3mm × 860μm |  |  | General Purpose |  |  | LT6016 | 2 nA |  | 32 mA | 325µA (x2 Channels) |  |  | 3.3 MHz | [5 empty] | 1 (Unlimited) |  | Surface Mount |  | 2 |  |  |  | -40°C ~ 85°C |  | Rail-to-Rail |  | 8-TSSOP, 8-MSOP (0.118", 3.00mm Width) |  |  | 7932611 |  | LT® |  | 0.8V/µs | 8-MSOP |  |  |  |  | 55 µV |  | 50 V |  |  | 3 V | 2500 | https://www.unikeyic.com/media/datasheet/0b/fb/b5a1/0b/abf1e641e91daafe672d455a5c376632.pdf | https://www.unikeyic.com/products/instrumentation-amplifiers/lt6016ims8-trpbf/33394081.html
LT6016MPMS8#TRPBF | Analog Devices | 10: 6.5435 100: 6.2919 300: 6.0402 | 325μA 800mV/μs 3.3MHz 126dB 25mA 2 50V 55μV 2nA MSOP-8 SMD 3mm × 3mm × 860μm |  |  | General Purpose |  |  | LT6016 | 2 nA |  | 32 mA | 325µA (x2 Channels) |  |  | 3.3 MHz | [5 empty] | 1 (Unlimited) |  | Surface Mount |  | 2 |  |  |  | -55°C ~ 150°C |  | Rail-to-Rail |  | 8-TSSOP, 8-MSOP (0.118", 3.00mm Width) |  |  | 11507010 |  | LT® |  | 0.8V/µs | 8-MSOP |  |  |  |  | 55 µV |  | 50 V |  |  | 3 V | 2500 | https://www.unikeyic.com/media/datasheet/0b/fb/b5a1/0b/abf1e641e91daafe672d455a5c376632.pdf | https://www.unikeyic.com/products/instrumentation-amplifiers/lt6016mpms8-trpbf/33098211.html
LT6100IMS8#TRPBF | Analog Devices | 1: 4.6706 10: 3.8155 30: 3.4343 100: 2.9857 300: 2.8035 | 60μA 50mV/μs 150KHz 120dB 15mA 1 36V 80μV 150KHz MSOP SMD mount 3mm*3mm*860μm |  | 150 kHz | Current Sense |  |  | LT6100 |  |  | 15 mA | 60µA | [8 empty] | 1 (Unlimited) |  | Surface Mount |  | 1 |  |  |  | -40°C ~ 85°C |  | - |  | 8-TSSOP, 8-MSOP (0.118", 3.00mm Width) |  |  |  |  | - |  | 0.05V/µs | 8-MSOP |  |  |  |  | 80 µV |  | 36 V |  |  | 2.7 V |  | https://www.unikeyic.com/media/datasheet/9f/b1/8ac2/9f/0450f3248c5d43f3040c22660d301fa8.pdf | https://www.unikeyic.com/products/instrumentation-amplifiers/lt6100ims8-trpbf/33461471.html
LT6105CDCB#TRPBF | Analog Devices | 10: 3.2718 100: 3.1459 300: 3.0201 | Op Amp 36V 240μA 1mA 100μV 2V/μs 100kHz DFN-6 SMD 2mm × 3mm × 750μm |  | 100 kHz | Current Sense |  |  | LT6105 |  |  | 1 mA | 240µA | [8 empty] | 1 (Unlimited) |  | Surface Mount |  | 1 |  |  |  | 0°C ~ 70°C |  | - |  | 6-WFDFN Exposed Pad |  |  | 1931129 |  | - |  | 2V/µs | 6-DFN (2x3) |  |  |  |  | 100 µV |  | 36 V |  |  | 2.85 V | 2500 | https://www.unikeyic.com/media/datasheet/95/e1/ef63/95/f94ae8e1d5e6dcaad99a1c7b69cf1fe0.pdf | https://www.unikeyic.com/products/instrumentation-amplifiers/lt6105cdcb-trpbf/33410866.html
LT6106IS5#TRMPBF | Analog Devices | 10: 4.5427 50: 4.1705 100: 3.8823 200: 3.6342 300: 3.4204 500: 3.2066 | 70μA 106dB 1mA 1 2.7V 36V 150μV 40nA 200kHz SOT SMD 2.9mm(L) × 1mm(H) |  | 200 kHz | Current Sense |  |  | LT6106 | 40 nA |  | 1 mA | 70µA | [8 empty] | 1 (Unlimited) |  | Surface Mount |  | 1 |  |  |  | -40°C ~ 85°C |  | - |  | SOT-23-5 Thin, TSOT-23-5 |  |  | 5965278 |  | - |  | - | TSOT-23-5 |  |  |  |  | 150 µV |  | 36 V |  |  | 2.7 V | 100 | https://www.unikeyic.com/media/datasheet/8d/49/41d9/8d4941d99b1feb351a5c70d0f391e96e.pdf | https://www.unikeyic.com/products/instrumentation-amplifiers/lt6106is5-trmpbf/33553566.html
LT6202IS5#TRPBF | Analog Devices | 1: 7.8678 10: 6.8198 50: 6.3814 100: 5.9433 | 2.8mA 25V/μs 100MHz 85dB 40mA 1 2.5V ±6.3V，12.6V 2.6mV 3.8μA 100MHz SOT SMD mount 2.9mm(Length)*1mm(height) |  |  | General Purpose |  |  | LT6202 | 3.8 µA |  | 40 mA | 2.8mA |  |  | 100 MHz | [5 empty] | 1 (Unlimited) |  | Surface Mount |  | 1 |  |  |  | -40°C ~ 85°C |  | Rail-to-Rail |  | SOT-23-5 Thin, TSOT-23-5 |  |  | 9843606 |  | - |  | 25V/µs | TSOT-23-5 |  |  |  |  | 2.6 mV |  | 12.6 V |  |  | 2.5 V |  | https://www.unikeyic.com/media/datasheet/3e/4a/6744/3e/552c82685540449a9d8f85bb54ef9d75.pdf | https://www.unikeyic.com/products/instrumentation-amplifiers/lt6202is5-trpbf/33002069.html
LT6203IMS8#PBF | Analog Devices | 1: 9.0777 10: 7.7956 30: 6.9387 100: 6.4426 | 2.8mA(x2 Channels) 25V/μs 100MHz 85dB 40mA 2 2.5V ±6.3V，12.6V 2.6mV 3.8μA 100MHz MSOP-8 SMD mount 3mm*3mm*860μm |  |  | General Purpose |  |  | LT6203 | 3.8 µA |  | 40 mA | 2.8mA (x2 Channels) |  |  | 100 MHz | [5 empty] | 1 (Unlimited) |  | Surface Mount |  | 2 |  |  |  | -40°C ~ 85°C |  | Rail-to-Rail |  | 8-TSSOP, 8-MSOP (0.118", 3.00mm Width) | Tube |  | 961324 |  | LT® |  | 25V/µs | 8-MSOP |  |  |  |  | 2.6 mV |  | 12.6 V |  |  | 2.5 V |  | https://www.unikeyic.com/media/datasheet/a0/53/efe6/a053efe60460a5f52f43b92b5025da28.pdf | https://www.unikeyic.com/products/instrumentation-amplifiers/lt6203ims8-pbf/33395249.html
LTC1100CN8#PBF | Analog Devices | 10: 21.5296 100: 20.3121 500: 19.295 | 2.4mA 3V/μs 18KHz 115dB 1 18V 1μV 2.5pA PDIP-8 Through hole mounting 6.48mm(width)*3.3mm(height) |  |  | Zero-Drift |  |  | LTC1100 | 2.5 pA |  |  | 2.4mA |  |  | 18 kHz | [5 empty] | 1 (Unlimited) |  | Through Hole |  | 1 |  |  |  | -40°C ~ 85°C |  | - |  | 8-DIP (0.300", 7.62mm) | Tube |  | 889486 |  | LTCMOS™ |  | - | 8-PDIP |  |  |  |  | 1 µV |  | 16 V |  |  | 5 V | 1626 | https://www.unikeyic.com/media/datasheet/06/50/ab53/06/cf4b8acbacdccad413d8b43f844db1b2.pdf | https://www.unikeyic.com/products/instrumentation-amplifiers/ltc1100cn8-pbf/33554892.html
LTC1992CMS8#TRPBF | Analog Devices | 10: 6.1073 100: 5.8724 500: 5.4966 1,000: 5.3086 3,000: 5.1207 | 700μA 1.5V/μs 3.2MHz 90dB 30mA 1-Ch 2.7V 12V 250μV 2pA Op Amp, MSOP-8, SMD, Adhesive Mount, 3mm × 3mm × 860μm |  |  | Differential |  |  | LTC1992 | 2 pA |  | 30 mA | 700µA |  |  | 3.2 MHz | [5 empty] | 1 (Unlimited) |  | Surface Mount |  | 1 |  |  |  | 0°C ~ 70°C |  | Differential, Rail-to-Rail |  | 8-TSSOP, 8-MSOP (0.118", 3.00mm Width) |  |  | 8126023 |  | - |  | 1.5V/µs | 8-MSOP |  |  |  |  | 250 µV |  | 11 V |  |  | 2.7 V | 6854 | https://www.unikeyic.com/media/datasheet/05/74/72ac/05/a2feaa88e2a672330a3b3a5b330349fe.pdf | https://www.unikeyic.com/products/instrumentation-amplifiers/ltc1992cms8-trpbf/33016802.html
LTC2053IMS8#TRPBF | Analog Devices | 1: 11.3326 10: 9.7321 30: 8.6623 100: 8.043 | Op Amp 950μA 200mV/μs 200kHz 118dB 10mA 1Ch 11V 5μV 4nA MSOP-8 SMD, Adhesive Mount 3mm × 3mm × 860μm |  |  | Zero-Drift |  |  | LTC2053 | 4 nA |  |  | 950µA |  |  | 200 kHz | [5 empty] | 1 (Unlimited) |  | Surface Mount |  | 1 |  |  |  | -40°C ~ 85°C |  | Rail-to-Rail |  | 8-TSSOP, 8-MSOP (0.118", 3.00mm Width) |  |  | 7931003 |  | - |  | 0.2V/µs | 8-MSOP |  |  |  |  | 5 µV |  | 11 V |  |  | 2.7 V |  | https://www.unikeyic.com/media/datasheet/f5/fb/8688/f5/434a33c898b7b236fa52ff2f5fa17da7.pdf | https://www.unikeyic.com/products/instrumentation-amplifiers/ltc2053ims8-trpbf/33423413.html
LTC2054CS5#TRPBF | Analog Devices | 10: 4.3624 100: 4.1946 300: 4.0268 | Op Amp, 140μA, 500mV/μs, 500kHz, 130dB, 4mA, 1Ch, 2.7V~6V, 500nV, 1pA, SOT-5, SMD, 1mm H |  |  | Zero-Drift |  |  | LTC2054 | 1 pA |  |  | 140µA |  |  | 500 kHz | [5 empty] | 1 (Unlimited) |  | Surface Mount |  | 1 |  |  |  | 0°C ~ 70°C |  | Rail-to-Rail |  | SOT-23-5 Thin, TSOT-23-5 |  |  | 7915566 |  | - |  | 0.5V/µs | TSOT-23-5 |  |  |  |  | 0.5 µV |  | 6 V |  |  | 2.7 V | 2490 | https://www.unikeyic.com/media/datasheet/37/4f/5386/37/96c37a9aefd668e46f2ace5aa2bbb971.pdf | https://www.unikeyic.com/products/instrumentation-amplifiers/ltc2054cs5-trpbf/33355511.html
LTC2057IMS#TRPBF | Analog Devices | 10: 3.708 100: 3.5654 500: 3.3372 1,000: 3.2231 3,000: 3.109 | 900μA 450mV/μs 1.5MHz 150dB 26mA 1-Ch 36V 500nV 30pA MSOP-10 SMD |  |  | Zero-Drift |  |  | LTC2057 | 30 pA |  |  | 900µA |  |  | 1.5 MHz | [5 empty] | 1 (Unlimited) |  | Surface Mount |  | 1 |  |  |  | -40°C ~ 85°C |  | Rail-to-Rail |  | 10-TFSOP, 10-MSOP (0.118", 3.00mm Width) |  |  | 4155670 |  | - |  | 0.45V/µs | 10-MSOP |  |  |  |  | 0.5 µV |  | 36 V |  |  | 4.75 V | 2500 | https://www.unikeyic.com/media/datasheet/34/74/2578/34/8a1a1d27301eb6fdf049e78633cc849f.pdf | https://www.unikeyic.com/products/instrumentation-amplifiers/ltc2057ims-trpbf/33069369.html
LTC2066ISC6#TRMPBF | Analog Devices | 10: 2.7265 100: 2.6216 500: 2.4538 1,000: 2.3699 3,000: 2.286 | 7.5μA 17.5mV/μs 100kHz 123dB 13mA 1-Ch 1.7V-5.25V 1μV 5pA SC-70-6 SMD |  |  | Zero-Drift |  |  | LTC2066 | 5 pA |  |  | 7.5µA |  |  | 100 kHz | [5 empty] | 1 (Unlimited) |  | Surface Mount |  | 1 |  |  |  | -40°C ~ 85°C |  | Rail-to-Rail |  | 6-TSSOP, SC-88, SOT-363 |  |  | 7943001 |  | - |  | 0.0175V/µs | SC-70-6 |  |  |  |  | 1 µV |  | 5.25 V |  |  | 1.7 V | 457 | https://www.unikeyic.com/media/datasheet/f2/ef/e00d/f2efe00dad92ad994489eb5262ac65bb.pdf | https://www.unikeyic.com/products/instrumentation-amplifiers/ltc2066isc6-trmpbf/33476342.html
LTC6090CS8E#TRPBF | Analog Devices |  | Op Amp, 2.8mA, 21V/μs, 12MHz, 125dB, 50mA, 1Ch, ±70V, 140V, 330μV, 3pA, SOP, SMD, 1.1mm H |  |  | General Purpose |  |  | LTC6090 | 3 pA |  |  | 2.8mA |  |  | 12 MHz | [5 empty] | 3 (168 Hours) |  | Surface Mount |  | 1 |  |  |  | 0°C ~ 70°C |  | Rail-to-Rail |  | 8-SOIC (0.154", 3.90mm Width) Exposed Pad |  |  | 8322033 |  | - |  | 21V/µs | 8-SOIC-EP |  |  |  |  | 330 µV |  | 140 V |  |  | 9.5 V |  | https://www.unikeyic.com/media/datasheet/44/02/d360/44/3b110b1a25afc4c660595f16d1f4b3a7.pdf | https://www.unikeyic.com/products/instrumentation-amplifiers/ltc6090cs8e-trpbf/33367193.html
LTC6101AHS5#TRMPBF | Analog Devices | 10: 6.8257 50: 6.3764 100: 6.0495 250: 5.7818 500: 5.5678 1,000: 5.3535 | Sensor/IC 375μA 200kHz 1mA 1Ch 60V 85μV 100nA SOT SMD 2.9mm L × 1mm H |  |  | Current Sense |  |  | LTC6101 | 100 nA |  | 1 mA | 375µA |  |  | 200 kHz | [5 empty] | 1 (Unlimited) |  | Surface Mount |  | 1 |  |  |  | -40°C ~ 125°C |  | - |  | SOT-23-5 Thin, TSOT-23-5 |  |  |  |  | - |  | - | TSOT-23-5 |  |  |  |  | 85 µV |  | 60 V |  |  | 4 V | 500 | https://www.unikeyic.com/media/datasheet/53/2d/8e6c/53/53010b3da8c672efe4058765cf74263d.pdf | https://www.unikeyic.com/products/instrumentation-amplifiers/ltc6101ahs5-trmpbf/33000810.html
LTC6101HVAIS5#TRPBF | Analog Devices | 10: 4.7986 100: 4.614 300: 4.4295 | 350μA 200kHz 1mA 100V 85μV 100nA TSOT-23-5 Op Amp, SMD, 2.9mm L × 1mm H |  |  | Current Sense |  |  | LTC6101 | 100 nA |  | 1 mA | 350µA |  |  | 200 kHz | [5 empty] | 1 (Unlimited) |  | Surface Mount |  | 1 |  |  |  | -40°C ~ 85°C |  | - |  | SOT-23-5 Thin, TSOT-23-5 |  |  | 16354587 |  | - |  | - | TSOT-23-5 |  |  |  |  | 85 µV |  | 100 V |  |  | 5 V | 2470 | https://www.unikeyic.com/media/datasheet/53/2d/8e6c/53/53010b3da8c672efe4058765cf74263d.pdf | https://www.unikeyic.com/products/instrumentation-amplifiers/ltc6101hvais5-trpbf/33518203.html
LTC6101HVBCS5#TRPBF | Analog Devices | 10: 4.7986 100: 4.614 300: 4.4295 | 350μA, 200kHz, 1mA, 1-Ch, 100V, 150μV, 100nA, TSOT-23-5, SMD, 2.9mm(L) × 1mm(H) |  |  | Current Sense |  |  | LTC6101 | 100 nA |  | 1 mA | 350µA |  |  | 200 kHz | [5 empty] | 1 (Unlimited) |  | Surface Mount |  | 1 |  |  |  | 0°C ~ 70°C |  | - |  | SOT-23-5 Thin, TSOT-23-5 | Tape & Reel (TR) |  |  |  | - |  | - | TSOT-23-5 |  |  |  |  | 150 µV |  | 100 V |  |  | 5 V | 2500 | https://www.unikeyic.com/media/datasheet/53/2d/8e6c/53/53010b3da8c672efe4058765cf74263d.pdf | https://www.unikeyic.com/products/instrumentation-amplifiers/ltc6101hvbcs5-trpbf/33368522.html
LTC6101HVCHS5#TRPBF | Analog Devices | 10: 4.7986 100: 4.614 300: 4.4295 | Op Amp 350μA 200kHz 1mA 1-Ch 100V 400μV 100nA TSOT-23-5 SMD 2.9mm L × 1mm H |  |  | Current Sense |  |  | LTC6101 | 100 nA |  | 1 mA | 350µA |  |  | 200 kHz | [5 empty] | 1 (Unlimited) |  | Surface Mount |  | 1 |  |  |  | 0°C ~ 70°C |  | - |  | SOT-23-5 Thin, TSOT-23-5 | Tape & Reel (TR) |  | 1621382 |  | - |  | - | TSOT-23-5 |  |  |  |  | 400 µV |  | 100 V |  |  | 5 V | 2500 | https://www.unikeyic.com/media/datasheet/53/2d/8e6c/53/53010b3da8c672efe4058765cf74263d.pdf | https://www.unikeyic.com/products/instrumentation-amplifiers/ltc6101hvchs5-trpbf/33525522.html
LTC6101HVCIS5#TRPBF | Analog Devices | 10: 4.7986 100: 4.614 300: 4.4295 | 350μA, 200kHz, 1mA, 100V, 400μV, 100nA, SOT, SMD, 2.9mm L × 1mm H |  |  | Current Sense |  |  | LTC6101 | 100 nA |  | 1 mA | 350µA |  |  | 200 kHz | [5 empty] | 1 (Unlimited) |  | Surface Mount |  | 1 |  |  |  | -40°C ~ 85°C |  | - |  | SOT-23-5 Thin, TSOT-23-5 |  |  | 1621375 |  | - |  | - | TSOT-23-5 |  |  |  |  | 400 µV |  | 100 V |  |  | 5 V | 2500 | https://www.unikeyic.com/media/datasheet/53/2d/8e6c/53/53010b3da8c672efe4058765cf74263d.pdf | https://www.unikeyic.com/products/instrumentation-amplifiers/ltc6101hvcis5-trpbf/33404271.html
LTC6268IS8#TRPBF | Analog Devices | 100+: 35.3383 200+: 34.7444 300+: 34.1505 | 16.5mA 400V/μs 500MHz 1 200μV 0.9pA 350MHz SOP SMD 1.5mm H | [49 empty] | 2200 | https://www.unikeyic.com/media/datasheet/2d/ed/3944/2d/e684bd99d8a19c1af824db332dd37f2b.pdf | https://www.unikeyic.com/products/instrumentation-amplifiers/ltc6268is8-trpbf/33455208.html
LTC6912IDE-1#PBF | Analog Devices | 10: 25.6129 100: 24.4102 500: 23.2223 | IC, DFN, SMD, 2.25mA 26V/μs 33MHz 35mA 2 10.5V 125μV 4mm × 3mm × 750μm |  |  |  |  | Data Acquisition | LTC6912 | [12 empty] | 1 (Unlimited) |  | Surface Mount | [9 empty] | 12-WFDFN Exposed Pad | Tube |  |  |  | - |  |  | 12-DFN (4x3) | [10 empty] | 408 | https://www.unikeyic.com/media/datasheet/81/16/1c66/81/9c7971c8756b6604eac70553454bf96e.pdf | https://www.unikeyic.com/products/instrumentation-amplifiers/ltc6912ide-1-pbf/33453696.html
MAX4017ESA+T | Analog Devices | 10: 1.4124 100: 1.3545 1,000: 1.3314 | Op Amp 5.5mA(x2Ch) 600V/μs 140MHz 120mA 2 5V 11V 4mV 5.4μA 200MHz SOIC-8 SMD, Adhesive Mount 1.5mm H |  | 200 MHz | Buffer, Voltage Feedback |  |  | MAX4017 | 5.4 µA |  | 120 mA | 5.5mA (x2 Channels) |  |  | 140 MHz | [5 empty] | 1 (Unlimited) |  | Surface Mount |  | 2 |  |  |  | -40°C ~ 85°C |  | Rail-to-Rail |  | 8-SOIC (0.154", 3.90mm Width) | Tape & Reel (TR) |  | 1703884 |  | - |  | 600V/µs | 8-SOIC |  |  |  |  | 4 mV |  | 11 V |  |  | 3.15 V |  | https://www.unikeyic.com/media/datasheet/99/89/562f/99/c3fa77a78727bb320437ad61f3781bcd.pdf | https://www.unikeyic.com/products/instrumentation-amplifiers/max4017esa-t/33553586.html
MAX4040EUA+T | Analog Devices | 100: 1.5242 500: 1.3433 1,000: 1.0336 5,000: 0.9303 10,000: 0.8271 | 14μA 40mV/μs 90kHz 65dB 2.5mA 1 5.5V 250μV 2nA USOP-8 SMD Adhesive Mount 950μm H |  |  | General Purpose |  |  | MAX4040 | 2 nA |  | 2.5 mA | 14µA |  |  | 90 kHz | [5 empty] | 1 (Unlimited) |  | Surface Mount |  | 1 |  |  |  | -40°C ~ 85°C |  | Rail-to-Rail |  | 8-TSSOP, 8-MSOP (0.118", 3.00mm Width) | Tape & Reel (TR) |  |  |  | - |  | 0.04V/µs | 8-uMAX/uSOP |  |  |  |  | 250 µV |  | 5.5 V |  |  | 2.4 V | 2500 | https://www.unikeyic.com/media/datasheet/08/a1/f58e/08/b86f8df8982f18c06d436713de7e6d77.pdf | https://www.unikeyic.com/products/instrumentation-amplifiers/max4040eua-t/33492519.html
MAX406ACSA | Analog Devices | 14: 8.7615 100: 7.279 500: 6.6723 1,000: 6.0656 5,000: 5.459 10,000: 4.8523 | 1μA 5mV/μs 8kHz 1-Ch ±5V, 10V 750μV 0.1pA SOP SMD | - |  |  | Commercial Grade | [9 empty] | 0.1pA |  | 750μV | ±5V, 10V | - |  | SMD mount |  | 1 |  | 0℃~70℃ |  |  |  | - |  | SOP |  |  | On sale | [6 empty] | - | 8KHz | 5mV/μs | 1μA | [6 empty] | 79 | https://www.unikeyic.com/media/about_us/Unikey_ISO_9001_Certification.pdf | https://www.unikeyic.com/products/instrumentation-amplifiers/max406acsa/1001195281.html
MAX4071AUA+T | Analog Devices | 1: 1.4571 10: 1.2499 30: 1.0858 100: 0.9883 300: 0.9564 1,000: 0.9377 | 100μA 100dB 1 24V 80μV 2.4μA 100kHz MSOP SMD, Adhesive Mount |  | 100 kHz | Current Sense |  |  | MAX4071 | 2.4 µA |  |  | 100µA | [8 empty] | 1 (Unlimited) |  | Surface Mount |  | 1 |  |  |  | -40°C ~ 125°C |  | - |  | 8-TSSOP, 8-MSOP (0.118", 3.00mm Width) | Tape & Reel (TR) |  | 1703494 |  | - |  | - | 8-uMAX/uSOP |  |  |  |  | 80 µV |  | 24 V |  |  | 2.7 V |  | https://www.unikeyic.com/media/pdf/PartNumberingGuide/analog-devices/08/52/8ae0/max4717eub-t/2025/11/PartNumberBreakdown-ds.pdf | https://www.unikeyic.com/products/instrumentation-amplifiers/max4071aua-t/32994057.html
MAX4080FAUA+T | Analog Devices | 50+: 1.268 500+: 1.2472 1,000+: 1.2161 2,000+: 1.1849 | 75μA 100dB 1 76V 100μV 5μA 250kHz MSOP SMD, Adhesive Mount | [49 empty] | 2500 | https://www.unikeyic.com/media/datasheet/37/46/635d/37/9a338f76db050a41eb0b4026ac7c5cd4.pdf | https://www.unikeyic.com/products/instrumentation-amplifiers/max4080faua-t/33369809.html
MAX4162EUK-T | Analog Devices | 100: 2.1564 500: 1.9001 1,000: 1.4616 5,000: 1.3154 10,000: 1.1693 | Op Amp 25μA 115mV/μs 200kHz 15mA 500μV 1pA SOT-23-5 SMD Adhesive Mount | - |  |  | Industrial | [6 empty] | MAX4162EUK-T Analog Devices |  |  | 1pA |  | 500μV | - | - |  | SMD mount, glue mount |  | - |  | -40℃~85℃ |  |  |  | 15mA |  | SOT-23-5 |  |  | Stop production |  | Tape and reel packaging |  |  |  |  | - | 200KHz | 115mV/μs | 25μA | [6 empty] | 232 | https://www.unikeyic.com/media/datasheet/0a/43/fb09/0a/0733330ccf7bd61d98ddd9462707eb60.pdf | https://www.unikeyic.com/products/instrumentation-amplifiers/max4162euk-t/1001203627.html
MAX4194ESA+T | Analog Devices | 10: 3.9904 100: 3.7989 500: 3.6393 | 93μA 60mV/μs 250KHz 95dB 4.5mA 1 3V 7.5V 100μV 6nA 250KHz SOIC-8 SMD mount，glue mount 5mm*4mm*1.5mm |  | 250 kHz | Instrumentation |  |  | MAX4194 | 6 nA |  | 4.5 mA | 93µA | [8 empty] | 1 (Unlimited) |  | Surface Mount |  | 1 |  |  |  | -40°C ~ 85°C |  | Rail-to-Rail |  | 8-SOIC (0.154", 3.90mm Width) |  |  | 5405755 |  | - |  | 0.06V/µs | 8-SOIC |  |  |  |  | 100 µV |  | 7.5 V |  |  | 2.7 V | 2500 | https://www.unikeyic.com/media/datasheet/ce/73/25de/ce/9aa44eb896c7c8cdaa23ab4efdf96e28.pdf | https://www.unikeyic.com/products/instrumentation-amplifiers/max4194esa-t/24648245.html
MAX4197ESA+T | Analog Devices | 2,500: 2.2617 5,000: 2.2236 7,500: 2.1666 | 93μA 60mV/μs 115dB 4.5mA 1-Ch 3V 7.5V 100μV 6nA 3.1kHz SOIC-8 SMD, Adhesive Mount 5mm × 4mm × 1.5mm |  | 3.1 kHz | Instrumentation |  |  | MAX4197 | 6 nA |  | 4.5 mA | 93µA | [8 empty] | 1 (Unlimited) |  | Surface Mount |  | 1 |  |  |  | -40°C ~ 85°C |  | Rail-to-Rail |  | 8-SOIC (0.154", 3.90mm Width) | Tape & Reel (TR) |  | 1704655 |  | - |  | 0.06V/µs | 8-SOIC |  |  |  |  | 100 µV |  | 7.5 V |  |  | 2.7 V | 2500 | https://www.unikeyic.com/media/datasheet/ce/73/25de/ce/9aa44eb896c7c8cdaa23ab4efdf96e28.pdf | https://www.unikeyic.com/products/instrumentation-amplifiers/max4197esa-t/33038451.html
MAX4219ESD+T | Analog Devices | 2,500: 5.1315 5,000: 4.9604 7,500: 4.8749 | 5.5mA (x3 Ch) 600V/μs 120mA 3 5V 11V 4mV 5.4μA 200MHz SOIC-14 SMD, Adhesive Mount 8.75mm × 4mm × 1.5mm |  | 200 MHz | Buffer, Voltage Feedback |  |  | MAX4219 | 5.4 µA |  | 120 mA | 5.5mA (x3 Channels) | [8 empty] | 1 (Unlimited) |  | Surface Mount |  | 3 |  |  |  | -40°C ~ 85°C |  | Rail-to-Rail |  | 14-SOIC (0.154", 3.90mm Width) | Tape & Reel (TR) |  | 1703842 |  | - |  | 600V/µs | 14-SOIC |  |  |  |  | 4 mV |  | 11 V |  |  | 3.15 V | 2500 | https://www.unikeyic.com/media/datasheet/c2/1c/5cda/c2/0ab9ee1a281849abf7a10e8ec850a2fd.pdf | https://www.unikeyic.com/products/instrumentation-amplifiers/max4219esd-t/33036739.html
MAX4231AYT+T | Analog Devices | 1: 0.8522 10: 0.6863 30: 0.5987 100: 0.5147 300: 0.4688 | 1.2mA 10V/μs 10MHz 52dB 200mA 1 ±2.5V，5.5V 850μV 50pA LGA SMD mount，glue mount 1.5mm*1mm*500μm |  |  | General Purpose |  |  | MAX4231 | 50 pA |  | 200 mA | 1.2mA |  |  | 10 MHz | [5 empty] | 1 (Unlimited) |  | Surface Mount |  | 1 |  |  |  | -40°C ~ 125°C |  | Rail-to-Rail |  | 6-UFLGA |  |  | 1937949 |  | - |  | 10V/µs | 6-UTLGA (1.5x1.0) |  |  |  |  | 850 µV |  | 5.5 V |  |  | 2.7 V |  | https://www.unikeyic.com/media/datasheet/a9/15/6268/a9/4d7fe95fb7592ed20a1fdbf9690fa04b.pdf | https://www.unikeyic.com/products/instrumentation-amplifiers/max4231ayt-t/33068094.html
MAX4233AUB+T | Analog Devices | 2,500: 0.9444 5,000: 0.9284 7,500: 0.9124 | Op Amp x2 Ch 10MHz 52dB 200mA 1.2mA ±2.5V 5.5V 850μV 1pA MSOP SMD, Adhesive Mount 950μm H |  |  | CMOS |  |  | MAX4233 | 1 pA |  | 200 mA | 1.2mA (x2 Channels) |  |  | 10 MHz | [5 empty] | 1 (Unlimited) |  | Surface Mount |  | 2 |  |  |  | -40°C ~ 125°C |  | Rail-to-Rail |  | 10-TFSOP, 10-MSOP (0.118", 3.00mm Width) |  |  |  |  | - |  | 10V/µs | 10-uMAX/uSOP |  |  |  |  | 850 µV |  | 5.5 V |  |  | 2.7 V | 2500 | https://www.unikeyic.com/media/datasheet/a9/15/6268/a9/4d7fe95fb7592ed20a1fdbf9690fa04b.pdf | https://www.unikeyic.com/products/instrumentation-amplifiers/max4233aub-t/33423564.html
MAX4252EUA | Analog Devices | 100: 1.4013 500: 1.2354 1,000: 0.95 5,000: 0.8549 10,000: 0.7598 | 420μA (x2 Ch) 300mV/μs 3MHz 68mA 2 ±2.75V, 5.5V 70μV 0.1pA MSOP SMD |  |  | General Purpose |  |  | MAX4252 | 0.1 pA |  | 68 mA | 420µA (x2 Channels) |  |  | 3 MHz | [5 empty] | 1 (Unlimited) |  | Surface Mount |  | 2 |  |  |  | -40°C ~ 85°C |  | Push-Pull, Rail-to-Rail |  | 8-TSSOP, 8-MSOP (0.118", 3.00mm Width) | Tube |  | 471236 |  | - |  | 0.3V/µs | 8-uMAX/uSOP |  |  |  |  | 70 µV |  | 5.5 V |  |  | 2.4 V | 836 | https://www.unikeyic.com/media/datasheet/d2/85/9031/d2/6a894b00d3fa769c7dd938d862c377c1.pdf | https://www.unikeyic.com/products/instrumentation-amplifiers/max4252eua/33480000.html
MAX44246AUA+T | Analog Devices | 1: 1.7224 10: 1.4537 30: 1.3067 100: 1.1433 | 420μA(x2 Channels) 3.8V/μs 5MHz 146dB 40mA 2 2.7V ±18V，36V 1μV 300pA MSOP SMD mount，glue mount |  |  | General Purpose |  |  | MAX44246 | 300 pA |  | 40 mA | 420µA (x2 Channels) |  |  | 5 MHz | [5 empty] | 1 (Unlimited) |  | Surface Mount |  | 2 |  |  |  | -40°C ~ 125°C |  | Rail-to-Rail |  | 8-TSSOP, 8-MSOP (0.118", 3.00mm Width) |  |  | 9760399 |  | - |  | 3.8V/µs | 8-uMAX/uSOP |  |  |  |  | 1 µV |  | 36 V |  |  | 2.7 V |  | https://www.unikeyic.com/media/datasheet/3d/33/cc5e/3d/10626da2627d043b98cb13b98bb5f516.pdf | https://www.unikeyic.com/products/instrumentation-amplifiers/max44246aua-t/33033061.html
MAX4494ASA+T | Analog Devices | 10: 5.1174 100: 4.9076 1,000: 4.8238 | 770μA(x2 Channels) 3V/μs 5MHz 65dB 15mA 2 ±5.5V 300μV 200nA SOIC-8 SMD mount，glue mount 1.5mm(height) |  |  | General Purpose |  |  | MAX4494 | 200 nA |  | 15 mA | 770µA (x2 Channels) |  |  | 5 MHz | [5 empty] | 1 (Unlimited) |  | Surface Mount |  | 2 |  |  |  | -40°C ~ 125°C |  | Rail-to-Rail |  | 8-SOIC (0.154", 3.90mm Width) | Tape & Reel (TR) |  | 1781131 |  | - |  | 3V/µs | 8-SOIC |  |  |  |  | 300 µV |  | 11 V |  |  | 4.5 V |  | https://www.unikeyic.com/media/datasheet/2c/a7/0e2f/2c/f5a6f4e91ee12b0fa1276faf1a9c6b16.pdf | https://www.unikeyic.com/products/instrumentation-amplifiers/max4494asa-t/33395443.html
MC33204VDG | ON Semiconductor | 500: 0.9616 1,000: 0.9471 5,000: 0.9399 | 900μA 1V/μs 2.2MHz 60dB 80mA 4 ±6V，12V 10mV 80nA SOP SMD mount 1.5mm(height) |  |  | General Purpose |  |  | MC33204 | 80 nA |  | 80 mA | 900µA (x4 Channels) |  |  | 2.2 MHz | [5 empty] | 1 (Unlimited) |  | Surface Mount |  | 4 |  |  |  | -55°C ~ 125°C (TA) |  | Rail-to-Rail |  | 14-SOIC (0.154", 3.90mm Width) | Tube |  | 1479155 |  | - |  | 1V/µs | 14-SOIC |  |  |  |  | 10 mV |  | 12 V |  |  | 1.8 V | 7914 | https://www.unikeyic.com/media/datasheet/db/78/81c6/db/b1e792fda5b8bd19ef0daa3020fd0781.pdf | https://www.unikeyic.com/products/instrumentation-amplifiers/mc33204vdg/33518318.html
MCP602-E/P | Microchip Technology | 25: 0.9077 100: 0.8856 | Op Amp, 230μA, 2.3V/μs, 2.8MHz, 75dB, 22mA, 2-Ch, 2.7V-6V, 700μV, 1pA, DIP, TH, 9.27mm × 6.35mm × 3.3mm |  |  | CMOS |  |  | MCP602 | 1 pA |  | 22 mA | 230µA (x2 Channels) |  |  | 2.8 MHz | [5 empty] | 1 (Unlimited) |  | Through Hole |  | 2 |  |  |  | -40°C ~ 125°C (TA) |  | Rail-to-Rail |  | 8-DIP (0.300", 7.62mm) | Tube |  |  |  | - |  | 2.3V/µs | 8-PDIP |  |  |  |  | 700 µV |  | 6 V |  |  | 2.7 V | 384 | https://www.unikeyic.com/media/datasheet/95/8d/ebe7/958debe73d5de07d767001879b7ab6ca.pdf | https://www.unikeyic.com/products/instrumentation-amplifiers/mcp602-e-p/33095637.html
MCP603-E/P | Microchip Technology | 100+: 0.6737 | 230μA 2.3V/μs 2.8MHz 75dB 22mA 1 2.7V 6V 700μV 1pA DIP TH 9.27mm × 6.35mm × 3.3mm | [49 empty] | 626 | https://www.unikeyic.com/media/datasheet/bc/b1/4885/bcb14885ae33f697f66629b48fe3f5fc.pdf | https://www.unikeyic.com/products/instrumentation-amplifiers/mcp603-e-p/33429650.html
MCP603T-I/CH | Microchip Technology | 25: 0.5547 | 230μA 2.3V/μs 2.8MHz 75dB 22mA 1 2.7V 6V 700μV 1pA SOT-23 SMD mount 2.95mm*1.63mm*1.1mm |  |  | General Purpose |  |  | MCP603 | 1 pA |  | 22 mA | 230µA |  |  | 2.8 MHz | [5 empty] | 1 (Unlimited) |  | Surface Mount |  | 1 |  |  |  | -40°C ~ 85°C |  | Rail-to-Rail |  | SOT-23-6 |  |  |  |  | - |  | 2.3V/µs | SOT-23-6 |  |  |  |  | 700 µV |  | 6 V |  |  | 2.7 V | 2117 | https://www.unikeyic.com/media/datasheet/bc/b1/4885/bcb14885ae33f697f66629b48fe3f5fc.pdf | https://www.unikeyic.com/products/instrumentation-amplifiers/mcp603t-i-ch/33395341.html
MCP603T-I/ST | Microchip Technology | 25: 0.5867 100: 0.5724 2,500: 0.5629 | 230μA 2.3V/μs 2.8MHz 75dB 22mA 1 2.7V 6V 700μV 1pA SOP SMD 3mm × 4.4mm × 1mm |  |  | General Purpose |  |  | MCP603 | 1 pA |  | 22 mA | 230µA |  |  | 2.8 MHz | [5 empty] | 1 (Unlimited) |  | Surface Mount |  | 1 |  |  |  | -40°C ~ 85°C |  | Rail-to-Rail |  | 8-TSSOP (0.173", 4.40mm Width) |  |  |  |  | - |  | 2.3V/µs | 8-TSSOP |  |  |  |  | 700 µV |  | 6 V |  |  | 2.7 V | 4818 | https://www.unikeyic.com/media/datasheet/bc/b1/4885/bcb14885ae33f697f66629b48fe3f5fc.pdf | https://www.unikeyic.com/products/instrumentation-amplifiers/mcp603t-i-st/33085135.html
MCP6043-E/SN | Microchip Technology | 100: 0.759 | 600nA 3mV/μs 14kHz 60dB 21mA 1-Ch 1.4V 6V 3mV 1pA SOP Op Amp, SMD, 4.9mm × 3.9mm |  |  | General Purpose |  |  | MCP6043 | 1 pA |  |  | 600nA |  |  | 14 kHz | [5 empty] | 1 (Unlimited) |  | Surface Mount |  | 1 |  |  |  | -40°C ~ 125°C |  | Rail-to-Rail |  | 8-SOIC (0.154", 3.90mm Width) | Tube |  |  |  | - |  | 0.003V/µs | 8-SOIC |  |  |  |  | 3 mV |  | 6 V |  |  | 1.4 V | 451 | https://www.unikeyic.com/media/datasheet/f2/dc/9723/f2/714e68295479e4655218e478f8a97b11.pdf | https://www.unikeyic.com/products/instrumentation-amplifiers/mcp6043-e-sn/33061806.html
MCP6052-E/SN | Microchip Technology | 25: 1.3161 100: 1.284 | Microchip Precision Op Amp, Dual Channel, SOIC, Single Supply, SMD, 8-Pin |  |  | CMOS |  |  | MCP6052 | 1 pA |  | 26 mA | 30µA (x2 Channels) |  |  | 385 kHz | [5 empty] | 1 (Unlimited) |  | Surface Mount |  | 2 |  |  |  | -40°C ~ 125°C (TA) |  | Rail-to-Rail |  | 8-SOIC (0.154", 3.90mm Width) | Tube |  |  |  | - |  | 0.15V/µs | 8-SOIC |  |  |  |  | 150 µV |  | 6 V |  |  | 1.8 V | 769 | https://www.unikeyic.com/media/datasheet/b6/52/4fa4/b6524fa4c0753d9dfb473deae34c6a0e.pdf | https://www.unikeyic.com/products/instrumentation-amplifiers/mcp6052-e-sn/33417437.html
MCP6064-E/SL | Microchip Technology |  | Microchip Precision Op Amp, Quad, SOIC, Single Supply, SMD, 14-Pin |  |  | CMOS |  |  | MCP6064 | 1 pA |  | 27 mA | 60µA (x4 Channels) |  |  | 730 kHz | [5 empty] | 1 (Unlimited) |  | Surface Mount |  | 4 |  |  |  | -40°C ~ 125°C (TA) |  | Rail-to-Rail |  | 14-SOIC (0.154", 3.90mm Width) | Tube |  |  |  | - |  | 0.25V/µs | 14-SOIC |  |  |  |  | 150 µV |  | 6 V |  |  | 1.8 V |  | https://www.unikeyic.com/media/datasheet/19/84/33cb/198433cba7717daf384939392615ee43.pdf | https://www.unikeyic.com/products/instrumentation-amplifiers/mcp6064-e-sl/33051238.html
MCP608-I/P | Microchip Technology | 1: 1.288 120: 1.1988 300: 1.188 540: 0.9979 | 18.7μA 80mV/μs 155kHz 75dB 17mA 1 2.5V 6V 250μV 1pA DIP TH 9.27mm × 6.35mm × 3.3mm |  |  | General Purpose |  |  | MCP608 | 1 pA |  | 17 mA | 18.7µA |  |  | 155 kHz | [5 empty] | 1 (Unlimited) |  | Through Hole |  | 1 |  |  |  | -40°C ~ 85°C |  | Rail-to-Rail |  | 8-DIP (0.300", 7.62mm) | Tube |  |  |  | - |  | 0.08V/µs | 8-PDIP |  |  |  |  | 250 µV |  | 6 V |  |  | 2.5 V | 398 | https://www.unikeyic.com/media/datasheet/05/3d/952f/053d952fb71bb2f05c834d573d6250f6.pdf | https://www.unikeyic.com/products/instrumentation-amplifiers/mcp608-i-p/33520715.html
MCP617T-I/SN | Microchip Technology | 100+: 0.7042 500+: 0.6598 1,000+: 0.6114 3,000+: 0.5804 10,000+: 0.5653 | 19μA 80mV/μs 190kHz 80dB 17mA 2-Ch 2.3V-5.5V 150μV 15nA SOP SMD 4.9mm(L) × 3.9mm(W) | [49 empty] | 31608 | https://www.unikeyic.com/media/datasheet/8a/f3/4c8b/8a/6a311104f8268de6e3c37361eeeb409c.pdf | https://www.unikeyic.com/products/instrumentation-amplifiers/mcp617t-i-sn/33086349.html
MCP622-E/MF | Microchip Technology | 1: 2.8405 120: 2.2572 240: 2.1384 | Op Amp, 2.5mA, 10V/μs, 20MHz, 65dB, 70mA, 2-Ch, 2.5V-5.5V, 200μV, 5pA, DFN-8, SMD, 3mm × 3mm × 880μm |  |  | General Purpose |  |  | MCP622 | 5 pA |  | 70 mA | 2.5mA (x2 Channels) |  |  | 20 MHz | [5 empty] | 1 (Unlimited) |  | Surface Mount |  | 2 |  |  |  | -40°C ~ 125°C (TA) |  | Rail-to-Rail |  | 8-VDFN Exposed Pad | Tube |  |  |  | - |  | 10V/µs | 8-DFN (3x3) |  |  |  |  | 200 µV |  | 5.5 V |  |  | 2.5 V | 193 | https://www.unikeyic.com/media/datasheet/cf/44/4175/cf/1f8523900868f6bcc8fba58758dc05ea.pdf | https://www.unikeyic.com/products/instrumentation-amplifiers/mcp622-e-mf/33453795.html
MCP6231-E/MS | Microchip Technology | 25+: 0.391 100+: 0.352 | 20μA 150mV/μs 300kHz 61dB 23mA 1 1.8V 6V 5mV 1pA MSOP-8 SMD 3mm × 3mm × 850μm | [49 empty] | 293 | https://www.unikeyic.com/media/datasheet/ec/7f/d9f0/ec/b0fac0a7d82d00172b9fc6dc75068200.pdf | https://www.unikeyic.com/products/instrumentation-amplifiers/mcp6231-e-ms/33051390.html
MCP6231-E/SN | Microchip Technology | 25: 0.5498 100: 0.5364 | 20μA 150mV/μs 300KHz 61dB 23mA 1 1.8V 6V 5mV 1pA SOP SMD mount 4.9mm(Length)*3.9mm(width) |  |  | General Purpose |  |  | MCP6231 | 1 pA |  | 23 mA | 20µA |  |  | 300 kHz | [5 empty] | 1 (Unlimited) |  | Surface Mount |  | 1 |  |  |  | -40°C ~ 125°C |  | Rail-to-Rail |  | 8-SOIC (0.154", 3.90mm Width) | Tube |  |  |  | - |  | 0.15V/µs | 8-SOIC |  |  |  |  | 5 mV |  | 6 V |  |  | 1.8 V | 1162 | https://www.unikeyic.com/media/datasheet/ec/7f/d9f0/ec/b0fac0a7d82d00172b9fc6dc75068200.pdf | https://www.unikeyic.com/products/instrumentation-amplifiers/mcp6231-e-sn/33017936.html
MCP6232-E/SN | Microchip Technology | 25: 0.4994 100: 0.4872 | Op Amp 20μA 150mV/μs 300kHz 61dB 23mA 2Ch 1.8V-6V 5mV 1pA SOP SMD 4.9mm × 3.9mm |  |  | General Purpose |  |  | MCP6232 | 1 pA |  | 23 mA | 20µA (x2 Channels) |  |  | 300 kHz | [5 empty] | 1 (Unlimited) |  | Surface Mount |  | 2 |  |  |  | -40°C ~ 125°C |  | Rail-to-Rail |  | 8-SOIC (0.154", 3.90mm Width) | Tube |  |  |  | - |  | 0.15V/µs | 8-SOIC |  |  |  |  | 5 mV |  | 6 V |  |  | 1.8 V | 474 | https://www.unikeyic.com/media/datasheet/1a/66/387f/1a66387f7204941f49e55c2881ea0a44.pdf | https://www.unikeyic.com/products/instrumentation-amplifiers/mcp6232-e-sn/33108254.html
MCP6234T-E/SL | Microchip Technology | 1: 0.9315 | Op Amp 20μA 150mV/μs 300kHz 61dB 23mA 4Ch 1.8V-6V 5mV Offset 1pA Input Bias SOP SMD 8.65mm × 3.9mm × 1.25mm |  |  | General Purpose |  |  | MCP6234 | 1 pA |  | 23 mA | 20µA (x4 Channels) |  |  | 300 kHz | [5 empty] | 1 (Unlimited) |  | Surface Mount |  | 4 |  |  |  | -40°C ~ 125°C |  | Rail-to-Rail |  | 14-SOIC (0.154", 3.90mm Width) |  |  |  |  | - |  | 0.15V/µs | 14-SOIC |  |  |  |  | 5 mV |  | 6 V |  |  | 1.8 V | 491 | https://www.unikeyic.com/media/datasheet/cc/c7/791c/cc/d161dd3a75050e1f2f575de530e5d8c4.pdf | https://www.unikeyic.com/products/instrumentation-amplifiers/mcp6234t-e-sl/33486759.html
MCP623T-E/CHY | Microchip Technology | 3,000+: 1.6904 | 2.5mA 10V/μs 20MHz 65dB 70mA 1 2.5V 5.5V 200μV 5pA SOT-23 SMD 2.9mm × 1.6mm × 1.15mm | [49 empty] | 6268 | https://www.unikeyic.com/media/datasheet/cf/44/4175/cf/1f8523900868f6bcc8fba58758dc05ea.pdf | https://www.unikeyic.com/products/instrumentation-amplifiers/mcp623t-e-chy/33506380.html
MCP6241-E/P | Microchip Technology | 100+: 0.4042 | 50μA 300mV/μs 550kHz 60dB 23mA 1-Ch 1.8V-5.5V 5mV 1pA DIP TH 9.27mm × 6.35mm × 3.3mm | [49 empty] | 906 | https://www.unikeyic.com/media/datasheet/7f/f0/bc9f/7ff0bc9ff6ab17c31ad89d76652c8e2a.pdf | https://www.unikeyic.com/products/instrumentation-amplifiers/mcp6241-e-p/33450190.html
MCP6241T-E/SN | Microchip Technology | 100: 0.4128 3,300: 0.4059 | Op Amp, 50μA, 300mV/μs, 550kHz, 60dB, 23mA, 1Ch, 1.8V~5.5V, 5mV, 1pA, SOP, SMD, 4.9mm(L) × 3.9mm(W) |  |  | General Purpose |  |  | MCP6241 | 1 pA |  | 23 mA | 50µA |  |  | 550 kHz | [5 empty] | 1 (Unlimited) |  | Surface Mount |  | 1 |  |  |  | -40°C ~ 125°C |  | Rail-to-Rail |  | 8-SOIC (0.154", 3.90mm Width) |  |  |  |  | - |  | 0.3V/µs | 8-SOIC |  |  |  |  | 5 mV |  | 5.5 V |  |  | 1.8 V | 1045 | https://www.unikeyic.com/media/datasheet/8f/4f/8202/8f/99f5fbd29ba28be18ccdcd37d3a2a081.pdf | https://www.unikeyic.com/products/instrumentation-amplifiers/mcp6241t-e-sn/33129705.html
MCP6244-E/ST | Microchip Technology | 25: 0.713 288: 0.6048 | Op Amp 50μA 300mV/μs 550kHz 60dB 23mA 4ch 1.8V-5.5V 5mV 1pA SOP SMD 5mm × 4.4mm × 900μm |  |  | General Purpose |  |  | MCP6244 | 1 pA |  | 23 mA | 50µA (x4 Channels) |  |  | 550 kHz | [5 empty] | 1 (Unlimited) |  | Surface Mount |  | 4 |  |  |  | -40°C ~ 125°C (TA) |  | Rail-to-Rail |  | 14-TSSOP (0.173", 4.40mm Width) | Tube |  | 957093 |  | - |  | 0.3V/µs | 14-TSSOP |  |  |  |  | 5 mV |  | 5.5 V |  |  | 1.8 V | 565 | https://www.unikeyic.com/media/datasheet/7f/f0/bc9f/7ff0bc9ff6ab17c31ad89d76652c8e2a.pdf | https://www.unikeyic.com/products/instrumentation-amplifiers/mcp6244-e-st/33038366.html
MCP625-E/MF | Microchip Technology | 1+: 2.9888 25+: 2.49 | Op Amp, 2.5mA, 10V/μs, 20MHz, 65dB, 70mA, 2-Ch, 2.5V-5.5V, 200μV, 5pA, DFN-10, SMD, 3mm × 3mm × 880μm | [49 empty] | 122 | https://www.unikeyic.com/media/datasheet/cf/44/4175/cf/1f8523900868f6bcc8fba58758dc05ea.pdf | https://www.unikeyic.com/products/instrumentation-amplifiers/mcp625-e-mf/33359594.html
MCP6273T-E/CH | Microchip Technology | 25: 0.6421 100: 0.6264 3,000: 0.616 | Microchip General purpose operational amplifier, single channel, SOT-23encapsulation, Single power supply, surface mount, 6Pin |  |  | General Purpose |  |  | MCP6273 | 1 pA |  | 25 mA | 170µA |  |  | 2 MHz | [5 empty] | 1 (Unlimited) |  | Surface Mount |  | 1 |  |  |  | -40°C ~ 125°C |  | Rail-to-Rail |  | SOT-23-6 |  |  |  |  | - |  | 0.9V/µs | SOT-23-6 |  |  |  |  | 3 mV |  | 6 V |  |  | 2 V | 14528 | https://www.unikeyic.com/media/datasheet/44/63/a0aa/4463a0aa4389b3e3adb0177401395395.pdf | https://www.unikeyic.com/products/instrumentation-amplifiers/mcp6273t-e-ch/33383226.html
MCP6274T-E/ST | Microchip Technology | 2,500: 1.4699 | 170μA 900mV/μs 2MHz 70dB 25mA 4 2V 5.5V 3mV 1pA SOP SMD mount 5mm*4.4mm*900μm |  |  | General Purpose |  |  | MCP6274 | 1 pA |  | 25 mA | 170µA (x4 Channels) |  |  | 2 MHz | [5 empty] | 1 (Unlimited) |  | Surface Mount |  | 4 |  |  |  | -40°C ~ 125°C (TA) |  | Rail-to-Rail |  | 14-TSSOP (0.173", 4.40mm Width) |  |  |  |  | - |  | 0.9V/µs | 14-TSSOP |  |  |  |  | 3 mV |  | 6 V |  |  | 2 V | 4258 | https://www.unikeyic.com/media/datasheet/44/63/a0aa/4463a0aa4389b3e3adb0177401395395.pdf | https://www.unikeyic.com/products/instrumentation-amplifiers/mcp6274t-e-st/33095497.html
MCP6275-E/P | Microchip Technology | 1+: 1.1155 300+: 1.0465 1,020+: 0.8975 5,040+: 0.8964 | Op Amp, 170μA Ib, 900mV/μs SR, 2MHz BW, 70dB CMRR, 25mA Io, 2-Ch, 2V-5.5V, 3mV Vos, 1pA Iin, DIP, TH, 9.27mm × 6.35mm × 3.3mm | [49 empty] | 608 | https://www.unikeyic.com/media/datasheet/44/63/a0aa/4463a0aa4389b3e3adb0177401395395.pdf | https://www.unikeyic.com/products/instrumentation-amplifiers/mcp6275-e-p/33127130.html
MCP6281-E/MS | Microchip Technology | 10+: 0.9637 100+: 0.7832 1,000+: 0.715 | Op Amp, 450μA, 2.5V/μs, 5MHz, 70dB, 25mA, 1Ch, 2.2V-5.5V, 3mV, 1pA, MSOP-8, SMD, 3mm × 3mm × 850μm | [49 empty] | 699 | https://www.unikeyic.com/media/datasheet/49/8a/ed2f/49/5a3b99cd2615cf5096641131d3af3cdb.pdf | https://www.unikeyic.com/products/instrumentation-amplifiers/mcp6281-e-ms/33345446.html
MCP6282T-E/MS | Microchip Technology | 1: 0.9852 100: 0.822 1,250: 0.7465 2,500: 0.7178 37,500: 0.7133 50,000: 0.7057 | Op Amp, 450μA Iq, 2.5V/μs SR, 5MHz BW, 70dB CMRR, 25mA Io, 2-Ch, 2.2V-5.5V Vdd, 3mV Vos, 1pA Ib, MSOP-8, SMD, 3mm × 3mm × 850μm |  |  | General Purpose |  |  | MCP6282 | 1 pA |  | 25 mA | 450µA (x2 Channels) |  |  | 5 MHz | [5 empty] | 1 (Unlimited) |  | Surface Mount |  | 2 |  |  |  | -40°C ~ 125°C (TA) |  | Rail-to-Rail |  | 8-TSSOP, 8-MSOP (0.118", 3.00mm Width) |  |  |  |  | - |  | 2.5V/µs | 8-MSOP |  |  |  |  | 3 mV |  | 5.5 V |  |  | 2.2 V |  | https://www.unikeyic.com/media/datasheet/49/8a/ed2f/49/5a3b99cd2615cf5096641131d3af3cdb.pdf | https://www.unikeyic.com/products/instrumentation-amplifiers/mcp6282t-e-ms/33109521.html
MCP6293T-E/MS | Microchip Technology | 2,500: 1.0869 5,000: 1.0602 7,500: 1.0423 20,000: 1.0245 | 1mA 7V/μs 10MHz 70dB 25mA 1-Ch 2.4V-5.5V 3mV 1pA MSOP-8 SMD 3mm × 3mm × 850μm |  |  | General Purpose |  |  | MCP6293 | 1 pA |  | 25 mA | 1mA |  |  | 10 MHz | [5 empty] | 1 (Unlimited) |  | Surface Mount |  | 1 |  |  |  | -40°C ~ 125°C |  | Rail-to-Rail |  | 8-TSSOP, 8-MSOP (0.118", 3.00mm Width) |  |  | 9643003 |  | - |  | 7V/µs | 8-MSOP |  |  |  |  | 3 mV |  | 6 V |  |  | 2.4 V | 2500 | https://www.unikeyic.com/media/datasheet/72/fd/35d1/72/010e307922781ac640db68176311f3fb.pdf | https://www.unikeyic.com/products/instrumentation-amplifiers/mcp6293t-e-ms/33498970.html
MCP6295-E/P | Microchip Technology | 1: 1.4605 120: 1.3608 300: 1.1232 | Op Amp 1mA 7V/μs 10MHz 70dB 25mA 2-Channel 2.4V-5.5V 3mV 1pA DIP TH, 9.27mm × 6.35mm × 3.3mm |  |  | General Purpose |  |  | MCP6295 | 1 pA |  | 25 mA | 1mA (x2 Channels) |  |  | 10 MHz | [5 empty] | Not Applicable |  | Through Hole |  | 2 |  |  |  | -40°C ~ 125°C (TA) |  | Rail-to-Rail |  | 8-DIP (0.300", 7.62mm) | Tube |  |  |  | - |  | 7V/µs | 8-PDIP |  |  |  |  | 3 mV |  | 6 V |  |  | 2.4 V | 244 | https://www.unikeyic.com/media/datasheet/72/fd/35d1/72/010e307922781ac640db68176311f3fb.pdf | https://www.unikeyic.com/products/instrumentation-amplifiers/mcp6295-e-p/33079474.html
MCP632-E/SN | Microchip Technology | 100+: 1.225 | Microchip General Purpose Op Amp, Dual Channel, SOIC, Single Supply, SMD, 8-Pin | [49 empty] | 282 | https://www.unikeyic.com/media/datasheet/b9/cc/cf93/b9/1022e063108cc9645d2147d78fde9e5d.pdf | https://www.unikeyic.com/products/instrumentation-amplifiers/mcp632-e-sn/33540519.html
MCP632T-E/SN | Microchip Technology | 1: 1.495 25: 1.342 3,300: 1.2312 | Op Amp 2.5mA 10V/μs 24MHz 63dB 70mA 2Ch 2.5V-5.5V 1.8mV 4pA SOP SMD 4.9mm × 3.9mm |  |  | CMOS |  |  | MCP632 | 4 pA |  | 85 mA | 2.5mA (x2 Channels) |  |  | 24 MHz | [5 empty] | 1 (Unlimited) |  | Surface Mount |  | 2 |  |  |  | -40°C ~ 125°C (TA) |  | Rail-to-Rail |  | 8-SOIC (0.154", 3.90mm Width) |  |  |  |  | - |  | 10V/µs | 8-SOIC |  |  |  |  | 1.8 mV |  | 5.5 V |  |  | 2.5 V | 114 | https://www.unikeyic.com/media/datasheet/ed/5e/8cc1/ed/e427313d2a504358c94cbb02140877cc.pdf | https://www.unikeyic.com/products/instrumentation-amplifiers/mcp632t-e-sn/33546619.html
MCP634-E/SL | Microchip Technology | 100+: 1.8496 | Op Amp, SOP, SMD, 2.5mA, 10V/μs, 24MHz, 63dB, 70mA, 4-Ch, 2.5V~5.5V, 1.8mV, 4pA, 8.65mm × 3.9mm | [49 empty] | 180 | https://www.unikeyic.com/media/datasheet/b9/cc/cf93/b9/1022e063108cc9645d2147d78fde9e5d.pdf | https://www.unikeyic.com/products/instrumentation-amplifiers/mcp634-e-sl/33135970.html
MCP6402T-H/SN | Microchip Technology | 100+: 0.5476 250+: 0.5136 | 45μA 500mV/μs 1MHz 63dB 15mA 2 1.8V 6V 800μV 1pA SOP SMD 4.9mm × 3.9mm | [49 empty] | 1989 | https://www.unikeyic.com/media/datasheet/e7/90/ba2d/e790ba2d5580d07a5dbe9fb492b7a24d.pdf | https://www.unikeyic.com/products/instrumentation-amplifiers/mcp6402t-h-sn/33053827.html
MCP6421T-E/LTY | Microchip Technology | 500+: 0.5084 1,000+: 0.505 3,000+: 0.4763 6,000+: 0.4751 9,000+: 0.4709 12,000+: 0.4697 15,000+: 0.4683 27,000+: 0.4658 | 4.4μA, 50mV/μs, 90kHz, 70dB, 1-Ch, 1.8V-5.5V, 1mV, 1pA, SC-70-5, SMD, 2mm × 1.25mm × 1mm | [49 empty] | 3000 | https://www.unikeyic.com/media/datasheet/7f/87/4a7e/7f874a7e916df280264b59b27077d544.pdf | https://www.unikeyic.com/products/instrumentation-amplifiers/mcp6421t-e-lty/33078107.html
MCP6444T-E/ST | Microchip Technology | 2,500: 2.0334 | Op Amp 450nA 3mV/μs 9kHz 60dB 22mA 4-Ch 1.4V-6V 4.5mV 1pA SOP, SMD, 5mm × 4.4mm × 1mm |  |  | CMOS |  |  | MCP6444 | 1 pA |  | 22 mA | 450nA (x4 Channels) |  |  | 9 kHz | [5 empty] | 1 (Unlimited) |  | Surface Mount |  | 4 |  |  |  | -40°C ~ 125°C (TA) |  | Rail-to-Rail |  | 14-TSSOP (0.173", 4.40mm Width) |  |  | 9643969 |  | - |  | 0.003V/µs | 14-TSSOP |  |  |  |  | 4.5 mV |  | 6 V |  |  | 1.4 V | 7182 | https://www.unikeyic.com/media/datasheet/4a/fb/806a/4afb806a74ed435a4140a7165c2cbca3.pdf | https://www.unikeyic.com/products/instrumentation-amplifiers/mcp6444t-e-st/33112130.html
MCP6482-E/MS | Microchip Technology | 1+: 1.334 25+: 1.104 1,000+: 0.9396 | 240μA 2.7V/μs 4MHz 70dB 12mA 2 2.2V 5.5V 1.5mV 1pA MSOP-8 SMD 3mm × 3mm × 850μm | [49 empty] | 440 | https://www.unikeyic.com/media/datasheet/cd/e2/4861/cd/cc90d01c5ccdd7ee7313520b931d283b.pdf | https://www.unikeyic.com/products/instrumentation-amplifiers/mcp6482-e-ms/33098015.html
MCP6482T-E/MS | Microchip Technology | 250+: 0.769 500+: 0.7636 1,000+: 0.7287 2,500+: 0.7119 5,000+: 0.7098 7,500+: 0.7088 10,000+: 0.7067 15,000+: 0.7046 | 240μA 2.7V/μs 4MHz 2-Channel 5.5V 1.5mV 1pA MSOP-8 SMD 3mm × 3mm × 850μm | [49 empty] | 5000 | https://www.unikeyic.com/media/datasheet/cd/e2/4861/cd/cc90d01c5ccdd7ee7313520b931d283b.pdf | https://www.unikeyic.com/products/instrumentation-amplifiers/mcp6482t-e-ms/33383319.html
MCP6494-E/ST | Microchip Technology | 100: 1.922 | Op Amp, 530μA, 6V/μs, 7.5MHz, 70dB, 15mA, 4-Ch, 2.4V-5.5V, 1.5mV, 1pA, SOP, SMD, 5mm × 4.4mm × 1mm |  |  | General Purpose |  |  | MCP6494 | 1 pA |  | 15 mA | 530µA (x4 Channels) |  |  | 7.5 MHz | [5 empty] | 1 (Unlimited) |  | Surface Mount |  | 4 |  |  |  | -40°C ~ 125°C (TA) |  | Rail-to-Rail |  | 14-TSSOP (0.173", 4.40mm Width) | Tube |  |  |  | - |  | 6V/µs | 14-TSSOP |  |  |  |  | 1.5 mV |  | 5.5 V |  |  | 2.4 V | 302 | https://www.unikeyic.com/media/datasheet/05/28/3ba2/05/7c60ad0e6ab0051fe188ae594f8720ed.pdf | https://www.unikeyic.com/products/instrumentation-amplifiers/mcp6494-e-st/33081771.html
MCP653T-E/CHY | Microchip Technology | 1+: 2.553 25+: 2.035 100+: 1.9548 3,000+: 1.8252 | 6mA 30V/μs 50MHz 65dB 95mA 1 2.2V 5.5V 200μV 6pA SOT-23 SMD 2.9mm × 1.6mm × 1.15mm | [49 empty] | 2045 | https://www.unikeyic.com/media/datasheet/70/03/4bf0/70/2fac67cb16dcc778dcfd80053901228c.pdf | https://www.unikeyic.com/products/instrumentation-amplifiers/mcp653t-e-chy/33528199.html
MCP655-E/MF | Microchip Technology | 1+: 3.4615 25+: 2.75 120+: 2.4516 | Op Amp, 6mA, 30V/μs, 50MHz, 65dB, 95mA, 2-Ch, 2.5-5.5V, 200μV, 6pA, DFN-10, SMD, 3mm × 3mm × 880μm | [49 empty] | 63 | https://www.unikeyic.com/media/datasheet/70/03/4bf0/70/2fac67cb16dcc778dcfd80053901228c.pdf | https://www.unikeyic.com/products/instrumentation-amplifiers/mcp655-e-mf/33501593.html
MCP6G01RT-E/OT | Microchip Technology | 1+: 0.667 | Op Amp, 110μA Iq, 4.5V/μs SR, 1 Ch, 3V-5.5V Vdd, 1mV Vos, 1pA Ib, 900KHz BW, SOT-23, SMD, 2.9mm × 1.6mm × 1.3mm | [49 empty] | 921 | https://www.unikeyic.com/media/datasheet/2a/34/03f2/2a/25c5846d2845db6a2f85eb1331a5f868.pdf | https://www.unikeyic.com/products/instrumentation-amplifiers/mcp6g01rt-e-ot/33016670.html
MCP6G02-E/MS | Microchip Technology | 10: 0.9361 100: 0.7601 1,000: 0.6804 5,000: 0.6761 | Op Amp, 2 Ch, 900kHz, 4.5V/μs, 5.5V, 110μA, 1mV, 1pA, MSOP-8, SMD, 3mm × 3mm × 850μm |  |  |  |  | Driver | MCP6G02 | [12 empty] | 1 (Unlimited) |  | Surface Mount | [9 empty] | 8-TSSOP, 8-MSOP (0.118", 3.00mm Width) | Tube |  |  |  | - |  |  | 8-MSOP | [10 empty] | 816 | https://www.unikeyic.com/media/datasheet/2a/34/03f2/2a/25c5846d2845db6a2f85eb1331a5f868.pdf | https://www.unikeyic.com/products/instrumentation-amplifiers/mcp6g02-e-ms/33132182.html
MCP6H01-E/SN | Microchip Technology | 25: 1.2177 100: 1.188 | Microchip General Purpose Op Amp, Single Channel, SOIC Package, Dual/Single Supply, SMD, 8-Pin |  |  | General Purpose |  |  | MCP6H01 | 10 pA |  |  | 135µA |  |  | 1.2 MHz | [5 empty] | 1 (Unlimited) |  | Surface Mount |  | 1 |  |  |  | -40°C ~ 125°C |  | Rail-to-Rail |  | 8-SOIC (0.154", 3.90mm Width) | Tube |  |  |  | - |  | 0.8V/µs | 8-SOIC |  |  |  |  | 700 µV |  | 16 V |  |  | 3.5 V | 374 | https://www.unikeyic.com/media/datasheet/fb/28/fc1a/fb/a8ff2464e9de559206f5ebb17dc205cd.pdf | https://www.unikeyic.com/products/instrumentation-amplifiers/mcp6h01-e-sn/33554737.html
MCP6H01T-E/OT | Microchip Technology | 1: 1.115 100: 0.9685 750: 0.8796 1,500: 0.8471 3,000: 0.8189 18,000: 0.813 39,000: 0.8071 | Microchip CMOS Op Amp, Single Channel, SOT-23, Single Supply, SMD, 5-Pin |  |  | General Purpose |  |  | MCP6H01 | 10 pA |  |  | 135µA |  |  | 1.2 MHz | [5 empty] | 1 (Unlimited) |  | Surface Mount |  | 1 |  |  |  | -40°C ~ 125°C |  | Rail-to-Rail |  | SC-74A, SOT-753 |  |  | 3046664 |  | - |  | 0.8V/µs | SOT-23-5 |  |  |  |  | 700 µV |  | 16 V |  |  | 3.5 V |  | https://www.unikeyic.com/media/datasheet/da/7c/c1d9/da7cc1d9001dff245fdf081d7f621cbf.pdf | https://www.unikeyic.com/products/instrumentation-amplifiers/mcp6h01t-e-ot/33414744.html
MCP6H72-E/SN | Microchip Technology | 1: 1.909 25: 1.54 100: 1.5012 300: 1.3716 | 480μA 2V/μs 2.7MHz 80dB 2 3.5V ±6V 12V 1mV 10pA SOP SMD 4.9mm L × 3.9mm W |  |  | General Purpose |  |  | MCP6H72 | 10 pA |  | 53 mA | 480µA (x2 Channels) |  |  | 2.7 MHz | [5 empty] | 1 (Unlimited) |  | Surface Mount |  | 2 |  |  |  | -40°C ~ 125°C (TA) |  | Rail-to-Rail |  | 8-SOIC (0.154", 3.90mm Width) | Tube |  |  |  | - |  | 2V/µs | 8-SOIC |  |  |  |  | 1 mV |  | 12 V |  |  | 3.5 V | 236 | https://www.unikeyic.com/media/datasheet/81/3d/7566/81/ba2fd234d4ed05548199d289d018a7a8.pdf | https://www.unikeyic.com/products/instrumentation-amplifiers/mcp6h72-e-sn/33053791.html
MCP6H92-E/SN | Microchip Technology | 100: 2.1681 | Op Amp, 2mA, 10V/μs, 10MHz, 75dB, 2-Ch, 3.5V to 12V, 1mV, 10pA, SOP, SMD, 4.9mm × 3.9mm × 1.5mm |  |  | General Purpose |  |  | MCP6H92 | 10 pA |  | 41 mA | 2mA (x2 Channels) |  |  | 10 MHz | [5 empty] | 1 (Unlimited) |  | Surface Mount |  | 2 |  |  |  | -40°C ~ 125°C (TA) |  | Rail-to-Rail |  | 8-SOIC (0.154", 3.90mm Width) | Tube |  |  |  | - |  | 10V/µs | 8-SOIC |  |  |  |  | 1 mV |  | 12 V |  |  | 3.5 V | 1455 | https://www.unikeyic.com/media/datasheet/80/6a/1f43/80/42d042d413e10da93fa78fd246409571.pdf | https://www.unikeyic.com/products/instrumentation-amplifiers/mcp6h92-e-sn/33482532.html
MCP6H94T-E/SL | Microchip Technology | 1: 3.3235 25: 2.662 100: 2.3652 250: 1.8252 500: 1.8144 1,000: 1.8036 2,600: 1.5768 | 2mA 10V/μs 10MHz 75dB 4 3.5V ±6V，12V 1mV 10pA SOP SMD mount 8.65mm(Length)*3.9mm(width) |  |  | General Purpose |  |  | MCP6H94 | 10 pA |  | 41 mA | 2mA (x4 Channels) |  |  | 10 MHz | [5 empty] | 3 (168 Hours) |  | Surface Mount |  | 4 |  |  |  | -40°C ~ 125°C (TA) |  | Rail-to-Rail |  | 14-SOIC (0.154", 3.90mm Width) |  |  |  |  | - |  | 10V/µs | 14-SOIC |  |  |  |  | 1 mV |  | 12 V |  |  | 3.5 V | 8249 | https://www.unikeyic.com/media/datasheet/d1/50/306a/d1/a0d6cdda31800892933fa21ba211dc89.pdf | https://www.unikeyic.com/products/instrumentation-amplifiers/mcp6h94t-e-sl/33540588.html
MCP6L71T-E/OT | Microchip Technology | 25: 0.5117 100: 0.4992 3,000: 0.4909 | Op Amp, 150μA, 900mV/μs, 2MHz, 91dB, 25mA, 1Ch, 2V, 6V, 1mV, 1pA, SOT-23-5, SMD, Adhesive Mount, 1.3mm H |  |  | General Purpose |  |  | MCP6L71 | 1 pA |  |  | 150µA |  |  | 2 MHz | [5 empty] | 1 (Unlimited) |  | Surface Mount |  | 1 |  |  |  | -40°C ~ 125°C |  | Rail-to-Rail |  | SC-74A, SOT-753 |  |  |  |  | - |  | 0.9V/µs | SOT-23-5 |  |  |  |  | 1 mV |  | 6 V |  |  | 2 V | 3262 | https://www.unikeyic.com/media/datasheet/ea/bb/09c2/eabb09c243f062a2f9ccc2833e90c058.pdf | https://www.unikeyic.com/products/instrumentation-amplifiers/mcp6l71t-e-ot/33383424.html
MCP6L91T-E/SN | Microchip Technology | 25: 0.69 100: 0.6567 3,300: 0.6048 | 850μA 7V/μs 10MHz 91dB 25mA 1-Ch 2.4V-6V 1mV 1pA SOP SMD 4.9mm(L) × 3.9mm(W) |  |  | General Purpose |  |  | MCP6L91 | 1 pA |  |  | 850µA |  |  | 10 MHz | [5 empty] | 1 (Unlimited) |  | Surface Mount |  | 1 |  |  |  | -40°C ~ 125°C |  | Rail-to-Rail |  | 8-SOIC (0.154", 3.90mm Width) |  |  |  |  | - |  | 7V/µs | 8-SOIC |  |  |  |  | 1 mV |  | 6 V |  |  | 2.4 V | 824 | https://www.unikeyic.com/media/datasheet/38/92/df12/38/7ad72546f05299e1993f1fe7f38f306c.pdf | https://www.unikeyic.com/products/instrumentation-amplifiers/mcp6l91t-e-sn/33363220.html
MCP6L94T-E/SL | Microchip Technology | 2,600: 1.5679 | Op Amp 850μA 7V/μs 10MHz 91dB 25mA 4-Ch 2.4V-6V 1mV 1pA SOP SMD 8.65mm × 3.9mm × 1.25mm |  |  | General Purpose |  |  | MCP6L94 | 1 pA |  | 25 mA | 850µA (x4 Channels) |  |  | 10 MHz | [5 empty] | 1 (Unlimited) |  | Surface Mount |  | 4 |  |  |  | -40°C ~ 125°C |  | Rail-to-Rail |  | 14-SOIC (0.154", 3.90mm Width) |  |  | 2060217 |  | - |  | 7V/µs | 14-SOIC |  |  |  |  | 1 mV |  | 6 V |  |  | 2.4 V | 5200 | https://www.unikeyic.com/media/datasheet/38/92/df12/38/7ad72546f05299e1993f1fe7f38f306c.pdf | https://www.unikeyic.com/products/instrumentation-amplifiers/mcp6l94t-e-sl/33447029.html
MCP6N11-002E/SN | Microchip Technology | 1: 2.024 25: 1.617 500: 1.4256 | 800μA 9V/μs 1MHz 104dB 1-Ch 1.8V 5.5V 2mV 10pA 500kHz Op Amp, SOIC-8, SMD, 4.9mm(L)×3.9mm(W) |  |  | Instrumentation |  |  | MCP6N11 | 10 pA |  |  | 800µA |  |  | 1 MHz | [5 empty] | 1 (Unlimited) |  | Surface Mount |  | 1 |  |  |  | -40°C ~ 125°C |  | Rail-to-Rail |  | 8-SOIC (0.154", 3.90mm Width) | Tube |  | 2802055 |  | - |  | 9V/µs | 8-SOIC |  |  |  |  | 2 mV |  | 5.5 V |  |  | 1.8 V | 222 | https://www.unikeyic.com/media/datasheet/1b/7a/b73b/1b7ab73b26230af3f4bed1c59277faa6.pdf | https://www.unikeyic.com/products/instrumentation-amplifiers/mcp6n11-002e-sn/33421291.html
MCP6N11-005E/SN | Microchip Technology | 100: 1.6169 | 800μA 9V/μs 2.5MHz 104dB 1 1.8V 850μV 10pA 500kHz SOIC-8 SMD |  |  | Instrumentation |  |  | MCP6N11 | 10 pA |  |  | 800µA |  |  | 2.5 MHz | [5 empty] | 1 (Unlimited) |  | Surface Mount |  | 1 |  |  |  | -40°C ~ 125°C |  | Rail-to-Rail |  | 8-SOIC (0.154", 3.90mm Width) | Tube |  |  |  | - |  | 9V/µs | 8-SOIC |  |  |  |  | 850 µV |  | 5.5 V |  |  | 1.8 V | 301 | https://www.unikeyic.com/media/datasheet/1b/7a/b73b/1b7ab73b26230af3f4bed1c59277faa6.pdf | https://www.unikeyic.com/products/instrumentation-amplifiers/mcp6n11-005e-sn/33542960.html
MCP6N11-010E/SN | Microchip Technology | 50: 1.8287 100: 1.755 250: 1.6626 | Microchip Instrumentation Amplifier, Single, SMD, 0.35V Bias, 8-Pin, Rail-to-Rail I/O, SOIC |  |  | Instrumentation |  |  | MCP6N11 | 10 pA |  |  | 800µA |  |  | 5 MHz | [5 empty] | 1 (Unlimited) |  | Surface Mount |  | 1 |  |  |  | -40°C ~ 125°C |  | Rail-to-Rail |  | 8-SOIC (0.154", 3.90mm Width) | Tube |  |  |  | - |  | 9V/µs | 8-SOIC |  |  |  |  | 500 µV |  | 5.5 V |  |  | 1.8 V | 71 | https://www.unikeyic.com/media/datasheet/1b/7a/b73b/1b7ab73b26230af3f4bed1c59277faa6.pdf | https://www.unikeyic.com/products/instrumentation-amplifiers/mcp6n11-010e-sn/32996176.html
MCP6N11T-002E/MNY | Microchip Technology | 1: 2.024 25: 1.617 3,300: 1.4256 | 800μA 9V/μs 1MHz 1 2mV 10pA DFN SMD, Adhesive Mount |  |  | Instrumentation |  |  | MCP6N11 | 10 pA |  |  | 800µA |  |  | 1 MHz | [5 empty] | 1 (Unlimited) |  | Surface Mount |  | 1 |  |  |  | -40°C ~ 125°C |  | Rail-to-Rail |  | 8-WFDFN Exposed Pad |  |  |  |  | - |  | 9V/µs | 8-TDFN (2x3) |  |  |  |  | 2 mV |  | 5.5 V |  |  | 1.8 V | 2854 | https://www.unikeyic.com/media/datasheet/1b/7a/b73b/1b7ab73b26230af3f4bed1c59277faa6.pdf | https://www.unikeyic.com/products/instrumentation-amplifiers/mcp6n11t-002e-mny/33087503.html
MCP6N11T-005E/MNY | Microchip Technology | 1: 2.024 25: 1.617 3,300: 1.4256 | 800μA 9V/μs 2.5MHz 80dB 1 1.8V 850μV 10pA 500kHz DFN SMD, Adhesive Mount |  |  | Instrumentation |  |  | MCP6N11 | 10 pA |  |  | 800µA |  |  | 2.5 MHz | [5 empty] | 1 (Unlimited) |  | Surface Mount |  | 1 |  |  |  | -40°C ~ 125°C |  | Rail-to-Rail |  | 8-WFDFN Exposed Pad |  |  |  |  | - |  | 9V/µs | 8-TDFN (2x3) |  |  |  |  | 850 µV |  | 5.5 V |  |  | 1.8 V | 1938 | https://www.unikeyic.com/media/datasheet/1b/7a/b73b/1b7ab73b26230af3f4bed1c59277faa6.pdf | https://www.unikeyic.com/products/instrumentation-amplifiers/mcp6n11t-005e-mny/33448611.html
MCP6N11T-100E/SN | Microchip Technology | 3,300+: 1.8592 6,600+: 1.5873 | 800μA 6V/μs 35MHz 1 5.5V 350μV 10pA SOIC-8 SMD, Adhesive Mount | [49 empty] | 3300 | https://www.unikeyic.com/media/datasheet/1b/7a/b73b/1b7ab73b26230af3f4bed1c59277faa6.pdf | https://www.unikeyic.com/products/instrumentation-amplifiers/mcp6n11t-100e-sn/33412182.html
MCP6N16-001E/MF | Microchip Technology | 1: 3.036 | Op Amp 1.1mA 500kHz 83dB 30mA 1Ch 5.5V 85μV 2pA DFN-8 SMD 3mm × 3mm × 880μm |  |  | Instrumentation |  |  | MCP6N16 | 2 pA |  |  | 1.1mA |  |  | 500 kHz | [5 empty] | 1 (Unlimited) |  | Surface Mount |  | 1 |  |  |  | -40°C ~ 125°C |  | Rail-to-Rail |  | 8-VDFN Exposed Pad | Tube |  |  |  | - |  | - | 8-DFN (3x3) |  |  |  |  | 85 µV |  | 5.5 V |  |  | 1.8 V | 150 | https://www.unikeyic.com/media/datasheet/f1/12/8428/f11284288ffdb3dfddeb1f4b7db6f68b.pdf | https://www.unikeyic.com/products/instrumentation-amplifiers/mcp6n16-001e-mf/33034275.html
MCP6N16-010E/MF | Microchip Technology | 1+: 3.151 120+: 2.5056 240+: 2.376 | Op Amp, 1.1mA, 500kHz, 80dB, 30mA, 1-Ch, 22μV, 2pA, DFN-8, SMD | [49 empty] | 206 | https://www.unikeyic.com/media/datasheet/f1/12/8428/f11284288ffdb3dfddeb1f4b7db6f68b.pdf | https://www.unikeyic.com/products/instrumentation-amplifiers/mcp6n16-010e-mf/33524462.html
MCP6N16-100E/MF | Microchip Technology | 1: 3.075 25: 3.0258 100: 2.952 120: 2.9028 | Op Amp 1.8V-5.5V 140dB 1.1mA 10mA 17μV 2pA 500kHz DFN-8 SMD |  |  | Instrumentation |  |  | MCP6N16 | 2 pA |  | 10 mA | 1.1mA |  |  | 500 kHz | [5 empty] | 1 (Unlimited) |  | Surface Mount |  | 1 |  |  |  | -40°C ~ 125°C |  | Rail-to-Rail |  | 8-VDFN Exposed Pad | Tube |  |  |  | - |  | - | 8-DFN (3x3) |  |  |  |  | 17 µV |  | 5.5 V |  |  | 1.8 V | 230 | https://www.unikeyic.com/media/datasheet/f1/12/8428/f11284288ffdb3dfddeb1f4b7db6f68b.pdf | https://www.unikeyic.com/products/instrumentation-amplifiers/mcp6n16-100e-mf/33072025.html
MCP6N16T-100E/MS | Microchip Technology | 1+: 3.3465 1,000+: 2.3868 2,500+: 2.3868 | 1.1mA 500kHz 140dB 30mA 1 85μV 2pA MSOP-8 SMD | [49 empty] | 355 | https://www.unikeyic.com/media/datasheet/f1/12/8428/f11284288ffdb3dfddeb1f4b7db6f68b.pdf | https://www.unikeyic.com/products/instrumentation-amplifiers/mcp6n16t-100e-ms/33125533.html
MCP6S22-I/MS | Microchip Technology | 100: 1.5915 | Op Amp, 1mA, 22V/μs, 12MHz, 1-Ch, 3V-5.5V, 275μV Vos, 1pA Ib, MSOP-8, SMD, 3mm × 3mm × 850μm |  |  |  |  | Data Acquisition | MCP6S22 | [12 empty] | 1 (Unlimited) |  | Surface Mount | [9 empty] | 8-TSSOP, 8-MSOP (0.118", 3.00mm Width) | Tube |  |  |  | - |  |  | 8-MSOP | [10 empty] | 294 | https://www.unikeyic.com/media/datasheet/29/af/96cb/29af96cb952ede679bbfc537c490c812.pdf | https://www.unikeyic.com/products/instrumentation-amplifiers/mcp6s22-i-ms/33035593.html
MCP6S22-I/SN | Microchip Technology | 1: 2.3125 25: 2.2755 100: 2.22 | Microchip PGA, Single Supply 3V-5V, 8-Pin |  |  |  |  | Data Acquisition | MCP6S22 | [12 empty] | 1 (Unlimited) |  | Surface Mount | [9 empty] | 8-SOIC (0.154", 3.90mm Width) | Tube |  |  |  | - |  |  | 8-SOIC | [10 empty] | 289 | https://www.unikeyic.com/media/datasheet/29/af/96cb/29af96cb952ede679bbfc537c490c812.pdf | https://www.unikeyic.com/products/instrumentation-amplifiers/mcp6s22-i-sn/33481308.html
MCP6S22T-I/MS | Microchip Technology | 2,500+: 1.5924 | Op Amp, 12MHz, 22V/μs, 1mA, 3V-5.5V, 275μV, 1pA, MSOP-8, SMD, Adhesive Mount, 3mm × 3mm × 850μm | [49 empty] | 4802 | https://www.unikeyic.com/media/datasheet/29/af/96cb/29af96cb952ede679bbfc537c490c812.pdf | https://www.unikeyic.com/products/instrumentation-amplifiers/mcp6s22t-i-ms/33083673.html
MCP6S26-I/SL | Microchip Technology | 100: 2.5478 | Op Amp 1Ch 12MHz 22V/μs 3V 5.5V 275μV 1pA 1mA SOIC-14 SMD 8.65mm L × 3.9mm W |  |  |  |  | Data Acquisition | MCP6S26 | [12 empty] | 1 (Unlimited) |  | Surface Mount | [9 empty] | 14-SOIC (0.154", 3.90mm Width) | Tube |  |  |  | - |  |  | 14-SOIC | [10 empty] | 252 | https://www.unikeyic.com/media/datasheet/29/af/96cb/29af96cb952ede679bbfc537c490c812.pdf | https://www.unikeyic.com/products/instrumentation-amplifiers/mcp6s26-i-sl/33063136.html
MCP6S26-I/ST | Microchip Technology | 100: 2.5465 | Op Amp TSSOP-14 3V-5.5V 12MHz 1mA 275μV 1pA SMD, Adhesive Mount, 5mm × 4.4mm × 1mm |  |  |  |  | Data Acquisition | MCP6S26 | [12 empty] | 1 (Unlimited) |  | Surface Mount | [9 empty] | 14-TSSOP (0.173", 4.40mm Width) | Tube |  |  |  | - |  |  | 14-TSSOP | [10 empty] | 3318 | https://www.unikeyic.com/media/datasheet/29/af/96cb/29af96cb952ede679bbfc537c490c812.pdf | https://www.unikeyic.com/products/instrumentation-amplifiers/mcp6s26-i-st/33521732.html
MCP6S26T-I/SL | Microchip Technology | 1: 3.174 25: 2.519 100: 2.4192 1,000: 2.3544 2,600: 2.2464 | 1mA 22V/μs 1 3V 5.5V 275μV 1pA 12MHz SOP SMD mount 8.65mm(Length)*3.9mm(width) |  |  |  |  | Data Acquisition | MCP6S26 | [12 empty] | 3 (168 Hours) |  | Surface Mount | [9 empty] | 14-SOIC (0.154", 3.90mm Width) |  |  |  |  | - |  |  | 14-SOIC | [10 empty] | 1874 | https://www.unikeyic.com/media/datasheet/29/af/96cb/29af96cb952ede679bbfc537c490c812.pdf | https://www.unikeyic.com/products/instrumentation-amplifiers/mcp6s26t-i-sl/33075702.html
MCP6S28-I/P | Microchip Technology | 1: 3.9905 | 1mA 22V/μs 12MHz 1 3V 5.5V 275μV 1pA 12MHz PDIP-16 TH 19.18mm × 6.35mm × 3.3mm |  |  |  |  | Data Acquisition | MCP6S28 | [12 empty] | 1 (Unlimited) |  | Through Hole | [9 empty] | 16-DIP (0.300", 7.62mm) | Tube |  |  |  | - |  |  | 16-PDIP | [10 empty] | 121 | https://www.unikeyic.com/media/datasheet/29/af/96cb/29af96cb952ede679bbfc537c490c812.pdf | https://www.unikeyic.com/products/instrumentation-amplifiers/mcp6s28-i-p/33490300.html
MCP6S28-I/SL | Microchip Technology | 1: 2.975 25: 2.9274 100: 2.856 | Microchip programmable gain amplifier, Single power supply, 3 V 5 VSingle supply voltage, 16Pin |  |  |  |  | Data Acquisition | MCP6S28 | [12 empty] | 1 (Unlimited) |  | Surface Mount | [9 empty] | 16-SOIC (0.154", 3.90mm Width) | Tube |  |  |  | - |  |  | 16-SOIC | [10 empty] | 1194 | https://www.unikeyic.com/media/datasheet/6a/15/8bed/6a/65123a9919b64df9f1224199f1cad94c.pdf | https://www.unikeyic.com/products/instrumentation-amplifiers/mcp6s28-i-sl/33462609.html
MCP6S28T-I/SL | Microchip Technology | 1: 3.175 25: 3.1242 100: 3.048 2,600: 2.9972 | 1mA 22V/μs 1 3V 5.5V 275μV 1pA 12MHz SOIC-16 SMD mount，glue mount 9.9mm(Length)*3.9mm(width) |  |  |  |  | Data Acquisition | MCP6S28 | [12 empty] | 1 (Unlimited) |  | Surface Mount | [9 empty] | 16-SOIC (0.154", 3.90mm Width) |  |  | 7917284 |  | - |  |  | 16-SOIC | [10 empty] | 1572 | https://www.unikeyic.com/media/datasheet/29/af/96cb/29af96cb952ede679bbfc537c490c812.pdf | https://www.unikeyic.com/products/instrumentation-amplifiers/mcp6s28t-i-sl/33500200.html
MCP6S92-E/P | Microchip Technology | 100: 1.4324 | Op Amp, 1mA, 22V/μs, 1Ch, 3V-5.5V, 400μV, 1pA, 18MHz, DIP, TH, 9.27mm × 6.35mm × 3.3mm |  |  |  |  | Data Acquisition | MCP6S92 | [12 empty] | 1 (Unlimited) |  | Through Hole | [9 empty] | 8-DIP (0.300", 7.62mm) | Tube |  |  |  | - |  |  | 8-PDIP | [10 empty] | 276 | https://www.unikeyic.com/media/datasheet/fd/52/852d/fd52852ddb27f1a3769850dd067f13ca.pdf | https://www.unikeyic.com/products/instrumentation-amplifiers/mcp6s92-e-p/33068033.html
MCP6S92-E/SN | Microchip Technology | 1: 1.587 25: 1.254 100: 1.1232 | 1mA 22V/μs 1 3V 5.5V 400μV 1pA 18MHz SOIC-8 SMD mount 4.9mm(Length)*3.9mm(width) |  |  |  |  | Data Acquisition | MCP6S92 | [12 empty] | 1 (Unlimited) |  | Surface Mount | [9 empty] | 8-SOIC (0.154", 3.90mm Width) | Tube |  | 716233 |  | - |  |  | 8-SOIC | [10 empty] | 253 | https://www.unikeyic.com/media/datasheet/fd/52/852d/fd52852ddb27f1a3769850dd067f13ca.pdf | https://www.unikeyic.com/products/instrumentation-amplifiers/mcp6s92-e-sn/33541767.html
MCP6S92T-E/MS | Microchip Technology | 1+: 1.587 100+: 1.2636 250+: 1.2528 1,000+: 1.2312 2,500+: 1.2312 5,000+: 1.2204 | Op Amp, 1mA, 22V/μs, 1-Ch, 3V-5.5V, 400μV, 1pA, 18MHz, MSOP-8, SMD, Adhesive Mount, 3mm × 3mm × 850μm | [49 empty] | 2344 | https://www.unikeyic.com/media/datasheet/fd/52/852d/fd52852ddb27f1a3769850dd067f13ca.pdf | https://www.unikeyic.com/products/instrumentation-amplifiers/mcp6s92t-e-ms/33128332.html
MCP6S93T-E/UN | Microchip Technology | 2,500: 1.5915 | 1mA, 22V/μs, 18kHz, 1-Ch, 3V-5.5V, 400μV, 1pA, 18MHz, MSOP-10, SMD, Adhesive Mount, 3mm × 3mm × 850μm |  |  |  |  | Data Acquisition | MCP6S93 | [12 empty] | 1 (Unlimited) |  | Surface Mount | [9 empty] | 10-TFSOP, 10-MSOP (0.118", 3.00mm Width) |  |  |  |  | - |  |  | 10-MSOP | [10 empty] | 7095 | https://www.unikeyic.com/media/datasheet/fd/52/852d/fd52852ddb27f1a3769850dd067f13ca.pdf | https://www.unikeyic.com/products/instrumentation-amplifiers/mcp6s93t-e-un/33004637.html
MCP6V03-E/SN | Microchip Technology | 100: 2.2171 | Op Amp, 300μA, 500mV/μs, 1.3MHz, 130dB, 22mA, 1.8V-5.5V, 2μV, 1pA, SOP, SMD, 4.9mm × 3.9mm |  |  | Zero-Drift |  |  | MCP6V03 | 1 pA |  |  | 300µA |  |  | 1.3 MHz | [5 empty] | 1 (Unlimited) |  | Surface Mount |  | 1 |  |  |  | -40°C ~ 125°C |  | Rail-to-Rail |  | 8-SOIC (0.154", 3.90mm Width) | Tube |  |  |  | - |  | 0.5V/µs | 8-SOIC |  |  |  |  | 2 µV |  | 5.5 V |  |  | 1.8 V | 141 | https://www.unikeyic.com/media/datasheet/cb/19/cf9c/cb19cf9c326fbd2a109659b919dde01e.pdf | https://www.unikeyic.com/products/instrumentation-amplifiers/mcp6v03-e-sn/33489095.html
MCP6V03T-E/MNY | Microchip Technology | 3,300+: 2.2539 | Op Amp, 500mV/μs, 1.3MHz, 130dB, 22mA, 1.8V-5.5V, 2μV, 1pA, DFN, SMD, Adhesive Mount, 2mm × 3mm × 730μm | [49 empty] | 3300 | https://www.unikeyic.com/media/datasheet/cb/19/cf9c/cb19cf9c326fbd2a109659b919dde01e.pdf | https://www.unikeyic.com/products/instrumentation-amplifiers/mcp6v03t-e-mny/33501441.html
MCP6V67T-E/MS | Microchip Technology | 2,500+: 1.5434 | 80μA (x2 Ch), 450mV/μs, 1MHz, 23mA, 2, 5.5V, 25μV, 1pA, MSOP-8, SMD, Adhesive Mount, 1.45mm H | [49 empty] | 7486 | https://www.unikeyic.com/media/datasheet/e5/0c/7631/e5/db915f4ba6fb3a433f08e6ddf94f5da9.pdf | https://www.unikeyic.com/products/instrumentation-amplifiers/mcp6v67t-e-ms/33539182.html
MCP6V81UT-E/OT | Microchip Technology | 3,000+: 1.5557 | Op Amp, 500μA, 4V/μs, 5MHz, 118dB, 1-Ch, 5.5V, 9μV, 2pA, SOT-23, SMD | [49 empty] | 4517 | https://www.unikeyic.com/media/datasheet/10/b6/1332/10/3886f26c0d91526ae21e99bdaf5e1b08.pdf | https://www.unikeyic.com/products/instrumentation-amplifiers/mcp6v81ut-e-ot/33009660.html
MD1162 | MD | 4,000: 0.0552 12,000: 0.0542 20,000: 0.0529 | 800μV 10pA SOP-8 | - | [9 empty] | MD1162 MD |  |  | 10pA |  | 800μV | - | - |  |  |  | - | [5 empty] | - |  | SOP-8 | [9 empty] | - | - | - | - | [6 empty] | 4000 | https://www.unikeyic.com/media/datasheet/upload/2022/03/03/MD116X.pdf | https://www.unikeyic.com/products/instrumentation-amplifiers/md1162/33478888.html
MD1321 | MD | 3,000: 0.0631 9,000: 0.062 15,000: 0.0604 | 40μA 640mV/μs 1MHz 40μA 2.1V 5.5V 800μV 10pA SOT-23-5 SMD mount | - |  |  | Industrial | [6 empty] | MD1321 MD |  |  | 10pA |  | 800μV | 5.5V | 2.1V |  | SMD mount |  | - |  | -40℃~85℃ |  |  |  | 40μA |  | SOT-23-5 |  |  |  |  | Tape and reel packaging |  |  |  |  | - | 1MHz | 640mV/μs | 40μA | [6 empty] | 3000 | https://www.unikeyic.com/media/datasheet/88/b4/d863/88b4d863f7cdedfc127163182238c1c8.pdf | https://www.unikeyic.com/products/instrumentation-amplifiers/md1321/33091543.html
MD1324 | MD | 4,000: 0.0788 12,000: 0.0775 20,000: 0.0756 | 800μV 10pA SOP-14 | - | [12 empty] | 10pA |  | 800μV | - | - |  |  |  | - | [5 empty] | - |  | SOP-14 | [9 empty] | - | - | - | - | [6 empty] | 4000 | https://www.unikeyic.com/media/about_us/Unikey_ISO_9001_Certification.pdf | https://www.unikeyic.com/products/instrumentation-amplifiers/md1324/33055010.html
MD1512 | MD | 4,000: 0.0552 12,000: 0.0542 20,000: 0.0529 | 800μV 10pA SOP-8 | - | [9 empty] | MD1512 MD |  |  | 10pA |  | 800μV | - | - |  |  |  | - | [5 empty] | - |  | SOP-8 | [9 empty] | - | - | - | - | [6 empty] | 4000 | https://www.unikeyic.com/media/datasheet/ef/03/12cc/ef/00af92c56059ebb5251b83c7f896dc57.pdf | https://www.unikeyic.com/products/instrumentation-amplifiers/md1512/33466990.html
MD1622 | MD | 4,000: 0.0583 12,000: 0.0573 20,000: 0.0559 | 270μA 1.74V/μs 3MHz 270μA 2.1V 5.5V 800μV 10pA SOP-8 SMD | - |  |  | Industrial | [6 empty] | MD1622 MD |  |  | 10pA |  | 800μV | 5.5V | 2.1V |  | SMD mount |  | - |  | -40℃~85℃ |  |  |  | 270μA |  | SOP-8 |  |  |  |  | Tape and reel packaging |  |  |  |  | - | 3MHz | 1.74V/μs | 270μA | [6 empty] | 4000 | https://www.unikeyic.com/media/datasheet/d1/c3/a7d6/d1c3a7d64d97410040cddc3f345c88d7.pdf | https://www.unikeyic.com/products/instrumentation-amplifiers/md1622/33107129.html
MP111FD | Apex Microtechnology | 10: 198.7403 30: 195.5604 50: 193.9704 100: 190.7906 | 142mA 130V/μs 6MHz 1 ±50V 1mV 100pA DIP TH | - |  |  | Industrial | [6 empty] | MP111FD Apex Microtechnology |  |  | 100pA |  | 1mV | ±50V | - |  | Through hole mounting |  | 1 |  | -40℃~85℃ |  |  |  | - |  | DIP |  |  | On sale |  | bulk |  |  |  |  | - | 6MHz | 130V/μs | 142mA | [6 empty] | 100 | https://www.unikeyic.com/media/datasheet/43/a4/6664/43/a3db4b44d712eca1c077274dc8b57ae2.pdf | https://www.unikeyic.com/products/instrumentation-amplifiers/mp111fd/33007589.html
MP38CL | Apex Microtechnology | 1: 128.142 10: 107.1792 25: 98.7876 | 26mA 10V/μs 2MHz 1 ±100V 5mV 10pA DIP TH | - |  |  | Industrial | [9 empty] | 10pA |  | 5mV | ±100V | - |  | Through hole mounting |  | 1 |  | -40℃~85℃ |  |  |  | - |  | DIP |  |  | On sale | [6 empty] | - | 2MHz | 10V/μs | 26mA | [6 empty] | 219 | https://www.unikeyic.com/media/about_us/Unikey_ISO_9001_Certification.pdf | https://www.unikeyic.com/products/instrumentation-amplifiers/mp38cl/33526852.html
MP38CLA | Apex Microtechnology | 10: 176.8952 30: 174.0649 50: 172.6497 100: 169.8194 | 26mA ±100V 5mV 10pA 10V/μs 2MHz DIP TH 52.32mm × 41.5mm × 6.6mm | - |  |  | Industrial | [9 empty] | 10pA | 52.32mm*41.5m*6.6mm | 5mV | ±100V | - |  | Through hole mounting |  | 1 |  | -40℃~85℃ |  |  |  | - |  | DIP |  |  | On sale | [6 empty] | - | 2MHz | 10V/μs | 26mA | [6 empty] | 19 | https://www.unikeyic.com/media/about_us/Unikey_ISO_9001_Certification.pdf | https://www.unikeyic.com/products/instrumentation-amplifiers/mp38cla/33056595.html
MP39CL | Apex Microtechnology | 10: 139.7751 30: 137.5388 50: 136.4205 100: 134.1842 | 26mA 10V/μs 2MHz 1-Ch ±50V 5mV 10pA DIP TH | - |  |  | Industrial | [6 empty] | MP39CL Apex Microtechnology |  |  | 10pA |  | 5mV | ±50V | - |  | Through hole mounting |  | 1 |  | -40℃~85℃ |  |  |  | - |  | DIP |  |  | On sale |  | bulk |  |  |  |  | - | 2MHz | 10V/μs | 26mA | [6 empty] | 1300 | https://www.unikeyic.com/media/datasheet/0a/17/19c0/0a/67ccd7cd60db980857ffb047e7a22cd4.pdf | https://www.unikeyic.com/products/instrumentation-amplifiers/mp39cl/33553619.html
MUSES02 | New Japan Radio | 1: 22.0708 10: 20.1592 | 8mA 5V/μs 11MHz 50mA 2 ±16V 300μV 100nA DIP-8 Through hole mounting | - |  |  | Industrial | [6 empty] | MUSES02 New Japan Radio |  |  | 100nA |  | 300μV | ±16V | - |  | Through hole mounting |  | 2 |  | -40℃~85℃ |  |  |  | 50mA |  | DIP-8 |  |  | On sale |  | Tube |  |  |  |  | - | 11MHz | 5V/μs | 8mA | [7 empty] | https://www.unikeyic.com/media/datasheet/67/f9/4dfb/67f94dfbf8509a565558875aa2166777.pdf | https://www.unikeyic.com/products/instrumentation-amplifiers/muses02/33388120.html
MUSES8820E | New Japan Radio | 10: 3.0386 500: 2.9171 1,000: 2.8684 | 8mA 5V/μs 11MHz 2-Ch ±16V 300μV 100nA SOP-8 SMD 5mm × 3.9mm × 1.65mm | - |  |  | Industrial | [6 empty] | MUSES8820E New Japan Radio |  |  | 100nA | 5mm*3.9mm*1.65mm | 300μV | ±16V | - |  | SMD mount |  | 2 |  | -40℃~85℃ |  |  |  | - |  | SOP-8 |  |  | On sale |  | Tube |  |  |  |  | - | 11MHz | 5V/μs | 8mA | [6 empty] | 3000 | https://www.unikeyic.com/media/datasheet/ff/e5/891e/ff/a2454c450c54fa67415f0fc55de4f21a.pdf | https://www.unikeyic.com/products/instrumentation-amplifiers/muses8820e/33042027.html
NCS199A2RSQT2G | ON Semiconductor | 1: 0.3971 3,000: 0.3782 30,000: 0.3668 | onsemi Current Sense Amplifier, Rail-to-Rail Output, SC-70 |  | 60 kHz | Current Sense |  |  | NCS199 | 39 µA |  |  | 40µA | [8 empty] | 1 (Unlimited) |  | Surface Mount |  | 1 |  |  |  | -40°C ~ 125°C |  | Rail-to-Rail |  | 6-TSSOP, SC-88, SOT-363 |  |  | 9556234 |  | - |  | 1V/µs | SC-88/SC70-6/SOT-363 |  |  |  |  | 5 µV |  | 26 V |  |  | 2.2 V |  | https://www.unikeyic.com/media/datasheet/51/81/9c1c/51/88e6cf4a520d464718d1baaee447ae65.pdf | https://www.unikeyic.com/products/instrumentation-amplifiers/ncs199a2rsqt2g/33058014.html
NCS20034DR2G | ON Semiconductor | 50: 0.6996 100: 0.6879 250: 0.6705 500: 0.6588 1,000: 0.6471 | onsemi Op Amp Quad SOIC Single Supply SMD 14-Pin |  |  | General Purpose |  |  | NCS20034 | 1 pA |  | 8 mA | 275µA (x4 Channels) |  |  | 7 MHz | [5 empty] | 1 (Unlimited) |  | Surface Mount |  | 4 |  |  |  | - |  | Rail-to-Rail |  | 14-SOIC (0.154", 3.90mm Width) |  |  | 5267910 |  | - |  | 8V/µs | 14-SOIC |  |  |  |  | 500 µV |  | 5.5 V |  |  | 1.7 V | 2076 | https://www.unikeyic.com/media/datasheet/60/7e/0dca/607e0dca88b1e4f7c6b8c11b76cc57b1.pdf | https://www.unikeyic.com/products/instrumentation-amplifiers/ncs20034dr2g/33133328.html
NCS2003ASN2T1G | ON Semiconductor | 3,000+: 0.2599 6,000+: 0.253 | Op Amp 300μA 12.5V/μs 7MHz 1Ch 5.5V 500μV 1pA SOP SMD 1mm H | [49 empty] | 7070 | https://www.unikeyic.com/media/datasheet/60/7e/0dca/607e0dca88b1e4f7c6b8c11b76cc57b1.pdf | https://www.unikeyic.com/products/instrumentation-amplifiers/ncs2003asn2t1g/33345320.html
NCS2005SN1T1G | ON Semiconductor | 100: 0.2964 500: 0.2915 1,000: 0.2841 2,500: 0.2791 5,000: 0.2742 | onsemi Op Amp, Single Channel, SOT-23, Single Supply, SMD, 5-Pin |  |  | General Purpose |  |  | NCS2005 | 50 nA |  | 20 mA | 1.3mA |  |  | 8.5 MHz | [5 empty] | 1 (Unlimited) |  | Surface Mount |  | 1 |  |  |  | -40°C ~ 125°C |  | Rail-to-Rail |  | SOT-23-5 Thin, TSOT-23-5 |  |  | 5848243 |  | - |  | 2.8V/µs | 5-TSOP |  |  |  |  | 200 µV |  | 32 V |  |  | 2.2 V | 6730 | https://www.unikeyic.com/media/datasheet/94/a9/94b5/94/75810fab79c6ccf8c4488f6c19242b70.pdf | https://www.unikeyic.com/products/instrumentation-amplifiers/ncs2005sn1t1g/33118860.html
NCS20061SN2T1G | ON Semiconductor | 10: 0.1299 100: 0.1247 500: 0.1195 1,000: 0.1164 3,000: 0.1164 | 140μA 1.2V/μs 3MHz 79dB 19mA 1 1.8V 5.5V 500μV 1pA SOP SMD mount |  |  | General Purpose |  |  | NCS20061 | 1 pA |  | 19 mA | 140µA |  |  | 3 MHz | [5 empty] | 1 (Unlimited) |  | Surface Mount |  | 1 |  |  |  | -40°C ~ 125°C |  | Rail-to-Rail |  | SOT-23-5 Thin, TSOT-23-5 |  |  | 7220840 |  | - |  | 1.2V/µs | 5-TSOP |  |  |  |  | 500 µV |  | 5.5 V |  |  | 1.8 V | 51275 | https://www.unikeyic.com/media/datasheet/96/36/9b12/96/2121a5c63922b4576e0528e9c6ca7040.pdf | https://www.unikeyic.com/products/instrumentation-amplifiers/ncs20061sn2t1g/33404297.html
NCS20062DTBR2G | ON Semiconductor | 25: 0.4834 100: 0.4226 250: 0.3937 500: 0.3762 1,000: 0.3618 | Op Amp, 2 Ch, 5.5V, 3MHz, 79dB, 140μA, 19mA, 500μV, 1pA, SO-8, SMD, 950μm H |  |  | General Purpose |  |  | NCS20062 | 1 pA |  | 19 mA | 140µA (x2 Channels) |  |  | 3 MHz | [5 empty] | 1 (Unlimited) |  | Surface Mount |  | 2 |  |  |  | -40°C ~ 125°C (TA) |  | Rail-to-Rail |  | 8-TSSOP (0.173", 4.40mm Width) |  |  |  |  | - |  | 1.2V/µs | 8-TSSOP |  |  |  |  | 500 µV |  | 5.5 V |  |  | 1.8 V | 2472 | https://www.unikeyic.com/media/datasheet/96/36/9b12/96/2121a5c63922b4576e0528e9c6ca7040.pdf | https://www.unikeyic.com/products/instrumentation-amplifiers/ncs20062dtbr2g/33473785.html
NCS20081SN2T1G | ON Semiconductor | 3,000: 0.1968 6,000: 0.1914 | onsemi Op Amp, Single Channel, TSOP Package, Single Supply, SMD, 5-Pin |  |  | General Purpose |  |  | NCS20081 | 1 pA |  | 15 mA | 48µA |  |  | 1.2 MHz | [5 empty] | 1 (Unlimited) |  | Surface Mount |  | 1 |  |  |  | -40°C ~ 125°C |  | Rail-to-Rail |  | SOT-23-5 Thin, TSOT-23-5 |  |  | 13490131 |  | - |  | 0.4V/µs | 5-TSOP |  |  |  |  | 500 µV |  | 5.5 V |  |  | 1.8 V | 18328 | https://www.unikeyic.com/media/datasheet/e1/47/c079/e1/ab057579dd3d5899401fcd53e9c94339.pdf | https://www.unikeyic.com/products/instrumentation-amplifiers/ncs20081sn2t1g/33539236.html
NCS20081SN3T1G | ON Semiconductor | 100: 0.24 500: 0.236 1,000: 0.23 5,000: 0.226 10,000: 0.222 | onsemi Op Amp, Single Channel, TSOP Package, Single Supply, SMD, 5-Pin |  |  | General Purpose |  |  | NCS20081 | 1 pA |  | 15 mA | 48µA |  |  | 1.2 MHz | [5 empty] | 1 (Unlimited) |  | Surface Mount |  | 1 |  |  |  | -40°C ~ 125°C |  | Rail-to-Rail |  | SOT-23-5 Thin, TSOT-23-5 |  |  | 7220844 |  | - |  | 0.4V/µs | 5-TSOP |  |  |  |  | 500 µV |  | 5.5 V |  |  | 1.8 V | 1847 | https://www.unikeyic.com/media/datasheet/d5/24/f9f9/d5/8e3e0ddccc5dd67bb87605a5ae696020.pdf | https://www.unikeyic.com/products/instrumentation-amplifiers/ncs20081sn3t1g/33383283.html
NCS20082DTBR2G | ON Semiconductor | 25: 0.451 100: 0.3938 250: 0.3665 500: 0.35 1,000: 0.3365 | 48μA(x2 Channels) 400mV/μs 1.2MHz 79dB 15mA 2 5.5V 500μV 1pA TSSOP-8 SMD mount，glue mount 950μm(height) |  |  | General Purpose |  |  | NCS20082 | 1 pA |  | 15 mA | 48µA (x2 Channels) |  |  | 1.2 MHz | [5 empty] | 1 (Unlimited) |  | Surface Mount |  | 2 |  |  |  | -40°C ~ 125°C (TA) |  | Rail-to-Rail |  | 8-TSSOP (0.173", 4.40mm Width) |  |  | 5816992 |  | - |  | 0.4V/µs | 8-TSSOP |  |  |  |  | 500 µV |  | 5.5 V |  |  | 1.8 V | 1100 | https://www.unikeyic.com/media/datasheet/6f/d1/156b/6fd1156bb528bc320939c33bf7e2d5ac.pdf | https://www.unikeyic.com/products/instrumentation-amplifiers/ncs20082dtbr2g/33008411.html
NCS210SQT2G | ON Semiconductor | 500: 0.7447 1,000: 0.7335 5,000: 0.7279 | 65μA 400mV/μs 40kHz 103dB 1 2.7V 26V 550nV 60μA 40kHz SMD, Adhesive Mount 2mm × 1.25mm × 900μm |  | 40 kHz | Current Sense |  |  | NCS210 | 60 µA |  |  | 65µA | [8 empty] | 1 (Unlimited) |  | Surface Mount |  | 1 |  |  |  | -40°C ~ 125°C |  | Rail-to-Rail |  | 6-TSSOP, SC-88, SOT-363 |  |  | 5761770 |  | - |  | 0.4V/µs | SC-88/SC70-6/SOT-363 |  |  |  |  | 0.55 µV |  | 26 V |  |  | 2.7 V | 5586 | https://www.unikeyic.com/media/datasheet/e6/7a/0fae/e67a0faea3e02f568a6780c016fe67b0.pdf | https://www.unikeyic.com/products/instrumentation-amplifiers/ncs210sqt2g/33356994.html
NCS213RSQT2G | ON Semiconductor | 750: 0.421 1,500: 0.4144 | onsemi Current Sense Amplifier, Rail-to-Rail Out, SC-70 |  | 90 kHz | Current Sense |  |  | NCS213 | 39 µA |  |  | 40µA | [8 empty] | 1 (Unlimited) |  | Surface Mount |  | 1 |  |  |  | -40°C ~ 125°C |  | Rail-to-Rail |  | 6-TSSOP, SC-88, SOT-363 |  |  | 9169348 |  | Zero-Drift |  | 1V/µs | SC-88/SC70-6/SOT-363 |  |  |  |  | 5 µV |  | 26 V |  |  | 2.2 V | 2750 | https://www.unikeyic.com/media/datasheet/41/04/4678/41/e4d1551feba038574e714f2cf6c03a9e.pdf | https://www.unikeyic.com/products/instrumentation-amplifiers/ncs213rsqt2g/33475044.html
NCS214RMUTAG | ON Semiconductor | 100: 0.4044 500: 0.3977 1,000: 0.3876 2,500: 0.3808 | Op Amp 40μA 1V/μs 105dB 1Ch 26V 1μV 39μA 60kHz SC-70-6 SMD, Adhesive Mount |  | 60 kHz | Current Sense |  |  | NCS214 | 39 µA |  |  | 40µA | [8 empty] | 1 (Unlimited) |  | Surface Mount |  | 1 |  |  |  | -40°C ~ 125°C |  | Rail-to-Rail |  | 10-UFQFN |  |  | 8636488 |  | Zero-Drift |  | 1V/µs | 10-UQFN (1.4x1.8) |  |  |  |  | 1 µV |  | 26 V |  |  | 2.2 V | 2169 | https://www.unikeyic.com/media/datasheet/9f/66/6851/9f/f7cef3752f405320c6239685d8a1005a.pdf | https://www.unikeyic.com/products/instrumentation-amplifiers/ncs214rmutag/33423392.html
NCS214RSQT2G | ON Semiconductor | 750: 0.4324 1,500: 0.4263 | onsemi Current Sense Amplifier, Rail-to-Rail Output, SC-70 Package |  | 60 kHz | Current Sense |  |  | NCS214 | 39 µA |  |  | 40µA | [8 empty] | 1 (Unlimited) |  | Surface Mount |  | 1 |  |  |  | -40°C ~ 125°C (TA) |  | Rail-to-Rail |  | 6-TSSOP, SC-88, SOT-363 |  |  | 9169782 |  | Zero-Drift |  | 1V/µs | SC-88/SC70-6/SOT-363 |  |  |  |  | 1 µV |  | 26 V |  |  | 2.2 V | 2080 | https://www.unikeyic.com/media/datasheet/41/04/4678/41/e4d1551feba038574e714f2cf6c03a9e.pdf | https://www.unikeyic.com/products/instrumentation-amplifiers/ncs214rsqt2g/33064324.html
NCS21871SQ3T2G | ON Semiconductor | 3,000: 0.2997 6,000: 0.292 | onsemi Operational Amplifier, single channel, SC70 Or SC88 orSOT353encapsulation, Single power supply, surface mount, 5Pin |  |  | General Purpose |  |  | NCS21871 | 60 pA |  | 11 mA | 28µA |  |  | 350 kHz | [5 empty] | 1 (Unlimited) |  | Surface Mount |  | 1 |  |  |  | -40°C ~ 125°C (TA) |  | Rail-to-Rail |  | 5-TSSOP, SC-70-5, SOT-353 |  |  | 12181447 |  | Zero-Drift |  | 0.1V/µs | SC-88A (SC-70-5/SOT-353) |  |  |  |  | 6 µV |  | 5.5 V |  |  | 1.8 V | 12315 | https://www.unikeyic.com/media/datasheet/87/9a/8b47/87/a1ad41cda0915f4c1850c1f165709037.pdf | https://www.unikeyic.com/products/instrumentation-amplifiers/ncs21871sq3t2g/33090105.html
NCS2325DR2G | ON Semiconductor | 500: 0.8523 1,000: 0.8395 5,000: 0.8331 | 21μA 160mV/μs 270kHz 5mA 2 5.5V 14μV 50pA SOIC-8 SMD, Adhesive Mount |  |  | Zero-Drift |  |  | NCS2325 | 50 pA |  | 5 mA | 21µA |  |  | 270 kHz | [5 empty] | 1 (Unlimited) |  | Surface Mount |  | 2 |  |  |  | -40°C ~ 150°C |  | Rail-to-Rail |  | 8-SOIC (0.154", 3.90mm Width) |  |  | 7220505 |  | - |  | 0.16V/µs | 8-SOIC |  |  |  |  | 14 µV |  | 5.5 V |  |  | 1.8 V | 50274 | https://www.unikeyic.com/media/datasheet/96/0a/8cd2/96/27dae16149fa4eed504a94109ed21e0c.pdf | https://www.unikeyic.com/products/instrumentation-amplifiers/ncs2325dr2g/33520850.html
NCS2372DWR2G | ON Semiconductor | 500: 0.8226 1,000: 0.8102 5,000: 0.8041 | onsemi Power Op Amp, Dual Channel, SOIC-16, Dual/Single Supply, SMD |  |  | General Purpose |  |  | NCS2372 | 100 nA |  | 1 A | 8mA |  |  | 1.4 MHz | [5 empty] | 3 (168 Hours) |  | Surface Mount |  | 2 |  |  |  | -40°C ~ 125°C |  | - |  | 16-SOIC (0.295", 7.50mm Width) |  |  |  |  | - |  | 1.4V/µs | 16-SOIC |  |  |  |  | 1 mV | [5 empty] | 1424 | https://www.unikeyic.com/media/datasheet/85/f5/175b/85/c4d549d28e580686478678d39e5868dd.pdf | https://www.unikeyic.com/products/instrumentation-amplifiers/ncs2372dwr2g/32997891.html
NCS325SN2T1G | ON Semiconductor | 1+: 0.2408 100+: 0.193 750+: 0.1725 1,500+: 0.1621 3,000+: 0.1535 | 21μA 160mV/μs 350kHz 5mA 1 1.8V 5.5V 14μV 50pA TSOP-5 SMD, Adhesive Mount 1.1mm H | [49 empty] | 2183 | https://www.unikeyic.com/media/datasheet/96/0a/8cd2/96/27dae16149fa4eed504a94109ed21e0c.pdf | https://www.unikeyic.com/products/instrumentation-amplifiers/ncs325sn2t1g/33359466.html
NCS333ASQ3T2G | ON Semiconductor | 1: 0.4986 100: 0.3996 750: 0.3569 1,500: 0.3364 3,000: 0.3176 | onsemi Op Amp, Single Channel, SOT-353, Single Supply, SMD, 5-Pin |  | 60 kHz | Zero-Drift |  |  | NCS333 | 60 pA |  | 25 mA | 21µA |  |  | 350 kHz | [5 empty] | 1 (Unlimited) |  | Surface Mount |  | 1 |  |  |  | -40°C ~ 105°C |  | Rail-to-Rail |  | 5-TSSOP, SC-70-5, SOT-353 |  |  | 8636491 |  | - |  | 0.15V/µs | SC-88A (SC-70-5/SOT-353) |  |  |  |  | 3.5 µV |  | 5.5 V |  |  | 1.8 V |  | https://www.unikeyic.com/media/datasheet/01/f0/54b6/01/64b1f30f00ba10e4ffa4497a1a0c67ae.pdf | https://www.unikeyic.com/products/instrumentation-amplifiers/ncs333asq3t2g/33533282.html
NCV2001SQ2T2G | ON Semiconductor | 25: 0.6216 100: 0.5463 250: 0.5102 500: 0.4885 1,000: 0.4719 | 820μA 1.6V/μs 1.4MHz 60dB 96mA 7V 500μV 10pA TSOP-5 SMD, Adhesive Mount, 1mm H |  |  | General Purpose |  |  | NCV2001 | 10 pA |  | 96 mA | 820µA |  |  | 1.4 MHz | [5 empty] | 1 (Unlimited) |  | Surface Mount |  | 1 |  |  |  | -40°C ~ 125°C |  | Rail-to-Rail |  | 5-TSSOP, SC-70-5, SOT-353 |  |  | 5181684 |  | Automotive, AEC-Q100 |  | 1.6V/µs | SC-88A (SC-70-5/SOT-353) |  |  |  |  | 500 µV |  | 7 V |  |  | 0.9 V | 2415 | https://www.unikeyic.com/media/datasheet/d7/dd/2292/d7/ee2507d69b2a48f03f9b3de063bcf34d.pdf | https://www.unikeyic.com/products/instrumentation-amplifiers/ncv2001sq2t2g/33531973.html
NCV20061SQ3T2G | ON Semiconductor | 3,000: 0.2445 6,000: 0.238 | onsemi Op Amp, Single Channel, SC-70 Package, Single Supply, SMD, 5-Pin |  |  | General Purpose |  |  | NCV20061 | 1 pA |  | 19 mA | 140µA |  |  | 3 MHz | [5 empty] | 1 (Unlimited) |  | Surface Mount |  | 1 |  |  |  | -40°C ~ 125°C |  | Rail-to-Rail |  | 5-TSSOP, SC-70-5, SOT-353 |  |  | 7556434 |  | Automotive, AEC-Q100 |  | 1.2V/µs | SC-88A (SC-70-5/SOT-353) |  |  |  |  | 500 µV |  | 5.5 V |  |  | 1.8 V | 9146 | https://www.unikeyic.com/media/datasheet/ed/e8/a5c5/ed/9f9d2408470caebced6936498975c5c4.pdf | https://www.unikeyic.com/products/instrumentation-amplifiers/ncv20061sq3t2g/33340251.html
NCV20062DMR2G | ON Semiconductor | 25: 0.713 100: 0.5962 250: 0.5443 500: 0.5206 1,000: 0.4946 2,000: 0.4655 4,000: 0.4385 | Op Amp, 2 Ch, 3MHz, 79dB, 1.8V-5.5V, 140μA, 19mA, 1.2V/μs, 500μV, 1pA, SOP, SMD, 3mm × 3mm × 950μm |  |  | General Purpose |  |  | NCV20062 | 1 pA |  | 19 mA | 140µA (x2 Channels) |  |  | 3 MHz | [5 empty] | 1 (Unlimited) |  | Surface Mount |  | 2 |  |  |  | -40°C ~ 125°C (TA) |  | Rail-to-Rail |  | 8-TSSOP, 8-MSOP (0.118", 3.00mm Width) |  |  | 9087191 |  | - |  | 1.2V/µs | 8-MSOP |  |  |  |  | 500 µV |  | 5.5 V |  |  | 1.8 V | 4898 | https://www.unikeyic.com/media/datasheet/96/36/9b12/96/2121a5c63922b4576e0528e9c6ca7040.pdf | https://www.unikeyic.com/products/instrumentation-amplifiers/ncv20062dmr2g/33373733.html
NCV20081SQ3T2G | ON Semiconductor | 25: 0.4463 100: 0.3896 250: 0.3625 500: 0.3462 1,000: 0.3328 | 48μA 400mV/μs 1.2MHz 79dB 15mA 1 5.5V 500μV 1pA SOT SMD 1mm H |  |  | General Purpose |  |  | NCV20081 | 1 pA |  | 15 mA | 48µA |  |  | 1.2 MHz | [5 empty] | 1 (Unlimited) |  | Surface Mount |  | 1 |  |  |  | -40°C ~ 125°C |  | Rail-to-Rail |  | 5-TSSOP, SC-70-5, SOT-353 |  |  | 7556487 |  | - |  | 0.4V/µs | SC-88A (SC-70-5/SOT-353) |  |  |  |  | 500 µV |  | 5.5 V |  |  | 1.8 V | 2539 | https://www.unikeyic.com/media/datasheet/a5/4e/d8c1/a5/85aaa625fab5b8ce6e5f613462af7784.pdf | https://www.unikeyic.com/products/instrumentation-amplifiers/ncv20081sq3t2g/33065622.html
NCV20082DR2G | ON Semiconductor | 1,000: 0.4356 5,000: 0.4323 | 48μA 400mV/μs 1.2MHz 79dB 15mA 2 5.5V 500μV 1pA SOP SMD mount 1.5mm(height) |  |  | General Purpose |  |  | NCV20082 | 1 pA |  | 15 mA | 48µA (x2 Channels) |  |  | 1.2 MHz | [5 empty] | 1 (Unlimited) |  | Surface Mount |  | 2 |  |  |  | -40°C ~ 125°C (TA) |  | Rail-to-Rail |  | 8-SOIC (0.154", 3.90mm Width) |  |  | 16723140 |  | - |  | 0.4V/µs | 8-SOIC |  |  |  |  | 500 µV |  | 5.5 V |  |  | 1.8 V | 80995 | https://www.unikeyic.com/media/datasheet/6f/d1/156b/6fd1156bb528bc320939c33bf7e2d5ac.pdf | https://www.unikeyic.com/products/instrumentation-amplifiers/ncv20082dr2g/33342816.html
NCV20092DR2G | ON Semiconductor | 1,000: 0.4409 5,000: 0.4376 | Op Amp 23μA 170mV/μs 350kHz 79dB 8.5mA 2 5.5V 500μV 1pA SOIC-8 SMD 1.5mm H |  |  | General Purpose |  |  | NCV20092 | 1 pA |  | 8.5 mA | 23µA (x2 Channels) |  |  | 350 kHz | [5 empty] | 1 (Unlimited) |  | Surface Mount |  | 2 |  |  |  | -40°C ~ 125°C |  | Rail-to-Rail |  | 8-SOIC (0.154", 3.90mm Width) |  |  | 5817002 |  | - |  | 0.17V/µs | 8-SOIC |  |  |  |  | 500 µV |  | 5.5 V |  |  | 1.8 V | 5887 | https://www.unikeyic.com/media/datasheet/46/ec/8621/46/8167e6317001ab048bb550183c1b50c4.pdf | https://www.unikeyic.com/products/instrumentation-amplifiers/ncv20092dr2g/33128295.html
NCV213RSQT2G | ON Semiconductor | 100: 0.3421 200: 0.3261 300: 0.3154 | Op Amp, 40μA Iq, 1V/μs SR, 97dB CMRR, 1-Ch, 2.2V-26V, 5μV Vos, 39μA Ib, 90kHz BW, SMD |  | 90 kHz | Current Sense |  |  | NCV213 | 39 µA |  |  | 40µA | [8 empty] | 1 (Unlimited) |  | Surface Mount |  | 1 |  |  |  | -40°C ~ 125°C (TA) |  | Rail-to-Rail |  | 6-TSSOP, SC-88, SOT-363 |  |  | 9749487 |  | Automotive, AEC-Q100, Zero-Drift |  | 1V/µs | SC-88/SC70-6/SOT-363 |  |  |  |  | 5 µV |  | 26 V |  |  | 2.2 V | 2000 | https://www.unikeyic.com/media/datasheet/87/45/1d1f/87/b1356b151a130f6f1a8cae177fb38c91.pdf | https://www.unikeyic.com/products/instrumentation-amplifiers/ncv213rsqt2g/33007595.html
NCV214RSQT2G | ON Semiconductor | 500+: 0.4437 1,000+: 0.4264 10,000+: 0.384 100,000+: 0.3571 | onsemi Current Sense Amplifier, Rail-to-Rail Output, SC-70 Package | [49 empty] | 949 | https://www.unikeyic.com/media/datasheet/41/04/4678/41/e4d1551feba038574e714f2cf6c03a9e.pdf | https://www.unikeyic.com/products/instrumentation-amplifiers/ncv214rsqt2g/33397902.html
NCV2333DMR2G | ON Semiconductor | 4,000: 0.5227 8,000: 0.5113 | onsemi , dual channel, MICROencapsulation, Dual power, surface mount, 8Pin |  | 60 kHz | Zero-Drift |  |  | NCV2333 | 60 pA |  | 11 mA | 28µA (x2 Channels) |  |  | 270 kHz | [5 empty] | 1 (Unlimited) |  | Surface Mount |  | 2 |  |  |  | -40°C ~ 125°C (TA) |  | Rail-to-Rail |  | 8-TSSOP, 8-MSOP (0.118", 3.00mm Width) |  |  | 9169245 |  | - |  | 0.15V/µs | 8-MSOP |  |  |  |  | 6 µV |  | 5.5 V |  |  | 1.8 V | 35220 | https://www.unikeyic.com/media/datasheet/59/62/ee3a/59/45f9173b247c105f6b816073900e3bab.pdf | https://www.unikeyic.com/products/instrumentation-amplifiers/ncv2333dmr2g/33064215.html
NCV33074ADTBR2G | ON Semiconductor | 2,500+: 0.5401 5,000+: 0.527 | Op Amp 3V 44V ±22V 1.9mA 30mA 13V/μs 4.5MHz 500μV 100nA 4-Ch TSSOP-14 SMD 1.2mm H | [49 empty] | 4571 | https://www.unikeyic.com/media/datasheet/92/8b/e5aa/928be5aa357dacfb3f8db6b918432505.pdf | https://www.unikeyic.com/products/instrumentation-amplifiers/ncv33074adtbr2g/33438502.html
NCV33202DMR2G | ON Semiconductor | 4,000: 0.3043 8,000: 0.2971 | 1.125mA 1V/μs 2.25MHz 90dB 80mA 2 12V 8mV 80nA SOP SMD mount 3mm*3mm*950μm |  |  | General Purpose |  |  | NCV33202 | 80 nA |  | 80 mA | 900µA (x2 Channels) |  |  | 2.25 MHz | [5 empty] | 1 (Unlimited) |  | Surface Mount |  | 2 |  |  |  | -40°C ~ 105°C |  | Rail-to-Rail |  | 8-TSSOP, 8-MSOP (0.118", 3.00mm Width) |  |  | 4848480 |  | - |  | 1V/µs | 8-MSOP |  |  |  |  | 8 mV |  | 12 V |  |  | 1.8 V | 4738 | https://www.unikeyic.com/media/datasheet/9d/b7/59b9/9db759b99493ffee92fcf482e44b3e31.pdf | https://www.unikeyic.com/products/instrumentation-amplifiers/ncv33202dmr2g/33549357.html
NCV333ASQ3T2G | ON Semiconductor | 100: 0.4596 500: 0.4519 1,000: 0.4405 2,500: 0.4328 5,000: 0.4251 | onsemi Op Amp, Single Channel, SOT-353, Single Supply, SMD, 5-Pin |  | 60 kHz | Zero-Drift |  |  | NCV333 | 60 pA |  | 11 mA | 28µA |  |  | 350 kHz | [5 empty] | 1 (Unlimited) |  | Surface Mount |  | 1 |  |  |  | -40°C ~ 125°C |  | Rail-to-Rail |  | 5-TSSOP, SC-70-5, SOT-353 |  |  | 9169355 |  | - |  | 0.15V/µs | SC-88A (SC-70-5/SOT-353) |  |  |  |  | 6 µV |  | 5.5 V |  |  | 1.8 V | 1803 | https://www.unikeyic.com/media/datasheet/7a/27/6465/7a/725781baf93d65a4766f1d96ffc079df.pdf | https://www.unikeyic.com/products/instrumentation-amplifiers/ncv333asq3t2g/33498932.html
NCV5652MUTWG | ON Semiconductor | 500: 0.8226 1,000: 0.8102 5,000: 0.8041 | 3mA 1.5V/μs 350kHz 2 13.2V 1mV 550nA DFN SMD 3mm × 3mm × 500μm |  |  | General Purpose |  |  | NCV5652 | 550 nA |  | 500 mA | 3mA (x2 Channels) |  |  | 350 kHz | [5 empty] | 1 (Unlimited) |  | Surface Mount |  | 2 |  |  |  | -40°C ~ 125°C |  | - |  | 12-UFDFN Exposed Pad |  |  | 16723177 |  | - |  | 1.5V/µs | 12-UDFN (3x3) |  |  |  |  | 1 mV |  | 13.2 V |  |  | 3.3 V | 195340 | https://www.unikeyic.com/media/datasheet/57/3a/a691/57/02fd1fc8fe240b0ce8cf8def843eca4f.pdf | https://www.unikeyic.com/products/instrumentation-amplifiers/ncv5652mutwg/33491234.html
NCV7101SN2T1G | ON Semiconductor | 10: 0.9633 25: 0.7227 100: 0.6367 250: 0.5956 500: 0.5709 1,000: 0.5552 | 1.13mA 1.2V/μs 1MHz 1 600μV 1pA SOP SMD mount 1mm(height) |  |  | General Purpose |  |  | NCV7101 | 1 pA |  | 72 mA | 1.13mA |  |  | 1 MHz | [5 empty] | 1 (Unlimited) |  | Surface Mount |  | 1 |  |  |  | -40°C ~ 125°C |  | Rail-to-Rail |  | SOT-23-5 Thin, TSOT-23-5 |  |  | 13503946 |  | - |  | 1.2V/µs | 5-TSOP |  |  |  |  | 600 µV |  | 10 V |  |  | 1.8 V | 2985 | https://www.unikeyic.com/media/datasheet/1d/8e/fcdd/1d/d52fcda697d83d036034a7f2abee974b.pdf | https://www.unikeyic.com/products/instrumentation-amplifiers/ncv7101sn2t1g/33046538.html
NCV833DR2G | ON Semiconductor | 1,000: 0.2644 5,000: 0.2624 | 4mA 7V/μs 15MHz 2 300μV 300nA SOP SMD 1.5mm H |  |  | Audio |  |  | NCV833 | 300 nA |  |  | 4mA |  |  | 15 MHz | [5 empty] | 1 (Unlimited) |  | Surface Mount |  | 2 |  |  |  | -40°C ~ 85°C |  | - |  | 8-SOIC (0.154", 3.90mm Width) |  |  | 16722932 |  | - |  | 7V/µs | 8-SOIC |  |  |  |  | 300 µV |  | 36 V |  |  | 10 V | 8788 | https://www.unikeyic.com/media/datasheet/31/b2/c47c/31/cbc526ab66c3ba8a5bcbd9004f0a8520.pdf | https://www.unikeyic.com/products/instrumentation-amplifiers/ncv833dr2g/33080737.html
NCY9000DR2G | ON Semiconductor | 300: 1.3055 500: 1.2958 1,000: 1.2763 5,000: 1.2665 |  |  |  | - |  |  | NCY9000 |  |  |  | - | [8 empty] | 1 (Unlimited) |  | - | [5 empty] | - |  | - |  | - | Tape & Reel (TR) |  | 1961174 |  | - |  | - | - | [10 empty] | 11112 | https://www.unikeyic.com/media/about_us/Unikey_ISO_9001_Certification.pdf | https://www.unikeyic.com/products/instrumentation-amplifiers/ncy9000dr2g/33002149.html
NJM4556AD | New Japan Radio | 1: 0.1603 2,000: 0.1577 4,000: 0.155 8,000: 0.1524 | 9mA 3V/μs 8MHz 2 ±18V 500μV 50nA DIP-8 Through hole mounting 8.8mm*6.4mm*3.95mm | - |  |  | Industrial | [6 empty] | NJM4556AD New Japan Radio |  |  | 50nA | 8.8mm*6.4mm*3.95mm | 500μV | ±18V | - |  | Through hole mounting |  | 2 |  | -20℃~75℃ |  |  |  | - |  | DIP-8 |  |  | On sale |  | Tube |  |  |  |  | - | 8MHz | 3V/μs | 9mA | [6 empty] | 44800 | https://www.unikeyic.com/media/datasheet/4a/b3/8d61/4a/68acebdc71d0703676cf9a77ca388af7.pdf | https://www.unikeyic.com/products/instrumentation-amplifiers/njm4556ad/33091440.html
NJM4580D | New Japan Radio | 1: 0.1411 2,000: 0.1388 4,000: 0.1365 8,000: 0.1342 | 6mA 5V/μs 15MHz 2-Ch ±18V 500μV 100nA DIP-8, TH Mount, 8.8mm × 6.4mm × 3.95mm | - |  |  | Industrial | [6 empty] | NJM4580D New Japan Radio |  |  | 100nA | 8.8mm*6.4mm*3.95mm | 500μV | ±18V | - |  | Through hole mounting |  | 2 |  | -40℃~85℃ |  |  |  | - |  | DIP-8 |  |  | On sale |  | Tube |  |  |  |  | - | 15MHz | 5V/μs | 6mA | [6 empty] | 199650 | https://www.unikeyic.com/media/datasheet/01/aa/7ca7/01/7be09cfeb4e149514b4f56be5f14f2ec.pdf | https://www.unikeyic.com/products/instrumentation-amplifiers/njm4580d/33518316.html
NJM5532M | New Japan Radio | 10: 0.1725 20: 0.1656 30: 0.1614 50: 0.1587 | Op Amp 9mA 8V/μs 10MHz 38mA 2-Ch -3V ±22V 500μV 200nA DMP-8, SMD, 5mm × 5mm × 1.75mm | - |  |  | Industrial | [6 empty] | NJM5532M New Japan Radio |  |  | 200nA | 5mm*5mm*1.75mm | 500μV | ±22V | -3V |  | SMD mount |  | 2 |  | -20℃~75℃ |  |  |  | 38mA |  | DMP-8 |  |  | On sale |  | Tube |  |  |  |  | - | 10MHz | 8V/μs | 9mA | [6 empty] | 188 | https://www.unikeyic.com/media/datasheet/26/e0/2dd9/26/5efdd8c6b7891906d335ae54ff140c2f.pdf | https://www.unikeyic.com/products/instrumentation-amplifiers/njm5532m/33013866.html
ONET4251PARGTR | Texas Instruments | 100: 2.4702 300: 2.4519 500: 2.4336 1,000: 2.397 5,000: 2.3787 | 35mA 1 3.6V QFN SMD, Adhesive Mount 950μm H |  |  |  |  | Driver | ONET4251 | [12 empty] | 2 (1 Year) |  | Surface Mount | [9 empty] | 16-VFQFN Exposed Pad |  |  | 13489913 |  | - |  |  | 16-VQFN (3x3) | [10 empty] | 2769 | https://www.unikeyic.com/media/datasheet/2b/0a/0832/2b/056699558d57fcc3ccbff5c1a0d81243.pdf | https://www.unikeyic.com/products/instrumentation-amplifiers/onet4251pargtr/33365839.html
ONET4251PARGTT | Texas Instruments | 100: 2.8867 300: 2.8653 500: 2.8439 1,000: 2.8012 5,000: 2.7798 | 35mA 1 3.6V VQFN-16 SMD, Adhesive Mount 950μm H |  |  |  |  | Driver | ONET4251 | [12 empty] | 2 (1 Year) |  | Surface Mount | [9 empty] | 16-VFQFN Exposed Pad |  |  | 1572007 |  | - |  |  | 16-VQFN (3x3) | [10 empty] | 10238 | https://www.unikeyic.com/media/datasheet/2b/0a/0832/2b/056699558d57fcc3ccbff5c1a0d81243.pdf | https://www.unikeyic.com/products/instrumentation-amplifiers/onet4251pargtt/33415994.html
OP297FPZ | Analog Devices | 1: 13.9455 10: 13.4908 | 525μA (2 Ch) 150mV/μs 500kHz 2 -2V ±20V 50μV 35pA PDIP-8 TH 9.27mm×6.35mm×3.3mm |  |  | General Purpose |  |  | OP297 | 35 pA |  |  | 525µA (x2 Channels) |  |  | 500 kHz | [5 empty] | 1 (Unlimited) |  | Through Hole |  | 2 |  |  |  | -40°C ~ 85°C |  | - |  | 8-DIP (0.300", 7.62mm) | Tube |  | 13442846 |  | - |  | 0.15V/µs | 8-PDIP |  |  |  |  | 50 µV |  | 40 V |  |  | 4 V |  | https://www.unikeyic.com/media/datasheet/c4/44/194a/c4/ed0435915870a7cf04d717d85f3bd893.pdf | https://www.unikeyic.com/products/instrumentation-amplifiers/op297fpz/33340318.html
OP400EY | Analog Devices | 10: 33.6397 50: 33.0695 200: 32.4994 | Op Amp 600μA 150mV/μs 500kHz 4ch 3V ±20V 40μV 750pA CDIP-14 TH 3.56mm H | 500KHz |  |  | Industrial | [6 empty] | OP400EY Analog Devices |  |  | 750pA | 3.56mm(height) | 40μV | ±20V | 3V |  | Through hole mounting |  | 4 |  | -25℃~85℃ |  |  |  | - |  | CDIP-14 |  |  | On sale |  | Tube |  |  |  |  | - | 500KHz | 150mV/μs | 600μA | [6 empty] | 1000 | https://www.unikeyic.com/media/datasheet/9e/11/1d44/9e/ae2fa57b07ac4d417f8cb8184465c456.pdf | https://www.unikeyic.com/products/instrumentation-amplifiers/op400ey/33546713.html
OPA1637DGKR | Texas Instruments | 1+: 4.1705 10+: 3.1413 25+: 2.883 100+: 2.5994 250+: 2.4641 500+: 2.4395 1,000+: 2.3014 | 950μA 15V/μs 9.2MHz 2nA 1 20μV 200pA 7MHz VSSOP-8 SMD, Adhesive Mount | [49 empty] | 2245 |  | https://www.unikeyic.com/products/instrumentation-amplifiers/opa1637dgkr/33390613.html
OPA1671IDBVR | Texas Instruments | 1: 0.8213 100: 0.6847 750: 0.6352 1,500: 0.6045 3,000: 0.5806 | 940μA 5V/μs 13MHz 66mA 1 1.7V 5.5V 250μV 10pA SOT-23-5 SMD mount，glue mount 1.1mm(height) |  |  | Audio |  |  | OPA1671 | 10 pA |  | 66 mA | 940µA |  |  | 13 MHz | [5 empty] | 2 (1 Year) |  | Surface Mount |  | 1 |  |  |  | -40°C ~ 125°C |  | Rail-to-Rail |  | SC-74A, SOT-753 |  |  | 10715382 |  | - |  | 5V/µs | SOT-23-5 |  |  |  |  | 250 µV |  | 5.5 V |  |  | 1.7 V |  | https://www.unikeyic.com/media/datasheet/b4/68/125d/b4/a229814e2d178aa7e98dcd5d1674d1c1.pdf | https://www.unikeyic.com/products/instrumentation-amplifiers/opa1671idbvr/33105794.html
OPA207IDBVR | Texas Instruments | 10: 1.3551 25: 1.2315 100: 1.0956 250: 1.0308 500: 0.9917 1,000: 0.9861 | Comparator 350μA 2.7V/μs 1.3MHz 40mA 1-Ch ±18V,36V 15μV 200pA SOT-23-5 SMD, Adhesive Mount |  |  | General Purpose |  |  | OPA207 | 200 pA |  | 40 mA | 350µA |  |  | 1.3 MHz | [5 empty] | 2 (1 Year) |  | Surface Mount |  | 1 |  |  |  | -40°C ~ 125°C |  | Rail-to-Rail |  | SC-74A, SOT-753 |  |  | 10715371 |  | - |  | 2.7V/µs | SOT-23-5 |  |  |  |  | 15 µV |  | 36 V |  |  | 4.5 V | 1372 | https://www.unikeyic.com/media/datasheet/b8/73/69b8/b87369b8fd65ef90e6ffa53f73ed4712.pdf | https://www.unikeyic.com/products/instrumentation-amplifiers/opa207idbvr/33404206.html
OPA210IDR | Texas Instruments | 1: 2.8511 10: 2.6677 30: 2.11 100: 2.0732 500: 1.9595 1,000: 1.8347 | 2.2mA 6.4V/μs 18MHz 132dB 65mA 4.5V 36V 5μV 300nA SOIC-8 SMD mount，glue mount 4.9mm(Length)*3.91mm(width) | - |  |  | Industrial | [9 empty] | 300nA | 4.9mm(Length)*3.91mm(width) | 5μV | 36V | 4.5V |  | SMD mount, glue mount |  | - |  |  | 125℃(TA) | -40℃(TA) |  | 65mA |  | SOIC-8 |  |  | On sale |  | Tape and reel packaging |  |  |  |  | 132dB | 18MHz | 6.4V/μs | 2.2mA | [7 empty] | https://www.unikeyic.com/media/about_us/Unikey_ISO_9001_Certification.pdf | https://www.unikeyic.com/products/instrumentation-amplifiers/opa210idr/33358322.html
OPA2145IDGKR | Texas Instruments | 2,500: 2.7322 | 445μA(x2 Channels) 20V/μs 5.5MHz 20mA 2 ±18V，36V 40μV 2pA VSSOP-8 SMD mount，glue mount | - |  |  | Industrial | [9 empty] | 2pA |  | 40μV | ±18V, 36V | - |  | SMD mount, glue mount |  | 2 |  |  | 125℃(TA) | -40℃(TA) |  | 20mA |  | VSSOP-8 |  |  | On sale |  | Tape and reel packaging |  |  |  |  | - | 5.5MHz | 20V/μs | 445μA(x2 Channels) | [6 empty] | 2774 | https://www.unikeyic.com/media/about_us/Unikey_ISO_9001_Certification.pdf | https://www.unikeyic.com/products/instrumentation-amplifiers/opa2145idgkr/32995469.html
OPA2145IDGKT | Texas Instruments | 1+: 4.6872 100+: 4.0337 250+: 2.8281 1,000+: 2.2792 | Op Amp 445μA(x2 Ch) 20V/μs 5.5MHz 20mA 40μV 2pA VSSOP-8 SMD | [49 empty] | 18507 |  | https://www.unikeyic.com/products/instrumentation-amplifiers/opa2145idgkt/33495135.html
OPA2156IDGKT | Texas Instruments | 250: 2.9026 500: 2.8101 750: 2.7638 1,250: 2.7125 1,750: 2.6825 2,500: 2.6537 | 4.4mA(x2 Ch) 40V/μs 25MHz 82dB 100mA 25μV 5pA VSSOP-8 SMD, Adhesive Mount | - |  |  | Automotive | [9 empty] | 5pA |  | 25μV | - | - |  | SMD mount, glue mount |  | - |  | -40℃~125℃ |  |  |  | 100mA |  | VSSOP-8 |  |  | On sale |  | Tape and reel packaging |  |  |  |  | 82dB | 25MHz | 40V/μs | 4.4mA(x2 Channels) | [6 empty] | 409 | https://www.unikeyic.com/media/about_us/Unikey_ISO_9001_Certification.pdf | https://www.unikeyic.com/products/instrumentation-amplifiers/opa2156idgkt/33141515.html
OPA2182ID | Texas Instruments | 75+: 3.1906 150+: 3.0582 300+: 2.9493 525+: 2.8755 1,050+: 2.7989 2,550+: 2.7203 | Op Amp, 2 Ch, 850μA, 10V/μs, 5MHz, 65mA, 450μV, 50pA, SOIC-8, SMD | [49 empty] | 802 | https://www.unikeyic.com/media/datasheet/b4/31/04e8/b43104e8375aab3714c198329309c67e.pdf | https://www.unikeyic.com/products/instrumentation-amplifiers/opa2182id/33500348.html
OPA2182IDGKR | Texas Instruments | 1: 2.0456 100: 1.7639 1,250: 1.6785 2,500: 1.6221 | Op Amp, 850μA, 10V/μs, 5MHz, 168dB, 65mA, 2-Ch, 4.5V-36V, 450nV, 50pA, VSSOP-8, SMD, Adhesive Mount |  |  | Zero-Drift |  |  | OPA2182 | 50 pA |  | 65 mA | 850µA |  |  | 5 MHz | [5 empty] | 2 (1 Year) |  | Surface Mount |  | 2 |  |  |  | -40°C ~ 125°C (TA) |  | Rail-to-Rail |  | 8-TSSOP, 8-MSOP (0.118", 3.00mm Width) |  |  | 13283331 |  | Zero-Drift |  | 10V/µs | 8-VSSOP |  |  |  |  | 0.45 µV |  | 36 V |  |  | 4.5 V |  | https://www.unikeyic.com/media/datasheet/b4/31/04e8/b43104e8375aab3714c198329309c67e.pdf | https://www.unikeyic.com/products/instrumentation-amplifiers/opa2182idgkr/33533315.html
OPA2182IDR | Texas Instruments | 1: 1.4651 100: 1.2619 1,250: 1.2021 2,500: 1.1611 | 850μA(x2 Channels) 10V/μs 5MHz 168dB 65mA 2 4.5V 36V 450nV 50pA SOIC-8 SMD mount，glue mount 4.9mm(Length)*3.9mm(width) |  |  | Zero-Drift |  |  |  | 50 pA |  | 65 mA | 850µA (x2 Channels) |  |  | 5 MHz | [5 empty] | 2 (1 Year) |  | Surface Mount |  | 2 |  |  |  | -40°C ~ 125°C (TA) |  | Rail-to-Rail |  | 8-SOIC (0.154", 3.90mm Width) |  |  | 15856707 |  | Zero-Drift |  | 10V/µs | 8-SOIC |  |  |  |  | 0.45 µV |  | 36 V |  |  | 4.5 V |  | https://www.unikeyic.com/media/datasheet/b4/31/04e8/b43104e8375aab3714c198329309c67e.pdf | https://www.unikeyic.com/products/instrumentation-amplifiers/opa2182idr/33076837.html
OPA2189IDGKR | Texas Instruments | 5: 11.0934 15: 9.236 30: 9.0808 | 1.3mA 20V/μs 14MHz 168DB 65mA 2 4.5V ±18V，36V 1.5μV 70pA VSSOP-8 SMD mount，glue mount 3mm*3mm*1.07mm |  |  | Zero-Drift |  |  | OPA2189 | 70 pA |  | 65 mA | 1.3mA |  |  | 14 MHz | [5 empty] | 2 (1 Year) |  | Surface Mount |  | 2 |  |  |  | -40°C ~ 125°C (TA) |  | Rail-to-Rail |  | 8-TSSOP, 8-MSOP (0.118", 3.00mm Width) |  |  | 13237264 |  | Zero-Drift |  | 20V/µs | 8-VSSOP |  |  |  |  | 1.5 µV |  | 36 V |  |  | 4.5 V | 955 | https://www.unikeyic.com/media/datasheet/e1/22/281d/e1/f9dbf550a4b405ddce5980712c8c9d53.pdf | https://www.unikeyic.com/products/instrumentation-amplifiers/opa2189idgkr/33442424.html
OPA2202ID | Texas Instruments | 1+: 2.025 100+: 1.5579 250+: 1.1264 1,000+: 0.8052 | 580μA (x2 Ch) 350mV/μs 1MHz 35mA 20μV 250pA SOIC-8 SMD | [49 empty] | 35 | https://www.unikeyic.com/media/datasheet/4c/52/ac0d/4c52ac0dec0f9bff326c7f7133667641.pdf | https://www.unikeyic.com/products/instrumentation-amplifiers/opa2202id/33068246.html
OPA2202IDGKR | Texas Instruments | 2,500: 1.2584 7,500: 1.208 12,500: 1.1678 15,000: 1.1275 | 580μA(x2 Ch) 350mV/μs 1MHz 35mA 2 ±18V, 36V 20μV 250pA VSSOP-8 SMD |  |  | General Purpose |  |  | OPA2202 | 250 pA |  | 35 mA | 580µA (x2 Channels) |  |  | 1 MHz | [5 empty] | 2 (1 Year) |  | Surface Mount |  | 2 |  |  |  | -40°C ~ 105°C (TA) |  | Push-Pull |  | 8-TSSOP, 8-MSOP (0.118", 3.00mm Width) |  |  | 11502302 |  | - |  | 0.35V/µs | 8-VSSOP |  |  |  |  | 20 µV |  | 36 V |  |  | 4.5 V | 2500 | https://www.unikeyic.com/media/datasheet/4c/52/ac0d/4c52ac0dec0f9bff326c7f7133667641.pdf | https://www.unikeyic.com/products/instrumentation-amplifiers/opa2202idgkr/33017972.html
OPA2205ADGKR | Texas Instruments | 1+: 4.3125 10+: 3.113 25+: 2.86 100+: 2.538 250+: 2.3976 500+: 2.3868 2,500+: 2.1816 | Op Amp, 220μA (x2 Ch), 4V/μs, 3.6MHz, 25mA, 8μV, 100pA, VSSOP-8, SMD, Adhesive Mount | [49 empty] | 61 | https://www.unikeyic.com/media/datasheet/c3/ce/6f43/c3ce6f43e32eabf8af98b74526b7b268.pdf | https://www.unikeyic.com/products/instrumentation-amplifiers/opa2205adgkr/33090233.html
OPA2205ADGKT | Texas Instruments | 250+: 3.2721 500+: 3.17 750+: 3.1188 1,250+: 3.0622 1,750+: 3.0291 2,500+: 2.9972 | Op Amp, 220μA (x2 Ch), 4V/μs, 3.6MHz, 25mA, 8μV, 100pA, VSSOP-8, SMD, Adhesive Mount | [49 empty] | 328 | https://www.unikeyic.com/media/datasheet/c3/ce/6f43/c3ce6f43e32eabf8af98b74526b7b268.pdf | https://www.unikeyic.com/products/instrumentation-amplifiers/opa2205adgkt/33460178.html
OPA2206ADGKR | Texas Instruments | 1+: 4.041 100+: 3.4771 250+: 2.4376 1,000+: 1.9646 | 220μA (x2 Ch) 4V/μs 3.6MHz 124dB 25mA 4.5V 8μV 100pA VSSOP-8 SMD, Adhesive Mount | [49 empty] | 15619 | https://www.unikeyic.com/media/datasheet/6c/8b/5da2/6c8b5da2a6d1ce21b56f6a070cbd4842.pdf | https://www.unikeyic.com/products/instrumentation-amplifiers/opa2206adgkr/33486846.html
OPA2604AP | Texas Instruments | 10: 16.704 500: 16.0359 1,000: 15.7686 | Op Amp, 10.5mA, 25V/μs, 20MHz, 2-Ch, -4.5V to ±24V, 1mV, 100pA, DIP, TH, 5.08mm H | 20MHz |  |  | Industrial | [6 empty] | OPA2604AP Texas Instruments |  |  | 100pA | 5.08mm(height) | 1mV | ±24V | -4.5V |  | Through hole mounting |  | 2 |  | -25℃~85℃ |  |  |  | 10.5mA |  | DIP |  |  | On sale |  | Tube |  |  |  |  | - | 20MHz | 25V/μs | 10.5mA | [6 empty] | 1392 | https://www.unikeyic.com/media/datasheet/49/a7/9b72/49/4030a282567c17983a76de7fb894143d.pdf | https://www.unikeyic.com/products/instrumentation-amplifiers/opa2604ap/33100830.html
OPA2607QDGKRQ1 | Texas Instruments | 2,500: 1.3526 5,000: 1.3247 7,500: 1.3107 | 900μA 24V/μs 50MHz 60mA 100μV 3pA VSSOP-8 SMD, Adhesive Mount |  |  | CMOS |  |  |  | 3 pA |  | 60 mA | 900µA |  |  | 50 MHz | [5 empty] | 1 (Unlimited) |  | Surface Mount |  | 2 |  |  |  | -40°C ~ 125°C (TA) |  | Rail-to-Rail |  | 8-TSSOP, 8-MSOP (0.118", 3.00mm Width) |  |  | 15666818 |  | - |  | 24V/µs | 8-VSSOP |  |  |  |  | 100 µV |  | 5.5 V |  |  | 2.2 V | 2500 | https://www.unikeyic.com/media/datasheet/b0/b8/097d/b0b8097df62ba8b9bcd6df4b292f0ffe.pdf | https://www.unikeyic.com/products/instrumentation-amplifiers/opa2607qdgkrq1/33003419.html
OPA2991IDDFR | Texas Instruments | 1: 0.8728 10: 0.8215 50: 0.7934 100: 0.7508 | 560μA(x2 Channels) 21V/μs 4.5MHz 75mA 2 40V 125μV 10pA TSOT-23-8 SMD mount |  |  | General Purpose |  |  | OPA2991 | 10 pA |  | 75 mA | 560µA (x2 Channels) |  |  | 4.5 MHz | [5 empty] | 1 (Unlimited) |  | Surface Mount |  | 2 |  |  |  | -40°C ~ 125°C (TA) |  | Rail-to-Rail |  | SOT-23-8 |  |  | 13174026 |  | - |  | 21V/µs | TSOT-23-8 |  |  |  |  | 125 µV |  | 40 V |  |  | 2.7 V |  | https://www.unikeyic.com/media/pdf/PCNPackaging/texas-instruments/2b/0d/5ce5/lm74500qddfrq1/2025/11/PCN20211223000-0.pdf | https://www.unikeyic.com/products/instrumentation-amplifiers/opa2991iddfr/33354114.html
OPA2991IDSGR | Texas Instruments | 3,000: 1.3671 6,000: 1.3403 | Op Amp 560μA x2Ch 21V/μs 4.5MHz 75mA 40V 125μV 10pA WSON-8 SMD, Adhesive Mount | - |  |  | Industrial | [9 empty] | 10pA |  | 125μV | 40V | - |  | SMD mount, glue mount |  | 2 |  |  | 125℃(TA) | -40℃(TA) |  | 75mA |  | WSON-8 |  |  | On sale |  | Tape and reel packaging |  |  |  |  | - | 4.5MHz | 21V/μs | 560μA(x2 Channels) | [6 empty] | 3346 | https://www.unikeyic.com/media/about_us/Unikey_ISO_9001_Certification.pdf | https://www.unikeyic.com/products/instrumentation-amplifiers/opa2991idsgr/33123010.html
OPA2991IPWR | Texas Instruments | 2,000: 1.248 4,000: 1.2203 6,000: 1.2064 | 560μA(x2Ch) 21V/μs 4.5MHz 75mA 2 40V 125μV 10pA TSSOP-8 SMD |  |  | General Purpose |  |  | OPA2991 | 10 pA |  | 75 mA | 560µA (x2 Channels) |  |  | 4.5 MHz | [5 empty] | 1 (Unlimited) |  | Surface Mount |  | 2 |  |  |  | -40°C ~ 125°C (TA) |  | Rail-to-Rail |  | 8-TSSOP (0.173", 4.40mm Width) |  |  | 12165200 |  | - |  | 21V/µs | 8-TSSOP |  |  |  |  | 125 µV |  | 40 V |  |  | 2.7 V | 2754 | https://www.unikeyic.com/media/pdf/PCNDesignSpecification/texas-instruments/13/de/8cab/max3221ipwrg4/2025/11/PCN20230306005-0.pdf | https://www.unikeyic.com/products/instrumentation-amplifiers/opa2991ipwr/33485149.html
OPA2991QDGKRQ1 | Texas Instruments | 1: 1.4292 10: 1.3371 30: 1.0576 100: 1.0392 500: 0.9822 1,000: 0.9196 | 560μA(x2 Channels) 21V/μs 4.5MHz 130dB 75mA 2 2.7V 40V 125μV 10pA 4.5MHz VSSOP-8 SMD mount |  |  | General Purpose |  |  |  | 10 pA |  | 75 mA | 560µA (x2 Channels) |  |  | 4.5 MHz | [5 empty] | 1 (Unlimited) |  | Surface Mount |  | 2 |  |  |  | -40°C ~ 125°C (TA) |  | Rail-to-Rail |  | 8-TSSOP, 8-MSOP (0.118", 3.00mm Width) |  |  | 14004473 |  | - |  | 21V/µs | 8-VSSOP |  |  |  |  | 125 µV |  | 40 V |  |  | 2.7 V |  | https://www.unikeyic.com/media/about_us/Unikey_ISO_9001_Certification.pdf | https://www.unikeyic.com/products/instrumentation-amplifiers/opa2991qdgkrq1/33431028.html
OPA2991QDRQ1 | Texas Instruments | 30+: 1.2436 500+: 1.1915 1,000+: 1.1205 2,000+: 1.092 | 560μA (x2 Ch), 21V/μs, 4.5MHz, 75mA, 125μV, 10pA, SOIC-8, SMD, Adhesive Mount | [49 empty] | 8519 |  | https://www.unikeyic.com/products/instrumentation-amplifiers/opa2991qdrq1/33502913.html
OPA392DBVT | Texas Instruments | 1+: 3.294 10+: 2.4613 25+: 2.2542 100+: 2.0261 | Op Amp, 1.22mA 4.8V/μs 13MHz 65mA 1Ch 1μV 0.01pA SOT-23-5 SMD, Adhesive Mount | [49 empty] | 7 |  | https://www.unikeyic.com/products/instrumentation-amplifiers/opa392dbvt/33009461.html
OPA397DBVT | Texas Instruments | 250+: 1.4603 500+: 1.408 750+: 1.3819 1,250+: 1.3529 1,750+: 1.3359 2,500+: 1.3196 | 1.22mA, 4.5V/μs, 13MHz, 65mA, 10mV, 0.01pA, SOT-23-5, SMD, Adhesive Mount | [49 empty] | 252 | https://www.unikeyic.com/media/datasheet/f0/70/4a7c/f0704a7cd0a3b223c6b811cf83ce9931.pdf | https://www.unikeyic.com/products/instrumentation-amplifiers/opa397dbvt/33391428.html
OPA404BG | Texas Instruments | 1: 171.806 25: 166.0017 50: 160.1974 100: 156.7149 300: 155.554 500: 154.3932 1,000: 152.0715 5,000: 150.9106 | 9mA 35V/μs 6.4MHz 9mA 4 36V 260μV 1pA CDIP-14 TH, 20.07mm × 12.45mm × 4.07mm |  |  | General Purpose |  |  | OPA404 | 1 pA |  | 10 mA | 9mA (x4 Channels) |  |  | 6.4 MHz | [5 empty] | Not Applicable |  | Through Hole |  | 4 |  |  |  | -25°C ~ 85°C |  | - |  | 14-CDIP (0.300", 7.62mm) | Tube |  | 301268 |  | Difet® |  | 35V/µs | 14-CDIP |  |  |  |  | 260 µV |  | 36 V |  |  | 10 V | 241 | https://www.unikeyic.com/media/datasheet/a8/6e/ae3f/a8/029d43596596a302a9aa6b4b49e8274a.pdf | https://www.unikeyic.com/products/instrumentation-amplifiers/opa404bg/33002127.html
OPA4191IPWR | Texas Instruments | 30: 1.6887 500: 1.6037 1,000: 1.5195 3,000: 1.4798 | Op Amp, 2 Ch, 140μA, 7.5V/μs, 2.5MHz, 65mA, 5μV, 5pA, TSSOP-14, SMD, Adhesive Mount | - |  |  | Industrial | [6 empty] | OPA4191IPWR Texas Instruments |  |  | 5pA |  | 5μV | - | - |  | SMD mount, glue mount |  | - |  |  | 125℃(TA) | -40℃(TA) |  | 65mA |  | TSSOP-14 |  |  | On sale |  | Tape and reel packaging |  |  |  |  | - | 2.5MHz | 7.5V/μs | 140μA(x2 Channels) | [7 empty] | https://www.unikeyic.com/media/datasheet/36/f2/fb61/36f2fb61fb48b13cb40da820e1f05388.pdf | https://www.unikeyic.com/products/instrumentation-amplifiers/opa4191ipwr/33505266.html
OPA4191IRUMR | Texas Instruments | 3,000: 4.3718 | Op Amp, 2-Channel, 7.5V/μs, 2.5MHz, 140dB, 65mA, 4-Pin, 4.5V, ±18V, 36V, 5μV, 5pA, QFN, SMD |  |  | CMOS |  |  | OPA4191 | 5 pA |  | 65 mA | 140µA (x4 Channels) |  |  | 2.5 MHz | [5 empty] | 1 (Unlimited) |  | Surface Mount |  | 4 |  |  |  | -40°C ~ 125°C |  | Rail-to-Rail |  | 16-WQFN Exposed Pad |  |  | 11308877 |  | - |  | 7.5V/µs | 16-WQFN (4x4) |  |  |  |  | 5 µV |  | 36 V |  |  | 4.5 V | 7477 | https://www.unikeyic.com/media/datasheet/96/fa/0e90/96fa0e907bfe81c45a37aa5192c97245.pdf | https://www.unikeyic.com/products/instrumentation-amplifiers/opa4191irumr/33003460.html
OPA4202IDR | Texas Instruments | 1: 3.044 10: 1.8694 25: 1.7048 100: 1.5234 250: 1.437 500: 1.3915 | 580μA (x2 Ch) 350mV/μs 1MHz 35mA 4 ±18V, 36V 20μV 250pA SOIC-14 SMD, Adhesive Mount |  |  | General Purpose |  |  | OPA4202 | 250 pA |  | 35 mA | 580µA (x4 Channels) |  |  | 1 MHz | [5 empty] | 2 (1 Year) |  | Surface Mount |  | 4 |  |  |  | -40°C ~ 105°C (TA) |  | Push-Pull |  | 14-SOIC (0.154", 3.90mm Width) |  |  | 11502295 |  | - |  | 0.35V/µs | 14-SOIC |  |  |  |  | 20 µV |  | 36 V |  |  | 4.5 V | 69 | https://www.unikeyic.com/media/datasheet/2c/1c/5707/2c1c5707cbab4057157ab7ecb955050f.pdf | https://www.unikeyic.com/products/instrumentation-amplifiers/opa4202idr/33495267.html
OPA4202IPWR | Texas Instruments | 1+: 1.9925 100+: 1.6453 250+: 1.1605 1,000+: 0.8734 | Op Amp 580μA(x2 Ch) 350mV/μs 1MHz 35mA 20μV 250nA TSSOP-14 SMD, Adhesive Mount | [49 empty] | 27522 |  | https://www.unikeyic.com/products/instrumentation-amplifiers/opa4202ipwr/33450113.html
OPA4364AIDG4 | Texas Instruments | 100: 3.7484 300: 3.7206 500: 3.6929 1,000: 3.6373 5,000: 3.6096 | 1.1mA 5V/μs 7MHz 4 1mV 1pA SOP SMD 1.5mm H | - |  |  | Industrial | [6 empty] | OPA4364AIDG4 Texas Instruments |  |  | 1pA | 1.5mm(height) | 1mV | - | - |  | SMD mount |  | 4 |  | -40℃~125℃ |  |  |  | - |  | SOP |  |  | On sale |  | Tube |  |  |  |  | - | 7MHz | 5V/μs | 1.1mA | [6 empty] | 186 | https://www.unikeyic.com/media/datasheet/f1/e0/2d73/f1/b9f769e46b8be966373bd1d14987582c.pdf | https://www.unikeyic.com/products/instrumentation-amplifiers/opa4364aidg4/33104544.html
OPA462EVM | Texas Instruments | 1+: 141.1344 | 3.2mA 32V/μs 45mA | [49 empty] | 2 |  | https://www.unikeyic.com/products/instrumentation-amplifiers/opa462evm/33557367.html
OPA462IDDAR | Texas Instruments | 1+: 20.9154 100+: 18.2688 250+: 14.0866 1,000+: 12.5994 | Op Amp -6V to +90V 25V/μs 6.5MHz 30mA 200μV 30μA 800kHz SMD, Adhesive Mount 4.89mm L × 3.9mm W | [49 empty] | 18 | https://www.unikeyic.com/media/datasheet/9a/15/5c4b/9a155c4b0dc52492131282de67368f02.pdf | https://www.unikeyic.com/products/instrumentation-amplifiers/opa462iddar/33105834.html
OPA4743UA/2K5 | Texas Instruments | 10: 2.7498 100: 2.5598 500: 2.424 1,000: 2.3764 | 1.1mA 10V/μs 7MHz 20mA 4-Ch 12V 1.5mV 1pA SOIC-14 SMD 8.65mm × 3.91mm × 1.58mm |  |  | CMOS |  |  | OPA4743 | 1 pA |  | 20 mA | 1.1mA (x4 Channels) |  |  | 7 MHz | [5 empty] | 1 (Unlimited) |  | Surface Mount |  | 4 |  |  |  | -40°C ~ 85°C |  | Rail-to-Rail |  | 14-SOIC (0.154", 3.90mm Width) | Tape & Reel (TR) |  | 13471833 |  | - |  | 10V/µs | 14-SOIC |  |  |  |  | 1.5 mV |  | 12 V |  |  | 3.5 V | 2076 | https://www.unikeyic.com/media/datasheet/0c/3a/b8f7/0c/6a20a56721c4cfa62259180dafb76bb6.pdf | https://www.unikeyic.com/products/instrumentation-amplifiers/opa4743ua-2k5/32994183.html
OPA4990IDR | Texas Instruments | 2,500: 1.625 5,000: 1.5923 | Op Amp, 2 Ch, 4.5V/μs Slew Rate, 1.1MHz BW, 115dB CMRR, 80mA Out, 4-Pin, 2.7V-40V, 300μV Offset, 10pA I_B, SOIC-14, SMD, Adhesive Mount |  |  | General Purpose |  |  | OPA4990 | 10 pA |  | 80 mA | 120µA (x4 Channels) |  |  | 1.1 MHz | [5 empty] | 2 (1 Year) |  | Surface Mount |  | 4 |  |  |  | -40°C ~ 125°C (TA) |  | Rail-to-Rail |  | 14-SOIC (0.154", 3.90mm Width) |  |  | 11502204 |  | - |  | 4.5V/µs | 14-SOIC |  |  |  |  | 300 µV |  | 40 V |  |  | 2.7 V | 7969 | https://www.unikeyic.com/media/datasheet/5f/e3/9b98/5fe39b9840d6a775c59b30ac5960444a.pdf | https://www.unikeyic.com/products/instrumentation-amplifiers/opa4990idr/33004731.html
OPA4991IDR | Texas Instruments | 1: 2.2164 100: 2.0166 1,250: 1.9568 2,500: 1.909 | 560μA(x2 Channels) 21V/μs 4.5MHz 75mA 4 40V 125μV 10pA SOIC-14 SMD mount，glue mount |  |  | General Purpose |  |  | OPA4991 | 10 pA |  | 75 mA | 560µA (x4 Channels) |  |  | 4.5 MHz | [5 empty] | 1 (Unlimited) |  | Surface Mount |  | 4 |  |  |  | -40°C ~ 125°C (TA) |  | Rail-to-Rail |  | 14-SOIC (0.154", 3.90mm Width) |  |  | 13174003 |  | - |  | 21V/µs | 14-SOIC |  |  |  |  | 125 µV |  | 40 V |  |  | 2.7 V |  | https://www.unikeyic.com/media/about_us/Unikey_ISO_9001_Certification.pdf | https://www.unikeyic.com/products/instrumentation-amplifiers/opa4991idr/33112067.html
OPA607IDBVR | Texas Instruments | 1: 1.0521 10: 0.8666 30: 0.7662 100: 0.6485 500: 0.5984 1,000: 0.5763 | 900μA 24V/μs 50MHz 100DB 60mA 1 4.5V ±2.75V，5.5V 120μV 3pA 9MHz SOT-23-5 SMD mount，glue mount | 9MHz |  |  | Industrial | [6 empty] | OPA607IDBVR Texas Instruments |  |  | 3pA |  | 120μV | ±2.75V, 5.5V | 4.5V |  | SMD mount, glue mount |  | 1 |  |  | 125℃(TA) | -40℃(TA) |  | 60mA |  | SOT-23-5 |  |  | On sale |  | Tape and reel packaging |  |  |  |  | 100DB | 50MHz | 24V/μs | 900μA | [7 empty] | https://www.unikeyic.com/media/datasheet/88/fd/2a06/88fd2a06823b6b7fa7f07737318651f6.pdf | https://www.unikeyic.com/products/instrumentation-amplifiers/opa607idbvr/33346590.html
OPA607IDBVT | Texas Instruments | 250+: 1.0631 500+: 1.023 750+: 1.0029 1,250+: 0.9806 1,750+: 0.9676 2,500+: 0.9551 | Op Amp 900μA 24V/μs 50MHz 60mA 120μV 3pA 9MHz SOT-23-5 SMD, Adhesive Mount | [49 empty] | 4979 | https://www.unikeyic.com/media/datasheet/88/fd/2a06/88fd2a06823b6b7fa7f07737318651f6.pdf | https://www.unikeyic.com/products/instrumentation-amplifiers/opa607idbvt/33483805.html
OPA607IDCKR | Texas Instruments | 3,000+: 0.8302 6,000+: 0.8123 9,000+: 0.8033 | 900μA 24V/μs 50MHz 60mA 1 ±2.75V, 5.5V 120μV 3pA 9MHz SC-70-6 SMD, Adhesive Mount | [49 empty] | 7029 | https://www.unikeyic.com/media/datasheet/88/fd/2a06/88fd2a06823b6b7fa7f07737318651f6.pdf | https://www.unikeyic.com/products/instrumentation-amplifiers/opa607idckr/33098103.html
OPA607QDBVRQ1 | Texas Instruments | 1: 1.0722 10: 1.0032 30: 0.7934 100: 0.7797 500: 0.7368 1,000: 0.69 | 900μA 24V/μs 50MHz 60mA 1 2.2V 5.5V 100μV 3pA 10MHz SOT-23-5 SMD mount，glue mount 2.9mm(Length)*1.6mm(width) | 10MHz |  |  | Automotive | [6 empty] | OPA607QDBVRQ1 Texas Instruments |  |  | 3pA | 2.9mm(Length)*1.6mm(width) | 100μV | 5.5V | 2.2V |  | SMD mount, glue mount |  | 1 |  |  | 125℃(TA) | -40℃(TA) |  | 60mA |  | SOT-23-5 |  |  | On sale |  | Tape and reel packaging |  |  |  |  | - | 50MHz | 24V/μs | 900μA | [7 empty] | https://www.unikeyic.com/media/datasheet/71/c0/b4d3/71c0b4d37c95fd54e4f9d8b58e1744b7.pdf | https://www.unikeyic.com/products/instrumentation-amplifiers/opa607qdbvrq1/33124244.html
OPA810IDBVT | Texas Instruments | 250: 2.982 500: 2.8865 750: 2.8387 1,250: 2.7857 1,750: 2.7547 2,500: 2.7249 | 3.8mA 254V/μs 70MHz 3.8mA 100μV 2pA 140MHz SOT-23-5 SMD, Adhesive Mount |  | 140 MHz | J-FET |  |  | OPA810 | 2 pA |  | 3.8 mA | 3.8mA |  |  | 70 MHz | [5 empty] | 2 (1 Year) |  | Surface Mount |  | 1 |  |  |  | -40°C ~ 125°C (TA) |  | Rail-to-Rail |  | SC-74A, SOT-753 |  |  | 12642225 |  | - |  | 254V/µs | SOT-23-5 |  |  |  |  | 100 µV |  | 27 V |  |  | 4.75 V | 2000 | https://www.unikeyic.com/media/datasheet/9f/3b/4301/9f3b4301aed84f13eb55e100e5f0b4f3.pdf | https://www.unikeyic.com/products/instrumentation-amplifiers/opa810idbvt/33535826.html
OPA810IDCKR | Texas Instruments | 1+: 3.3466 100+: 2.8798 250+: 2.0185 1,000+: 1.6269 | Op Amp 3.8mA 254V/μs 70MHz 100mA 100μV 2pA 140MHz SC-70-5 SMD, Adhesive Mount | [49 empty] | 90250 |  | https://www.unikeyic.com/products/instrumentation-amplifiers/opa810idckr/33118863.html
OPA818IDRGR | Texas Instruments | 1: 15.0823 10: 13.2598 30: 12.1159 | 26.5mA 1.4KV/μs 2.7GHz 110mA 1 ±6.5V，13V 1.25mV 25pA 765MHz SON-8 SMD mount，glue mount |  | 765 MHz | J-FET |  |  | OPA818 | 25 pA |  | 110 mA | 26.5mA |  |  | 2.7 GHz | [5 empty] | 2 (1 Year) |  | Surface Mount |  | 1 |  |  |  | -40°C ~ 125°C (TA) |  | - |  | 8-WFDFN Exposed Pad |  |  | 12165223 |  | - |  | 1400V/µs | 8-SON (3x3) |  |  |  |  | 1.25 mV |  | 13 V |  |  | 6 V |  | https://www.unikeyic.com/media/datasheet/5c/b9/5a98/5cb95a984537b9b79e6e270c635d05cd.pdf | https://www.unikeyic.com/products/instrumentation-amplifiers/opa818idrgr/33348004.html
OPA818IDRGT | Texas Instruments | 250: 13.3846 500: 13.0585 750: 12.8952 | 26.5mA 1.4KV/μs 2.7GHz 110mA 1 ±6.5V，13V 1.25mV 25pA 765MHz SON SMD mount，glue mount |  | 765 MHz | J-FET |  |  | OPA818 | 25 pA |  | 110 mA | 26.5mA |  |  | 2.7 GHz | [5 empty] | 2 (1 Year) |  | Surface Mount |  | 1 |  |  |  | -40°C ~ 125°C (TA) |  | - |  | 8-WFDFN Exposed Pad |  |  | 12165157 |  | - |  | 1400V/µs | 8-SON (3x3) |  |  |  |  | 1.25 mV |  | 13 V |  |  | 6 V | 1358 | https://www.unikeyic.com/media/datasheet/5c/b9/5a98/5cb95a984537b9b79e6e270c635d05cd.pdf | https://www.unikeyic.com/products/instrumentation-amplifiers/opa818idrgt/33352041.html
OPA990IDBVR | Texas Instruments | 1: 0.6609 10: 0.5368 30: 0.4762 100: 0.4149 500: 0.3798 1,000: 0.3609 | 130μA 4.5V/μs 1.1MHz 115dB 80mA 1 2.7V 40V 300μV 10pA SOT-23-5 SMD mount，glue mount 1.1mm(height) |  |  | General Purpose |  |  | OPA990 | 10 pA |  | 80 mA | 130µA |  |  | 1.1 MHz | [5 empty] | 1 (Unlimited) |  | Surface Mount |  | 1 |  |  |  | -40°C ~ 125°C (TA) |  | Rail-to-Rail |  | SC-74A, SOT-753 |  |  | 11502246 |  | - |  | 4.5V/µs | SOT-23-5 |  |  |  |  | 300 µV |  | 40 V |  |  | 2.7 V |  | https://www.unikeyic.com/media/datasheet/5f/e3/9b98/5fe39b9840d6a775c59b30ac5960444a.pdf | https://www.unikeyic.com/products/instrumentation-amplifiers/opa990idbvr/33556005.html
OPA990SIDBVR | Texas Instruments | 1: 1.0143 100: 0.8452 750: 0.7838 1,500: 0.7462 3,000: 0.7172 | 130μA 4.5V/μs 1.1MHz 80mA 1 2.7V ±20V，40V 1.5mV 10pA 1.1MHz SOT-23-6 SMD mount，glue mount 2.9mm(Length)*1.6mm(width) |  |  | General Purpose |  |  | OPA990 |  |  | 80 mA | 130µA |  |  | 1.1 MHz | [5 empty] | 1 (Unlimited) |  | Surface Mount |  | 1 |  |  |  | -40°C ~ 125°C (TA) |  | Rail-to-Rail |  | SOT-23-6 |  |  | 12165140 |  | - |  | 4.5V/µs | SOT-23-6 |  |  |  |  | 1.5 mV |  | 40 V |  |  | 2.7 V |  | https://www.unikeyic.com/media/datasheet/0a/d7/d60b/0a/af625761aac72ad3cd77477a7426b7ec.pdf | https://www.unikeyic.com/products/instrumentation-amplifiers/opa990sidbvr/33361983.html
OPA991SIDBVR | Texas Instruments | 1+: 1.1867 100+: 1.0296 750+: 0.9374 1,500+: 0.9016 3,000+: 0.8708 | 560μA, 21V/μs, 4.5MHz, 75mA, 125μV, 10pA, SOT-23-6, SMD, Adhesive Mount | [49 empty] | 1186 |  | https://www.unikeyic.com/products/instrumentation-amplifiers/opa991sidbvr/33472288.html
PA01 | Apex Microtechnology | 1: 226.3606 5: 212.7838 | Op Amp, 20mA, 2.6V/μs, 1MHz, 1-Channel, ±28V, 5mV Offset, 15nA Bias, TO-204-AA, TH | - |  |  | Industrial | [6 empty] | PA01 Apex Microtechnology |  |  | 15nA |  | 5mV | ±28V | - |  | Through hole mounting |  | 1 |  | -25℃~85℃ |  |  |  | - |  | TO-204-AA |  |  | On sale |  | Tube |  |  |  |  | - | 1MHz | 2.6V/μs | 20mA | [6 empty] | 50 | https://www.unikeyic.com/media/datasheet/d5/c4/66d0/d5/782f4f47e2fc8c45f13f1c3c8a152c1a.pdf | https://www.unikeyic.com/products/instrumentation-amplifiers/pa01/33015543.html
PA02 | Apex Microtechnology | 1+: 186.084 10+: 157.6584 25+: 150.5736 | Op Amp, 27mA, 20V/μs, 4.5MHz, 1 Ch, ±19V, 5mV, 50pA, TO-204-AA, TH | [49 empty] | 559 | https://www.unikeyic.com/media/datasheet/a8/94/7d20/a8/d3e45ba051874eb99e821f1b790eadcc.pdf | https://www.unikeyic.com/products/instrumentation-amplifiers/pa02/33430966.html
PA04 | Apex Microtechnology | 10: 481.4112 30: 473.7087 50: 469.8573 100: 462.1548 | 70mA 50V/μs 2MHz 20A 1 ±100V 5mV 10pA DIP-12 Through hole mounting | - |  |  | Industrial | [6 empty] | PA04 Apex Microtechnology |  |  | 10pA |  | 5mV | ±100V | - |  | Through hole mounting |  | 1 |  | -25℃~85℃ |  |  |  | 20A |  | DIP-12 |  |  | Stop production |  | bulk |  |  |  |  | - | 2MHz | 50V/μs | 70mA | [6 empty] | 136 | https://www.unikeyic.com/media/datasheet/cb/b4/9131/cb/015ed9362e09b51cf8ea7466c40ad133.pdf | https://www.unikeyic.com/products/instrumentation-amplifiers/pa04/33105880.html
PA08 | Apex Microtechnology | 10: 224.1987 30: 220.6115 50: 218.818 100: 215.2307 | 6mA 30V/μs 5MHz 1 ±150V 500μV 5pA TO-204-AA TH | - |  |  | Industrial | [6 empty] | PA08 Apex Microtechnology |  |  | 5pA |  | 500μV | ±150V | - |  | Through hole mounting |  | 1 |  | -25℃~85℃ |  |  |  | - |  | TO-204-AA |  |  | On sale |  | Tube |  |  |  |  | - | 5MHz | 30V/μs | 6mA | [6 empty] | 350 | https://www.unikeyic.com/media/datasheet/d6/90/d880/d6/27b4884562a3f74b7718bfbffbf0b553.pdf | https://www.unikeyic.com/products/instrumentation-amplifiers/pa08/33138860.html
PA107DP | Apex Microtechnology | 1+: 457.5636 10+: 395.9712 | 30mA 3kV/μs 180MHz 1 ±100V 5mV 300pA SIP TH 15.92mm H | [49 empty] | 76 | https://www.unikeyic.com/media/datasheet/0b/eb/eba1/0b/ab75a605a1c4e4987c3fd38492baceef.pdf | https://www.unikeyic.com/products/instrumentation-amplifiers/pa107dp/33129723.html
PA12M/883 | Apex Microtechnology | 10: 570.7622 30: 561.63 50: 557.0639 100: 547.9318 | 25mA 2.5V/μs 4MHz 1 ±45V 2mV 12nA TO-204-AA TH | - |  |  | Industrial | [6 empty] | PA12M/883 Apex Microtechnology |  |  | 12nA |  | 2mV | ±45V | - |  | Through hole mounting |  | 1 |  | -55℃~125℃ |  |  |  | - |  | TO-204-AA |  |  | On sale |  | Tube |  |  |  |  | - | 4MHz | 2.5V/μs | 25mA | [6 empty] | 1088 | https://www.unikeyic.com/media/datasheet/24/fe/d68c/24/bb8d9049523400a0d0b992d08718381d.pdf | https://www.unikeyic.com/products/instrumentation-amplifiers/pa12m-883/33015416.html
PA15FL | Apex Microtechnology | 1: 215.2424 5: 202.3318 | 2mA 20V/μs 5.8MHz 1 ±225V 2mV 200pA SIP TH 30.99mm × 6.86mm × 22.35mm | - |  |  | Industrial | [6 empty] | PA15FL Apex Microtechnology |  |  | 200pA | 30.99mm*6.86mm*22.35mm | 2mV | ±225V | - |  | Through hole mounting |  | 1 |  | -25℃~85℃ |  |  |  | - |  | SIP |  |  | On sale |  | Tube |  |  |  |  | - | 5.8MHz | 20V/μs | 2mA | [6 empty] | 15 | https://www.unikeyic.com/media/datasheet/57/59/857f/57/15bc5c801fbe603483daa8f9ec78b262.pdf | https://www.unikeyic.com/products/instrumentation-amplifiers/pa15fl/33391576.html
PA341DF | Apex Microtechnology | 10: 23.6518 30: 23.2733 50: 23.0841 100: 22.7057 | 2.2mA 32V/μs 10MHz 1-Ch ±175V 12mV 50pA SOP SMD | - |  |  | Industrial | [6 empty] | PA341DF Apex Microtechnology |  |  | 50pA |  | 12mV | ±175V | - |  | SMD mount |  | 1 |  | -25℃~85℃ |  |  |  | - |  | SOP |  |  | On sale |  | Tube |  |  |  |  | - | 10MHz | 32V/μs | 2.2mA | [6 empty] | 970 | https://www.unikeyic.com/media/datasheet/b1/c2/b116/b1/2f2115b8b72bb2b24fa464368718f364.pdf | https://www.unikeyic.com/products/instrumentation-amplifiers/pa341df/33347954.html
PA343DF | Apex Microtechnology | 10: 26.2797 30: 25.8592 50: 25.649 100: 25.2285 | 2.2mA 32V/μs 10MHz 60mA 2 ±175V, 350V 12mV 50pA PSOP(EP), SO SMD Op Amp | - |  |  | Industrial | [9 empty] | 50pA |  | 12mV | ±175V, 350V | - |  | SMD mount |  | 2 |  | -25℃~85℃ |  |  |  | 60mA |  | PSOP(EP), SO |  |  | On sale |  | Tube |  |  |  |  | - | 10MHz | 32V/μs | 2.2mA | [6 empty] | 1170 | https://www.unikeyic.com/media/about_us/Unikey_ISO_9001_Certification.pdf | https://www.unikeyic.com/products/instrumentation-amplifiers/pa343df/33525690.html
PA441DF | Apex Microtechnology | 10: 31.2072 30: 30.7078 50: 30.4581 100: 29.9588 | Op Amp 2.2mA 32V/μs 10MHz 84dB 1 ±175V 350V 5mV 2pA SOP SMD | - |  |  | Industrial | [6 empty] | PA441DF Apex Microtechnology |  |  | 2pA |  | 5mV | ±175V, 350V | - |  | SMD mount |  | 1 |  | -25℃~85℃ |  |  |  | - |  | SOP |  |  | On sale |  | Tube |  |  |  |  | 84dB | 10MHz | 32V/μs | 2.2mA | [6 empty] | 2289 | https://www.unikeyic.com/media/datasheet/d8/dd/1286/d8/51b054b66fb5dead23ec499053d0fac0.pdf | https://www.unikeyic.com/products/instrumentation-amplifiers/pa441df/33493978.html
PA52 | Apex Microtechnology | 10: 863.9451 30: 850.122 50: 843.2104 100: 829.3873 | Comparator 30mA 50V/μs 3MHz 1-Ch ±100V 5mV 10pA DIP TH | - |  |  | Industrial | [9 empty] | 10pA |  | 5mV | ±100V | - |  | Through hole mounting |  | 1 |  | -25℃~85℃ |  |  |  | - |  | DIP |  |  | On sale |  | bulk |  |  |  |  | - | 3MHz | 50V/μs | 30mA | [6 empty] | 120 | https://www.unikeyic.com/media/about_us/Unikey_ISO_9001_Certification.pdf | https://www.unikeyic.com/products/instrumentation-amplifiers/pa52/33046667.html
PA74A | Apex Microtechnology | 1+: 175.4352 10+: 148.6404 25+: 141.966 | 18mA 1.4V/μs 1.4MHz 1-Ch ±20V 40V 500μV 100nA TO-204-AA TH | [49 empty] | 58 | https://www.unikeyic.com/media/datasheet/e7/34/a27b/e7/abd5976dddc0c07924b57c45833ef992.pdf | https://www.unikeyic.com/products/instrumentation-amplifiers/pa74a/33074520.html
PA75CD | Apex Microtechnology | 1: 21.1374 5: 19.4778 | 8mA 1.4V/μs 1.4MHz 2 ±20V, 40V 1mV 100nA TO-220 TH 10.54mm × 4.83mm × 14.98mm | - |  |  | Industrial | [6 empty] | PA75CD Apex Microtechnology |  |  | 100nA | 10.54mm*4.83mm*14.98mm | 1mV | ±20V, 40V | - |  | Through hole mounting |  | 2 |  | -25℃~85℃ |  |  |  | - |  | TO-220 |  |  | On sale |  | Tube |  |  |  |  | - | 1.4MHz | 1.4V/μs | 8mA | [6 empty] | 58 | https://www.unikeyic.com/media/datasheet/ba/c5/279c/ba/6e877643ae42323cc2320523e89dcbbb.pdf | https://www.unikeyic.com/products/instrumentation-amplifiers/pa75cd/33465097.html
PA75CX | Apex Microtechnology | 10: 27.4295 30: 26.9905 50: 26.7712 100: 26.3323 | 8mA 1.4V/μs 1.4MHz 2 ±20V, 40V 1mV 100nA TO-220 TH | - |  |  | Automotive | [6 empty] | PA75CX Apex Microtechnology |  |  | 100nA |  | 1mV | ±20V, 40V | - |  | Through hole mounting |  | 2 |  | -25℃~85℃ |  |  |  | - |  | TO-220 |  |  | On sale |  | Tube |  |  |  |  | - | 1.4MHz | 1.4V/μs | 8mA | [6 empty] | 20 | https://www.unikeyic.com/media/datasheet/ba/c5/279c/ba/6e877643ae42323cc2320523e89dcbbb.pdf | https://www.unikeyic.com/products/instrumentation-amplifiers/pa75cx/33036790.html
PA78DK | Apex Microtechnology | 1: 45.1525 5: 42.4414 | 700μA 350V/μs 1MHz 1 ±175V, 350V 8mV 8.5pA SOP SMD 16mm × 11.1mm × 3.4mm | - |  |  | Industrial | [6 empty] | PA78DK Apex Microtechnology |  |  | 8.5pA | 16mm*11.1mm*3.4mm | 8mV | ±175V, 350V | - |  | SMD mount |  | 1 |  | -40℃~125℃ |  |  |  | - |  | SOP |  |  | On sale |  | Tube |  |  |  |  | - | 1MHz | 350V/μs | 700μA | [6 empty] | 3 | https://www.unikeyic.com/media/datasheet/9d/0b/a2b4/9d/1bb4f1fd5eda7f5d38f04fa95ace28ab.pdf | https://www.unikeyic.com/products/instrumentation-amplifiers/pa78dk/33052452.html
PA79DK | Apex Microtechnology | 1: 87.6689 5: 79.8863 | 700μA 350V/μs 1MHz 150mA 2 20V ±175V 350V 8mV 200pA PSOP-20 SMD 3mm H | - |  |  | Industrial | [6 empty] | PA79DK Apex Microtechnology |  |  | 200pA | 3mm(height) | 8mV | ±175V, 350V | 20V |  | SMD mount |  | 2 |  | -40℃~125℃ |  |  |  | 150mA |  | PSOP-20 |  |  | Stop production |  | bulk |  |  |  |  | - | 1MHz | 350V/μs | 700μA | [6 empty] | 10 | https://www.unikeyic.com/media/datasheet/c9/3d/bd3a/c9/19338eb6f0c2f0354edc56a354c24468.pdf | https://www.unikeyic.com/products/instrumentation-amplifiers/pa79dk/33359494.html
PA83 | Apex Microtechnology | 1+: 272.1816 10+: 232.7616 25+: 222.9228 | Transistor, TH, TO-204-AA 6mA 30V/μs 5MHz 1 ±150V 300V 1.5mV 5pA | [49 empty] | 43 |  | https://www.unikeyic.com/products/instrumentation-amplifiers/pa83/33004617.html
PA88 | Apex Microtechnology | 10: 332.274 30: 326.9576 50: 324.2994 100: 318.983 | 1.7mA 30V/μs 2.1MHz 100mA 1 ±225V 500μV 5pA TO-3-8 Through hole mounting | - |  |  | Industrial | [6 empty] | PA88 Apex Microtechnology |  |  | 5pA |  | 500μV | ±225V | - |  | Through hole mounting |  | 1 |  | -25℃~85℃ |  |  |  | 100mA |  | TO-3-8 |  |  | Stop production |  | bulk |  |  |  |  | - | 2.1MHz | 30V/μs | 1.7mA | [6 empty] | 920 | https://www.unikeyic.com/media/datasheet/95/af/5116/95/3995544b2751e039a27bf7e2d5536030.pdf | https://www.unikeyic.com/products/instrumentation-amplifiers/pa88/33029457.html
PA90 | Apex Microtechnology | 10: 196.7693 30: 193.621 50: 192.0468 100: 188.8985 | 10mA 300V/μs 100MHz 1 ±200V 500μV 200pA SIP TH | - |  |  | Industrial | [6 empty] | PA90 Apex Microtechnology |  |  | 200pA |  | 500μV | ±200V | - |  | Through hole mounting |  | 1 |  | -25℃~85℃ |  |  |  | - |  | SIP |  |  | On sale |  | Tube |  |  |  |  | - | 100MHz | 300V/μs | 10mA | [6 empty] | 70 | https://www.unikeyic.com/media/datasheet/52/93/e1c0/52/7811666eda391fd309f9722e9ed95420.pdf | https://www.unikeyic.com/products/instrumentation-amplifiers/pa90/33502922.html
PA91 | Apex Microtechnology | 10: 234.8748 30: 231.1168 50: 229.2378 100: 225.4798 | TVS Diode, SIP-12, TH, 10mA 300V/μs 100MHz 200mA ±225V 500μV 200pA | - |  |  | Industrial | [6 empty] | PA91 Apex Microtechnology |  |  | 200pA |  | 500μV | ±225V | - |  | Through hole mounting |  | 1 |  | -25℃~85℃ |  |  |  | 200mA |  | SIP-12 |  |  | Stop production |  | Tube |  |  |  |  | - | 100MHz | 300V/μs | 10mA | [6 empty] | 79 | https://www.unikeyic.com/media/datasheet/6f/4a/cb63/6f/5f7163243ded6a261d8caafdc9df4b13.pdf | https://www.unikeyic.com/products/instrumentation-amplifiers/pa91/33554872.html
PA92 | Apex Microtechnology | 1: 285.7788 5: 268.6291 | Op Amp, 10mA, 50V/μs, 18MHz, 4A, 1Ch, 100V, ±200V, 2mV, 200pA, SIP, TH, 12.06mm H | - |  |  | Industrial | [6 empty] | PA92 Apex Microtechnology |  |  | 200pA | 12.06mm(height) | 2mV | ±200V | 100V |  | Through hole mounting |  | 1 |  | -25℃~85℃ |  |  |  | 4A |  | SIP |  |  | On sale |  | Tube |  |  |  |  | - | 18MHz | 50V/μs | 10mA | [6 empty] | 35 | https://www.unikeyic.com/media/datasheet/39/77/0859/39/9f1ae00f379d77145beed318bd2d9a50.pdf | https://www.unikeyic.com/products/instrumentation-amplifiers/pa92/33066919.html
PA96CE | Apex Microtechnology | 1+: 227.6964 10+: 193.8384 25+: 185.3928 | Transistor TO-3-8, TH, 30mA 250V/μs 175MHz 1.5A 1 ±150V 1mV 200pA 38.9mm × 25.4mm × 6.4mm | [49 empty] | 136 | https://www.unikeyic.com/media/datasheet/f0/53/cc08/f0/29070dc3d8a705382ee64d6c69ba28ba.pdf | https://www.unikeyic.com/products/instrumentation-amplifiers/pa96ce/33472379.html
PA98 | Apex Microtechnology | 1+: 264.7296 10+: 226.4004 25+: 216.8208 | Op Amp 21mA 1kV/μs 100MHz 1 ±225V 500μV 5pA SIP TH 12.06mm(H) | [49 empty] | 51 | https://www.unikeyic.com/media/datasheet/5f/a6/ca90/5f/aa769fb75db14bbdc79b4311cb3f525d.pdf | https://www.unikeyic.com/products/instrumentation-amplifiers/pa98/33098201.html
PB58A | Apex Microtechnology | 1: 244.5984 10: 209.1744 25: 200.3184 | 14mA 100V/μs 2A 1 ±150V 750mV 1MHz TO-3-8 Through hole mounting | 1MHz |  |  | Military | [6 empty] | PB58A Apex Microtechnology |  |  | - |  | 750mV | ±150V | - |  | Through hole mounting |  | 1 |  | -25℃~85℃ |  |  |  | 2A |  | TO-3-8 |  |  | Stop production | [6 empty] | - | - | 100V/μs | 14mA | [6 empty] | 50 | https://www.unikeyic.com/media/datasheet/a1/6e/e855/a1/b13ff2bc4abe47909ca105069c6dcf48.pdf | https://www.unikeyic.com/products/instrumentation-amplifiers/pb58a/33041186.html
PB63DP | Apex Microtechnology | 10: 443.4699 30: 436.3744 50: 432.8266 100: 425.7312 | 37mA 1kV/μs 5mV 4μA 1.2MHz TH | 1.2MHz |  |  | Industrial | [9 empty] | 4μA |  | 5mV | - | - |  | Through hole mounting |  | - |  | -25℃~85℃ |  |  |  | - |  |  |  |  | On sale | [6 empty] | - | - | 1KV/μs | 37mA | [6 empty] | 103 | https://www.unikeyic.com/media/about_us/Unikey_ISO_9001_Certification.pdf | https://www.unikeyic.com/products/instrumentation-amplifiers/pb63dp/33530817.html
PGA203KP | Texas Instruments | 25+: 22.6792 100+: 21.0807 250+: 20.3187 500+: 19.8595 | Op Amp 1Ch 1MHz 6.5mA 20V/μs 94dB 10mA 12V 36V 500μV 10pA PDIP-14 TH 5.08mm H | [49 empty] | 78 | https://www.unikeyic.com/media/datasheet/3c/22/70a2/3c/ed417a7b6c7222c8739f5529462111f0.pdf | https://www.unikeyic.com/products/instrumentation-amplifiers/pga203kp/33402914.html
PGA204AP | Texas Instruments | 25: 25.2998 50: 24.4902 75: 23.883 | Texas Instruments Instrumentation Amplifier, Dual channel, Through hole mounting, 125μVbias, 16Pin PDIPencapsulation |  | 1 MHz | Instrumentation |  |  | PGA204 | 500 pA |  | 23 mA | 5.2mA | [8 empty] | Not Applicable |  | Through Hole |  | 1 |  |  |  | -40°C ~ 85°C |  | - |  | 16-DIP (0.300", 7.62mm) | Tube |  | 301450 |  | - |  | 0.7V/µs | 16-PDIP |  |  |  |  | 25 µV |  | 36 V |  |  | 9 V | 50 | https://www.unikeyic.com/media/datasheet/5c/7e/b070/5c/c8a4e55ca7493a40979493a770ed5358.pdf | https://www.unikeyic.com/products/instrumentation-amplifiers/pga204ap/33056539.html
PGA204AU/1K | Texas Instruments | 5: 15.0766 15: 12.7248 30: 12.5109 | 5.2mA 700mV/μs 106dB 23mA 1Ch 9V 36V 25μV 500pA 1MHz SOIC-16 SMD, Adhesive Mount 10.28mm × 7.52mm × 2.35mm |  | 1 MHz | Instrumentation |  |  | PGA204 | 500 pA |  | 23 mA | 5.2mA | [8 empty] | 3 (168 Hours) |  | Surface Mount |  | 1 |  |  |  | -40°C ~ 85°C |  | - |  | 16-SOIC (0.295", 7.50mm Width) |  |  | 13472567 |  | - |  | 0.7V/µs | 16-SOIC |  |  |  |  | 25 µV |  | 36 V |  |  | 9 V | 1523 | https://www.unikeyic.com/media/datasheet/5c/7e/b070/5c/c8a4e55ca7493a40979493a770ed5358.pdf | https://www.unikeyic.com/products/instrumentation-amplifiers/pga204au-1k/33133451.html
PGA204BU/1K | Texas Instruments | 1+: 20.2499 100+: 17.6891 250+: 13.6389 1,000+: 12.199 | Op Amp, SOIC-16, SMD, Adhesive Mount, 5.2mA, 700mV/μs, 115dB, 23mA, 1-Ch, 9V-36V, 10μV, 500pA, 1MHz, 10.28mm × 7.52mm × 2.35mm | [49 empty] | 8364 | https://www.unikeyic.com/media/datasheet/5c/7e/b070/5c/c8a4e55ca7493a40979493a770ed5358.pdf | https://www.unikeyic.com/products/instrumentation-amplifiers/pga204bu-1k/33341517.html
PGA205BP | Texas Instruments | 1: 33.858 10: 33.1884 25: 33.1776 | Op Amp, 1Ch, 5.2mA, 700mV/μs, 95dB, 23mA, 9V-36V, 10μV, 500pA, 1MHz, PDIP-16, TH, 5.08mm H |  | 1 MHz | Instrumentation |  |  | PGA205 | 500 pA |  | 23 mA | 5.2mA | [8 empty] | Not Applicable |  | Through Hole |  | 1 |  |  |  | -40°C ~ 85°C |  | - |  | 16-DIP (0.300", 7.62mm) | Tube |  | 268676 |  | - |  | 0.7V/µs | 16-PDIP |  |  |  |  | 10 µV |  | 36 V |  |  | 9 V | 30 | https://www.unikeyic.com/media/datasheet/5c/7e/b070/5c/c8a4e55ca7493a40979493a770ed5358.pdf | https://www.unikeyic.com/products/instrumentation-amplifiers/pga205bp/33461262.html
PGA205BU | Texas Instruments | 40: 30.1923 120: 28.6811 280: 27.7958 | Op Amp, 5.2mA 700mV/μs 1MHz 95dB 23mA 1Ch 9V-36V 10μV 500pA SOIC-16 SMD 2.35mm H |  | 1 MHz | Instrumentation |  |  | PGA205 | 500 pA |  | 23 mA | 5.2mA | [8 empty] | 3 (168 Hours) |  | Surface Mount |  | 1 |  |  |  | -40°C ~ 85°C |  | - |  | 16-SOIC (0.295", 7.50mm Width) | Tube |  | 301455 |  | - |  | 0.7V/µs | 16-SOIC |  |  |  |  | 10 µV |  | 36 V |  |  | 9 V | 769 | https://www.unikeyic.com/media/datasheet/5c/7e/b070/5c/c8a4e55ca7493a40979493a770ed5358.pdf | https://www.unikeyic.com/products/instrumentation-amplifiers/pga205bu/33430900.html
PGA206PA | Texas Instruments | 1: 49.3438 25: 47.6768 50: 46.0098 100: 45.0096 300: 44.6762 500: 44.3428 1,000: 43.676 5,000: 43.3426 | 12.4mA 25V/μs 5MHz 84dB 17mA 1-Ch 9V 36V 1mV 2pA 5MHz PDIP-16 TH 5.08mm H |  | 5 MHz | Instrumentation |  |  | PGA206 | 2 pA |  | 17 mA | 12.4mA | [8 empty] | Not Applicable |  | Through Hole |  | 1 |  |  |  | -40°C ~ 85°C |  | - |  | 16-DIP (0.300", 7.62mm) | Tube |  | 301456 |  | - |  | 25V/µs | 16-PDIP |  |  |  |  | 1 mV |  | 36 V |  |  | 9 V | 9990 | https://www.unikeyic.com/media/datasheet/50/43/9ad3/50/8e4d669f990acd7f85bc8f5294561d9e.pdf | https://www.unikeyic.com/products/instrumentation-amplifiers/pga206pa/33483804.html
PGA206UAG4 | Texas Instruments | 1: 132.6804 25: 128.198 50: 123.7155 100: 121.0261 300: 120.1296 500: 119.2331 1,000: 117.4401 5,000: 116.5436 | Op Amp 12.4mA 25V/μs 80dB 17mA 1Ch 9V 36V 1mV 2pA 5MHz SOIC-16 SMD 10.28mm × 7.52mm × 2.35mm |  | 5 MHz | Instrumentation |  |  | PGA206 | 2 pA |  |  | 12.4mA | [8 empty] | 3 (168 Hours) |  | Surface Mount |  | 1 |  |  |  | -40°C ~ 85°C |  | - |  | 16-SOIC (0.295", 7.50mm Width) | Tube |  | 13502155 |  | - |  | 25V/µs | 16-SOIC |  |  |  |  | 1 mV |  | 36 V |  |  | 9 V | 9 | https://www.unikeyic.com/media/datasheet/50/43/9ad3/50/8e4d669f990acd7f85bc8f5294561d9e.pdf | https://www.unikeyic.com/products/instrumentation-amplifiers/pga206uag4/33355397.html
PGA207UA | Texas Instruments | 1: 44.8094 25: 43.2955 50: 41.7817 100: 40.8734 300: 40.5706 500: 40.2679 1,000: 39.6623 5,000: 39.3596 | Op Amp 12.4mA 25V/μs 17mA 1Ch 9V ±18V 1mV 2pA 5MHz SOIC-16 SMD 2.65mm H |  | 5 MHz | Instrumentation |  |  | PGA207 | 2 pA |  | 17 mA | 12.4mA | [8 empty] | 3 (168 Hours) |  | Surface Mount |  | 1 |  |  |  | -40°C ~ 85°C |  | - |  | 16-SOIC (0.295", 7.50mm Width) | Tube |  | 291067 |  | - |  | 25V/µs | 16-SOIC |  |  |  |  | 1 mV |  | 36 V |  |  | 9 V | 22113 | https://www.unikeyic.com/media/datasheet/50/43/9ad3/50/8e4d669f990acd7f85bc8f5294561d9e.pdf | https://www.unikeyic.com/products/instrumentation-amplifiers/pga207ua/33432147.html
PGA207UA-2 | Texas Instruments | 25: 19.2137 50: 18.5419 100: 18.1388 300: 18.0045 500: 17.8701 1,000: 17.6014 5,000: 17.467 | Op Amp 12.4mA(x3 Ch) 25V/μs 17mA 1mV 2pA 5MHz SOIC-16 SMD |  | 5 MHz | Instrumentation |  |  |  | 2 pA |  | 17 mA | 12.4mA (x3 Channels) | [8 empty] | 3 (168 Hours) |  | Surface Mount |  | 3 |  |  |  | -40°C ~ 125°C |  | - |  | 16-SOIC (0.295", 7.50mm Width) | Bulk |  |  |  | - |  | 25V/µs | 16-SOIC |  |  |  |  | 1 mV |  | 36 V |  |  | 9 V | 576 | https://www.unikeyic.com/media/about_us/Unikey_ISO_9001_Certification.pdf | https://www.unikeyic.com/products/instrumentation-amplifiers/pga207ua-2/33056713.html
PGA207UA/1K | Texas Instruments | 1: 41.503 25: 40.1009 50: 38.6987 100: 37.8574 300: 37.577 500: 37.2966 1,000: 36.7357 5,000: 36.4553 | Op Amp 12.4mA 25V/μs 84dB 17mA 9V 36V 1mV 2pA 5MHz SOIC-16 SMD 2.35mm H |  | 5 MHz | Instrumentation |  |  | PGA207 | 2 pA |  | 17 mA | 12.4mA | [8 empty] | 3 (168 Hours) |  | Surface Mount |  | 1 |  |  |  | -40°C ~ 85°C |  | - |  | 16-SOIC (0.295", 7.50mm Width) | Tape & Reel (TR) |  | 13465236 |  | - |  | 25V/µs | 16-SOIC |  |  |  |  | 1 mV |  | 36 V |  |  | 9 V | 7555 | https://www.unikeyic.com/media/datasheet/50/43/9ad3/50/8e4d669f990acd7f85bc8f5294561d9e.pdf | https://www.unikeyic.com/products/instrumentation-amplifiers/pga207ua-1k/33537799.html
PGA281AIPW | Texas Instruments | 1+: 7.2215 100+: 5.8872 250+: 4.6277 1,000+: 3.9248 | 2.4mA 1V/μs 6MHz 1-Ch 10V ±2.75V 5.5V 5μV 300pA TSSOP-16 SMD 1.2mm H | [49 empty] | 8477 | https://www.unikeyic.com/media/datasheet/19/9b/ad02/19/15d9caf1d57bac4238b3cca9ca71c06f.pdf | https://www.unikeyic.com/products/instrumentation-amplifiers/pga281aipw/33086241.html
PGA281AIPWR | Texas Instruments | 1: 2.1019 10: 1.976 50: 1.8972 100: 1.8883 500: 1.7742 | 2.4mA 1V/μs 6MHz 2.4mA 1 10V ±2.75V，5.5V 5μV 300pA TSSOP-16 SMD mount 1.2mm(height) |  |  | Zero-Drift |  |  | PGA281 | 300 pA |  |  | 2.4mA |  |  | 6 MHz | [5 empty] | 2 (1 Year) |  | Surface Mount |  | 1 |  |  |  | -55°C ~ 140°C |  | Rail-to-Rail |  | 16-TSSOP (0.173", 4.40mm Width) |  |  | 4251378 |  | - |  | 1V/µs | 16-TSSOP |  |  |  |  | 5 µV |  | 36 V |  |  | 10 V |  | https://www.unikeyic.com/media/datasheet/19/9b/ad02/19/15d9caf1d57bac4238b3cca9ca71c06f.pdf | https://www.unikeyic.com/products/instrumentation-amplifiers/pga281aipwr/33036592.html
PGA849RGTR | Texas Instruments | 5: 5.7792 15: 5.0184 30: 4.934 |  | - | [12 empty] | - |  | - | - | - |  |  |  | - | [5 empty] | - | [11 empty] | - | - | - | - | [6 empty] | 2845 | https://www.unikeyic.com/media/about_us/Unikey_ISO_9001_Certification.pdf | https://www.unikeyic.com/products/instrumentation-amplifiers/pga849rgtr/982952207.html
RE46C311S8F | Microchip Technology | 100+: 0.5972 | Op Amp 1 Ch 5.5V 600nA 3mV/μs 10kHz 3mV SO SMD 4.9mm L × 3.9mm W | [49 empty] | 1296 | https://www.unikeyic.com/media/datasheet/ec/08/65df/ec/53644eefd8e1e2ad5b7f6f817299bdd4.pdf | https://www.unikeyic.com/products/instrumentation-amplifiers/re46c311s8f/33391383.html
SC224DR2G | ON Semiconductor | 1,000: 0.1784 5,000: 0.177 |  |  |  | - |  |  | SC224 |  |  |  | - | [8 empty] | 1 (Unlimited) |  | Surface Mount | [5 empty] | - |  | - |  | 14-SOIC (0.154", 3.90mm Width) | Tape & Reel (TR) |  |  |  | - |  | - | 14-SOIC | [10 empty] | 28057 | https://www.unikeyic.com/media/datasheet/ce/ef/c847/ce/b3c106c1b0db7fa2d627191c51a4b0f7.pdf | https://www.unikeyic.com/products/instrumentation-amplifiers/sc224dr2g/33406741.html
SC2902DTBR2G | ON Semiconductor | 1,000: 0.3374 5,000: 0.3348 |  |  |  | General Purpose |  |  | SC2902 |  |  |  | - | [8 empty] | 1 (Unlimited) |  | Surface Mount | [5 empty] | - |  | - |  | 14-TSSOP (0.173", 4.40mm Width) | Bulk |  | 1853697 |  | - |  | - | 14-TSSOP | [10 empty] | 7102 | https://www.unikeyic.com/media/datasheet/ce/ef/c847/ce/b3c106c1b0db7fa2d627191c51a4b0f7.pdf | https://www.unikeyic.com/products/instrumentation-amplifiers/sc2902dtbr2g/33034369.html
SC2903DR2G | ON Semiconductor | 1,000: 0.1906 5,000: 0.1892 |  | - | [12 empty] | - |  | - | - | - |  | SMD mount, glue mount |  | - | [5 empty] | - |  | SOIC-8 |  |  | Stop production |  | bulk, Tape and reel packaging |  |  |  |  | - | - | - | - | [6 empty] | 4163 | https://www.unikeyic.com/media/about_us/Unikey_ISO_9001_Certification.pdf | https://www.unikeyic.com/products/instrumentation-amplifiers/sc2903dr2g/33060400.html
SC2903VDR2G | ON Semiconductor | 1,000: 0.2274 5,000: 0.2257 | [6 empty] | SC2903 | [12 empty] | 1 (Unlimited) |  | Surface Mount | [5 empty] | - |  | CMOS, DTL, ECL, MOS, TTL |  | 8-SOIC (0.154", 3.90mm Width) | Tape & Reel (TR)Cut Tape (CT) |  | 1853704 |  | - |  |  | 8-SOIC | [10 empty] | 304135 | https://www.unikeyic.com/media/datasheet/43/f5/f855/43/8417494a3ec58c73f381d66049032e0c.pdf | https://www.unikeyic.com/products/instrumentation-amplifiers/sc2903vdr2g/33350598.html
SC324DR2G | ON Semiconductor | 1,000: 0.3081 5,000: 0.3058 |  |  |  | General Purpose |  |  | SC324 |  |  |  | - | [8 empty] | 1 (Unlimited) |  | Surface Mount | [5 empty] | - |  | - |  | 14-SOIC (0.154", 3.90mm Width) | Tape & Reel (TR) |  | 1853710 |  | - |  | - | 14-SOIC | [10 empty] | 3022 | https://www.unikeyic.com/media/datasheet/c4/c2/8231/c4/33922aab972bd914a5afe5faf42809ba.pdf | https://www.unikeyic.com/products/instrumentation-amplifiers/sc324dr2g/33426075.html
SCY33178DR2G | ON Semiconductor | 1,000: 0.3775 5,000: 0.3746 | 2V/μs 100nA Adhesive Mount |  |  | General Purpose |  |  | SCY33178 | 100 nA |  | 100 mA | 1.7mA (x2 Channels) |  |  | 5 MHz | [5 empty] | 1 (Unlimited) |  | Surface Mount |  | 2 |  |  |  | -40°C ~ 85°C (TA) |  | - |  | 8-SOIC (0.154", 3.90mm Width) |  |  | 13468135 |  | - |  | 2V/µs | 8-SOIC |  |  |  |  | 150 µV |  | 36 V |  |  | 4 V | 3891 | https://www.unikeyic.com/media/datasheet/96/92/06fb/96/be8ef05f190f3bb6339f74161e23ef1b.pdf | https://www.unikeyic.com/products/instrumentation-amplifiers/scy33178dr2g/33005972.html
SCY6358ADR2G | ON Semiconductor | 1,000: 0.3704 5,000: 0.3676 | [6 empty] | SCY6358 | [12 empty] | 1 (Unlimited) | [12 empty] | Tape & Reel (TR) |  | 5845532 |  | - | [13 empty] | 24764 | https://www.unikeyic.com/media/pdf/PCNObsolescenceEOL/on-semiconductor/01/b6/ee7f/ssrd8620ctrg/2025/11/PD24134Z.pdf | https://www.unikeyic.com/products/instrumentation-amplifiers/scy6358adr2g/33341593.html
SCYA5230DR2G | ON Semiconductor | 1,000: 0.4348 5,000: 0.4315 |  |  |  | General Purpose |  |  | SCYA52 | [12 empty] | 1 (Unlimited) |  |  |  | 1 | [5 empty] | - |  |  | Tape & Reel (TR) |  | 2482112 |  | - |  | 250V/µs | [11 empty] | 3230 | https://www.unikeyic.com/media/datasheet/0e/ad/0a71/0e/61206d035a58f443c729521bc4161d44.pdf | https://www.unikeyic.com/products/instrumentation-amplifiers/scya5230dr2g/33506461.html
SGM2904XMS8G/TR | SGMICRO | 4,000: 0.129 | 2kHz 4mV MSOP-8 | - |  |  | Industrial | [6 empty] | SGM2904XMS8G/TR SGMICRO |  |  | - |  | 4mV | - | - |  |  |  | - |  | -40℃~125℃ |  |  |  | - |  | MSOP-8 | [9 empty] | - | 2KHz | - | - | [6 empty] | 20000 | https://www.unikeyic.com/media/datasheet/upload/2022/02/24/1640936255.pdf | https://www.unikeyic.com/products/instrumentation-amplifiers/sgm2904xms8g-tr/33433583.html
SGM321BYN5/TR | SGMICRO | 3,000: 0.1548 | 1kHz 5mV 10pA SOT-23-5 | - |  |  | Industrial | [6 empty] | SGM321BYN5/TR SGMICRO |  |  | 10pA |  | 5mV | - | - |  |  |  | - |  | -40℃~85℃ |  |  |  | - |  | SOT-23-5 | [9 empty] | - | 1KHz | - | - | [6 empty] | 15000 | https://www.unikeyic.com/media/datasheet/c9/19/3263/c91932636ac1d5a083bd9d757d606ee5.pdf | https://www.unikeyic.com/products/instrumentation-amplifiers/sgm321byn5-tr/33443679.html
SGM321YC5/TR | SGMICRO | 3,000: 0.1548 | 520mV/μs 1kHz 1 2.1V 5.5V 5mV 10pA SC-70-5 | - |  |  | Industrial | [6 empty] | SGM321YC5/TR SGMICRO |  |  | 10pA |  | 5mV | 5.5V | 2.1V |  |  |  | 1 |  | -40℃~85℃ |  |  |  | - |  | SC-70-5 |  |  |  |  | Tape and reel packaging |  |  |  |  | - | 1KHz | 520mV/μs | - | [6 empty] | 15000 | https://www.unikeyic.com/media/datasheet/upload/2022/02/24/1640600069.pdf | https://www.unikeyic.com/products/instrumentation-amplifiers/sgm321yc5-tr/33411066.html
SGM321YN5/TR | SGMICRO | 5: 0.2336 50: 0.1742 150: 0.1489 500: 0.1173 | 86μA 520mV/μs@ 5V 1KHz 86μA 1 2.1V 5.5V 5mV 10pA SOT-23-5 | - |  |  | Industrial | [6 empty] | SGM321YN5/TR SGMICRO |  |  | 10pA |  | 5mV | 5.5V | 2.1V |  |  |  | 1 |  | -40℃~85℃ |  |  |  | 86μA |  | SOT-23-5 |  |  |  |  | Tape and reel packaging |  |  |  |  | - | 1KHz | 520mV/μs@ 5V | 86μA | [7 empty] | https://www.unikeyic.com/media/datasheet/58/83/1cbb/58831cbbb4a6dcadcefdc9bcfaf57dd6.pdf | https://www.unikeyic.com/products/instrumentation-amplifiers/sgm321yn5-tr/33094107.html
SGM324YS14/TR | SGMICRO | 2,500: 0.2581 | 60μA 520mV/μs 1kHz 60μA 4-Ch 2.1V 5.5V 5mV 10pA SOIC-14 | - |  |  | Industrial | [6 empty] | SGM324YS14/TR SGMICRO |  |  | 10pA |  | 5mV | 5.5V | 2.1V |  |  |  | 4 |  | -40℃~85℃ |  |  |  | 60μA |  | SOIC-14 |  |  |  |  | Tape and reel packaging |  |  |  |  | - | 1KHz | 520mV/μs | 60μA | [6 empty] | 12500 | https://www.unikeyic.com/media/datasheet/fd/0e/0768/fd0e076833444629347bf83cbf3f50d0.pdf | https://www.unikeyic.com/products/instrumentation-amplifiers/sgm324ys14-tr/33141596.html
SGM324YTS14/TR | SGMICRO | 3,000: 0.2581 | 1kHz 4 2.1V 5.5V 5mV 10pA TSSOP-14 | - |  |  | Industrial | [6 empty] | SGM324YTS14/TR SGMICRO |  |  | 10pA |  | 5mV | 5.5V | 2.1V |  |  |  | 4 |  | -40℃~85℃ |  |  |  | - |  | TSSOP-14 |  |  |  |  | Tape and reel packaging |  |  |  |  | - | 1KHz | - | - | [6 empty] | 15000 | https://www.unikeyic.com/media/datasheet/fd/0e/0768/fd0e076833444629347bf83cbf3f50d0.pdf | https://www.unikeyic.com/products/instrumentation-amplifiers/sgm324yts14-tr/33487791.html
SGM358YMS/TR | SGMICRO | 3,000: 0.1935 | 45mA 520mV/μs@ 5V 1KHz 45mA 2 2.1V 5.5V 5mV 10pA 1MHz MSOP-8 SMD mount | 1MHz |  |  | Industrial | [6 empty] | SGM358YMS/TR SGMICRO |  |  | 10pA |  | 5mV | 5.5V | 2.1V |  | SMD mount |  | 2 |  | -40℃~85℃ |  |  |  | 45mA |  | MSOP-8 |  |  |  |  | Tape and reel packaging |  |  |  |  | - | 1KHz | 520mV/μs@ 5V | 45mA | [6 empty] | 15000 | https://www.unikeyic.com/media/datasheet/00/28/ff13/0028ff1311ba31e0c165542bc7cf19d7.pdf | https://www.unikeyic.com/products/instrumentation-amplifiers/sgm358yms-tr/33437390.html
SGM358YS/TR | SGMICRO | 5: 0.3549 50: 0.2643 150: 0.2257 500: 0.1782 | 86μA 520mV/μs@ 5V 1KHz 86μA 2 2.1V 5.5V 5mV 10pA 1MHz SOIC-8 | 1MHz |  |  | Industrial | [6 empty] | SGM358YS/TR SGMICRO |  |  | 10pA |  | 5mV | 5.5V | 2.1V |  |  |  | 2 |  | -40℃~85℃ |  |  |  | 86μA |  | SOIC-8 |  |  |  |  | Tape and reel packaging |  |  |  |  | - | 1KHz | 520mV/μs@ 5V | 86μA | [7 empty] | https://www.unikeyic.com/media/datasheet/cf/6b/5977/cf6b597716b812fc8670d2315b8b2840.pdf | https://www.unikeyic.com/products/instrumentation-amplifiers/sgm358ys-tr/33503992.html
SGM5532YS8G/TR | SGMICRO | 4,000: 0.2581 | Op Amp, 18V/μs, 8.5MHz, 140dB, 2-Ch, 5V-36V, 500μV, 550nA, SOIC-8 | - |  |  | Industrial | [6 empty] | SGM5532YS8G/TR SGMICRO |  |  | 550nA |  | 500μV | 36V | 5V |  |  |  | 2 |  | -40℃~85℃ |  |  |  | - |  | SOIC-8 | [9 empty] | 140dB | 8.5MHz | 18V/μs | - | [6 empty] | 20000 | https://www.unikeyic.com/media/datasheet/cd/99/1edf/cd/bb9586029edc8035c24bb3f9868e2955.pdf | https://www.unikeyic.com/products/instrumentation-amplifiers/sgm5532ys8g-tr/33452779.html
SGM721XC5/TR | SGMICRO | 3,000: 0.2581 | 4mV SC-70-5 | - |  |  | Industrial | [6 empty] | SGM721XC5/TR SGMICRO |  |  | - |  | 4mV | - | - |  |  |  | - |  | -40℃~125℃ |  |  |  | - |  | SC-70-5 | [9 empty] | - | - | - | - | [6 empty] | 15000 | https://www.unikeyic.com/media/datasheet/upload/2022/02/24/1640933277.pdf | https://www.unikeyic.com/products/instrumentation-amplifiers/sgm721xc5-tr/32995545.html
SGM721XN5/ TR | SGMICRO | 1: 0.5838 10: 0.4366 30: 0.3734 100: 0.294 | Op Amp 8.5V/μs@5V 10MHz 1Ch 5.5V 4mV 1pA SOT-23-5 | - |  |  | Industrial | [6 empty] | SGM721XN5/ TR SGMICRO |  |  | 1pA |  | 4mV | 5.5V | - |  |  |  | 1 |  | -40℃~125℃ |  |  |  | - |  | SOT-23-5 |  |  |  |  | Tape and reel packaging |  |  |  |  | - | 10MHz | 8.5V/μs@ 5V | - | [7 empty] | https://www.unikeyic.com/media/datasheet/ad/0d/e163/ad/598be84cdfbc27c328f41c8c9caa3366.pdf | https://www.unikeyic.com/products/instrumentation-amplifiers/sgm721xn5-tr/33473659.html
SGM721XS/TR | SGMICRO | 2,500: 0.2581 | 4mV SOIC-8 | - |  |  | Industrial | [6 empty] | SGM721XS/TR SGMICRO |  |  | - |  | 4mV | - | - |  |  |  | - |  | -40℃~125℃ |  |  |  | - |  | SOIC-8 | [9 empty] | - | - | - | - | [6 empty] | 12500 | https://www.unikeyic.com/media/datasheet/upload/2022/02/24/1640933277.pdf | https://www.unikeyic.com/products/instrumentation-amplifiers/sgm721xs-tr/33355447.html
SGM722XMS/TR | SGMICRO | 3,000: 0.3871 | 970μA 8.5V/μs@ 5V 10MHz 2 2.5V 5.5V 4mV@ 5V 1pA MSOP-8 | - |  |  | Industrial | [6 empty] | SGM722XMS/TR SGMICRO |  |  | 1pA |  | 4mV@ 5V | 5.5V | 2.5V |  |  |  | 2 |  | -40℃~125℃ |  |  |  | - |  | MSOP-8 |  |  |  |  | Tape and reel packaging |  |  |  |  | - | 10MHz | 8.5V/μs@ 5V | 970μA | [6 empty] | 15000 | https://www.unikeyic.com/media/datasheet/ad/0d/e163/ad/598be84cdfbc27c328f41c8c9caa3366.pdf | https://www.unikeyic.com/products/instrumentation-amplifiers/sgm722xms-tr/33395456.html
SGM722XS/TR | SGMICRO | 2,500: 0.3871 | 1.75mA 8.5V/μs@ 5V 10MHz 1.75mA 2 2.1V 5.5V 4mV 1pA@ 5V 11MHz SOIC-8 Bracket mounting，SMD mount 1.75mm(height) | 11MHz |  |  | Industrial | [6 empty] | SGM722XS/TR SGMICRO |  |  | 1pA@ 5V | 1.75mm(height) | 4mV | 5.5V | 2.1V |  | Bracket mounting, SMD mount |  | 2 |  | -40℃~125℃ |  |  |  | 1.75mA |  | SOIC-8 |  |  | On sale |  | Tape and reel packaging |  |  |  |  | - | 10MHz | 8.5V/μs@ 5V | 1.75mA | [6 empty] | 12500 | https://www.unikeyic.com/media/datasheet/49/7a/b15f/497ab15f02c90668a7ba8e7f4d020c54.pdf | https://www.unikeyic.com/products/instrumentation-amplifiers/sgm722xs-tr/33535791.html
SGM722XTS8G/TR | SGMICRO | 4,000: 0.3871 | 4mV TSSOP-8 | - |  |  | Industrial | [6 empty] | SGM722XTS8G/TR SGMICRO |  |  | - |  | 4mV | - | - |  |  |  | - |  | -40℃~125℃ |  |  |  | - |  | TSSOP-8 | [9 empty] | - | - | - | - | [6 empty] | 20000 | https://www.unikeyic.com/media/datasheet/c8/d7/965f/c8d7965f5443f9a388fb13afb432fda2.pdf | https://www.unikeyic.com/products/instrumentation-amplifiers/sgm722xts8g-tr/33486784.html
SGM723XN6/TR | SGMICRO | 3,000: 0.2581 | 4mV SOT-23-6 | - |  |  | Industrial | [6 empty] | SGM723XN6/TR SGMICRO |  |  | - |  | 4mV | - | - |  |  |  | - |  | -40℃~125℃ |  |  |  | - |  | SOT-23-6 | [9 empty] | - | - | - | - | [6 empty] | 15000 | https://www.unikeyic.com/media/datasheet/upload/2022/02/24/1640931954.pdf | https://www.unikeyic.com/products/instrumentation-amplifiers/sgm723xn6-tr/33403005.html
SGM723XS/TR | SGMICRO | 2,500: 0.2581 | 4mV SOIC-8 | - |  |  | Industrial | [6 empty] | SGM723XS/TR SGMICRO |  |  | - |  | 4mV | - | - |  |  |  | - |  | -40℃~125℃ |  |  |  | - |  | SOIC-8 | [9 empty] | - | - | - | - | [6 empty] | 12500 | https://www.unikeyic.com/media/datasheet/upload/2022/02/24/1640931954.pdf | https://www.unikeyic.com/products/instrumentation-amplifiers/sgm723xs-tr/33557287.html
SGM724XS14/TR | SGMICRO | 2,500: 0.5161 | Comparator, 10MHz, 4-Ch, 5.5V, 4mV Offset, SOIC-14 | - |  |  | Industrial | [6 empty] | SGM724XS14/TR SGMICRO |  |  | - |  | 4mV | 5.5V | - |  |  |  | 4 |  | -40℃~125℃ |  |  |  | - |  | SOIC-14 |  |  |  |  | Tape and reel packaging |  |  |  |  | - | 10MHz | - | - | [6 empty] | 12500 | https://www.unikeyic.com/media/datasheet/ad/0d/e163/ad/598be84cdfbc27c328f41c8c9caa3366.pdf | https://www.unikeyic.com/products/instrumentation-amplifiers/sgm724xs14-tr/33552311.html
SGM724XTS14/TR | SGMICRO | 3,000: 0.5161 | 10MHz 4 5.5V 4mV TSSOP-14 | - |  |  | Industrial | [6 empty] | SGM724XTS14/TR SGMICRO |  |  | - |  | 4mV | 5.5V | - |  |  |  | 4 |  | -40℃~125℃ |  |  |  | - |  | TSSOP-14 | [9 empty] | - | 10MHz | - | - | [6 empty] | 15000 | https://www.unikeyic.com/media/datasheet/upload/2022/02/24/1640934341.pdf | https://www.unikeyic.com/products/instrumentation-amplifiers/sgm724xts14-tr/33057982.html
SGM8040-1YC5G/TR | SGMICRO | 3,000: 0.3226 | 11kHz 230μV 10pA SC-70-5 | - |  |  | Industrial | [6 empty] | SGM8040-1YC5G/TR SGMICRO |  |  | 10pA |  | 230μV | - | - |  |  |  | - |  | -40℃~85℃ |  |  |  | - |  | SC-70-5 | [9 empty] | - | 11KHz | - | - | [6 empty] | 15000 | https://www.unikeyic.com/media/datasheet/upload/2022/02/24/1640617717.pdf | https://www.unikeyic.com/products/instrumentation-amplifiers/sgm8040-1yc5g-tr/33448528.html
SGM8040-1YN5G/TR | SGMICRO | 3,000: 0.3226 | 11kHz 230μV 10pA SOT-23-5 | - |  |  | Industrial | [6 empty] | SGM8040-1YN5G/TR SGMICRO |  |  | 10pA |  | 230μV | - | - |  |  |  | - |  | -40℃~85℃ |  |  |  | - |  | SOT-23-5 | [9 empty] | - | 11KHz | - | - | [6 empty] | 15000 | https://www.unikeyic.com/media/datasheet/upload/2022/02/24/1640617717.pdf | https://www.unikeyic.com/products/instrumentation-amplifiers/sgm8040-1yn5g-tr/33535860.html
SGM8040-1YS8G/TR | SGMICRO | 4,000: 0.3226 | 11kHz, 230μV, 10pA, SOIC-8 | - |  |  | Industrial | [6 empty] | SGM8040-1YS8G/TR SGMICRO |  |  | 10pA |  | 230μV | - | - |  |  |  | - |  | -40℃~85℃ |  |  |  | - |  | SOIC-8 | [9 empty] | - | 11KHz | - | - | [6 empty] | 20000 | https://www.unikeyic.com/media/datasheet/upload/2022/02/24/1640617717.pdf | https://www.unikeyic.com/products/instrumentation-amplifiers/sgm8040-1ys8g-tr/32995428.html
SGM8040-2YS8G/TR | SGMICRO | 4,000: 0.5161 | 11kHz, 230μV, 10pA, SOIC-8 | - |  |  | Industrial | [6 empty] | SGM8040-2YS8G/TR SGMICRO |  |  | 10pA |  | 230μV | - | - |  |  |  | - |  | -40℃~85℃ |  |  |  | - |  | SOIC-8 | [9 empty] | - | 11KHz | - | - | [6 empty] | 20000 | https://www.unikeyic.com/media/datasheet/upload/2022/02/24/1640622332.pdf | https://www.unikeyic.com/products/instrumentation-amplifiers/sgm8040-2ys8g-tr/33017864.html
SGM8040-2YTDE8G/TR | SGMICRO | 3,000: 0.5161 | 11kHz 230μV 10pA | - |  |  | Industrial | [6 empty] | SGM8040-2YTDE8G/TR SGMICRO |  |  | 10pA |  | 230μV | - | - |  |  |  | - |  | -40℃~85℃ |  |  |  | - | [11 empty] | - | 11KHz | - | - | [6 empty] | 15000 | https://www.unikeyic.com/media/datasheet/upload/2022/02/24/1640622332.pdf | https://www.unikeyic.com/products/instrumentation-amplifiers/sgm8040-2ytde8g-tr/33005938.html
SGM8041YMS8G/TR | SGMICRO | 3,000: 0.2581 | 14.5kHz 2.5mV 1pA MSOP-8 | - |  |  | Industrial | [6 empty] | SGM8041YMS8G/TR SGMICRO |  |  | 1pA |  | 2.5mV | - | - |  |  |  | - |  | -40℃~85℃ |  |  |  | - |  | MSOP-8 | [9 empty] | - | 14.5KHz | - | - | [6 empty] | 15000 | https://www.unikeyic.com/media/datasheet/upload/2022/02/24/1640618242.pdf | https://www.unikeyic.com/products/instrumentation-amplifiers/sgm8041yms8g-tr/33035589.html
SGM8041YN5G/TR | SGMICRO | 3,000: 0.2581 | Op Amp 14.5kHz 2.5mV 1pA SOT-23-5 | - |  |  | Industrial | [6 empty] | SGM8041YN5G/TR SGMICRO |  |  | 1pA |  | 2.5mV | - | - |  |  |  | - |  | -40℃~85℃ |  |  |  | - |  | SOT-23-5 | [9 empty] | - | 14.5KHz | - | - | [6 empty] | 15000 | https://www.unikeyic.com/media/datasheet/upload/2022/02/24/1640618242.pdf | https://www.unikeyic.com/products/instrumentation-amplifiers/sgm8041yn5g-tr/33550926.html
SGM8042YMS8G/TR | SGMICRO | 3,000: 0.4516 | 14.5kHz 2.5mV 1pA MSOP-8 | - |  |  | Industrial | [6 empty] | SGM8042YMS8G/TR SGMICRO |  |  | 1pA |  | 2.5mV | - | - |  |  |  | - |  | -40℃~85℃ |  |  |  | - |  | MSOP-8 | [9 empty] | - | 14.5KHz | - | - | [6 empty] | 15000 | https://www.unikeyic.com/media/datasheet/upload/2022/02/24/1640614148.pdf | https://www.unikeyic.com/products/instrumentation-amplifiers/sgm8042yms8g-tr/33551006.html
SGM8042YS8G/TR | SGMICRO | 2,500: 0.4516 | 14.5kHz 2.5mV 1pA SOIC-8 | - |  |  | Industrial | [6 empty] | SGM8042YS8G/TR SGMICRO |  |  | 1pA |  | 2.5mV | - | - |  |  |  | - |  | -40℃~85℃ |  |  |  | - |  | SOIC-8 | [9 empty] | - | 14.5KHz | - | - | [6 empty] | 12500 | https://www.unikeyic.com/media/datasheet/upload/2022/02/24/1640614148.pdf | https://www.unikeyic.com/products/instrumentation-amplifiers/sgm8042ys8g-tr/33068204.html
SGM8044YS14G/TR | SGMICRO | 2,500: 0.6451 | 15kHz 2.5mV 1pA SOIC-14 | - |  |  | Industrial | [6 empty] | SGM8044YS14G/TR SGMICRO |  |  | 1pA |  | 2.5mV | - | - |  |  |  | - |  | -40℃~85℃ |  |  |  | - |  | SOIC-14 | [9 empty] | - | 15KHz | - | - | [6 empty] | 12500 | https://www.unikeyic.com/media/datasheet/09/5e/684e/095e684efa7e13d6bfb5ed150671c1e3.pdf | https://www.unikeyic.com/products/instrumentation-amplifiers/sgm8044ys14g-tr/33496484.html
SGM8044YTQ16G/TR | SGMICRO | 4,000: 0.6451 | 15kHz, 2.5mV, 1pA | - |  |  | Industrial | [6 empty] | SGM8044YTQ16G/TR SGMICRO |  |  | 1pA |  | 2.5mV | - | - |  |  |  | - |  | -40℃~85℃ |  |  |  | - | [11 empty] | - | 15KHz | - | - | [6 empty] | 20000 | https://www.unikeyic.com/media/datasheet/5c/1b/b225/5c1bb22508068f21f04e26a591124930.pdf | https://www.unikeyic.com/products/instrumentation-amplifiers/sgm8044ytq16g-tr/33350519.html
SGM8044YTS14G/TR | SGMICRO | 3,000: 0.6451 | 15kHz 2.5mV 1pA TSSOP-14 | - |  |  | Industrial | [6 empty] | SGM8044YTS14G/TR SGMICRO |  |  | 1pA |  | 2.5mV | - | - |  |  |  | - |  | -40℃~85℃ |  |  |  | - |  | TSSOP-14 | [9 empty] | - | 15KHz | - | - | [6 empty] | 15000 | https://www.unikeyic.com/media/datasheet/7b/af/a8fe/7bafa8fefb92406a0916393136f446f8.pdf | https://www.unikeyic.com/products/instrumentation-amplifiers/sgm8044yts14g-tr/33433442.html
SGM8045YN5G/TR | SGMICRO | 3,000: 0.2323 | 100kHz 2.5mV 1pA SOT-23-5 | - |  |  | Industrial | [6 empty] | SGM8045YN5G/TR SGMICRO |  |  | 1pA |  | 2.5mV | - | - |  |  |  | - |  | -40℃~85℃ |  |  |  | - |  | SOT-23-5 | [9 empty] | - | 100KHz | - | - | [6 empty] | 15000 | https://www.unikeyic.com/media/datasheet/upload/2022/02/24/1640621747.pdf | https://www.unikeyic.com/products/instrumentation-amplifiers/sgm8045yn5g-tr/33087680.html
SGM8045YS8G/TR | SGMICRO | 2,500: 0.2323 | 100kHz 2.5mV 1pA SOIC-8 | - |  |  | Industrial | [6 empty] | SGM8045YS8G/TR SGMICRO |  |  | 1pA |  | 2.5mV | - | - |  |  |  | - |  | -40℃~85℃ |  |  |  | - |  | SOIC-8 | [9 empty] | - | 100KHz | - | - | [6 empty] | 12500 | https://www.unikeyic.com/media/datasheet/upload/2022/02/24/1640621747.pdf | https://www.unikeyic.com/products/instrumentation-amplifiers/sgm8045ys8g-tr/33410877.html
SGM8046YMS8G/TR | SGMICRO | 3,000: 0.3613 | 100KHz 2.5mV 1pA MSOP-8 | - |  |  | Industrial | [6 empty] | SGM8046YMS8G/TR SGMICRO |  |  | 1pA |  | 2.5mV | - | - |  |  |  | - |  | -40℃~85℃ |  |  |  | - |  | MSOP-8 | [9 empty] | - | 100KHz | - | - | [6 empty] | 15000 | https://www.unikeyic.com/media/datasheet/upload/2022/02/24/1640622326.pdf | https://www.unikeyic.com/products/instrumentation-amplifiers/sgm8046yms8g-tr/33480062.html
SGM8046YS8G/TR | SGMICRO | 2,500: 0.3613 | 100kHz 2.5mV 1pA SOIC-8 | - |  |  | Industrial | [6 empty] | SGM8046YS8G/TR SGMICRO |  |  | 1pA |  | 2.5mV | - | - |  |  |  | - |  | -40℃~85℃ |  |  |  | - |  | SOIC-8 | [9 empty] | - | 100KHz | - | - | [6 empty] | 12500 | https://www.unikeyic.com/media/datasheet/upload/2022/02/24/1640622326.pdf | https://www.unikeyic.com/products/instrumentation-amplifiers/sgm8046ys8g-tr/33390712.html
SGM8048YS14G/TR | SGMICRO | 2,500: 0.5161 | 100kHz 2.5mV 1pA SOIC-14 | - |  |  | Industrial | [6 empty] | SGM8048YS14G/TR SGMICRO |  |  | 1pA |  | 2.5mV | - | - |  |  |  | - |  | -40℃~85℃ |  |  |  | - |  | SOIC-14 | [9 empty] | - | 100KHz | - | - | [6 empty] | 12500 | https://www.unikeyic.com/media/datasheet/0f/84/d225/0f84d2256c3f84622986f306c25b12fb.pdf | https://www.unikeyic.com/products/instrumentation-amplifiers/sgm8048ys14g-tr/33485222.html
SGM8048YTS14G/TR | SGMICRO | 3,000: 0.5161 | 100kHz 2.5mV 1pA TSSOP-14 | - |  |  | Industrial | [6 empty] | SGM8048YTS14G/TR SGMICRO |  |  | 1pA |  | 2.5mV | - | - |  |  |  | - |  | -40℃~85℃ |  |  |  | - |  | TSSOP-14 | [9 empty] | - | 100KHz | - | - | [6 empty] | 15000 | https://www.unikeyic.com/media/datasheet/1a/27/dfb4/1a27dfb4768ec6d85812f87139ad803c.pdf | https://www.unikeyic.com/products/instrumentation-amplifiers/sgm8048yts14g-tr/33011175.html
SGM8049-1AXC5G/TR | SGMICRO | 3,000: 0.2323 | Sensor, 120Hz, 850μV, 1pA, SC-70-5 | - |  |  | Industrial | [6 empty] | SGM8049-1AXC5G/TR SGMICRO |  |  | 1pA |  | 850μV | - | - |  |  |  | - |  | -40℃~125℃ |  |  |  | - |  | SC-70-5 | [9 empty] | - | 120Hz | - | - | [6 empty] | 15000 | https://www.unikeyic.com/media/datasheet/upload/2022/02/24/1640597010.pdf | https://www.unikeyic.com/products/instrumentation-amplifiers/sgm8049-1axc5g-tr/33358321.html
SGM8049-1BXC5G/TR | SGMICRO | 3,000: 0.2323 | 80mV/μs@ 5.5V 120Hz 1 ±2.75V，5.5V 850μV 1pA SC-70-5 | - |  |  | Industrial | [6 empty] | SGM8049-1BXC5G/TR SGMICRO |  |  | 1pA |  | 850μV | ±2.75V, 5.5V | - |  |  |  | 1 |  | -40℃~125℃ |  |  |  | - |  | SC-70-5 | [9 empty] | - | 120Hz | 80mV/μs@ 5.5V | - | [6 empty] | 15000 | https://www.unikeyic.com/media/datasheet/upload/2022/02/24/1640597010.pdf | https://www.unikeyic.com/products/instrumentation-amplifiers/sgm8049-1bxc5g-tr/33442412.html
SGM8049-1XN5G/TR | SGMICRO | 3,000: 0.2323 | 120Hz 850μV 1pA SOT-23-5 | - |  |  | Industrial | [6 empty] | SGM8049-1XN5G/TR SGMICRO |  |  | 1pA |  | 850μV | - | - |  |  |  | - |  | -40℃~125℃ |  |  |  | - |  | SOT-23-5 | [9 empty] | - | 120Hz | - | - | [6 empty] | 12000 | https://www.unikeyic.com/media/datasheet/upload/2022/02/24/1640597010.pdf | https://www.unikeyic.com/products/instrumentation-amplifiers/sgm8049-1xn5g-tr/33093892.html
SGM8049-1XTDI6G/TR | SGMICRO | 3,000: 0.2323 | 120Hz 850μV 1pA TDFN | - |  |  | Industrial | [6 empty] | SGM8049-1XTDI6G/TR SGMICRO |  |  | 1pA |  | 850μV | - | - |  |  |  | - |  | -40℃~125℃ |  |  |  | - |  | TDFN | [9 empty] | - | 120Hz | - | - | [6 empty] | 15000 | https://www.unikeyic.com/media/datasheet/upload/2022/02/24/1640597010.pdf | https://www.unikeyic.com/products/instrumentation-amplifiers/sgm8049-1xtdi6g-tr/32994237.html
SGM8049-2XN8G/TR | SGMICRO | 3,000: 0.3613 | Sensor 120Hz 850μV 1pA SOT-23-8 | - |  |  | Industrial | [6 empty] | SGM8049-2XN8G/TR SGMICRO |  |  | 1pA |  | 850μV | - | - |  |  |  | - |  | -40℃~125℃ |  |  |  | - |  | SOT-23-8 |  |  |  |  | Tape and reel packaging |  |  |  |  | - | 120Hz | - | - | [6 empty] | 15000 | https://www.unikeyic.com/media/datasheet/upload/2022/02/24/1640606703.pdf | https://www.unikeyic.com/products/instrumentation-amplifiers/sgm8049-2xn8g-tr/33531908.html
SGM8049-2XS8G/TR | SGMICRO | 2,500: 0.3613 | Op Amp 120Hz 850μV 1pA SOIC-8 | - |  |  | Industrial | [6 empty] | SGM8049-2XS8G/TR SGMICRO |  |  | 1pA |  | 850μV | - | - |  |  |  | - |  | -40℃~125℃ |  |  |  | - |  | SOIC-8 | [9 empty] | - | 120Hz | - | - | [6 empty] | 12500 | https://www.unikeyic.com/media/datasheet/upload/2022/02/24/1640606703.pdf | https://www.unikeyic.com/products/instrumentation-amplifiers/sgm8049-2xs8g-tr/33481324.html
SGM8049-4XTS14G/TR | SGMICRO | 4,000: 0.5161 | 120Hz 850μV 1pA TSSOP-14 | - |  |  | Industrial | [6 empty] | SGM8049-4XTS14G/TR SGMICRO |  |  | 1pA |  | 850μV | - | - |  |  |  | - |  | -40℃~125℃ |  |  |  | - |  | TSSOP-14 | [9 empty] | - | 120Hz | - | - | [6 empty] | 20000 | https://www.unikeyic.com/media/datasheet/e1/d7/b19d/e1d7b19d3ec1294aa8606e7b7fe119d4.pdf | https://www.unikeyic.com/products/instrumentation-amplifiers/sgm8049-4xts14g-tr/33519469.html
SGM8051XN5/TR | SGMICRO | 3,000: 0.3226 | 2.3mA 130V/μs 120MHz 80dB 1 2.5V 5.5V 8mV 6pA 250MHz SOT-23-5 SMD mount | 250MHz |  |  | Industrial | [6 empty] | SGM8051XN5/TR SGMICRO |  |  | 6pA |  | 8mV | 5.5V | 2.5V |  | SMD mount |  | 1 |  | -40℃~125℃ |  |  |  | - |  | SOT-23-5 | [9 empty] | 80dB | 120MHz | 130V/μs | 2.3mA | [6 empty] | 15000 | https://www.unikeyic.com/media/datasheet/43/a7/0c21/43a70c21ec9ca8c1ca8bc62cab43d126.pdf | https://www.unikeyic.com/products/instrumentation-amplifiers/sgm8051xn5-tr/33095659.html
SGM8051XS/TR | SGMICRO | 2,500: 0.3226 | 120MHz 1 5.5V 8mV 6pA SOIC-8 | - |  |  | Industrial | [6 empty] | SGM8051XS/TR SGMICRO |  |  | 6pA |  | 8mV | 5.5V | - |  |  |  | 1 |  | -40℃~125℃ |  |  |  | - |  | SOIC-8 | [9 empty] | - | 120MHz | - | - | [6 empty] | 12500 | https://www.unikeyic.com/media/datasheet/upload/2022/02/24/1640771544.pdf | https://www.unikeyic.com/products/instrumentation-amplifiers/sgm8051xs-tr/33051304.html
SGM8052XMS/TR | SGMICRO | 3,000: 0.5161 | Op Amp, 2.3mA, 130V/μs@5V, 120MHz, 2-Ch, 2.5V, 5.5V, 8mV, 6pA, 250MHz, MSOP-8 | 250MHz |  |  | Industrial | [6 empty] | SGM8052XMS/TR SGMICRO |  |  | 6pA |  | 8mV | 5.5V | 2.5V |  |  |  | 2 |  | -40℃~125℃ |  |  |  | - |  | MSOP-8 |  |  |  |  | Tape and reel packaging |  |  |  |  | - | 120MHz | 130V/μs@ 5V | 2.3mA | [6 empty] | 15000 | https://www.unikeyic.com/media/datasheet/upload/2022/02/24/1640774319.pdf | https://www.unikeyic.com/products/instrumentation-amplifiers/sgm8052xms-tr/33518102.html
SGM8052XS/TR | SGMICRO | 2,500: 0.5161 | TVS Diode 2.3mA 130V/μs@5V 120MHz 2Ch 2.5V 5.5V 8mV 6pA 250MHz SOIC-8 | 250MHz |  |  | Industrial | [6 empty] | SGM8052XS/TR SGMICRO |  |  | 6pA |  | 8mV | 5.5V | 2.5V |  |  |  | 2 |  | -40℃~125℃ |  |  |  | - |  | SOIC-8 |  |  |  |  | Tape and reel packaging |  |  |  |  | - | 120MHz | 130V/μs@ 5V | 2.3mA | [6 empty] | 12500 | https://www.unikeyic.com/media/datasheet/b4/5d/72ac/b45d72ac8f4c8f5decf2a20508a51e4e.pdf | https://www.unikeyic.com/products/instrumentation-amplifiers/sgm8052xs-tr/33431040.html
SGM8053XN6/TR | SGMICRO | 3,000: 0.2581 | 120MHz 1Ch 5.5V 8mV 6pA SOT-23-6 | - |  |  | Industrial | [6 empty] | SGM8053XN6/TR SGMICRO |  |  | 6pA |  | 8mV | 5.5V | - |  |  |  | 1 |  | -40℃~125℃ |  |  |  | - |  | SOT-23-6 | [9 empty] | - | 120MHz | - | - | [6 empty] | 15000 | https://www.unikeyic.com/media/datasheet/upload/2022/02/24/1640768208.pdf | https://www.unikeyic.com/products/instrumentation-amplifiers/sgm8053xn6-tr/33137615.html
SGM8053XS/TR | SGMICRO | 2,500: 0.2581 | Op Amp, 8mV, 6pA, SOIC-8 | - |  |  | Industrial | [6 empty] | SGM8053XS/TR SGMICRO |  |  | 6pA |  | 8mV | - | - |  |  |  | - |  | -40℃~125℃ |  |  |  | - |  | SOIC-8 | [9 empty] | - | - | - | - | [6 empty] | 12500 | https://www.unikeyic.com/media/datasheet/upload/2022/02/24/1640768208.pdf | https://www.unikeyic.com/products/instrumentation-amplifiers/sgm8053xs-tr/33369765.html
SGM8054XS14/TR | SGMICRO | 2,500: 0.7742 | 120MHz 4 5.5V 8mV 6pA SOIC-14 | - |  |  | Industrial | [6 empty] | SGM8054XS14/TR SGMICRO |  |  | 6pA |  | 8mV | 5.5V | - |  |  |  | 4 |  | -40℃~125℃ |  |  |  | - |  | SOIC-14 | [9 empty] | - | 120MHz | - | - | [6 empty] | 12500 | https://www.unikeyic.com/media/datasheet/upload/2022/02/24/1640772383.pdf | https://www.unikeyic.com/products/instrumentation-amplifiers/sgm8054xs14-tr/33391436.html
SGM8054XTS14/TR | SGMICRO | 3,000: 0.7742 | 120MHz, 4-Ch, 5.5V, 8mV, 6pA, TSSOP-14 | - |  |  | Industrial | [6 empty] | SGM8054XTS14/TR SGMICRO |  |  | 6pA |  | 8mV | 5.5V | - |  |  |  | 4 |  | -40℃~125℃ |  |  |  | - |  | TSSOP-14 | [9 empty] | - | 120MHz | - | - | [6 empty] | 15000 | https://www.unikeyic.com/media/datasheet/upload/2022/02/24/1640772383.pdf | https://www.unikeyic.com/products/instrumentation-amplifiers/sgm8054xts14-tr/33487698.html
SGM8055XMS/TR | SGMICRO | 3,000: 0.5161 | 8mV 6pA MSOP-10 | - |  |  | Industrial | [6 empty] | SGM8055XMS/TR SGMICRO |  |  | 6pA |  | 8mV | - | - |  |  |  | - |  | -40℃~125℃ |  |  |  | - |  | MSOP-10 | [9 empty] | - | - | - | - | [6 empty] | 15000 | https://www.unikeyic.com/media/datasheet/upload/2022/02/24/1640767447.pdf | https://www.unikeyic.com/products/instrumentation-amplifiers/sgm8055xms-tr/33389325.html
SGM80581XN5G/TR | SGMICRO | 3,000: 0.3226 | 4.5mA, 160V/μs, 100kHz, 150mA, 1, 2.7V, 5.5V, 3mV, 2pA, 220MHz, SOT-23-5, SMD | 220MHz |  |  | Industrial | [6 empty] | SGM80581XN5G/TR SGMICRO |  |  | 2pA |  | 3mV | 5.5V | 2.7V |  | SMD mount |  | 1 |  | -40℃~125℃ |  |  |  | 150mA |  | SOT-23-5 | [9 empty] | - | 100KHz | 160V/μs | 4.5mA | [6 empty] | 15000 | https://www.unikeyic.com/media/datasheet/upload/2022/02/24/1640772845.pdf | https://www.unikeyic.com/products/instrumentation-amplifiers/sgm80581xn5g-tr/33056740.html
SGM80581XS8G/TR | SGMICRO | 2,500: 0.3226 | 100kHz 3mV 2pA SOIC-8 | - |  |  | Industrial | [6 empty] | SGM80581XS8G/TR SGMICRO |  |  | 2pA |  | 3mV | - | - |  |  |  | - |  | -40℃~125℃ |  |  |  | - |  | SOIC-8 | [9 empty] | - | 100KHz | - | - | [6 empty] | 12500 | https://www.unikeyic.com/media/datasheet/upload/2022/02/24/1640772845.pdf | https://www.unikeyic.com/products/instrumentation-amplifiers/sgm80581xs8g-tr/33495202.html
SGM80582XMS8G/TR | SGMICRO | 4,000: 0.5161 | 4.5mA 160V/μs 100kHz 150mA 2 2.5V 3mV 2pA 220MHz MSOP-8 SMD | 220MHz |  |  | Industrial | [6 empty] | SGM80582XMS8G/TR SGMICRO |  |  | 2pA |  | 3mV | - | 2.5V |  | SMD mount |  | 2 |  | -40℃~125℃ |  |  |  | 150mA |  | MSOP-8 | [9 empty] | - | 100KHz | 160V/μs | 4.5mA | [6 empty] | 20000 | https://www.unikeyic.com/media/datasheet/upload/2022/02/24/1640772667.pdf | https://www.unikeyic.com/products/instrumentation-amplifiers/sgm80582xms8g-tr/33376483.html
SGM80582XS8G/TR | SGMICRO | 2,500: 0.5161 | Op Amp 2.7V-5.5V 150mA 2Ch 160V/μs 100kHz 71dB 3mV 2pA 220MHz SOIC-8 | 220MHz |  |  | Industrial | [6 empty] | SGM80582XS8G/TR SGMICRO |  |  | 2pA |  | 3mV | 5.5V | 2.7V |  |  |  | 2 |  | -40℃~125℃ |  |  |  | 150mA |  | SOIC-8 | [9 empty] | 71dB | 100KHz | 160V/μs | 4.5mA | [6 empty] | 12500 | https://www.unikeyic.com/media/datasheet/7b/69/dc1a/7b/81859eb8a43b40f83886867c572d7c15.pdf | https://www.unikeyic.com/products/instrumentation-amplifiers/sgm80582xs8g-tr/32998140.html
SGM80584XS14G/TR | SGMICRO | 2,500: 0.7742 | Op Amp, 100kHz, 3mV, 2pA, SOIC-14 | - |  |  | Industrial | [6 empty] | SGM80584XS14G/TR SGMICRO |  |  | 2pA |  | 3mV | - | - |  |  |  | - |  | -40℃~125℃ |  |  |  | - |  | SOIC-14 | [9 empty] | - | 100KHz | - | - | [6 empty] | 12500 | https://www.unikeyic.com/media/datasheet/upload/2022/02/24/1640772565.pdf | https://www.unikeyic.com/products/instrumentation-amplifiers/sgm80584xs14g-tr/33053720.html
SGM8061XN5/TR | SGMICRO | 3,000: 0.6451 | 8.2mA 420V/μs 230MHz 80dB 1-Ch 2.5V-5.5V 8mV 6pA 500MHz SOT-23-5 SMD | 500MHz |  |  | Industrial | [6 empty] | SGM8061XN5/TR SGMICRO |  |  | 6pA |  | 8mV | 5.5V | 2.5V |  | SMD mount |  | 1 |  | -40℃~125℃ |  |  |  | - |  | SOT-23-5 |  |  |  |  | Tape and reel packaging |  |  |  |  | 80dB | 230MHz | 420V/μs | 8.2mA | [6 empty] | 15000 | https://www.unikeyic.com/media/datasheet/upload/2022/02/24/1640768377.pdf | https://www.unikeyic.com/products/instrumentation-amplifiers/sgm8061xn5-tr/33076840.html
SGM8062XMS/TR | SGMICRO | 3,000: 0.9032 | 8.2mA 420V/μs 500MHz 80dB 2 2.5V 5.5V 8mV 6pA 500MHz MSOP-8 SMD | 500MHz |  |  | Industrial | [6 empty] | SGM8062XMS/TR SGMICRO |  |  | 6pA |  | 8mV | 5.5V | 2.5V |  | SMD mount |  | 2 |  | -40℃~125℃ |  |  |  | - |  | MSOP-8 | [9 empty] | 80dB | 500MHz | 420V/μs | 8.2mA | [6 empty] | 15000 | https://www.unikeyic.com/media/datasheet/1d/f1/25f6/1df125f62693faefd2fc3642ab2e6c3a.pdf | https://www.unikeyic.com/products/instrumentation-amplifiers/sgm8062xms-tr/33351988.html
SGM8062XS/TR | SGMICRO | 2,500: 0.9032 | Op Amp 230MHz 2-Ch 5.5V 8mV 6pA SOIC-8 | - |  |  | Industrial | [6 empty] | SGM8062XS/TR SGMICRO |  |  | 6pA |  | 8mV | 5.5V | - |  |  |  | 2 |  | -40℃~125℃ |  |  |  | - |  | SOIC-8 | [9 empty] | - | 230MHz | - | - | [6 empty] | 12500 | https://www.unikeyic.com/media/datasheet/upload/2022/02/24/1640772794.pdf | https://www.unikeyic.com/products/instrumentation-amplifiers/sgm8062xs-tr/33105818.html
SGM8063XN6/TR | SGMICRO | 3,000: 0.6451 | 8mV 6pA SOT-23-6 | - |  |  | Industrial | [6 empty] | SGM8063XN6/TR SGMICRO |  |  | 6pA |  | 8mV | - | - |  |  |  | - |  | -40℃~125℃ |  |  |  | - |  | SOT-23-6 | [9 empty] | - | - | - | - | [6 empty] | 15000 | https://www.unikeyic.com/media/datasheet/upload/2022/02/24/1640770620.pdf | https://www.unikeyic.com/products/instrumentation-amplifiers/sgm8063xn6-tr/33546530.html
SGM8091XN5/TR | SGMICRO | 3,000: 0.5161 | 8mV 6pA SOT-23-5 | - |  |  | Industrial | [6 empty] | SGM8091XN5/TR SGMICRO |  |  | 6pA |  | 8mV | - | - |  |  |  | - |  | -40℃~125℃ |  |  |  | - |  | SOT-23-5 | [9 empty] | - | - | - | - | [6 empty] | 15000 | https://www.unikeyic.com/media/datasheet/upload/2022/02/24/1640771329.pdf | https://www.unikeyic.com/products/instrumentation-amplifiers/sgm8091xn5-tr/33540534.html
SGM8091XS/TR | SGMICRO | 2,500: 0.5161 | Op Amp, 8mV, 6pA, SOIC-8 | - |  |  | Industrial | [6 empty] | SGM8091XS/TR SGMICRO |  |  | 6pA |  | 8mV | - | - |  |  |  | - |  | -40℃~125℃ |  |  |  | - |  | SOIC-8 | [9 empty] | - | - | - | - | [6 empty] | 12500 | https://www.unikeyic.com/media/datasheet/upload/2022/02/24/1640771329.pdf | https://www.unikeyic.com/products/instrumentation-amplifiers/sgm8091xs-tr/33523180.html
SGM8092XMS/TR | SGMICRO | 3,000: 0.7742 | 8mV 6pA MSOP-8 | - |  |  | Industrial | [6 empty] | SGM8092XMS/TR SGMICRO |  |  | 6pA |  | 8mV | - | - |  |  |  | - |  | -40℃~125℃ |  |  |  | - |  | MSOP-8 | [9 empty] | - | - | - | - | [6 empty] | 15000 | https://www.unikeyic.com/media/datasheet/2c/92/a63f/2c92a63fe94b291ac5008d62c68d0e81.pdf | https://www.unikeyic.com/products/instrumentation-amplifiers/sgm8092xms-tr/33088958.html
SGM8092XS/TR | SGMICRO | 2,500: 0.7742 | Op Amp, 170MHz 2Ch 5.5V 8mV 6pA SOIC-8 | - |  |  | Industrial | [6 empty] | SGM8092XS/TR SGMICRO |  |  | 6pA |  | 8mV | 5.5V | - |  |  |  | 2 |  | -40℃~125℃ |  |  |  | - |  | SOIC-8 | [9 empty] | - | 170MHz | - | - | [6 empty] | 12500 | https://www.unikeyic.com/media/datasheet/upload/2022/02/24/1640773072.pdf | https://www.unikeyic.com/products/instrumentation-amplifiers/sgm8092xs-tr/33457890.html
SGM8093XN6/TR | SGMICRO | 3,000: 0.5161 | 8mV 6pA SOT-23-6 | - |  |  | Industrial | [6 empty] | SGM8093XN6/TR SGMICRO |  |  | 6pA |  | 8mV | - | - |  |  |  | - |  | -40℃~125℃ |  |  |  | - |  | SOT-23-6 | [9 empty] | - | - | - | - | [6 empty] | 15000 | https://www.unikeyic.com/media/datasheet/upload/2022/02/24/1640773889.pdf | https://www.unikeyic.com/products/instrumentation-amplifiers/sgm8093xn6-tr/33391528.html
SGM8094XS14/TR | SGMICRO | 2,500: 1.0322 | 8mV 6pA SOIC-14 | - |  |  | Industrial | [6 empty] | SGM8094XS14/TR SGMICRO |  |  | 6pA |  | 8mV | - | - |  |  |  | - |  | -40℃~125℃ |  |  |  | - |  | SOIC-14 | [9 empty] | - | - | - | - | [6 empty] | 12500 | https://www.unikeyic.com/media/datasheet/upload/2022/02/24/1640768995.pdf | https://www.unikeyic.com/products/instrumentation-amplifiers/sgm8094xs14-tr/33462711.html
SGM8094XTS14/TR | SGMICRO | 3,000: 1.0322 | 8mV 6pA TSSOP-14 | - |  |  | Industrial | [6 empty] | SGM8094XTS14/TR SGMICRO |  |  | 6pA |  | 8mV | - | - |  |  |  | - |  | -40℃~125℃ |  |  |  | - |  | TSSOP-14 | [9 empty] | - | - | - | - | [6 empty] | 15000 | https://www.unikeyic.com/media/datasheet/upload/2022/02/24/1640768995.pdf | https://www.unikeyic.com/products/instrumentation-amplifiers/sgm8094xts14-tr/33059126.html
SGM8139YS16G/TR | SGMICRO | 2,500: 0.3871 | 11Hz 1.6mV SOIC-16 | - |  |  | Industrial | [9 empty] | - |  | 1.6mV | - | - |  |  |  | - |  | -40℃~85℃ |  |  |  | - |  | SOIC-16 | [9 empty] | - | 11Hz | - | - | [6 empty] | 12500 | https://www.unikeyic.com/media/about_us/Unikey_ISO_9001_Certification.pdf | https://www.unikeyic.com/products/instrumentation-amplifiers/sgm8139ys16g-tr/33024510.html
SGM8139YTQB16G/TR | SGMICRO | 3,000: 0.3871 | 11Hz 1.6mV | - |  |  | Industrial | [9 empty] | - |  | 1.6mV | - | - |  |  |  | - |  | -40℃~85℃ |  |  |  | - | [11 empty] | - | 11Hz | - | - | [6 empty] | 15000 | https://www.unikeyic.com/media/about_us/Unikey_ISO_9001_Certification.pdf | https://www.unikeyic.com/products/instrumentation-amplifiers/sgm8139ytqb16g-tr/33493996.html
SGM8140YTQE16G/TR | SGMICRO | 3,000: 0.3871 | 5Hz, 2.5mV | - |  |  | Industrial | [6 empty] | SGM8140YTQE16G/TR SGMICRO |  |  | - |  | 2.5mV | - | - |  |  |  | - |  | -40℃~85℃ |  |  |  | - | [11 empty] | - | 5Hz | - | - | [6 empty] | 15000 | https://www.unikeyic.com/media/datasheet/upload/2022/02/24/1640948352.pdf | https://www.unikeyic.com/products/instrumentation-amplifiers/sgm8140ytqe16g-tr/33492495.html
SGM8141YN5G/TR | SGMICRO | 3,000: 0.2581 | 5kHz 2.5mV 1pA SOT-23-5 | - |  |  | Industrial | [6 empty] | SGM8141YN5G/TR SGMICRO |  |  | 1pA |  | 2.5mV | - | - |  |  |  | - |  | -40℃~85℃ |  |  |  | - |  | SOT-23-5 | [9 empty] | - | 5KHz | - | - | [6 empty] | 15000 | https://www.unikeyic.com/media/datasheet/upload/2022/02/24/1640623318.pdf | https://www.unikeyic.com/products/instrumentation-amplifiers/sgm8141yn5g-tr/33012683.html
SGM8142YMS8G/TR | SGMICRO | 3,000: 0.3871 | 5kHz 2.5mV 1pA MSOP-8 | - |  |  | Industrial | [6 empty] | SGM8142YMS8G/TR SGMICRO |  |  | 1pA |  | 2.5mV | - | - |  |  |  | - |  | -40℃~85℃ |  |  |  | - |  | MSOP-8 | [9 empty] | - | 5KHz | - | - | [6 empty] | 15000 | https://www.unikeyic.com/media/datasheet/upload/2022/02/24/1640616061.pdf | https://www.unikeyic.com/products/instrumentation-amplifiers/sgm8142yms8g-tr/33438599.html
SGM8142YS8G/TR | SGMICRO | 2,500: 0.3871 | 5KHz 2.5mV 1pA SOIC-8 | - |  |  | Industrial | [6 empty] | SGM8142YS8G/TR SGMICRO |  |  | 1pA |  | 2.5mV | - | - |  |  |  | - |  | -40℃~85℃ |  |  |  | - |  | SOIC-8 | [9 empty] | - | 5KHz | - | - | [6 empty] | 12500 | https://www.unikeyic.com/media/datasheet/upload/2022/02/24/1640616061.pdf | https://www.unikeyic.com/products/instrumentation-amplifiers/sgm8142ys8g-tr/33021027.html
SGM8210-1AXN5G/TR | SGMICRO | 3,000: 0.3226 | 1kHz 1mV 5pA SOT-23-5 | - |  |  | Industrial | [6 empty] | SGM8210-1AXN5G/TR SGMICRO |  |  | 5pA |  | 1mV | - | - |  |  |  | - |  | -40℃~125℃ |  |  |  | - |  | SOT-23-5 | [9 empty] | - | 1KHz | - | - | [6 empty] | 15000 | https://www.unikeyic.com/media/datasheet/upload/2022/02/24/1640613647.pdf | https://www.unikeyic.com/products/instrumentation-amplifiers/sgm8210-1axn5g-tr/33120296.html
SGM8210-1BXN5G/TR | SGMICRO | 3,000: 0.3226 | 1kHz 1mV 5pA SOT-23-5 | - |  |  | Industrial | [6 empty] | SGM8210-1BXN5G/TR SGMICRO |  |  | 5pA |  | 1mV | - | - |  |  |  | - |  | -40℃~125℃ |  |  |  | - |  | SOT-23-5 | [9 empty] | - | 1KHz | - | - | [6 empty] | 15000 | https://www.unikeyic.com/media/datasheet/upload/2022/02/24/1640613647.pdf | https://www.unikeyic.com/products/instrumentation-amplifiers/sgm8210-1bxn5g-tr/33345492.html
SGM8210-1XC5G/TR | SGMICRO | 3,000: 0.3226 | 1KHz 1mV 5pA SC-70-5 | - |  |  | Industrial | [6 empty] | SGM8210-1XC5G/TR SGMICRO |  |  | 5pA |  | 1mV | - | - |  |  |  | - |  | -40℃~125℃ |  |  |  | - |  | SC-70-5 | [9 empty] | - | 1KHz | - | - | [6 empty] | 15000 | https://www.unikeyic.com/media/datasheet/upload/2022/02/24/1640613647.pdf | https://www.unikeyic.com/products/instrumentation-amplifiers/sgm8210-1xc5g-tr/33133388.html
SGM8210-2XMS8G/TR | SGMICRO | 4,000: 0.5161 | 1kHz 1mV 5pA MSOP-8 | - |  |  | Industrial | [6 empty] | SGM8210-2XMS8G/TR SGMICRO |  |  | 5pA |  | 1mV | - | - |  |  |  | - |  | -40℃~125℃ |  |  |  | - |  | MSOP-8 | [9 empty] | - | 1KHz | - | - | [6 empty] | 20000 | https://www.unikeyic.com/media/datasheet/upload/2022/02/24/1640614631.pdf | https://www.unikeyic.com/products/instrumentation-amplifiers/sgm8210-2xms8g-tr/33105848.html
SGM8210-2XS8G/TR | SGMICRO | 2,500: 0.5161 | 1kHz 1mV 5pA SOIC-8 | - |  |  | Industrial | [6 empty] | SGM8210-2XS8G/TR SGMICRO |  |  | 5pA |  | 1mV | - | - |  |  |  | - |  | -40℃~125℃ |  |  |  | - |  | SOIC-8 | [9 empty] | - | 1KHz | - | - | [6 empty] | 12500 | https://www.unikeyic.com/media/datasheet/upload/2022/02/24/1640614631.pdf | https://www.unikeyic.com/products/instrumentation-amplifiers/sgm8210-2xs8g-tr/33505085.html
SGM8210-2XTDC8G/TR | SGMICRO | 3,000: 0.5161 | 1kHz 1mV 5pA | - |  |  | Industrial | [6 empty] | SGM8210-2XTDC8G/TR SGMICRO |  |  | 5pA |  | 1mV | - | - |  |  |  | - |  | -40℃~125℃ |  |  |  | - | [11 empty] | - | 1KHz | - | - | [6 empty] | 15000 | https://www.unikeyic.com/media/datasheet/b8/fb/b572/b8/3effca7396db6bbab7515a55f671ed7e.pdf | https://www.unikeyic.com/products/instrumentation-amplifiers/sgm8210-2xtdc8g-tr/33486809.html
SGM8210-4XS14G/TR | SGMICRO | 2,500: 0.7742 | 1kHz 1mV 5pA SOIC-14 | - |  |  | Industrial | [6 empty] | SGM8210-4XS14G/TR SGMICRO |  |  | 5pA |  | 1mV | - | - |  |  |  | - |  | -40℃~125℃ |  |  |  | - |  | SOIC-14 | [9 empty] | - | 1KHz | - | - | [6 empty] | 12500 | https://www.unikeyic.com/media/datasheet/upload/2022/02/24/1640617548.pdf | https://www.unikeyic.com/products/instrumentation-amplifiers/sgm8210-4xs14g-tr/33367060.html
SGM823-RXN5G/TR | SGMICRO | 3,000: 0.3871 |  | - | [12 empty] | - |  | - | - | - |  |  |  | - | [5 empty] | - |  | SOT-23-5 | [9 empty] | - | - | - | - | [6 empty] | 15000 | https://www.unikeyic.com/media/about_us/Unikey_ISO_9001_Certification.pdf | https://www.unikeyic.com/products/instrumentation-amplifiers/sgm823-rxn5g-tr/33135883.html
SGM8240-1AXN5G/TR | SGMICRO | 3,000: 0.3871 | 100Hz 1mV 5pA SOT-23-5 | - |  |  | Industrial | [6 empty] | SGM8240-1AXN5G/TR SGMICRO |  |  | 5pA |  | 1mV | - | - |  |  |  | - |  | -40℃~125℃ |  |  |  | - |  | SOT-23-5 | [9 empty] | - | 100Hz | - | - | [6 empty] | 15000 | https://www.unikeyic.com/media/datasheet/upload/2022/02/24/1640611360.pdf | https://www.unikeyic.com/products/instrumentation-amplifiers/sgm8240-1axn5g-tr/33138868.html
SGM8240-1BXN5G/TR | SGMICRO | 3,000: 0.3871 | 100Hz 1mV 5pA SOT-23-5 | - |  |  | Industrial | [6 empty] | SGM8240-1BXN5G/TR SGMICRO |  |  | 5pA |  | 1mV | - | - |  |  |  | - |  | -40℃~125℃ |  |  |  | - |  | SOT-23-5 | [9 empty] | - | 100Hz | - | - | [6 empty] | 15000 | https://www.unikeyic.com/media/datasheet/upload/2022/02/24/1640611360.pdf | https://www.unikeyic.com/products/instrumentation-amplifiers/sgm8240-1bxn5g-tr/33422453.html
SGM8240-1XC5G/TR | SGMICRO | 3,000: 0.3871 | 5pA 1mV 100Hz SC-70-5 | - |  |  | Industrial | [6 empty] | SGM8240-1XC5G/TR SGMICRO |  |  | 5pA |  | 1mV | - | - |  |  |  | - |  | -40℃~125℃ |  |  |  | - |  | SC-70-5 | [9 empty] | - | 100Hz | - | - | [6 empty] | 15000 | https://www.unikeyic.com/media/datasheet/upload/2022/02/24/1640611360.pdf | https://www.unikeyic.com/products/instrumentation-amplifiers/sgm8240-1xc5g-tr/33482678.html
SGM8240-2XMS8G/TR | SGMICRO | 4,000: 0.6451 | Op Amp 100Hz 1mV 5pA MSOP-8 | - |  |  | Industrial | [6 empty] | SGM8240-2XMS8G/TR SGMICRO |  |  | 5pA |  | 1mV | - | - |  |  |  | - |  | -40℃~125℃ |  |  |  | - |  | MSOP-8 | [9 empty] | - | 100Hz | - | - | [6 empty] | 20000 | https://www.unikeyic.com/media/datasheet/upload/2022/02/24/1640609827.pdf | https://www.unikeyic.com/products/instrumentation-amplifiers/sgm8240-2xms8g-tr/33104417.html
SGM8240-2XS8G/TR | SGMICRO | 2,500: 0.6451 | 100Hz 1mV 5pA SOIC-8 | - |  |  | Industrial | [6 empty] | SGM8240-2XS8G/TR SGMICRO |  |  | 5pA |  | 1mV | - | - |  |  |  | - |  | -40℃~125℃ |  |  |  | - |  | SOIC-8 | [9 empty] | - | 100Hz | - | - | [6 empty] | 12500 | https://www.unikeyic.com/media/datasheet/upload/2022/02/24/1640609827.pdf | https://www.unikeyic.com/products/instrumentation-amplifiers/sgm8240-2xs8g-tr/33402890.html
SGM8240-2XTDC8G/TR | SGMICRO | 3,000: 0.6451 | 100Hz, 1mV, 5pA | - |  |  | Industrial | [6 empty] | SGM8240-2XTDC8G/TR SGMICRO |  |  | 5pA |  | 1mV | - | - |  |  |  | - |  | -40℃~125℃ |  |  |  | - | [11 empty] | - | 100Hz | - | - | [6 empty] | 15000 | https://www.unikeyic.com/media/datasheet/upload/2022/02/24/1640609827.pdf | https://www.unikeyic.com/products/instrumentation-amplifiers/sgm8240-2xtdc8g-tr/33446966.html
SGM8240-4XS14G/TR | SGMICRO | 2,500: 1.0322 | 100Hz 1mV 5pA SOIC-14 Op Amp | - |  |  | Industrial | [6 empty] | SGM8240-4XS14G/TR SGMICRO |  |  | 5pA |  | 1mV | - | - |  |  |  | - |  | -40℃~125℃ |  |  |  | - |  | SOIC-14 | [9 empty] | - | 100Hz | - | - | [6 empty] | 12500 | https://www.unikeyic.com/media/datasheet/upload/2022/02/24/1640613986.pdf | https://www.unikeyic.com/products/instrumentation-amplifiers/sgm8240-4xs14g-tr/33486775.html
SGM8249-1XN5G/TR | SGMICRO | 3,000: 1.2903 | 850μA 6V/μs 8KHz 140dB 1 4.5V 36V 10μV 100pA SOT-23-5 SMD mount | - |  |  | Industrial | [6 empty] | SGM8249-1XN5G/TR SGMICRO |  |  | 100pA |  | 10μV | 36V | 4.5V |  | SMD mount |  | 1 |  | -40℃~125℃ |  |  |  | - |  | SOT-23-5 | [9 empty] | 140dB | 8KHz | 6V/μs | 850μA | [6 empty] | 15000 | https://www.unikeyic.com/media/datasheet/97/03/dcc6/97/5da7df8c2176b4ec98b3109c64a2d789.pdf | https://www.unikeyic.com/products/instrumentation-amplifiers/sgm8249-1xn5g-tr/33356933.html
SGM8249-1XS8G/TR | SGMICRO | 4,000: 1.2903 | 8KHz 10μV 100pA SOIC-8 | - |  |  | Industrial | [6 empty] | SGM8249-1XS8G/TR SGMICRO |  |  | 100pA |  | 10μV | - | - |  |  |  | - |  | -40℃~125℃ |  |  |  | - |  | SOIC-8 | [9 empty] | - | 8KHz | - | - | [6 empty] | 20000 | https://www.unikeyic.com/media/datasheet/upload/2022/02/24/1640860023.pdf | https://www.unikeyic.com/products/instrumentation-amplifiers/sgm8249-1xs8g-tr/33009493.html
SGM8249-2XS8G/TR | SGMICRO | 1: 3.2852 10: 2.7215 30: 2.3918 100: 2.0539 | 850μA 6V/μs 8KHz 140dB 2 4.5V 36V 10μV 100pA 8MHz SOIC-8 | 8MHz |  |  | Industrial | [6 empty] | SGM8249-2XS8G/TR SGMICRO |  |  | 100pA |  | 10μV | 36V | 4.5V |  |  |  | 2 |  | -40℃~125℃ |  |  |  | - |  | SOIC-8 | [9 empty] | 140dB | 8KHz | 6V/μs | 850μA | [7 empty] | https://www.unikeyic.com/media/datasheet/97/03/dcc6/97/5da7df8c2176b4ec98b3109c64a2d789.pdf | https://www.unikeyic.com/products/instrumentation-amplifiers/sgm8249-2xs8g-tr/33135902.html
SGM8249-4XS14G/TR | SGMICRO | 2,500: 2.5806 | 3.2mA 5V/μs 8KHz 140dB ±24mA 4 4.5V 36V 12μV 100pA SOIC-14 SMD mount | - |  |  | Industrial | [6 empty] | SGM8249-4XS14G/TR SGMICRO |  |  | 100pA |  | 12μV | 36V | 4.5V |  | SMD mount |  | 4 |  | -40℃~125℃ |  |  |  | ±24mA |  | SOIC-14 | [9 empty] | 140dB | 8KHz | 5V/μs | 3.2mA | [6 empty] | 12500 | https://www.unikeyic.com/media/datasheet/upload/2022/02/24/1640859122.pdf | https://www.unikeyic.com/products/instrumentation-amplifiers/sgm8249-4xs14g-tr/33118921.html
SGM8249-4XTS14G/TR | SGMICRO | 4,000: 2.5806 | 3.2mA 5V/μs 8kHz 140dB 4-Ch 4.5V 36V 12μV 100pA TSSOP-14 SMD 5.94mm L | - |  |  | Automotive | [6 empty] | SGM8249-4XTS14G/TR SGMICRO |  |  | 100pA | 5.94mm(Length) | 12μV | 36V | 4.5V |  | SMD mount |  | 4 |  | -40℃~125℃ |  |  |  | - |  | TSSOP-14 | [9 empty] | 140dB | 8KHz | 5V/μs | 3.2mA | [6 empty] | 20000 | https://www.unikeyic.com/media/datasheet/upload/2022/02/24/1640859122.pdf | https://www.unikeyic.com/products/instrumentation-amplifiers/sgm8249-4xts14g-tr/33412177.html
SGM8250-1XC5G/TR | SGMICRO | 3,000: 0.5161 | Sensor 350Hz 50μV 80pA SC-70-5 | - |  |  | Industrial | [6 empty] | SGM8250-1XC5G/TR SGMICRO |  |  | 80pA |  | 50μV | - | - |  |  |  | - |  | -40℃~125℃ |  |  |  | - |  | SC-70-5 | [9 empty] | - | 350Hz | - | - | [6 empty] | 15000 | https://www.unikeyic.com/media/datasheet/upload/2022/02/24/1640860847.pdf | https://www.unikeyic.com/products/instrumentation-amplifiers/sgm8250-1xc5g-tr/33482677.html
SGM8250-1XN5G/TR | SGMICRO | 3,000: 0.5161 | 350Hz 50μV 80pA SOT-23-5 | - |  |  | Industrial | [6 empty] | SGM8250-1XN5G/TR SGMICRO |  |  | 80pA |  | 50μV | - | - |  |  |  | - |  | -40℃~125℃ |  |  |  | - |  | SOT-23-5 | [9 empty] | - | 350Hz | - | - | [6 empty] | 15000 | https://www.unikeyic.com/media/datasheet/upload/2022/02/24/1640860847.pdf | https://www.unikeyic.com/products/instrumentation-amplifiers/sgm8250-1xn5g-tr/33113543.html
SGM8250-1XS8G/TR | SGMICRO | 4,000: 0.5161 | 350Hz 50μV 80pA SOIC-8 | - |  |  | Industrial | [6 empty] | SGM8250-1XS8G/TR SGMICRO |  |  | 80pA |  | 50μV | - | - |  |  |  | - |  | -40℃~125℃ |  |  |  | - |  | SOIC-8 | [9 empty] | - | 350Hz | - | - | [6 empty] | 20000 | https://www.unikeyic.com/media/datasheet/95/a6/7e85/95a67e85c0344d967829532b73a6b701.pdf | https://www.unikeyic.com/products/instrumentation-amplifiers/sgm8250-1xs8g-tr/33509214.html
SGM8250-2XS8G/TR | SGMICRO | 4,000: 0.9032 | 350Hz 50μV 80pA SOIC-8 | - |  |  | Industrial | [6 empty] | SGM8250-2XS8G/TR SGMICRO |  |  | 80pA |  | 50μV | - | - |  |  |  | - |  | -40℃~125℃ |  |  |  | - |  | SOIC-8 | [9 empty] | - | 350Hz | - | - | [6 empty] | 20000 | https://www.unikeyic.com/media/datasheet/upload/2022/02/24/1640858679.pdf | https://www.unikeyic.com/products/instrumentation-amplifiers/sgm8250-2xs8g-tr/33355324.html
SGM8251XMS8G/TR | SGMICRO | 4,000: 0.7742 | 2.8kHz 18μV 100pA MSOP-8 | - |  |  | Industrial | [6 empty] | SGM8251XMS8G/TR SGMICRO |  |  | 100pA |  | 18μV | - | - |  |  |  | - |  | -40℃~125℃ |  |  |  | - |  | MSOP-8 | [9 empty] | - | 2.8KHz | - | - | [6 empty] | 20000 | https://www.unikeyic.com/media/datasheet/15/9d/390e/159d390e9a5860f0cad74a7af7e70e1b.pdf | https://www.unikeyic.com/products/instrumentation-amplifiers/sgm8251xms8g-tr/33092671.html
SGM8251XN5G/TR | SGMICRO | 3,000: 0.7742 | 2.8kHz 18μV 100pA SOT-23-5 | - |  |  | Industrial | [9 empty] | 100pA |  | 18μV | - | - |  |  |  | - |  | -40℃~125℃ |  |  |  | - |  | SOT-23-5 | [9 empty] | - | 2.8KHz | - | - | [6 empty] | 15000 | https://www.unikeyic.com/media/about_us/Unikey_ISO_9001_Certification.pdf | https://www.unikeyic.com/products/instrumentation-amplifiers/sgm8251xn5g-tr/33106996.html
SGM8251XS8G/TR | SGMICRO | 2,500: 0.7742 | Comparator, 2.8kHz, 18μV, 100pA, SOIC-8 | - |  |  | Industrial | [6 empty] | SGM8251XS8G/TR SGMICRO |  |  | 100pA |  | 18μV | - | - |  |  |  | - |  | -40℃~125℃ |  |  |  | - |  | SOIC-8 | [9 empty] | - | 2.8KHz | - | - | [6 empty] | 12500 | https://www.unikeyic.com/media/datasheet/b6/25/3237/b6253237e9b495855a2758855d6a05c7.pdf | https://www.unikeyic.com/products/instrumentation-amplifiers/sgm8251xs8g-tr/33469820.html
SGM8252AXMS8G/TR | SGMICRO | 4,000: 1.2903 | 1.3V/µs 2.8kHz 135dB 2-Ch 4.5V 36V 18µV 100pA MSOP-8 SMD | - |  |  | Industrial | [6 empty] | SGM8252AXMS8G/TR SGMICRO |  |  | 100pA |  | 18μV | 36V | 4.5V |  | SMD mount |  | 2 |  | -40℃~125℃ |  |  |  | - |  | MSOP-8 | [9 empty] | 135dB | 2.8KHz | 1.3V/μs | - | [6 empty] | 20000 | https://www.unikeyic.com/media/datasheet/upload/2022/02/24/1640852617.pdf | https://www.unikeyic.com/products/instrumentation-amplifiers/sgm8252axms8g-tr/33065649.html
SGM8252AXS8G/TR | SGMICRO | 4,000: 1.2903 | 450μA 1.3V/μs 2.8kHz 135dB 2 4.5V 36V 18μV 100pA SOIC-8 | - |  |  | Industrial | [6 empty] | SGM8252AXS8G/TR SGMICRO |  |  | 100pA |  | 18μV | 36V | 4.5V |  |  |  | 2 |  | -40℃~125℃ |  |  |  | - |  | SOIC-8 | [9 empty] | 135dB | 2.8KHz | 1.3V/μs | 450μA | [6 empty] | 20000 | https://www.unikeyic.com/media/datasheet/upload/2022/02/24/1640852617.pdf | https://www.unikeyic.com/products/instrumentation-amplifiers/sgm8252axs8g-tr/33427030.html
SGM8255A-1XMS8G/TR | SGMICRO | 4,000: 0.7742 | Sensor, 8.5kHz Freq, 25μV Output, 100pA Current, MSOP-8 | - |  |  | Industrial | [6 empty] | SGM8255A-1XMS8G/TR SGMICRO |  |  | 100pA |  | 25μV | - | - |  |  |  | - |  | -40℃~125℃ |  |  |  | - |  | MSOP-8 | [9 empty] | - | 8.5KHz | - | - | [6 empty] | 20000 | https://www.unikeyic.com/media/datasheet/5a/98/92f2/5a9892f218add616caca113a5905fa6f.pdf | https://www.unikeyic.com/products/instrumentation-amplifiers/sgm8255a-1xms8g-tr/33079415.html
SGM8255A-1XN5G/TR | SGMICRO | 3,000: 0.7742 | 850μA 5V/μs 8.5KHz 135dB 1 4.5V 36V 25μV 100pA SOT-23-5 | - |  |  | Industrial | [6 empty] | SGM8255A-1XN5G/TR SGMICRO |  |  | 100pA |  | 25μV | 36V | 4.5V |  |  |  | 1 |  | -40℃~125℃ |  |  |  | - |  | SOT-23-5 | [9 empty] | 135dB | 8.5KHz | 5V/μs | 850μA | [6 empty] | 15000 | https://www.unikeyic.com/media/datasheet/upload/2022/02/24/1640851406.pdf | https://www.unikeyic.com/products/instrumentation-amplifiers/sgm8255a-1xn5g-tr/33128326.html
SGM8255A-1XS8G/TR | SGMICRO | 4,000: 0.7742 | 8.5kHz, 25μV, 100pA, SOIC-8 | - |  |  | Industrial | [6 empty] | SGM8255A-1XS8G/TR SGMICRO |  |  | 100pA |  | 25μV | - | - |  |  |  | - |  | -40℃~125℃ |  |  |  | - |  | SOIC-8 | [9 empty] | - | 8.5KHz | - | - | [6 empty] | 20000 | https://www.unikeyic.com/media/datasheet/upload/2022/02/24/1640851406.pdf | https://www.unikeyic.com/products/instrumentation-amplifiers/sgm8255a-1xs8g-tr/33140392.html
SGM8255A-2XS8G/TR | SGMICRO | 4,000: 1.2903 | 850μA 5V/μs 8.5kHz 135dB 2 4.5V 36V 25μV 100pA 8.5MHz SOIC-8 | 8.5MHz |  |  | Industrial | [6 empty] | SGM8255A-2XS8G/TR SGMICRO |  |  | 100pA |  | 25μV | 36V | 4.5V |  |  |  | 2 |  | -40℃~125℃ |  |  |  | - |  | SOIC-8 | [9 empty] | 135dB | 8.5KHz | 5V/μs | 850μA | [6 empty] | 20000 | https://www.unikeyic.com/media/datasheet/upload/2022/02/24/1640853562.pdf | https://www.unikeyic.com/products/instrumentation-amplifiers/sgm8255a-2xs8g-tr/33418728.html
SGM8261-2YMS8G/TR | SGMICRO | 4,000: 2.5806 | Op Amp, 350μV Offset, MSOP-8 | - |  |  | Industrial | [6 empty] | SGM8261-2YMS8G/TR SGMICRO |  |  | - |  | 350μV | - | - |  |  |  | - |  | -40℃~85℃ |  |  |  | - |  | MSOP-8 | [9 empty] | - | - | - | - | [6 empty] | 20000 | https://www.unikeyic.com/media/datasheet/upload/2022/02/24/1640934120.pdf | https://www.unikeyic.com/products/instrumentation-amplifiers/sgm8261-2yms8g-tr/33110853.html
SGM8261-2YS8G/TR | SGMICRO | 2,500: 2.5806 | 350μV SOIC-8 | - |  |  | Industrial | [6 empty] | SGM8261-2YS8G/TR SGMICRO |  |  | - |  | 350μV | - | - |  |  |  | - |  | -40℃~85℃ |  |  |  | - |  | SOIC-8 | [9 empty] | - | - | - | - | [6 empty] | 12500 | https://www.unikeyic.com/media/datasheet/bd/4c/6160/bd4c6160a8b2153bac1eb1e798b0a35b.pdf | https://www.unikeyic.com/products/instrumentation-amplifiers/sgm8261-2ys8g-tr/33438657.html
SGM8261-2YTDD8G/TR | SGMICRO | 4,000: 2.5806 | 350μV | - |  |  | Industrial | [6 empty] | SGM8261-2YTDD8G/TR SGMICRO |  |  | - |  | 350μV | - | - |  |  |  | - |  | -40℃~85℃ |  |  |  | - | [11 empty] | - | - | - | - | [6 empty] | 20000 | https://www.unikeyic.com/media/datasheet/00/51/8b68/00518b682a301f4a26cd4ca3e074333c.pdf | https://www.unikeyic.com/products/instrumentation-amplifiers/sgm8261-2ytdd8g-tr/33496386.html
SGM8261-5YTD10G/TR | SGMICRO | 4,000: 2.5806 | 350μV | - |  |  | Industrial | [6 empty] | SGM8261-5YTD10G/TR SGMICRO |  |  | - |  | 350μV | - | - |  |  |  | - |  | -40℃~85℃ |  |  |  | - | [11 empty] | - | - | - | - | [6 empty] | 20000 | https://www.unikeyic.com/media/datasheet/4d/72/6383/4d72638335134bdb4cbc9bfecf27cba7.pdf | https://www.unikeyic.com/products/instrumentation-amplifiers/sgm8261-5ytd10g-tr/33540430.html
SGM8262-2YS8G/TR | SGMICRO | 2,500: 1.2903 | 500μV SOIC-8 | - |  |  | Industrial | [6 empty] | SGM8262-2YS8G/TR SGMICRO |  |  | - |  | 500μV | - | - |  |  |  | - |  | -40℃~85℃ |  |  |  | - |  | SOIC-8 | [9 empty] | - | - | - | - | [6 empty] | 12500 | https://www.unikeyic.com/media/datasheet/6c/8b/6c5a/6c8b6c5a756544e83ec9f8390ffadaad.pdf | https://www.unikeyic.com/products/instrumentation-amplifiers/sgm8262-2ys8g-tr/33412233.html
SGM8262-2YTDD8G/TR | SGMICRO | 4,000: 1.2903 | 500μV | - |  |  | Industrial | [6 empty] | SGM8262-2YTDD8G/TR SGMICRO |  |  | - |  | 500μV | - | - |  |  |  | - |  | -40℃~85℃ |  |  |  | - | [11 empty] | - | - | - | - | [6 empty] | 20000 | https://www.unikeyic.com/media/datasheet/3a/07/8b4a/3a078b4a96893f959ecc53ca62c7230c.pdf | https://www.unikeyic.com/products/instrumentation-amplifiers/sgm8262-2ytdd8g-tr/32993020.html
SGM8263-1YN5G/TR | SGMICRO | 3,000: 1.0322 | 8.5μV SOT-23-5 | - |  |  | Industrial | [6 empty] | SGM8263-1YN5G/TR SGMICRO |  |  | - |  | 8.5μV | - | - |  |  |  | - |  | -40℃~85℃ |  |  |  | - |  | SOT-23-5 | [9 empty] | - | - | - | - | [6 empty] | 15000 | https://www.unikeyic.com/media/datasheet/6f/c9/45bd/6fc945bdeda3f27288a3c882e5ac74e0.pdf | https://www.unikeyic.com/products/instrumentation-amplifiers/sgm8263-1yn5g-tr/33018046.html
SGM8263-1YS8G/TR | SGMICRO | 4,000: 1.0322 | 8.5μV Offset, SOIC-8 | - |  |  | Industrial | [6 empty] | SGM8263-1YS8G/TR SGMICRO |  |  | - |  | 8.5μV | - | - |  |  |  | - |  | -40℃~85℃ |  |  |  | - |  | SOIC-8 | [9 empty] | - | - | - | - | [6 empty] | 20000 | https://www.unikeyic.com/media/datasheet/a8/e8/6edc/a8e86edcd8f52ae83cd8ea268a61eb96.pdf | https://www.unikeyic.com/products/instrumentation-amplifiers/sgm8263-1ys8g-tr/33034363.html
SGM8263-2YS8G/TR | SGMICRO | 4,000: 1.9354 | 8.5μV Offset, SOIC-8 | - |  |  | Industrial | [6 empty] | SGM8263-2YS8G/TR SGMICRO |  |  | - |  | 8.5μV | - | - |  |  |  | - |  | -40℃~85℃ |  |  |  | - |  | SOIC-8 | [9 empty] | - | - | - | - | [6 empty] | 20000 | https://www.unikeyic.com/media/datasheet/f1/30/47b3/f13047b3c30b029243f5c6082be4b1a4.pdf | https://www.unikeyic.com/products/instrumentation-amplifiers/sgm8263-2ys8g-tr/33399227.html
SGM8270-2XMS8G/TR | SGMICRO | 4,000: 0.2581 | 1.24mA 2.5MHz 96dB 2 3.3V 36V 2.8mV MSOP-8 SMD mount | - |  |  | Industrial | [6 empty] | SGM8270-2XMS8G/TR SGMICRO |  |  | - |  | 2.8mV | 36V | 3.3V |  | SMD mount |  | 2 |  | -40℃~125℃ |  |  |  | - |  | MSOP-8 | [9 empty] | 96dB | 2.5MHz | - | 1.24mA | [6 empty] | 20000 | https://www.unikeyic.com/media/datasheet/e0/e8/f88d/e0/82d4384f6fcb471646efaf4247512343.pdf | https://www.unikeyic.com/products/instrumentation-amplifiers/sgm8270-2xms8g-tr/33502866.html
SGM8270-2XS8G/TR | SGMICRO | 4,000: 0.2581 | 1.24mA 8V/μs 2.5MHz 96dB 28mA 2Ch 3.3V 36V 2.8mV SOIC-8 SMD 1.75mm H | - |  |  | Industrial | [6 empty] | SGM8270-2XS8G/TR SGMICRO |  |  | - | 1.75mm(height) | 2.8mV | 36V | 3.3V |  | SMD mount |  | 2 |  | -40℃~125℃ |  |  |  | 28mA |  | SOIC-8 | [9 empty] | 96dB | 2.5MHz | 8V/μs | 1.24mA | [6 empty] | 20000 | https://www.unikeyic.com/media/datasheet/upload/2022/02/24/1640938330.pdf | https://www.unikeyic.com/products/instrumentation-amplifiers/sgm8270-2xs8g-tr/33485250.html
SGM8270-4XS14G/TR | SGMICRO | 2,500: 0.5161 | 8V/μs 2.2MHz 96dB 4 3.3V 36V 1.2mV 0.8pA SOIC-14 SMD mount | - |  |  | Industrial | [6 empty] | SGM8270-4XS14G/TR SGMICRO |  |  | 0.8pA |  | 1.2mV | 36V | 3.3V |  | SMD mount |  | 4 |  | -40℃~125℃ |  |  |  | - |  | SOIC-14 | [9 empty] | 96dB | 2.2MHz | 8V/μs | - | [6 empty] | 12500 | https://www.unikeyic.com/media/datasheet/upload/2022/02/24/1640932786.pdf | https://www.unikeyic.com/products/instrumentation-amplifiers/sgm8270-4xs14g-tr/33356847.html
SGM8270-4XTS14G/TR | SGMICRO | 4,000: 0.5161 | 1.2mV TSSOP-14 | - |  |  | Industrial | [6 empty] | SGM8270-4XTS14G/TR SGMICRO |  |  | - |  | 1.2mV | - | - |  |  |  | - |  | -40℃~125℃ |  |  |  | - |  | TSSOP-14 | [9 empty] | - | - | - | - | [6 empty] | 20000 | https://www.unikeyic.com/media/datasheet/3a/b3/783d/3a/c7e32962f583785917c8ec26368c0fa7.pdf | https://www.unikeyic.com/products/instrumentation-amplifiers/sgm8270-4xts14g-tr/33342829.html
SGM8271AYN5G/TR | SGMICRO | 3,000: 0.2581 | 150μA 7V/μs 1.4KHz 1 4.5V 36V 3mV 20pA SOT-23-5 | - |  |  | Industrial | [6 empty] | SGM8271AYN5G/TR SGMICRO |  |  | 20pA |  | 3mV | 36V | 4.5V |  |  |  | 1 |  | -40℃~85℃ |  |  |  | - |  | SOT-23-5 | [9 empty] | - | 1.4KHz | 7V/μs | 150μA | [6 empty] | 15000 | https://www.unikeyic.com/media/datasheet/upload/2022/02/24/1640610390.pdf | https://www.unikeyic.com/products/instrumentation-amplifiers/sgm8271ayn5g-tr/33356823.html
SGM8271BYN5G/TR | SGMICRO | 3,000: 0.2581 | 1.4kHz 3mV 20pA SOT-23-5 | - |  |  | Industrial | [6 empty] | SGM8271BYN5G/TR SGMICRO |  |  | 20pA |  | 3mV | - | - |  |  |  | - |  | -40℃~85℃ |  |  |  | - |  | SOT-23-5 | [9 empty] | - | 1.4KHz | - | - | [6 empty] | 15000 | https://www.unikeyic.com/media/datasheet/upload/2022/02/24/1640610390.pdf | https://www.unikeyic.com/products/instrumentation-amplifiers/sgm8271byn5g-tr/32994170.html
SGM8271YS8G/TR | SGMICRO | 2,500: 0.2581 | 1.4kHz, 3mV, 20pA, SOIC-8 | - |  |  | Industrial | [6 empty] | SGM8271YS8G/TR SGMICRO |  |  | 20pA |  | 3mV | - | - |  |  |  | - |  | -40℃~85℃ |  |  |  | - |  | SOIC-8 | [9 empty] | - | 1.4KHz | - | - | [6 empty] | 12500 | https://www.unikeyic.com/media/datasheet/upload/2022/02/24/1640610390.pdf | https://www.unikeyic.com/products/instrumentation-amplifiers/sgm8271ys8g-tr/33546635.html
SGM8272XS8G/TR | SGMICRO | 2,500: 0.3871 | 1.4kHz, 3mV, 20pA, SOIC-8 | - |  |  | Industrial | [6 empty] | SGM8272XS8G/TR SGMICRO |  |  | 20pA |  | 3mV | - | - |  |  |  | - |  | -40℃~125℃ |  |  |  | - |  | SOIC-8 | [9 empty] | - | 1.4KHz | - | - | [6 empty] | 12500 | https://www.unikeyic.com/media/datasheet/upload/2022/02/24/1640615422.pdf | https://www.unikeyic.com/products/instrumentation-amplifiers/sgm8272xs8g-tr/33138915.html
SGM8272YMS8G/TR | SGMICRO | 3,000: 0.3871 | Op Amp 1.4kHz 3mV 20pA MSOP-8 | - |  |  | Industrial | [6 empty] | SGM8272YMS8G/TR SGMICRO |  |  | 20pA |  | 3mV | - | - |  |  |  | - |  | -40℃~85℃ |  |  |  | - |  | MSOP-8 | [9 empty] | - | 1.4KHz | - | - | [6 empty] | 15000 | https://www.unikeyic.com/media/datasheet/upload/2022/02/24/1640615422.pdf | https://www.unikeyic.com/products/instrumentation-amplifiers/sgm8272yms8g-tr/33483909.html
SGM8272YS8G/TR | SGMICRO | 2,500: 0.3871 | 150μA 7V/μs 1.4kHz 2-Ch 4.5V-36V 3mV 20pA SOIC-8 | - |  |  | Industrial | [6 empty] | SGM8272YS8G/TR SGMICRO |  |  | 20pA |  | 3mV | 36V | 4.5V |  |  |  | 2 |  | -40℃~85℃ |  |  |  | - |  | SOIC-8 | [9 empty] | - | 1.4KHz | 7V/μs | 150μA | [6 empty] | 12500 | https://www.unikeyic.com/media/datasheet/9c/7c/926c/9c/bd4083abf1ef5185aeeabc7e9569d7a3.pdf | https://www.unikeyic.com/products/instrumentation-amplifiers/sgm8272ys8g-tr/33355364.html
SGM8273-1AXN5G/TR | SGMICRO | 3,000: 0.2581 | 6V/μs 4MHz 1 3.3V 36V 1mV 0.6pA SOT-23-5 | - |  |  | Industrial | [6 empty] | SGM8273-1AXN5G/TR SGMICRO |  |  | 0.6pA |  | 1mV | 36V | 3.3V |  |  |  | 1 |  | -40℃~125℃ |  |  |  | - |  | SOT-23-5 | [9 empty] | - | 4MHz | 6V/μs | - | [6 empty] | 15000 | https://www.unikeyic.com/media/datasheet/4a/3b/7674/4a/1ccafcd9791c83492277cfa23ed71f2d.pdf | https://www.unikeyic.com/products/instrumentation-amplifiers/sgm8273-1axn5g-tr/33369613.html
SGM8273-1BXN5G/TR | SGMICRO | 3,000: 0.2581 | Op Amp 1mV SOT-23-5 | - |  |  | Industrial | [6 empty] | SGM8273-1BXN5G/TR SGMICRO |  |  | - |  | 1mV | - | - |  |  |  | - |  | -40℃~125℃ |  |  |  | - |  | SOT-23-5 | [9 empty] | - | - | - | - | [6 empty] | 15000 | https://www.unikeyic.com/media/datasheet/upload/2022/02/24/1640935666.pdf | https://www.unikeyic.com/products/instrumentation-amplifiers/sgm8273-1bxn5g-tr/33496573.html
SGM8273-1XMS8G/TR | SGMICRO | 4,000: 0.2581 | 1mV MSOP-8 | - |  |  | Industrial | [6 empty] | SGM8273-1XMS8G/TR SGMICRO |  |  | - |  | 1mV | - | - |  |  |  | - |  | -40℃~125℃ |  |  |  | - |  | MSOP-8 | [9 empty] | - | - | - | - | [6 empty] | 20000 | https://www.unikeyic.com/media/datasheet/5e/75/ae29/5e75ae2900d2a2cfd59f03d8291ca595.pdf | https://www.unikeyic.com/products/instrumentation-amplifiers/sgm8273-1xms8g-tr/33391522.html
SGM8273-1XS8G/TR | SGMICRO | 4,000: 0.2581 | 1mV SOIC-8 | - |  |  | Industrial | [6 empty] | SGM8273-1XS8G/TR SGMICRO |  |  | - |  | 1mV | - | - |  |  |  | - |  | -40℃~125℃ |  |  |  | - |  | SOIC-8 | [9 empty] | - | - | - | - | [6 empty] | 20000 | https://www.unikeyic.com/media/datasheet/upload/2022/02/24/1640935666.pdf | https://www.unikeyic.com/products/instrumentation-amplifiers/sgm8273-1xs8g-tr/33428259.html
SGM8273-2XS8G/TR | SGMICRO | 4,000: 0.3871 | Op Amp, 6V/μs, 4MHz, 2 Ch, 3.3V, 36V, 1mV Offset, SOIC-8 | 4MHz |  |  | Industrial | [6 empty] | SGM8273-2XS8G/TR SGMICRO |  |  | - |  | 1mV | 36V | 3.3V |  |  |  | 2 |  | -40℃~125℃ |  |  |  | - |  | SOIC-8 | [9 empty] | - | 4MHz | 6V/μs | - | [6 empty] | 20000 | https://www.unikeyic.com/media/datasheet/upload/2022/02/24/1640939247.pdf | https://www.unikeyic.com/products/instrumentation-amplifiers/sgm8273-2xs8g-tr/33339118.html
SGM8273-4XS14G/TR | SGMICRO | 2,500: 0.7742 | 1mV SOIC-14 | - |  |  | Industrial | [6 empty] | SGM8273-4XS14G/TR SGMICRO |  |  | - |  | 1mV | - | - |  |  |  | - |  | -40℃~125℃ |  |  |  | - |  | SOIC-14 | [9 empty] | - | - | - | - | [6 empty] | 12500 | https://www.unikeyic.com/media/datasheet/upload/2022/02/24/1640937290.pdf | https://www.unikeyic.com/products/instrumentation-amplifiers/sgm8273-4xs14g-tr/33471041.html
SGM8274XS14G/TR | SGMICRO | 2,500: 0.6451 | 1.4kHz 3mV 20pA SOIC-14 | - |  |  | Industrial | [6 empty] | SGM8274XS14G/TR SGMICRO |  |  | 20pA |  | 3mV | - | - |  |  |  | - |  | -40℃~125℃ |  |  |  | - |  | SOIC-14 | [9 empty] | - | 1.4KHz | - | - | [6 empty] | 12500 | https://www.unikeyic.com/media/datasheet/25/ba/3ab0/25ba3ab0999a8ff5568b0073eee6c557.pdf | https://www.unikeyic.com/products/instrumentation-amplifiers/sgm8274xs14g-tr/33533262.html
SGM8274YS14G/TR | SGMICRO | 2,500: 0.6451 | 1.4kHz 3mV 20pA SOIC-14 | - |  |  | Industrial | [6 empty] | SGM8274YS14G/TR SGMICRO |  |  | 20pA |  | 3mV | - | - |  |  |  | - |  | -40℃~85℃ |  |  |  | - |  | SOIC-14 | [9 empty] | - | 1.4KHz | - | - | [6 empty] | 12500 | https://www.unikeyic.com/media/datasheet/c6/8d/e2ad/c68de2adbcacffc586ffd603eb32183e.pdf | https://www.unikeyic.com/products/instrumentation-amplifiers/sgm8274ys14g-tr/33465160.html
SGM8274YTS14G/TR | SGMICRO | 3,000: 0.6451 | 1.4kHz 3mV 20pA TSSOP-14 SMD 1.05mm H | - |  |  | Industrial | [6 empty] | SGM8274YTS14G/TR SGMICRO |  |  | 20pA | 1.05mm(height) | 3mV | - | - |  | SMD mount |  | - |  | -40℃~85℃ |  |  |  | - |  | TSSOP-14 |  |  | On sale | [6 empty] | - | 1.4KHz | - | - | [6 empty] | 15000 | https://www.unikeyic.com/media/datasheet/30/7d/55a1/307d55a1dbfb3e81292d295979b1d914.pdf | https://www.unikeyic.com/products/instrumentation-amplifiers/sgm8274yts14g-tr/33481458.html
SGM8276-1AXN5G/TR | SGMICRO | 3,000: 0.2581 | 1.5mV SOT-23-5 | - |  |  | Industrial | [6 empty] | SGM8276-1AXN5G/TR SGMICRO |  |  | - |  | 1.5mV | - | - |  |  |  | - |  | -40℃~125℃ |  |  |  | - |  | SOT-23-5 | [9 empty] | - | - | - | - | [6 empty] | 15000 | https://www.unikeyic.com/media/datasheet/upload/2022/02/24/1640937427.pdf | https://www.unikeyic.com/products/instrumentation-amplifiers/sgm8276-1axn5g-tr/33074551.html
SGM8276-1BXN5G/TR | SGMICRO | 3,000: 0.2581 | 1.5mV SOT-23-5 | - |  |  | Industrial | [6 empty] | SGM8276-1BXN5G/TR SGMICRO |  |  | - |  | 1.5mV | - | - |  |  |  | - |  | -40℃~125℃ |  |  |  | - |  | SOT-23-5 | [9 empty] | - | - | - | - | [6 empty] | 15000 | https://www.unikeyic.com/media/datasheet/26/4b/362c/264b362cc84ef035e930ba379a66c759.pdf | https://www.unikeyic.com/products/instrumentation-amplifiers/sgm8276-1bxn5g-tr/33009449.html
SGM8276-2XS8G/TR | SGMICRO | 4,000: 0.3871 | 1.5mV SOIC-8 | - |  |  | Industrial | [6 empty] | SGM8276-2XS8G/TR SGMICRO |  |  | - |  | 1.5mV | - | - |  |  |  | - |  | -40℃~125℃ |  |  |  | - |  | SOIC-8 | [9 empty] | - | - | - | - | [6 empty] | 20000 | https://www.unikeyic.com/media/datasheet/upload/2022/02/24/1640938992.pdf | https://www.unikeyic.com/products/instrumentation-amplifiers/sgm8276-2xs8g-tr/33473561.html
SGM8276-4XS14G/TR | SGMICRO | 2,500: 0.7742 | 1.5mV, SOIC-14 | - |  |  | Industrial | [6 empty] | SGM8276-4XS14G/TR SGMICRO |  |  | - |  | 1.5mV | - | - |  |  |  | - |  | -40℃~125℃ |  |  |  | - |  | SOIC-14 | [9 empty] | - | - | - | - | [6 empty] | 12500 | https://www.unikeyic.com/media/datasheet/upload/2022/02/24/1640938941.pdf | https://www.unikeyic.com/products/instrumentation-amplifiers/sgm8276-4xs14g-tr/33052517.html
SGM8291AYN5G/TR | SGMICRO | 3,000: 0.2581 | 150μA 7V/μs 1.4KHz 84dB 1 4.5V 36V 1.5mV 20pA SOT-23-5 | - |  |  | Industrial | [6 empty] | SGM8291AYN5G/TR SGMICRO |  |  | 20pA |  | 1.5mV | 36V | 4.5V |  |  |  | 1 |  | -40℃~85℃ |  |  |  | - |  | SOT-23-5 | [9 empty] | 84dB | 1.4KHz | 7V/μs | 150μA | [6 empty] | 15000 | https://www.unikeyic.com/media/datasheet/upload/2022/02/24/1640859547.pdf | https://www.unikeyic.com/products/instrumentation-amplifiers/sgm8291ayn5g-tr/33414911.html
SGM8291BYN5G/TR | SGMICRO | 3,000: 0.2581 | 1.4kHz 1.5mV 20pA SOT-23-5 | - |  |  | Industrial | [6 empty] | SGM8291BYN5G/TR SGMICRO |  |  | 20pA |  | 1.5mV | - | - |  |  |  | - |  | -40℃~85℃ |  |  |  | - |  | SOT-23-5 | [9 empty] | - | 1.4KHz | - | - | [6 empty] | 15000 | https://www.unikeyic.com/media/datasheet/70/4d/ba52/704dba5201af2dd1335f74bc23e75ce8.pdf | https://www.unikeyic.com/products/instrumentation-amplifiers/sgm8291byn5g-tr/33372376.html
SGM8291YS8G/TR | SGMICRO | 2,500: 0.2581 | 1.4kHz 1.5mV 20pA SOIC-8 | - |  |  | Industrial | [6 empty] | SGM8291YS8G/TR SGMICRO |  |  | 20pA |  | 1.5mV | - | - |  |  |  | - |  | -40℃~85℃ |  |  |  | - |  | SOIC-8 | [9 empty] | - | 1.4KHz | - | - | [6 empty] | 12500 | https://www.unikeyic.com/media/datasheet/9b/51/b3a6/9b51b3a699166e00e7860c97d9b21204.pdf | https://www.unikeyic.com/products/instrumentation-amplifiers/sgm8291ys8g-tr/33085086.html
SGM8292XS8G/TR | SGMICRO | 2,500: 0.3871 | 1.4kHz 1.5mV 20pA SOIC-8 | - |  |  | Industrial | [6 empty] | SGM8292XS8G/TR SGMICRO |  |  | 20pA |  | 1.5mV | - | - |  |  |  | - |  | -40℃~125℃ |  |  |  | - |  | SOIC-8 | [9 empty] | - | 1.4KHz | - | - | [6 empty] | 12500 | https://www.unikeyic.com/media/datasheet/16/8a/1944/168a19448b1452f7987ed2cd2cd6f70e.pdf | https://www.unikeyic.com/products/instrumentation-amplifiers/sgm8292xs8g-tr/33523128.html
SGM8292YMS8G/TR | SGMICRO | 3,000: 0.3871 | 1.4kHz 1.5mV 20pA MSOP-8 | - |  |  | Industrial | [6 empty] | SGM8292YMS8G/TR SGMICRO |  |  | 20pA |  | 1.5mV | - | - |  |  |  | - |  | -40℃~85℃ |  |  |  | - |  | MSOP-8 | [9 empty] | - | 1.4KHz | - | - | [6 empty] | 15000 | https://www.unikeyic.com/media/datasheet/upload/2022/02/24/1640856486.pdf | https://www.unikeyic.com/products/instrumentation-amplifiers/sgm8292yms8g-tr/33475055.html
SGM8294YS14G/TR | SGMICRO | 2,500: 0.6451 | 150μA, 7V/μs, 1.4kHz, 4-Ch, 4.5V-36V, 1.5mV, 20pA, SOIC-14 | - |  |  | Industrial | [6 empty] | SGM8294YS14G/TR SGMICRO |  |  | 20pA |  | 1.5mV | 36V | 4.5V |  |  |  | 4 |  | -40℃~85℃ |  |  |  | - |  | SOIC-14 | [9 empty] | - | 1.4KHz | 7V/μs | 150μA | [6 empty] | 12500 | https://www.unikeyic.com/media/datasheet/61/b0/bd42/61b0bd4251692e187167a3dacf3b9248.pdf | https://www.unikeyic.com/products/instrumentation-amplifiers/sgm8294ys14g-tr/33501442.html
SGM8294YTS14G/TR | SGMICRO | 3,000: 0.6451 | 1.4kHz 1.5mV 20pA Op Amp, TSSOP-14 | - |  |  | Industrial | [6 empty] | SGM8294YTS14G/TR SGMICRO |  |  | 20pA |  | 1.5mV | - | - |  |  |  | - |  | -40℃~85℃ |  |  |  | - |  | TSSOP-14 | [9 empty] | - | 1.4KHz | - | - | [6 empty] | 15000 | https://www.unikeyic.com/media/datasheet/42/9f/878e/429f878e88a912f727408cd6aa308c91.pdf | https://www.unikeyic.com/products/instrumentation-amplifiers/sgm8294yts14g-tr/33530668.html
SGM8295-1XN5G/TR | SGMICRO | 3,000: 0.7572 | 250μV, SOT-23-5 | - |  |  | Industrial | [6 empty] | SGM8295-1XN5G/TR SGMICRO |  |  | - |  | 250μV | - | - |  |  |  | - |  | -40℃~125℃ |  |  |  | - |  | SOT-23-5 | [9 empty] | - | - | - | - | [6 empty] | 15000 | https://www.unikeyic.com/media/datasheet/b8/50/8edc/b8508edc2a88feebc43acfa6812c73b0.pdf | https://www.unikeyic.com/products/instrumentation-amplifiers/sgm8295-1xn5g-tr/33354037.html
SGM8295-1XS8G/TR | SGMICRO | 2,500: 0.3871 | Op Amp 250μV SOIC-8 | - |  |  | Industrial | [6 empty] | SGM8295-1XS8G/TR SGMICRO |  |  | - |  | 250μV | - | - |  |  |  | - |  | -40℃~125℃ |  |  |  | - |  | SOIC-8 | [9 empty] | - | - | - | - | [6 empty] | 12500 | https://www.unikeyic.com/media/datasheet/c0/b3/8097/c0b38097bb4de3491ef2d3db16bc9185.pdf | https://www.unikeyic.com/products/instrumentation-amplifiers/sgm8295-1xs8g-tr/33350417.html
SGM8295-2XMS8G/TR | SGMICRO | 4,000: 0.7742 | 250μV MSOP-8 | - |  |  | Industrial | [6 empty] | SGM8295-2XMS8G/TR SGMICRO |  |  | - |  | 250μV | - | - |  |  |  | - |  | -40℃~125℃ |  |  |  | - |  | MSOP-8 | [9 empty] | - | - | - | - | [6 empty] | 20000 | https://www.unikeyic.com/media/datasheet/upload/2022/02/24/1640937415.pdf | https://www.unikeyic.com/products/instrumentation-amplifiers/sgm8295-2xms8g-tr/33533235.html
SGM8295-2XS8G/TR | SGMICRO | 1: 0.8886 10: 0.8464 100: 0.7335 | Op Amp 250μV SOIC-8 | - |  |  | Industrial | [6 empty] | SGM8295-2XS8G/TR SGMICRO |  |  | - |  | 250μV | - | - |  |  |  | - |  | -40℃~125℃ |  |  |  | - |  | SOIC-8 | [9 empty] | - | - | - | - | [7 empty] | https://www.unikeyic.com/media/datasheet/upload/2022/02/24/1640937415.pdf | https://www.unikeyic.com/products/instrumentation-amplifiers/sgm8295-2xs8g-tr/33469937.html
SGM8295-4XS14G/TR | SGMICRO | 2,500: 1.2903 | Op Amp, 250μV, SOIC-14 | - |  |  | Industrial | [6 empty] | SGM8295-4XS14G/TR SGMICRO |  |  | - |  | 250μV | - | - |  |  |  | - |  | -40℃~125℃ |  |  |  | - |  | SOIC-14 | [9 empty] | - | - | - | - | [6 empty] | 12500 | https://www.unikeyic.com/media/datasheet/8f/6e/ab45/8f6eab45d7e1ed98f25f10169a1e4db2.pdf | https://www.unikeyic.com/products/instrumentation-amplifiers/sgm8295-4xs14g-tr/33430913.html
SGM8301YN5G/TR | SGMICRO | 3,000: 0.6451 | 8.5mA 155V/μs 57KHz 1 4.5V 18mV 100MHz SOT-23-5 | 100MHz |  |  | Industrial | [6 empty] | SGM8301YN5G/TR SGMICRO |  |  | - |  | 18mV | - | 4.5V |  |  |  | 1 |  | -40℃~85℃ |  |  |  | - |  | SOT-23-5 | [9 empty] | - | 57KHz | 155V/μs | 8.5mA | [6 empty] | 15000 | https://www.unikeyic.com/media/datasheet/upload/2022/02/24/1640778048.pdf | https://www.unikeyic.com/products/instrumentation-amplifiers/sgm8301yn5g-tr/33544266.html
SGM8302YMS8G/TR | SGMICRO | 3,000: 1.0322 | 57kHz 18mV MSOP-8 | - |  |  | Industrial | [6 empty] | SGM8302YMS8G/TR SGMICRO |  |  | - |  | 18mV | - | - |  |  |  | - |  | -40℃~85℃ |  |  |  | - |  | MSOP-8 | [9 empty] | - | 57KHz | - | - | [6 empty] | 15000 | https://www.unikeyic.com/media/datasheet/upload/2022/02/24/1640775607.pdf | https://www.unikeyic.com/products/instrumentation-amplifiers/sgm8302yms8g-tr/33450026.html
SGM8302YS8G/TR | SGMICRO | 2,500: 1.0322 | 8.5mA 155V/μs 57kHz 103mA 2 4.5V 18mV 100MHz SOIC-8 Op Amp | 100MHz |  |  | Industrial | [6 empty] | SGM8302YS8G/TR SGMICRO |  |  | - |  | 18mV | - | 4.5V |  |  |  | 2 |  | -40℃~85℃ |  |  |  | 103mA |  | SOIC-8 | [9 empty] | - | 57KHz | 155V/μs | 8.5mA | [6 empty] | 12500 | https://www.unikeyic.com/media/datasheet/upload/2022/02/24/1640775607.pdf | https://www.unikeyic.com/products/instrumentation-amplifiers/sgm8302ys8g-tr/33472376.html
SGM8304YS14G/TR | SGMICRO | 2,500: 1.5484 | IC 57kHz 18mV SOIC-14 | - |  |  | Industrial | [6 empty] | SGM8304YS14G/TR SGMICRO |  |  | - |  | 18mV | - | - |  |  |  | - |  | -40℃~85℃ |  |  |  | - |  | SOIC-14 | [9 empty] | - | 57KHz | - | - | [6 empty] | 12500 | https://www.unikeyic.com/media/datasheet/64/c8/cb03/64c8cb0346d45b93feb141a9584c3f25.pdf | https://www.unikeyic.com/products/instrumentation-amplifiers/sgm8304ys14g-tr/33002138.html
SGM8304YTS14G/TR | SGMICRO | 3,000: 1.5484 | 57kHz 18mV TSSOP-14 | - |  |  | Industrial | [6 empty] | SGM8304YTS14G/TR SGMICRO |  |  | - |  | 18mV | - | - |  |  |  | - |  | -40℃~85℃ |  |  |  | - |  | TSSOP-14 | [9 empty] | - | 57KHz | - | - | [6 empty] | 15000 | https://www.unikeyic.com/media/datasheet/upload/2022/02/24/1640770792.pdf | https://www.unikeyic.com/products/instrumentation-amplifiers/sgm8304yts14g-tr/33017932.html
SGM8416-1YTDB8G/TR | SGMICRO | 4,000: 0.2581 | 25KHz 10mV TDFN-8L-EP | - |  |  | Industrial | [6 empty] | SGM8416-1YTDB8G/TR SGMICRO |  |  | - |  | 10mV | - | - |  |  |  | - |  | -40℃~85℃ |  |  |  | - |  | TDFN-8L-EP | [9 empty] | - | 25KHz | - | - | [6 empty] | 20000 | https://www.unikeyic.com/media/datasheet/upload/2022/02/24/1640942154.pdf | https://www.unikeyic.com/products/instrumentation-amplifiers/sgm8416-1ytdb8g-tr/33109749.html
SGM8416-2YPMS8G/TR | SGMICRO | 4,000: 0.3871 | 25kHz 10mV MSOP-8(EP) | - |  |  | Industrial | [6 empty] | SGM8416-2YPMS8G/TR SGMICRO |  |  | - |  | 10mV | - | - |  |  |  | - |  | -40℃~85℃ |  |  |  | - |  | MSOP-8(EP) | [9 empty] | - | 25KHz | - | - | [6 empty] | 20000 | https://www.unikeyic.com/media/datasheet/upload/2022/02/24/1640939691.pdf | https://www.unikeyic.com/products/instrumentation-amplifiers/sgm8416-2ypms8g-tr/33537854.html
SGM8416-4YPTS14G/TR | SGMICRO | 4,000: 0.6451 | 25kHz 10mV TSSOP-14(EP) | - |  |  | Industrial | [6 empty] | SGM8416-4YPTS14G/TR SGMICRO |  |  | - |  | 10mV | - | - |  |  |  | - |  | -40℃~85℃ |  |  |  | - |  | TSSOP-14(EP) | [9 empty] | - | 25KHz | - | - | [6 empty] | 20000 | https://www.unikeyic.com/media/datasheet/upload/2022/02/24/1640938338.pdf | https://www.unikeyic.com/products/instrumentation-amplifiers/sgm8416-4ypts14g-tr/33074581.html
SGM8417-1YTDB8G/TR | SGMICRO | 4,000: 0.3871 | 28kHz 10mV | - |  |  | Industrial | [6 empty] | SGM8417-1YTDB8G/TR SGMICRO |  |  | - |  | 10mV | - | - |  |  |  | - |  | -40℃~85℃ |  |  |  | - | [11 empty] | - | 28KHz | - | - | [6 empty] | 20000 | https://www.unikeyic.com/media/datasheet/upload/2022/02/24/1640934393.pdf | https://www.unikeyic.com/products/instrumentation-amplifiers/sgm8417-1ytdb8g-tr/33427075.html
SGM8417-2YPMS8G/TR | SGMICRO | 4,000: 0.5806 | 28kHz 10mV MSOP-8(EP) | - |  |  | Industrial | [6 empty] | SGM8417-2YPMS8G/TR SGMICRO |  |  | - |  | 10mV | - | - |  |  |  | - |  | -40℃~85℃ |  |  |  | - |  | MSOP-8(EP) | [9 empty] | - | 28KHz | - | - | [6 empty] | 20000 | https://www.unikeyic.com/media/datasheet/upload/2022/02/24/1640936294.pdf | https://www.unikeyic.com/products/instrumentation-amplifiers/sgm8417-2ypms8g-tr/33015315.html
SGM8418-1YTDB8G/TR | SGMICRO | 4,000: 0.5161 | 28kHz 10mV | - |  |  | Industrial | [6 empty] | SGM8418-1YTDB8G/TR SGMICRO |  |  | - |  | 10mV | - | - |  |  |  | - |  | -40℃~125℃ |  |  |  | - | [11 empty] | - | 28KHz | - | - | [6 empty] | 20000 | https://www.unikeyic.com/media/datasheet/upload/2022/02/24/1640934668.pdf | https://www.unikeyic.com/products/instrumentation-amplifiers/sgm8418-1ytdb8g-tr/33344066.html
SGM8418-2YPMS8G/TR | SGMICRO | 4,000: 0.7742 | 28kHz 10mV MSOP-8(EP) | - |  |  | Industrial | [6 empty] | SGM8418-2YPMS8G/TR SGMICRO |  |  | - |  | 10mV | - | - |  |  |  | - |  | -40℃~85℃ |  |  |  | - |  | MSOP-8(EP) | [9 empty] | - | 28KHz | - | - | [6 empty] | 20000 | https://www.unikeyic.com/media/datasheet/upload/2022/02/24/1640938771.pdf | https://www.unikeyic.com/products/instrumentation-amplifiers/sgm8418-2ypms8g-tr/33489140.html
SGM8418-4YPTS14G/TR | SGMICRO | 4,000: 1.0322 | 28kHz 10mV TSSOP-14(EP) | - |  |  | Industrial | [6 empty] | SGM8418-4YPTS14G/TR SGMICRO |  |  | - |  | 10mV | - | - |  |  |  | - |  | -40℃~85℃ |  |  |  | - |  | TSSOP-14(EP) | [9 empty] | - | 28KHz | - | - | [6 empty] | 20000 | https://www.unikeyic.com/media/datasheet/upload/2022/02/24/1640933930.pdf | https://www.unikeyic.com/products/instrumentation-amplifiers/sgm8418-4ypts14g-tr/33057944.html
SGM8422YMS8G/TR | SGMICRO | 3,000: 0.3871 | Op Amp, 2.4kHz, 6mV, MSOP-8, TH | - |  |  | Industrial | [6 empty] | SGM8422YMS8G/TR SGMICRO |  |  | - |  | 6mV | - | - |  |  |  | - |  | -40℃~85℃ |  |  |  | - |  | MSOP-8 | [9 empty] | - | 2.4KHz | - | - | [6 empty] | 15000 | https://www.unikeyic.com/media/datasheet/upload/2022/02/24/1640939480.pdf | https://www.unikeyic.com/products/instrumentation-amplifiers/sgm8422yms8g-tr/33124122.html
SGM8422YS8G/TR | SGMICRO | 2,500: 0.3871 | 2.4kHz 6mV SOIC-8 | - |  |  | Industrial | [6 empty] | SGM8422YS8G/TR SGMICRO |  |  | - |  | 6mV | - | - |  |  |  | - |  | -40℃~85℃ |  |  |  | - |  | SOIC-8 | [9 empty] | - | 2.4KHz | - | - | [6 empty] | 12500 | https://www.unikeyic.com/media/datasheet/upload/2022/02/24/1640939480.pdf | https://www.unikeyic.com/products/instrumentation-amplifiers/sgm8422ys8g-tr/33345414.html
SGM8424YTS14G/TR | SGMICRO | 3,000: 0.7742 | 2.4kHz 6mV TSSOP-14 | - |  |  | Industrial | [6 empty] | SGM8424YTS14G/TR SGMICRO |  |  | - |  | 6mV | - | - |  |  |  | - |  | -40℃~85℃ |  |  |  | - |  | TSSOP-14 | [9 empty] | - | 2.4KHz | - | - | [6 empty] | 15000 | https://www.unikeyic.com/media/datasheet/upload/2022/02/24/1640942062.pdf | https://www.unikeyic.com/products/instrumentation-amplifiers/sgm8424yts14g-tr/33409659.html
SGM8425AYN5G/TR | SGMICRO | 3,000: 0.2581 | Op Amp, 1.6mA, 16V/μs, 9kHz, 94dB, 1Ch, 4.5-30V, 6.5mV, 18MHz, SOT-23-5, SMD | 18MHz |  |  | Industrial | [6 empty] | SGM8425AYN5G/TR SGMICRO |  |  | - |  | 6.5mV | 30V | 4.5V |  | SMD mount |  | 1 |  | -40℃~85℃ |  |  |  | - |  | SOT-23-5 | [9 empty] | 94dB | 9KHz | 16V/μs | 1.6mA | [6 empty] | 15000 | https://www.unikeyic.com/media/datasheet/upload/2022/02/24/1640941275.pdf | https://www.unikeyic.com/products/instrumentation-amplifiers/sgm8425ayn5g-tr/33105696.html
SGM8425BYN5G/TR | SGMICRO | 3,000: 0.2581 | Sensor 9kHz 6.5mV SOT-23-5 | - |  |  | Industrial | [6 empty] | SGM8425BYN5G/TR SGMICRO |  |  | - |  | 6.5mV | - | - |  |  |  | - |  | -40℃~85℃ |  |  |  | - |  | SOT-23-5 | [9 empty] | - | 9KHz | - | - | [6 empty] | 15000 | https://www.unikeyic.com/media/datasheet/upload/2022/02/24/1640941275.pdf | https://www.unikeyic.com/products/instrumentation-amplifiers/sgm8425byn5g-tr/33416025.html
SGM8425YMS8G/TR | SGMICRO | 3,000: 0.2581 | 9kHz 6.5mV MSOP-8 | - |  |  | Industrial | [6 empty] | SGM8425YMS8G/TR SGMICRO |  |  | - |  | 6.5mV | - | - |  |  |  | - |  | -40℃~85℃ |  |  |  | - |  | MSOP-8 | [9 empty] | - | 9KHz | - | - | [6 empty] | 15000 | https://www.unikeyic.com/media/datasheet/77/5e/29bf/775e29bfccc3d350e9f820c2765961c4.pdf | https://www.unikeyic.com/products/instrumentation-amplifiers/sgm8425yms8g-tr/33016800.html
SGM8426YMS8G/TR | SGMICRO | 3,000: 0.3871 | 9kHz 6.5mV MSOP-8 | - |  |  | Industrial | [6 empty] | SGM8426YMS8G/TR SGMICRO |  |  | - |  | 6.5mV | - | - |  |  |  | - |  | -40℃~85℃ |  |  |  | - |  | MSOP-8 | [9 empty] | - | 9KHz | - | - | [6 empty] | 15000 | https://www.unikeyic.com/media/datasheet/upload/2022/02/24/1640936089.pdf | https://www.unikeyic.com/products/instrumentation-amplifiers/sgm8426yms8g-tr/33420027.html
SGM8426YS8G/TR | SGMICRO | 2,500: 0.3871 | 9kHz 6.5mV SOIC-8 | - |  |  | Industrial | [6 empty] | SGM8426YS8G/TR SGMICRO |  |  | - |  | 6.5mV | - | - |  |  |  | - |  | -40℃~85℃ |  |  |  | - |  | SOIC-8 | [9 empty] | - | 9KHz | - | - | [6 empty] | 12500 | https://www.unikeyic.com/media/datasheet/upload/2022/02/24/1640936089.pdf | https://www.unikeyic.com/products/instrumentation-amplifiers/sgm8426ys8g-tr/33063120.html
SGM8428YS14G/TR | SGMICRO | 2,500: 0.6451 | 9kHz 6.5mV SOIC-14 | - |  |  | Industrial | [6 empty] | SGM8428YS14G/TR SGMICRO |  |  | - |  | 6.5mV | - | - |  |  |  | - |  | -40℃~85℃ |  |  |  | - |  | SOIC-14 | [9 empty] | - | 9KHz | - | - | [6 empty] | 12500 | https://www.unikeyic.com/media/datasheet/upload/2022/02/24/1640935859.pdf | https://www.unikeyic.com/products/instrumentation-amplifiers/sgm8428ys14g-tr/33500343.html
SGM8428YTS14G/TR | SGMICRO | 3,000: 0.6451 | 9KHz 6.5mV TSSOP-14 | - |  |  | Industrial | [6 empty] | SGM8428YTS14G/TR SGMICRO |  |  | - |  | 6.5mV | - | - |  |  |  | - |  | -40℃~85℃ |  |  |  | - |  | TSSOP-14 | [9 empty] | - | 9KHz | - | - | [6 empty] | 15000 | https://www.unikeyic.com/media/datasheet/upload/2022/02/24/1640935859.pdf | https://www.unikeyic.com/products/instrumentation-amplifiers/sgm8428yts14g-tr/33521824.html
SGM8429C-4XTQ16G/TR | SGMICRO | 4,000: 0.6451 | 1.1kHz 6mV | - |  |  | Industrial | [6 empty] | SGM8429C-4XTQ16G/TR SGMICRO |  |  | - |  | 6mV | - | - |  |  |  | - |  | -40℃~125℃ |  |  |  | - | [11 empty] | - | 1.1KHz | - | - | [6 empty] | 20000 | https://www.unikeyic.com/media/datasheet/e2/85/c64d/e285c64db96dd59013f29505468eadb1.pdf | https://www.unikeyic.com/products/instrumentation-amplifiers/sgm8429c-4xtq16g-tr/33103063.html
SGM8480-2XTS14G/TR | SGMICRO | 4,000: 1.0322 | 7.5kHz 25μV TSSOP-14 | - |  |  | Industrial | [6 empty] | SGM8480-2XTS14G/TR SGMICRO |  |  | - |  | 25μV | - | - |  |  |  | - |  | -40℃~125℃ |  |  |  | - |  | TSSOP-14 | [9 empty] | - | 7.5KHz | - | - | [6 empty] | 20000 | https://www.unikeyic.com/media/datasheet/d0/89/f169/d089f16971b3950344d1269b189a436d.pdf | https://www.unikeyic.com/products/instrumentation-amplifiers/sgm8480-2xts14g-tr/33072027.html
SGM8521XN5/TR | SGMICRO | 3,000: 0.2581 | 4.7μA 40mV/μs@5V 150Hz 4.7μA 1 2.1V 5.5V 3.5mV 3pA 150kHz SOT-23-5 | 150KHz |  |  | Industrial | [6 empty] | SGM8521XN5/TR SGMICRO |  |  | 3pA |  | 3.5mV | 5.5V | 2.1V |  |  |  | 1 |  | -40℃~125℃ |  |  |  | 4.7μA |  | SOT-23-5 |  |  |  |  | Tape and reel packaging |  |  |  |  | - | 150Hz | 40mV/μs@ 5V | 4.7μA | [6 empty] | 12000 | https://www.unikeyic.com/media/datasheet/19/ec/0cc2/19ec0cc226268b980978309d0ec6aa03.pdf | https://www.unikeyic.com/products/instrumentation-amplifiers/sgm8521xn5-tr/33412175.html
SGM8522XMS/TR | SGMICRO | 3,000: 0.3871 | Sensor 150Hz, 2-Ch, 5.5V, 3.5mV, 3pA, MSOP-8 | - |  |  | Industrial | [6 empty] | SGM8522XMS/TR SGMICRO |  |  | 3pA |  | 3.5mV | 5.5V | - |  |  |  | 2 |  | -40℃~125℃ |  |  |  | - |  | MSOP-8 | [9 empty] | - | 150Hz | - | - | [6 empty] | 15000 | https://www.unikeyic.com/media/datasheet/upload/2022/02/24/1640613748.pdf | https://www.unikeyic.com/products/instrumentation-amplifiers/sgm8522xms-tr/33025752.html
SGM8522XS/TR | SGMICRO | 2,500: 0.3871 | Op Amp 5.5μA 40mV/μs@5V 150Hz 2-Ch 2.1V-5.5V 3.5mV 3pA 150kHz SOIC-8 Bracket Mount, SMD 1.75mm H | 150KHz |  |  | Industrial | [6 empty] | SGM8522XS/TR SGMICRO |  |  | 3pA | 1.75mm(height) | 3.5mV | 5.5V | 2.1V |  | Bracket mounting, SMD mount |  | 2 |  | -40℃~125℃ |  |  |  | 5.5μA |  | SOIC-8 |  |  | On sale |  | Tape and reel packaging |  |  |  |  | - | 150Hz | 40mV/μs@ 5V | 5.5μA | [6 empty] | 12500 | https://www.unikeyic.com/media/datasheet/e1/66/7657/e166765743d10e6e8e97f1e17fe08211.pdf | https://www.unikeyic.com/products/instrumentation-amplifiers/sgm8522xs-tr/33422360.html
SGM8524XS14/TR | SGMICRO | 2,500: 0.5161 | Sensor 150Hz 3.5mV 3pA SOIC-14 | - |  |  | Industrial | [6 empty] | SGM8524XS14/TR SGMICRO |  |  | 3pA |  | 3.5mV | - | - |  |  |  | - |  | -40℃~125℃ |  |  |  | - |  | SOIC-14 | [9 empty] | - | 150Hz | - | - | [6 empty] | 12500 | https://www.unikeyic.com/media/datasheet/upload/2022/02/24/1640612484.pdf | https://www.unikeyic.com/products/instrumentation-amplifiers/sgm8524xs14-tr/33545620.html
SGM8524XTS14/TR | SGMICRO | 3,000: 0.5161 | 150Hz 4 5.5V 3.5mV 3pA TSSOP-14 | - |  |  | Industrial | [6 empty] | SGM8524XTS14/TR SGMICRO |  |  | 3pA |  | 3.5mV | 5.5V | - |  |  |  | 4 |  | -40℃~125℃ |  |  |  | - |  | TSSOP-14 | [9 empty] | - | 150Hz | - | - | [6 empty] | 15000 | https://www.unikeyic.com/media/datasheet/upload/2022/02/24/1640612484.pdf | https://www.unikeyic.com/products/instrumentation-amplifiers/sgm8524xts14-tr/33445573.html
SGM8531XN5/TR | SGMICRO | 3,000: 0.2581 | 500Hz 1 5.5V 3.5mV 0.5pA SOT-23-5 | - |  |  | Industrial | [6 empty] | SGM8531XN5/TR SGMICRO |  |  | 0.5pA |  | 3.5mV | 5.5V | - |  |  |  | 1 |  | -40℃~125℃ |  |  |  | - |  | SOT-23-5 | [9 empty] | - | 500Hz | - | - | [6 empty] | 15000 | https://www.unikeyic.com/media/datasheet/upload/2022/02/24/1640614443.pdf | https://www.unikeyic.com/products/instrumentation-amplifiers/sgm8531xn5-tr/33042145.html
SGM8532XMS/TR | SGMICRO | 3,000: 0.3871 | 500Hz, 2Ch, 5.5V, 3.5mV, 0.5pA, MSOP-8 | - |  |  | Industrial | [6 empty] | SGM8532XMS/TR SGMICRO |  |  | 0.5pA |  | 3.5mV | 5.5V | - |  |  |  | 2 |  | -40℃~125℃ |  |  |  | - |  | MSOP-8 | [9 empty] | - | 500Hz | - | - | [6 empty] | 15000 | https://www.unikeyic.com/media/datasheet/upload/2022/02/24/1640621098.pdf | https://www.unikeyic.com/products/instrumentation-amplifiers/sgm8532xms-tr/33057902.html
SGM8532XS/TR | SGMICRO | 2,500: 0.3871 | Op Amp 2.1V-5.5V 39μA 200mV/μs 500Hz 3.5mV 0.5pA SOIC-8 | - |  |  | Industrial | [6 empty] | SGM8532XS/TR SGMICRO |  |  | 0.5pA |  | 3.5mV | 5.5V | 2.1V |  |  |  | 2 |  | -40℃~125℃ |  |  |  | 39μA |  | SOIC-8 |  |  |  |  | Tape and reel packaging |  |  |  |  | - | 500Hz | 200mV/μs | 39μA | [6 empty] | 12500 | https://www.unikeyic.com/media/datasheet/43/1e/e594/431ee594750304cfc1e14a85f8106eb8.pdf | https://www.unikeyic.com/products/instrumentation-amplifiers/sgm8532xs-tr/33344119.html
SGM8534XTS14/TR | SGMICRO | 3,000: 0.5161 | Sensor 500Hz 4 5.5V 3.5mV 0.5pA TSSOP-14 | - |  |  | Industrial | [6 empty] | SGM8534XTS14/TR SGMICRO |  |  | 0.5pA |  | 3.5mV | 5.5V | - |  |  |  | 4 |  | -40℃~125℃ |  |  |  | - |  | TSSOP-14 | [9 empty] | - | 500Hz | - | - | [6 empty] | 15000 | https://www.unikeyic.com/media/datasheet/upload/2022/02/24/1640617324.pdf | https://www.unikeyic.com/products/instrumentation-amplifiers/sgm8534xts14-tr/33029479.html
SGM8535AYN5G/TR | SGMICRO | 3,000: 0.1935 | Sensor, 1.5kHz, 3.4mV, 3pA, SOT-23-5 | - |  |  | Industrial | [6 empty] | SGM8535AYN5G/TR SGMICRO |  |  | 3pA |  | 3.4mV | - | - |  |  |  | - |  | -40℃~85℃ |  |  |  | - |  | SOT-23-5 | [9 empty] | - | 1.5KHz | - | - | [6 empty] | 15000 | https://www.unikeyic.com/media/datasheet/c5/6f/42a2/c56f42a288a07141c93e83eac0e11095.pdf | https://www.unikeyic.com/products/instrumentation-amplifiers/sgm8535ayn5g-tr/33468442.html
SGM8535BYN5G/TR | SGMICRO | 3,000: 0.1935 | Sensor, 1.5kHz, 3.4mV, 3pA, SOT-23-5 | - |  |  | Industrial | [6 empty] | SGM8535BYN5G/TR SGMICRO |  |  | 3pA |  | 3.4mV | - | - |  |  |  | - |  | -40℃~85℃ |  |  |  | - |  | SOT-23-5 | [9 empty] | - | 1.5KHz | - | - | [6 empty] | 15000 | https://www.unikeyic.com/media/datasheet/upload/2022/02/24/1640614329.pdf | https://www.unikeyic.com/products/instrumentation-amplifiers/sgm8535byn5g-tr/33017946.html
SGM8536YMS8G/TR | SGMICRO | 3,000: 0.3226 | 1.5kHz, 3.4mV, 3pA, MSOP-8 | - |  |  | Industrial | [6 empty] | SGM8536YMS8G/TR SGMICRO |  |  | 3pA |  | 3.4mV | - | - |  |  |  | - |  | -40℃~85℃ |  |  |  | - |  | MSOP-8 | [9 empty] | - | 1.5KHz | - | - | [6 empty] | 15000 | https://www.unikeyic.com/media/datasheet/upload/2022/02/24/1640616864.pdf | https://www.unikeyic.com/products/instrumentation-amplifiers/sgm8536yms8g-tr/33434680.html
SGM8536YS8G/TR | SGMICRO | 2,500: 0.3226 | 1.5KHz 3.4mV 3pA SOIC-8 | - |  |  | Industrial | [6 empty] | SGM8536YS8G/TR SGMICRO |  |  | 3pA |  | 3.4mV | - | - |  |  |  | - |  | -40℃~85℃ |  |  |  | - |  | SOIC-8 | [9 empty] | - | 1.5KHz | - | - | [6 empty] | 12500 | https://www.unikeyic.com/media/datasheet/upload/2022/02/24/1640616864.pdf | https://www.unikeyic.com/products/instrumentation-amplifiers/sgm8536ys8g-tr/33131182.html
SGM8538YS14G/TR | SGMICRO | 2,500: 0.5161 | 1.5kHz 3.4mV 3pA SOIC-14 | - |  |  | Industrial | [6 empty] | SGM8538YS14G/TR SGMICRO |  |  | 3pA |  | 3.4mV | - | - |  |  |  | - |  | -40℃~85℃ |  |  |  | - |  | SOIC-14 | [9 empty] | - | 1.5KHz | - | - | [6 empty] | 12500 | https://www.unikeyic.com/media/datasheet/upload/2022/02/24/1640612586.pdf | https://www.unikeyic.com/products/instrumentation-amplifiers/sgm8538ys14g-tr/33460039.html
SGM8538YTS14G/TR | SGMICRO | 3,000: 0.5161 | 1.5KHz 3.4mV 3pA TSSOP-14 | - |  |  | Industrial | [6 empty] | SGM8538YTS14G/TR SGMICRO |  |  | 3pA |  | 3.4mV | - | - |  |  |  | - |  | -40℃~85℃ |  |  |  | - |  | TSSOP-14 | [9 empty] | - | 1.5KHz | - | - | [6 empty] | 15000 | https://www.unikeyic.com/media/datasheet/upload/2022/02/24/1640612586.pdf | https://www.unikeyic.com/products/instrumentation-amplifiers/sgm8538yts14g-tr/33039828.html
SGM8541XC5/TR | SGMICRO | 3,000: 0.1935 | 1.1kHz 3.5mV 0.5pA SC-70-5 | - |  |  | Industrial | [6 empty] | SGM8541XC5/TR SGMICRO |  |  | 0.5pA |  | 3.5mV | - | - |  |  |  | - |  | -40℃~125℃ |  |  |  | - |  | SC-70-5 | [9 empty] | - | 1.1KHz | - | - | [6 empty] | 15000 | https://www.unikeyic.com/media/datasheet/upload/2022/02/24/1640617529.pdf | https://www.unikeyic.com/products/instrumentation-amplifiers/sgm8541xc5-tr/33413599.html
SGM8541XN5/TR | SGMICRO | 3,000: 0.1935 | 89μA 520mV/μs@ 5V 1.1KHz 89μA 1 2.1V 5.5V 3.5mV 0.5pA SOT-23-5 SMD mount | - |  |  | Industrial | [6 empty] | SGM8541XN5/TR SGMICRO |  |  | 0.5pA |  | 3.5mV | 5.5V | 2.1V |  | SMD mount |  | 1 |  | -40℃~125℃ |  |  |  | 89μA |  | SOT-23-5 |  |  |  |  | Tape and reel packaging |  |  |  |  | - | 1.1KHz | 520mV/μs@ 5V | 89μA | [6 empty] | 15000 | https://www.unikeyic.com/media/datasheet/upload/2022/02/24/1640617529.pdf | https://www.unikeyic.com/products/instrumentation-amplifiers/sgm8541xn5-tr/33511329.html
SGM8541XS/TR | SGMICRO | 2,500: 0.1935 | 1.1kHz 3.5mV 0.5pA SOIC-8 | - |  |  | Industrial | [6 empty] | SGM8541XS/TR SGMICRO |  |  | 0.5pA |  | 3.5mV | - | - |  |  |  | - |  | -40℃~125℃ |  |  |  | - |  | SOIC-8 | [9 empty] | - | 1.1KHz | - | - | [6 empty] | 12500 | https://www.unikeyic.com/media/datasheet/upload/2022/02/24/1640617529.pdf | https://www.unikeyic.com/products/instrumentation-amplifiers/sgm8541xs-tr/33388168.html
SGM8542XMS/TR | SGMICRO | 3,000: 0.2581 | 1.1kHz 2 5.5V 3.5mV 0.5pA MSOP-8 | - |  |  | Industrial | [6 empty] | SGM8542XMS/TR SGMICRO |  |  | 0.5pA |  | 3.5mV | 5.5V | - |  |  |  | 2 |  | -40℃~125℃ |  |  |  | - |  | MSOP-8 | [9 empty] | - | 1.1KHz | - | - | [6 empty] | 15000 | https://www.unikeyic.com/media/datasheet/upload/2022/02/24/1640620543.pdf | https://www.unikeyic.com/products/instrumentation-amplifiers/sgm8542xms-tr/33354010.html
SGM8542XS/TR | SGMICRO | 4,000: 0.2581 | 1.1MHz 2-Ch 5.5V 3.5mV@5V SOP | - |  |  | Industrial | [6 empty] | SGM8542XS/TR SGMICRO |  |  | - |  | 3.5mV@ 5V | 5.5V | - |  |  |  | 2 |  | -40℃~125℃ |  |  |  | - |  | SOP | [9 empty] | - | 1.1MHz | - | - | [6 empty] | 20000 | https://www.unikeyic.com/media/datasheet/upload/2022/02/24/1640620543.pdf | https://www.unikeyic.com/products/instrumentation-amplifiers/sgm8542xs-tr/33140358.html
SGM8542XTS8G/TR | SGMICRO | 4,000: 0.2581 | 1.1kHz 3.5mV 0.5pA TSSOP-8 | - |  |  | Industrial | [6 empty] | SGM8542XTS8G/TR SGMICRO |  |  | 0.5pA |  | 3.5mV | - | - |  |  |  | - |  | -40℃~125℃ |  |  |  | - |  | TSSOP-8 | [9 empty] | - | 1.1KHz | - | - | [6 empty] | 20000 | https://www.unikeyic.com/media/datasheet/76/00/2ae3/76002ae3870622b59c3c7be1feca82e6.pdf | https://www.unikeyic.com/products/instrumentation-amplifiers/sgm8542xts8g-tr/33447142.html
SGM8544XS14/TR | SGMICRO | 2,500: 0.3871 | 1.1kHz 4-Channel 5.5V 3.5mV 0.5pA SOIC-14 | - |  |  | Industrial | [6 empty] | SGM8544XS14/TR SGMICRO |  |  | 0.5pA |  | 3.5mV | 5.5V | - |  |  |  | 4 |  | -40℃~125℃ |  |  |  | - |  | SOIC-14 | [9 empty] | - | 1.1KHz | - | - | [6 empty] | 12500 | https://www.unikeyic.com/media/datasheet/upload/2022/02/24/1640619676.pdf | https://www.unikeyic.com/products/instrumentation-amplifiers/sgm8544xs14-tr/33056606.html
SGM8544XTS14/TR | SGMICRO | 4,000: 0.3871 | 1.1kHz 4 5.5V 3.5mV 0.5pA TSSOP-14 | - |  |  | Industrial | [6 empty] | SGM8544XTS14/TR SGMICRO |  |  | 0.5pA |  | 3.5mV | 5.5V | - |  |  |  | 4 |  | -40℃~125℃ |  |  |  | - |  | TSSOP-14 | [9 empty] | - | 1.1KHz | - | - | [6 empty] | 20000 | https://www.unikeyic.com/media/datasheet/upload/2022/02/24/1640619676.pdf | https://www.unikeyic.com/products/instrumentation-amplifiers/sgm8544xts14-tr/32995332.html
SGM8545XN5/TR | SGMICRO | 3,000: 0.1935 | 520mV/μs 1.1KHz 1 2.1V 5.5V 3.5mV 0.5pA SOT-23-5 | - |  |  | Industrial | [6 empty] | SGM8545XN5/TR SGMICRO |  |  | 0.5pA |  | 3.5mV | 5.5V | 2.1V |  |  |  | 1 |  | -40℃~125℃ |  |  |  | - |  | SOT-23-5 |  |  |  |  | Tape and reel packaging |  |  |  |  | - | 1.1KHz | 520mV/μs | - | [6 empty] | 15000 | https://www.unikeyic.com/media/datasheet/23/af/75c2/23af75c2856627e19749a1acc3d5e8a5.pdf | https://www.unikeyic.com/products/instrumentation-amplifiers/sgm8545xn5-tr/33136025.html
SGM8551XMS8G/TR | SGMICRO | 3,000: 0.6451 | 1.53kHz 20μV 10pA MSOP-8 | - |  |  | Industrial | [6 empty] | SGM8551XMS8G/TR SGMICRO |  |  | 10pA |  | 20μV | - | - |  |  |  | - |  | -40℃~125℃ |  |  |  | - |  | MSOP-8 | [9 empty] | - | 1.53KHz | - | - | [6 empty] | 15000 | https://www.unikeyic.com/media/datasheet/upload/2022/02/24/1640858229.pdf | https://www.unikeyic.com/products/instrumentation-amplifiers/sgm8551xms8g-tr/33549513.html
SGM8551XS8G/TR | SGMICRO | 2,500: 0.6451 | Op Amp 930μA 900mV/μs@5V 1.53kHz 1Ch 2.5V-5.5V 20μV 10pA SOIC-8 SMD | - |  |  | Industrial, Automotive | [6 empty] | SGM8551XS8G/TR SGMICRO |  |  | 10pA |  | 20μV | 5.5V | 2.5V |  | SMD mount |  | 1 |  | -40℃~125℃ |  |  |  | - |  | SOIC-8 |  |  |  |  | Tape and reel packaging |  |  |  |  | - | 1.53KHz | 900mV/μs@ 5V | 930μA | [6 empty] | 12500 | https://www.unikeyic.com/media/datasheet/b1/fa/6ea8/b1/d79b1385755707874531e03559f580bf.pdf | https://www.unikeyic.com/products/instrumentation-amplifiers/sgm8551xs8g-tr/33003351.html
SGM8552XMS8G/TR | SGMICRO | 3,000: 1.0322 | 930μA, 900mV/μs@5V, 1.53kHz, 2-Ch, 2.5V-5.5V, 20μV, 10pA, MSOP-8, Bracket/SMD Mount, 1.1mm H | - |  |  | Industrial, Automotive | [6 empty] | SGM8552XMS8G/TR SGMICRO |  |  | 10pA | 1.1mm(height) | 20μV | 5.5V | 2.5V |  | Bracket mounting, SMD mount |  | 2 |  | -40℃~125℃ |  |  |  | - |  | MSOP-8 |  |  | On sale |  | Tape and reel packaging |  |  |  |  | - | 1.53KHz | 900mV/μs@ 5V | 930μA | [6 empty] | 15000 | https://www.unikeyic.com/media/datasheet/10/8e/cc84/10/d55be066a802520062d3760f87ddddd7.pdf | https://www.unikeyic.com/products/instrumentation-amplifiers/sgm8552xms8g-tr/33004710.html
SGM8552XS8G/TR | SGMICRO | 2,500: 1.0322 | IC 1.76mA 1.53kHz 105dB 1.76mA 2-Ch 2.5V 5.5V 20μV 10pA SOIC-8 SMD | - |  |  | Automotive | [6 empty] | SGM8552XS8G/TR SGMICRO |  |  | 10pA |  | 20μV | 5.5V | 2.5V |  | SMD mount |  | 2 |  | -40℃~125℃ |  |  |  | 1.76mA |  | SOIC-8 |  |  |  |  | Tape and reel packaging |  |  |  |  | 105dB | 1.53KHz | - | 1.76mA | [6 empty] | 12500 | https://www.unikeyic.com/media/datasheet/c9/64/56fb/c96456fb459dab6095d441c62f35ff6e.pdf | https://www.unikeyic.com/products/instrumentation-amplifiers/sgm8552xs8g-tr/33425014.html
SGM8554XS14G/TR | SGMICRO | 2,500: 1.5484 | Op Amp, 1V/μs@5V 1.5kHz 4-Ch 5.5V 25μV 10pA SOIC-14 | - |  |  | Industrial, Automotive | [6 empty] | SGM8554XS14G/TR SGMICRO |  |  | 10pA |  | 25μV | 5.5V | - |  |  |  | 4 |  | -40℃~125℃ |  |  |  | - |  | SOIC-14 |  |  |  |  | Tape and reel packaging |  |  |  |  | - | 1.5KHz | 1V/μs@ 5V | - | [6 empty] | 12500 | https://www.unikeyic.com/media/datasheet/58/10/4a35/58/608b67525a1acf4fc7eeaa4072419cc0.pdf | https://www.unikeyic.com/products/instrumentation-amplifiers/sgm8554xs14g-tr/33426968.html
SGM8554XTS14G/TR | SGMICRO | 3,000: 1.5484 | 1.5kHz 25μV 10pA TSSOP-14 | - |  |  | Industrial | [6 empty] | SGM8554XTS14G/TR SGMICRO |  |  | 10pA |  | 25μV | - | - |  |  |  | - |  | -40℃~125℃ |  |  |  | - |  | TSSOP-14 | [9 empty] | - | 1.5KHz | - | - | [6 empty] | 15000 | https://www.unikeyic.com/media/datasheet/upload/2022/02/24/1640851443.pdf | https://www.unikeyic.com/products/instrumentation-amplifiers/sgm8554xts14g-tr/33456102.html
SGM8555XMS8G/TR | SGMICRO | 4,000: 0.6451 | 3.5kHz 90μV 30pA MSOP-8 | - |  |  | Industrial | [6 empty] | SGM8555XMS8G/TR SGMICRO |  |  | 30pA |  | 90μV | - | - |  |  |  | - |  | -40℃~125℃ |  |  |  | - |  | MSOP-8 | [9 empty] | - | 3.5KHz | - | - | [6 empty] | 20000 | https://www.unikeyic.com/media/datasheet/2d/ff/26cb/2dff26cb79fa93dd7a3f492e6ae0fed3.pdf | https://www.unikeyic.com/products/instrumentation-amplifiers/sgm8555xms8g-tr/33116147.html
SGM8555XN5G/TR | SGMICRO | 3,000: 0.6451 | 3.5kHz 90μV 30pA SOT-23-5 | - |  |  | Industrial | [6 empty] | SGM8555XN5G/TR SGMICRO |  |  | 30pA |  | 90μV | - | - |  |  |  | - |  | -40℃~125℃ |  |  |  | - |  | SOT-23-5 | [9 empty] | - | 3.5KHz | - | - | [6 empty] | 15000 | https://www.unikeyic.com/media/datasheet/fd/92/6fb9/fd926fb9f26e8fb444c7dafa87a534aa.pdf | https://www.unikeyic.com/products/instrumentation-amplifiers/sgm8555xn5g-tr/33042011.html
SGM8556XS8G/TR | SGMICRO | 2,500: 1.0322 | Sensor, 3.5kHz, 90μV, 30pA, SOIC-8 | - |  |  | Industrial | [6 empty] | SGM8556XS8G/TR SGMICRO |  |  | 30pA |  | 90μV | - | - |  |  |  | - |  | -40℃~125℃ |  |  |  | - |  | SOIC-8 | [9 empty] | - | 3.5KHz | - | - | [6 empty] | 12500 | https://www.unikeyic.com/media/datasheet/upload/2022/02/24/1640860822.pdf | https://www.unikeyic.com/products/instrumentation-amplifiers/sgm8556xs8g-tr/33445521.html
SGM8557-1AXN5G/TR | SGMICRO | 3,000: 0.6451 | 1.2mA 7V/μs 15KHz 240mA 1 2.7V 5.5V 5μV 240pA 15MHz SOT-23-5 SMD mount | 15MHz |  |  | Industrial | [6 empty] | SGM8557-1AXN5G/TR SGMICRO |  |  | 240pA |  | 5μV | 5.5V | 2.7V |  | SMD mount |  | 1 |  | -40℃~125℃ |  |  |  | 240mA |  | SOT-23-5 | [9 empty] | - | 15KHz | 7V/μs | 1.2mA | [6 empty] | 15000 | https://www.unikeyic.com/media/datasheet/upload/2022/02/24/1640615685.pdf | https://www.unikeyic.com/products/instrumentation-amplifiers/sgm8557-1axn5g-tr/33079408.html
SGM8557-1BXN5G/TR | SGMICRO | 3,000: 0.6451 | 15kHz 5μV 240pA SOT-23-5 | - |  |  | Industrial | [6 empty] | SGM8557-1BXN5G/TR SGMICRO |  |  | 240pA |  | 5μV | - | - |  |  |  | - |  | -40℃~125℃ |  |  |  | - |  | SOT-23-5 | [9 empty] | - | 15KHz | - | - | [6 empty] | 12000 | https://www.unikeyic.com/media/datasheet/upload/2022/02/24/1640615685.pdf | https://www.unikeyic.com/products/instrumentation-amplifiers/sgm8557-1bxn5g-tr/33515604.html
SGM8557-1XMS8G/TR | SGMICRO | 4,000: 0.6451 | 15kHz 5μV 240pA MSOP-8 | - |  |  | Industrial | [6 empty] | SGM8557-1XMS8G/TR SGMICRO |  |  | 240pA |  | 5μV | - | - |  |  |  | - |  | -40℃~125℃ |  |  |  | - |  | MSOP-8 | [9 empty] | - | 15KHz | - | - | [6 empty] | 20000 | https://www.unikeyic.com/media/datasheet/upload/2022/02/24/1640615685.pdf | https://www.unikeyic.com/products/instrumentation-amplifiers/sgm8557-1xms8g-tr/33120285.html
SGM8557-1XS8G/TR | SGMICRO | 2,500: 0.6451 | 1.2mA 7V/μs 15KHz 120dB 240mA 1 2.7V 5.5V 5μV 240pA SOIC-8 | - |  |  | Industrial | [6 empty] | SGM8557-1XS8G/TR SGMICRO |  |  | 240pA |  | 5μV | 5.5V | 2.7V |  |  |  | 1 |  | -40℃~125℃ |  |  |  | 240mA |  | SOIC-8 | [9 empty] | 120dB | 15KHz | 7V/μs | 1.2mA | [6 empty] | 12500 | https://www.unikeyic.com/media/datasheet/upload/2022/02/24/1640615685.pdf | https://www.unikeyic.com/products/instrumentation-amplifiers/sgm8557-1xs8g-tr/33029528.html
SGM8557-2XS8G/TR | SGMICRO | 2,500: 1.0322 | 15kHz 5μV 240pA SOIC-8 | - |  |  | Industrial | [6 empty] | SGM8557-2XS8G/TR SGMICRO |  |  | 240pA |  | 5μV | - | - |  |  |  | - |  | -40℃~125℃ |  |  |  | - |  | SOIC-8 | [9 empty] | - | 15KHz | - | - | [6 empty] | 12500 | https://www.unikeyic.com/media/datasheet/upload/2022/02/24/1640618853.pdf | https://www.unikeyic.com/products/instrumentation-amplifiers/sgm8557-2xs8g-tr/33016813.html
SGM8557-3XN6G/TR | SGMICRO | 3,000: 0.6451 | 15kHz 5μV 240pA SOT-23-6 | - |  |  | Industrial | [6 empty] | SGM8557-3XN6G/TR SGMICRO |  |  | 240pA |  | 5μV | - | - |  |  |  | - |  | -40℃~125℃ |  |  |  | - |  | SOT-23-6 | [9 empty] | - | 15KHz | - | - | [6 empty] | 15000 | https://www.unikeyic.com/media/datasheet/upload/2022/02/24/1640619260.pdf | https://www.unikeyic.com/products/instrumentation-amplifiers/sgm8557-3xn6g-tr/33114661.html
SGM8557-3XS8G/TR | SGMICRO | 2,500: 0.6451 | 15kHz 5μV 240pA SOIC-8 | - |  |  | Industrial | [6 empty] | SGM8557-3XS8G/TR SGMICRO |  |  | 240pA |  | 5μV | - | - |  |  |  | - |  | -40℃~125℃ |  |  |  | - |  | SOIC-8 | [9 empty] | - | 15KHz | - | - | [6 empty] | 12500 | https://www.unikeyic.com/media/datasheet/upload/2022/02/24/1640619260.pdf | https://www.unikeyic.com/products/instrumentation-amplifiers/sgm8557-3xs8g-tr/33424988.html
SGM8557-5XMS10G/TR | SGMICRO | 4,000: 1.0322 | 15kHz 5μV 240pA MSOP-10 | - |  |  | Industrial | [6 empty] | SGM8557-5XMS10G/TR SGMICRO |  |  | 240pA |  | 5μV | - | - |  |  |  | - |  | -40℃~125℃ |  |  |  | - |  | MSOP-10 | [9 empty] | - | 15KHz | - | - | [6 empty] | 20000 | https://www.unikeyic.com/media/datasheet/upload/2022/02/24/1640622716.pdf | https://www.unikeyic.com/products/instrumentation-amplifiers/sgm8557-5xms10g-tr/33344003.html
SGM8558-1XN5G/TR | SGMICRO | 3,000: 0.6451 | 15kHz 15μV 600pA SOT-23-5 | - |  |  | Industrial | [6 empty] | SGM8558-1XN5G/TR SGMICRO |  |  | 600pA |  | 15μV | - | - |  |  |  | - |  | -40℃~125℃ |  |  |  | - |  | SOT-23-5 | [9 empty] | - | 15KHz | - | - | [6 empty] | 15000 | https://www.unikeyic.com/media/datasheet/cf/16/ac38/cf16ac382e5540f04e1cc9f4ac854e2c.pdf | https://www.unikeyic.com/products/instrumentation-amplifiers/sgm8558-1xn5g-tr/33455967.html
SGM8558-1XS8G/TR | SGMICRO | 2,500: 0.6451 | 15kHz 15μV 600pA SOIC-8 | - |  |  | Industrial | [6 empty] | SGM8558-1XS8G/TR SGMICRO |  |  | 600pA |  | 15μV | - | - |  |  |  | - |  | -40℃~125℃ |  |  |  | - |  | SOIC-8 | [9 empty] | - | 15KHz | - | - | [6 empty] | 12500 | https://www.unikeyic.com/media/datasheet/9e/d2/7b89/9ed27b89f502a49e168bd38c2048a61d.pdf | https://www.unikeyic.com/products/instrumentation-amplifiers/sgm8558-1xs8g-tr/33470991.html
SGM8558-2XS8G/TR | SGMICRO | 2,500: 1.0322 | 15kHz 15μV 600pA SOIC-8 | - |  |  | Industrial | [6 empty] | SGM8558-2XS8G/TR SGMICRO |  |  | 600pA |  | 15μV | - | - |  |  |  | - |  | -40℃~125℃ |  |  |  | - |  | SOIC-8 | [9 empty] | - | 15KHz | - | - | [6 empty] | 12500 | https://www.unikeyic.com/media/datasheet/78/5a/505d/785a505d3a7c253ee34182d73d3d5789.pdf | https://www.unikeyic.com/products/instrumentation-amplifiers/sgm8558-2xs8g-tr/33359454.html
SGM8558-2XTDB8G/TR | SGMICRO | 4,000: 1.0322 | Sensor, 15kHz 15μV 600pA | - |  |  | Industrial | [6 empty] | SGM8558-2XTDB8G/TR SGMICRO |  |  | 600pA |  | 15μV | - | - |  |  |  | - |  | -40℃~125℃ |  |  |  | - | [11 empty] | - | 15KHz | - | - | [6 empty] | 20000 | https://www.unikeyic.com/media/datasheet/78/5a/505d/785a505d3a7c253ee34182d73d3d5789.pdf | https://www.unikeyic.com/products/instrumentation-amplifiers/sgm8558-2xtdb8g-tr/33038391.html
SGM8558-3XN6G/TR | SGMICRO | 3,000: 0.6451 | 15kHz 15μV 600pA SOT-23-6 | - |  |  | Industrial | [6 empty] | SGM8558-3XN6G/TR SGMICRO |  |  | 600pA |  | 15μV | - | - |  |  |  | - |  | -40℃~125℃ |  |  |  | - |  | SOT-23-6 | [9 empty] | - | 15KHz | - | - | [6 empty] | 15000 | https://www.unikeyic.com/media/datasheet/78/5a/505d/785a505d3a7c253ee34182d73d3d5789.pdf | https://www.unikeyic.com/products/instrumentation-amplifiers/sgm8558-3xn6g-tr/33519568.html
SGM8558-4XS14G/TR | SGMICRO | 2,500: 1.2903 | 15kHz 15μV 600pA SOIC-14 | - |  |  | Industrial | [6 empty] | SGM8558-4XS14G/TR SGMICRO |  |  | 600pA |  | 15μV | - | - |  |  |  | - |  | -40℃~125℃ |  |  |  | - |  | SOIC-14 | [9 empty] | - | 15KHz | - | - | [6 empty] | 12500 | https://www.unikeyic.com/media/datasheet/78/5a/505d/785a505d3a7c253ee34182d73d3d5789.pdf | https://www.unikeyic.com/products/instrumentation-amplifiers/sgm8558-4xs14g-tr/33044943.html
SGM8581XMS8G/TR | SGMICRO | 3,000: 0.3871 | 1.45kHz 100μV 15pA MSOP-8 | - |  |  | Industrial | [6 empty] | SGM8581XMS8G/TR SGMICRO |  |  | 15pA |  | 100μV | - | - |  |  |  | - |  | -40℃~125℃ |  |  |  | - |  | MSOP-8 | [9 empty] | - | 1.45KHz | - | - | [6 empty] | 15000 | https://www.unikeyic.com/media/datasheet/upload/2022/02/24/1640857505.pdf | https://www.unikeyic.com/products/instrumentation-amplifiers/sgm8581xms8g-tr/33059164.html
SGM8581XN5G/TR | SGMICRO | 3,000: 0.3871 | 445μA 750mV/μs 1.45KHz 90dB 1 2.5V 5.5V 100μV 15pA SOT-23-5 | - |  |  | Industrial | [6 empty] | SGM8581XN5G/TR SGMICRO |  |  | 15pA |  | 100μV | 5.5V | 2.5V |  |  |  | 1 |  | -40℃~125℃ |  |  |  | - |  | SOT-23-5 | [9 empty] | 90dB | 1.45KHz | 750mV/μs | 445μA | [6 empty] | 15000 | https://www.unikeyic.com/media/datasheet/upload/2022/02/24/1640857505.pdf | https://www.unikeyic.com/products/instrumentation-amplifiers/sgm8581xn5g-tr/33369656.html
SGM8581XS8G/TR | SGMICRO | 2,500: 0.3871 | 1.45kHz 100μV 15pA SOIC-8 | - |  |  | Industrial | [6 empty] | SGM8581XS8G/TR SGMICRO |  |  | 15pA |  | 100μV | - | - |  |  |  | - |  | -40℃~125℃ |  |  |  | - |  | SOIC-8 | [9 empty] | - | 1.45KHz | - | - | [6 empty] | 12500 | https://www.unikeyic.com/media/datasheet/upload/2022/02/24/1640857505.pdf | https://www.unikeyic.com/products/instrumentation-amplifiers/sgm8581xs8g-tr/33021029.html
SGM8582XMS8G/TR | SGMICRO | 3,000: 0.6451 | 1.5kHz 100μV 15pA MSOP-8 | - |  |  | Industrial | [6 empty] | SGM8582XMS8G/TR SGMICRO |  |  | 15pA |  | 100μV | - | - |  |  |  | - |  | -40℃~125℃ |  |  |  | - |  | MSOP-8 | [9 empty] | - | 1.5KHz | - | - | [6 empty] | 15000 | https://www.unikeyic.com/media/datasheet/upload/2022/02/24/1640852311.pdf | https://www.unikeyic.com/products/instrumentation-amplifiers/sgm8582xms8g-tr/33106970.html
SGM8582XS8G/TR | SGMICRO | 2,500: 0.6451 | 700μA 900mV/μs 1.5KHz 700μA 2 2.5V 5.5V 100μV 15pA SOIC-8 | - |  |  | Industrial | [6 empty] | SGM8582XS8G/TR SGMICRO |  |  | 15pA |  | 100μV | 5.5V | 2.5V |  |  |  | 2 |  | -40℃~125℃ |  |  |  | 700μA |  | SOIC-8 |  |  |  |  | Tape and reel packaging |  |  |  |  | - | 1.5KHz | 900mV/μs | 700μA | [6 empty] | 12500 | https://www.unikeyic.com/media/datasheet/af/07/6184/af0761843f4a89a35a431a94667e08a8.pdf | https://www.unikeyic.com/products/instrumentation-amplifiers/sgm8582xs8g-tr/33088925.html
SGM8584XS14G/TR | SGMICRO | 2,500: 1.0322 | 555μA 900mV/μs 1.5KHz 92dB 555μA 4 2.5V 5.5V 100μV 60pA SOIC-14 SMD mount | - |  |  | Industrial | [6 empty] | SGM8584XS14G/TR SGMICRO |  |  | 60pA |  | 100μV | 5.5V | 2.5V |  | SMD mount |  | 4 |  | -40℃~125℃ |  |  |  | 555μA |  | SOIC-14 |  |  |  |  | Tape and reel packaging |  |  |  |  | 92dB | 1.5KHz | 900mV/μs | 555μA | [6 empty] | 12500 | https://www.unikeyic.com/media/datasheet/a5/ad/9269/a5ad92695dae8a8bf570df0d96a17631.pdf | https://www.unikeyic.com/products/instrumentation-amplifiers/sgm8584xs14g-tr/33550862.html
SGM8584XTS14G/TR | SGMICRO | 3,000: 1.0322 | 1.5kHz 4 5.5V 100μV 60pA TSSOP-14 | - |  |  | Industrial | [6 empty] | SGM8584XTS14G/TR SGMICRO |  |  | 60pA |  | 100μV | 5.5V | - |  |  |  | 4 |  | -40℃~125℃ |  |  |  | - |  | TSSOP-14 | [9 empty] | - | 1.5KHz | - | - | [6 empty] | 15000 | https://www.unikeyic.com/media/datasheet/upload/2022/02/24/1640853998.pdf | https://www.unikeyic.com/products/instrumentation-amplifiers/sgm8584xts14g-tr/33406952.html
SGM8591YN5G/TR | SGMICRO | 3,000: 0.2581 | 1.45KHz 500μV 15pA SOT-23-5 | - |  |  | Industrial | [6 empty] | SGM8591YN5G/TR SGMICRO |  |  | 15pA |  | 500μV | - | - |  |  |  | - |  | -40℃~85℃ |  |  |  | - |  | SOT-23-5 | [9 empty] | - | 1.45KHz | - | - | [6 empty] | 15000 | https://www.unikeyic.com/media/datasheet/upload/2022/02/24/1640856463.pdf | https://www.unikeyic.com/products/instrumentation-amplifiers/sgm8591yn5g-tr/33476160.html
SGM8591YS8G/TR | SGMICRO | 2,500: 0.2581 | 1.45kHz 500μV 15pA SOIC-8 | - |  |  | Industrial | [6 empty] | SGM8591YS8G/TR SGMICRO |  |  | 15pA |  | 500μV | - | - |  |  |  | - |  | -40℃~85℃ |  |  |  | - |  | SOIC-8 | [9 empty] | - | 1.45KHz | - | - | [6 empty] | 12500 | https://www.unikeyic.com/media/datasheet/upload/2022/02/24/1640856463.pdf | https://www.unikeyic.com/products/instrumentation-amplifiers/sgm8591ys8g-tr/33400326.html
SGM8592YMS8G/TR | SGMICRO | 3,000: 0.5161 | IC 1.5kHz 500μV 15pA MSOP-8 | - |  |  | Industrial | [6 empty] | SGM8592YMS8G/TR SGMICRO |  |  | 15pA |  | 500μV | - | - |  |  |  | - |  | -40℃~85℃ |  |  |  | - |  | MSOP-8 | [9 empty] | - | 1.5KHz | - | - | [6 empty] | 15000 | https://www.unikeyic.com/media/datasheet/upload/2022/02/24/1640853428.pdf | https://www.unikeyic.com/products/instrumentation-amplifiers/sgm8592yms8g-tr/33128216.html
SGM8592YS8G/TR | SGMICRO | 2,500: 0.5161 | 1.5kHz 500μV 15pA SOIC-8 | - |  |  | Industrial | [6 empty] | SGM8592YS8G/TR SGMICRO |  |  | 15pA |  | 500μV | - | - |  |  |  | - |  | -40℃~85℃ |  |  |  | - |  | SOIC-8 | [9 empty] | - | 1.5KHz | - | - | [6 empty] | 12500 | https://www.unikeyic.com/media/datasheet/upload/2022/02/24/1640853428.pdf | https://www.unikeyic.com/products/instrumentation-amplifiers/sgm8592ys8g-tr/33471072.html
SGM8594YS14G/TR | SGMICRO | 2,500: 0.7742 | Op Amp, 1.5kHz, 450μV, 60pA, SOIC-14 | - |  |  | Industrial | [6 empty] | SGM8594YS14G/TR SGMICRO |  |  | 60pA |  | 450μV | - | - |  |  |  | - |  | -40℃~85℃ |  |  |  | - |  | SOIC-14 | [9 empty] | - | 1.5KHz | - | - | [6 empty] | 12500 | https://www.unikeyic.com/media/datasheet/upload/2022/02/24/1640856252.pdf | https://www.unikeyic.com/products/instrumentation-amplifiers/sgm8594ys14g-tr/33453712.html
SGM8594YTS14G/TR | SGMICRO | 3,000: 0.7742 | 1.5kHz 450μV 60pA TSSOP-14 | - |  |  | Industrial | [6 empty] | SGM8594YTS14G/TR SGMICRO |  |  | 60pA |  | 450μV | - | - |  |  |  | - |  | -40℃~85℃ |  |  |  | - |  | TSSOP-14 | [9 empty] | - | 1.5KHz | - | - | [6 empty] | 15000 | https://www.unikeyic.com/media/datasheet/upload/2022/02/24/1640856252.pdf | https://www.unikeyic.com/products/instrumentation-amplifiers/sgm8594yts14g-tr/33033126.html
SGM8600XS8G/TR | SGMICRO | 2,500: 0.2581 | 11kHz 4mV SOIC-8 | - |  |  | Industrial | [6 empty] | SGM8600XS8G/TR SGMICRO |  |  | - |  | 4mV | - | - |  |  |  | - |  | -40℃~125℃ |  |  |  | - |  | SOIC-8 | [9 empty] | - | 11KHz | - | - | [6 empty] | 12500 | https://www.unikeyic.com/media/datasheet/upload/2022/02/24/1640936419.pdf | https://www.unikeyic.com/products/instrumentation-amplifiers/sgm8600xs8g-tr/33041188.html
SGM8600XTDE8G/TR | SGMICRO | 3,000: 0.2581 | 11kHz 2 ±2.75V 5.5V 4mV TDFN | - |  |  | Industrial | [6 empty] | SGM8600XTDE8G/TR SGMICRO |  |  | - |  | 4mV | ±2.75V, 5.5V | - |  |  |  | 2 |  | -40℃~125℃ |  |  |  | - |  | TDFN | [9 empty] | - | 11KHz | - | - | [6 empty] | 15000 | https://www.unikeyic.com/media/datasheet/upload/2022/02/24/1640936419.pdf | https://www.unikeyic.com/products/instrumentation-amplifiers/sgm8600xtde8g-tr/33375006.html
SGM8601XTDE8G/TR | SGMICRO | 3,000: 0.1935 | Sensor 11kHz 4mV | - |  |  | Industrial | [6 empty] | SGM8601XTDE8G/TR SGMICRO |  |  | - |  | 4mV | - | - |  |  |  | - |  | -40℃~125℃ |  |  |  | - | [11 empty] | - | 11KHz | - | - | [6 empty] | 15000 | https://www.unikeyic.com/media/datasheet/2b/46/632c/2b46632c3907c0ff4320a4eeadb68fa4.pdf | https://www.unikeyic.com/products/instrumentation-amplifiers/sgm8601xtde8g-tr/33513019.html
SGM8602XN8G/TR | SGMICRO | 3,000: 0.2581 | 12MHz 5.1mV SOT-23-8 | - |  |  | Industrial | [6 empty] | SGM8602XN8G/TR SGMICRO |  |  | - |  | 5.1mV | - | - |  |  |  | - |  | -40℃~125℃ |  |  |  | - |  | SOT-23-8 | [9 empty] | - | 12MHz | - | - | [6 empty] | 15000 | https://www.unikeyic.com/media/datasheet/upload/2022/02/24/1640942242.pdf | https://www.unikeyic.com/products/instrumentation-amplifiers/sgm8602xn8g-tr/32995356.html
SGM8602XTDC8G/TR | SGMICRO | 3,000: 0.2581 | 12MHz 5.1mV | - |  |  | Industrial | [6 empty] | SGM8602XTDC8G/TR SGMICRO |  |  | - |  | 5.1mV | - | - |  |  |  | - |  | -40℃~125℃ |  |  |  | - | [11 empty] | - | 12MHz | - | - | [6 empty] | 15000 | https://www.unikeyic.com/media/datasheet/upload/2022/02/24/1640942242.pdf | https://www.unikeyic.com/products/instrumentation-amplifiers/sgm8602xtdc8g-tr/33523169.html
SGM8603XTDI6G/TR | SGMICRO | 3,000: 0.1935 | 11kHz 4.9mV | - |  |  | Industrial | [6 empty] | SGM8603XTDI6G/TR SGMICRO |  |  | - |  | 4.9mV | - | - |  |  |  | - |  | -40℃~125℃ |  |  |  | - | [11 empty] | - | 11KHz | - | - | [6 empty] | 15000 | https://www.unikeyic.com/media/datasheet/upload/2022/02/24/1640943554.pdf | https://www.unikeyic.com/products/instrumentation-amplifiers/sgm8603xtdi6g-tr/33452794.html
SGM8604-1XUDL6G/TR | SGMICRO | 5,000: 0.5161 | 15kHz, 10μV | - |  |  | Industrial | [6 empty] | SGM8604-1XUDL6G/TR SGMICRO |  |  | - |  | 10μV | - | - |  |  |  | - |  | -40℃~125℃ |  |  |  | - | [11 empty] | - | 15KHz | - | - | [6 empty] | 25000 | https://www.unikeyic.com/media/datasheet/87/b1/c219/87b1c2191047f1c6537e3735298e2146.pdf | https://www.unikeyic.com/products/instrumentation-amplifiers/sgm8604-1xudl6g-tr/33389509.html
SGM8604-2XTDC8G/TR | SGMICRO | 3,000: 0.7742 | 15kHz 10μV | - |  |  | Industrial | [6 empty] | SGM8604-2XTDC8G/TR SGMICRO |  |  | - |  | 10μV | - | - |  |  |  | - |  | -40℃~125℃ |  |  |  | - | [11 empty] | - | 15KHz | - | - | [6 empty] | 15000 | https://www.unikeyic.com/media/datasheet/upload/2022/02/24/1640675769.pdf | https://www.unikeyic.com/products/instrumentation-amplifiers/sgm8604-2xtdc8g-tr/33422588.html
SGM8604-3XUDL6G/TR | SGMICRO | 5,000: 0.5161 | 15kHz 10μV | - |  |  | Industrial | [6 empty] | SGM8604-3XUDL6G/TR SGMICRO |  |  | - |  | 10μV | - | - |  |  |  | - |  | -40℃~125℃ |  |  |  | - | [11 empty] | - | 15KHz | - | - | [6 empty] | 25000 | https://www.unikeyic.com/media/datasheet/87/b1/c219/87b1c2191047f1c6537e3735298e2146.pdf | https://www.unikeyic.com/products/instrumentation-amplifiers/sgm8604-3xudl6g-tr/33055101.html
SGM8604-5XTD10G/TR | SGMICRO | 4,000: 0.7742 | 15kHz 10μV | - |  |  | Industrial | [6 empty] | SGM8604-5XTD10G/TR SGMICRO |  |  | - |  | 10μV | - | - |  |  |  | - |  | -40℃~125℃ |  |  |  | - | [11 empty] | - | 15KHz | - | - | [6 empty] | 20000 | https://www.unikeyic.com/media/datasheet/upload/2022/02/24/1640675001.pdf | https://www.unikeyic.com/products/instrumentation-amplifiers/sgm8604-5xtd10g-tr/33485245.html
SGM8605-1XUDL6G/TR | SGMICRO | 5,000: 0.5161 | 12.5kHz 4.5mV | - |  |  | Industrial | [6 empty] | SGM8605-1XUDL6G/TR SGMICRO |  |  | - |  | 4.5mV | - | - |  |  |  | - |  | -40℃~125℃ |  |  |  | - | [11 empty] | - | 12.5KHz | - | - | [6 empty] | 25000 | https://www.unikeyic.com/media/datasheet/upload/2022/02/24/1640935076.pdf | https://www.unikeyic.com/products/instrumentation-amplifiers/sgm8605-1xudl6g-tr/33126989.html
SGM8621XC5/TR | SGMICRO | 3,000: 0.2581 | 3MHz 5.5V 3mV SC-70-5 | - |  |  | Industrial | [6 empty] | SGM8621XC5/TR SGMICRO |  |  | - |  | 3mV | 5.5V | - |  |  |  | 1 |  | -40℃~125℃ |  |  |  | - |  | SC-70-5 | [9 empty] | - | 3MHz | - | - | [6 empty] | 15000 | https://www.unikeyic.com/media/datasheet/upload/2022/02/24/1640932239.pdf | https://www.unikeyic.com/products/instrumentation-amplifiers/sgm8621xc5-tr/33455147.html
SGM8621XN5/TR | SGMICRO | 3,000: 0.2581 | 270μA 1.7V/μs 3MHz 1-Ch 2V-5.5V 3mV SOT-23-5 | - |  |  | Industrial | [6 empty] | SGM8621XN5/TR SGMICRO |  |  | - |  | 3mV | 5.5V | 2V |  |  |  | 1 |  | -40℃~125℃ |  |  |  | - |  | SOT-23-5 | [9 empty] | - | 3MHz | 1.7V/μs | 270μA | [6 empty] | 15000 | https://www.unikeyic.com/media/datasheet/upload/2022/02/24/1640932239.pdf | https://www.unikeyic.com/products/instrumentation-amplifiers/sgm8621xn5-tr/33028293.html
SGM8621XS/TR | SGMICRO | 2,500: 0.2581 | 3MHz 1 5.5V 3mV SOIC-8 | - |  |  | Industrial | [6 empty] | SGM8621XS/TR SGMICRO |  |  | - |  | 3mV | 5.5V | - |  |  |  | 1 |  | -40℃~125℃ |  |  |  | - |  | SOIC-8 | [9 empty] | - | 3MHz | - | - | [6 empty] | 12500 | https://www.unikeyic.com/media/datasheet/upload/2022/02/24/1640932239.pdf | https://www.unikeyic.com/products/instrumentation-amplifiers/sgm8621xs-tr/33453711.html
SGM8622XMS/TR | SGMICRO | 3,000: 0.3871 | Op Amp 2-Ch 5.5V 3MHz 1.7V/μs 3mV 1pA MSOP-8 | - |  |  | Industrial | [6 empty] | SGM8622XMS/TR SGMICRO |  |  | 1pA |  | 3mV | 5.5V | - |  |  |  | 2 |  | -40℃~125℃ |  |  |  | - |  | MSOP-8 |  |  |  |  | Tape and reel packaging |  |  |  |  | - | 3MHz | 1.7V/μs@ 5V | - | [6 empty] | 15000 | https://www.unikeyic.com/media/datasheet/64/17/563c/64/8dfaf7cce82b79303ac4e76d3d0378b6.pdf | https://www.unikeyic.com/products/instrumentation-amplifiers/sgm8622xms-tr/33394082.html
SGM8622XS/TR | SGMICRO | 2,500: 0.3871 | 3MHz, 2-Channel, 5.5V, 3mV, SOIC-8 | - |  |  | Industrial | [6 empty] | SGM8622XS/TR SGMICRO |  |  | - |  | 3mV | 5.5V | - |  |  |  | 2 |  | -40℃~125℃ |  |  |  | - |  | SOIC-8 | [9 empty] | - | 3MHz | - | - | [6 empty] | 12500 | https://www.unikeyic.com/media/datasheet/29/6f/8706/296f870646aa15902be5f62cdad33867.pdf | https://www.unikeyic.com/products/instrumentation-amplifiers/sgm8622xs-tr/33005955.html
SGM8623XN6/TR | SGMICRO | 3,000: 0.2581 | 3MHz 1 5.5V 3mV SOT-23-6 | - |  |  | Industrial | [6 empty] | SGM8623XN6/TR SGMICRO |  |  | - |  | 3mV | 5.5V | - |  |  |  | 1 |  | -40℃~125℃ |  |  |  | - |  | SOT-23-6 | [9 empty] | - | 3MHz | - | - | [6 empty] | 15000 | https://www.unikeyic.com/media/datasheet/29/6f/8706/296f870646aa15902be5f62cdad33867.pdf | https://www.unikeyic.com/products/instrumentation-amplifiers/sgm8623xn6-tr/33463814.html
SGM8623XS/TR | SGMICRO | 2,500: 0.2581 | 3mV SOIC-8 | - |  |  | Industrial | [6 empty] | SGM8623XS/TR SGMICRO |  |  | - |  | 3mV | - | - |  |  |  | - |  | -40℃~125℃ |  |  |  | - |  | SOIC-8 | [9 empty] | - | - | - | - | [6 empty] | 12500 | https://www.unikeyic.com/media/datasheet/29/6f/8706/296f870646aa15902be5f62cdad33867.pdf | https://www.unikeyic.com/products/instrumentation-amplifiers/sgm8623xs-tr/33500331.html
SGM8624XS14/TR | SGMICRO | 2,500: 0.6451 | Op Amp, 4-Ch, 5.5V, 3mV, 3MHz, SOIC-14 | - |  |  | Industrial | [6 empty] | SGM8624XS14/TR SGMICRO |  |  | - |  | 3mV | 5.5V | - |  |  |  | 4 |  | -40℃~125℃ |  |  |  | - |  | SOIC-14 | [9 empty] | - | 3MHz | - | - | [6 empty] | 12500 | https://www.unikeyic.com/media/datasheet/upload/2022/02/24/1640934460.pdf | https://www.unikeyic.com/products/instrumentation-amplifiers/sgm8624xs14-tr/33505123.html
SGM8624XTS14/TR | SGMICRO | 3,000: 0.6451 | 3MHz 4 5.5V 3mV TSSOP-14 | - |  |  | Industrial | [6 empty] | SGM8624XTS14/TR SGMICRO |  |  | - |  | 3mV | 5.5V | - |  |  |  | 4 |  | -40℃~125℃ |  |  |  | - |  | TSSOP-14 | [9 empty] | - | 3MHz | - | - | [6 empty] | 15000 | https://www.unikeyic.com/media/datasheet/upload/2022/02/24/1640934460.pdf | https://www.unikeyic.com/products/instrumentation-amplifiers/sgm8624xts14-tr/33448594.html
SGM8631XC5/TR | SGMICRO | 3,000: 0.1935 | 3.5mV SC-70-5 | - |  |  | Industrial | [6 empty] | SGM8631XC5/TR SGMICRO |  |  | - |  | 3.5mV | - | - |  |  |  | - |  | -40℃~125℃ |  |  |  | - |  | SC-70-5 | [9 empty] | - | - | - | - | [6 empty] | 15000 | https://www.unikeyic.com/media/datasheet/upload/2022/02/24/1640934496.pdf | https://www.unikeyic.com/products/instrumentation-amplifiers/sgm8631xc5-tr/33427115.html
SGM8631XN5/TR | SGMICRO | 3,000: 0.1935 | 470μA 3.7V/μs 6MHz 90dB 1 2.5V 5.5V 3.5mV 2pA SOT-23-5 | - |  |  | Industrial | [6 empty] | SGM8631XN5/TR SGMICRO |  |  | 2pA |  | 3.5mV | 5.5V | 2.5V |  |  |  | 1 |  | -40℃~125℃ |  |  |  | - |  | SOT-23-5 |  |  |  |  | Tape and reel packaging |  |  |  |  | 90dB | 6MHz | 3.7V/μs | 470μA | [6 empty] | 15000 | https://www.unikeyic.com/media/datasheet/c2/4e/3115/c2/f5ea8bc2eb2a63cf6168e275b40853d5.pdf | https://www.unikeyic.com/products/instrumentation-amplifiers/sgm8631xn5-tr/33056702.html
SGM8631XS/TR | SGMICRO | 2,500: 0.1935 | 3.5mV SOIC-8 | - |  |  | Industrial | [6 empty] | SGM8631XS/TR SGMICRO |  |  | - |  | 3.5mV | - | - |  |  |  | - |  | -40℃~125℃ |  |  |  | - |  | SOIC-8 | [9 empty] | - | - | - | - | [6 empty] | 12500 | https://www.unikeyic.com/media/datasheet/b9/3a/a95e/b93aa95e0a18e81b61082c7f2171a657.pdf | https://www.unikeyic.com/products/instrumentation-amplifiers/sgm8631xs-tr/33350565.html
SGM8632XMS/TR | SGMICRO | 3,000: 0.2581 | 3.7V/μs@ 5V 6MHz 66DB 2 2V 5.5V 3.5mV 1pA 6MHz MSOP-8 | 6MHz |  |  | Industrial | [6 empty] | SGM8632XMS/TR SGMICRO |  |  | 1pA |  | 3.5mV | 5.5V | 2V |  |  |  | 2 |  | -40℃~125℃ |  |  |  | - |  | MSOP-8 |  |  | On sale |  | Tape and reel packaging |  |  |  |  | 66DB | 6MHz | 3.7V/μs@ 5V | - | [6 empty] | 15000 | https://www.unikeyic.com/media/datasheet/6b/09/d580/6b09d5803286a5d77a54d90c7c495aa0.pdf | https://www.unikeyic.com/products/instrumentation-amplifiers/sgm8632xms-tr/33129587.html
SGM8632XS/TR | SGMICRO | 1: 0.7166 10: 0.5487 30: 0.4636 100: 0.3826 | 480μA 3.7V/μs@ 5V 6MHz 790μA 2 2V 5.5V 3.5mV 1pA 6MHz SOIC-8 | 6MHz |  |  | Industrial | [6 empty] | SGM8632XS/TR SGMICRO |  |  | 1pA |  | 3.5mV | 5.5V | 2V |  |  |  | 2 |  | -40℃~125℃ |  |  |  | 790μA |  | SOIC-8 |  |  |  |  | Tape and reel packaging |  |  |  |  | - | 6MHz | 3.7V/μs@ 5V | 480μA | [7 empty] | https://www.unikeyic.com/media/datasheet/b7/60/9cc1/b7609cc128d3d8f48a57a03f1f6c0213.pdf | https://www.unikeyic.com/products/instrumentation-amplifiers/sgm8632xs-tr/33439780.html
SGM8633XN6/TR | SGMICRO | 3,000: 0.1935 | 3.5mV SOT-23-6 | - |  |  | Industrial | [6 empty] | SGM8633XN6/TR SGMICRO |  |  | - |  | 3.5mV | - | - |  |  |  | - |  | -40℃~125℃ |  |  |  | - |  | SOT-23-6 | [9 empty] | - | - | - | - | [6 empty] | 15000 | https://www.unikeyic.com/media/datasheet/upload/2022/02/24/1640934009.pdf | https://www.unikeyic.com/products/instrumentation-amplifiers/sgm8633xn6-tr/33098007.html
SGM8634XS14/TR | SGMICRO | 2,500: 0.3871 | Op Amp, 470μA, 3.7V/μs@5V, 6MHz, 815μA, 4-Ch, 2.5V, 5.5V, 3.5mV, 1pA, SOIC-14 | - |  |  | Industrial | [6 empty] | SGM8634XS14/TR SGMICRO |  |  | 1pA |  | 3.5mV | 5.5V | 2.5V |  |  |  | 4 |  | -40℃~125℃ |  |  |  | 815μA |  | SOIC-14 |  |  |  |  | Tape and reel packaging |  |  |  |  | - | 6MHz | 3.7V/μs@ 5V | 470μA | [6 empty] | 12500 | https://www.unikeyic.com/media/datasheet/dc/dc/0ffb/dc/bc38722963897b060dd5b9386a6a724f.pdf | https://www.unikeyic.com/products/instrumentation-amplifiers/sgm8634xs14-tr/33536571.html
SGM8634XTS14/TR | SGMICRO | 3,000: 0.3871 | Op Amp, 470μA, 3.7V/μs, 6MHz, 90dB, 4 Ch, 2.5V-5.5V, 3.5mV, TSSOP-14 | 6MHz |  |  | Industrial | [6 empty] | SGM8634XTS14/TR SGMICRO |  |  | - |  | 3.5mV | 5.5V | 2.5V |  |  |  | 4 |  | -40℃~125℃ |  |  |  | - |  | TSSOP-14 |  |  |  |  | Tape and reel packaging |  |  |  |  | 90dB | 6MHz | 3.7V/μs | 470μA | [6 empty] | 15000 | https://www.unikeyic.com/media/datasheet/c0/68/3b6e/c0683b6e318b92cffa040aa125db7785.pdf | https://www.unikeyic.com/products/instrumentation-amplifiers/sgm8634xts14-tr/33340252.html
SGM8651XN5/TR | SGMICRO | 3,000: 0.3871 | Level Shifter 50MHz 1-Ch 5.5V 8mV SOT-23-5 | - |  |  | Industrial | [6 empty] | SGM8651XN5/TR SGMICRO |  |  | - |  | 8mV | 5.5V | - |  |  |  | 1 |  | -40℃~125℃ |  |  |  | - |  | SOT-23-5 | [9 empty] | - | 50MHz | - | - | [6 empty] | 15000 | https://www.unikeyic.com/media/datasheet/upload/2022/02/24/1640934094.pdf | https://www.unikeyic.com/products/instrumentation-amplifiers/sgm8651xn5-tr/33465105.html
SGM8652XMS/TR | SGMICRO | 3,000: 0.5161 | 50MHz 2 5.5V 8mV MSOP-8 Op Amp | - |  |  | Industrial | [6 empty] | SGM8652XMS/TR SGMICRO |  |  | - |  | 8mV | 5.5V | - |  |  |  | 2 |  | -40℃~125℃ |  |  |  | - |  | MSOP-8 | [9 empty] | - | 50MHz | - | - | [6 empty] | 15000 | https://www.unikeyic.com/media/datasheet/upload/2022/02/24/1640933006.pdf | https://www.unikeyic.com/products/instrumentation-amplifiers/sgm8652xms-tr/33104551.html
SGM8652XS/TR | SGMICRO | 2,500: 0.5161 | 50MHz 2 5.5V 8mV SOIC-8 | - |  |  | Industrial | [6 empty] | SGM8652XS/TR SGMICRO |  |  | - |  | 8mV | 5.5V | - |  |  |  | 2 |  | -40℃~125℃ |  |  |  | - |  | SOIC-8 | [9 empty] | - | 50MHz | - | - | [6 empty] | 12500 | https://www.unikeyic.com/media/datasheet/upload/2022/02/24/1640933006.pdf | https://www.unikeyic.com/products/instrumentation-amplifiers/sgm8652xs-tr/33342743.html
SGM8922AYMS8/TR | SGMICRO | 3,000: 0.3871 | Op Amp 12.7kHz 2 5.5V 900μV MSOP-8 | - |  |  | Industrial | [6 empty] | SGM8922AYMS8/TR SGMICRO |  |  | - |  | 900μV | 5.5V | - |  |  |  | 2 |  | -40℃~85℃ |  |  |  | - |  | MSOP-8 | [9 empty] | - | 12.7KHz | - | - | [6 empty] | 15000 | https://www.unikeyic.com/media/datasheet/upload/2022/02/24/1640853012.pdf | https://www.unikeyic.com/products/instrumentation-amplifiers/sgm8922ayms8-tr/33083741.html
SGM8922AYS8/TR | SGMICRO | 2,500: 0.3871 | 12.7kHz 900μV SOIC-8 | - |  |  | Industrial | [6 empty] | SGM8922AYS8/TR SGMICRO |  |  | - |  | 900μV | - | - |  |  |  | - |  | -40℃~85℃ |  |  |  | - |  | SOIC-8 | [9 empty] | - | 12.7KHz | - | - | [6 empty] | 12500 | https://www.unikeyic.com/media/datasheet/upload/2022/02/24/1640853012.pdf | https://www.unikeyic.com/products/instrumentation-amplifiers/sgm8922ays8-tr/32995334.html
SGM8924AYMS10G/TR | SGMICRO | 3,000: 0.3871 | Filter, 8.9kHz, 1mV, MSOP-10 | - |  |  | Industrial | [6 empty] | SGM8924AYMS10G/TR SGMICRO |  |  | - |  | 1mV | - | - |  |  |  | - |  | -40℃~85℃ |  |  |  | - |  | MSOP-10 | [9 empty] | - | 8.9KHz | - | - | [6 empty] | 15000 | https://www.unikeyic.com/media/datasheet/upload/2022/02/24/1640861504.pdf | https://www.unikeyic.com/products/instrumentation-amplifiers/sgm8924ayms10g-tr/33363350.html
SGM8925AYN5G/TR | SGMICRO | 3,000: 0.2581 | 110Hz, 600μV, 1pA, SOT-23-5 | - |  |  | Industrial | [6 empty] | SGM8925AYN5G/TR SGMICRO |  |  | 1pA |  | 600μV | - | - |  |  |  | - |  | -40℃~85℃ |  |  |  | - |  | SOT-23-5 | [9 empty] | - | 110Hz | - | - | [6 empty] | 15000 | https://www.unikeyic.com/media/datasheet/upload/2022/02/24/1640859730.pdf | https://www.unikeyic.com/products/instrumentation-amplifiers/sgm8925ayn5g-tr/33490258.html
SGM8925BYC5G/TR | SGMICRO | 3,000: 0.2581 | 110Hz 600μV 1pA SC-70-5 | - |  |  | Industrial | [6 empty] | SGM8925BYC5G/TR SGMICRO |  |  | 1pA |  | 600μV | - | - |  |  |  | - |  | -40℃~85℃ |  |  |  | - |  | SC-70-5 | [9 empty] | - | 110Hz | - | - | [6 empty] | 15000 | https://www.unikeyic.com/media/datasheet/39/af/eb9b/39afeb9b40723e2595dd8e7a77ecf5ba.pdf | https://www.unikeyic.com/products/instrumentation-amplifiers/sgm8925byc5g-tr/33478869.html
SGM8925BYN5G/TR | SGMICRO | 3,000: 0.2581 | 110Hz 600μV 1pA SOT-23-5 | - |  |  | Industrial | [6 empty] | SGM8925BYN5G/TR SGMICRO |  |  | 1pA |  | 600μV | - | - |  |  |  | - |  | -40℃~85℃ |  |  |  | - |  | SOT-23-5 | [9 empty] | - | 110Hz | - | - | [6 empty] | 15000 | https://www.unikeyic.com/media/datasheet/upload/2022/02/24/1640859730.pdf | https://www.unikeyic.com/products/instrumentation-amplifiers/sgm8925byn5g-tr/33134396.html
SGM8925YC5G/TR | SGMICRO | 3,000: 0.2581 | 110Hz 600μV 1pA SC-70-5 | - |  |  | Industrial | [6 empty] | SGM8925YC5G/TR SGMICRO |  |  | 1pA |  | 600μV | - | - |  |  |  | - |  | -40℃~85℃ |  |  |  | - |  | SC-70-5 | [9 empty] | - | 110Hz | - | - | [6 empty] | 15000 | https://www.unikeyic.com/media/datasheet/upload/2022/02/24/1640859730.pdf | https://www.unikeyic.com/products/instrumentation-amplifiers/sgm8925yc5g-tr/33359538.html
SGM8926YS8G/TR | SGMICRO | 2,500: 0.3871 | 110Hz, 900μV, 1pA Input Current, SOIC-8 | - |  |  | Industrial | [6 empty] | SGM8926YS8G/TR SGMICRO |  |  | 1pA |  | 900μV | - | - |  |  |  | - |  | -40℃~85℃ |  |  |  | - |  | SOIC-8 | [9 empty] | - | 110Hz | - | - | [6 empty] | 12500 | https://www.unikeyic.com/media/datasheet/b7/08/a07b/b708a07b21dcf51bae87e1ed5f920323.pdf | https://www.unikeyic.com/products/instrumentation-amplifiers/sgm8926ys8g-tr/33534669.html
SGM8931AYN5G/TR | SGMICRO | 3,000: 0.2581 | Op Amp 1.5kHz 900μV 3pA SOT-23-5 | - |  |  | Industrial | [6 empty] | SGM8931AYN5G/TR SGMICRO |  |  | 3pA |  | 900μV | - | - |  |  |  | - |  | -40℃~85℃ |  |  |  | - |  | SOT-23-5 | [9 empty] | - | 1.5KHz | - | - | [6 empty] | 15000 | https://www.unikeyic.com/media/datasheet/de/35/5ee4/de355ee43cfcc3a1d8a4e5f0cd9aad6b.pdf | https://www.unikeyic.com/products/instrumentation-amplifiers/sgm8931ayn5g-tr/33025553.html
SGM8931BYN5G/TR | SGMICRO | 3,000: 0.2581 | 1.5kHz 900μV 3pA SOT-23-5 | - |  |  | Industrial | [6 empty] | SGM8931BYN5G/TR SGMICRO |  |  | 3pA |  | 900μV | - | - |  |  |  | - |  | -40℃~85℃ |  |  |  | - |  | SOT-23-5 | [9 empty] | - | 1.5KHz | - | - | [6 empty] | 15000 | https://www.unikeyic.com/media/datasheet/upload/2022/02/24/1640862641.pdf | https://www.unikeyic.com/products/instrumentation-amplifiers/sgm8931byn5g-tr/33376420.html
SGM8931YMS8G/TR | SGMICRO | 3,000: 0.2581 | Op Amp, 1.5kHz, 900μV, 3pA, MSOP-8, SMD | - |  |  | Industrial | [6 empty] | SGM8931YMS8G/TR SGMICRO |  |  | 3pA |  | 900μV | - | - |  |  |  | - |  | -40℃~85℃ |  |  |  | - |  | MSOP-8 | [9 empty] | - | 1.5KHz | - | - | [6 empty] | 15000 | https://www.unikeyic.com/media/datasheet/upload/2022/02/24/1640862641.pdf | https://www.unikeyic.com/products/instrumentation-amplifiers/sgm8931yms8g-tr/33005979.html
SGM8931YS8G/TR | SGMICRO | 2,500: 0.2581 | Op Amp, 1.5kHz BW, 900μV VOS, 3pA IB, SOIC-8 | - |  |  | Industrial | [6 empty] | SGM8931YS8G/TR SGMICRO |  |  | 3pA |  | 900μV | - | - |  |  |  | - |  | -40℃~85℃ |  |  |  | - |  | SOIC-8 | [9 empty] | - | 1.5KHz | - | - | [6 empty] | 12500 | https://www.unikeyic.com/media/datasheet/de/35/5ee4/de355ee43cfcc3a1d8a4e5f0cd9aad6b.pdf | https://www.unikeyic.com/products/instrumentation-amplifiers/sgm8931ys8g-tr/33395201.html
SGM8932YMS8G/TR | SGMICRO | 3,000: 0.3871 | Op Amp, 1.5kHz, 900μV, 3pA, MSOP-8, SMD | - |  |  | Industrial | [6 empty] | SGM8932YMS8G/TR SGMICRO |  |  | 3pA |  | 900μV | - | - |  |  |  | - |  | -40℃~85℃ |  |  |  | - |  | MSOP-8 | [9 empty] | - | 1.5KHz | - | - | [6 empty] | 15000 | https://www.unikeyic.com/media/datasheet/upload/2022/02/24/1640861300.pdf | https://www.unikeyic.com/products/instrumentation-amplifiers/sgm8932yms8g-tr/33082241.html
SGM8932YS8G/TR | SGMICRO | 2,500: 0.3871 | Op Amp, 1.5kHz BW, 900μV VOS, 3pA IB, SOIC-8 | - |  |  | Industrial | [6 empty] | SGM8932YS8G/TR SGMICRO |  |  | 3pA |  | 900μV | - | - |  |  |  | - |  | -40℃~85℃ |  |  |  | - |  | SOIC-8 | [9 empty] | - | 1.5KHz | - | - | [6 empty] | 12500 | https://www.unikeyic.com/media/datasheet/upload/2022/02/24/1640861300.pdf | https://www.unikeyic.com/products/instrumentation-amplifiers/sgm8932ys8g-tr/33101897.html
SGM8933YMS8G/TR | SGMICRO | 3,000: 0.2581 | Op Amp, 1.5kHz, 900μV, 3pA, MSOP-8, SMD | - |  |  | Industrial | [6 empty] | SGM8933YMS8G/TR SGMICRO |  |  | 3pA |  | 900μV | - | - |  |  |  | - |  | -40℃~85℃ |  |  |  | - |  | MSOP-8 | [9 empty] | - | 1.5KHz | - | - | [6 empty] | 15000 | https://www.unikeyic.com/media/datasheet/de/35/5ee4/de355ee43cfcc3a1d8a4e5f0cd9aad6b.pdf | https://www.unikeyic.com/products/instrumentation-amplifiers/sgm8933yms8g-tr/33124173.html
SGM8933YN6G/TR | SGMICRO | 3,000: 0.2581 | 1.5kHz 900μV 3pA SOT-23-6 | - |  |  | Industrial | [6 empty] | SGM8933YN6G/TR SGMICRO |  |  | 3pA |  | 900μV | - | - |  |  |  | - |  | -40℃~85℃ |  |  |  | - |  | SOT-23-6 | [9 empty] | - | 1.5KHz | - | - | [6 empty] | 15000 | https://www.unikeyic.com/media/datasheet/de/35/5ee4/de355ee43cfcc3a1d8a4e5f0cd9aad6b.pdf | https://www.unikeyic.com/products/instrumentation-amplifiers/sgm8933yn6g-tr/33544367.html
SGM8933YS8G/TR | SGMICRO | 2,500: 0.2581 | Op Amp, 1.5kHz BW, 900μV VOS, 3pA IB, SOIC-8 | - |  |  | Industrial | [6 empty] | SGM8933YS8G/TR SGMICRO |  |  | 3pA |  | 900μV | - | - |  |  |  | - |  | -40℃~85℃ |  |  |  | - |  | SOIC-8 | [9 empty] | - | 1.5KHz | - | - | [6 empty] | 12500 | https://www.unikeyic.com/media/datasheet/de/35/5ee4/de355ee43cfcc3a1d8a4e5f0cd9aad6b.pdf | https://www.unikeyic.com/products/instrumentation-amplifiers/sgm8933ys8g-tr/33124142.html
SGM8934YS14G/TR | SGMICRO | 2,500: 0.6451 | 1.5kHz 900μV 3pA SOIC-14 | - |  |  | Industrial | [6 empty] | SGM8934YS14G/TR SGMICRO |  |  | 3pA |  | 900μV | - | - |  |  |  | - |  | -40℃~85℃ |  |  |  | - |  | SOIC-14 | [9 empty] | - | 1.5KHz | - | - | [6 empty] | 12500 | https://www.unikeyic.com/media/datasheet/upload/2022/02/24/1640859753.pdf | https://www.unikeyic.com/products/instrumentation-amplifiers/sgm8934ys14g-tr/33038362.html
SGM8934YTS14G/TR | SGMICRO | 3,000: 0.6451 | 1.5kHz, 900μV, 3pA, TSSOP-14 | - |  |  | Industrial | [6 empty] | SGM8934YTS14G/TR SGMICRO |  |  | 3pA |  | 900μV | - | - |  |  |  | - |  | -40℃~85℃ |  |  |  | - |  | TSSOP-14 | [9 empty] | - | 1.5KHz | - | - | [6 empty] | 15000 | https://www.unikeyic.com/media/datasheet/upload/2022/02/24/1640859753.pdf | https://www.unikeyic.com/products/instrumentation-amplifiers/sgm8934yts14g-tr/33447064.html
SGM8942YMS8G/TR | SGMICRO | 3,000: 0.5161 | 1.5kHz 900μV MSOP-8 | - |  |  | Industrial | [6 empty] | SGM8942YMS8G/TR SGMICRO |  |  | - |  | 900μV | - | - |  |  |  | - |  | -40℃~85℃ |  |  |  | - |  | MSOP-8 | [9 empty] | - | 1.5KHz | - | - | [6 empty] | 15000 | https://www.unikeyic.com/media/datasheet/upload/2022/02/24/1640943741.pdf | https://www.unikeyic.com/products/instrumentation-amplifiers/sgm8942yms8g-tr/33384492.html
SGM8951YN5G/TR | SGMICRO | 3,000: 0.2581 | 110Hz 800μV SOT-23-5 | - |  |  | Industrial | [6 empty] | SGM8951YN5G/TR SGMICRO |  |  | - |  | 800μV | - | - |  |  |  | - |  | -40℃~85℃ |  |  |  | - |  | SOT-23-5 | [9 empty] | - | 110Hz | - | - | [6 empty] | 15000 | https://www.unikeyic.com/media/datasheet/upload/2022/02/24/1640857780.pdf | https://www.unikeyic.com/products/instrumentation-amplifiers/sgm8951yn5g-tr/33390782.html
SGM8952YMS8G/TR | SGMICRO | 3,000: 0.3871 | 110Hz 800μV MSOP-8 | - |  |  | Industrial | [6 empty] | SGM8952YMS8G/TR SGMICRO |  |  | - |  | 800μV | - | - |  |  |  | - |  | -40℃~85℃ |  |  |  | - |  | MSOP-8 | [9 empty] | - | 110Hz | - | - | [6 empty] | 15000 | https://www.unikeyic.com/media/datasheet/c5/d6/f9b6/c5d6f9b6279b82478551097491b846bc.pdf | https://www.unikeyic.com/products/instrumentation-amplifiers/sgm8952yms8g-tr/33429740.html
SGM8952YS8G/TR | SGMICRO | 2,500: 0.3871 | Op Amp, SOIC-8, 110Hz 800μV | - |  |  | Industrial | [6 empty] | SGM8952YS8G/TR SGMICRO |  |  | - |  | 800μV | - | - |  |  |  | - |  | -40℃~85℃ |  |  |  | - |  | SOIC-8 | [9 empty] | - | 110Hz | - | - | [6 empty] | 12500 | https://www.unikeyic.com/media/datasheet/c5/d6/f9b6/c5d6f9b6279b82478551097491b846bc.pdf | https://www.unikeyic.com/products/instrumentation-amplifiers/sgm8952ys8g-tr/33033119.html
SGM8953-1XN5G/TR | SGMICRO | 3,000: 0.5161 | 200Hz 50μV 80pA SOT-23-5 | - |  |  | Industrial | [6 empty] | SGM8953-1XN5G/TR SGMICRO |  |  | 80pA |  | 50μV | - | - |  |  |  | - |  | -40℃~125℃ |  |  |  | - |  | SOT-23-5 | [9 empty] | - | 200Hz | - | - | [6 empty] | 15000 | https://www.unikeyic.com/media/datasheet/78/6b/9e22/786b9e223f26501a92180c4407542c86.pdf | https://www.unikeyic.com/products/instrumentation-amplifiers/sgm8953-1xn5g-tr/33383334.html
SGM8953-1XS8G/TR | SGMICRO | 4,000: 0.5161 | Sensor IC 200Hz 50μV 80pA SOIC-8 | - |  |  | Industrial | [6 empty] | SGM8953-1XS8G/TR SGMICRO |  |  | 80pA |  | 50μV | - | - |  |  |  | - |  | -40℃~125℃ |  |  |  | - |  | SOIC-8 | [9 empty] | - | 200Hz | - | - | [6 empty] | 20000 | https://www.unikeyic.com/media/datasheet/78/6b/9e22/786b9e223f26501a92180c4407542c86.pdf | https://www.unikeyic.com/products/instrumentation-amplifiers/sgm8953-1xs8g-tr/33056562.html
SGM8953-1XUDN6G/TR | SGMICRO | 3,000: 0.5161 | Sensor 200Hz 50μV 80pA | - |  |  | Industrial | [6 empty] | SGM8953-1XUDN6G/TR SGMICRO |  |  | 80pA |  | 50μV | - | - |  |  |  | - |  | -40℃~125℃ |  |  |  | - | [11 empty] | - | 200Hz | - | - | [6 empty] | 15000 | https://www.unikeyic.com/media/datasheet/78/6b/9e22/786b9e223f26501a92180c4407542c86.pdf | https://www.unikeyic.com/products/instrumentation-amplifiers/sgm8953-1xudn6g-tr/33422437.html
SGM8953-2XMS8G/TR | SGMICRO | 4,000: 0.7742 | 200Hz 50μV 80pA MSOP-8 Op Amp | - |  |  | Industrial | [6 empty] | SGM8953-2XMS8G/TR SGMICRO |  |  | 80pA |  | 50μV | - | - |  |  |  | - |  | -40℃~125℃ |  |  |  | - |  | MSOP-8 | [9 empty] | - | 200Hz | - | - | [6 empty] | 20000 | https://www.unikeyic.com/media/datasheet/78/6b/9e22/786b9e223f26501a92180c4407542c86.pdf | https://www.unikeyic.com/products/instrumentation-amplifiers/sgm8953-2xms8g-tr/33092719.html
SGM8953-2XS8G/TR | SGMICRO | 4,000: 0.7742 | Sensor IC 200Hz 50μV 80pA SOIC-8 | - |  |  | Industrial | [6 empty] | SGM8953-2XS8G/TR SGMICRO |  |  | 80pA |  | 50μV | - | - |  |  |  | - |  | -40℃~125℃ |  |  |  | - |  | SOIC-8 | [9 empty] | - | 200Hz | - | - | [6 empty] | 20000 | https://www.unikeyic.com/media/datasheet/78/6b/9e22/786b9e223f26501a92180c4407542c86.pdf | https://www.unikeyic.com/products/instrumentation-amplifiers/sgm8953-2xs8g-tr/33481436.html
SGM8953-2XTDE8G/TR | SGMICRO | 3,000: 0.7742 | Sensor 200Hz 50μV 80pA | - |  |  | Industrial | [6 empty] | SGM8953-2XTDE8G/TR SGMICRO |  |  | 80pA |  | 50μV | - | - |  |  |  | - |  | -40℃~125℃ |  |  |  | - | [11 empty] | - | 200Hz | - | - | [6 empty] | 15000 | https://www.unikeyic.com/media/datasheet/78/6b/9e22/786b9e223f26501a92180c4407542c86.pdf | https://www.unikeyic.com/products/instrumentation-amplifiers/sgm8953-2xtde8g-tr/33511243.html
SGM8954-1XN5G/TR | SGMICRO | 3,000: 0.5161 | Sensor 110Hz 35μV 60pA SOT-23-5 | - |  |  | Industrial | [6 empty] | SGM8954-1XN5G/TR SGMICRO |  |  | 60pA |  | 35μV | - | - |  |  |  | - |  | -40℃~125℃ |  |  |  | - |  | SOT-23-5 | [9 empty] | - | 110Hz | - | - | [6 empty] | 15000 | https://www.unikeyic.com/media/datasheet/9d/32/1bb6/9d321bb6ff6af8aa8e77e295703f6ade.pdf | https://www.unikeyic.com/products/instrumentation-amplifiers/sgm8954-1xn5g-tr/33417453.html
SGM8954-1XS8G/TR | SGMICRO | 4,000: 0.5161 | 110Hz 35μV 60pA SOIC-8 | - |  |  | Industrial | [6 empty] | SGM8954-1XS8G/TR SGMICRO |  |  | 60pA |  | 35μV | - | - |  |  |  | - |  | -40℃~125℃ |  |  |  | - |  | SOIC-8 | [9 empty] | - | 110Hz | - | - | [6 empty] | 20000 | https://www.unikeyic.com/media/datasheet/9d/32/1bb6/9d321bb6ff6af8aa8e77e295703f6ade.pdf | https://www.unikeyic.com/products/instrumentation-amplifiers/sgm8954-1xs8g-tr/33075632.html
SGM8954-1XUDN6G/TR | SGMICRO | 3,000: 0.5161 | 110Hz 35μV 60pA | - |  |  | Industrial | [6 empty] | SGM8954-1XUDN6G/TR SGMICRO |  |  | 60pA |  | 35μV | - | - |  |  |  | - |  | -40℃~125℃ |  |  |  | - | [11 empty] | - | 110Hz | - | - | [6 empty] | 15000 | https://www.unikeyic.com/media/datasheet/9d/32/1bb6/9d321bb6ff6af8aa8e77e295703f6ade.pdf | https://www.unikeyic.com/products/instrumentation-amplifiers/sgm8954-1xudn6g-tr/33536667.html
SGM8954-2XMS8G/TR | SGMICRO | 4,000: 0.7742 | Sensor, 110Hz, 35μV, 60pA, MSOP-8 | - |  |  | Industrial | [6 empty] | SGM8954-2XMS8G/TR SGMICRO |  |  | 60pA |  | 35μV | - | - |  |  |  | - |  | -40℃~125℃ |  |  |  | - |  | MSOP-8 | [9 empty] | - | 110Hz | - | - | [6 empty] | 20000 | https://www.unikeyic.com/media/datasheet/9d/32/1bb6/9d321bb6ff6af8aa8e77e295703f6ade.pdf | https://www.unikeyic.com/products/instrumentation-amplifiers/sgm8954-2xms8g-tr/33476277.html
SGM8954-2XS8G/TR | SGMICRO | 4,000: 0.7742 | 110Hz 35μV 60pA SOIC-8 | - |  |  | Industrial | [6 empty] | SGM8954-2XS8G/TR SGMICRO |  |  | 60pA |  | 35μV | - | - |  |  |  | - |  | -40℃~125℃ |  |  |  | - |  | SOIC-8 | [9 empty] | - | 110Hz | - | - | [6 empty] | 20000 | https://www.unikeyic.com/media/datasheet/9d/32/1bb6/9d321bb6ff6af8aa8e77e295703f6ade.pdf | https://www.unikeyic.com/products/instrumentation-amplifiers/sgm8954-2xs8g-tr/33078242.html
SGM8954-2XTDE8G/TR | SGMICRO | 3,000: 0.7742 | 110Hz 35μV 60pA DFN-8-EP | - |  |  | Industrial | [6 empty] | SGM8954-2XTDE8G/TR SGMICRO |  |  | 60pA |  | 35μV | - | - |  |  |  | - |  | -40℃~125℃ |  |  |  | - |  | DFN-8-EP | [9 empty] | - | 110Hz | - | - | [6 empty] | 15000 | https://www.unikeyic.com/media/datasheet/upload/2022/02/24/1640860771.pdf | https://www.unikeyic.com/products/instrumentation-amplifiers/sgm8954-2xtde8g-tr/33408124.html
SGM8955XC5G/TR | SGMICRO | 3,000: 0.3226 | 350Hz 1 1.8V 5.5V 50μV 130pA 350KHz SC-70-5 | 350KHz |  |  | Industrial | [6 empty] | SGM8955XC5G/TR SGMICRO |  |  | 130pA |  | 50μV | 5.5V | 1.8V |  |  |  | 1 |  | -40℃~125℃ |  |  |  | - |  | SC-70-5 | [9 empty] | - | 350Hz | - | - | [6 empty] | 15000 | https://www.unikeyic.com/media/datasheet/4e/6e/7425/4e/44ebfdbfc01219b67ab104c9c305eb85.pdf | https://www.unikeyic.com/products/instrumentation-amplifiers/sgm8955xc5g-tr/33004560.html
SGM8955XN5G/TR | SGMICRO | 3,000: 0.3226 | 350Hz 50μV 130pA SOT-23-5 | - |  |  | Industrial | [6 empty] | SGM8955XN5G/TR SGMICRO |  |  | 130pA |  | 50μV | - | - |  |  |  | - |  | -40℃~125℃ |  |  |  | - |  | SOT-23-5 | [9 empty] | - | 350Hz | - | - | [6 empty] | 15000 | https://www.unikeyic.com/media/datasheet/upload/2022/02/24/1640863164.pdf | https://www.unikeyic.com/products/instrumentation-amplifiers/sgm8955xn5g-tr/33092828.html
SGM8955XS8G/TR | SGMICRO | 2,500: 0.3226 | 350Hz 50μV 130pA SOIC-8 | - |  |  | Industrial | [6 empty] | SGM8955XS8G/TR SGMICRO |  |  | 130pA |  | 50μV | - | - |  |  |  | - |  | -40℃~125℃ |  |  |  | - |  | SOIC-8 | [9 empty] | - | 350Hz | - | - | [6 empty] | 12500 | https://www.unikeyic.com/media/datasheet/30/9a/c1c3/309ac1c3c7662183a96c81f13cdbfb91.pdf | https://www.unikeyic.com/products/instrumentation-amplifiers/sgm8955xs8g-tr/33560167.html
SGM8956XMS8G/TR | SGMICRO | 4,000: 0.5806 | Op Amp, 350Hz, 50μV, 130pA, MSOP-8 | - |  |  | Industrial | [6 empty] | SGM8956XMS8G/TR SGMICRO |  |  | 130pA |  | 50μV | - | - |  |  |  | - |  | -40℃~125℃ |  |  |  | - |  | MSOP-8 | [9 empty] | - | 350Hz | - | - | [6 empty] | 20000 | https://www.unikeyic.com/media/datasheet/upload/2022/02/24/1640862569.pdf | https://www.unikeyic.com/products/instrumentation-amplifiers/sgm8956xms8g-tr/33015481.html
SGM8956XS8G/TR | SGMICRO | 2,500: 0.5806 | 350Hz 50μV 130pA SOIC-8 | - |  |  | Industrial | [6 empty] | SGM8956XS8G/TR SGMICRO |  |  | 130pA |  | 50μV | - | - |  |  |  | - |  | -40℃~125℃ |  |  |  | - |  | SOIC-8 | [9 empty] | - | 350Hz | - | - | [6 empty] | 12500 | https://www.unikeyic.com/media/datasheet/upload/2022/02/24/1640862569.pdf | https://www.unikeyic.com/products/instrumentation-amplifiers/sgm8956xs8g-tr/33417392.html
SGM8956XTDB8G/TR | SGMICRO | 4,000: 0.5806 | 350Hz 50μV 130pA | - |  |  | Industrial | [6 empty] | SGM8956XTDB8G/TR SGMICRO |  |  | 130pA |  | 50μV | - | - |  |  |  | - |  | -40℃~125℃ |  |  |  | - | [11 empty] | - | 350Hz | - | - | [6 empty] | 20000 | https://www.unikeyic.com/media/datasheet/30/9a/c1c3/309ac1c3c7662183a96c81f13cdbfb91.pdf | https://www.unikeyic.com/products/instrumentation-amplifiers/sgm8956xtdb8g-tr/33505269.html
SGM8957-1XC5G/TR | SGMICRO | 3,000: 0.3871 | 350Hz 25μV 130pA SC-70-5 | - |  |  | Industrial | [6 empty] | SGM8957-1XC5G/TR SGMICRO |  |  | 130pA |  | 25μV | - | - |  |  |  | - |  | -40℃~125℃ |  |  |  | - |  | SC-70-5 | [9 empty] | - | 350Hz | - | - | [6 empty] | 15000 | https://www.unikeyic.com/media/datasheet/upload/2022/02/24/1640866751.pdf | https://www.unikeyic.com/products/instrumentation-amplifiers/sgm8957-1xc5g-tr/33057993.html
SGM8957-1XN5G/TR | SGMICRO | 3,000: 0.3871 | 350Hz 25μV 130pA SOT-23-5 | - |  |  | Industrial | [6 empty] | SGM8957-1XN5G/TR SGMICRO |  |  | 130pA |  | 25μV | - | - |  |  |  | - |  | -40℃~125℃ |  |  |  | - |  | SOT-23-5 | [9 empty] | - | 350Hz | - | - | [6 empty] | 15000 | https://www.unikeyic.com/media/datasheet/31/72/a50f/3172a50fb577b62711bf7906c5e1009e.pdf | https://www.unikeyic.com/products/instrumentation-amplifiers/sgm8957-1xn5g-tr/33352107.html
SGM8957-1XS8G/TR | SGMICRO | 2,500: 0.3871 | 350Hz, 25μV, 130pA, SOIC-8 | - |  |  | Industrial | [6 empty] | SGM8957-1XS8G/TR SGMICRO |  |  | 130pA |  | 25μV | - | - |  |  |  | - |  | -40℃~125℃ |  |  |  | - |  | SOIC-8 | [9 empty] | - | 350Hz | - | - | [6 empty] | 12500 | https://www.unikeyic.com/media/datasheet/31/72/a50f/3172a50fb577b62711bf7906c5e1009e.pdf | https://www.unikeyic.com/products/instrumentation-amplifiers/sgm8957-1xs8g-tr/33129494.html
SGM8957-2XMS8G/TR | SGMICRO | 4,000: 0.6451 | 350Hz, 25μV, 130pA, MSOP-8 | - |  |  | Industrial | [6 empty] | SGM8957-2XMS8G/TR SGMICRO |  |  | 130pA |  | 25μV | - | - |  |  |  | - |  | -40℃~125℃ |  |  |  | - |  | MSOP-8 | [9 empty] | - | 350Hz | - | - | [6 empty] | 20000 | https://www.unikeyic.com/media/datasheet/upload/2022/02/24/1640860013.pdf | https://www.unikeyic.com/products/instrumentation-amplifiers/sgm8957-2xms8g-tr/33473591.html
SGM8957-2XS8G/TR | SGMICRO | 2,500: 0.6451 | 350Hz, 25μV, 130pA, SOIC-8 | - |  |  | Industrial | [6 empty] | SGM8957-2XS8G/TR SGMICRO |  |  | 130pA |  | 25μV | - | - |  |  |  | - |  | -40℃~125℃ |  |  |  | - |  | SOIC-8 | [9 empty] | - | 350Hz | - | - | [6 empty] | 12500 | https://www.unikeyic.com/media/datasheet/upload/2022/02/24/1640860013.pdf | https://www.unikeyic.com/products/instrumentation-amplifiers/sgm8957-2xs8g-tr/33439816.html
SGM8957-2XTDB8G/TR | SGMICRO | 4,000: 0.6451 | 350Hz, 25μV, 130pA | - |  |  | Industrial | [6 empty] | SGM8957-2XTDB8G/TR SGMICRO |  |  | 130pA |  | 25μV | - | - |  |  |  | - |  | -40℃~125℃ |  |  |  | - | [11 empty] | - | 350Hz | - | - | [6 empty] | 20000 | https://www.unikeyic.com/media/datasheet/31/72/a50f/3172a50fb577b62711bf7906c5e1009e.pdf | https://www.unikeyic.com/products/instrumentation-amplifiers/sgm8957-2xtdb8g-tr/32994244.html
SGM8958-1XC5G/TR | SGMICRO | 3,000: 0.5161 | Sensor, 1.8kHz 10μV 500pA SC-70-5 | - |  |  | Industrial | [6 empty] | SGM8958-1XC5G/TR SGMICRO |  |  | 500pA |  | 10μV | - | - |  |  |  | - |  | -40℃~125℃ |  |  |  | - |  | SC-70-5 | [9 empty] | - | 1.8KHz | - | - | [6 empty] | 15000 | https://www.unikeyic.com/media/datasheet/upload/2022/02/24/1640866897.pdf | https://www.unikeyic.com/products/instrumentation-amplifiers/sgm8958-1xc5g-tr/33014008.html
SGM8958-1XN5G/TR | SGMICRO | 3,000: 0.5161 | 1.8kHz 10μV 500pA SOT-23-5 | - |  |  | Industrial | [6 empty] | SGM8958-1XN5G/TR SGMICRO |  |  | 500pA |  | 10μV | - | - |  |  |  | - |  | -40℃~125℃ |  |  |  | - |  | SOT-23-5 | [9 empty] | - | 1.8KHz | - | - | [6 empty] | 15000 | https://www.unikeyic.com/media/datasheet/upload/2022/02/24/1640866897.pdf | https://www.unikeyic.com/products/instrumentation-amplifiers/sgm8958-1xn5g-tr/33350573.html
SGM8958-1XS8G/TR | SGMICRO | 2,500: 0.5161 | 1.8kHz, 10μV, 500pA, SOIC-8 | - |  |  | Industrial | [6 empty] | SGM8958-1XS8G/TR SGMICRO |  |  | 500pA |  | 10μV | - | - |  |  |  | - |  | -40℃~125℃ |  |  |  | - |  | SOIC-8 | [9 empty] | - | 1.8KHz | - | - | [6 empty] | 12500 | https://www.unikeyic.com/media/datasheet/upload/2022/02/24/1640866897.pdf | https://www.unikeyic.com/products/instrumentation-amplifiers/sgm8958-1xs8g-tr/33489014.html
SGM8958-2XS8G/TR | SGMICRO | 2,500: 0.7742 | 1.8kHz, 10μV, 500pA, SOIC-8 | - |  |  | Industrial | [6 empty] | SGM8958-2XS8G/TR SGMICRO |  |  | 500pA |  | 10μV | - | - |  |  |  | - |  | -40℃~125℃ |  |  |  | - |  | SOIC-8 | [9 empty] | - | 1.8KHz | - | - | [6 empty] | 12500 | https://www.unikeyic.com/media/datasheet/upload/2022/02/24/1640864377.pdf | https://www.unikeyic.com/products/instrumentation-amplifiers/sgm8958-2xs8g-tr/33418752.html
SGM8958-2XTDB8G/TR | SGMICRO | 4,000: 0.7742 | 1.8kHz 10μV 500pA | - |  |  | Industrial | [6 empty] | SGM8958-2XTDB8G/TR SGMICRO |  |  | 500pA |  | 10μV | - | - |  |  |  | - |  | -40℃~125℃ |  |  |  | - | [11 empty] | - | 1.8KHz | - | - | [6 empty] | 20000 | https://www.unikeyic.com/media/datasheet/upload/2022/02/24/1640864377.pdf | https://www.unikeyic.com/products/instrumentation-amplifiers/sgm8958-2xtdb8g-tr/33124143.html
SGM8959-1XC5G/TR | SGMICRO | 3,000: 0.5161 | 4kHz 10μV 350pA SC-70-5 | - |  |  | Industrial | [6 empty] | SGM8959-1XC5G/TR SGMICRO |  |  | 350pA |  | 10μV | - | - |  |  |  | - |  | -40℃~125℃ |  |  |  | - |  | SC-70-5 | [9 empty] | - | 4KHz | - | - | [6 empty] | 15000 | https://www.unikeyic.com/media/datasheet/upload/2022/02/24/1640872622.pdf | https://www.unikeyic.com/products/instrumentation-amplifiers/sgm8959-1xc5g-tr/33487773.html
SGM8959-1XN5G/TR | SGMICRO | 3,000: 0.5161 | 4kHz 10μV 350pA SOT-23-5 | - |  |  | Industrial | [6 empty] | SGM8959-1XN5G/TR SGMICRO |  |  | 350pA |  | 10μV | - | - |  |  |  | - |  | -40℃~125℃ |  |  |  | - |  | SOT-23-5 | [9 empty] | - | 4KHz | - | - | [6 empty] | 15000 | https://www.unikeyic.com/media/datasheet/upload/2022/02/24/1640872622.pdf | https://www.unikeyic.com/products/instrumentation-amplifiers/sgm8959-1xn5g-tr/33125503.html
SGM8959-1XS8G/TR | SGMICRO | 2,500: 0.5161 | 4kHz 10μV 350pA SOIC-8 | - |  |  | Industrial | [6 empty] | SGM8959-1XS8G/TR SGMICRO |  |  | 350pA |  | 10μV | - | - |  |  |  | - |  | -40℃~125℃ |  |  |  | - |  | SOIC-8 | [9 empty] | - | 4KHz | - | - | [6 empty] | 12500 | https://www.unikeyic.com/media/datasheet/upload/2022/02/24/1640872622.pdf | https://www.unikeyic.com/products/instrumentation-amplifiers/sgm8959-1xs8g-tr/33401770.html
SGM8959-2XS8G/TR | SGMICRO | 2,500: 0.7742 | 4kHz 10μV 350pA SOIC-8 | - |  |  | Industrial | [6 empty] | SGM8959-2XS8G/TR SGMICRO |  |  | 350pA |  | 10μV | - | - |  |  |  | - |  | -40℃~125℃ |  |  |  | - |  | SOIC-8 | [9 empty] | - | 4KHz | - | - | [6 empty] | 12500 | https://www.unikeyic.com/media/datasheet/upload/2022/02/24/1640871518.pdf | https://www.unikeyic.com/products/instrumentation-amplifiers/sgm8959-2xs8g-tr/33048257.html
SGM8959-2XTDB8G/TR | SGMICRO | 4,000: 0.7742 | 4kHz, 10μV, 350pA | - |  |  | Industrial | [6 empty] | SGM8959-2XTDB8G/TR SGMICRO |  |  | 350pA |  | 10μV | - | - |  |  |  | - |  | -40℃~125℃ |  |  |  | - | [11 empty] | - | 4KHz | - | - | [6 empty] | 20000 | https://www.unikeyic.com/media/datasheet/upload/2022/02/24/1640871518.pdf | https://www.unikeyic.com/products/instrumentation-amplifiers/sgm8959-2xtdb8g-tr/33070839.html
SGM8965A-1XN5G/TR | SGMICRO | 3,000: 0.5161 | 30V/μs@ 5.5V 50KHz 1 2.2V ±2.75V，5.5V 280μV 1pA 50MHz SOT-23-5 | 50MHz |  |  | Industrial | [6 empty] | SGM8965A-1XN5G/TR SGMICRO |  |  | 1pA |  | 280μV | ±2.75V, 5.5V | 2.2V |  |  |  | 1 |  | -40℃~125℃ |  |  |  | - |  | SOT-23-5 | [9 empty] | - | 50KHz | 30V/μs@ 5.5V | - | [6 empty] | 15000 | https://www.unikeyic.com/media/datasheet/e9/a3/043e/e9/5984e608ed2ce4f63b4d8ea7e5ad51c7.pdf | https://www.unikeyic.com/products/instrumentation-amplifiers/sgm8965a-1xn5g-tr/33543085.html
SGM8965A-1XS8G/TR | SGMICRO | 4,000: 0.5161 | 50kHz, 280μV, 1pA, SOIC-8 | - |  |  | Industrial | [6 empty] | SGM8965A-1XS8G/TR SGMICRO |  |  | 1pA |  | 280μV | - | - |  |  |  | - |  | -40℃~125℃ |  |  |  | - |  | SOIC-8 | [9 empty] | - | 50KHz | - | - | [6 empty] | 20000 | https://www.unikeyic.com/media/datasheet/15/13/abd6/1513abd65c8a2ed3d793b3c3c141d93a.pdf | https://www.unikeyic.com/products/instrumentation-amplifiers/sgm8965a-1xs8g-tr/33472283.html
SGM8965A-2XMS8G/TR | SGMICRO | 4,000: 0.7742 | 50kHz 280μV 1pA MSOP-8 | - |  |  | Industrial | [6 empty] | SGM8965A-2XMS8G/TR SGMICRO |  |  | 1pA |  | 280μV | - | - |  |  |  | - |  | -40℃~125℃ |  |  |  | - |  | MSOP-8 | [9 empty] | - | 50KHz | - | - | [6 empty] | 20000 | https://www.unikeyic.com/media/datasheet/upload/2022/02/24/1640772293.pdf | https://www.unikeyic.com/products/instrumentation-amplifiers/sgm8965a-2xms8g-tr/33495187.html
SGM8965A-2XS8G/TR | SGMICRO | 4,000: 0.7742 | 30V/μs@5.5V 50kHz 2 2.2V ±2.75V, 5.5V 280μV 1pA 50MHz SOIC-8 SMD | 50MHz |  |  | Industrial | [6 empty] | SGM8965A-2XS8G/TR SGMICRO |  |  | 1pA |  | 280μV | ±2.75V, 5.5V | 2.2V |  | SMD mount |  | 2 |  | -40℃~125℃ |  |  |  | - |  | SOIC-8 | [9 empty] | - | 50KHz | 30V/μs@ 5.5V | - | [6 empty] | 20000 | https://www.unikeyic.com/media/datasheet/upload/2022/02/24/1640772293.pdf | https://www.unikeyic.com/products/instrumentation-amplifiers/sgm8965a-2xs8g-tr/33078244.html
SGM8967-1XN5G/TR | SGMICRO | 3,000: 0.5161 | 2.7mA 30V/μs 27MHz 100dB 1 2.1V 5.5V 240μV 1.5pA SOT-23-5 | - |  |  | Industrial | [6 empty] | SGM8967-1XN5G/TR SGMICRO |  |  | 1.5pA |  | 240μV | 5.5V | 2.1V |  |  |  | 1 |  | -40℃~125℃ |  |  |  | - |  | SOT-23-5 | [9 empty] | 100dB | 27MHz | 30V/μs | 2.7mA | [6 empty] | 15000 | https://www.unikeyic.com/media/datasheet/upload/2022/02/24/1640934607.pdf | https://www.unikeyic.com/products/instrumentation-amplifiers/sgm8967-1xn5g-tr/33081676.html
SGM8967-1XS8G/TR | SGMICRO | 4,000: 0.5161 | 240μV SOIC-8 | - |  |  | Industrial | [6 empty] | SGM8967-1XS8G/TR SGMICRO |  |  | - |  | 240μV | - | - |  |  |  | - |  | -40℃~125℃ |  |  |  | - |  | SOIC-8 | [9 empty] | - | - | - | - | [6 empty] | 20000 | https://www.unikeyic.com/media/datasheet/upload/2022/02/24/1640934607.pdf | https://www.unikeyic.com/products/instrumentation-amplifiers/sgm8967-1xs8g-tr/33429512.html
SGM8967-2XMS8G/TR | SGMICRO | 4,000: 0.7742 | Op Amp, 240μV Offset, MSOP-8, SMD | - |  |  | Industrial | [6 empty] | SGM8967-2XMS8G/TR SGMICRO |  |  | - |  | 240μV | - | - |  |  |  | - |  | -40℃~125℃ |  |  |  | - |  | MSOP-8 | [9 empty] | - | - | - | - | [6 empty] | 20000 | https://www.unikeyic.com/media/datasheet/upload/2022/02/24/1640939165.pdf | https://www.unikeyic.com/products/instrumentation-amplifiers/sgm8967-2xms8g-tr/33475015.html
SGM8967-2XS8G/TR | SGMICRO | 4,000: 0.7742 | 240μV, SOIC-8 | - |  |  | Industrial | [6 empty] | SGM8967-2XS8G/TR SGMICRO |  |  | - |  | 240μV | - | - |  |  |  | - |  | -40℃~125℃ |  |  |  | - |  | SOIC-8 | [9 empty] | - | - | - | - | [6 empty] | 20000 | https://www.unikeyic.com/media/datasheet/upload/2022/02/24/1640939165.pdf | https://www.unikeyic.com/products/instrumentation-amplifiers/sgm8967-2xs8g-tr/33068269.html
SGM8967-3XN6G/TR | SGMICRO | 3,000: 0.5161 | 240μV SOT-23-6 | - |  |  | Industrial | [6 empty] | SGM8967-3XN6G/TR SGMICRO |  |  | - |  | 240μV | - | - |  |  |  | - |  | -40℃~125℃ |  |  |  | - |  | SOT-23-6 | [9 empty] | - | - | - | - | [6 empty] | 15000 | https://www.unikeyic.com/media/datasheet/upload/2022/02/24/1640937218.pdf | https://www.unikeyic.com/products/instrumentation-amplifiers/sgm8967-3xn6g-tr/33083689.html
SGM8967-4XS14G/TR | SGMICRO | 2,500: 1.2903 | 240μV SOIC-14 | - |  |  | Industrial | [6 empty] | SGM8967-4XS14G/TR SGMICRO |  |  | - |  | 240μV | - | - |  |  |  | - |  | -40℃~125℃ |  |  |  | - |  | SOIC-14 | [9 empty] | - | - | - | - | [6 empty] | 12500 | https://www.unikeyic.com/media/datasheet/upload/2022/02/24/1640936784.pdf | https://www.unikeyic.com/products/instrumentation-amplifiers/sgm8967-4xs14g-tr/33354009.html
SGM8967-4XTS14G/TR | SGMICRO | 4,000: 1.2903 | 240μV TSSOP-14 | - |  |  | Industrial | [6 empty] | SGM8967-4XTS14G/TR SGMICRO |  |  | - |  | 240μV | - | - |  |  |  | - |  | -40℃~125℃ |  |  |  | - |  | TSSOP-14 | [9 empty] | - | - | - | - | [6 empty] | 20000 | https://www.unikeyic.com/media/datasheet/upload/2022/02/24/1640936784.pdf | https://www.unikeyic.com/products/instrumentation-amplifiers/sgm8967-4xts14g-tr/33364596.html
SGM8968-1XN5G/TR | SGMICRO | 3,000: 0.5161 | 240μV SOT-23-5 | - |  |  | Industrial | [6 empty] | SGM8968-1XN5G/TR SGMICRO |  |  | - |  | 240μV | - | - |  |  |  | - |  | -40℃~125℃ |  |  |  | - |  | SOT-23-5 | [9 empty] | - | - | - | - | [6 empty] | 15000 | https://www.unikeyic.com/media/datasheet/upload/2022/02/24/1640938457.pdf | https://www.unikeyic.com/products/instrumentation-amplifiers/sgm8968-1xn5g-tr/33104596.html
SGM8968-1XS8G/TR | SGMICRO | 4,000: 0.5161 | 240μV SOIC-8 | - |  |  | Industrial | [6 empty] | SGM8968-1XS8G/TR SGMICRO |  |  | - |  | 240μV | - | - |  |  |  | - |  | -40℃~125℃ |  |  |  | - |  | SOIC-8 | [9 empty] | - | - | - | - | [6 empty] | 20000 | https://www.unikeyic.com/media/datasheet/upload/2022/02/24/1640938457.pdf | https://www.unikeyic.com/products/instrumentation-amplifiers/sgm8968-1xs8g-tr/33526855.html
SGM8968-2XMS8G/TR | SGMICRO | 4,000: 0.7742 | Op Amp, 240μV Offset, MSOP-8, SMD | - |  |  | Industrial | [6 empty] | SGM8968-2XMS8G/TR SGMICRO |  |  | - |  | 240μV | - | - |  |  |  | - |  | -40℃~125℃ |  |  |  | - |  | MSOP-8 | [9 empty] | - | - | - | - | [6 empty] | 20000 | https://www.unikeyic.com/media/datasheet/upload/2022/02/24/1640932513.pdf | https://www.unikeyic.com/products/instrumentation-amplifiers/sgm8968-2xms8g-tr/33544328.html
SGM8968-2XS8G/TR | SGMICRO | 4,000: 0.7742 | 240μV SOIC-8 | - |  |  | Industrial | [6 empty] | SGM8968-2XS8G/TR SGMICRO |  |  | - |  | 240μV | - | - |  |  |  | - |  | -40℃~125℃ |  |  |  | - |  | SOIC-8 | [9 empty] | - | - | - | - | [6 empty] | 20000 | https://www.unikeyic.com/media/datasheet/upload/2022/02/24/1640932513.pdf | https://www.unikeyic.com/products/instrumentation-amplifiers/sgm8968-2xs8g-tr/33087711.html
SGM8968-4XS14G/TR | SGMICRO | 2,500: 1.2903 | 240μV SOIC-14 | - |  |  | Industrial | [6 empty] | SGM8968-4XS14G/TR SGMICRO |  |  | - |  | 240μV | - | - |  |  |  | - |  | -40℃~125℃ |  |  |  | - |  | SOIC-14 | [9 empty] | - | - | - | - | [6 empty] | 12500 | https://www.unikeyic.com/media/datasheet/upload/2022/02/24/1640932031.pdf | https://www.unikeyic.com/products/instrumentation-amplifiers/sgm8968-4xs14g-tr/33121616.html
SGM8968-4XTS14G/TR | SGMICRO | 4,000: 1.2903 | 240μV TSSOP-14 | - |  |  | Industrial | [6 empty] | SGM8968-4XTS14G/TR SGMICRO |  |  | - |  | 240μV | - | - |  |  |  | - |  | -40℃~125℃ |  |  |  | - |  | TSSOP-14 | [9 empty] | - | - | - | - | [6 empty] | 20000 | https://www.unikeyic.com/media/datasheet/upload/2022/02/24/1640932031.pdf | https://www.unikeyic.com/products/instrumentation-amplifiers/sgm8968-4xts14g-tr/33421163.html
SGM8969-1XN5G/TR | SGMICRO | 3,000: 0.5161 | 240μV SOT-23-5 | - |  |  | Industrial | [6 empty] | SGM8969-1XN5G/TR SGMICRO |  |  | - |  | 240μV | - | - |  |  |  | - |  | -40℃~125℃ |  |  |  | - |  | SOT-23-5 | [9 empty] | - | - | - | - | [6 empty] | 15000 | https://www.unikeyic.com/media/datasheet/upload/2022/02/24/1640933877.pdf | https://www.unikeyic.com/products/instrumentation-amplifiers/sgm8969-1xn5g-tr/33552151.html
SGM8969-2XS8G/TR | SGMICRO | 4,000: 0.7742 | 240μV, SOIC-8 | - |  |  | Industrial | [6 empty] | SGM8969-2XS8G/TR SGMICRO |  |  | - |  | 240μV | - | - |  |  |  | - |  | -40℃~125℃ |  |  |  | - |  | SOIC-8 | [9 empty] | - | - | - | - | [6 empty] | 20000 | https://www.unikeyic.com/media/datasheet/upload/2022/02/24/1640941445.pdf | https://www.unikeyic.com/products/instrumentation-amplifiers/sgm8969-2xs8g-tr/33520815.html
SGM8969-2XTDB8G/TR | SGMICRO | 4,000: 0.7742 | 240μV | - |  |  | Industrial | [6 empty] | SGM8969-2XTDB8G/TR SGMICRO |  |  | - |  | 240μV | - | - |  |  |  | - |  | -40℃~125℃ |  |  |  | - | [11 empty] | - | - | - | - | [6 empty] | 20000 | https://www.unikeyic.com/media/datasheet/upload/2022/02/24/1640941445.pdf | https://www.unikeyic.com/products/instrumentation-amplifiers/sgm8969-2xtdb8g-tr/33462741.html
SGMOP07CXS8G/TR | SGMICRO | 2,500: 0.2581 | 600Hz 4.5V 36V 150μV SOIC-8 | - |  |  | Industrial | [6 empty] | SGMOP07CXS8G/TR SGMICRO |  |  | - |  | 150μV | 36V | 4.5V |  |  |  | - |  | -40℃~125℃ |  |  |  | - |  | SOIC-8 |  |  |  |  | Tape and reel packaging |  |  |  |  | - | 600Hz | - | - | [6 empty] | 10000 | https://www.unikeyic.com/media/datasheet/upload/2022/02/24/1640936052.pdf | https://www.unikeyic.com/products/instrumentation-amplifiers/sgmop07cxs8g-tr/33101854.html
SGMOP07EXS8G/TR | SGMICRO | 4,000: 0.2581 | 600Hz 150μV SOIC-8 | - |  |  | Industrial | [6 empty] | SGMOP07EXS8G/TR SGMICRO |  |  | - |  | 150μV | - | - |  |  |  | - |  | -40℃~125℃ |  |  |  | - |  | SOIC-8 | [9 empty] | - | 600Hz | - | - | [6 empty] | 20000 | https://www.unikeyic.com/media/datasheet/upload/2022/02/24/1640937988.pdf | https://www.unikeyic.com/products/instrumentation-amplifiers/sgmop07exs8g-tr/33508049.html
SGMOP07XS8G/TR | SGMICRO | 2,500: 0.2581 | 3KHz 170μV SOIC-8 | - |  |  | Industrial | [6 empty] | SGMOP07XS8G/TR SGMICRO |  |  | - |  | 170μV | - | - |  |  |  | - |  | -40℃~125℃ |  |  |  | - |  | SOIC-8 | [9 empty] | - | 3KHz | - | - | [6 empty] | 12500 | https://www.unikeyic.com/media/datasheet/upload/2022/02/24/1640934727.pdf | https://www.unikeyic.com/products/instrumentation-amplifiers/sgmop07xs8g-tr/33453821.html
SGMOP17C-2XS8G/TR | SGMICRO | 2,500: 0.3871 | 450μA 1.3V/μs 2.8KHz 2 4.5V 36V 120μV 2.8MHz SOIC-8 | 2.8MHz |  |  | Industrial | [6 empty] | SGMOP17C-2XS8G/TR SGMICRO |  |  | - |  | 120μV | 36V | 4.5V |  |  |  | 2 |  | -40℃~125℃ |  |  |  | - |  | SOIC-8 | [9 empty] | - | 2.8KHz | 1.3V/μs | 450μA | [6 empty] | 12500 | https://www.unikeyic.com/media/datasheet/3c/dd/a7e0/3c/d27c60617f69e93257e6badc9ce6386b.pdf | https://www.unikeyic.com/products/instrumentation-amplifiers/sgmop17c-2xs8g-tr/33450222.html
SGMOP17CXN5G/TR | SGMICRO | 3,000: 0.2581 | 2.8kHz 120μV SOT-23-5 | - |  |  | Industrial | [6 empty] | SGMOP17CXN5G/TR SGMICRO |  |  | - |  | 120μV | - | - |  |  |  | - |  | -40℃~125℃ |  |  |  | - |  | SOT-23-5 | [9 empty] | - | 2.8KHz | - | - | [6 empty] | 15000 | https://www.unikeyic.com/media/datasheet/upload/2022/02/24/1640937176.pdf | https://www.unikeyic.com/products/instrumentation-amplifiers/sgmop17cxn5g-tr/33080795.html
SGMOP17CXS8G/TR | SGMICRO | 2,500: 0.2581 |  | - | [12 empty] | - |  | - | - | - |  |  |  | - | [5 empty] | - |  | SOIC-8 | [9 empty] | - | - | - | - | [6 empty] | 12500 | https://www.unikeyic.com/media/about_us/Unikey_ISO_9001_Certification.pdf | https://www.unikeyic.com/products/instrumentation-amplifiers/sgmop17cxs8g-tr/33485108.html
SI8540-B-FWR | Skyworks Solutions | 100+: 0.7653 500+: 0.7113 1,000+: 0.6836 10,000+: 0.6156 100,000+: 0.5725 | 90μA 10mA SOT-23-5 SMD, Adhesive Mount, 2.9mm × 160cm × 1.3mm | [49 empty] | 2800 | https://www.unikeyic.com/media/datasheet/05/0b/bcc8/05/a3097c64256dc6f43ade2f55401342b1.pdf | https://www.unikeyic.com/products/instrumentation-amplifiers/si8540-b-fwr/33377787.html
SY88307BLEY | Microchip Technology | 1+: 4.4685 | 38mA 3.6V MSOP-10 SMD | [49 empty] | 79 | https://www.unikeyic.com/media/datasheet/97/50/f259/97/90b7dac32d705225f5d8f750e01732cf.pdf | https://www.unikeyic.com/products/instrumentation-amplifiers/sy88307bley/33350478.html
TC75S101F(TE85L,F) | TOSHIBA | 25+: 0.3964 100+: 0.3451 250+: 0.3208 500+: 0.3061 1,000+: 0.294 | Op Amp, 63μA, 150mV/μs, 1.5mA, 1, 5.5V, 1.2mV, 0.1pA, SSOP-5, SMD | [49 empty] | 1819 | https://www.unikeyic.com/media/datasheet/c4/11/cd01/c4/d87cc793ae0fdd66057c231c7ff16ddd.pdf | https://www.unikeyic.com/products/instrumentation-amplifiers/tc75s101f-te85l-f/33085119.html
TC913ACOA | Microchip Technology | 100: 9.5735 | Op Amp, 650μA, 2.5V/μs, 1.5MHz, 110dB, 2-Ch, ±8.3V, 16V, 5μV, 90pA, SOP, SMD, 4.9mm × 3.9mm × 1.5mm |  |  | Zero-Drift |  |  | TC913 | 90 pA |  | 10 mA | 650µA (x2 Channels) |  |  | 1.5 MHz | [5 empty] | 1 (Unlimited) |  | Surface Mount |  | 2 |  |  |  | 0°C ~ 70°C |  | - |  | 8-SOIC (0.154", 3.90mm Width) | Tube |  | 442382 |  | - |  | 2.5V/µs | 8-SOIC |  |  |  |  | 5 µV |  | 16 V |  |  | 7 V | 674 | https://www.unikeyic.com/media/datasheet/a1/f7/848f/a1/4275d0dfc7e004edb775d2e754394dce.pdf | https://www.unikeyic.com/products/instrumentation-amplifiers/tc913acoa/33391559.html
TC913BCOA | Microchip Technology | 1: 8.9 25: 8.7576 100: 8.544 | Microchip Precision Op Amp, Dual Channel, SOIC, Dual/Single Supply, SMD, 8-Pin |  |  | Zero-Drift |  |  | TC913 | 120 pA |  | 10 mA | - |  |  | 1.5 MHz | [5 empty] | 1 (Unlimited) |  | Surface Mount |  | 2 |  |  |  | 0°C ~ 70°C |  | - |  | 8-SOIC (0.154", 3.90mm Width) | Tube |  |  |  | - |  | 2.5V/µs | 8-SOIC |  |  |  |  | 15 µV |  | 16 V |  |  | 7 V | 82 | https://www.unikeyic.com/media/datasheet/a1/f7/848f/a1/4275d0dfc7e004edb775d2e754394dce.pdf | https://www.unikeyic.com/products/instrumentation-amplifiers/tc913bcoa/33553640.html
THP210DGKR | Texas Instruments | 1: 3.206 10: 2.7885 30: 2.5533 100: 2.3152 500: 2.2049 1,000: 2.155 | 950μA 15V/μs 9.2MHz 31mA 1 3V ±18V，36V 10μV 200nA 7MHz VSSOP-8 SMD mount，glue mount 3mm(Length)*3mm(width) |  | 7 MHz | Differential |  |  |  | 200 nA |  | 31 mA | 950µA |  |  | 9.2 MHz | [5 empty] | 2 (1 Year) |  | Surface Mount |  | 1 |  |  |  | -40°C ~ 125°C (TA) |  | Differential |  | 8-TSSOP, 8-MSOP (0.118", 3.00mm Width) |  |  | 15856600 |  | - |  | 15V/µs | 8-VSSOP |  |  |  |  | 10 µV |  | 36 V |  |  | 3 V |  | https://www.unikeyic.com/media/datasheet/0b/e7/2fec/0be72fec59f2c231553a4907e476a6c2.pdf | https://www.unikeyic.com/products/instrumentation-amplifiers/thp210dgkr/33526928.html
THP210DGKT | Texas Instruments | 250+: 3.739 500+: 3.6238 750+: 3.5662 1,250+: 3.5023 1,750+: 3.4649 2,500+: 3.429 | Op Amp, 950μA, 15V/μs, 9.2MHz, 36V, ±18V, 10μV, 200pA, 7MHz, VSSOP-8, SMD, 3mm × 3mm | [49 empty] | 2334 | https://www.unikeyic.com/media/datasheet/0b/e7/2fec/0be72fec59f2c231553a4907e476a6c2.pdf | https://www.unikeyic.com/products/instrumentation-amplifiers/thp210dgkt/33533411.html
THS7002IPWPR | Texas Instruments | 25: 13.372 50: 12.9045 100: 12.6239 300: 12.5304 500: 12.4369 1,000: 12.2499 5,000: 12.1564 | Op Amp 5mA 85V/μs 70MHz 95mA 2Ch ±16V 1mV 2.5μA 100MHz HTSSOP-28 SMD, Adhesive Mount, 1.05mm H |  | 100 MHz | Programmable Gain |  |  | THS700 | 2.5 µA |  | 95 mA | 5mA |  |  | 70 MHz | [5 empty] | 3 (168 Hours) |  | Surface Mount |  | 2 |  |  |  | -40°C ~ 85°C (TA) |  | - |  | 28-PowerTSSOP (0.173", 4.40mm Width) | Tape & Reel (TR) |  | 1674218 |  | - |  | 85V/µs | 28-HTSSOP |  |  |  |  | 1 mV |  | 32 V |  |  | 9 V | 8974 | https://www.unikeyic.com/media/pdf/HTMLDatasheet/texas-instruments/9c/11/8806/ths7001cpwp/2025/11/ths7002ipwp.pdf | https://www.unikeyic.com/products/instrumentation-amplifiers/ths7002ipwpr/33128377.html
TL052CDRG4 | Texas Instruments | 2,500+: 0.3586 5,000+: 0.3492 7,500+: 0.3445 12,500+: 0.3393 17,500+: 0.3362 25,000+: 0.3333 | 4.8mA 20.7V/μs 3MHz 2 30V 650μV 30pA SOIC-8 SMD 4.9mm × 3.91mm × 1.58mm | [49 empty] | 2500 | https://www.unikeyic.com/media/datasheet/e0/58/0e81/e0/54454fa2f4a9bde61c8742c7c287b50d.pdf | https://www.unikeyic.com/products/instrumentation-amplifiers/tl052cdrg4/33511212.html
TL052CPSR | Texas Instruments | 25: 0.8683 100: 0.7337 250: 0.675 500: 0.648 1,000: 0.6329 2,000: 0.6048 4,000: 0.5897 | 4.8mA 20.7V/μs 3MHz 80mA 2 Ch 30V 650μV 30pA SOIC-8 SMD 6.2mm × 5.3mm × 1.95mm |  |  | J-FET |  |  | TL052 | 30 pA |  | 80 mA | 4.8mA (x2 Channels) |  |  | 3 MHz | [5 empty] | 1 (Unlimited) |  | Surface Mount |  | 2 |  |  |  | 0°C ~ 70°C (TA) |  | - |  | 8-SOIC (0.209", 5.30mm Width) |  |  | 13441176 |  | LinCMOS™ |  | 20.7V/µs | 8-SO |  |  |  |  | 650 µV |  | 30 V |  |  | 10 V | 1677 | https://www.unikeyic.com/media/datasheet/e0/58/0e81/e0/54454fa2f4a9bde61c8742c7c287b50d.pdf | https://www.unikeyic.com/products/instrumentation-amplifiers/tl052cpsr/33125476.html
TL072CPS | Texas Instruments | 80+: 0.8571 160+: 0.814 320+: 0.7785 560+: 0.7545 1,040+: 0.7518 | Op Amp, 1.4mA (x2 Ch), 13V/μs, 3MHz, 2Ch, ±15V, 30V, 3mV, 65pA, SOIC-8, SMD, 1.85mm H | [49 empty] | 2044 | https://www.unikeyic.com/media/datasheet/a9/80/4256/a9/0fe6d6165f9f7652d8f33d71563721f3.pdf | https://www.unikeyic.com/products/instrumentation-amplifiers/tl072cps/33368402.html
TL074IYDT | STMicroelectronics | 2,500: 0.5439 5,000: 0.5303 7,500: 0.5235 12,500: 0.5158 17,500: 0.5114 25,000: 0.5072 | STMicroelectronics High Speed Op Amp, Quad Channel, SOIC-14, Dual/Single Supply, SMD |  |  | J-FET |  |  | TL074 | 20 pA |  | 40 mA | 1.4mA (x4 Channels) |  |  | 3 MHz | [5 empty] | 1 (Unlimited) |  | Surface Mount |  | 4 |  |  |  | -40°C ~ 105°C |  | - |  | 14-SOIC (0.154", 3.90mm Width) |  |  |  |  | - |  | 13V/µs | 14-SO |  |  |  |  | 3 mV |  | 36 V |  |  | 6 V | 5738 | https://www.unikeyic.com/media/datasheet/09/65/9006/096590062921ecd3e7292f045597bf2a.pdf | https://www.unikeyic.com/products/instrumentation-amplifiers/tl074iydt/33448689.html
TL081HIDR | Texas Instruments | 1: 0.0794 | 1.4mA 20V/μs 5.25MHz 1mV 1pA SOIC-8 SMD mount，glue mount |  |  | J-FET |  |  |  | 1 pA |  |  | 1.4mA |  |  | 5.25 MHz | [5 empty] | 1 (Unlimited) |  | Surface Mount |  | 1 |  |  |  | -40°C ~ 125°C (TA) |  | Push-Pull |  | 8-SOIC (0.154", 3.90mm Width) |  |  | 15205151 |  | - |  | 20V/µs | 8-SOIC |  |  |  |  | 1 mV |  | 40 V |  |  | 4.5 V | 122790 | https://www.unikeyic.com/media/pdf/HTMLDatasheet/texas-instruments/bc/8c/52c5/tl084acnsr/2025/11/tl084idr.pdf | https://www.unikeyic.com/products/instrumentation-amplifiers/tl081hidr/33410936.html
TL082HIPWR | Texas Instruments | 1+: 0.222 100+: 0.1701 750+: 0.1419 1,500+: 0.1289 3,000+: 0.1194 | 937.5μA 20V/μs 5.25MHz 26mA 2 ±20V, 40V 1mV 1pA TSSOP-8 SMD, Adhesive Mount | [49 empty] | 1345 |  | https://www.unikeyic.com/products/instrumentation-amplifiers/tl082hipwr/33469817.html
TL084IN | Texas Instruments | 50: 0.7118 | Texas Instruments Quad Op Amp, Dual Supply, TH, 14-Pin PDIP |  |  | J-FET |  |  | TL084 | 30 pA |  | 40 mA | 1.4mA (x4 Channels) |  |  | 4 MHz | [5 empty] | Not Applicable |  | Through Hole |  | 4 |  |  |  | -40°C ~ 85°C |  | - |  | 14-DIP (0.300", 7.62mm) | Tube |  | 378408 |  | - |  | 13V/µs | 14-PDIP |  |  |  |  | 3 mV |  | 30 V |  |  | 10 V | 939 | https://www.unikeyic.com/media/datasheet/b4/a8/0f3f/b4/4a9e5d2b9ebd9194a4400054f22df1d9.pdf | https://www.unikeyic.com/products/instrumentation-amplifiers/tl084in/33044820.html
TL441CN | Texas Instruments | 50: 6.4155 100: 6.2761 300: 6.2296 500: 6.1831 1,000: 6.0901 5,000: 6.0436 | 18.5mA 30mA 2 ±8V PDIP-16 TH 5.08mm H |  |  | Logarithmic |  |  | TL441 |  |  | 30 mA | 18.5mA | [8 empty] | Not Applicable |  | Through Hole |  | 1 |  |  |  | 0°C ~ 70°C |  | - |  | 16-DIP (0.300", 7.62mm) | Tube |  | 1675117 |  | - |  | - | 16-PDIP | [10 empty] | 11947 | https://www.unikeyic.com/media/datasheet/98/b8/002c/98/e9c4f1d5f501af1bd049ee68fe5b87d1.pdf | https://www.unikeyic.com/products/instrumentation-amplifiers/tl441cn/33086387.html
TL441MNSREP | Texas Instruments | 1+: 17.7562 100+: 15.51 250+: 11.9581 1,000+: 10.6964 | IC 18.5mA 30mA 2 ±8V 70mV 40MHz SO-16 SMD Adhesive Mount 1.85mm H | [49 empty] | 16096 | https://www.unikeyic.com/media/datasheet/bc/4b/daf0/bc/6e0b2007098933ff50ceda8f4793114e.pdf | https://www.unikeyic.com/products/instrumentation-amplifiers/tl441mnsrep/33083739.html
TLC075CD | Texas Instruments | 300: 1.6394 500: 1.6271 1,000: 1.6027 5,000: 1.5904 | 2.1mA 19V/μs 10MHz 4 390μV 1.5pA SOP SMD 1.5mm H |  |  | CMOS |  |  | TLC075 | 1.5 pA |  | 57 mA | 2.1mA (x4 Channels) |  |  | 10 MHz | [5 empty] | 1 (Unlimited) |  | Surface Mount |  | 4 |  |  |  | 0°C ~ 70°C (TA) |  | - |  | 16-SOIC (0.154", 3.90mm Width) | Tube |  |  |  | - |  | 19V/µs | 16-SOIC |  |  |  |  | 390 µV |  | 16 V |  |  | 4.5 V | 12219 | https://www.unikeyic.com/media/datasheet/53/e4/ff09/50/989909e197c3ebdc70e1c53e1bde1434.pdf | https://www.unikeyic.com/products/instrumentation-amplifiers/tlc075cd/33108395.html
TLC075IPWP | Texas Instruments | 100: 3.4899 300: 3.464 500: 3.4382 1,000: 3.3865 5,000: 3.3606 | Op Amp, 2.1mA, 19V/μs, 10MHz, 57mA, 4-Ch, 16V, 390μV, 1.5pA, HTSSOP-20, SMD, 6.5mm × 4.4mm × 1.15mm |  |  | CMOS |  |  | TLC075 | 1.5 pA |  | 57 mA | 2.1mA (x4 Channels) |  |  | 10 MHz | [5 empty] | 2 (1 Year) |  | Surface Mount |  | 4 |  |  |  | -40°C ~ 125°C (TA) |  | - |  | 20-PowerTSSOP (0.173", 4.40mm Width) | Tube |  | 378352 |  | - |  | 19V/µs | 20-HTSSOP |  |  |  |  | 390 µV |  | 16 V |  |  | 4.5 V | 269 | https://www.unikeyic.com/media/datasheet/53/e4/ff09/50/989909e197c3ebdc70e1c53e1bde1434.pdf | https://www.unikeyic.com/products/instrumentation-amplifiers/tlc075ipwp/33081788.html
TLC1079CDR | Texas Instruments | 50: 10.7757 100: 10.5415 300: 10.4634 500: 10.3853 1,000: 10.2291 5,000: 10.1511 | 57μA 47mV/μs 110kHz 20mA 4 1.4V 16V 200μV 0.7pA SOIC-14 SMD 8.65mm × 3.91mm × 1.58mm |  |  | CMOS |  |  | TLC1079 | 1 pA |  | 30 mA | 29µA (x4 Channels) |  |  | 110 kHz | [5 empty] | 1 (Unlimited) |  | Surface Mount |  | 4 |  |  |  | 0°C ~ 70°C |  | - |  | 14-SOIC (0.154", 3.90mm Width) | Tape & Reel (TR) |  | 1675617 |  | LinCMOS™ |  | 0.032V/µs | 14-SOIC |  |  |  |  | 180 µV |  | 16 V |  |  | 1.4 V | 7700 | https://www.unikeyic.com/media/datasheet/22/4b/5336/22/e8e063d1d31589e6dec4ac0ec71e803f.pdf | https://www.unikeyic.com/products/instrumentation-amplifiers/tlc1079cdr/33421272.html
TLC1079CNS | Texas Instruments | 100: 5.8165 300: 5.7734 500: 5.7303 1,000: 5.6441 5,000: 5.6011 | 57μA 47mV/μs 110KHz 4 200μV 0.7pA SOP SMD mount 1.85mm(height) |  |  | CMOS |  |  | TLC107 | 1 pA |  | 30 mA | 29µA (x4 Channels) |  |  | 110 kHz | [5 empty] | 1 (Unlimited) |  | Surface Mount |  | 4 |  |  |  | 0°C ~ 70°C |  | - |  | 14-SOIC (0.209", 5.30mm Width) | Tube |  | 11550690 |  | LinCMOS™ |  | 0.032V/µs | 14-SO |  |  |  |  | 180 µV |  | 16 V |  |  | 1.4 V | 11913 | https://www.unikeyic.com/media/datasheet/22/4b/5336/22/e8e063d1d31589e6dec4ac0ec71e803f.pdf | https://www.unikeyic.com/products/instrumentation-amplifiers/tlc1079cns/33375194.html
TLC2252TDA1 | Texas Instruments | 221+: 1.7 442+: 1.639 663+: 1.6084 1,105+: 1.5745 2,652+: 1.5267 5,083+: 1.498 | 200kHz, 2, ±8V, 16V, 1.5mV, 1.56mm L × 1.13mm W | [49 empty] | 1005 | https://www.unikeyic.com/media/datasheet/4e/68/d740/4e/bce63f0a2d0c1878001b5c011c8f65be.pdf | https://www.unikeyic.com/products/instrumentation-amplifiers/tlc2252tda1/33458852.html
TLC2262QDRG4 | Texas Instruments | 300: 1.4683 500: 1.4573 1,000: 1.4354 5,000: 1.4245 | 425μA 550mV/μs 730KHz 50mA 2 16V 300μV 1pA SOIC-8 SMD mount 4.9mm*3.91mm*1.58mm |  |  | CMOS |  |  | TLC2262 | 1 pA |  | 50 mA | 425µA (x2 Channels) |  |  | 730 kHz | [5 empty] | 1 (Unlimited) |  | Surface Mount |  | 2 |  |  |  | -40°C ~ 125°C |  | Rail-to-Rail |  | 8-SOIC (0.154", 3.90mm Width) | Tape & Reel (TR) |  | 1906203 |  | LinCMOS™ |  | 0.55V/µs | 8-SOIC |  |  |  |  | 300 µV |  | 16 V |  |  | 4.4 V | 9309 | https://www.unikeyic.com/media/datasheet/53/e4/ff09/a8/af6e06436077acccee90f942c8034098.pdf | https://www.unikeyic.com/products/instrumentation-amplifiers/tlc2262qdrg4/33362033.html
TLC2272ACDR | Texas Instruments | 1,987: 0.2979 3,974: 0.2903 5,961: 0.2827 | Texas Instruments Precision Op Amp, Dual Channel, SOIC Package, Dual/Single Supply, SMD, 8-Pin |  |  | CMOS |  |  | TLC2272 | 1 pA |  | 50 mA | 2.4mA (x2 Channels) |  |  | 2.25 MHz | [5 empty] | 1 (Unlimited) |  | Surface Mount |  | 2 |  |  |  | 0°C ~ 70°C (TA) |  | Rail-to-Rail |  | 8-SOIC (0.154", 3.90mm Width) |  |  | 276946 |  | - |  | 3.6V/µs | 8-SOIC |  |  |  |  | 300 µV |  | 16 V |  |  | 4.4 V |  | https://www.unikeyic.com/media/datasheet/9e/54/d55f/9e/5662d979f52b38505202935eaae68a9c.pdf | https://www.unikeyic.com/products/instrumentation-amplifiers/tlc2272acdr/33409584.html
TLC2272ACPWG4 | Texas Instruments | 100: 2.3553 300: 2.3379 500: 2.3204 1,000: 2.2855 5,000: 2.2681 | 2.4mA 3.6V/μs 2.25MHz 2-Ch 300μV 1pA SOP SMD 1.05mm H | - |  |  | Commercial Grade | [6 empty] | TLC2272ACPWG4 Texas Instruments |  |  | 1pA | 1.05mm(height) | 300μV | - | - |  | SMD mount |  | 2 |  | 0℃~70℃ |  |  |  | - |  | SOP |  |  | On sale |  | Tube |  |  |  |  | - | 2.25MHz | 3.6V/μs | 2.4mA | [6 empty] | 272 | https://www.unikeyic.com/media/datasheet/9e/54/d55f/9e/5662d979f52b38505202935eaae68a9c.pdf | https://www.unikeyic.com/products/instrumentation-amplifiers/tlc2272acpwg4/33140415.html
TLC2274MN | Texas Instruments | 300: 1.9387 500: 1.9243 1,000: 1.8953 5,000: 1.8809 | Op Amp, 4.8mA, 3.6V/μs, 2.25MHz, 50mA, 4-Ch, ±8V, 16V, 300μV, 1pA, DIP, TH, 19.3mm × 6.35mm × 4.57mm |  |  | General Purpose |  |  | TLC2274 | 1 pA |  | 50 mA | 4.8mA (x4 Channels) |  |  | 2.25 MHz | [5 empty] | Not Applicable |  | Through Hole |  | 4 |  |  |  | -55°C ~ 125°C (TA) |  | Rail-to-Rail |  | 14-DIP (0.300", 7.62mm) | Tube |  | 1675846 |  | - |  | 3.6V/µs | 14-PDIP |  |  |  |  | 300 µV |  | 16 V |  |  | 4.4 V | 31591 | https://www.unikeyic.com/media/datasheet/7a/41/6a43/7a/7556c2108dc2ff2b2a6face36aa1883a.pdf | https://www.unikeyic.com/products/instrumentation-amplifiers/tlc2274mn/33340296.html
TLC2274QD | Texas Instruments | 300: 1.8247 500: 1.8111 1,000: 1.7838 5,000: 1.7702 | 4.8mA 3.6V/μs 2.25MHz 50mA 4-Ch 16V 300μV 1pA Op Amp, SOIC-14, SMD, 8.65mm × 3.91mm × 1.58mm |  |  | General Purpose |  |  | TLC2274 | 1 pA |  | 50 mA | 4.8mA (x4 Channels) |  |  | 2.25 MHz | [5 empty] | 1 (Unlimited) |  | Surface Mount |  | 4 |  |  |  | -40°C ~ 125°C (TA) |  | Rail-to-Rail |  | 14-SOIC (0.154", 3.90mm Width) | Tube |  | 378523 |  | Automotive, AEC-Q100 |  | 3.6V/µs | 14-SOIC |  |  |  |  | 300 µV |  | 16 V |  |  | 4.4 V | 5268 | https://www.unikeyic.com/media/datasheet/9e/54/d55f/9e/5662d979f52b38505202935eaae68a9c.pdf | https://www.unikeyic.com/products/instrumentation-amplifiers/tlc2274qd/33108452.html
TLC2274QDG4 | Texas Instruments | 300: 1.8247 500: 1.8111 1,000: 1.7838 5,000: 1.7702 | 4.8mA 3.6V/μs 2.25MHz 50mA 4-Ch 16V 300μV 1pA Op Amp, SOIC-14, SMD, 8.65mm × 3.91mm × 1.58mm |  |  | General Purpose |  |  | TLC2274 | 1 pA |  | 50 mA | 4.8mA (x4 Channels) |  |  | 2.25 MHz | [5 empty] | 1 (Unlimited) |  | Surface Mount |  | 4 |  |  |  | -40°C ~ 125°C (TA) |  | Rail-to-Rail |  | 14-SOIC (0.154", 3.90mm Width) | Bulk |  | 13453771 |  | - |  | 3.6V/µs | 14-SOIC |  |  |  |  | 300 µV |  | 16 V |  |  | 4.4 V | 1069 | https://www.unikeyic.com/media/datasheet/9e/54/d55f/9e/5662d979f52b38505202935eaae68a9c.pdf | https://www.unikeyic.com/products/instrumentation-amplifiers/tlc2274qdg4/33078235.html
TLC251ACP | Texas Instruments | 100: 4.6101 300: 4.576 500: 4.5418 1,000: 4.4735 5,000: 4.4394 | 950μA 5.3V/μs 2.2MHz 1 1.4V 16V 900μV 0.7pA DIP Through hole mounting 9.81mm*6.35mm*4.57mm |  |  | General Purpose |  |  | TLC251 | 0.7 pA |  |  | 950µA |  |  | 2.2 MHz | [5 empty] | Not Applicable |  | Through Hole |  | 1 |  |  |  | 0°C ~ 70°C |  | - |  | 8-DIP (0.300", 7.62mm) | Tube |  | 13460857 |  | LinCMOS™ |  | 5.3V/µs | 8-PDIP |  |  |  |  | 900 µV |  | 16 V |  |  | 1.4 V | 28509 | https://www.unikeyic.com/media/datasheet/51/03/852a/51/496b8f243702b4c08272794fb22eada8.pdf | https://www.unikeyic.com/products/instrumentation-amplifiers/tlc251acp/33437262.html
TLC251BCP | Texas Instruments | 100: 3.9782 300: 3.9487 500: 3.9193 1,000: 3.8603 5,000: 3.8309 | Op Amp, 950μA, 5.3V/μs, 2.2MHz, 1-Ch, 1.4V-16V, 390μV, 0.7pA, PDIP-8, TH, 9.81mm × 6.35mm × 4.57mm |  |  | General Purpose |  |  | TLC251 | 0.7 pA |  |  | 950µA |  |  | 2.2 MHz | [5 empty] | Not Applicable |  | Through Hole |  | 1 |  |  |  | 0°C ~ 70°C |  | - |  | 8-DIP (0.300", 7.62mm) | Tube |  | 13515118 |  | LinCMOS™ |  | 5.3V/µs | 8-PDIP |  |  |  |  | 390 µV |  | 16 V |  |  | 1.4 V | 17402 | https://www.unikeyic.com/media/datasheet/51/03/852a/51/496b8f243702b4c08272794fb22eada8.pdf | https://www.unikeyic.com/products/instrumentation-amplifiers/tlc251bcp/33497733.html
TLC251CDG4 | Texas Instruments |  | Op Amp, 950μA, 5.3V/μs, 2.2MHz, 1-Ch, 1.4V, 16V, 1.1mV, 0.7pA, SOIC-8, SMD, 4.9mm × 3.91mm × 1.58mm |  |  | General Purpose |  |  | TLC251 | 0.7 pA |  |  | 950µA |  |  | 2.2 MHz | [5 empty] | 1 (Unlimited) |  | Surface Mount |  | 1 |  |  |  | 0°C ~ 70°C |  | - |  | 8-SOIC (0.154", 3.90mm Width) | Tube |  | 13528242 |  | LinCMOS™ |  | 5.3V/µs | 8-SOIC |  |  |  |  | 1.1 mV |  | 16 V |  |  | 1.4 V |  | https://www.unikeyic.com/media/datasheet/51/03/852a/51/496b8f243702b4c08272794fb22eada8.pdf | https://www.unikeyic.com/products/instrumentation-amplifiers/tlc251cdg4/33513186.html
TLC251CP | Texas Instruments | 100: 3.0878 300: 3.0649 500: 3.042 1,000: 2.9963 5,000: 2.9734 | 950μA 5.3V/μs 2.2MHz 1-Ch 1.4V 16V 1.1mV 0.7pA PDIP-8 TH 9.81mm × 6.35mm × 4.57mm |  |  | General Purpose |  |  | TLC251 | 0.7 pA |  |  | 950µA |  |  | 2.2 MHz | [5 empty] | Not Applicable |  | Through Hole |  | 1 |  |  |  | 0°C ~ 70°C |  | - |  | 8-DIP (0.300", 7.62mm) | Tube |  | 380398 |  | LinCMOS™ |  | 5.3V/µs | 8-PDIP |  |  |  |  | 1.1 mV |  | 16 V |  |  | 1.4 V | 17271 | https://www.unikeyic.com/media/datasheet/51/03/852a/51/496b8f243702b4c08272794fb22eada8.pdf | https://www.unikeyic.com/products/instrumentation-amplifiers/tlc251cp/33505191.html
TLC25L2BCD | Texas Instruments | 100: 3.2601 300: 3.236 500: 3.2118 1,000: 3.1635 5,000: 3.1394 | 29μA 50mV/μs 110KHz 2 1.4V 16V 235μV 0.7pA SOIC-8 SMD mount 4.9mm*3.91mm*1.58mm |  |  | CMOS |  |  | TLC25L2 | 0.7 pA |  |  | 29µA (x2 Channels) |  |  | 110 kHz | [5 empty] | 1 (Unlimited) |  | Surface Mount |  | 2 |  |  |  | 0°C ~ 70°C (TA) |  | Single-Ended |  | 8-SOIC (0.154", 3.90mm Width) | Bulk |  | 374839 |  | LinCMOS™ |  | 2.9V/µs | 8-SOIC |  |  |  |  | 235 µV |  | 16 V |  |  | 1.4 V | 10611 | https://www.unikeyic.com/media/datasheet/a7/f6/a9f4/a7/fc2a636c59eff6f0ba4f099ffcc49456.pdf | https://www.unikeyic.com/products/instrumentation-amplifiers/tlc25l2bcd/32994182.html
TLC25L2CDR | Texas Instruments | 100: 5.8021 300: 5.7591 500: 5.7162 1,000: 5.6302 5,000: 5.5872 | Op Amp 29μA 50mV/μs 110kHz 2 1.4V 16V 1.1mV 0.7pA SOIC-8 SMD 4.9mm × 3.91mm × 1.58mm |  |  | CMOS |  |  | TLC25L2 | 0.7 pA |  |  | 29µA (x2 Channels) |  |  | 110 kHz | [5 empty] | 1 (Unlimited) |  | Surface Mount |  | 2 |  |  |  | 0°C ~ 70°C (TA) |  | Single-Ended |  | 8-SOIC (0.154", 3.90mm Width) | Tape & Reel (TR) |  | 1675915 |  | LinCMOS™ |  | 2.9V/µs | 8-SOIC |  |  |  |  | 1.1 mV |  | 16 V |  |  | 1.4 V | 726 | https://www.unikeyic.com/media/datasheet/a7/f6/a9f4/a7/fc2a636c59eff6f0ba4f099ffcc49456.pdf | https://www.unikeyic.com/products/instrumentation-amplifiers/tlc25l2cdr/33346653.html
TLC25M2CD | Texas Instruments | 25+: 4.41 100+: 4.2738 500+: 4.2082 1,000+: 4.125 10,000+: 3.9183 | Op Amp, 285μA, 620mV/μs SR, 635kHz BW, 2-Ch, 1.4V Min, 16V Max, 1.1mV Vos, 0.7pA Ib, SOIC-8, SMD, 4.9mm × 3.91mm × 1.58mm | [49 empty] | 12848 | https://www.unikeyic.com/media/datasheet/a7/f6/a9f4/a7/fc2a636c59eff6f0ba4f099ffcc49456.pdf | https://www.unikeyic.com/products/instrumentation-amplifiers/tlc25m2cd/33401656.html
TLC25M2CDR | Texas Instruments | 100: 3.5473 300: 3.5211 500: 3.4948 1,000: 3.4422 5,000: 3.416 | 285μA 620mV/μs 635kHz 2-Ch 1.4V 16V 1.1mV 0.7pA SOIC-8 SMD 4.9mm × 3.91mm × 1.58mm |  |  | CMOS |  |  | TLC25M2 | 0.7 pA |  |  | 285µA (x2 Channels) |  |  | 1.7 MHz | [5 empty] | 1 (Unlimited) |  | Surface Mount |  | 2 |  |  |  | 0°C ~ 70°C (TA) |  | Open Drain |  | 8-SOIC (0.154", 3.90mm Width) | Tape & Reel (TR) |  | 1675927 |  | LinCMOS™ |  | 2.9V/µs | 8-SOIC |  |  |  |  | 1.1 mV |  | 16 V |  |  | 1.4 V | 1945 | https://www.unikeyic.com/media/datasheet/a7/f6/a9f4/a7/fc2a636c59eff6f0ba4f099ffcc49456.pdf | https://www.unikeyic.com/products/instrumentation-amplifiers/tlc25m2cdr/33134477.html
TLC2654C-14DR | Texas Instruments | 100: 4.6819 300: 4.6472 500: 4.6126 1,000: 4.5432 5,000: 4.5085 | Op Amp 1.5mA 3.7V/μs 1.9MHz 1-Ch ±8V 16V 5μV 50pA SOP SMD 1.5mm H |  |  | General Purpose |  |  | TLC2654 | 50 pA |  | 50 mA | 1.5mA |  |  | 1.9 MHz | [5 empty] | 1 (Unlimited) |  | Surface Mount |  | 1 |  |  |  | 0°C ~ 70°C |  | - |  | 14-SOIC (0.154", 3.90mm Width) | Tape & Reel (TR) |  | 1675954 |  | LinCMOS™ |  | 3.7V/µs | 14-SOIC |  |  |  |  | 5 µV |  | 16 V |  |  | 4.6 V | 20462 | https://www.unikeyic.com/media/datasheet/a0/4a/faea/a0/715858f1b40748c2024d80b0997f14cf.pdf | https://www.unikeyic.com/products/instrumentation-amplifiers/tlc2654c-14dr/33123023.html
TLC2654CN | Texas Instruments | 50: 6.2834 100: 6.1468 300: 6.1013 500: 6.0557 1,000: 5.9647 5,000: 5.9191 | Op Amp, 1.5mA, 3.7V/μs, 1.9MHz, 16V, 5μV, 50pA, PDIP-14, TH, 5.08mm H |  |  | General Purpose |  |  | TLC2654 | 50 pA |  | 50 mA | 1.5mA |  |  | 1.9 MHz | [5 empty] | Not Applicable |  | Through Hole |  | 1 |  |  |  | 0°C ~ 70°C |  | - |  | 14-DIP (0.300", 7.62mm) | Tube |  | 374874 |  | LinCMOS™ |  | 3.7V/µs | 14-PDIP |  |  |  |  | 5 µV |  | 16 V |  |  | 4.6 V | 3108 | https://www.unikeyic.com/media/datasheet/a0/4a/faea/a0/715858f1b40748c2024d80b0997f14cf.pdf | https://www.unikeyic.com/products/instrumentation-amplifiers/tlc2654cn/33081775.html
TLC2654I-8D | Texas Instruments | 100: 5.8165 300: 5.7734 500: 5.7303 1,000: 5.6441 5,000: 5.6011 | Op Amp, 1.5mA 3.7V/μs 1.9MHz ±8V 16V 5μV 50pA SOP SMD 1.5mm H |  |  | General Purpose |  |  | TLC2654 | 50 pA |  | 50 mA | 1.5mA |  |  | 1.9 MHz | [5 empty] | 1 (Unlimited) |  | Surface Mount |  | 1 |  |  |  | -40°C ~ 85°C |  | - |  | 8-SOIC (0.154", 3.90mm Width) | Tube |  | 374876 |  | LinCMOS™ |  | 3.7V/µs | 8-SOIC |  |  |  |  | 5 µV |  | 16 V |  |  | 4.6 V | 2720 | https://www.unikeyic.com/media/datasheet/a0/4a/faea/a0/715858f1b40748c2024d80b0997f14cf.pdf | https://www.unikeyic.com/products/instrumentation-amplifiers/tlc2654i-8d/33080718.html
TLC271MDR | Texas Instruments | 2,500: 1.2198 | Op Amp 950μA 5.3V/μs 2.2MHz 1Ch 5V-16V 1.1mV 0.7pA SOIC-8 SMD 4.9mm × 3.91mm × 1.58mm |  |  | General Purpose |  |  | TLC271 | 0.7 pA |  | 30 mA | 950µA |  |  | 2.2 MHz | [5 empty] | 1 (Unlimited) |  | Surface Mount |  | 1 |  |  |  | -55°C ~ 125°C |  | - |  | 8-SOIC (0.154", 3.90mm Width) |  |  | 1675997 |  | LinCMOS™ |  | 5.3V/µs | 8-SOIC |  |  |  |  | 1.1 mV |  | 16 V |  |  | 5 V | 2707 | https://www.unikeyic.com/media/datasheet/62/c5/b4d1/62/e9b186f14a308cb1c90add0b1b87511d.pdf | https://www.unikeyic.com/products/instrumentation-amplifiers/tlc271mdr/33347984.html
TLC27L1CD | Texas Instruments | 300: 1.256 500: 1.2467 1,000: 1.2279 5,000: 1.2185 | 14μA 50mV/μs 110kHz 1Ch 3V-16V 1.1mV 0.7pA SOIC-8 SMD 4.9mm × 3.91mm × 1.58mm |  |  | General Purpose |  |  | TLC27L1 | 0.7 pA |  | 30 mA | 14µA |  |  | 110 kHz | [5 empty] | 1 (Unlimited) |  | Surface Mount |  | 1 |  |  |  | 0°C ~ 70°C |  | - |  | 8-SOIC (0.154", 3.90mm Width) | Tube |  | 1676077 |  | LinCMOS™ |  | 0.05V/µs | 8-SOIC |  |  |  |  | 1.1 mV |  | 16 V |  |  | 3 V | 22188 | https://www.unikeyic.com/media/datasheet/89/f6/5697/89/8716924041c87739dc1230457e78d929.pdf | https://www.unikeyic.com/products/instrumentation-amplifiers/tlc27l1cd/33507955.html
TLC27L1CDR | Texas Instruments | 500: 1.1677 1,000: 1.1502 5,000: 1.1414 | 14μA 50mV/μs 110kHz 1Ch 3V-16V 1.1mV 0.7pA SOIC-8 SMD 4.9mm × 3.91mm × 1.58mm |  |  | General Purpose |  |  | TLC27L1 | 0.7 pA |  | 30 mA | 14µA |  |  | 110 kHz | [5 empty] | 1 (Unlimited) |  | Surface Mount |  | 1 |  |  |  | 0°C ~ 70°C |  | - |  | 8-SOIC (0.154", 3.90mm Width) | Tape & Reel (TR) |  | 1676078 |  | LinCMOS™ |  | 0.05V/µs | 8-SOIC |  |  |  |  | 1.1 mV |  | 16 V |  |  | 3 V | 106834 | https://www.unikeyic.com/media/datasheet/89/f6/5697/89/8716924041c87739dc1230457e78d929.pdf | https://www.unikeyic.com/products/instrumentation-amplifiers/tlc27l1cdr/33376477.html
TLC27L1CP | Texas Instruments | 500: 1.2004 1,000: 1.1823 5,000: 1.1733 | Op Amp 14μA 50mV/μs 110kHz 1-Ch 3V 16V 1.1mV 0.7pA PDIP-8 TH 9.81mm × 6.35mm × 4.57mm |  |  | General Purpose |  |  | TLC27L1 | 0.7 pA |  | 30 mA | 14µA |  |  | 110 kHz | [5 empty] | Not Applicable |  | Through Hole |  | 1 |  |  |  | 0°C ~ 70°C |  | - |  | 8-DIP (0.300", 7.62mm) | Tube |  | 565669 |  | LinCMOS™ |  | 0.05V/µs | 8-PDIP |  |  |  |  | 1.1 mV |  | 16 V |  |  | 3 V | 21055 | https://www.unikeyic.com/media/datasheet/89/f6/5697/89/8716924041c87739dc1230457e78d929.pdf | https://www.unikeyic.com/products/instrumentation-amplifiers/tlc27l1cp/33501597.html
TLC27L7CP | Texas Instruments | 100: 4.3803 300: 4.3479 500: 4.3154 1,000: 4.2505 5,000: 4.2181 | Op Amp, 2 Ch, 20μA, 30mV/μs, 110kHz, 30mA, 3V-16V, 1.1mV, 0.6pA, PDIP-8, TH, 9.81mm × 6.35mm × 4.57mm |  |  | CMOS |  |  | TLC27L7 | 0.6 pA |  | 30 mA | 20µA (x2 Channels) |  |  | 110 kHz | [5 empty] | Not Applicable |  | Through Hole |  | 2 |  |  |  | 0°C ~ 70°C |  | - |  | 8-DIP (0.300", 7.62mm) | Tube |  | 13511103 |  | LinCMOS™ |  | 0.03V/µs | 8-PDIP |  |  |  |  | 1.1 mV |  | 16 V |  |  | 3 V | 4925 | https://www.unikeyic.com/media/datasheet/2b/85/eed6/2b85eed63d1e825f3531de417340a9ca.pdf | https://www.unikeyic.com/products/instrumentation-amplifiers/tlc27l7cp/33083835.html
TLC27L7CPSR | Texas Instruments | 100: 2.3122 300: 2.2951 500: 2.278 1,000: 2.2437 5,000: 2.2266 | 20μA (x2 Ch), 30mV/μs, 110kHz, 30mA, 2, 3V, 16V, 1.1mV, 0.6pA, SOIC-8, SMD, Adhesive Mount, 6.2mm × 5.3mm × 1.95mm |  |  | CMOS |  |  | TLC27L7 | 0.6 pA |  | 30 mA | 20µA (x2 Channels) |  |  | 110 kHz | [5 empty] | 1 (Unlimited) |  | Surface Mount |  | 2 |  |  |  | 0°C ~ 70°C |  | - |  | 8-SOIC (0.209", 5.30mm Width) | Tape & Reel (TR) |  | 1676147 |  | LinCMOS™ |  | 0.03V/µs | 8-SO |  |  |  |  | 1.1 mV |  | 16 V |  |  | 3 V | 1166 | https://www.unikeyic.com/media/datasheet/2b/85/eed6/2b85eed63d1e825f3531de417340a9ca.pdf | https://www.unikeyic.com/products/instrumentation-amplifiers/tlc27l7cpsr/33021051.html
TLC27L9IDR | Texas Instruments | 1+: 4.4677 100+: 3.6245 250+: 2.6037 1,000+: 1.9591 | 57μA (x2 Ch) 30mV/μs 110kHz 30mA 4 4V 16V 1.1mV 0.7pA SOIC-14 SMD, Adhesive Mount 8.65mm × 3.91mm × 1.58mm | [49 empty] | 162581 | https://www.unikeyic.com/media/datasheet/77/52/4c60/77/b0fee8797f2e6c09fe6dbabd006070e7.pdf | https://www.unikeyic.com/products/instrumentation-amplifiers/tlc27l9idr/33364618.html
TLC27M9CN | Texas Instruments | 100: 3.5473 300: 3.5211 500: 3.4948 1,000: 3.4422 5,000: 3.416 | 570μA 620mV/μs 635kHz 4Ch 3V-16V 220μV 0.7pA Op Amp PDIP-14 TH 19.3mm × 6.35mm × 4.57mm |  |  | CMOS |  |  | TLC27M9 | 0.7 pA |  | 30 mA | 570µA (x4 Channels) |  |  | 525 kHz | [5 empty] | Not Applicable |  | Through Hole |  | 4 |  |  |  | 0°C ~ 70°C |  | - |  | 14-DIP (0.300", 7.62mm) | Tube |  | 374987 |  | LinCMOS™ |  | 0.62V/µs | 14-PDIP |  |  |  |  | 210 µV |  | 16 V |  |  | 3 V | 1417 | https://www.unikeyic.com/media/datasheet/ac/5f/dc2a/ac/92c4af862652b39045b5455c6853463b.pdf | https://www.unikeyic.com/products/instrumentation-amplifiers/tlc27m9cn/33003502.html
TLC27M9IDR | Texas Instruments | 1+: 3.3466 100+: 2.7148 250+: 1.9503 1,000+: 1.4674 | 570μA 620mV/μs 635kHz 4 4V 16V 220μV 0.7pA SOP SMD 8.65mm × 3.91mm × 1.58mm | [49 empty] | 23884 | https://www.unikeyic.com/media/datasheet/ac/5f/dc2a/ac/92c4af862652b39045b5455c6853463b.pdf | https://www.unikeyic.com/products/instrumentation-amplifiers/tlc27m9idr/33430855.html
TLE2081ACP | Texas Instruments | 100: 3.0183 500: 2.6599 1,000: 2.0462 5,000: 1.8421 10,000: 1.6368 | 1.7mA 45V/μs 10MHz 48mA 1 38V 470μV 20pA PDIP-8 TH 9.81mm × 6.35mm × 4.57mm |  |  | J-FET |  |  | TLE2081 | 20 pA |  | 48 mA | 1.7mA |  |  | 10 MHz | [5 empty] | Not Applicable |  | Through Hole |  | 1 |  |  |  | 0°C ~ 70°C |  | - |  | 8-DIP (0.300", 7.62mm) | Tube |  | 380922 |  | Excalibur™ |  | 45V/µs | 8-PDIP |  |  |  |  | 470 µV |  | 38 V |  |  | 4.5 V | 400 | https://www.unikeyic.com/media/datasheet/18/d6/d3ed/18/7c5ddc5bce8f3cadde70a52a2d09115d.pdf | https://www.unikeyic.com/products/instrumentation-amplifiers/tle2081acp/33463833.html
TLE2081AID | Texas Instruments | 300: 1.6251 500: 1.613 1,000: 1.5887 5,000: 1.5766 | 1.7mA 45V/μs 10MHz 48mA 1 ±19V 470μV 20pA SO SMD 4.9mm × 3.91mm × 1.58mm |  |  | J-FET |  |  | TLE2081 | 20 pA |  | 48 mA | 1.7mA |  |  | 10 MHz | [5 empty] | 1 (Unlimited) |  | Surface Mount |  | 1 |  |  |  | -40°C ~ 85°C |  | - |  | 8-SOIC (0.154", 3.90mm Width) | Tube |  | 1676885 |  | Excalibur™ |  | 45V/µs | 8-SOIC |  |  |  |  | 470 µV |  | 38 V |  |  | 4.5 V | 4299 | https://www.unikeyic.com/media/datasheet/18/d6/d3ed/18/7c5ddc5bce8f3cadde70a52a2d09115d.pdf | https://www.unikeyic.com/products/instrumentation-amplifiers/tle2081aid/33114804.html
TLE2081CP | Texas Instruments | 100: 2.5133 300: 2.4947 500: 2.4761 1,000: 2.4388 5,000: 2.4202 | Texas Instruments High Speed Op Amp, Single Channel, PDIP, Dual Supply, TH, 8-Pin |  |  | J-FET |  |  | TLE2081 | 20 pA |  | 48 mA | 1.7mA |  |  | 10 MHz | [5 empty] | Not Applicable |  | Through Hole |  | 1 |  |  |  | 0°C ~ 70°C |  | - |  | 8-DIP (0.300", 7.62mm) | Tube |  | 380941 |  | Excalibur™ |  | 45V/µs | 8-PDIP |  |  |  |  | 490 µV |  | 38 V |  |  | 4.5 V | 5601 | https://www.unikeyic.com/media/datasheet/18/d6/d3ed/18/7c5ddc5bce8f3cadde70a52a2d09115d.pdf | https://www.unikeyic.com/products/instrumentation-amplifiers/tle2081cp/33439958.html
TLE2081IP | Texas Instruments | 100: 2.9441 300: 2.9223 500: 2.9005 1,000: 2.8569 5,000: 2.8351 | Op Amp, ±19V, 45V/μs, 10MHz, 48mA, 1-Ch, 490μV, 20pA, DIP, TH, 9.81mm × 6.35mm × 4.57mm |  |  | J-FET |  |  | TLE2081 | 20 pA |  | 48 mA | 1.7mA |  |  | 10 MHz | [5 empty] | Not Applicable |  | Through Hole |  | 1 |  |  |  | -40°C ~ 85°C |  | - |  | 8-DIP (0.300", 7.62mm) | Tube |  | 1676895 |  | Excalibur™ |  | 45V/µs | 8-PDIP |  |  |  |  | 490 µV |  | 38 V |  |  | 4.5 V | 7307 | https://www.unikeyic.com/media/datasheet/18/d6/d3ed/18/7c5ddc5bce8f3cadde70a52a2d09115d.pdf | https://www.unikeyic.com/products/instrumentation-amplifiers/tle2081ip/33348088.html
TLE2161CDG4 | Texas Instruments | 100: 3.4324 300: 3.407 500: 3.3816 1,000: 3.3307 5,000: 3.3053 | 290μA 10V/μs 6.4MHz 1-Ch 600μV 4pA SOP SMD 1.5mm H | - |  |  | Commercial Grade | [6 empty] | TLE2161CDG4 Texas Instruments |  |  | 4pA | 1.5mm(height) | 600μV | - | - |  | SMD mount |  | 1 |  | 0℃~70℃ |  |  |  | - |  | SOP |  |  | On sale | [6 empty] | - | 6.4MHz | 10V/μs | 290μA | [6 empty] | 208 | https://www.unikeyic.com/media/datasheet/14/86/7766/14867766973a2ee1fbddb741d1671e96.pdf | https://www.unikeyic.com/products/instrumentation-amplifiers/tle2161cdg4/33544381.html
TLP7820(D4-TP4,E(O | TOSHIBA | 1,500: 2.3163 3,000: 2.2391 6,000: 2.2005 12,000: 2.1619 |  | - | [12 empty] | - |  | - | - | - |  |  |  | - | [5 empty] | - |  | SOP-8 | [9 empty] | - | - | - | - | [6 empty] | 6500 | https://www.unikeyic.com/media/about_us/Unikey_ISO_9001_Certification.pdf | https://www.unikeyic.com/products/instrumentation-amplifiers/tlp7820-d4-tp4-e-o/33455882.html
TLP7820(TP4,E(O | TOSHIBA | 1,500: 2.3163 3,000: 2.2391 6,000: 2.2005 12,000: 2.1619 | 4.5V 5.5V 900μV 230KHz SO-8L 2.3mm(height) | 230KHz |  |  | Industrial | [6 empty] | TLP7820(TP4,E(O TOSHIBA |  |  | - | 2.3mm(height) | 900μV | 5.5V | 4.5V |  |  |  | - |  | -40℃~105℃ |  |  |  | - |  | SO-8L |  |  |  |  | Tape and reel packaging |  |  |  |  | - | - | - | - | [6 empty] | 40500 | https://www.unikeyic.com/media/datasheet/d0/41/d7cc/d0/7545d603ca6a202b4b596a8b074d21fb.pdf | https://www.unikeyic.com/products/instrumentation-amplifiers/tlp7820-tp4-e-o/33118721.html
TLV2197QDGKRQ1 | Texas Instruments |  | 1mA(x2 Channels) 20V/μs 10MHz 65mA 2 ±18V，36V 5μV 5pA VSSOP-8 SMD mount，glue mount |  |  | General Purpose |  |  | TLV2197 | 5 pA |  | 65 mA | 1mA (x2 Channels) |  |  | 10 MHz | [5 empty] | 2 (1 Year) |  | Surface Mount |  | 2 |  |  |  | -40°C ~ 125°C (TA) |  | Rail-to-Rail |  | 8-TSSOP, 8-MSOP (0.118", 3.00mm Width) |  |  | 13237265 |  | - |  | 20V/µs | 8-VSSOP |  |  |  |  | 5 µV |  | 36 V |  |  | 4.5 V |  | https://www.unikeyic.com/media/about_us/Unikey_ISO_9001_Certification.pdf | https://www.unikeyic.com/products/instrumentation-amplifiers/tlv2197qdgkrq1/33542979.html
TLV2344IN | Texas Instruments | 100: 4.4234 300: 4.3906 500: 4.3579 1,000: 4.2923 5,000: 4.2596 | Op Amp, 2.7mA 3.6V/μs 1.7MHz 30mA 4ch 8V 1.1mV 0.6pA PDIP-14 TH 19.3mm × 6.35mm × 4.57mm |  |  | CMOS |  |  | TLV2344 | 0.6 pA |  | 30 mA | 1.4mA (x4 Channels) |  |  | 1.7 MHz | [5 empty] | Not Applicable |  | Through Hole |  | 4 |  |  |  | -40°C ~ 85°C |  | - |  | 14-DIP (0.300", 7.62mm) | Tube |  | 13486991 |  | LinCMOS™ |  | 3.6V/µs | 14-PDIP |  |  |  |  | 1.1 mV |  | 8 V |  |  | 2 V | 3304 | https://www.unikeyic.com/media/datasheet/ae/73/5d7a/ae/bbb837bc575766e9c09a3200cd081026.pdf | https://www.unikeyic.com/products/instrumentation-amplifiers/tlv2344in/33104578.html
TLV2401QDBVRQ1 | Texas Instruments | 10+: 2.1233 500+: 2.0416 1,000+: 1.9599 3,000+: 1.8783 | Op Amp 900nA 2.5mV/μs 5.5kHz 200μA 1 Ch ±8V 16V 390μV 100pA SOT-23-5 SMD, Adhesive Mount | [49 empty] | 3658 |  | https://www.unikeyic.com/products/instrumentation-amplifiers/tlv2401qdbvrq1/33085158.html
TLV2442CPW | Texas Instruments | 1+: 3.253 10+: 2.4303 25+: 2.2234 150+: 1.9446 300+: 1.8692 | Op Amp, 750μA, 1.4V/μs, 1.81MHz, 2-Ch, ±5V/10V, 300μV, 1pA SO SMD, 1.05mm H | [49 empty] | 535 | https://www.unikeyic.com/media/datasheet/50/de/dafb/50/207134eb5a25a3821227a4cbd9d6f2b0.pdf | https://www.unikeyic.com/products/instrumentation-amplifiers/tlv2442cpw/32996216.html
TLV2462QDRG4Q1 | Texas Instruments | 100: 2.2979 300: 2.2809 500: 2.2638 1,000: 2.2298 5,000: 2.2128 | 550μA 1.6V/μs 6.4MHz 80mA 2 6V 150μV 1.3nA SOIC-8 SMD mount 4.9mm*3.91mm*1.58mm |  |  | General Purpose |  |  | TLV2462 | 1.3 nA |  | 80 mA | 550µA (x2 Channels) |  |  | 6.4 MHz | [5 empty] | 1 (Unlimited) |  | Surface Mount |  | 2 |  |  |  | -40°C ~ 125°C |  | Rail-to-Rail |  | 8-SOIC (0.154", 3.90mm Width) | Tape & Reel (TR) |  | 1906706 |  | - |  | 1.6V/µs | 8-SOIC |  |  |  |  | 150 µV |  | 6 V |  |  | 2.7 V | 153244 | https://www.unikeyic.com/media/datasheet/e4/f8/5374/e4/7eb95b98acfc05ba6b718782c33e26ef.pdf | https://www.unikeyic.com/products/instrumentation-amplifiers/tlv2462qdrg4q1/33416084.html
TLV2465CD | Texas Instruments | 100: 3.2745 300: 3.2502 500: 3.226 1,000: 3.1774 5,000: 3.1532 | Op Amp, 550μA, 1.6V/μs, 6.4MHz, 80mA, 4-Ch, ±3V/6V, 500μV, 1.3nA SO SMD, 9.9mm × 3.91mm × 1.58mm |  |  | General Purpose |  |  | TLV2465 | 1.3 nA |  | 80 mA | 550µA (x4 Channels) |  |  | 6.4 MHz | [5 empty] | 1 (Unlimited) |  | Surface Mount |  | 4 |  |  |  | 0°C ~ 70°C (TA) |  | Rail-to-Rail |  | 16-SOIC (0.154", 3.90mm Width) | Tube |  | 13483064 |  | - |  | 1.6V/µs | 16-SOIC |  |  |  |  | 500 µV |  | 6 V |  |  | 2.7 V | 11209 | https://www.unikeyic.com/media/datasheet/a7/f1/e798/a7/d4bafc9ba49acdfce4c9f16561c7ae8f.pdf | https://www.unikeyic.com/products/instrumentation-amplifiers/tlv2465cd/33064267.html
TLV2465CPWR | Texas Instruments | 100: 2.4846 300: 2.4662 500: 2.4478 1,000: 2.411 5,000: 2.3926 | Op Amp, 550μA, 1.6V/μs, 6.4MHz, 80mA, 4-Ch, 6V, 500μV, 1.3nA, TSSOP-16, SMD, 5mm × 4.4mm × 1.15mm |  |  | General Purpose |  |  | TLV2465 | 1.3 nA |  | 80 mA | 550µA (x4 Channels) |  |  | 6.4 MHz | [5 empty] | 1 (Unlimited) |  | Surface Mount |  | 4 |  |  |  | 0°C ~ 70°C (TA) |  | Rail-to-Rail |  | 16-TSSOP (0.173", 4.40mm Width) |  |  | 374304 |  | - |  | 1.6V/µs | 16-TSSOP |  |  |  |  | 500 µV |  | 6 V |  |  | 2.7 V | 4468 | https://www.unikeyic.com/media/datasheet/c0/fb/d443/c0/d1a4addbdad91b31112def76b38fe064.pdf | https://www.unikeyic.com/products/instrumentation-amplifiers/tlv2465cpwr/33443645.html
TLV2472AQDRG4Q1 | Texas Instruments | 1: 5.0498 | Op Amp 600μA (x2 Ch) 1.5V/μs 2.8MHz 35mA 2 ±3V, 6V 250μV 2.5pA SOIC-8 SMD, Adhesive Mount 4.9mm × 3.91mm × 1.58mm |  |  | CMOS |  |  | TLV2472 | 2.5 pA |  | 35 mA | 600µA (x2 Channels) |  |  | 2.8 MHz | [5 empty] | 1 (Unlimited) |  | Surface Mount |  | 2 |  |  |  | -40°C ~ 125°C |  | Rail-to-Rail |  | 8-SOIC (0.154", 3.90mm Width) |  |  | 1739875 |  | - |  | 1.5V/µs | 8-SOIC |  |  |  |  | 250 µV |  | 6 V |  |  | 2.7 V |  | https://www.unikeyic.com/media/datasheet/5e/9b/07f1/5e/5a228febedfa48dddb93509462bc6440.pdf | https://www.unikeyic.com/products/instrumentation-amplifiers/tlv2472aqdrg4q1/33465242.html
TLV2474QDRG4Q1 | Texas Instruments | 2,500: 3.5307 | 600μA, 1.5V/μs, 2.8MHz, 35mA, 4-Ch, ±3V, 6V, 250μV, 2.5pA, SO-8 SMD, 8.65mm × 3.91mm × 1.58mm |  |  | CMOS |  |  | TLV2474 | 2.5 pA |  | 35 mA | 600µA (x4 Channels) |  |  | 2.8 MHz | [5 empty] | 1 (Unlimited) |  | Surface Mount |  | 4 |  |  |  | -40°C ~ 125°C |  | Rail-to-Rail |  | 14-SOIC (0.154", 3.90mm Width) |  |  | 1906747 |  | - |  | 1.5V/µs | 14-SOIC |  |  |  |  | 250 µV |  | 6 V |  |  | 2.7 V | 7216 | https://www.unikeyic.com/media/datasheet/d8/7e/7a75/d8/ab89625258049d3927fec50fb51f124a.pdf | https://www.unikeyic.com/products/instrumentation-amplifiers/tlv2474qdrg4q1/33503775.html
TLV2620IDBVR | Texas Instruments | 1+: 2.645 10+: 1.955 25+: 1.705 100+: 1.4904 250+: 1.4148 500+: 1.3716 1,000+: 1.3176 3,000+: 1.2852 6,000+: 1.2744 | 800μA 7V/μs 11MHz 28mA 1-Ch ±2.75V, 5.5V 250μV 2pA SOT SMD 2.9mm × 1.6mm × 1.15mm | [49 empty] | 1490 | https://www.unikeyic.com/media/datasheet/0a/ce/6181/0a/d0fe3d3fa8ecd621c1538411124ab49f.pdf | https://www.unikeyic.com/products/instrumentation-amplifiers/tlv2620idbvr/33432202.html
TLV2623IDGS | Texas Instruments | 100: 2.0968 300: 2.0813 500: 2.0657 1,000: 2.0347 5,000: 2.0191 | 800μA 7V/μs 11MHz 28mA 2 5.5V 250μV 2pA MSOP-10 SMD 3mm × 3mm × 1.02mm |  |  | CMOS |  |  | TLV2623 | 2 pA |  | 28 mA | 800µA (x2 Channels) |  |  | 11 MHz | [5 empty] | 1 (Unlimited) |  | Surface Mount |  | 2 |  |  |  | -40°C ~ 125°C |  | Rail-to-Rail |  | 10-TFSOP, 10-MSOP (0.118", 3.00mm Width) | Tube |  | 1677915 |  | - |  | 7V/µs | 10-VSSOP |  |  |  |  | 250 µV |  | 5.5 V |  |  | 2.7 V | 74478 | https://www.unikeyic.com/media/datasheet/0a/ce/6181/0a/d0fe3d3fa8ecd621c1538411124ab49f.pdf | https://www.unikeyic.com/products/instrumentation-amplifiers/tlv2623idgs/33400495.html
TLV2635IDR | Texas Instruments | 500: 1.0806 1,000: 1.0643 5,000: 1.0562 | 3.8mA(4Ch) 10V/μs 9MHz 28mA 1.1mV 0.7pA SOIC-16 SMD, Adhesive Mount |  |  | General Purpose |  |  | TLV263 | 0.7 pA |  | 28 mA | 3.8mA (x4 Channels) |  |  | 9 MHz | [5 empty] | 1 (Unlimited) |  | Surface Mount |  | 4 |  |  |  | -40°C ~ 125°C |  | Rail-to-Rail |  | 16-SOIC (0.154", 3.90mm Width) | Tape & Reel (TR) |  | 390500 |  | - |  | 10V/µs | 16-SOIC |  |  |  |  | 1.1 mV |  | 5.5 V |  |  | 2.7 V | 2327 | https://www.unikeyic.com/media/about_us/Unikey_ISO_9001_Certification.pdf | https://www.unikeyic.com/products/instrumentation-amplifiers/tlv2635idr/33048238.html
TLV2774AIDG4 | Texas Instruments | 100: 4.3803 300: 4.3479 500: 4.3154 1,000: 4.2505 5,000: 4.2181 | Op Amp, 1mA, 10.5V/μs, 5.1MHz, 4 Ch, 700μV, 2pA, SOP, SMD, 1.5mm H |  |  | CMOS |  |  | TLV277 | 2 pA |  | 50 mA | 1mA (x4 Channels) |  |  | 5.1 MHz | [5 empty] | 1 (Unlimited) |  | Surface Mount |  | 4 |  |  |  | -40°C ~ 125°C (TA) |  | Rail-to-Rail |  | 14-SOIC (0.154", 3.90mm Width) | Tube |  | 11509891 |  | - |  | 10.5V/µs | 14-SOIC |  |  |  |  | 700 µV |  | 5.5 V |  |  | 2.5 V | 188 | https://www.unikeyic.com/media/datasheet/2d/f4/1a6b/2df41a6b7bbd7a1e149786f77bb51a6e.pdf | https://www.unikeyic.com/products/instrumentation-amplifiers/tlv2774aidg4/33425091.html
TLV2785IN | Texas Instruments | 100: 4.3372 300: 4.3051 500: 4.273 1,000: 4.2087 5,000: 4.1766 | 650μA 5V/μs 8MHz 23mA 4 3.6V 250μV 2.5pA PDIP-16 Through hole mounting 19.3mm*6.35mm*4.57mm |  |  | General Purpose |  |  | TLV2785 | 2.5 pA |  | 23 mA | 650µA (x4 Channels) |  |  | 8 MHz | [5 empty] | Not Applicable |  | Through Hole |  | 4 |  |  |  | -40°C ~ 125°C |  | Rail-to-Rail |  | 16-DIP (0.300", 7.62mm) | Tube |  | 1678172 |  | - |  | 5V/µs | 16-PDIP |  |  |  |  | 250 µV |  | 3.6 V |  |  | 1.8 V | 7554 | https://www.unikeyic.com/media/datasheet/a7/ec/ad07/a7/e2fecbd1501f03c4fe9c98e95a468d67.pdf | https://www.unikeyic.com/products/instrumentation-amplifiers/tlv2785in/33437414.html
TLV2785IPWR | Texas Instruments | 100: 5.4144 300: 5.3743 500: 5.3341 1,000: 5.2539 5,000: 5.2138 | 650μA 5V/μs 8MHz 23mA 4 3.6V 250μV 2.5pA TSSOP-16 SMD mount 5mm*4.4mm*1.15mm |  |  | General Purpose |  |  | TLV2785 | 2.5 pA |  | 23 mA | 650µA (x4 Channels) |  |  | 8 MHz | [5 empty] | 1 (Unlimited) |  | Surface Mount |  | 4 |  |  |  | -40°C ~ 125°C |  | Rail-to-Rail |  | 16-TSSOP (0.173", 4.40mm Width) | Tape & Reel (TR) |  | 1678174 |  | - |  | 5V/µs | 16-TSSOP |  |  |  |  | 250 µV |  | 3.6 V |  |  | 1.8 V | 1336 | https://www.unikeyic.com/media/datasheet/a7/ec/ad07/a7/e2fecbd1501f03c4fe9c98e95a468d67.pdf | https://www.unikeyic.com/products/instrumentation-amplifiers/tlv2785ipwr/33481230.html
TLV4197QPWRQ1 | Texas Instruments | 100: 1.0486 200: 1.0067 500: 0.9815 1,000: 0.9648 | Op Amp, 4 Ch, 65mA, 20V/μs, 10MHz, ±18V, 36V, 5μV, 5pA, TSSOP-14, SMD, Adhesive Mount | - |  |  | Industrial | [9 empty] | 5pA |  | 5μV | ±18V, 36V | - |  | SMD mount, glue mount |  | 4 |  |  | 125℃(TA) | -40℃(TA) |  | 65mA |  | TSSOP-14 |  |  | On sale |  | Tape and reel packaging |  |  |  |  | - | 10MHz | 20V/μs | 1mA(x4 Channels) | [6 empty] | 5885 | https://www.unikeyic.com/media/about_us/Unikey_ISO_9001_Certification.pdf | https://www.unikeyic.com/products/instrumentation-amplifiers/tlv4197qpwrq1/33383244.html
TLV6003DBVR | Texas Instruments | 1: 0.5184 10: 0.4879 50: 0.4713 100: 0.4459 | 1mA 2.5V/μs 5.5KHz 200μA 390μV 100pA SOT-23-5 SMD mount，glue mount |  |  | General Purpose |  |  | TLV6003 | 100 pA |  | 200 µA | 1mA |  |  | 5.5 kHz | [5 empty] | 1 (Unlimited) |  | Surface Mount |  | 1 |  |  |  | -55°C ~ 125°C (TA) |  | Rail-to-Rail |  | SC-74A, SOT-753 |  |  | 10715399 |  | - |  | 2.5V/µs | SOT-23-5 |  |  |  |  | 390 µV |  | 16 V |  |  | 2.5 V |  | https://www.unikeyic.com/media/pdf/PCNAssemblyOrigin/texas-instruments/96/62/11d2/tlv2404id/2025/11/PCN20230728000-1.pdf | https://www.unikeyic.com/products/instrumentation-amplifiers/tlv6003dbvr/33422463.html
TLV6742IPWR | Texas Instruments | 2,000+: 0.6894 4,000+: 0.6724 6,000+: 0.6639 10,000+: 0.6545 14,000+: 0.649 | 990μA 4.5V/μs 10MHz 68mA 150μV 3pA TSSOP-8 SMD, Adhesive Mount | [49 empty] | 44810 | https://www.unikeyic.com/media/datasheet/23/e5/9e4b/23e59e4be948ffdede4345474dbd0202.pdf | https://www.unikeyic.com/products/instrumentation-amplifiers/tlv6742ipwr/33466477.html
TLV9001SIDCKR | Texas Instruments | 30: 0.1351 500: 0.1283 1,000: 0.1216 3,000: 0.1184 | 60μA 2V/μs 1MHz 40mA 1 ±2.75V，5.5V 400μV 5pA SC-70-6 SMD mount，glue mount |  |  | CMOS |  |  | TLV9001 | 5 pA |  | 40 mA | 60µA |  |  | 1 MHz | [5 empty] | 2 (1 Year) |  | Surface Mount |  | 1 |  |  |  | -40°C ~ 125°C (TA) |  | Rail-to-Rail |  | 6-TSSOP, SC-88, SOT-363 |  |  | 12352312 |  | - |  | 2V/µs | SC-70-6 |  |  |  |  | 400 µV |  | 5.5 V |  |  | 1.8 V |  | https://www.unikeyic.com/media/pdf/PCNAssemblyOrigin/texas-instruments/a4/c0/270d/tpd4e1u06dckr/2025/11/PCN20230327004-1B.pdf | https://www.unikeyic.com/products/instrumentation-amplifiers/tlv9001sidckr/33558909.html
TLV9002SIYCKR | Texas Instruments | 1: 0.4662 100: 0.3722 750: 0.333 1,500: 0.3142 3,000: 0.2988 | 60μA(x2 Channels) 2V/μs 1MHz 40mA 400μV 5pA DSBGA-9 SMD mount，glue mount |  |  | CMOS |  |  |  | 5 pA |  | 40 mA | 60µA (x2 Channels) |  |  | 1 MHz | [5 empty] | 1 (Unlimited) |  | Surface Mount |  | 2 |  |  |  | -40°C ~ 125°C (TA) |  | Rail-to-Rail |  | 9-BGA, DSBGA |  |  | 14004288 |  | - |  | 2V/µs | 9-DSBGA (1x1) |  |  |  |  | 400 µV |  | 5.5 V |  |  | 1.8 V |  | https://www.unikeyic.com/media/about_us/Unikey_ISO_9001_Certification.pdf | https://www.unikeyic.com/products/instrumentation-amplifiers/tlv9002siyckr/33535936.html
TLV9041IDBVR | Texas Instruments | 1: 0.3438 10: 0.2785 30: 0.2447 100: 0.2116 500: 0.1859 1,000: 0.1763 | 10μA 200mV/μs 350kHz 40mA 1 1.2V 5.5V 600μV 1pA SOT-23-5 SMD, Adhesive Mount |  |  | General Purpose |  |  |  | 1 pA |  | 40 mA | 10µA |  |  | 350 kHz | [5 empty] | 1 (Unlimited) |  | Surface Mount |  | 1 |  |  |  | -40°C ~ 125°C (TA) |  | Rail-to-Rail |  | SC-74A, SOT-753 |  |  | 14004339 |  | - |  | 0.2V/µs | SOT-23-5 |  |  |  |  | 600 µV |  | 5.5 V |  |  | 1.2 V |  | https://www.unikeyic.com/media/datasheet/30/be/c2c6/30bec2c6217bb0bebbd8d9843bf1636d.pdf | https://www.unikeyic.com/products/instrumentation-amplifiers/tlv9041idbvr/33027063.html
TLV9041SIDBVR | Texas Instruments | 1+: 0.5003 100+: 0.3996 750+: 0.3569 1,500+: 0.3364 3,000+: 0.321 | Op Amp, 10μA Iq, 200mV/μs Slew Rate, 350kHz BW, 40mA Out, 600μV Vos, 1pA Ib, SOT-23-6, SMD | [49 empty] | 948 | https://www.unikeyic.com/media/datasheet/30/be/c2c6/30bec2c6217bb0bebbd8d9843bf1636d.pdf | https://www.unikeyic.com/products/instrumentation-amplifiers/tlv9041sidbvr/33496351.html
TLV9042IDR | Texas Instruments | 1+: 0.7974 100+: 0.6642 1,250+: 0.6045 2,500+: 0.5789 | 10μA 200mV/μs 350kHz 40mA 2 ±2.75V, 5.5V 400μV 5pA SOIC-8 SMD, Adhesive Mount | [49 empty] | 1786 |  | https://www.unikeyic.com/products/instrumentation-amplifiers/tlv9042idr/33029483.html
TLV9042SIRUGR | Texas Instruments | 1: 0.9186 100: 0.7667 750: 0.7086 1,500: 0.6762 3,000: 0.6489 | 10μA 350kHz 40mA 400μV 5pA XFQFN-10 SMD, Adhesive Mount |  |  | General Purpose |  |  | TLV9042 | 5 pA |  | 40 mA | 10µA |  |  | 350 kHz | [5 empty] | 2 (1 Year) |  | Surface Mount |  | 2 |  |  |  | -40°C ~ 125°C (TA) |  | Rail-to-Rail |  | 10-XFQFN |  |  | 13563061 |  | - |  |  | 10-X2QFN (2x1.5) |  |  |  |  | 400 µV |  | 5.5 V |  |  | 1.2 V |  | https://www.unikeyic.com/media/about_us/Unikey_ISO_9001_Certification.pdf | https://www.unikeyic.com/products/instrumentation-amplifiers/tlv9042sirugr/33121560.html
TLV9062QDRQ1 | Texas Instruments | 2,500+: 0.9279 5,000+: 0.9073 7,500+: 0.8971 | 538μA (x2 Ch) 6.5V/μs 10MHz 50mA 300μV 0.5pA SOIC-8 SMD, Adhesive Mount | [49 empty] | 21440 |  | https://www.unikeyic.com/products/instrumentation-amplifiers/tlv9062qdrq1/32998103.html
TLV9064QDRQ1 | Texas Instruments | 1+: 2.2266 100+: 1.7136 250+: 1.2386 1,000+: 0.8855 | 538μA(x2 Ch) 6.5V/μs 10MHz 50mA 300μV 5pA SOIC-14 SMD, Adhesive Mount | [49 empty] | 12806 |  | https://www.unikeyic.com/products/instrumentation-amplifiers/tlv9064qdrq1/33541717.html
TLV9104IDR | Texas Instruments | 1: 0.4783 10: 0.3876 30: 0.3405 100: 0.2944 500: 0.2587 1,000: 0.2453 | 115μA(x2 Channels) 4.5V/μs 1.1MHz 110dB 80mA 4 2.7V 16V 300μV 10pA SOIC-14 SMD mount，glue mount |  |  | General Purpose |  |  | TLV9104 | 10 pA |  | 80 mA | 115µA (x4 Channels) |  |  | 1.1 MHz | [5 empty] | 1 (Unlimited) |  | Surface Mount |  | 4 |  |  |  | -40°C ~ 125°C (TA) |  | Rail-to-Rail |  | 14-SOIC (0.154", 3.90mm Width) |  |  | 12165136 |  | - |  | 4.5V/µs | 14-SOIC |  |  |  |  | 300 µV |  | 16 V |  |  | 2.7 V |  | https://www.unikeyic.com/media/pdf/PCNDesignSpecification/texas-instruments/de/61/afc6/sn10kht5541dw/2025/11/PCN20211123004-0.pdf | https://www.unikeyic.com/products/instrumentation-amplifiers/tlv9104idr/33511196.html
TLV9151IDBVR | Texas Instruments | 1: 1.2591 10: 1.1092 100: 0.9912 500: 0.9317 | 560μA 20V/μs 4.5MHz 120dB 75mA 1 2.7V 16V 125μV 10pA SOT-23-5 SMD mount，glue mount 2.9mm(Length)*1.6mm(width) |  |  | General Purpose |  |  | TLV9151 | 10 pA |  | 75 mA | 560µA |  |  | 4.5 MHz | [5 empty] | 1 (Unlimited) |  | Surface Mount |  | 1 |  |  |  | -40°C ~ 125°C (TA) |  | Rail-to-Rail |  | SC-74A, SOT-753 |  |  | 13238586 |  | - |  | 20V/µs | SOT-23-5 |  |  |  |  | 125 µV |  | 16 V |  |  | 2.7 V |  | https://www.unikeyic.com/media/pdf/PCNDesignSpecification/texas-instruments/26/0b/4a92/tlv9151idckr/2025/11/PCN20220111002-0.pdf | https://www.unikeyic.com/products/instrumentation-amplifiers/tlv9151idbvr/32997937.html
TLV9152IDGKR | Texas Instruments | 10: 1.3111 25: 0.9868 100: 0.8744 250: 0.8208 500: 0.7885 1,000: 0.7771 | 560μA(x2 Ch) 21V/μs 4.5MHz 120dB 75mA 2 1.8V 16V 125μV 10pA VSSOP-8 SMD, Adhesive Mount | 4.5MHz |  |  | Industrial | [6 empty] | TLV9152IDGKR Texas Instruments |  |  | 10pA |  | 125μV | 16V | 1.8V |  | SMD mount, glue mount |  | 2 |  |  | 125℃(TA) | -40℃(TA) |  | 75mA |  | VSSOP-8 |  |  | On sale |  | Tape and reel packaging |  |  |  |  | 120DB | 4.5MHz | 21V/μs | 560μA(x2 Channels) | [6 empty] | 2250 | https://www.unikeyic.com/media/datasheet/da/b8/5b06/dab85b06527699067da889e1588b34b4.pdf | https://www.unikeyic.com/products/instrumentation-amplifiers/tlv9152idgkr/33059103.html
TLV9152IDR | Texas Instruments | 2,500: 0.8416 5,000: 0.8226 7,500: 0.8131 12,500: 0.8026 | 560μA(x2 Channels) 20V/μs 4.5MHz 120dB 75mA 2 2.7V 16V 125μV 10pA 4.5MHz SOIC-8 SMD mount，glue mount |  |  | General Purpose |  |  | TLV9152 | 10 pA |  | 75 mA | 560µA (x2 Channels) |  |  | 4.5 MHz | [5 empty] | 1 (Unlimited) |  | Surface Mount |  | 2 |  |  |  | -40°C ~ 125°C (TA) |  | Rail-to-Rail |  | 8-SOIC (0.154", 3.90mm Width) |  |  | 12165210 |  | - |  | 20V/µs | 8-SOIC |  |  |  |  | 125 µV |  | 16 V |  |  | 2.7 V | 9271 | https://www.unikeyic.com/media/datasheet/72/6a/b6e6/726ab6e61d02184efd21fe90f064ab59.pdf | https://www.unikeyic.com/products/instrumentation-amplifiers/tlv9152idr/33497613.html
TLV9152IDSGR | Texas Instruments | 3,000+: 1.0087 6,000+: 0.9877 9,000+: 0.9772 | 560μA (x2 Ch) 20V/μs 4.5MHz 75mA 125μV 10pA WSON-8 SMD, Adhesive Mount | [49 empty] | 7259 | https://www.unikeyic.com/media/datasheet/da/b8/5b06/dab85b06527699067da889e1588b34b4.pdf | https://www.unikeyic.com/products/instrumentation-amplifiers/tlv9152idsgr/33553532.html
TLV9152QDGKRQ1 | Texas Instruments | 1+: 2.162 10+: 1.5985 25+: 1.386 100+: 1.2204 250+: 1.1232 500+: 1.0757 1,000+: 1.0724 2,500+: 0.986 5,000+: 0.9677 | 560μA (x2 Ch) 20V/μs 4.5MHz 120dB 75mA 2 2.7V 16V 125μV 10pA VSSOP-8 SMD, Adhesive Mount 3mm L × 4.9mm W | [49 empty] | 171 | https://www.unikeyic.com/media/datasheet/77/af/f664/77aff664c0135b74e1cdfe3847754c7a.pdf | https://www.unikeyic.com/products/instrumentation-amplifiers/tlv9152qdgkrq1/33385821.html
TLV9301IDBVR | Texas Instruments | 1: 0.337 10: 0.2927 50: 0.2625 100: 0.2288 500: 0.2176 1,000: 0.2051 | 150μA 3V/μs 1MHz 60mA 2.5mV SOT-23-5 SMD, Adhesive Mount |  |  | General Purpose |  |  | TLV9301 |  |  | 60 mA | 150µA |  |  | 1 MHz | [5 empty] | 1 (Unlimited) |  | Surface Mount |  | 1 |  |  |  | -40°C ~ 125°C (TA) |  | Rail-to-Rail |  | SC-74A, SOT-753 |  |  | 12165123 |  | - |  | 3V/µs | SOT-23-5 |  |  |  |  | 2.5 mV |  | 40 V |  |  | 4.5 V |  | https://www.unikeyic.com/media/pdf/PCNAssemblyOrigin/texas-instruments/59/59/44f2/opa991idbvr/2025/11/PCN20230515000-1A.pdf | https://www.unikeyic.com/products/instrumentation-amplifiers/tlv9301idbvr/33009654.html
TLV9304IDR | Texas Instruments | 1+: 0.8869 100+: 0.7396 1,250+: 0.671 2,500+: 0.6443 | Op Amp 150μA(x2 Ch) 3V/μs 1MHz 60mA 500μV 10pA SOIC-14 SMD, Adhesive Mount | [49 empty] | 2 |  | https://www.unikeyic.com/products/instrumentation-amplifiers/tlv9304idr/33070719.html
TLV9352IDR | Texas Instruments | 1: 0.3335 10: 0.266 30: 0.2043 100: 0.192 2,500: 0.1815 5,000: 0.1746 | 650μA(x2 Channels) 20V/μs 3.5MHz 110dB 60mA 2 4.5V ±20V，40V 350μV 10pA SOIC-8 SMD mount，glue mount |  |  | General Purpose |  |  | TLV9352 | 10 pA |  | 60 mA | 650µA (x2 Channels) |  |  | 3.5 MHz | [5 empty] | 1 (Unlimited) |  | Surface Mount |  | 2 |  |  |  | -40°C ~ 125°C (TA) |  | Rail-to-Rail |  | 8-SOIC (0.154", 3.90mm Width) |  |  | 12165139 |  | - |  | 20V/µs | 8-SOIC |  |  |  |  | 350 µV |  | 40 V |  |  | 4.5 V |  | https://www.unikeyic.com/media/pdf/HTMLDatasheet/texas-instruments/ce/0d/f6fa/tlv9352iddfr/2025/11/tlv9352idr.pdf | https://www.unikeyic.com/products/instrumentation-amplifiers/tlv9352idr/33432244.html
TLV9352QDRQ1 | Texas Instruments | 3,000+: 8.1516 6,000+: 7.8843 9,000+: 7.617 | 650μA (x2 Ch) 20V/μs 3.5MHz 60mA 2 ±20V 40V 350mV 10pA SOIC-8 SMD, Adhesive Mount | [49 empty] | 3000 | https://www.unikeyic.com/media/datasheet/51/74/7527/517475276258e4179d402696dfeea88e.pdf | https://www.unikeyic.com/products/instrumentation-amplifiers/tlv9352qdrq1/33003442.html
TLV9362IDGKR | Texas Instruments | 2,500+: 0.7657 5,000+: 0.7482 7,500+: 0.7394 12,500+: 0.7297 | Op Amp, 2.6mA (x2 Ch), 25V/μs, 10.6MHz, 60mA, 400μV, 10pA, VSSOP-8, SMD, Adhesive Mount | [49 empty] | 3849 |  | https://www.unikeyic.com/products/instrumentation-amplifiers/tlv9362idgkr/33354068.html
TP07A-SR | 3PEAK | 4,000: 0.1207 |  | - | [9 empty] | TP07A-SR 3PEAK |  |  | - |  | - | - | - |  |  |  | - | [5 empty] | - | [6 empty] | Tape and reel packaging |  |  |  |  | - | - | - | - | [7 empty] | https://www.unikeyic.com/media/datasheet/c4/06/0784/c4060784f74437eb324191a1184c1bd5.pdf | https://www.unikeyic.com/products/instrumentation-amplifiers/tp07a-sr/33423495.html
TP1281L1-TR | 3PEAK | 5: 0.7645 50: 0.5815 150: 0.5059 | 20V/μs 7MHz 1 4.5V 36V SOT-23-5 | - |  |  | Industrial | [6 empty] | TP1281L1-TR 3PEAK |  |  | - |  | - | 36V | 4.5V |  |  |  | 1 |  | -40℃~125℃ |  |  |  | - |  | SOT-23-5 |  |  |  |  | Tape and reel packaging |  |  |  |  | - | 7MHz | 20V/μs | - | [7 empty] | https://www.unikeyic.com/media/datasheet/7a/79/712d/7a79712df8d59e52eff74bbdad050c37.pdf | https://www.unikeyic.com/products/instrumentation-amplifiers/tp1281l1-tr/33505164.html
TP1282L1-VR | 3PEAK | 1: 1.0691 10: 0.8226 30: 0.7172 100: 0.585 500: 0.5256 1,000: 0.49 | Op Amp 20V/μs 7MHz 100dB 2-Ch 4.5V-36V 7MHz | 7MHz |  |  | Industrial | [6 empty] | TP1282L1-VR 3PEAK |  |  | - |  | - | 36V | 4.5V |  |  |  | 2 |  | -40℃~125℃ |  |  |  | - | [6 empty] | Tape and reel packaging |  |  |  |  | 100dB | 7MHz | 20V/μs | - | [7 empty] | https://www.unikeyic.com/media/datasheet/32/75/39f5/327539f5b8c45d63d59330a143d27160.pdf | https://www.unikeyic.com/products/instrumentation-amplifiers/tp1282l1-vr/33093976.html
TP1512-VR | 3PEAK | 200: 0.3534 3,000: 0.2058 9,000: 0.1862 12,000: 0.1764 | Stable Rail-to-Rail Op Amp 150kHz | - | [12 empty] | - |  | - | - | - |  |  |  | - | [5 empty] | - | [11 empty] | - | - | - | - | [6 empty] | 10000 | https://www.unikeyic.com/media/about_us/Unikey_ISO_9001_Certification.pdf | https://www.unikeyic.com/products/instrumentation-amplifiers/tp1512-vr/33431027.html
TP2121-CR | 3PEAK | 150: 0.4276 3,000: 0.2463 9,000: 0.2229 12,000: 0.2111 | 1.8V 600nA Nanopower Rail-to-Rail Input/Output Op-Amps | - | [9 empty] | TP2121-CR 3PEAK |  |  | - |  | - | - | - |  |  |  | - | [5 empty] | - | [11 empty] | - | - | - | - | [6 empty] | 3380 | https://www.unikeyic.com/media/datasheet/5f/07/812e/5f07812e8d4186fb14cb5e5629aca6b3.pdf | https://www.unikeyic.com/products/instrumentation-amplifiers/tp2121-cr/33472280.html
TPL820F33-89TR | 3PEAK | 5: 0.1697 50: 0.1312 150: 0.1119 500: 0.0975 2,500: 0.086 4,000: 0.0802 | 180mA 3.6V 42V 2μA SOT-89-3 | - |  |  | Industrial | [6 empty] | TPL820F33-89TR 3PEAK |  |  | 2μA |  | - | 42V | 3.6V |  |  |  | - |  | -40℃~125℃ |  |  |  | 180mA |  | SOT-89-3 |  |  |  |  | Tape and reel packaging |  |  |  |  | - | - | - | - | [7 empty] | https://www.unikeyic.com/media/datasheet/d7/96/e937/d796e937aaa95927db910be24dce7a86.pdf | https://www.unikeyic.com/products/instrumentation-amplifiers/tpl820f33-89tr/33035656.html
TPL820F50-89TR | 3PEAK | 5: 0.1646 50: 0.1272 150: 0.1086 500: 0.0946 2,500: 0.0834 4,000: 0.0778 | 2μA 200mA 1 3.6V 42V 2μA SOT-89-3 | - |  |  | Industrial | [6 empty] | TPL820F50-89TR 3PEAK |  |  | 2μA |  | - | 42V | 3.6V |  |  |  | 1 |  | -40℃~85℃ |  |  |  | 200mA |  | SOT-89-3 |  |  |  |  | Tape and reel packaging |  |  |  |  | - | - | - | 2μA | [7 empty] | https://www.unikeyic.com/media/datasheet/81/01/b603/8101b60318dbded705f6d7f19945c619.pdf | https://www.unikeyic.com/products/instrumentation-amplifiers/tpl820f50-89tr/33358198.html
TPT3232E-TS3R | 3PEAK | 5: 0.484 50: 0.3712 150: 0.3237 500: 0.2643 3,000: 0.2376 6,000: 0.2212 | 1.2mA 2 300mV 5.5V TSSOP-16 SMD mount，glue mount 5mm(Length)*4.4mm(width) | - |  |  | Industrial | [6 empty] | TPT3232E-TS3R 3PEAK |  |  | - | 5mm(Length)*4.4mm(width) | - | 5.5V | 300mV |  | SMD mount, glue mount |  | 2 |  |  | 125℃(TA) | -40℃(TA) |  | - |  | TSSOP-16 |  |  | On sale |  | Tape and reel packaging |  |  |  |  | - | - | - | 1.2mA | [7 empty] | https://www.unikeyic.com/media/datasheet/e1/95/30b1/e1/de5490c517168a6d6a4fa6cb075eca0d.pdf | https://www.unikeyic.com/products/instrumentation-amplifiers/tpt3232e-ts3r/33025664.html
TS1851ILT | STMicroelectronics | 10: 0.5441 100: 0.5308 500: 0.5219 1,000: 0.5087 2,500: 0.4998 5,000: 0.491 | STMicroelectronics Low Power Op Amp, Single Channel, SOT-23, Single Supply, SMD, 5-Pin |  |  | General Purpose |  |  | TS1851 | 16 nA |  | 48 mA | 162µA |  |  | 630 kHz | [5 empty] | 1 (Unlimited) |  | Surface Mount |  | 1 |  |  |  | -40°C ~ 125°C |  | Rail-to-Rail |  | SC-74A, SOT-753 |  |  | 1040048 |  | - |  | 0.25V/µs | SOT-23-5 |  |  |  |  | 1 mV |  | 6 V |  |  | 1.8 V | 781 | https://www.unikeyic.com/media/datasheet/4e/08/aeae/4e08aeae5ac38b146286a97695d20de3.pdf | https://www.unikeyic.com/products/instrumentation-amplifiers/ts1851ilt/33118878.html
TS1854IDT | STMicroelectronics | 10: 0.9736 50: 0.9498 100: 0.934 250: 0.9102 500: 0.8944 1,000: 0.8786 2,500: 0.8707 | Op Amp 162μA 250mV/μs 630kHz 55dB 46mA 4ch 1.8V-6V 1mV 16nA SOP SMD 1.65mm H |  |  | General Purpose |  |  | TS1854 | 16 nA |  | 48 mA | 162µA |  |  | 630 kHz | [5 empty] | 1 (Unlimited) |  | Surface Mount |  | 4 |  |  |  | -40°C ~ 125°C |  | Rail-to-Rail |  | 14-SOIC (0.154", 3.90mm Width) |  |  | 768336 |  | - |  | 0.25V/µs | 14-SO |  |  |  |  | 1 mV |  | 6 V |  |  | 1.8 V | 5217 | https://www.unikeyic.com/media/datasheet/4e/08/aeae/4e08aeae5ac38b146286a97695d20de3.pdf | https://www.unikeyic.com/products/instrumentation-amplifiers/ts1854idt/33410891.html
TS1874IPT | STMicroelectronics | 500: 0.9464 1,000: 0.9322 5,000: 0.9251 | 500μA (x2 Ch), 600mV/μs, 1.8MHz, 55dB, 80mA, 4, 1.8V, 6V, 100μV, 70nA, TSSOP-14, SMD, Adhesive Mount, 5mm × 4.4mm × 1mm |  |  | General Purpose |  |  | TS1874 | 70 nA |  | 80 mA | 500µA (x4 Channels) |  |  | 1.8 MHz | [5 empty] | 1 (Unlimited) |  | Surface Mount |  | 4 |  |  |  | -40°C ~ 125°C |  | Rail-to-Rail |  | 14-TSSOP (0.173", 4.40mm Width) |  |  | 1884174 |  | - | TS187x Spice Model | 0.6V/µs | 14-TSSOP |  |  |  |  | 100 µV |  | 6 V |  |  | 1.8 V | 6377 | https://www.unikeyic.com/media/datasheet/a6/77/7de8/a6/51cdf7b2bf50200c7f04b78c12ef17ec.pdf | https://www.unikeyic.com/products/instrumentation-amplifiers/ts1874ipt/33057943.html
TS27L4AIDT | STMicroelectronics | 500: 0.67 1,000: 0.6599 5,000: 0.6548 | Op Amp 10μA 40mV/μs 100kHz 65dB 60mA 4-Ch 16V 900μV 1pA SOP SMD 1.65mm H |  |  | CMOS |  |  | TS27L4 | 1 pA |  | 45 mA | 10µA (x4 Channels) |  |  | 100 kHz | [5 empty] | 1 (Unlimited) |  | Surface Mount |  | 4 |  |  |  | -40°C ~ 125°C |  | - |  | 14-SOIC (0.154", 3.90mm Width) |  |  | 2609821 |  | - |  | 0.04V/µs | 14-SO |  |  |  |  | 900 µV |  | 16 V |  |  | 3 V | 11637 | https://www.unikeyic.com/media/datasheet/2b/2e/2669/2b/53579308e943c1130bccdc051bccbe2a.pdf | https://www.unikeyic.com/products/instrumentation-amplifiers/ts27l4aidt/33341675.html
TS27L4AIPT | STMicroelectronics | 10: 1.242 25: 1.119 100: 0.9493 250: 0.8759 500: 0.8413 1,000: 0.8316 2,500: 0.769 5,000: 0.7603 | 10μA 40mV/μs 100kHz 65dB 60mA 4 16V 900μV 1pA SOP SMD 5mm×4.4mm×1mm |  |  | CMOS |  |  | TS27L4 | 1 pA |  | 45 mA | 10µA (x4 Channels) |  |  | 100 kHz | [5 empty] | 1 (Unlimited) |  | Surface Mount |  | 4 |  |  |  | -40°C ~ 125°C |  | - |  | 14-TSSOP (0.173", 4.40mm Width) | Tape & Reel (TR) |  |  |  | - |  | 0.04V/µs | 14-TSSOP |  |  |  |  | 900 µV |  | 16 V |  |  | 3 V | 2185 | https://www.unikeyic.com/media/datasheet/2b/2e/2669/2b/53579308e943c1130bccdc051bccbe2a.pdf | https://www.unikeyic.com/products/instrumentation-amplifiers/ts27l4aipt/33127058.html
TS27M2CPT | STMicroelectronics | 25+: 0.5474 100+: 0.4576 250+: 0.4257 500+: 0.3996 1,000+: 0.3845 2,000+: 0.3672 4,000+: 0.3305 | 150μA 600mV/μs 1MHz 65dB 45mA 2 16V 1.1mV 1pA SOP SMD 3mm × 4.4mm × 1mm | [49 empty] | 5631 | https://www.unikeyic.com/media/datasheet/35/64/578a/35/26a79dbc0cd9ec542a11d0f2473f2ab2.pdf | https://www.unikeyic.com/products/instrumentation-amplifiers/ts27m2cpt/33066851.html
TS27M4CPT | STMicroelectronics | 25: 0.5773 100: 0.4818 250: 0.4406 500: 0.4212 1,000: 0.405 2,500: 0.3499 5,000: 0.3478 | Op Amp, 1MHz, 65dB, 45mA, 4-Ch, 16V, 1.1mV Offset, 1pA Bias, SOP, SMD, 5mm × 4.4mm × 1mm |  |  | CMOS |  |  | TS27M4 | 1 pA |  | 45 mA | 150µA (x4 Channels) |  |  | 1 MHz | [5 empty] | 1 (Unlimited) |  | Surface Mount |  | 4 |  |  |  | 0°C ~ 70°C |  | - |  | 14-TSSOP (0.173", 4.40mm Width) | Tape & Reel (TR) |  |  |  | - |  | 0.6V/µs | 14-TSSOP |  |  |  |  | 1.1 mV |  | 16 V |  |  | 3 V | 1072 | https://www.unikeyic.com/media/datasheet/f9/e0/1118/f9/c8c6335b830107b4d7c57ef68c209a95.pdf | https://www.unikeyic.com/products/instrumentation-amplifiers/ts27m4cpt/33426173.html
TS321AIYLT | STMicroelectronics | 3,000+: 0.7838 6,000+: 0.7662 9,000+: 0.7574 15,000+: 0.7476 | Op Amp, 600μA, 400mV/μs, 800kHz, 85dB, 40mA, 1-Ch, ±15V, 30V, 500μV, 20nA, SOT-23, SMD, 2.9mm × 1.6mm × 1.45mm | [49 empty] | 6898 | https://www.unikeyic.com/media/datasheet/ed/61/95c6/ed/9e88dc53a650da4819ab542ba2e696ba.pdf | https://www.unikeyic.com/products/instrumentation-amplifiers/ts321aiylt/33445450.html
TS321CX5 RFG | Taiwan Semiconductor | 3,000+: 0.1622 6,000+: 0.1575 9,000+: 0.1552 15,000+: 0.1526 21,000+: 0.1511 30,000+: 0.1496 | Op Amp 430μA 400mV/μs 1MHz 85dB 1.2mA 1-Ch ±16V 32V 2mV~7mV 45nA SOT-25 SMD, Adhesive Mount | [49 empty] | 28632 | https://www.unikeyic.com/media/datasheet/c0/c7/909a/c0/8f4e00f596de9743f1e7269c47a26a3f.pdf | https://www.unikeyic.com/products/instrumentation-amplifiers/ts321cx5-rfg/33556160.html
TS358CD C3 | Taiwan Semiconductor | 50: 0.2726 250: 0.2672 | Taiwan Semiconductor Op Amp, Dual Channel, PDIP, Dual/Single Supply, TH, 8-Pin | - |  |  | Commercial Grade | [6 empty] | TS358CD C3 Taiwan Semiconductor |  |  | 250nA@ 5V | 4.45mm(height) | 2mV~8mV | 32V | - |  | Through hole mounting |  | 2 |  | 0℃~70℃ |  |  |  | 1.2mA |  | DIP | [9 empty] | - | 1MHz | 400mV/μs | - | [6 empty] | 150 | https://www.unikeyic.com/media/datasheet/6f/fb/48e3/6f/eaed83f6a83991a410fcb797ad6c8b13.pdf | https://www.unikeyic.com/products/instrumentation-amplifiers/ts358cd-c3/33064213.html
TS358CD C3G | Taiwan Semiconductor | 25: 0.2961 100: 0.2563 250: 0.2374 500: 0.226 2,000: 0.2089 4,000: 0.2025 6,000: 0.1994 | Taiwan Semiconductor Op Amp, Dual Channel, PDIP, Dual/Single Supply, TH, 8-Pin |  |  | General Purpose |  |  | TS358 | 45 nA |  | 40 mA | 1.5mA |  |  | 1 MHz | [5 empty] | 1 (Unlimited) |  | Through Hole |  | 2 |  |  |  | -20°C ~ 85°C |  | Differential |  | 8-DIP (0.309", 7.87mm) | Tube |  | 7378426 |  | - |  | 0.4V/µs | 8-DIP |  |  |  |  | 2 mV |  | 32 V |  |  | 3 V | 8236 | https://www.unikeyic.com/media/datasheet/31/a3/d494/31/0c4163509335449073df47b45ded23ed.pdf | https://www.unikeyic.com/products/instrumentation-amplifiers/ts358cd-c3g/33478744.html
TS358CSRLG | Taiwan Semiconductor | 25+: 0.2611 100+: 0.2254 250+: 0.1991 500+: 0.1892 1,000+: 0.1782 2,500+: 0.1739 5,000+: 0.1577 | Op Amp, 1.5mA, 400mV/μs, 1MHz, 70dB, 1.2mA, 2 Ch, ±16V, 32V, 2mV~9mV, 45nA, SOP-8, SMD, Adhesive Mount, 1.5mm H | [49 empty] | 3975 | https://www.unikeyic.com/media/datasheet/31/a3/d494/31/0c4163509335449073df47b45ded23ed.pdf | https://www.unikeyic.com/products/instrumentation-amplifiers/ts358csrlg/33112308.html
TS461CDT | STMicroelectronics | 10+: 0.8936 25+: 0.8073 100+: 0.6809 250+: 0.6264 500+: 0.6005 1,000+: 0.5854 2,500+: 0.5713 5,000+: 0.5184 | Op Amp 2mA 4V/μs 12MHz 60dB 1-Ch ±5V, 10V 1mV 200nA SOP SMD 1.65mm(H) | [49 empty] | 2649 | https://www.unikeyic.com/media/datasheet/c4/25/7262/c42572626977bbfb246ae1be37205263.pdf | https://www.unikeyic.com/products/instrumentation-amplifiers/ts461cdt/33513006.html
TS912IYDT | STMicroelectronics | 10: 1.2408 100: 1.2106 500: 1.1904 1,000: 1.1601 2,500: 1.1399 5,000: 1.1198 | Op Amp 2-Ch 1.3V/μs 1.4MHz 60dB 10mV 1pA ±8V 16V SOP SMD 1.65mm H |  |  | CMOS |  |  | TS912 | 1 pA |  | 75 mA | 400µA (x2 Channels) |  |  | 1.4 MHz | [5 empty] | 1 (Unlimited) |  | Surface Mount |  | 2 |  |  |  | -40°C ~ 125°C |  | Rail-to-Rail |  | 8-SOIC (0.154", 3.90mm Width) |  |  | 2193437 |  | - |  | 1.3V/µs | 8-SOIC |  |  |  |  | 10 mV |  | 16 V |  |  | 2.7 V | 2130 | https://www.unikeyic.com/media/datasheet/60/c3/8b4f/60c38b4fe955d6bf5ea42b0d6d624da6.pdf | https://www.unikeyic.com/products/instrumentation-amplifiers/ts912iydt/33492686.html
TS924AIDT | STMicroelectronics | 10: 2.2908 50: 2.2349 100: 2.1976 250: 2.1418 500: 2.1045 1,000: 2.0673 2,500: 2.0486 | STMicroelectronics Audio Op Amp, Quad Channel, SOIC Package, Single Supply, SMD, 14-Pin |  |  | General Purpose |  |  | TS924 | 15 nA |  | 80 mA | 1mA |  |  | 4 MHz | [5 empty] | 1 (Unlimited) |  | Surface Mount |  | 4 |  |  |  | -40°C ~ 125°C |  | Rail-to-Rail |  | 14-SOIC (0.154", 3.90mm Width) |  |  | 5250893 |  | Automotive, AEC-Q100 |  | 1.3V/µs | 14-SO |  |  |  |  | 900 µV |  | 12 V |  |  | 2.7 V | 5511 | https://www.unikeyic.com/media/datasheet/0c/c3/61a0/0c/573d7d7dae6d5f84101dc0b541a8506e.pdf | https://www.unikeyic.com/products/instrumentation-amplifiers/ts924aidt/33436112.html
TS924AIPT | STMicroelectronics | 2,500: 1.0813 | STMicroelectronics Op Amp, Quad, TSSOP-14, Single Supply, SMD |  |  | General Purpose |  |  | TS924 | 15 nA |  | 80 mA | 1mA |  |  | 4 MHz | [5 empty] | 1 (Unlimited) |  | Surface Mount |  | 4 |  |  |  | -40°C ~ 125°C |  | Rail-to-Rail |  | 14-TSSOP (0.173", 4.40mm Width) |  |  | 1884088 |  | - |  | 1.3V/µs | 14-TSSOP |  |  |  |  | 900 µV |  | 12 V |  |  | 2.7 V | 20000 | https://www.unikeyic.com/media/datasheet/92/ab/aa05/92/d93aad1663fe03ca818a45cb85317efb.pdf | https://www.unikeyic.com/products/instrumentation-amplifiers/ts924aipt/33007605.html
TS924AIYPT | STMicroelectronics | 2,500: 2.2958 5,000: 2.2513 | 1mA 1.3V/μs 4MHz 60dB 80mA 4-Ch 3V-12V 900μV 15nA TSSOP-14 SMD, Adhesive Mount 5mm × 4.4mm × 1mm |  |  | General Purpose |  |  | TS924 | 15 nA |  | 80 mA | 1mA |  |  | 4 MHz | [5 empty] | 1 (Unlimited) |  | Surface Mount |  | 4 |  |  |  | -40°C ~ 125°C |  | Rail-to-Rail |  | 14-TSSOP (0.173", 4.40mm Width) |  |  | 2193445 |  | - |  | 1.3V/µs | 14-TSSOP |  |  |  |  | 900 µV |  | 12 V |  |  | 2.7 V | 2500 | https://www.unikeyic.com/media/datasheet/92/ab/aa05/92/d93aad1663fe03ca818a45cb85317efb.pdf | https://www.unikeyic.com/products/instrumentation-amplifiers/ts924aiypt/33533329.html
TS942AIDT | STMicroelectronics | 10: 1.4198 50: 1.3852 100: 1.3621 250: 1.3274 500: 1.3044 1,000: 1.2813 2,500: 1.2697 | Op Amp 1.2μA 4.5mV/μs 10kHz 60dB 650μA 2Ch 2.5V-10V 5mV 1pA SOP SMD 1.65mm H |  |  | General Purpose |  |  | TS942 | 1 pA |  | 5 mA | 1.2µA (x2 Channels) |  |  | 10 kHz | [5 empty] | 1 (Unlimited) |  | Surface Mount |  | 2 |  |  |  | -40°C ~ 85°C |  | Rail-to-Rail |  | 8-SOIC (0.154", 3.90mm Width) |  |  | 1848837 |  | - |  | 0.0045V/µs | 8-SOIC |  |  |  |  | 5 mV |  | 10 V |  |  | 2.5 V | 231 | https://www.unikeyic.com/media/datasheet/fd/e8/8cff/fd/8d9adaa90ac3d73e94474568c9244a9d.pdf | https://www.unikeyic.com/products/instrumentation-amplifiers/ts942aidt/33105878.html
TS944AIPT | STMicroelectronics | 2,500: 1.4172 | Op Amp 1.2μA 4.5mV/μs 10kHz 60dB 650μA 4-Ch 2.5V-10V 5mV 1pA SOP SMD 5mm × 4.4mm × 1mm |  |  | General Purpose |  |  | TS944 | 1 pA |  | 5 mA | 1.2µA (x4 Channels) |  |  | 10 kHz | [5 empty] | 1 (Unlimited) |  | Surface Mount |  | 4 |  |  |  | -40°C ~ 85°C |  | Rail-to-Rail |  | 14-TSSOP (0.173", 4.40mm Width) | Tape & Reel (TR) |  | 1040401 |  | - |  | 0.0045V/µs | 14-TSSOP |  |  |  |  | 5 mV |  | 10 V |  |  | 2.5 V | 2500 | https://www.unikeyic.com/media/datasheet/fd/e8/8cff/fd/8d9adaa90ac3d73e94474568c9244a9d.pdf | https://www.unikeyic.com/products/instrumentation-amplifiers/ts944aipt/33447070.html
TS951IYLT | STMicroelectronics | 10: 0.7839 100: 0.7647 500: 0.752 1,000: 0.7329 2,500: 0.7201 5,000: 0.7074 | 950μA 1V/μs 3MHz 50dB 1 12V 6mV 35nA SOT-23 SMD mount 1.3mm(height) |  |  | General Purpose |  |  | TS951 | 35 nA |  | 10 mA | 950µA |  |  | 3 MHz | [5 empty] | 1 (Unlimited) |  | Surface Mount |  | 1 |  |  |  | -40°C ~ 125°C |  | Rail-to-Rail |  | SC-74A, SOT-753 |  |  | 2193235 |  | - |  | 1V/µs | SOT-23-5 |  |  |  |  | 6 mV |  | 12 V |  |  | 2.7 V | 3737 | https://www.unikeyic.com/media/datasheet/84/40/1c64/84/2f71f57f36b4b2c1f7a4cdd58ae64bd2.pdf | https://www.unikeyic.com/products/instrumentation-amplifiers/ts951iylt/33345430.html
TS952IPT | STMicroelectronics | 10: 1.2408 50: 1.2106 100: 1.1904 250: 1.1601 500: 1.1399 1,000: 1.1198 2,500: 1.1097 | STMicroelectronics Low Power Op Amp, Dual Channel, TSSOP Package, Single Supply, SMD, 8-Pin |  |  | General Purpose |  |  | TS952 | 35 nA |  | 10 mA | 950µA (x2 Channels) |  |  | 3 MHz | [5 empty] | 1 (Unlimited) |  | Surface Mount |  | 2 |  |  |  | -40°C ~ 125°C |  | Rail-to-Rail |  | 8-TSSOP (0.173", 4.40mm Width) |  |  | 1836596 |  | - |  | 1V/µs | 8-TSSOP |  |  |  |  | 6 mV |  | 12 V |  |  | 2.7 V | 1534 | https://www.unikeyic.com/media/datasheet/84/40/1c64/84/2f71f57f36b4b2c1f7a4cdd58ae64bd2.pdf | https://www.unikeyic.com/products/instrumentation-amplifiers/ts952ipt/33129559.html
TS954IPT | STMicroelectronics | 2,500: 1.8991 5,000: 1.8612 | 950μA(x2 Channels) 1V/μs 3MHz 50dB 10mA 4 2.7V 12V 6mV 35nA TSSOP-14 SMD mount，glue mount 5mm*4.4mm*1mm |  |  | General Purpose |  |  | TS954 | 35 nA |  | 10 mA | 950µA (x4 Channels) |  |  | 3 MHz | [5 empty] | 1 (Unlimited) |  | Surface Mount |  | 4 |  |  |  | -40°C ~ 125°C |  | Rail-to-Rail |  | 14-TSSOP (0.173", 4.40mm Width) |  |  | 1883461 |  | Automotive, AEC-Q100 |  | 1V/µs | 14-TSSOP |  |  |  |  | 6 mV |  | 12 V |  |  | 2.7 V | 9835 | https://www.unikeyic.com/media/datasheet/84/40/1c64/84/2f71f57f36b4b2c1f7a4cdd58ae64bd2.pdf | https://www.unikeyic.com/products/instrumentation-amplifiers/ts954ipt/33468472.html
TS982IYDWT | STMicroelectronics | 10: 2.2788 25: 2.2232 50: 2.1862 100: 2.1306 250: 2.0936 500: 2.0565 1,000: 2.038 | 5.5mA (x2 Ch) 700mV/μs 2.2MHz 200mA 2 5.5V 1mV 200nA SOIC-8 SMD, Adhesive Mount |  |  | General Purpose |  |  | TS982 | 200 nA |  | 200 mA | 5.5mA (x2 Channels) |  |  | 2.2 MHz | [5 empty] | 1 (Unlimited) |  | Surface Mount |  | 2 |  |  |  | -40°C ~ 125°C |  | Rail-to-Rail |  | 8-SOIC (0.154", 3.90mm Width) Exposed Pad |  |  | 2193242 |  | Automotive, AEC-Q100 |  | 0.7V/µs | 8-SO |  |  |  |  | 1 mV |  | 5.5 V |  |  | 2.5 V | 98 | https://www.unikeyic.com/media/datasheet/2e/ec/7538/2eec75386ef4d1a579b2fe0abbc3c2e9.pdf | https://www.unikeyic.com/products/instrumentation-amplifiers/ts982iydwt/33016774.html
TSB572IYQ2T | STMicroelectronics | 1: 2.1118 10: 1.5397 25: 1.3976 100: 1.241 250: 1.1664 500: 1.1213 1,000: 1.1105 | Op Amp 36V 2Ch 340μA 890mV/μs 2.2MHz 95dB 65mA 1.5mV 8nA DFN SMD 3mm × 3mm × 750μm |  |  | General Purpose |  |  | TSB572 | 8 nA |  | 65 mA | 380µA (x2 Channels) |  |  | 2.2 MHz | [5 empty] | 1 (Unlimited) |  | Surface Mount |  | 2 |  |  |  | -40°C ~ 125°C (TA) |  | Rail-to-Rail |  | 8-WDFN Exposed Pad |  |  | 5799909 |  | Automotive, AEC-Q100 |  | 1V/µs | 8-DFN (3x3) |  |  |  |  | 1.5 mV |  | 36 V |  |  | 4 V | 2250 | https://www.unikeyic.com/media/datasheet/b3/16/b1bb/b3/eb279cab0573e89b0bf1825033ddc80c.pdf | https://www.unikeyic.com/products/instrumentation-amplifiers/tsb572iyq2t/33100885.html
TSC2012IST | STMicroelectronics | 10: 1.6703 50: 1.6296 100: 1.6024 250: 1.5617 | STMicroelectronics Current Sense Amplifier, Dual Output, MiniSO8 |  | 490 kHz | Current Sense |  |  | TSC2012 | 350 µA |  | 36 mA | 1.6mA | [8 empty] | 1 (Unlimited) |  | Surface Mount |  | 1 |  |  |  | -40°C ~ 125°C (TA) |  | - |  | 8-TSSOP, 8-MSOP (0.118", 3.00mm Width) |  |  | 11632143 |  | - |  | 5.2V/µs | 8-MiniSO |  |  |  |  | 500 µV |  | 5.5 V |  |  | 2.7 V | 2280 | https://www.unikeyic.com/media/datasheet/d9/7d/5a04/d9/f4f65e290a26a4b8a841f61daafe2ef4.pdf | https://www.unikeyic.com/products/instrumentation-amplifiers/tsc2012ist/33116068.html
TSC888AILT | STMicroelectronics | 50: 0.937 100: 0.9214 250: 0.898 500: 0.8824 1,000: 0.8667 2,500: 0.8589 | 1mA 2mA 1 4V 24V 5.5μA SOT-23-5 SMD, Adhesive Mount, 1.45mm H |  |  | Current Sense |  |  | TSC888 | 5.5 µA |  | 2 mA | 1mA | [8 empty] | 1 (Unlimited) |  | Surface Mount |  | 1 |  |  |  | -40°C ~ 85°C |  | - |  | SC-74A, SOT-753 |  |  | 1917103 |  | - |  | - | SOT-23-5 | [6 empty] | 24 V |  |  | 4 V | 5762 | https://www.unikeyic.com/media/datasheet/e8/37/4e9f/e8374e9fa61df379b164a9c40e654473.pdf | https://www.unikeyic.com/products/instrumentation-amplifiers/tsc888ailt/33071989.html
TSC888CILT | STMicroelectronics | 50: 0.8835 100: 0.8688 250: 0.8467 | Current Sense Amplifier, SOT23-5 |  |  | Current Sense |  |  | TSC888 | 5.5 µA |  | 2 mA | 1mA | [8 empty] | 1 (Unlimited) |  | Surface Mount |  | 1 |  |  |  | -40°C ~ 85°C |  | - |  | SC-74A, SOT-753 |  |  | 1917102 |  | - |  | - | SOT-23-5 | [6 empty] | 24 V |  |  | 4 V | 6116 | https://www.unikeyic.com/media/datasheet/e8/37/4e9f/e8374e9fa61df379b164a9c40e654473.pdf | https://www.unikeyic.com/products/instrumentation-amplifiers/tsc888cilt/33046603.html
TSH75CPT | STMicroelectronics | 2,500: 1.108 5,000: 1.0835 7,500: 1.0712 | 9.8mA 118V/μs 65MHz 4ch ±6V, 12V 800μV 6μA 100MHz SOP SMD 5mm × 4.4mm × 1mm |  | 100 MHz | General Purpose |  |  | TSH75 | 6 µA |  | 55 mA | 8.2mA |  |  | 65 MHz | [5 empty] | 1 (Unlimited) |  | Surface Mount |  | 4 |  |  |  | 0°C ~ 70°C |  | Rail-to-Rail |  | 16-TSSOP (0.173", 4.40mm Width) | Tape & Reel (TR)Cut Tape (CT) |  | 1884980 |  | - |  | 118V/µs | 16-TSSOP |  |  |  |  | 1.1 mV |  | 12 V |  |  | 3 V | 7680 | https://www.unikeyic.com/media/datasheet/3c/01/4e26/3c014e26bbaa0bfac0f814eb477c1d99.pdf | https://www.unikeyic.com/products/instrumentation-amplifiers/tsh75cpt/33509121.html
TSU112IQ2T | STMicroelectronics | 10: 1.656 25: 1.452 100: 1.2636 250: 1.1988 500: 1.1556 1,000: 1.1124 3,000: 1.0184 | 950nA 2.7mV/μs 11.5kHz 112dB 41mA, 45mA 2-Ch 1.5V-5.5V 150μV@5V 1pA DFN SMD 2mm L |  |  | CMOS |  |  | TSU112 | 1 pA |  | 41 mA | 950nA (x2 Channels) |  |  | 11.5 kHz | [5 empty] | 1 (Unlimited) |  | Surface Mount |  | 2 |  |  |  | -40°C ~ 85°C |  | Rail-to-Rail |  | 8-UFDFN Exposed Pad |  |  | 9606002 |  | - |  | 0.0027V/µs | 8-DFN (2x2) |  |  |  |  | 150 µV |  | 5.5 V |  |  | 1.5 V | 3289 | https://www.unikeyic.com/media/datasheet/1b/a4/b2c8/1b/04cfdf18d875da89f8ee3282f350d3a4.pdf | https://www.unikeyic.com/products/instrumentation-amplifiers/tsu112iq2t/33508054.html
TSV321RAIYLT | STMicroelectronics | 500: 1.0609 1,000: 1.0449 5,000: 1.037 | Op Amp 500μA 600mV/μs 1.4MHz 65dB 80mA 1Ch 2.5V-6V 100μV 70nA SOT-23 SMD 1.3mm H |  |  | General Purpose |  |  | TSV321 | 70 nA |  | 80 mA | 500µA |  |  | 1.4 MHz | [5 empty] | 1 (Unlimited) |  | Surface Mount |  | 1 |  |  |  | -40°C ~ 125°C |  | Rail-to-Rail |  | SC-74A, SOT-753 |  |  | 3087932 |  | - |  | 0.6V/µs | SOT-23-5 |  |  |  |  | 100 µV |  | 6 V |  |  | 2.5 V | 19551 | https://www.unikeyic.com/media/datasheet/f5/b7/f4f1/f5/7d38cb5e30fc06473ff5ad26403ef98f.pdf | https://www.unikeyic.com/products/instrumentation-amplifiers/tsv321raiylt/33033115.html
TSV358IPT | STMicroelectronics | 100: 1.2483 200: 1.1376 500: 1.0262 | 500μA 600mV/μs 1.4MHz 65dB 80mA 2 2.5V 6V 200μV 70nA SOP SMD mount 3mm*4.4mm*1mm |  |  | General Purpose |  |  | TSV358 | 70 nA |  | 80 mA | 500µA |  |  | 1.4 MHz | [5 empty] | 1 (Unlimited) |  | Surface Mount |  | 2 |  |  |  | -40°C ~ 125°C |  | Rail-to-Rail |  | 8-TSSOP (0.173", 4.40mm Width) | Tape & Reel (TR)Cut Tape (CT) |  | 954241 |  | - |  | 0.6V/µs | 8-TSSOP |  |  |  |  | 200 µV |  | 6 V |  |  | 2.5 V | 294 | https://www.unikeyic.com/media/datasheet/06/6b/9d9f/066b9d9ff6ee7ee97895b0907996afcb.pdf | https://www.unikeyic.com/products/instrumentation-amplifiers/tsv358ipt/33455120.html
TSV6191ILT | STMicroelectronics | 25: 0.6222 100: 0.5225 250: 0.4784 500: 0.4579 1,000: 0.4352 3,000: 0.4039 6,000: 0.3996 | 10.5μA 80mV/μs 450kHz 64dB 63mA 1-Ch 1.5V 5.5V 4mV 1pA SOT-23 SMD 1.3mm H |  |  | General Purpose |  |  | TSV6191 | 1 pA |  | 63 mA | 10.5µA |  |  | 450 kHz | [5 empty] | 1 (Unlimited) |  | Surface Mount |  | 1 |  |  |  | -40°C ~ 85°C |  | Rail-to-Rail |  | SC-74A, SOT-753 |  |  |  |  | - |  | 0.08V/µs | SOT-23-5 |  |  |  |  | 4 mV |  | 5.5 V |  |  | 1.5 V | 789 | https://www.unikeyic.com/media/datasheet/8a/e4/915d/8a/ea550ff993fe55cef39e07cb364519cb.pdf | https://www.unikeyic.com/products/instrumentation-amplifiers/tsv6191ilt/33437415.html
TSV621ILT | STMicroelectronics | 25: 0.8142 100: 0.6864 250: 0.6307 500: 0.6048 1,000: 0.5897 3,000: 0.5692 6,000: 0.5281 | Op Amp, 29μA, 140mV/μs, 420kHz, 60dB, 74mA, 1-Ch, 1.5V-5.5V, 4mV, 1pA, SOT-23, SMD, 2.9mm × 1.6mm × 1.05mm |  |  | General Purpose |  |  | TSV621 | 1 pA |  | 74 mA | 29µA |  |  | 420 kHz | [5 empty] | 1 (Unlimited) |  | Surface Mount |  | 1 |  |  |  | -40°C ~ 125°C |  | Rail-to-Rail |  | SC-74A, SOT-753 |  |  | 2021173 |  | - |  | 0.14V/µs | SOT-23-5 |  |  |  |  | 4 mV |  | 5.5 V |  |  | 1.5 V | 3181 | https://www.unikeyic.com/media/datasheet/f4/72/07b7/f47207b774229f085eddb6e30137beea.pdf | https://www.unikeyic.com/products/instrumentation-amplifiers/tsv621ilt/33462645.html
TSV622AIST | STMicroelectronics | 4,000: 1.0801 8,000: 1.0588 12,000: 1.0482 | STMicroelectronics Low Power Precision Op Amp Dual Channel MSOP Single Supply Surface Mount 8-Pin |  |  | CMOS |  |  | TSV622 | 1 pA |  | 74 mA | 29µA |  |  | 420 kHz | [5 empty] | 1 (Unlimited) |  | Surface Mount |  | 2 |  |  |  | -40°C ~ 125°C |  | Rail-to-Rail |  | 8-TSSOP, 8-MSOP (0.118", 3.00mm Width) |  |  | 2092849 |  | - |  | 0.14V/µs | 8-MiniSO |  |  |  |  | 1 mV |  | 5.5 V |  |  | 1.5 V | 4000 | https://www.unikeyic.com/media/datasheet/ae/8a/0c28/ae8a0c2822147f102907e249f0b96a55.pdf | https://www.unikeyic.com/products/instrumentation-amplifiers/tsv622aist/33046530.html
TSV632AIST | STMicroelectronics | 4,000: 1.1226 8,000: 1.1004 12,000: 1.0893 | Op Amp 60μA 340mV/μs 880kHz 60dB 74mA 2-Ch 1.5V-5.5V 800μV 1pA MSOP SMD 3mm × 3mm × 850μm |  |  | General Purpose |  |  | TSV632 | 1 pA |  | 74 mA | 50µA (x2 Channels) |  |  | 880 kHz | [5 empty] | 1 (Unlimited) |  | Surface Mount |  | 2 |  |  |  | -40°C ~ 125°C |  | Rail-to-Rail |  | 8-TSSOP, 8-MSOP (0.118", 3.00mm Width) |  |  | 2092857 |  | - |  | 0.34V/µs | 8-MiniSO |  |  |  |  | 800 µV |  | 5.5 V |  |  | 1.5 V | 26587 | https://www.unikeyic.com/media/datasheet/81/b7/37fd/81b737fd0be8f3de479656e2ace4e043.pdf | https://www.unikeyic.com/products/instrumentation-amplifiers/tsv632aist/33094117.html
TSV633AIST | STMicroelectronics | 1+: 2.254 10+: 1.702 25+: 1.474 100+: 1.296 250+: 1.2204 500+: 1.188 1,000+: 1.1772 4,000+: 1.134 | Op Amp 50μA(x2 Ch) 340mV/μs 880kHz 60dB 74mA 1.5V 5.5V 800μV 1pA MSOP SMD, Adhesive Mount 3mm × 3mm × 850μm | [49 empty] | 4287 | https://www.unikeyic.com/media/datasheet/b5/58/3214/b5/bab2ca4af0d50a294969dec129c59e7c.pdf | https://www.unikeyic.com/products/instrumentation-amplifiers/tsv633aist/33049518.html
TSV635AIPT | STMicroelectronics | 10: 1.3482 50: 1.3153 100: 1.2934 250: 1.2605 500: 1.2386 1,000: 1.2167 2,500: 1.2057 | STMicroelectronics Dual Op Amp, Quad Channel, TSSOP-16 Single Supply SMD 16-Pin |  |  | General Purpose |  |  | TSV635 | 1 pA |  | 74 mA | 50µA (x4 Channels) |  |  | 880 kHz | [5 empty] | 1 (Unlimited) |  | Surface Mount |  | 4 |  |  |  | -40°C ~ 125°C |  | Rail-to-Rail |  | 16-TSSOP (0.173", 4.40mm Width) |  |  | 2092836 |  | - |  | 0.34V/µs | 16-TSSOP |  |  |  |  | 800 µV |  | 5.5 V |  |  | 1.5 V | 280 | https://www.unikeyic.com/media/datasheet/b5/58/3214/b5/bab2ca4af0d50a294969dec129c59e7c.pdf | https://www.unikeyic.com/products/instrumentation-amplifiers/tsv635aipt/33383176.html
TSV635IPT | STMicroelectronics | 2,500: 0.9006 | Op Amp, 60μA, 340mV/μs Slew Rate, 880kHz BW, 60dB CMRR, 74mA Iout, 4-Ch, 1.5V-5.5V, 3mV Vos, 1pA Ib, SOP, SMD, 5mm × 4.4mm × 1mm |  |  | General Purpose |  |  | TSV635 | 1 pA |  | 74 mA | 50µA (x4 Channels) |  |  | 880 kHz | [5 empty] | 1 (Unlimited) |  | Surface Mount |  | 4 |  |  |  | -40°C ~ 125°C |  | Rail-to-Rail |  | 16-TSSOP (0.173", 4.40mm Width) |  |  | 2092893 |  | Automotive, AEC-Q100 | TSV63x Spice Model | 0.34V/µs | 16-TSSOP |  |  |  |  | 3 mV |  | 5.5 V |  |  | 1.5 V | 2500 | https://www.unikeyic.com/media/datasheet/b5/58/3214/b5/bab2ca4af0d50a294969dec129c59e7c.pdf | https://www.unikeyic.com/products/instrumentation-amplifiers/tsv635ipt/33436124.html
TSX564IYPT | STMicroelectronics | 2,500+: 1.2458 5,000+: 1.2189 7,500+: 1.2055 | 250μA 1.1V/μs 900kHz 56dB 92mA 4 3V 16V 1mV 1pA SOP SMD 5mm × 4.4mm × 1mm | [49 empty] | 2500 | https://www.unikeyic.com/media/datasheet/08/8d/0a40/08/a50c3631fbf3f126fca69a7f53973f86.pdf | https://www.unikeyic.com/products/instrumentation-amplifiers/tsx564iypt/33344235.html
TSX7191IYLT | STMicroelectronics | 1: 2.1886 10: 1.6063 25: 1.4596 100: 1.2984 250: 1.2216 500: 1.1752 1,000: 1.1687 | Op Amp, 660μA, 2.5V/μs, 9MHz, 110dB, 71mA, 1-Ch, 16V, 450μV, 1pA, SOT-23-5, SMD |  |  | General Purpose |  |  | TSX7191 | 1 pA |  |  | 660µA |  |  | 9 MHz | [5 empty] | 1 (Unlimited) |  | Surface Mount |  | 1 |  |  |  | -40°C ~ 125°C |  | Rail-to-Rail |  | SC-74A, SOT-753 |  |  | 7312868 |  | - |  | 2.5V/µs | SOT-23-5 |  |  |  |  | 450 µV |  | 16 V |  |  | 2.7 V | 2261 | https://www.unikeyic.com/media/datasheet/ee/d5/9dea/ee/85ec65b50d80ecff34ce1d785be3b878.pdf | https://www.unikeyic.com/products/instrumentation-amplifiers/tsx7191iylt/33514308.html
TSX922IST | STMicroelectronics | 10: 1.5749 50: 1.5365 100: 1.5109 250: 1.4725 500: 1.4469 1,000: 1.4212 2,500: 1.4084 | STMicroelectronics High-Speed Op Amp, Dual Channel, MSOP, Single Supply, SMD, 8-Pin |  |  | CMOS |  |  | TSX922 | 10 pA |  | 74 mA | 2.8mA (x2 Channels) |  |  | 10 MHz | [5 empty] | 1 (Unlimited) |  | Surface Mount |  | 2 |  |  |  | -40°C ~ 125°C |  | Rail-to-Rail |  | 8-TSSOP, 8-MSOP (0.118", 3.00mm Width) |  |  | 4498513 |  | - |  | 17V/µs | 8-MiniSO |  |  |  |  | 4 mV |  | 16 V |  |  | 4 V | 1044 | https://www.unikeyic.com/media/datasheet/d0/d5/c2c5/d0/b4d1bd69935f09a010b4b00bf036541c.pdf | https://www.unikeyic.com/products/instrumentation-amplifiers/tsx922ist/33534612.html
TSZ181ILT | STMicroelectronics | 10: 1.0428 50: 1.0173 100: 1.0004 250: 0.9749 500: 0.958 1,000: 0.941 2,500: 0.9326 | 800μA 4.7V/μs 3MHz 136dB 25mA，29mA 1 2.2V 5.5V 1μV 30pA SOT-23 SMD mount |  |  | Zero-Drift |  |  | TSZ181 | 30 pA |  | 29 mA | 800µA |  |  | 3 MHz | [5 empty] | 1 (Unlimited) |  | Surface Mount |  | 1 |  |  |  | -40°C ~ 125°C |  | Rail-to-Rail |  | SC-74A, SOT-753 |  |  | 9356250 |  | - |  | 4.7V/µs | SOT-23-5 |  |  |  |  | 25 µV |  | 5.5 V |  |  | 2.2 V | 2987 | https://www.unikeyic.com/media/datasheet/7a/37/2894/7a/925555e685d80a57107624142bf4801e.pdf | https://www.unikeyic.com/products/instrumentation-amplifiers/tsz181ilt/33417277.html
TSZ182HYDT | STMicroelectronics | 100: 2.6713 300: 2.6515 500: 2.6317 1,000: 2.5921 5,000: 2.5723 | 800μA (x2 Ch) 4.7V/μs 3MHz 29mA 25μV 30pA SOIC-8 SMD, Adhesive Mount |  |  | General Purpose |  |  | TSZ182 | 30 pA |  | 29 mA | 800µA (x2 Channels) |  |  | 3 MHz | [5 empty] | 1 (Unlimited) |  | Surface Mount |  | 2 |  |  |  | -40°C ~ 150°C (TA) |  | Rail-to-Rail |  | 8-SOIC (0.154", 3.90mm Width) |  |  | 11632121 |  | - |  | 4.7V/µs | 8-SOIC |  |  |  |  | 25 µV |  | 5.5 V |  |  | 2.2 V | 6815 | https://www.unikeyic.com/media/about_us/Unikey_ISO_9001_Certification.pdf | https://www.unikeyic.com/products/instrumentation-amplifiers/tsz182hydt/33029480.html
TY30533R2G | ON Semiconductor | 5,000: 0.113 |  |  |  | General Purpose |  |  | TY30533 |  |  |  | - | [8 empty] | 1 (Unlimited) |  | - | [5 empty] | - |  | - |  | - | Tape & Reel (TR) |  | 5257501 |  | - |  | - | - | [10 empty] | 46398 | https://www.unikeyic.com/media/datasheet/b9/e6/b3ae/b9/aae45a1332b220819022f8ec7fd837a0.pdf | https://www.unikeyic.com/products/instrumentation-amplifiers/ty30533r2g/33346639.html
TY30577DR2G | ON Semiconductor | 1,000: 0.1325 5,000: 0.1315 | 1.2mA 70dB 4 32V 5mV 150nA SOIC-14 SMD mount，glue mount |  |  | General Purpose |  |  | TY30577 |  |  |  | - | [8 empty] | 1 (Unlimited) |  | Surface Mount | [5 empty] | - |  | - |  | 14-SOIC (0.154", 3.90mm Width) | Tape & Reel (TR) |  | 5257502 |  | - |  | - | 14-SOIC | [10 empty] | 35483 | https://www.unikeyic.com/media/datasheet/28/8f/10d3/28/d116a9af87913c0fcc6d367390eca834.pdf | https://www.unikeyic.com/products/instrumentation-amplifiers/ty30577dr2g/33517278.html
VCA2614Y/250 | Texas Instruments | 25: 15.7909 50: 15.2387 100: 14.9074 300: 14.797 500: 14.6866 1,000: 14.4657 5,000: 14.3553 | Gate Driver 300V/μs 100MHz 2-Ch 5.25V 1nA 40MHz 32TQFP SMD |  | 40 MHz | Variable Gain |  |  | VCA2614 | 1 nA |  | 40 mA | - |  |  | 100 MHz | [5 empty] | 3 (168 Hours) |  | Surface Mount |  | 2 |  |  |  | -40°C ~ 85°C |  | Differential |  | 32-TQFP | Tape & Reel (TR)Cut Tape (CT) |  | 459317 |  | - |  | 300V/µs | 32-TQFP (5x5) | [6 empty] | 5.25 V |  |  | 4.75 V | 5351 | https://www.unikeyic.com/media/pdf/PCNObsolescenceEOL/texas-instruments/14/3a/3016/pcm3008t/2025/11/PCN20181004004.pdf | https://www.unikeyic.com/products/instrumentation-amplifiers/vca2614y-250/33486812.html
VCA5807PZP | Texas Instruments | 1+: 83.0962 100+: 73.8639 250+: 60.72 1,000+: 54.3114 | IC 200MHz 8 3.15V 5.5V 800KHz QFP SMD 1.05mm H | [49 empty] | 4066 | https://www.unikeyic.com/media/datasheet/41/2a/ebaf/41/6a46408acb82dab26cc6e0486abcf25e.pdf | https://www.unikeyic.com/products/instrumentation-amplifiers/vca5807pzp/33443825.html
uPC4062C-A | Renesas Electronics | 500: 1.0269 1,000: 1.0115 5,000: 1.0038 | 400μA 3V/μs 1MHz 5mA 2 ±16V 2mV 10pA PDIP-8 Through hole mounting |  |  | J-FET |  |  |  | 10 pA |  | 5 mA | 400µA |  |  | 1 MHz | [5 empty] | 3 (168 Hours) |  | Through Hole |  | 2 |  |  |  | -20°C ~ 80°C |  | - |  | 8-DIP (0.300", 7.62mm) | Bulk |  | 12128345 |  | - |  | 3V/µs | 8-PDIP |  |  |  |  | 2 mV |  | 32 V |  |  | 4 V | 3911 | https://www.unikeyic.com/media/about_us/Unikey_ISO_9001_Certification.pdf | https://www.unikeyic.com/products/instrumentation-amplifiers/upc4062c-a/33002097.html