## Surge Suppressors
Part Number | Manufacturer | Price | Description | AC Outlets | Applications | Backup Time - Max Load | Base Product Number | Capacitance | Connector-AC Output | Connector - AC Input | Cord Length | Current Rating | Current-Discharge (Nom) (8/20 µS) | Current-Steady State Max | Current - Discharge (Max) (8/20µS) | Current - Max | Current - Peak Pulse (10/1000 µs) | Current - Supply | Diameter | Energy | Features | Form | Height | Housing Material | Lead Spacing | Length/Width/Height | Media Lines Protected | Moisture Sensitivity Level (MSL) | Mounting Type | Mounting Type | Number of Circuits | Number of Poles | Operating Temperature | Operating Temperature | Output Connector | Overload Protection | Package / Case (Metric) | Package/Case | Packaging | Power-Rated | Product Status | Programmable Features | R vs Current | Region Utilized | Rid | RoHS | R @ 25°C | R @ Current | SPM | Series | Size / Dimension | Supplier Device Package | Technology | Tolerance | Voltage Rating | Voltage-Breakover | Voltage-Input | Voltage - Clamping | Voltage - DC Spark Over (Nom) | Voltage - Off State | Voltage - Supply | Voltage - Working | Weight | datasheet | Stock | Datasheet URL | Source URL
0200017 | PHOENIX CONTACT | 100: 0.6665 1,000: 0.6523 | Phoenix screws, screws, ZSR-EXseries, used forDIN Rail terminal block | [8 empty] | - | [16 empty] | wire mounting | [13 empty] | - | [11 empty] | - | [9 empty] | 10000 | https://www.unikeyic.com/media/about_us/Unikey_ISO_9001_Certification.pdf | https://www.unikeyic.com/products/surge-suppressors/0200017/12781358.html
1018070 | PHOENIX CONTACT | 1: 106.1616 10: 103.9028 | Phoenix,SYS-1000DC-PV/2+V/FM,?2, | [8 empty] | - | [30 empty] | - | [11 empty] | - | [9 empty] | 100 | https://www.unikeyic.com/media/about_us/Unikey_ISO_9001_Certification.pdf | https://www.unikeyic.com/products/surge-suppressors/1018070/15839232.html
1027586 | PHOENIX CONTACT | 1: 229.3173 | Phoenix , TERMITRAB series, Maximum surge current6A | - |  |  |  |  | - | - | - |  |  |  |  | - |  |  |  | - | - |  |  | Plastic |  |  | - | 1 (Unlimited) |  | DIN Rail | [5 empty] | Fuse Holder |  |  | Bulk |  |  |  |  | International | [5 empty] | TTC | [6 empty] | - | [5 empty] | - |  | 2 | https://www.unikeyic.com/media/about_us/Unikey_ISO_9001_Certification.pdf | https://www.unikeyic.com/products/surge-suppressors/1027586/986334.html
1027746 | PHOENIX CONTACT | 1: 1541.7729 10: 1508.9692 | Phoenix,SFK120-3S-385-FM,?2, | [8 empty] | - | [30 empty] | - | [11 empty] | - | [9 empty] | 100 | https://www.unikeyic.com/media/about_us/Unikey_ISO_9001_Certification.pdf | https://www.unikeyic.com/products/surge-suppressors/1027746/4404502.html
1033725 | PHOENIX CONTACT | 1: 317.6752 10: 310.9161 | Phoenix,VAL-MS1500DC-PV/2+V-FM,?2, | - |  |  |  |  | - | - | - |  |  |  |  | - |  |  |  | - | - |  |  | Plastic |  |  | - |  |  | DIN Rail | [5 empty] | - |  |  | Bulk |  |  |  |  | International | [5 empty] | VAL | [6 empty] | - | [5 empty] | - |  | 100 | https://www.unikeyic.com/media/about_us/Unikey_ISO_9001_Certification.pdf | https://www.unikeyic.com/products/surge-suppressors/1033725/1159611.html
1045380 | PHOENIX CONTACT | 1: 84.2523 10: 82.4597 | Lifecheck Surge Tester, IPCH Series | [8 empty] | - | [16 empty] | wire mounting | [13 empty] | - | [11 empty] | - | [9 empty] | 100 | https://www.unikeyic.com/media/about_us/Unikey_ISO_9001_Certification.pdf | https://www.unikeyic.com/products/surge-suppressors/1045380/4512176.html
1051154 | PHOENIX CONTACT | 1: 78.59 | Phoenix,VAL-MS-EE-T2-4+0-385-UD-FM,?2, | [8 empty] | - | [30 empty] | - | [11 empty] | - | [9 empty] | 57 | https://www.unikeyic.com/media/about_us/Unikey_ISO_9001_Certification.pdf | https://www.unikeyic.com/products/surge-suppressors/1051154/28340575.html
1061384 | PHOENIX CONTACT | 1: 126.28 | Surge Protector, TTC Series | - |  |  |  |  | - | - | - |  |  |  |  | - |  |  |  | - | - |  |  | Plastic |  |  | - |  |  | Base Mount | [5 empty] | - |  |  | Bulk |  |  |  |  | International | [5 empty] | TTC | [6 empty] | - | [5 empty] | - |  | 5 | https://www.unikeyic.com/media/datasheet/bb/51/0db7/bb510db7ac1aec1994c0581dc1503b31.pdf | https://www.unikeyic.com/products/surge-suppressors/1061384/14302137.html
1061385 | PHOENIX CONTACT | 1: 150.92 | Surge Protector, TTC Series, 10kA | - |  |  |  |  | Hardwired | Hardwired | - |  |  |  |  | - |  |  |  | - | - |  |  | Plastic |  |  | - | 1 (Unlimited) |  | DIN Rail | [5 empty] | None |  |  | Bulk |  |  |  |  | International | [5 empty] | - | [6 empty] | - | [5 empty] | - |  | 2 | https://www.unikeyic.com/media/about_us/Unikey_ISO_9001_Certification.pdf | https://www.unikeyic.com/products/surge-suppressors/1061385/19834062.html
1061386 | PHOENIX CONTACT | 2: 106.26 | Surge Protector, TTC Series | - |  |  |  |  | - | - | - |  |  |  |  | - |  |  |  | - | - |  |  | Plastic |  |  | - |  |  | Base Mount | [5 empty] | - |  |  | Bulk |  |  |  |  | International | [5 empty] | TTC | [6 empty] | - | [5 empty] | - |  | 5 | https://www.unikeyic.com/media/datasheet/3c/7d/4977/3c7d4977cedbd58fdac203839353bf87.pdf | https://www.unikeyic.com/products/surge-suppressors/1061386/30186269.html
1063720000 | Weidmüller | 1: 93.744 10: 72.8687 50: 68.6712 | SURGE PROTECTION | [8 empty] | - | [16 empty] | DIN rail mounting | [11 empty] | On sale |  | - | [5 empty] | bulk | [5 empty] | - | [8 empty] | 1063720000 Weidmüller | 4 | https://www.unikeyic.com/media/datasheet/6a/2e/76ce/6a2e76ce4735268040e726887b62425d.pdf | https://www.unikeyic.com/products/surge-suppressors/1063720000/1272661.html
1063740000 | Weidmüller | 2: 59.268 5: 58.168 10: 54.868 | 500mA DIN Rail Mount, 6.1mm W × 76mm H | [8 empty] | 500mA | [13 empty] | 6.1mm(width)*76mm(height) |  |  | DIN rail mounting | [11 empty] | On sale |  | - | [5 empty] | bulk | [5 empty] | - | [8 empty] | 1063740000 Weidmüller | 10 | https://www.unikeyic.com/media/datasheet/6a/2e/76ce/6a2e76ce4735268040e726887b62425d.pdf | https://www.unikeyic.com/products/surge-suppressors/1063740000/1445362.html
1063770000 | Weidmüller | 10: 79.353 50: 75.6771 | 500mA DIN Rail Mount 6.1mm W × 76mm H | [8 empty] | 500mA | [13 empty] | 6.1mm(width)*76mm(height) |  |  | DIN rail mounting | [11 empty] | On sale |  | - | [5 empty] | bulk | [5 empty] | - | [8 empty] | 1063770000 Weidmüller | 10 | https://www.unikeyic.com/media/datasheet/6a/2e/76ce/6a2e76ce4735268040e726887b62425d.pdf | https://www.unikeyic.com/products/surge-suppressors/1063770000/1081999.html
1063830000 | Weidmüller | 10+: 53.7966 30+: 51.3217 50+: 50.2101 100+: 48.74 | 500mA DIN Rail Mount 6.2mm W × 76mm H | [61 empty] | 10 | https://www.unikeyic.com/media/datasheet/6a/2e/76ce/6a2e76ce4735268040e726887b62425d.pdf | https://www.unikeyic.com/products/surge-suppressors/1063830000/12165355.html
1063930000 | Weidmüller | 1: 86.5386 | Weidmuller | [8 empty] | - | [16 empty] | DIN rail mounting |  |  |  | -40℃~70℃ | [7 empty] | On sale |  | - | [5 empty] | bulk | [5 empty] | 42V | [8 empty] | 1063930000 Weidmüller | 2 | https://www.unikeyic.com/media/datasheet/ef/66/60ed/ef/9263d8ff3c2519a47879bb852c448318.pdf | https://www.unikeyic.com/products/surge-suppressors/1063930000/1232361.html
1063950000 | Weidmüller | 6: 21.439 | 32A DINRail installation 6.1mm(width)*76mm(height) | [8 empty] | 32A | [13 empty] | 6.1mm(width)*76mm(height) |  |  | DIN rail mounting | [11 empty] | On sale |  | - | [5 empty] | bulk | [5 empty] | - | [8 empty] | 1063950000 Weidmüller | 6 | https://www.unikeyic.com/media/datasheet/6a/2e/76ce/6a2e76ce4735268040e726887b62425d.pdf | https://www.unikeyic.com/products/surge-suppressors/1063950000/1148237.html
1063960000 | Weidmüller | 10: 29.2854 50: 24.881 100: 23.8451 | 32A DINRail installation 6.1mm(width)*76mm(height) | [8 empty] | 32A | [13 empty] | 6.1mm(width)*76mm(height) |  |  | DIN rail mounting | [11 empty] | On sale |  | - | [5 empty] | bulk | [5 empty] | - | [8 empty] | 1063960000 Weidmüller | 15 | https://www.unikeyic.com/media/datasheet/6a/2e/76ce/6a2e76ce4735268040e726887b62425d.pdf | https://www.unikeyic.com/products/surge-suppressors/1063960000/12563068.html
1063970000 | Weidmüller | 6: 20.944 10: 19.393 | 32A DINRail installation 6.1mm(width)*76mm(height) | [8 empty] | 32A | [13 empty] | 6.1mm(width)*76mm(height) |  |  | DIN rail mounting | [11 empty] | On sale |  | - | [5 empty] | bulk | [5 empty] | - | [8 empty] | 1063970000 Weidmüller | 12 | https://www.unikeyic.com/media/datasheet/6a/2e/76ce/6a2e76ce4735268040e726887b62425d.pdf | https://www.unikeyic.com/products/surge-suppressors/1063970000/1346512.html
1063990000 | Weidmüller | 1: 43.1352 10: 32.036 50: 27.3123 100: 26.5081 | 32A DINRail installation 76mm*12.2mm*76mm | [8 empty] | 32A | [13 empty] | 76mm*12.2mm*76mm |  |  | DIN rail mounting | [11 empty] | On sale |  | - | [5 empty] | bulk | [5 empty] | - | [8 empty] | 1063990000 Weidmüller | 4 | https://www.unikeyic.com/media/datasheet/6a/2e/76ce/6a2e76ce4735268040e726887b62425d.pdf | https://www.unikeyic.com/products/surge-suppressors/1063990000/1159564.html
1064070000 | Weidmüller | 10+: 23.2059 50+: 19.4925 100+: 18.3008 500+: 17.8933 | DIN Rail Mount, 32A, 6.1mm W × 76mm H | [61 empty] | 23 | https://www.unikeyic.com/media/datasheet/6a/2e/76ce/6a2e76ce4735268040e726887b62425d.pdf | https://www.unikeyic.com/products/surge-suppressors/1064070000/12319645.html
1064080000 | Weidmüller | 10+: 22.3738 50+: 18.8102 100+: 17.6665 500+: 17.325 | Surge Suppressors, 32A, 24VAC, DIN Rail | [61 empty] | 10 | https://www.unikeyic.com/media/datasheet/11/cf/1e27/11/daeb907f868f43268e0468b06e6e148e.pdf | https://www.unikeyic.com/products/surge-suppressors/1064080000/932318.html
1064130000 | Weidmüller | 1+: 36.8388 10+: 27.0097 50+: 22.8241 100+: 21.4812 500+: 21.4393 | Circuit Breaker 20A DIN Rail Mount 58.5mm × 12.2mm × 76mm | [61 empty] | 5 | https://www.unikeyic.com/media/datasheet/6a/2e/76ce/6a2e76ce4735268040e726887b62425d.pdf | https://www.unikeyic.com/products/surge-suppressors/1064130000/1300678.html
1064170000 | Weidmüller | 1: 116.8776 5: 97.8696 10: 90.0288 20: 89.1 50: 87.534 100: 82.674 | 500mA DIN Rail Mount 6.1mm W × 88.5mm H | [8 empty] | 500mA | [13 empty] | 6.1mm(width)*88.5mm(height) |  |  | DIN rail mounting | [11 empty] | On sale |  | - |  |  | Compliant | [8 empty] | - | [8 empty] | 1064170000 Weidmüller | 3 | https://www.unikeyic.com/media/datasheet/73/a0/d23e/73/ca895e80848ebb729b6596dbff0cf3b9.pdf | https://www.unikeyic.com/products/surge-suppressors/1064170000/675145.html
1064230000 | Weidmüller | 10+: 81.9493 50+: 78.4994 | SURGE PROTECTION | [61 empty] | 10 | https://www.unikeyic.com/media/datasheet/11/cf/1e27/11/daeb907f868f43268e0468b06e6e148e.pdf | https://www.unikeyic.com/products/surge-suppressors/1064230000/12495163.html
1064310000 | Weidmüller | 2: 72.171 | 500mA DINRail installation 6.1mm(width)*88.5mm(height) | [8 empty] | 500mA | [13 empty] | 6.1mm(width)*88.5mm(height) |  |  | DIN rail mounting | [11 empty] | On sale |  | - | [5 empty] | bulk | [5 empty] | - | [8 empty] | 1064310000 Weidmüller | 2 | https://www.unikeyic.com/media/datasheet/11/cf/1e27/11/daeb907f868f43268e0468b06e6e148e.pdf | https://www.unikeyic.com/products/surge-suppressors/1064310000/607221.html
1064350000 | Weidmüller | 2: 64.141 5: 62.953 | 500mA DIN Rail Mount 6.1mm W × 88.5mm H | [8 empty] | 500mA | [13 empty] | 6.1mm(width)*88.5mm(height) |  |  | DIN rail mounting | [11 empty] | On sale |  | - | [5 empty] | bulk | [5 empty] | - | [8 empty] | 1064350000 Weidmüller | 5 | https://www.unikeyic.com/media/datasheet/6a/2e/76ce/6a2e76ce4735268040e726887b62425d.pdf | https://www.unikeyic.com/products/surge-suppressors/1064350000/12194631.html
1064390000 | Weidmüller | 10+: 101.6366 | 500mA DIN Rail Mount 81mm × 6.1mm × 88.5mm | [61 empty] | 10 | https://www.unikeyic.com/media/datasheet/6a/2e/76ce/6a2e76ce4735268040e726887b62425d.pdf | https://www.unikeyic.com/products/surge-suppressors/1064390000/3778964.html
1064430000 | Weidmüller | 2: 71.742 5: 70.411 9: 69.091 10: 66.44 | Surge protection for instrumentation and control Surge protection for measurement and control | [8 empty] | - | [16 empty] | DIN rail mounting | [11 empty] | On sale |  | - | [5 empty] | bulk | [5 empty] | - | [8 empty] | 1064430000 Weidmüller | 28 | https://www.unikeyic.com/media/datasheet/6a/2e/76ce/6a2e76ce4735268040e726887b62425d.pdf | https://www.unikeyic.com/products/surge-suppressors/1064430000/456746.html
1064540000 | Weidmüller | 1: 82.324 5: 74.4552 8: 65.124 24: 64.314 56: 63.6552 104: 57.942 | [9 empty] | - | [16 empty] | DIN rail mounting | [11 empty] | On sale |  | - | [5 empty] | bulk | [5 empty] | - | [8 empty] | 1064540000 Weidmüller | 29 | https://www.unikeyic.com/media/datasheet/11/cf/1e27/11/daeb907f868f43268e0468b06e6e148e.pdf | https://www.unikeyic.com/products/surge-suppressors/1064540000/1183104.html
1064610000 | Weidmüller | 1: 80.784 10: 62.0492 50: 56.6402 | SURGE PROTECTION | [8 empty] | - | [16 empty] | DIN rail mounting | [11 empty] | On sale |  | - | [11 empty] | - | [9 empty] | 4 | https://www.unikeyic.com/media/about_us/Unikey_ISO_9001_Certification.pdf | https://www.unikeyic.com/products/surge-suppressors/1064610000/12655163.html
1064630000 | Weidmüller | 1+: 79.2507 10+: 60.8032 50+: 55.3287 | SURGE PROTECTION | [61 empty] | 5 | https://www.unikeyic.com/media/datasheet/6a/2e/76ce/6a2e76ce4735268040e726887b62425d.pdf | https://www.unikeyic.com/products/surge-suppressors/1064630000/12868672.html
1064640000 | Weidmüller | 10+: 63.9089 50+: 58.5911 | Surge Protection for Instrumentation and Control | [61 empty] | 20 | https://www.unikeyic.com/media/datasheet/ce/18/846d/ce18846d7dc8d33332d128cf95609f93.pdf | https://www.unikeyic.com/products/surge-suppressors/1064640000/12156514.html
1064690000 | Weidmüller | 1+: 14.8155 10+: 13.4167 30+: 12.7968 | 195V DIN Rail Mount | [61 empty] | 33 | https://www.unikeyic.com/media/datasheet/3c/5d/d745/3c5dd745fde709adec41666b66f3fc76.pdf | https://www.unikeyic.com/products/surge-suppressors/1064690000/12455868.html
1064717 | PHOENIX CONTACT | 1: 7.4182 10: 7.2604 | Phoenix,PRT-PV-1000/10-510,?2, | [8 empty] | - | [30 empty] | - | [11 empty] | - | [9 empty] | 100 | https://www.unikeyic.com/media/about_us/Unikey_ISO_9001_Certification.pdf | https://www.unikeyic.com/products/surge-suppressors/1064717/29512246.html
1064719 | PHOENIX CONTACT | 1: 7.2856 10: 7.1306 | Phoenix,PRT-PV-1000/10-385,?2, | [8 empty] | - | [30 empty] | - | [11 empty] | - | [9 empty] | 100 | https://www.unikeyic.com/media/about_us/Unikey_ISO_9001_Certification.pdf | https://www.unikeyic.com/products/surge-suppressors/1064719/26247199.html
1064810000 | Weidmüller | 1+: 82.969 16+: 61.0972 56+: 58.5003 | 12A DIN Rail Mount 81mm × 7.1mm × 88.5mm | [61 empty] | 1 | https://www.unikeyic.com/media/datasheet/11/cf/1e27/11/daeb907f868f43268e0468b06e6e148e.pdf | https://www.unikeyic.com/products/surge-suppressors/1064810000/12561376.html
1064840000 | Weidmüller | 1+: 81.4104 | Terminal Block, DIN Rail Mount, 12A, 12.2mm W × 88.5mm H | [61 empty] | 2 | https://www.unikeyic.com/media/datasheet/6a/2e/76ce/6a2e76ce4735268040e726887b62425d.pdf | https://www.unikeyic.com/products/surge-suppressors/1064840000/1259903.html
1065010000 | Weidmüller | 1+: 131.5872 5+: 100.3536 10+: 95.9148 20+: 94.1328 50+: 92.124 100+: 85.2012 | Surge Protection for Instrumentation and Control | [61 empty] | 2 | https://www.unikeyic.com/media/datasheet/6a/2e/76ce/6a2e76ce4735268040e726887b62425d.pdf | https://www.unikeyic.com/products/surge-suppressors/1065010000/12669288.html
1065020000 | Weidmüller | 1: 27.287 | Weidmuller | [8 empty] | - | [16 empty] | DIN rail mounting |  |  |  | -40℃~70℃ | [7 empty] | On sale |  | - | [5 empty] | bulk | [5 empty] | 35V | [8 empty] | 1065020000 Weidmüller | 2 | https://www.unikeyic.com/media/datasheet/04/33/2206/04/ba2bf2fbcab8d5328d19605a700f3168.pdf | https://www.unikeyic.com/products/surge-suppressors/1065020000/12195975.html
1066490000 | Weidmüller | 1: 112.7844 | Weidmuller | [8 empty] | - | [16 empty] | DIN rail mounting |  |  |  | -40℃~70℃ | [7 empty] | On sale |  | - | [5 empty] | bulk | [5 empty] | 42V | [8 empty] | 1066490000 Weidmüller | 3 | https://www.unikeyic.com/media/datasheet/85/33/2649/8533264929c68f98c1eef236ec2bd90a.pdf | https://www.unikeyic.com/products/surge-suppressors/1066490000/12462435.html
1075896 | PHOENIX CONTACT | 1: 433.664 | Phoenix , VAL-US-277/80/3+0-FM series, Maximum surge current80kA | - |  |  |  |  | - | - | - |  |  |  |  | - |  |  |  | - | - |  |  | Plastic |  |  | - |  |  | DIN Rail | [5 empty] | Fuse Holder |  |  | Bulk |  |  |  |  | International | 17936749 |  |  |  |  | VAL | [6 empty] | - | [5 empty] | - |  | 2 | https://www.unikeyic.com/media/datasheet/d8/28/2576/d8282576dd81c0a016a9808fec67e3f4.pdf | https://www.unikeyic.com/products/surge-suppressors/1075896/11790321.html
1088258 | PHOENIX CONTACT | 1: 90.7424 10: 88.8117 | Phoenix,VAL-MS-EE-T2-2+0-385-FM,?2, | [8 empty] | - | [30 empty] | - | [11 empty] | - | [9 empty] | 100 | https://www.unikeyic.com/media/about_us/Unikey_ISO_9001_Certification.pdf | https://www.unikeyic.com/products/surge-suppressors/1088258/21899080.html
1093400000 | Weidmüller |  | Surge Suppressors, 450mA, 24VDC | [63 empty] | https://www.unikeyic.com/products/surge-suppressors/1093400000/1154408.html
1139710000 | Weidmüller | 1+: 100.3987 | Power Supply Module, 300mA, DIN Rail Mount, 6.1mm W × 88.5mm H | [61 empty] | 4 | https://www.unikeyic.com/media/datasheet/6a/2e/76ce/6a2e76ce4735268040e726887b62425d.pdf | https://www.unikeyic.com/products/surge-suppressors/1139710000/685525.html
1199369 | PHOENIX CONTACT | 1: 417.5604 | VAL-US-277/40/3+0-FM | - |  |  |  |  | - | - | - |  |  |  |  | - |  |  |  | - | - |  |  | Plastic |  |  | - |  |  | DIN Rail | [5 empty] | Fuse Holder |  |  | Bulk |  |  |  |  | International | 17936664 |  |  |  |  | VAL | [6 empty] | - | [5 empty] | - |  | 39 | https://www.unikeyic.com/media/datasheet/53/73/ceb8/5373ceb8e750393bd22f580cf73e1075.pdf | https://www.unikeyic.com/products/surge-suppressors/1199369/31483891.html
11BGX77048 | Lovato Electric | 1: 18.2632 5: 17.0456 10: 17.0456 20: 16.7412 50: 16.7412 | QUICK CONNECT SURGE SUPPRESSOR, 48VAC/DC; | [8 empty] | - | [30 empty] | - | [11 empty] | - | [9 empty] | 4 | https://www.unikeyic.com/media/about_us/Unikey_ISO_9001_Certification.pdf | https://www.unikeyic.com/products/surge-suppressors/11bgx77048/26350370.html
130135-0197 | molex | 1: 817.487 | 110V(AC)~126V(AC) 15A |  |  |  | 130135 | [20 empty] | Not Applicable | [10 empty] | Bulk | [5 empty] | 14793266 |  |  |  |  | * | [14 empty] | 1 | https://www.unikeyic.com/media/pdf/PCNAssemblyOrigin/molex/2a/87/b919/1301470137/2025/11/PCN512075.pdf | https://www.unikeyic.com/products/surge-suppressors/130135-0197/539556.html
1301350185 | molex | 1: 393.2064 | HEAVY DUTY PORTABLE OUTLET BOX | - |  |  | 130135 |  | - | - | - |  |  |  |  | - |  |  |  | - | - |  |  | Rubber |  |  | - | 1 (Unlimited) |  | - | [5 empty] | None |  |  | Bag |  |  |  |  | International | 14787708 |  |  |  |  | Super-Safeway 3200 | [6 empty] | - | [5 empty] | - |  | 1 | https://www.unikeyic.com/media/datasheet/28/53/75a0/28/081d672cb8d53dbb10f5c6fb18e815eb.pdf | https://www.unikeyic.com/products/surge-suppressors/1301350185/572290.html
1301350186 | molex | 1: 438.3023 5: 413.4919 | OUTLET BOX PORTABLE YELLOW | - |  |  | 130135 |  | - | - | - |  |  |  |  | - |  |  |  | - | - |  |  | Rubber |  |  | - | 1 (Unlimited) |  | - | [5 empty] | None |  |  | Bag |  |  |  |  | International | 14765205 |  |  |  |  | Super-Safeway 3200 | [6 empty] | - | [5 empty] | - |  | 1 | https://www.unikeyic.com/media/datasheet/28/53/75a0/28/081d672cb8d53dbb10f5c6fb18e815eb.pdf | https://www.unikeyic.com/products/surge-suppressors/1301350186/658963.html
1301350201 | molex | 1+: 1506.2171 | Connector, 120V, 20A | [61 empty] | 1 | https://www.unikeyic.com/media/datasheet/28/53/75a0/28/081d672cb8d53dbb10f5c6fb18e815eb.pdf | https://www.unikeyic.com/products/surge-suppressors/1301350201/11957659.html
1301360035 | molex | 1: 371.976 2: 357.104 4: 342.815 | Relay, 120V, 15A, Floor Mount, Wall Mount, Bracket Mount | 3 |  |  | 130136 |  | NEMA 5-15R | NEMA 5-15P | 25' (7.62m) |  |  |  |  | 15A |  |  |  | - | - |  |  | Rubber |  |  | - | 1 (Unlimited) |  | Bench, Floor, Wall | [5 empty] | None |  |  | Bag |  |  |  |  | North America | [5 empty] | Super-Safeway 130136 | [6 empty] | 120V | [5 empty] | - |  | 1 | https://www.unikeyic.com/media/datasheet/c8/b9/c92e/c8b9c92e71de136d6c6e026b5a69336d.pdf | https://www.unikeyic.com/products/surge-suppressors/1301360035/933517.html
1301360038 | molex | 1: 491.931 3: 472.263 | 15A Floor Mount, Wall Mount, Bracket Mount | - |  |  | 130136 |  | NEMA 5-15R | NEMA 5-15P | 50' (15.24m) |  |  |  |  | 15A |  |  |  | - | - |  |  | Rubber |  |  | - | Not Applicable |  | Bench, Floor, Wall | [5 empty] | None |  |  | Bulk |  |  |  |  | North America | 14766081 |  |  |  |  | Super-Safeway 130136 | [6 empty] | 120V | [7 empty] | 3 | https://www.unikeyic.com/media/datasheet/8b/5d/2444/8b5d2444699a6d650767b885dd3ad80e.pdf | https://www.unikeyic.com/products/surge-suppressors/1301360038/11981896.html
130137-0088 | molex | 1: 123.915 2: 121.44 | 120V 15A | 2 |  |  | 130137 |  | NEMA 5-15R | Hardwired | Without Cord |  |  |  |  | 15A |  |  |  | - | - |  |  | Rubber |  |  | - | 1 (Unlimited) |  | - | [5 empty] | None |  |  | Bag |  |  |  |  | North America | [5 empty] | Super-Safeway 3000 | [6 empty] | 120V | [5 empty] | - |  | 14 | https://www.unikeyic.com/media/datasheet/28/53/75a0/28/081d672cb8d53dbb10f5c6fb18e815eb.pdf | https://www.unikeyic.com/products/surge-suppressors/130137-0088/12128133.html
1301370007 | molex | 2: 81.543 5: 78.276 18: 75.152 | 120V 15A | - |  |  | 130137 |  | - | Hardwired | Without Cord |  |  |  |  | - |  |  |  | - | - |  |  | Rubber |  |  | - | 1 (Unlimited) |  | - | [5 empty] | None |  |  | Bag |  |  |  |  | - | [5 empty] | Super-Safeway 3000 | [6 empty] | 120V | [5 empty] | - |  | 7 | https://www.unikeyic.com/media/datasheet/28/53/75a0/28/081d672cb8d53dbb10f5c6fb18e815eb.pdf | https://www.unikeyic.com/products/surge-suppressors/1301370007/12800547.html
1301370010 | molex | 1: 206.2651 | 120V | - |  |  | 130137 |  | - | Hardwired | Without Cord |  |  |  |  | - |  |  |  | - | - |  |  | Rubber |  |  | - | 1 (Unlimited) |  | - | [5 empty] | None |  |  | Bag |  |  |  |  | - | [5 empty] | Super-Safeway 3000 | [6 empty] | 120V | [5 empty] | - |  | 1 | https://www.unikeyic.com/media/datasheet/4a/37/b609/4a/0bf6c270f073719ec2c15f274962deef.pdf | https://www.unikeyic.com/products/surge-suppressors/1301370010/1116476.html
1301370013 | molex | 2: 67.54 | 240V 20A | - |  |  | 130137 |  | - | Hardwired | Without Cord |  |  |  |  | - |  |  |  | - | - |  |  | Rubber |  |  | - | 1 (Unlimited) |  | - | [5 empty] | None |  |  | Bag |  |  |  |  | International | 14787520 |  |  |  |  | Super-Safeway 3000 | [6 empty] | - | [5 empty] | - |  | 15 | https://www.unikeyic.com/media/about_us/Unikey_ISO_9001_Certification.pdf | https://www.unikeyic.com/products/surge-suppressors/1301370013/1306559.html
1301370014 | molex | 1: 109.0327 5: 102.8602 | 240V 20A | - |  |  | 130137 |  | - | Hardwired | Without Cord |  |  |  |  | - |  |  |  | - | - |  |  | Rubber |  |  | - | 1 (Unlimited) |  | - | [5 empty] | None |  |  | Bag |  |  |  |  | International | 14792734 |  |  |  |  | Super-Safeway 3000 | [6 empty] | - | [5 empty] | - |  | 1 | https://www.unikeyic.com/media/about_us/Unikey_ISO_9001_Certification.pdf | https://www.unikeyic.com/products/surge-suppressors/1301370014/836053.html
1301370089 | molex | 1: 132.495 4: 127.204 11: 122.1 | 120V 20A | 2 |  |  | 130137 |  | NEMA 5-20R | Hardwired | Without Cord |  |  |  |  | 20A |  |  |  | - | - |  |  | Rubber |  |  | - | 1 (Unlimited) |  | - | [5 empty] | None |  |  | Bag |  |  |  |  | North America | 2076633 |  |  |  |  | Super-Safeway 3000 | [6 empty] | 120V | [5 empty] | - |  | 38 | https://www.unikeyic.com/media/datasheet/cb/60/22b5/cb/f65cd93bed6eaa2be666e3b567b3a3c2.pdf | https://www.unikeyic.com/products/surge-suppressors/1301370089/527083.html
1301370121 | molex | 1: 96.3032 5: 90.8462 | 120V 20A | 4 |  |  | 130137 |  | NEMA 5-20R | Hardwired | Without Cord |  |  |  |  | - |  |  |  | - | - |  |  | Rubber |  |  | - | 1 (Unlimited) |  | - | [5 empty] | None |  |  | Bag |  |  |  |  | North America | [5 empty] | Super-Safeway 3000 | [6 empty] | 120V | [5 empty] | - |  | 3 | https://www.unikeyic.com/media/datasheet/28/53/75a0/28/081d672cb8d53dbb10f5c6fb18e815eb.pdf | https://www.unikeyic.com/products/surge-suppressors/1301370121/12904087.html
1301370127 | molex | 1: 219.934 2: 211.123 7: 202.686 | 120V 15A | 2 |  |  | 130137 |  | NEMA 5-15R | Hardwired | Without Cord |  |  |  |  | 15A |  |  |  | - | - |  |  | Rubber |  |  | - | 1 (Unlimited) |  | - | [5 empty] | None |  |  | Bag |  |  |  |  | North America | 2076637 |  |  |  |  | Super-Safeway 3000 | [6 empty] | 120V | [5 empty] | - |  | 8 | https://www.unikeyic.com/media/datasheet/28/53/75a0/28/081d672cb8d53dbb10f5c6fb18e815eb.pdf | https://www.unikeyic.com/products/surge-suppressors/1301370127/956153.html
1301370147 | molex | 2: 59.873 | 240V 20A | - |  |  | 130137 |  | - | Hardwired | Without Cord |  |  |  |  | - |  |  |  | - | - |  |  | Rubber |  |  | - | 1 (Unlimited) |  | - | [5 empty] | None |  |  | Bag |  |  |  |  | International | [5 empty] | Super-Safeway 3000 | [6 empty] | - | [5 empty] | - |  | 104 | https://www.unikeyic.com/media/datasheet/28/53/75a0/28/081d672cb8d53dbb10f5c6fb18e815eb.pdf | https://www.unikeyic.com/products/surge-suppressors/1301370147/12508919.html
1301370148 | molex | 1: 132.948 5: 115.074 | 240V | - |  |  | 130137 |  | - | Hardwired | Without Cord |  |  |  |  | - |  |  |  | - | - |  |  | Rubber |  |  | - | 1 (Unlimited) |  | - | [5 empty] | None |  |  | Bag |  |  |  |  | International | 2076639 |  |  |  |  | Super-Safeway 3000 | [6 empty] | - | [5 empty] | - |  | 1 | https://www.unikeyic.com/media/datasheet/6d/a9/8e46/6d/601958d8bf09d12b4ed5ffd050760736.pdf | https://www.unikeyic.com/products/surge-suppressors/1301370148/12083591.html
1301370149 | molex | 2: 69.729 | 240V 20A | - |  |  | 130137 |  | - | Hardwired | Without Cord |  |  |  |  | - |  |  |  | - | - |  |  | Rubber |  |  | - | 1 (Unlimited) |  | - | [5 empty] | None |  |  | Bag |  |  |  |  | International | [5 empty] | Super-Safeway 3000 | [6 empty] | - | [5 empty] | - |  | 30 | https://www.unikeyic.com/media/datasheet/28/53/75a0/28/081d672cb8d53dbb10f5c6fb18e815eb.pdf | https://www.unikeyic.com/products/surge-suppressors/1301370149/657068.html
1301370185 | molex | 1: 95.526 | 120V 15A | 2 |  |  | 130137 |  | NEMA L5-20R | Hardwired | Without Cord |  |  |  |  | - |  |  |  | - | - |  |  | Rubber |  |  | - | 1 (Unlimited) |  | - | [5 empty] | None |  |  | Bag |  |  |  |  | North America | [5 empty] | Super-Safeway 3000 | [6 empty] | 120V | [5 empty] | - |  | 1 | https://www.unikeyic.com/media/datasheet/e8/65/f7af/e8/2c018eb1b6726e4489e4ef127b5f1fb3.pdf | https://www.unikeyic.com/products/surge-suppressors/1301370185/651820.html
1301370191 | molex | 1: 226.281 2: 217.239 7: 208.549 | 120V | 2 |  |  | 130137 |  | NEMA 5-15R | Hardwired | Without Cord |  |  |  |  | - |  |  |  | - | - |  |  | Rubber |  |  | - | 1 (Unlimited) |  | - | [5 empty] | None |  |  | Bag |  |  |  |  | North America | [5 empty] | Super-Safeway 3000 | [6 empty] | 120V | [5 empty] | - |  | 1 | https://www.unikeyic.com/media/datasheet/da/77/57c1/da/d88a87a968653751c8f10a00b3d3b481.pdf | https://www.unikeyic.com/products/surge-suppressors/1301370191/12515302.html
1301370192 | molex | 1: 234.124 2: 224.763 6: 215.765 | 250V | 2 |  |  | 130137 |  | NEMA 5-20R | Hardwired | Without Cord |  |  |  |  | - |  |  |  | - | - |  |  | Rubber |  |  | - | 1 (Unlimited) |  | - | [5 empty] | None |  |  | Bag |  |  |  |  | North America | 2076659 |  |  |  |  | Super-Safeway 3000 | [6 empty] | - | [5 empty] | - |  | 5 | https://www.unikeyic.com/media/pdf/PCNAssemblyOrigin/molex/2a/87/b919/1301470137/2025/11/PCN512075.pdf | https://www.unikeyic.com/products/surge-suppressors/1301370192/1486795.html
1317634 | PHOENIX CONTACT | 1+: 306.5561 | VAL-US-277/40/2+0-FM | [61 empty] | 1 | https://www.unikeyic.com/media/datasheet/b5/06/3cc0/b5063cc02d06e73f7bed7cde01f7de3d.pdf | https://www.unikeyic.com/products/surge-suppressors/1317634/12538559.html
1348590000 | Weidmüller | 1: 154.4436 5: 151.3552 | 48V DIN Rail Mount, Wire Mount | [8 empty] | - | [16 empty] | DINRail installation, wire mounting | [11 empty] | On sale |  | - | [5 empty] | bulk | [5 empty] | 48V | [8 empty] | 1348590000 Weidmüller | 54 | https://www.unikeyic.com/media/datasheet/98/fa/768f/98fa768fadb0e4667a41b1ba4b894931.pdf | https://www.unikeyic.com/products/surge-suppressors/1348590000/11953833.html
1351430000 | Weidmüller | 2: 59.477 | Surge protection Low voltage Type I + II 20 kA with telecomm. contact LPL: III IV UP: = 2.6 kV | [8 empty] | - | [28 empty] | Stop production |  | - | [5 empty] | boxed | [5 empty] | - | [9 empty] | 41 | https://www.unikeyic.com/media/about_us/Unikey_ISO_9001_Certification.pdf | https://www.unikeyic.com/products/surge-suppressors/1351430000/12300866.html
1351650000 | Weidmüller | 1: 117.3345 5: 114.9728 | Surge protection, Low voltage, Type III, 3 kA | [8 empty] | - | [30 empty] | - |  |  | Compliant |  |  | bulk | [5 empty] | - | [8 empty] | 1351650000 Weidmüller | 4 | https://www.unikeyic.com/media/datasheet/fb/79/c2cc/fb/f5a52c4da3569a0c1c08ff5199e9ca02.pdf | https://www.unikeyic.com/products/surge-suppressors/1351650000/1205176.html
1352220000 | Weidmüller | 1: 301.389 | Surge Voltage Arrester, Low Voltage, With Telecomm. Contact, TN-C | [8 empty] | - | [28 empty] | On sale |  | - | [5 empty] | bulk | [5 empty] | - | [9 empty] | 2 | https://www.unikeyic.com/media/about_us/Unikey_ISO_9001_Certification.pdf | https://www.unikeyic.com/products/surge-suppressors/1352220000/11932294.html
1352240000 | Weidmüller | 1: 187.957 | SPD TYPE 1/TYPE 2 280VAC MCOV | [8 empty] | - | [16 empty] | DIN rail mounting | [11 empty] | On sale |  | - | [5 empty] | bulk | [5 empty] | - | [8 empty] | 1352240000 Weidmüller | 118 | https://www.unikeyic.com/media/datasheet/bd/00/5ca9/bd005ca91aff41e531dffbddc66985dc.pdf | https://www.unikeyic.com/products/surge-suppressors/1352240000/11764673.html
1403796 | PHOENIX CONTACT | 1: 15.0284 | Unclassified Connector | [8 empty] | - | [16 empty] | wire mounting | [13 empty] | - | [11 empty] | - | [9 empty] | 100 | https://www.unikeyic.com/media/about_us/Unikey_ISO_9001_Certification.pdf | https://www.unikeyic.com/products/surge-suppressors/1403796/11910216.html
1500-2S-W | BOURNS | 10: 136.0044 | burns surge protector, 1500 series, Maximum surge current3kA, Grounded Ethernet protector | - |  |  | 1500 |  | - | - | - |  |  |  |  | - |  |  |  | - | - |  |  | Plastic |  |  | - | 1 (Unlimited) |  | Panel Mount | [5 empty] | None |  |  | Bulk |  |  |  |  | - | [5 empty] | 1500 | [6 empty] | - | [7 empty] | 10 | https://www.unikeyic.com/media/datasheet/f7/b0/86c5/f7/bf9344432d8c2f79c5a04352eb13b27f.pdf | https://www.unikeyic.com/products/surge-suppressors/1500-2s-w/12595675.html
151215 | RS | 1: 5.9058 25: 4.5588 125: 3.5216 | RS PRO NTCthermistor, Room temperature3kΩ, ±0.9%tolerance | [8 empty] | - | [13 empty] | 63.5mm*63.5mm*2.4mm | [6 empty] | -80℃~150℃ | [9 empty] | - | [11 empty] | - | [9 empty] | 440 | https://www.unikeyic.com/media/about_us/Unikey_ISO_9001_Certification.pdf | https://www.unikeyic.com/products/surge-suppressors/151215/10745114.html
151243 | RS | 1: 5.2543 25: 4.1396 125: 3.135 | RS PRO NTC Thermistor 100kΩ ±1% | [8 empty] | - | [13 empty] | 63.5mm*63.5mm*2.4mm | [6 empty] | -80℃~150℃ | [9 empty] | - | [11 empty] | - | [9 empty] | 157 | https://www.unikeyic.com/media/about_us/Unikey_ISO_9001_Certification.pdf | https://www.unikeyic.com/products/surge-suppressors/151243/15325078.html
1580H10A1 | Hammond Manufacturing | 1: 109.134 5: 101.857 10: 100.3406 | 120V 15A Wall Mount | 10 |  |  | 1580H10 |  | NEMA 5-15R | NEMA 5-15P | 6' (1.83m) |  |  |  |  | 15A |  |  |  | - | - |  |  | Aluminum and Steel |  |  | - | Not Applicable |  | Bench, Wall | [5 empty] | Circuit Breaker(s) |  |  | Bag |  |  |  |  | North America | 2358802 |  |  |  |  | 1580 | [6 empty] | 120V | [5 empty] | - |  | 2 | https://www.unikeyic.com/media/datasheet/67/5f/d87c/67/26463e5e04ae8a3b083facc9a32d004f.pdf | https://www.unikeyic.com/products/surge-suppressors/1580h10a1/12698058.html
1581T5 | Hammond Manufacturing | 1+: 86.2488 5+: 80.015 10+: 77.4803 25+: 74.2617 50+: 71.9226 100+: 69.6619 | AC Power Module, 230V, 10A, Wall Mount | [61 empty] | 168 | https://www.unikeyic.com/media/datasheet/d1/90/c7d6/d190c7d6bc3f0895bf7398f43a85768c.pdf | https://www.unikeyic.com/products/surge-suppressors/1581t5/490774.html
1581T8 | Hammond Manufacturing | 1: 93.093 5: 85.7088 10: 82.2528 25: 81.4752 50: 78.8292 100: 74.7684 | 230V 10A wall mount | 8 |  |  |  |  | IEC 320-C13 | IEC 320-C14 | Without Cord |  |  |  |  | 10A |  |  |  | - | - |  |  | Aluminum and Steel |  |  | - | Not Applicable |  | Bench, Wall | [5 empty] | Circuit Breaker(s) |  |  | Bag |  |  |  |  | International | 2358805 |  |  |  |  | 1581 | [6 empty] | 230V | [5 empty] | 2 lbs (907.2 g) |  | 113 | https://www.unikeyic.com/media/datasheet/d1/90/c7d6/d190c7d6bc3f0895bf7398f43a85768c.pdf | https://www.unikeyic.com/products/surge-suppressors/1581t8/12172733.html
1582H6B1SBK | Hammond Manufacturing | 1+: 161.2224 5+: 149.5994 10+: 144.8744 25+: 138.8716 50+: 134.5071 | 120V 10A Bracket Mount, Horizontal Mount | [61 empty] | 5 | https://www.unikeyic.com/media/datasheet/67/5f/d87c/67/26463e5e04ae8a3b083facc9a32d004f.pdf | https://www.unikeyic.com/products/surge-suppressors/1582h6b1sbk/12231211.html
1582H8A1SBK | Hammond Manufacturing | 1+: 161.2224 5+: 149.5994 10+: 144.8744 25+: 138.8716 50+: 134.5071 | 120V, Bracket Mount, Horizontal Mount | [61 empty] | 9 | https://www.unikeyic.com/media/datasheet/81/89/2239/81/db1026130ba21e7fd95f4332f810cf4f.pdf | https://www.unikeyic.com/products/surge-suppressors/1582h8a1sbk/11825463.html
1583H6A1SBK | Hammond Manufacturing | 1+: 161.3127 5+: 149.6827 10+: 144.9551 25+: 138.9489 50+: 134.5819 | 120V 10A Bracket Mount, Horizontal Mount | [61 empty] | 8 | https://www.unikeyic.com/media/datasheet/16/63/73ae/166373ae2c04e5b0f339a638422c8069.pdf | https://www.unikeyic.com/products/surge-suppressors/1583h6a1sbk/578458.html
1584H4D1RA | Hammond Manufacturing | 1+: 99.1548 | Wall Mount, 120V | [61 empty] | 1 | https://www.unikeyic.com/media/datasheet/6b/e4/38f4/6be438f4f378e174578627e06c229021.pdf | https://www.unikeyic.com/products/surge-suppressors/1584h4d1ra/12190796.html
1584T6B1 | Hammond Manufacturing | 1: 79.4886 5: 73.7424 10: 71.4062 25: 68.4388 50: 66.2825 100: 64.1986 | 120V 15A Wall Mount 50.8mm × 355.6mm | [8 empty] | 15A | [13 empty] | 50.8mm(width)*355.6mm(height) |  |  | wall mount | [11 empty] | On sale |  | - |  |  | Compliant |  |  | Bagged | [5 empty] | 120V | [8 empty] | 1584T6B1 Hammond Manufacturing | 5 | https://www.unikeyic.com/media/datasheet/6b/e4/38f4/6be438f4f378e174578627e06c229021.pdf | https://www.unikeyic.com/products/surge-suppressors/1584t6b1/12813432.html
1589T6D1 | Hammond Manufacturing | 1+: 119.9664 5+: 111.3005 10+: 107.7808 25+: 103.3102 50+: 100.0601 100+: 96.9187 | Wall Mount, 120V | [61 empty] | 7 | https://www.unikeyic.com/media/datasheet/67/5f/d87c/67/26463e5e04ae8a3b083facc9a32d004f.pdf | https://www.unikeyic.com/products/surge-suppressors/1589t6d1/1310129.html
1589T6G1 | Hammond Manufacturing | 1+: 119.9664 5+: 111.3005 10+: 107.7808 25+: 103.3102 50+: 100.0601 100+: 96.9187 | Wall Mount, 120V | [61 empty] | 1 | https://www.unikeyic.com/media/datasheet/6b/e4/38f4/6be438f4f378e174578627e06c229021.pdf | https://www.unikeyic.com/products/surge-suppressors/1589t6g1/12780073.html
1848927 | PHOENIX CONTACT | 1+: 5.9435 10+: 4.8325 | TERM BLOCK PLUG 5POS 3.81MM | [61 empty] | 40 |  | https://www.unikeyic.com/products/surge-suppressors/1848927/12343621.html
1918-3-004-F | KENDALL HOWARD | 1: 313.1892 3: 307.8 | 48" POWER STRIP | [8 empty] | - | [28 empty] | On sale |  | - |  |  | Compliant |  |  | boxed | [5 empty] | - | [9 empty] | 19 | https://www.unikeyic.com/media/about_us/Unikey_ISO_9001_Certification.pdf | https://www.unikeyic.com/products/surge-suppressors/1918-3-004-f/912059.html
198933 | RS | 5: 3.0052 50: 2.2897 125: 2.196 250: 2.0037 1,250: 1.649 | RS PRO NTCthermistor, Room temperature20kΩ, DO-35encapsulation, ±10%tolerance | [8 empty] | - | [13 empty] | 4.2mm(Length)*7mm(height) |  |  | SMD mount |  |  |  | -55℃~250℃ |  |  |  | DO-35 | [5 empty] | - | [11 empty] | - | [9 empty] | 242 | https://www.unikeyic.com/media/about_us/Unikey_ISO_9001_Certification.pdf | https://www.unikeyic.com/products/surge-suppressors/198933/5280789.html
1995266 | PHOENIX CONTACT | 50: 7.0694 | Unclassified Connector | [8 empty] | - | [16 empty] | wire mounting | [13 empty] | - | [11 empty] | - | [9 empty] | 5000 | https://www.unikeyic.com/media/about_us/Unikey_ISO_9001_Certification.pdf | https://www.unikeyic.com/products/surge-suppressors/1995266/12885225.html
1SBN050020R1004 | ABB | 2: 10.4465 10: 10.2858 20: 10.0447 200: 9.8036 | Surge Suppressors 12 to 32 VDC | [8 empty] | - | [30 empty] | - | [11 empty] | - | [9 empty] | 200 | https://www.unikeyic.com/media/about_us/Unikey_ISO_9001_Certification.pdf | https://www.unikeyic.com/products/surge-suppressors/1sbn050020r1004/590942.html
2024600000 | Weidmüller | 3: 46.013 | Surge Protection Devices (SPDs) | [8 empty] | - | [16 empty] | DIN rail mounting | [11 empty] | On sale |  | - | [5 empty] | boxed | [5 empty] | - | [8 empty] | 2024600000 Weidmüller | 40 | https://www.unikeyic.com/media/datasheet/7c/bd/21cd/7c/3714203f78d904056b30bd28828925e1.pdf | https://www.unikeyic.com/products/surge-suppressors/2024600000/11977160.html
2025080000 | Weidmüller | 1: 116.6184 | SPD TYPE 1 275VAC MCOV 1 POLE | [8 empty] | - | [16 empty] | DIN rail mounting | [11 empty] | On sale |  | - | [5 empty] | boxed | [5 empty] | - | [8 empty] | 2025080000 Weidmüller | 1 | https://www.unikeyic.com/media/datasheet/8d/4b/2888/8d/821349ec2fda4cd7fa51ec61b4b25446.pdf | https://www.unikeyic.com/products/surge-suppressors/2025080000/12199719.html
2026360000 | Weidmüller | 3: 46.585 | VPU series VPU II 4WG WYE 120V | [8 empty] | - | [16 empty] | DIN rail mounting | [11 empty] | On sale |  | - | [5 empty] | boxed | [5 empty] | - | [9 empty] | 32 | https://www.unikeyic.com/media/about_us/Unikey_ISO_9001_Certification.pdf | https://www.unikeyic.com/products/surge-suppressors/2026360000/12833251.html
2067522 | RS | 1: 60.8435 25: 42.0338 | RS PRO Surge suppressor device, Maximum surge current13.5kA, Power Protector | [8 empty] | - | [13 empty] | 90mm*60mm*60mm |  |  | public mounting | [13 empty] | - | [11 empty] | 230V(AC) | [9 empty] | 18 | https://www.unikeyic.com/media/about_us/Unikey_ISO_9001_Certification.pdf | https://www.unikeyic.com/products/surge-suppressors/2067522/21887339.html
2067910 | RS | 1: 214.6559 5: 195.465 10: 189.4217 25: 185.3906 125: 152.5761 | RS PRO Surge Suppressor Device, Max Surge Current 6.5kA, EMC Filter | [8 empty] | - | [16 empty] | DIN rail mounting |  |  |  | -25℃~85℃ | [9 empty] | - | [11 empty] | 253V | [9 empty] | 19 | https://www.unikeyic.com/media/about_us/Unikey_ISO_9001_Certification.pdf | https://www.unikeyic.com/products/surge-suppressors/2067910/12088560.html
2067926 | RS |  | RS PRO Surge suppressor device, Maximum surge current6.5kA, EMC filter | [8 empty] | - | [16 empty] | DIN rail mounting |  |  |  | -25℃~85℃ | [9 empty] | - | [11 empty] | 253V | [10 empty] | https://www.unikeyic.com/media/about_us/Unikey_ISO_9001_Certification.pdf | https://www.unikeyic.com/products/surge-suppressors/2067926/26071249.html
240393 | RS | 1: 18.0534 10: 13.5878 50: 10.4992 | RS PRO RCnetwork, Power Protector | [8 empty] | - | [13 empty] | 62mm*19mm*40mm |  |  | DIN rail mounting |  |  |  | -40℃~70℃ | [9 empty] | - | [11 empty] | 500V | [9 empty] | 267 | https://www.unikeyic.com/media/about_us/Unikey_ISO_9001_Certification.pdf | https://www.unikeyic.com/products/surge-suppressors/240393/28989893.html
240400 | RS | 1: 43.6402 10: 33.5126 20: 30.5919 100: 29.8134 500: 24.535 | RS PRO RCnetwork, 3 Mutually | [8 empty] | - | [13 empty] | 62mm*19mm*40mm |  |  | DIN rail mounting |  |  |  | -40℃~70℃ | [9 empty] | - | [11 empty] | 500V | [9 empty] | 158 | https://www.unikeyic.com/media/about_us/Unikey_ISO_9001_Certification.pdf | https://www.unikeyic.com/products/surge-suppressors/240400/29819551.html
2530610000 | Weidmüller | 1: 237.6139 10: 204.6323 | SPD TYPE 1 1KVAC MCOV 1 POLE | [8 empty] | - | [16 empty] | DIN rail mounting | [11 empty] | On sale |  | - | [5 empty] | boxed | [5 empty] | - | [8 empty] | 2530610000 Weidmüller | 2 | https://www.unikeyic.com/media/datasheet/da/87/d311/da/3f7927ab9d197923ab88090f99b7ea2b.pdf | https://www.unikeyic.com/products/surge-suppressors/2530610000/713312.html
2530640000 | Weidmüller | 1: 201.5321 10: 168.7801 50: 159.2266 | SPD TYPE 2 MCOV 1 POLE | [8 empty] | - | [16 empty] | DIN rail mounting | [11 empty] | On sale |  | - | [5 empty] | boxed | [5 empty] | - | [8 empty] | 2530640000 Weidmüller | 3 | https://www.unikeyic.com/media/datasheet/6e/e2/9e48/6e/63b802c421eb1b252dfbb440f26513c9.pdf | https://www.unikeyic.com/products/surge-suppressors/2530640000/11992001.html
2591100000 | Weidmüller | 1: 181.852 | Surge Protection Device (SPD) 350VAC MCOV 3 | [8 empty] | - | [16 empty] | DIN rail mounting | [11 empty] | On sale |  | - |  |  | Compliant |  |  | bulk | [5 empty] | - | [9 empty] | 1 | https://www.unikeyic.com/media/about_us/Unikey_ISO_9001_Certification.pdf | https://www.unikeyic.com/products/surge-suppressors/2591100000/764290.html
2591110000 | Weidmüller | 1+: 276.6662 10+: 246.4851 | SPD TYPE 1 350VAC MCOV 3 POLE | [61 empty] | 1 |  | https://www.unikeyic.com/products/surge-suppressors/2591110000/609892.html
2591320000 | Weidmüller | 1+: 237.2112 10+: 206.213 | SPD TYPE 1 750VAC MCOV 3 POLE | [61 empty] | 1 |  | https://www.unikeyic.com/products/surge-suppressors/2591320000/1415697.html
2591360000 | Weidmüller | 2: 76.846 | Surge voltage arrester Surge protection with re | [8 empty] | - | [16 empty] | DIN rail mounting | [11 empty] | On sale |  | - |  |  | Compliant |  |  | bulk | [5 empty] | - | [9 empty] | 414 | https://www.unikeyic.com/media/about_us/Unikey_ISO_9001_Certification.pdf | https://www.unikeyic.com/products/surge-suppressors/2591360000/12473208.html
2591660000 | Weidmüller | 1+: 119.8604 10+: 94.1593 50+: 91.1768 100+: 86.0158 | SPD TYPE 1 150VAC MCOV 1 POLE | [61 empty] | 1 |  | https://www.unikeyic.com/products/surge-suppressors/2591660000/12426995.html
2800021 | PHOENIX CONTACT | 1+: 184.9344 | CONN ATTACH PLUG | [61 empty] | 3 | https://www.unikeyic.com/media/datasheet/77/6c/4835/776c4835c8f95696f62e93ff0a5c7067.pdf | https://www.unikeyic.com/products/surge-suppressors/2800021/12334149.html
2800035 | PHOENIX CONTACT | 1: 367.7115 | 24V wire mounting 79mm*28mm*28mm | None |  |  |  |  | - | - | - |  |  |  |  | - |  |  |  | - | - |  |  | Metal |  |  | - | 1 (Unlimited) |  | - | [5 empty] | None |  |  | Bulk |  |  |  |  | International | 2527290 |  |  |  |  | - | [6 empty] | 24VDC | [7 empty] | 40 | https://www.unikeyic.com/media/datasheet/9a/f6/26f8/9a/131e46adb941bb02fbd405cd9aed8250.pdf | https://www.unikeyic.com/products/surge-suppressors/2800035/1112589.html
2800037 | PHOENIX CONTACT | 1: 277.7151 | Phoenix , S-PT-4-EX series, Maximum surge current10kA, | [8 empty] | - | [13 empty] | 28mm(width)*28mm(height) |  |  | threaded mounting |  |  |  | -40℃~80℃ | [7 empty] | On sale |  | - | [5 empty] | bulk | [5 empty] | 36 V dc | [8 empty] | 2800037 PHOENIX CONTACT | 1 | https://www.unikeyic.com/media/datasheet/ff/48/93b4/ff4893b4185feabc7d6ee50317ea39af.pdf | https://www.unikeyic.com/products/surge-suppressors/2800037/11825432.html
2800041 | PHOENIX CONTACT | 1: 493.7516 10: 483.2462 | Connector, 24V, Wire Mount, 79mm × 28mm × 28mm | None |  |  |  |  | - | - | - |  |  |  |  | - |  |  |  | - | - |  |  | Metal |  |  | - | 1 (Unlimited) |  | - | [5 empty] | None |  |  | Bulk |  |  |  |  | International | [5 empty] | - | [6 empty] | - | [7 empty] | 100 | https://www.unikeyic.com/media/datasheet/f4/9e/f786/f49ef78631491033ccd11168a366685d.pdf | https://www.unikeyic.com/products/surge-suppressors/2800041/1250893.html
2800478 | PHOENIX CONTACT | 1: 33.8721 | Phoenix,VAL-MS75/40/1+0-FMGY,?2, | [8 empty] | - | [30 empty] | - | [11 empty] | - | [9 empty] | 31 | https://www.unikeyic.com/media/about_us/Unikey_ISO_9001_Certification.pdf | https://www.unikeyic.com/products/surge-suppressors/2800478/22032816.html
2800479 | PHOENIX CONTACT | 1: 28.7622 10: 28.1502 | Phoenix,VAL-MS75/40/1+0GY,?2, | [8 empty] | - | [30 empty] | - | [11 empty] | - | [9 empty] | 100 | https://www.unikeyic.com/media/about_us/Unikey_ISO_9001_Certification.pdf | https://www.unikeyic.com/products/surge-suppressors/2800479/30634614.html
2800616 | PHOENIX CONTACT | 1: 1894.2677 10: 1853.9641 |  | None |  |  |  |  | - | - | - |  |  |  |  | - |  |  |  | - | - |  |  | - |  |  | - | 1 (Unlimited) |  | - | [5 empty] | None |  |  | Bulk |  |  |  |  | International | [5 empty] | - | [6 empty] | - | [7 empty] | 100 | https://www.unikeyic.com/media/datasheet/2b/f3/d647/2bf3d647b756e7ba12e20f81a54ef58f.pdf | https://www.unikeyic.com/products/surge-suppressors/2800616/1133645.html
2800618 | PHOENIX CONTACT | 1: 14748.3147 |  | None |  |  |  |  | - | - | - |  |  |  |  | - |  |  |  | - | - |  |  | - |  |  | - | 1 (Unlimited) |  | DIN Rail | [5 empty] | None |  |  | Bulk |  |  |  |  | International | [5 empty] | - | [6 empty] | - | [7 empty] | 10 | https://www.unikeyic.com/media/datasheet/c5/2d/76c7/c5/7a05fceb19f72ff9037acf19a5d444ea.pdf | https://www.unikeyic.com/products/surge-suppressors/2800618/12812235.html
2800627 | PHOENIX CONTACT | 1: 353.8556 10: 346.3267 | Phoenix,VAL-MS1000DC-PV/2+V-FM,?2,1.17KV 300A DINRail installation 65.5mm*53.4mm*98.7mm | None |  |  |  |  | Screw Terminals | Screw Terminals | - |  |  |  |  | - |  |  |  | - | - |  |  | - |  |  | - | Not Applicable |  | DIN Rail | [5 empty] | - |  |  | Bulk |  |  |  |  | International | 4843978 |  |  |  |  | - | [6 empty] | - | [7 empty] | 100 | https://www.unikeyic.com/media/datasheet/3a/6b/d447/3a6bd4477322d830b54e5d733a42c149.pdf | https://www.unikeyic.com/products/surge-suppressors/2800627/12441068.html
2800628 | PHOENIX CONTACT | 1: 352.9728 10: 345.4627 | Phoenix,VAL-MS1000DC-PV/2+V,?2,Phoenix surge arrester, VAL-MS 1000DC-PV/2+V series, Surge Arrester | None |  |  |  |  | Screw Terminals | Screw Terminals | - |  |  |  |  | - |  |  |  | - | - |  |  | - |  |  | - | Not Applicable |  | DIN Rail | [5 empty] | None |  |  | Bulk |  |  |  |  | International | [5 empty] | - | [6 empty] | - | [7 empty] | 100 | https://www.unikeyic.com/media/datasheet/f1/0a/6b6a/f10a6b6a11abbdd01bb260e48c19d597.pdf | https://www.unikeyic.com/products/surge-suppressors/2800628/12265179.html
2800787 | PHOENIX CONTACT | 1: 258.2639 | 24V 1A DINRail installation 77.5mm*17.7mm*91.1mm | None |  |  |  |  | Screw Terminals | Screw Terminals | - |  |  |  |  | - |  |  |  | - | - |  |  | - |  |  | - | 1 (Unlimited) |  | DIN Rail | [5 empty] | None |  |  | Bulk |  |  |  |  | International | 4483949 |  |  |  |  | - | [6 empty] | - | [7 empty] | 4 | https://www.unikeyic.com/media/datasheet/d7/45/5227/d7/c70322c2e13e868303db8fecb247b58a.pdf | https://www.unikeyic.com/products/surge-suppressors/2800787/12836915.html
2800798 | PHOENIX CONTACT | 1: 720.4052 10: 705.0774 | 5V 600mA DINRail installation 77.5mm*17.7mm*91mm | None |  |  |  |  | Screw Terminals | Screw Terminals | - |  |  |  |  | - |  |  |  | - | - |  |  | - |  |  | - | 1 (Unlimited) |  | DIN Rail | [5 empty] | None |  |  | Bulk |  |  |  |  | International | 4483959 |  |  |  |  | - | [6 empty] | - | [7 empty] | 100 | https://www.unikeyic.com/media/datasheet/a4/01/a6e4/a4/08707f787390cc638b2682a686f0141c.pdf | https://www.unikeyic.com/products/surge-suppressors/2800798/12468976.html
2800804 | PHOENIX CONTACT |  | 24V 700mA DIN Rail Mount, 46.6mm × 17.7mm × 45mm | [62 empty] | https://www.unikeyic.com/media/datasheet/67/54/8fe9/67548fe915cfcb583f7d1d5be36abe90.pdf | https://www.unikeyic.com/products/surge-suppressors/2800804/12282680.html
2800813 | PHOENIX CONTACT |  | 24V 700mA DIN Rail Mount, 46.6mm × 17.7mm × 45mm | [62 empty] | https://www.unikeyic.com/media/datasheet/db/3f/8dea/db3f8dea895d7b3253fde5bc9b86b5d6.pdf | https://www.unikeyic.com/products/surge-suppressors/2800813/12762289.html
2800977 | PHOENIX CONTACT | 1: 221.5648 | Phoenix Modular surge protector, PT-IQ-1X2+F-24DC-UT series, Maximum surge current10kA, Protective Plug | None |  |  |  |  | Screw Terminals | Screw Terminals | - |  |  |  |  | - |  |  |  | - | - |  |  | - |  |  | - | 1 (Unlimited) |  | DIN Rail | [5 empty] | None |  |  | Bulk |  |  |  |  | International | [5 empty] | - | [6 empty] | - | [7 empty] | 2 | https://www.unikeyic.com/media/datasheet/99/f3/82c6/99/6e32841bc42a8a45399d8770972c88ff.pdf | https://www.unikeyic.com/products/surge-suppressors/2800977/12439606.html
2800995 | PHOENIX CONTACT | 1: 263.52 | 12V(DC) 600mA DINRail installation 77.5mm*17.7mm*91.1mm | None |  |  |  |  | Screw Terminals | Screw Terminals | - |  |  |  |  | 600mA |  |  |  | - | - |  |  | Plastic |  |  | - | 1 (Unlimited) |  | DIN Rail | [5 empty] | None |  |  | Bulk |  |  |  |  | International | [5 empty] | PT | [6 empty] | 12VDC | [7 empty] | 3 | https://www.unikeyic.com/media/datasheet/e3/15/ab8f/e315ab8ffbf7158be1e99d1e67fbbea9.pdf | https://www.unikeyic.com/products/surge-suppressors/2800995/1474500.html
2801047 | PHOENIX CONTACT | 1+: 53.5032 | VAL-MS-T1/T2 BE-FM | [61 empty] | 1 | https://www.unikeyic.com/media/datasheet/84/bb/a1f3/84bba1f3e7e0138a650eb8051273521a.pdf | https://www.unikeyic.com/products/surge-suppressors/2801047/1204993.html
2801066 | PHOENIX CONTACT | 1: 84.9744 | 500V 55A DINRail installation 75mm*17.7mm*160mm | None |  |  |  |  | Screw Terminals | Screw Terminals | - |  |  |  |  | - |  |  |  | - | - |  |  | - |  |  | - | 1 (Unlimited) |  | DIN Rail | [5 empty] | None |  |  | Bulk |  |  |  |  | International | 4483977 |  |  |  |  | - | [6 empty] | - | [7 empty] | 1 | https://www.unikeyic.com/media/datasheet/7a/c1/5bae/7ac15bae6d1d9f3d59932dddf3029859.pdf | https://www.unikeyic.com/products/surge-suppressors/2801066/12536432.html
2801241 | PHOENIX CONTACT | 1: 175.7626 | Phoenix , VAL-MS-T1/T2 48/12.5/1+0 series, Maximum surge current30kA, Lightning Arrester | None |  |  |  |  | Screw Terminals | Screw Terminals | - |  |  |  |  | - |  |  |  | - | - |  |  | - |  |  | - | 1 (Unlimited) |  | DIN Rail | [5 empty] | None |  |  | Bulk |  |  |  |  | International | [5 empty] | - | [6 empty] | - | [7 empty] | 15 | https://www.unikeyic.com/media/datasheet/f9/6a/7146/f96a7146b4d4f87a209b757db82a0ec0.pdf | https://www.unikeyic.com/products/surge-suppressors/2801241/1040932.html
2801255 | PHOENIX CONTACT | 1+: 258.12 | Phoenix Contact Surge Protection Device, PT-IQ-1X2-24DC-PT Series, Max Surge Current 10kA, SPD Module | [61 empty] | 4 | https://www.unikeyic.com/media/datasheet/76/7f/7561/76/b961e317ed0413e84c573ee27e172a9b.pdf | https://www.unikeyic.com/products/surge-suppressors/2801255/12415138.html
2801272 | PHOENIX CONTACT | 1: 422.28 | Phoenix , PT-IQ-4X1+F-24DC-PT series, Maximum surge current10kA, Surge Arrester Protection Module | None |  |  |  |  | - | - | - |  |  |  |  | 700mA |  |  |  | - | - |  |  | Plastic |  |  | - | 1 (Unlimited) |  | DIN Rail | [5 empty] | - |  |  | Bulk |  |  |  |  | International | [5 empty] | - | [6 empty] | 24VDC | [7 empty] | 8 | https://www.unikeyic.com/media/datasheet/cc/45/25da/cc/c3b5a51e93dc7c7f9e2a0582bf67d066.pdf | https://www.unikeyic.com/products/surge-suppressors/2801272/11802527.html
2801497 | PHOENIX CONTACT | 1: 243.7898 | Phoenix,VAL-MS230IT/3+1/FM/S1,?2, | [8 empty] | - | [30 empty] | - | [11 empty] | - | [9 empty] | 26 | https://www.unikeyic.com/media/about_us/Unikey_ISO_9001_Certification.pdf | https://www.unikeyic.com/products/surge-suppressors/2801497/1126837.html
2801557 | PHOENIX CONTACT | 1: 1541.7729 10: 1508.9692 | Phoenix Contact VAL-ME385/120-3S-FM, Type 2 Surge Protector | [8 empty] | - | [30 empty] | - | [11 empty] | - | [9 empty] | 100 | https://www.unikeyic.com/media/about_us/Unikey_ISO_9001_Certification.pdf | https://www.unikeyic.com/products/surge-suppressors/2801557/10142692.html
2801563 | PHOENIX CONTACT | 1: 843.919 10: 825.9633 | Phoenix,VAL-ME385/60-3S-FM,?2, | [8 empty] | - | [30 empty] | - | [11 empty] | - | [9 empty] | 100 | https://www.unikeyic.com/media/about_us/Unikey_ISO_9001_Certification.pdf | https://www.unikeyic.com/products/surge-suppressors/2801563/24907049.html
2803166 | PHOENIX CONTACT | 1: 158.5709 | COAX SURGE PROTECTOR, TYPE N, 10KA, 70V; | None |  |  |  |  | - | - | - |  |  |  |  | - |  |  |  | - | - |  |  | Brass |  |  | Type N Coax | 1 (Unlimited) |  | - | [5 empty] | None |  |  | Bulk |  |  |  |  | International | [5 empty] | CN-UB | [6 empty] | - | [5 empty] | 0.17 lb (77.11 g) |  | 2 | https://www.unikeyic.com/media/datasheet/37/dc/d2c4/37dcd2c47eb5f56f9e104c590fb3d514.pdf | https://www.unikeyic.com/products/surge-suppressors/2803166/1368933.html
2804403 | PHOENIX CONTACT | 1: 1189.2502 10: 1163.9471 | Phoenix,VAL-CP-MOSO60-3S-FM,?2,Phoenix surge arrester, VAL-CP-MOSO 60-3S-FM series, Surge Arrester | [8 empty] | - | [13 empty] | 54mm(width)*220mm(height) |  |  | DIN rail mounting |  |  |  | -25℃~55℃ | [9 empty] | - | [11 empty] | - | [8 empty] | 2804403 PHOENIX CONTACT | 100 | https://www.unikeyic.com/media/datasheet/35/4f/9145/354f9145ec66eeb5c6ea8082f67bcb03.pdf | https://www.unikeyic.com/products/surge-suppressors/2804403/12575323.html
2804432 | PHOENIX CONTACT | 1+: 336.0674 | Phoenix Contact Surge Protector, VAL-MS Series, Single Phase, U=1.5kV, 40kA | [61 empty] | 1 | https://www.unikeyic.com/media/datasheet/19/36/68e8/19/2680f801434daf5a0ca620d144f86c26.pdf | https://www.unikeyic.com/products/surge-suppressors/2804432/639962.html
2805318 | PHOENIX CONTACT | 1: 141.6312 | 75V DIN Rail Mount, 54.5mm × 17.5mm × 52.4mm | None |  |  |  |  | - | - | - |  |  |  |  | - |  |  |  | - | - |  |  | - |  |  | - | 1 (Unlimited) |  | DIN Rail | [5 empty] | None |  |  | Bulk |  |  |  |  | International | 4484047 |  |  |  |  | - | [6 empty] | - | [7 empty] | 2 | https://www.unikeyic.com/media/datasheet/f5/4a/36fd/f54a36fd1f0df22ecb7b6f1c2b8247cd.pdf | https://www.unikeyic.com/products/surge-suppressors/2805318/12199827.html
2805402 | PHOENIX CONTACT | 1: 301.1515 | Phoenix,VAL-MS800/30VF/FM,?2,Surge Suppressors 50Hz/60Hz 80A 690VAC DIN Rail Plug-In | None |  |  |  |  | Screw Terminals | Screw Terminals | - |  |  |  |  | - |  |  |  | - | - |  |  | - |  |  | - | 1 (Unlimited) |  | DIN Rail | [5 empty] | None |  |  | Bulk |  |  |  |  | International | 4484050 |  |  |  |  | - | [6 empty] | - | [7 empty] | 39 | https://www.unikeyic.com/media/datasheet/ce/3a/dd30/ce/c113ba73dd20e729787189f93416c69b.pdf | https://www.unikeyic.com/products/surge-suppressors/2805402/12084333.html
2805460 | PHOENIX CONTACT | 1+: 185.8636 | Phoenix Contact Surge Protector, 250V AC, 1A | [61 empty] | 1 | https://www.unikeyic.com/media/datasheet/52/b2/bdef/52/379308c1de87dddf02a08db6396b832d.pdf | https://www.unikeyic.com/products/surge-suppressors/2805460/12430386.html
2807939 | PHOENIX CONTACT | 1: 923.087 2: 881.122 | Phoenix Contact Surge Protection Connector, CT Series, 10-18FSR+F/PE-24, Max Surge Current 10kA, Plug | [24 empty] | 1 (Unlimited) | [10 empty] | Bulk | [10 empty] | TRABTECH COMTRAB | [14 empty] | 2 | https://www.unikeyic.com/media/datasheet/45/e9/1b56/45/d4a467775375bc1184f3708c8688842f.pdf | https://www.unikeyic.com/products/surge-suppressors/2807939/12905008.html
2816894 | PHOENIX CONTACT | 1: 445.0446 10: 435.5756 | [9 empty] | - | [13 empty] | 89.8mm*17.6mm*88.6mm |  |  | DINRail installation, threaded mounting |  |  |  | -40℃~85℃ | [9 empty] | - | [11 empty] | - | [8 empty] | 2816894 PHOENIX CONTACT | 100 | https://www.unikeyic.com/media/datasheet/f6/a9/3291/f6/6c7e9502b10526c78637ba8390fa125b.pdf | https://www.unikeyic.com/products/surge-suppressors/2816894/12055000.html
2817974 | PHOENIX CONTACT | 1: 100.3205 10: 98.186 | Phoenix,F-MS12/FM,?2,240V(AC) DINRail installation，board mount 58mm*17.6mm*96.8mm | [24 empty] | 1 (Unlimited) |  | DIN Rail |  | 2 | [5 empty] | Module, Terminal Block | Bulk | [10 empty] | - |  |  |  | ±20% |  |  |  |  | 500 V | [5 empty] | 100 | https://www.unikeyic.com/media/datasheet/c1/93/23fe/c1/4dbb2629cce0e2e1ebba5c5ec3e36ada.pdf | https://www.unikeyic.com/products/surge-suppressors/2817974/11969742.html
2817987 | PHOENIX CONTACT | 1: 102.7669 | Phoenix,F-MS12,?2,260V 100A DINRail installation 65.5mm*17.6mm*89.8mm | [24 empty] | 1 (Unlimited) |  | DIN Rail |  | 2 | [5 empty] | Module, Terminal Block | Bulk | [5 empty] | 2526272 |  |  |  |  | - |  |  |  | ±20% |  |  |  |  | 500 V | [5 empty] | 2 | https://www.unikeyic.com/media/datasheet/a0/bc/9305/a0bc93051e47280618ce00089c8ee2e4.pdf | https://www.unikeyic.com/products/surge-suppressors/2817987/1501837.html
2818216 | PHOENIX CONTACT | 1: 116.64 | 24V(DC) 250mA threaded mounting | - |  |  |  |  | - | - | - |  |  |  |  | 250mA |  |  |  | - | - |  |  | - |  |  | - | 1 (Unlimited) |  | - | [5 empty] | None |  |  | Bulk |  |  |  |  | International | [5 empty] | - | [6 empty] | 24V | [5 empty] | - |  | 2 | https://www.unikeyic.com/media/datasheet/03/cb/c206/03/c4c53fe4480ea104ab0446b325e3ee1d.pdf | https://www.unikeyic.com/products/surge-suppressors/2818216/1508793.html
2818850 | PHOENIX CONTACT | 1: 194.1252 | surge protection device | None |  |  |  |  | - | - | - |  |  |  |  | - |  |  |  | - | - |  |  | Brass |  |  | Type N Coax | 1 (Unlimited) |  | - | [5 empty] | None |  |  | Bulk |  |  |  |  | International | [5 empty] | CN-UB | [6 empty] | - | [5 empty] | 0.3 lb (136.08 g) |  | 12 | https://www.unikeyic.com/media/datasheet/17/05/d6f0/17/0bf71a126feae89b23585b3c07cc5fb7.pdf | https://www.unikeyic.com/products/surge-suppressors/2818850/12483554.html
2838199 | PHOENIX CONTACT | 1: 335.9738 | Phoenix,VAL-MS230/3+1FM,?2,Phoenix surge arrester, VAL-MS 230/3+1 FM series, Surge Arrester | [16 empty] | - | [7 empty] | 1 (Unlimited) |  | DIN Rail |  |  |  | -40°C ~ 80°C (TA) |  |  |  | Module | Bulk | [5 empty] | 2553389 |  |  |  |  | - | [14 empty] | 8 | https://www.unikeyic.com/media/datasheet/db/c6/7739/db/b4c698fc99e5853ba51e17fff22193f0.pdf | https://www.unikeyic.com/products/surge-suppressors/2838199/34348598.html
2838209 | PHOENIX CONTACT | 1: 296.4484 | Phoenix,VAL-MS230/3+1,?2,surge arrester, VAL-MS series, Surge Arrester |  | - | [22 empty] | 1 (Unlimited) |  | Rail, Channel | [7 empty] | Module | Bulk | [10 empty] | - |  | - | - |  |  |  |  | - | [6 empty] | 36 | https://www.unikeyic.com/media/datasheet/a2/7e/3209/a27e320929a8f85d9bc88764af161cd1.pdf | https://www.unikeyic.com/products/surge-suppressors/2838209/11816214.html
2839127 | PHOENIX CONTACT | 1: 142.4666 | Phoenix,VAL-MS230,?2,Phoenix surge arrester, VAL-MS 230 series, Surge Arrester | [16 empty] | - | [7 empty] | 1 (Unlimited) |  | DIN Rail |  |  |  | -40°C ~ 80°C (TA) |  |  |  | Module | Bulk | [5 empty] | 2553395 |  |  |  |  | - | [14 empty] | 11 | https://www.unikeyic.com/media/datasheet/e2/59/4bef/e2/568142593fb4246b9fbc6098f5853f90.pdf | https://www.unikeyic.com/products/surge-suppressors/2839127/11187146.html
2839130 | PHOENIX CONTACT | 1: 88.936 | Phoenix,VAL-MS230/FM,?2,230V(AC) DINRail installation 65.5mm*17.6mm*96.8mm | [16 empty] | - | [7 empty] | 1 (Unlimited) |  | DIN Rail |  |  |  | -40°C ~ 80°C (TA) |  |  |  | Module | Bulk | [5 empty] | 2553390 |  |  |  |  | - | [14 empty] | 240 | https://www.unikeyic.com/media/datasheet/38/c7/c755/38/f3ba067fea4dccd0ddd9720cb6f067b8.pdf | https://www.unikeyic.com/products/surge-suppressors/2839130/8792229.html
2839570 | PHOENIX CONTACT | 1+: 332.64 | 12V 20A DIN Rail Mount, TH 52mm × 17.7mm × 45mm | [61 empty] | 1 | https://www.unikeyic.com/media/datasheet/c9/70/57a3/c97057a39615e23a7c26a042e0b9de66.pdf | https://www.unikeyic.com/products/surge-suppressors/2839570/1158362.html
2856388 | PHOENIX CONTACT | 1: 465.9699 10: 456.0556 | [9 empty] | - | [13 empty] | 65.7mm*35.8mm*90mm |  |  | DIN rail mounting | [13 empty] | - | [11 empty] | - | [9 empty] | 100 | https://www.unikeyic.com/media/about_us/Unikey_ISO_9001_Certification.pdf | https://www.unikeyic.com/products/surge-suppressors/2856388/12604166.html
2856579 | PHOENIX CONTACT | 1: 240.5789 | Phoenix,VAL-MS350VF/FM,?2,230V(AC) DINRail installation 17.6mm(width)*96.8mm(height) | [8 empty] | - | [13 empty] | 17.6mm(width)*96.8mm(height) |  |  | DIN rail mounting |  |  |  | -40℃~80℃ | [7 empty] | On sale |  | - | [5 empty] | bulk | [5 empty] | 230V(AC) | [8 empty] | 2856579 PHOENIX CONTACT | 320 | https://www.unikeyic.com/media/datasheet/03/89/67ad/038967adcd9926a69a71fcea04a85da0.pdf | https://www.unikeyic.com/products/surge-suppressors/2856579/669045.html
2856582 | PHOENIX CONTACT | 1: 180.9754 10: 177.1248 | Phoenix,VAL-MS350VF,?2,230V(AC) 17.6mm(width)*89.8mm(height) |  | - | [22 empty] | 1 (Unlimited) |  | Rail, Channel | [7 empty] | Module | Bulk | [10 empty] | - |  | - | - |  |  |  |  | - | [6 empty] | 100 | https://www.unikeyic.com/media/datasheet/e0/87/2222/e087222263f48aa41e145807cd1097d5.pdf | https://www.unikeyic.com/products/surge-suppressors/2856582/455729.html
2856689 | PHOENIX CONTACT | 1: 381.8876 | Phoenix,VAL-MS320/3+1/FM-UD,?2,320V(AC) DINRail installation 65.5mm*71mm*98.7mm | [16 empty] | - | [7 empty] | 1 (Unlimited) |  | DIN Rail |  |  |  | -40°C ~ 80°C (TA) |  |  |  | Module | Bulk | [5 empty] | 2553392 |  |  |  |  | - | [14 empty] | 40 | https://www.unikeyic.com/media/datasheet/95/e0/1c15/95/26731d534270e43dd029289caa6ef934.pdf | https://www.unikeyic.com/products/surge-suppressors/2856689/7190902.html
2858548 | PHOENIX CONTACT | 1: 278.6615 10: 272.7325 | Phoenix,VAL-MS230IT/3+1,?2,Surge Suppressors VAL-MS 230 IT/3+1 | [8 empty] | - | [13 empty] | 71mm(width)*89.8mm(height) |  |  | DIN rail mounting |  |  |  | -40℃~80℃ | [9 empty] | - | [11 empty] | - | [8 empty] | 2858548 PHOENIX CONTACT | 100 | https://www.unikeyic.com/media/datasheet/33/fe/dfa6/33fedfa63b6603cb31f0f69c80e9bf24.pdf | https://www.unikeyic.com/products/surge-suppressors/2858548/12335644.html
2858551 | PHOENIX CONTACT | 1: 335.9738 | Phoenix,VAL-MS230IT/3+1-FM,?2,Surge Suppressors VAL-MS 230IT/3+1-FM | [8 empty] | - | [13 empty] | 71mm(width)*98.7mm(height) | [6 empty] | -40℃~80℃ | [9 empty] | - | [11 empty] | - | [8 empty] | 2858551 PHOENIX CONTACT | 36 | https://www.unikeyic.com/media/datasheet/8d/3a/8caf/8d/493e53eb5163de192e8468d9050dcd92.pdf | https://www.unikeyic.com/products/surge-suppressors/2858551/839778.html
2858564 | PHOENIX CONTACT | 1: 308.3045 | Phoenix Contact VAL-MS320/3+1 Class 2 Surge Protector | [8 empty] | - | [30 empty] | - | [11 empty] | - | [9 empty] | 169 | https://www.unikeyic.com/media/about_us/Unikey_ISO_9001_Certification.pdf | https://www.unikeyic.com/products/surge-suppressors/2858564/14977517.html
2858577 | PHOENIX CONTACT | 1: 335.9738 | Phoenix Contact VAL-MS320/3+1-FM Type 2 Surge Protector | [8 empty] | - | [30 empty] | - | [11 empty] | - | [9 empty] | 1 | https://www.unikeyic.com/media/about_us/Unikey_ISO_9001_Certification.pdf | https://www.unikeyic.com/products/surge-suppressors/2858577/16404120.html
2858632 | PHOENIX CONTACT | 1: 384.7462 10: 376.5602 | Phoenix,VAL-MS350VF/3+1-FM,?2,Surge Suppressors 50Hz/60Hz Plug-In | [8 empty] | - | [13 empty] | 71mm(width)*98.7mm(height) |  |  | Through hole mounting |  |  |  | -40℃~80℃ | [9 empty] | - |  |  | Compliant | [8 empty] | - | [8 empty] | 2858632 PHOENIX CONTACT | 100 | https://www.unikeyic.com/media/datasheet/05/85/49b2/058549b2a5d79946c6f90f56ea0dd5d9.pdf | https://www.unikeyic.com/products/surge-suppressors/2858632/1168576.html
2858959 | PHOENIX CONTACT | 1: 345.1708 10: 337.8267 | Phoenix,VAL-MS230/3+1/FM-UD,?2,Surge Voltage Arrester 4-Channel, For Mounting On Ns 35/7.5, With Remote Indicator Contact. 230 V Ac |  | - | [22 empty] | 1 (Unlimited) |  | Rail, Channel | [7 empty] | Module | Bulk | [5 empty] | 2553388 |  |  |  |  | - |  | - | - |  |  |  |  | - | [6 empty] | 100 | https://www.unikeyic.com/media/datasheet/32/14/03bc/321403bc9af93f32bbeef9f8a672232a.pdf | https://www.unikeyic.com/products/surge-suppressors/2858959/12033076.html
2858991 | PHOENIX CONTACT | 1: 206.1987 | 7V 1.5A wire mounting 25.4mm(width)*94mm(height) | None |  |  |  |  | - | - | - |  |  |  |  | - |  |  |  | - | - |  |  | Aluminum |  |  | RJ45 | Not Applicable |  | - | [5 empty] | None |  |  | Bulk |  |  |  |  | International | 2525314 |  |  |  |  | - | [6 empty] | - | [7 empty] | 4 | https://www.unikeyic.com/media/datasheet/c1/b9/4899/c1/a820caca9e699f75ab825062b21e1221.pdf | https://www.unikeyic.com/products/surge-suppressors/2858991/1351532.html
2859084 | PHOENIX CONTACT | 1: 176.04 | Phoenix Contact RJ45 Female adapter, D-LAN-CAT.5E-Useries, RJadapter, Cat5enetwork | None |  |  |  |  | - | - | - |  |  |  |  | - |  |  |  | - | - |  |  | Aluminum |  |  | RJ45 | Not Applicable |  | DIN Rail | [5 empty] | None |  |  | Bulk |  |  |  |  | International | [5 empty] | - | [6 empty] | - | [7 empty] | 15 | https://www.unikeyic.com/media/datasheet/fe/af/54a3/fe/fff960629271cf52a566d99ea3536c55.pdf | https://www.unikeyic.com/products/surge-suppressors/2859084/534360.html
2859181 | PHOENIX CONTACT | 1: 683.64 | Phoenix,VAL-MS320/3+1/FM,?2,Phoenix surge arrester, VAL-MS 320/3+1/FM series, Surge Arrester | None |  |  |  |  | Screw Terminals | Screw Terminals | - |  |  |  |  | - |  |  |  | - | - |  |  | - |  |  | - | 1 (Unlimited) |  | DIN Rail | [5 empty] | None |  |  | Bulk |  |  |  |  | International | [5 empty] | - | [6 empty] | - | [7 empty] | 1 | https://www.unikeyic.com/media/datasheet/55/90/d326/5590d326976f408f2dde95a2be209903.pdf | https://www.unikeyic.com/products/surge-suppressors/2859181/1372143.html
2859699 | PHOENIX CONTACT | 1: 159.885 | 240V Through hole mounting | None |  |  |  |  | - | - | - |  |  |  |  | - |  |  |  | - | - |  |  | - |  |  | - | 1 (Unlimited) |  | - | [5 empty] | None |  |  | Bulk |  |  |  |  | International | 3604653 |  |  |  |  | - | [6 empty] | - | [7 empty] | 1 | https://www.unikeyic.com/media/datasheet/e3/ca/750d/e3/27b3a6a56ded75f16b25ec0802a72e3b.pdf | https://www.unikeyic.com/products/surge-suppressors/2859699/618910.html
2868033 | PHOENIX CONTACT | 1: 88.936 | Phoenix,VAL-MS60/FM,?2, | None |  |  |  |  | Screw Terminals | Screw Terminals | - |  |  |  |  | - |  |  |  | - | - |  |  | - |  |  | - | 1 (Unlimited) |  | DIN Rail | [5 empty] | None |  |  | Bulk |  |  |  |  | International | [5 empty] | - | [6 empty] | - | [7 empty] | 8 | https://www.unikeyic.com/media/datasheet/ee/3d/7913/ee3d79130a0494a2e9d053090318a519.pdf | https://www.unikeyic.com/products/surge-suppressors/2868033/1066867.html
2880448 | PHOENIX CONTACT | 1: 2911.7619 | Type 2 Surge Protection Device | [8 empty] | - | [30 empty] | - |  |  | Compliant | [8 empty] | - | [9 empty] | 156 | https://www.unikeyic.com/media/about_us/Unikey_ISO_9001_Certification.pdf | https://www.unikeyic.com/products/surge-suppressors/2880448/704414.html
2880451 | PHOENIX CONTACT | 1: 2289.3771 10: 2240.667 | Surge Suppressors SYS-SET/ 2 | [8 empty] | - | [16 empty] | DIN rail mounting | [13 empty] | - | [11 empty] | - | [9 empty] | 100 | https://www.unikeyic.com/media/about_us/Unikey_ISO_9001_Certification.pdf | https://www.unikeyic.com/products/surge-suppressors/2880451/1230966.html
2881887 | PHOENIX CONTACT | 1: 321.2191 | TYPE 1 / CLASS I / B ARRESTER | None |  |  |  |  | - | - | - |  |  |  |  | - |  |  |  | - | - |  |  | - |  |  | - | 1 (Unlimited) |  | - | [5 empty] | None |  |  | Bulk |  |  |  |  | International | 3604603 |  |  |  |  | - | [6 empty] | - | [7 empty] | 1 | https://www.unikeyic.com/media/datasheet/13/85/0281/13/67cae4917b16b1ae33ef5ed5bd095db2.pdf | https://www.unikeyic.com/products/surge-suppressors/2881887/11916714.html
2882569 | PHOENIX CONTACT | 1: 289.44 | Phoenix , S-PT-1X2-24DC-1/2 series, Maximum surge current20kA, Surge Arrester Protection Module | [8 empty] | - | [13 empty] | 34mm*33.5mm*33.5mm |  |  | threaded mounting |  |  |  | -40℃~85℃ | [7 empty] | On sale |  | - | [11 empty] | 28V(AC), 40V(DC) | [8 empty] | 2882569 PHOENIX CONTACT | 3 | https://www.unikeyic.com/media/datasheet/43/a2/8299/43a28299062bf6ce47788a4c0f33d40c.pdf | https://www.unikeyic.com/products/surge-suppressors/2882569/928386.html
2882750 | PHOENIX CONTACT | 1: 723.5573 | Phoenix,VAL-CP-MCB-3S-350/40/FM,?2,Phoenix surge arrester, VAL-CP-MCB-3S-350/40/FM series, Surge Arrester | [8 empty] | - | [13 empty] | 131.5mm(width)*101mm(height) |  |  | DIN rail mounting |  |  |  | -25℃~60℃ | [9 empty] | - | [11 empty] | 250V(AC) | [8 empty] | 2882750 PHOENIX CONTACT | 2 | https://www.unikeyic.com/media/datasheet/5d/97/5ba1/5d975ba1ae832c1215d36beca76e0043.pdf | https://www.unikeyic.com/products/surge-suppressors/2882750/12820796.html
2882763 | PHOENIX CONTACT | 1: 450.7705 10: 441.1797 | Phoenix,VAL-CP-MCB-1S-350/40/FM,?2,Phoenix Contact surge arrester, 2 Mutually, 250V AC/DC, 2A | [8 empty] | - | [13 empty] | 101mm*72mm*101mm |  |  | DIN rail mounting |  |  |  | -25℃~60℃ | [9 empty] | - | [11 empty] | 250V(AC)(DC) | [8 empty] | 2882763 PHOENIX CONTACT | 100 | https://www.unikeyic.com/media/datasheet/78/3e/5328/783e5328cdfea71e41df6dc5301eb701.pdf | https://www.unikeyic.com/products/surge-suppressors/2882763/585823.html
2882776 | PHOENIX CONTACT | 1: 689.8984 10: 675.2197 | Phoenix,VAL-CP-MCB-3C-350/40/FM,?2,Phoenix Contact surge arrester, VAL-CP-MCB series, three-phase Mutually, = 2.5kV, 30kA | [16 empty] | - | [7 empty] | 1 (Unlimited) |  | Rail, Channel |  |  |  | -40°C ~ 80°C (TA) |  |  |  | Module | Bulk | [5 empty] | 2553271 |  |  |  |  | - | [14 empty] | 100 | https://www.unikeyic.com/media/datasheet/d6/59/3ecb/d6/b67ba0542ff93fc3c44193e19bed32f7.pdf | https://www.unikeyic.com/products/surge-suppressors/2882776/33687741.html
2905333 | PHOENIX CONTACT | 1: 348.0337 5: 348.0337 10: 348.0337 | Phoenix,VAL-SEC-T2-1S-350-FM,?2,Phoenix Contact surge protector, VAL-SEC-T2-1S-350-FM series, single-phase Mutually, 1.8kV, 50kA | - |  |  |  |  | Screw Terminals | Screw Terminals | - |  |  |  |  | 40A |  |  |  | - | - |  |  | Plastic |  |  | - | Not Applicable |  | DIN Rail | [5 empty] | Fuse Holder |  |  | Bulk |  |  |  |  | International | [5 empty] | VAL | [6 empty] | 240V | [7 empty] | 1 | https://www.unikeyic.com/media/datasheet/0a/fb/2dd6/0afb2dd6270f7b1447271b26e3b5dc43.pdf | https://www.unikeyic.com/products/surge-suppressors/2905333/1230306.html
2905337 | PHOENIX CONTACT | 1: 328.0649 | Phoenix,VAL-SEC-T2-2C-350-FM,?2, | - |  |  |  |  | Screw Terminals | Screw Terminals | - |  |  |  |  | 40A |  |  |  | - | - |  |  | Plastic |  |  | - | Not Applicable |  | DIN Rail | [5 empty] | Fuse Holder |  |  | Bulk |  |  |  |  | International | [5 empty] | VAL | [6 empty] | 240V, 415V | [7 empty] | 14 | https://www.unikeyic.com/media/datasheet/db/96/e45f/db96e45fa73d8c84412045dc20219a35.pdf | https://www.unikeyic.com/products/surge-suppressors/2905337/12126109.html
2905338 | PHOENIX CONTACT | 1: 496.5258 | Phoenix Contact VAL-SEC-T2-2S-350-FM Class 2 Surge Protector | - |  |  |  |  | Screw Terminals | Screw Terminals | - |  |  |  |  | 40A |  |  |  | - | - |  |  | Plastic |  |  | - | Not Applicable |  | DIN Rail | [5 empty] | Fuse Holder |  |  | Bulk |  |  |  |  | International | [5 empty] | VAL | [6 empty] | 240V, 415V | [7 empty] | 2 | https://www.unikeyic.com/media/datasheet/93/81/f11f/9381f11f54eb2edc7ed36f5c589313c7.pdf | https://www.unikeyic.com/products/surge-suppressors/2905338/1493378.html
2905339 | PHOENIX CONTACT | 1: 392.7 | Phoenix,VAL-SEC-T2-3C-350-FM,?2,Phoenix Contact surge protector, VAL-SEC-T2-3C-350-FM series, 3 Mutually, 2kV | - |  |  |  |  | Screw Terminals | Screw Terminals | - |  |  |  |  | 40A |  |  |  | - | - |  |  | Plastic |  |  | - | Not Applicable |  | DIN Rail | [5 empty] | Fuse Holder |  |  | Bulk |  |  |  |  | International | [5 empty] | VAL | [6 empty] | 240V, 415V | [7 empty] | 3 | https://www.unikeyic.com/media/datasheet/aa/6e/d4e6/aa6ed4e6348510d16195a54e6f3cadf9.pdf | https://www.unikeyic.com/products/surge-suppressors/2905339/1403118.html
2905340 | PHOENIX CONTACT | 1: 559.3032 5: 559.3032 10: 559.3032 | Phoenix,VAL-SEC-T2-3S-350-FM,?2,Phoenix Contact surge protector, VAL-SEC-T2-3S-350-FM series, 3 Mutually, 2kV | - |  |  |  |  | Screw Terminals | Screw Terminals | - |  |  |  |  | 40A |  |  |  | - | - |  |  | Plastic |  |  | - | Not Applicable |  | DIN Rail | [5 empty] | Fuse Holder |  |  | Bulk |  |  |  |  | International | [5 empty] | VAL | [6 empty] | 240V, 415V | [7 empty] | 2 | https://www.unikeyic.com/media/datasheet/cb/4d/639f/cb4d639f0ebb7e5a2964ce85fa6b0aeb.pdf | https://www.unikeyic.com/products/surge-suppressors/2905340/1396996.html
2905341 | PHOENIX CONTACT | 1: 477.4755 | Phoenix,VAL-SEC-T2-1S-350,?2,surge protector, VAL-SEC series, single-phase Mutually, 40kA | - |  |  |  |  | Screw Terminals | Screw Terminals | - |  |  |  |  | 40A |  |  |  | - | - |  |  | Plastic |  |  | - | Not Applicable |  | DIN Rail | [5 empty] | Fuse Holder |  |  | Bulk |  |  |  |  | International | 7808870 |  |  |  |  | VAL | [6 empty] | 240V | [7 empty] | 2 | https://www.unikeyic.com/media/datasheet/7e/75/2a67/7e/e876c47a8848b78c519b87863debead3.pdf | https://www.unikeyic.com/products/surge-suppressors/2905341/1295298.html
2905343 | PHOENIX CONTACT | 1: 661.4432 10: 647.37 | Phoenix,VAL-SEC-T2-2S-350,?2,surge protector, VAL-SEC series, 2 Mutually, 40kA | - |  |  |  |  | Screw Terminals | Screw Terminals | - |  |  |  |  | 40A |  |  |  | - | - |  |  | Plastic |  |  | - | Not Applicable |  | DIN Rail | [5 empty] | Fuse Holder |  |  | Bulk |  |  |  |  | International | [5 empty] | VAL | [6 empty] | 240V, 415V | [7 empty] | 100 | https://www.unikeyic.com/media/datasheet/7f/e7/e1a1/7f/f367e68fbfe9ebdca5921267950e2a9a.pdf | https://www.unikeyic.com/products/surge-suppressors/2905343/592169.html
2905344 | PHOENIX CONTACT | 1: 708.4255 | Phoenix,VAL-SEC-T2-3C-350,?2, | - |  |  |  |  | Screw Terminals | Screw Terminals | - |  |  |  |  | 40A |  |  |  | - | - |  |  | Plastic |  |  | - | Not Applicable |  | DIN Rail | [5 empty] | Fuse Holder |  |  | Bulk |  |  |  |  | International | 7808873 |  |  |  |  | VAL | [6 empty] | 240V, 415V | [7 empty] | 1 | https://www.unikeyic.com/media/datasheet/c0/a4/c8a5/c0/6918e7de755c66f9bc4fb4bfd8d43a0c.pdf | https://www.unikeyic.com/products/surge-suppressors/2905344/1338909.html
2905345 | PHOENIX CONTACT | 1: 487.8709 | Phoenix,VAL-SEC-T2-3S-350,?2,surge protector, VAL-SEC series, 3 Mutually, 40kA | - |  |  |  |  | Screw Terminals | Screw Terminals | - |  |  |  |  | 40A |  |  |  | - | - |  |  | Plastic |  |  | - | Not Applicable |  | DIN Rail | [5 empty] | Fuse Holder |  |  | Bulk |  |  |  |  | International | [5 empty] | VAL | [6 empty] | 240V, 415V | [7 empty] | 2 | https://www.unikeyic.com/media/datasheet/e9/07/be0c/e9/e4a931e92876a900886bdb0b622dc4ad.pdf | https://www.unikeyic.com/products/surge-suppressors/2905345/836081.html
2905347 | PHOENIX CONTACT | 1: 112.8775 5: 101.6019 | Phoenix Contact 2905347 Surge Protector | [24 empty] | Not Applicable | [10 empty] | Bulk | [5 empty] | 7808876 |  |  |  |  | * | [14 empty] | 3 | https://www.unikeyic.com/media/datasheet/96/5e/1469/96/d0165c337d60aa6571d375e20cc13809.pdf | https://www.unikeyic.com/products/surge-suppressors/2905347/1444129.html
2905348 | PHOENIX CONTACT | 1: 462.3046 | Phoenix,VAL-SEC-T2-1S-175-FM,?2, | - |  |  |  |  | Screw Terminals | Screw Terminals | - |  |  |  |  | 40A |  |  |  | - | - |  |  | Plastic |  |  | - | Not Applicable |  | DIN Rail | [5 empty] | Fuse Holder |  |  | Bulk |  |  |  |  | International | [5 empty] | VAL | [6 empty] | 120V | [7 empty] | 14 | https://www.unikeyic.com/media/datasheet/e0/1f/e8d6/e01fe8d61e36f82906ca765a881f03e5.pdf | https://www.unikeyic.com/products/surge-suppressors/2905348/12319724.html
2905350 | PHOENIX CONTACT | 1: 441.6007 10: 432.2049 | Phoenix,VAL-SEC-T2-2C-175-FM,?2,Type 2 Surge Protection Device | - |  |  |  |  | Screw Terminals | Screw Terminals | - |  |  |  |  | 40A |  |  |  | - | - |  |  | Plastic |  |  | - | Not Applicable |  | DIN Rail | [5 empty] | Fuse Holder |  |  | Bulk |  |  |  |  | International | [5 empty] | VAL | [6 empty] | 120V, 208V | [7 empty] | 100 | https://www.unikeyic.com/media/datasheet/c0/ed/f1c7/c0/5d3b5c2ff8ab1b27de4998fddfee7de1.pdf | https://www.unikeyic.com/products/surge-suppressors/2905350/12008602.html
2905351 | PHOENIX CONTACT | 1: 679.1339 10: 664.6843 | Phoenix,VAL-SEC-T2-2S-175-FM,?2, | - |  |  |  |  | Screw Terminals | Screw Terminals | - |  |  |  |  | 40A |  |  |  | - | - |  |  | Plastic |  |  | - | Not Applicable |  | DIN Rail | [5 empty] | Fuse Holder |  |  | Bulk |  |  |  |  | International | 7808879 |  |  |  |  | VAL | [6 empty] | 120V, 208V | [7 empty] | 100 | https://www.unikeyic.com/media/datasheet/9a/51/5fa2/9a/7b88b93b730c4372be0e7bab96baafc6.pdf | https://www.unikeyic.com/products/surge-suppressors/2905351/12864611.html
2905353 | PHOENIX CONTACT | 1: 481.8286 | Type 2 Surge Protection Device | - |  |  |  |  | Screw Terminals | Screw Terminals | - |  |  |  |  | 40A |  |  |  | - | - |  |  | Plastic |  |  | - | Not Applicable |  | DIN Rail | [5 empty] | Fuse Holder |  |  | Bulk |  |  |  |  | International | 7808880 |  |  |  |  | VAL | [6 empty] | 120V, 208V | [7 empty] | 1 | https://www.unikeyic.com/media/datasheet/0c/15/2ed2/0c/da798be71a6d90c926b7a2aa2d0be4e5.pdf | https://www.unikeyic.com/products/surge-suppressors/2905353/11980759.html
2905354 | PHOENIX CONTACT | 1: 543.7586 | Phoenix,VAL-SEC-T2-3S-175-FM,?2,surge protector, VAL-SEC series, 3 Mutually, 40kA | - |  |  |  |  | Screw Terminals | Screw Terminals | - |  |  |  |  | 40A |  |  |  | - | - |  |  | Plastic |  |  | - | Not Applicable |  | DIN Rail | [5 empty] | Fuse Holder |  |  | Bulk |  |  |  |  | International | [5 empty] | VAL | [6 empty] | 120V, 208V | [7 empty] | 3 | https://www.unikeyic.com/media/datasheet/c1/35/1f6c/c1/a53180bb1a4c234f044176c5a2ec6656.pdf | https://www.unikeyic.com/products/surge-suppressors/2905354/1410597.html
2905646 | PHOENIX CONTACT | 1: 317.6752 10: 310.9161 | Phoenix,VAL-MB-T21500DC-PV/2+V-FM,?2,1.5KV(DC) 20A DINRail installation，threaded mounting 65.5mm*71.2mm*120mm | [8 empty] | 20A | [13 empty] | 65.5mm*71.2mm*120mm |  |  | DINRail installation, threaded mounting |  |  |  | -40℃~80℃ | [9 empty] | - | [11 empty] | 1.5KV(DC) | [8 empty] | 2905646 PHOENIX CONTACT | 100 | https://www.unikeyic.com/media/datasheet/e2/81/2a96/e2812a9622d8768012345b807d6891c5.pdf | https://www.unikeyic.com/products/surge-suppressors/2905646/1233599.html
2905871 | PHOENIX CONTACT | 1: 2244.0205 | 240V(AC) 1A DINRail installation 74.5mm*106.8mm*167mm | [8 empty] | 1A | [13 empty] | 74.5mm*106.8mm*167mm |  |  | DIN rail mounting |  |  |  | -40℃~80℃ | [9 empty] | - |  |  | Compliant | [8 empty] | 240V(AC) | [8 empty] | 2905871 PHOENIX CONTACT | 2 | https://www.unikeyic.com/media/datasheet/cb/6d/0afe/cb6d0afe4694783d3a86e9bd4a39326e.pdf | https://www.unikeyic.com/products/surge-suppressors/2905871/12496044.html
2905977 | PHOENIX CONTACT | 20: 26.9617 200: 26.3881 | Phoenix,PRT-1S-350/20/R,?2,sensor cable/Actuator cable PRT-1S-350/20/R | [8 empty] | - | [16 empty] | wire mounting | [13 empty] | - | [11 empty] | - | [9 empty] | 2000 | https://www.unikeyic.com/media/about_us/Unikey_ISO_9001_Certification.pdf | https://www.unikeyic.com/products/surge-suppressors/2905977/13996296.html
2906100 | PHOENIX CONTACT | 1: 52.8219 | Phoenix,BLT-T2-320-UT,?2,Surge Suppressors BLT-T2-320-UT | [8 empty] | - | [13 empty] | 36.5mm(width)*56mm(height) |  |  | threaded mounting |  |  |  | -40℃~80℃ | [9 empty] | - | [11 empty] | - | [8 empty] | 2906100 PHOENIX CONTACT | 126 | https://www.unikeyic.com/media/datasheet/7a/76/e772/7a76e772d5df110a3515a9e8de4d02d2.pdf | https://www.unikeyic.com/products/surge-suppressors/2906100/12112032.html
2906101 | PHOENIX CONTACT | 10: 93.3594 100: 91.373 | Phoenix,BLT-T2-1S-320-UT,?2,Phoenix Contact surge protector, BLT-T2-1S-320-UT series, ≤1.5.kV | [8 empty] | - | [13 empty] | 56mm*36.5mm*34mm |  |  | DIN rail mounting |  |  |  | -40℃~80℃ | [9 empty] | - | [11 empty] | ≤1500 | [8 empty] | 2906101 PHOENIX CONTACT | 1000 | https://www.unikeyic.com/media/datasheet/74/af/48a1/74/a9488173b76a973a3c64ed5d3ca732f3.pdf | https://www.unikeyic.com/products/surge-suppressors/2906101/12102600.html
2906738 | PHOENIX CONTACT | 1: 199.9115 | surge protector, TTC series, 20kA | - |  |  |  |  | - | - | - |  |  |  |  | 600mA |  |  |  | - | - |  |  | Plastic |  |  | - |  |  | DIN Rail | [5 empty] | Fuse Holder |  |  | Bulk |  |  |  |  | International | [5 empty] | TTC | [6 empty] | 30VDC | [5 empty] | - |  | 23 | https://www.unikeyic.com/media/datasheet/b4/a5/8daf/b4a58dafbcd8a164c5209ac68d55bb24.pdf | https://www.unikeyic.com/products/surge-suppressors/2906738/12801854.html
2906741 | PHOENIX CONTACT | 1: 166.2521 5: 149.6233 | surge protector, TTC series, 20kA | - |  |  |  |  | - | - | - |  |  |  |  | - |  |  |  | - | - |  |  | Plastic |  |  | - | 1 (Unlimited) |  | DIN Rail | [5 empty] | Fuse Holder |  |  | Bulk |  |  |  |  | International | [5 empty] | TTC | [6 empty] | - | [5 empty] | - |  | 34 | https://www.unikeyic.com/media/datasheet/66/ec/5550/66ec55506788dc0315bb2ecfa1b30e75.pdf | https://www.unikeyic.com/products/surge-suppressors/2906741/1447793.html
2906750 | PHOENIX CONTACT | 1: 199.8 | 24V(DC) 600mA DINRail installation 100mm*6.2mm*105.8mm | - |  |  |  |  | - | - | - |  |  |  |  | - |  |  |  | - | - |  |  | Plastic |  |  | - |  |  | DIN Rail | [5 empty] | Fuse Holder |  |  | Bulk |  |  |  |  | International | 17936470 |  |  |  |  | TTC | [6 empty] | - | [5 empty] | - |  | 2 | https://www.unikeyic.com/media/datasheet/da/bc/26d7/dabc26d7a8269a7dc38935431529fe54.pdf | https://www.unikeyic.com/products/surge-suppressors/2906750/12575457.html
2906753 | PHOENIX CONTACT | 1: 134.7396 | 24V(DC) 600mA DIN Rail Mount 105.8mm × 6.2mm × 105.8mm | - |  |  |  |  | - | - | - |  |  |  |  | - |  |  |  | - | - |  |  | Plastic |  |  | - | 1 (Unlimited) |  | DIN Rail | [5 empty] | Fuse Holder |  |  | Bulk |  |  |  |  | International | [5 empty] | TTC | [6 empty] | - | [5 empty] | - |  | 2 | https://www.unikeyic.com/media/datasheet/83/f9/1a62/83f91a621669fe3146da3e187114712b.pdf | https://www.unikeyic.com/products/surge-suppressors/2906753/11765907.html
2906776 | PHOENIX CONTACT | 1+: 156.6875 | 24V(DC) 600mA DIN Rail Mount 105.8mm × 6.2mm × 105.8mm | [61 empty] | 1 | https://www.unikeyic.com/media/datasheet/e6/37/268a/e637268aa361e710d095b57bf8d10dc7.pdf | https://www.unikeyic.com/products/surge-suppressors/2906776/12904131.html
2906784 | PHOENIX CONTACT | 1+: 206.28 | 24V(DC) 600mA DIN Rail Mount, Threaded Mount 105.8mm × 6.2mm × 105.8mm | [61 empty] | 9 | https://www.unikeyic.com/media/datasheet/9b/ba/5c0d/9bba5c0d2a218bfb0d8dd7e6f00acc8a.pdf | https://www.unikeyic.com/products/surge-suppressors/2906784/1143200.html
2906786 | PHOENIX CONTACT | 1: 222.48 | surge protector, TTC series, 20kA | - |  |  |  |  | - | - | - |  |  |  |  | 600mA |  |  |  | - | - |  |  | Plastic |  |  | - | 1 (Unlimited) |  | DIN Rail | [5 empty] | Fuse Holder |  |  | Bulk |  |  |  |  | International | [5 empty] | TTC | [6 empty] | 15VDC | [5 empty] | - |  | 1 | https://www.unikeyic.com/media/about_us/Unikey_ISO_9001_Certification.pdf | https://www.unikeyic.com/products/surge-suppressors/2906786/12767249.html
2906790 | PHOENIX CONTACT | 1+: 206.3016 | Power Supply Module, DIN Rail Mount, 24V DC, 600mA, 6.2mm × 6.2mm × 105.8mm | [61 empty] | 1 | https://www.unikeyic.com/media/datasheet/39/69/310f/3969310f9bfe0d8ff57ecd326c846a27.pdf | https://www.unikeyic.com/products/surge-suppressors/2906790/664147.html
2906794 | PHOENIX CONTACT | 1: 150.1452 | 24V(DC) 600mA DINRail installation 100mm*6.2mm*105.8mm | - |  |  |  |  | - | - | - |  |  |  |  | - |  |  |  | - | - |  |  | Plastic |  |  | - |  |  | DIN Rail | [5 empty] | Fuse Holder |  |  | Bulk |  |  |  |  | International | 17937349 |  |  |  |  | TTC | [6 empty] | - | [5 empty] | - |  | 2 | https://www.unikeyic.com/media/datasheet/cb/37/c3da/cb37c3da64d630964e8a4b9fd31a47c0.pdf | https://www.unikeyic.com/products/surge-suppressors/2906794/12638394.html
2906811 | PHOENIX CONTACT | 1+: 199.9115 | Power Supply 24V DC 6A DIN Rail Threaded Mount 105.8mm × 6.2mm × 105.8mm | [61 empty] | 8 | https://www.unikeyic.com/media/datasheet/9f/7f/2d9a/9f7f2d9aed767547b0d8e916d5bca835.pdf | https://www.unikeyic.com/products/surge-suppressors/2906811/12907424.html
2906817 | PHOENIX CONTACT | 1: 199.9085 2: 196.3387 3: 196.3387 5: 192.7689 10: 192.7689 20: 192.7689 | 24V(DC) 6A DINRail installation，Push-in type 105.8mm*6.2mm*105.8mm | - |  |  |  |  | - | - | - |  |  |  |  | - |  |  |  | - | - |  |  | Plastic |  |  | - | 1 (Unlimited) |  | DIN Rail | [5 empty] | Fuse Holder |  |  | Bulk |  |  |  |  | International | [5 empty] | TTC | [6 empty] | - | [5 empty] | - |  | 2 | https://www.unikeyic.com/media/datasheet/b8/79/a208/b879a208548f78883f3bb89c09942cd2.pdf | https://www.unikeyic.com/products/surge-suppressors/2906817/11977214.html
2906824 | PHOENIX CONTACT | 1: 233.8911 | Surge Protector, TTC Series | - |  |  |  |  | - | - | - |  |  |  |  | 400mA |  |  |  | - | - |  |  | Plastic |  |  | - | 1 (Unlimited) |  | DIN Rail | [5 empty] | Fuse Holder |  |  | Bulk |  |  |  |  | International | [5 empty] | TTC | [6 empty] | 30VDC | [5 empty] | - |  | 2 | https://www.unikeyic.com/media/datasheet/03/46/0acc/03460acca163b0f36047dbbc4fd55685.pdf | https://www.unikeyic.com/products/surge-suppressors/2906824/966561.html
2906829 | PHOENIX CONTACT | 1: 23.6292 5: 22.0539 10: 21.6601 20: 21.6601 50: 21.6601 | Surge Protector, TTC Series | None |  |  |  |  | - | - | - |  |  |  |  | 10A |  |  |  | - | - |  |  | Plastic |  |  | - | Not Applicable |  | DIN Rail | [5 empty] | None |  |  | Bulk |  |  |  |  | International | [5 empty] | TTC | [6 empty] | 12VDC | [7 empty] | 4 | https://www.unikeyic.com/media/datasheet/2b/77/4bdf/2b/c8909264da9cbf3f29858ac25b39ae81.pdf | https://www.unikeyic.com/products/surge-suppressors/2906829/1334150.html
2906835 | PHOENIX CONTACT | 1: 26.2016 5: 24.4549 10: 24.0182 20: 24.0182 50: 24.0182 | Surge Protector, TTC Series | None |  |  |  |  | - | - | - |  |  |  |  | 10A |  |  |  | - | - |  |  | Plastic |  |  | - | Not Applicable |  | DIN Rail | [5 empty] | None |  |  | Bulk |  |  |  |  | International | [5 empty] | TTC | [6 empty] | 48VDC | [7 empty] | 47 | https://www.unikeyic.com/media/datasheet/a1/a9/702d/a1/c551cd197edf5eca7d17d9ca1c26086b.pdf | https://www.unikeyic.com/products/surge-suppressors/2906835/760761.html
2906837 | PHOENIX CONTACT | 1: 27.3239 5: 24.6003 | 24V(DC) 10A DINRail installation 69.5mm*6.2mm*92mm | None |  |  |  |  | Screw Terminals | Screw Terminals | - |  |  |  |  | 10A |  |  |  | - | - |  |  | Plastic |  |  | - | Not Applicable |  | DIN Rail | [5 empty] | None |  |  | Bulk |  |  |  |  | International | 9467593 |  |  |  |  | TTC | [6 empty] | 24VDC | [7 empty] | 5 | https://www.unikeyic.com/media/datasheet/f2/d8/8c82/f2d88c82313ced59f982f3aae784ec25.pdf | https://www.unikeyic.com/products/surge-suppressors/2906837/777381.html
2906841 | PHOENIX CONTACT | 1: 30.2566 | Surge Protector, TTC Series | None |  |  |  |  | - | - | - |  |  |  |  | 10A |  |  |  | - | - |  |  | Plastic |  |  | - | Not Applicable |  | DIN Rail | [5 empty] | None |  |  | Bulk |  |  |  |  | International | 9467615 |  |  |  |  | TTC | [6 empty] | 24VDC | [7 empty] | 4 | https://www.unikeyic.com/media/datasheet/ba/74/70ec/ba7470ec17d43c2ef460ff1cd62e3c30.pdf | https://www.unikeyic.com/products/surge-suppressors/2906841/686452.html
2906847 | PHOENIX CONTACT | 1: 22.7055 5: 20.0275 | DIN Rail Mount Push-in Power Supply 12V(DC) 10A 69.5mm × 6.2mm × 92mm | - |  |  |  |  | - | - | - |  |  |  |  | - |  |  |  | - | - |  |  | Plastic |  |  | - | 1 (Unlimited) |  | DIN Rail | [5 empty] | - |  |  | Bulk |  |  |  |  | International | [5 empty] | TTC | [6 empty] | - | [5 empty] | - |  | 223 | https://www.unikeyic.com/media/datasheet/e4/60/0e88/e4600e88fb9a385773ef3280a8459812.pdf | https://www.unikeyic.com/products/surge-suppressors/2906847/1292530.html
2906860 | PHOENIX CONTACT | 1: 30.2475 5: 27.224 | 24V(AC) 2A DINRail installation 92mm*6.2mm*92mm | - |  |  |  |  | - | - | - |  |  |  |  | - |  |  |  | - | - |  |  | Plastic |  |  | - |  |  | DIN Rail | [5 empty] | - |  |  | Bulk |  |  |  |  | International | [5 empty] | TTC | [6 empty] | - | [5 empty] | - |  | 2 | https://www.unikeyic.com/media/datasheet/4b/bb/972e/4b/d6db7d654e4e412cc3281cb625227eb8.pdf | https://www.unikeyic.com/products/surge-suppressors/2906860/11997956.html
2907810 | PHOENIX CONTACT | 1: 838.9249 | , TTC series, Remote Indicator | [35 empty] | Bulk | [10 empty] | TTC | [14 empty] | 134 | https://www.unikeyic.com/media/datasheet/19/82/e8a5/1982e8a54312cbe89976bb6fd5fbceef.pdf | https://www.unikeyic.com/products/surge-suppressors/2907810/565040.html
2907840 | PHOENIX CONTACT | 1: 235.741 |  | - |  |  |  |  | - | - | - |  |  |  |  | - |  |  |  | - | - |  |  | Plastic |  |  | - | 1 (Unlimited) |  | Base Mount | [5 empty] | - |  |  | Bulk |  |  |  |  | International | 17936677 |  |  |  |  | TTC | [6 empty] | - | [5 empty] | - |  | 1 | https://www.unikeyic.com/media/datasheet/a1/ef/a401/a1efa401332bb5077ced2d7967ef0124.pdf | https://www.unikeyic.com/products/surge-suppressors/2907840/849420.html
2907843 | PHOENIX CONTACT | 1: 182.6211 | TTC-6P-2X1-24DC-I-P | - |  |  |  |  | - | - | - |  |  |  |  | - |  |  |  | - | - |  |  | Plastic |  |  | - | 1 (Unlimited) |  | Base Mount | [5 empty] | - |  |  | Bulk |  |  |  |  | International | [5 empty] | TTC | [6 empty] | - | [5 empty] | - |  | 3 | https://www.unikeyic.com/media/datasheet/81/84/a41f/8184a41f25d5d12efd5fe7c3725d9300.pdf | https://www.unikeyic.com/products/surge-suppressors/2907843/21584307.html
2907874 | PHOENIX CONTACT | 1: 304.4163 | Phoenix,VAL-SEC-T2-2+0-120DC-FM,?2, | None |  |  |  |  | Screw Terminals | Screw Terminals | - |  |  |  |  | 40A |  |  |  | - | - |  |  | Plastic |  |  | - | Not Applicable |  | DIN Rail | [5 empty] | Fuse Holder |  |  | Bulk |  |  |  |  | International | 9771230 |  |  |  |  | VAL | [6 empty] | 100 ~ 120 VDC | [7 empty] | 1 | https://www.unikeyic.com/media/datasheet/f4/13/60ac/f41360ac6f6d60d757b03e92d117db07.pdf | https://www.unikeyic.com/products/surge-suppressors/2907874/12807731.html
2907875 | PHOENIX CONTACT | 1: 304.4163 | Phoenix,VAL-SEC-T2-2+0-220DC-FM,?2,surge protector, VAL-SEC series | None |  |  |  |  | Screw Terminals | Screw Terminals | - |  |  |  |  | 40A |  |  |  | - | - |  |  | Plastic |  |  | - | Not Applicable |  | DIN Rail | [5 empty] | Fuse Holder |  |  | Bulk |  |  |  |  | International | [5 empty] | VAL | [6 empty] | 200 ~ 220 VDC | [7 empty] | 1 | https://www.unikeyic.com/media/datasheet/c5/be/631e/c5be631efb625790f31bccfacf081339.pdf | https://www.unikeyic.com/products/surge-suppressors/2907875/559947.html
2907876 | PHOENIX CONTACT | 1: 266.4854 5: 239.8284 | 450V 40A 74.5mm*25.4mm*97.9mm | None |  |  |  |  | Screw Terminals | Screw Terminals | - |  |  |  |  | 40A |  |  |  | - | - |  |  | Plastic |  |  | - | Not Applicable |  | DIN Rail | [5 empty] | Fuse Holder |  |  | Bulk |  |  |  |  | International | 9771232 |  |  |  |  | VAL | [6 empty] | 350 ~ 400 VDC | [7 empty] | 1 | https://www.unikeyic.com/media/datasheet/35/5e/042c/355e042c4177646a05cd99518e1eb70d.pdf | https://www.unikeyic.com/products/surge-suppressors/2907876/11851697.html
2907918 | PHOENIX CONTACT | 1: 174.4132 3: 165.6223 5: 163.7693 10: 159.8694 | Phoenix , PLT-SEC-T3-120-FM-UT series, Maximum surge current0.026kA | None |  |  |  |  | Screw Terminals | Screw Terminals | - |  |  |  |  | 26A |  |  |  | - | - |  |  | Plastic |  |  | - | 1 (Unlimited) |  | DIN Rail | [5 empty] | None |  |  | Bulk |  |  |  |  | International | [5 empty] | PLT-SEC | [6 empty] | 120V | [7 empty] | 10 | https://www.unikeyic.com/media/datasheet/84/20/f888/8420f888daebc5422c8e90eddc6f7861.pdf | https://www.unikeyic.com/products/surge-suppressors/2907918/11771993.html
2907926 | PHOENIX CONTACT | 1: 155.4477 3: 147.6128 5: 145.9778 10: 142.5018 | Phoenix , PLT-SEC-T3-60-FM-PT series, Maximum surge current0.026kA | [8 empty] | - | [13 empty] | 17.7mm*74.5mm*74.5mm |  |  | DIN rail mounting |  |  |  | -40℃~80℃ | [9 empty] | - | [11 empty] | 60V(AC)(DC) | [9 empty] | 4 | https://www.unikeyic.com/media/about_us/Unikey_ISO_9001_Certification.pdf | https://www.unikeyic.com/products/surge-suppressors/2907926/11037243.html
2908036 | PHOENIX CONTACT | 1: 108.6987 | Phoenix,VAL-MS75/20VF/FMCRW,?2, | [8 empty] | - | [30 empty] | - | [11 empty] | - | [9 empty] | 120 | https://www.unikeyic.com/media/about_us/Unikey_ISO_9001_Certification.pdf | https://www.unikeyic.com/products/surge-suppressors/2908036/10062611.html
2908037 | PHOENIX CONTACT | 1: 111.2245 10: 108.858 | Phoenix,VAL-MS130/20VF/FMCRW,?2, | [8 empty] | - | [30 empty] | - | [11 empty] | - | [9 empty] | 100 | https://www.unikeyic.com/media/about_us/Unikey_ISO_9001_Certification.pdf | https://www.unikeyic.com/products/surge-suppressors/2908037/24912388.html
2908038 | PHOENIX CONTACT | 1: 123.0493 | Phoenix,VAL-MS275/20VF/FMCRW,?2, | [8 empty] | - | [30 empty] | - | [11 empty] | - | [9 empty] | 411 | https://www.unikeyic.com/media/about_us/Unikey_ISO_9001_Certification.pdf | https://www.unikeyic.com/products/surge-suppressors/2908038/24289556.html
2908194 | PHOENIX CONTACT | 1: 193.4278 | 48V(DC) 160mA DINRail installation 100mm*6.2mm*105.8mm | None |  |  |  |  | Screw Terminals | Screw Terminals | - |  |  |  |  | 160mA |  |  |  | - | - |  |  | Plastic |  |  | - | 1 (Unlimited) |  | DIN Rail | [5 empty] | - |  |  | Bulk |  |  |  |  | International | 9565620 |  |  |  |  | TTC | [6 empty] | 48VDC | [7 empty] | 8 | https://www.unikeyic.com/media/datasheet/b5/d6/a095/b5/7bf946b3588cabf2518bd7122c678b6d.pdf | https://www.unikeyic.com/products/surge-suppressors/2908194/12777957.html
2908202 | PHOENIX CONTACT | 1: 168.432 | 12V(DC) 600mA DINRail installation，Push-in type 100mm*6.2mm*105.8mm | - |  |  |  |  | - | - | - |  |  |  |  | - |  |  |  | - | - |  |  | Plastic |  |  | - | 1 (Unlimited) |  | DIN Rail | [5 empty] | Fuse Holder |  |  | Bulk |  |  |  |  | International | [5 empty] | TTC | [6 empty] | - | [5 empty] | - |  | 1 | https://www.unikeyic.com/media/datasheet/51/49/ba38/51/790be3d3530474d1634bc904dff398b7.pdf | https://www.unikeyic.com/products/surge-suppressors/2908202/1465121.html
2908539 | PHOENIX CONTACT | 1: 46.7152 5: 45.881 10: 45.0468 50: 45.0468 100: 45.0468 | SURGE PROTECTOR, TYPE 2, 30KA, 750VAC; No. of Outputs:1 Output; Output Power Max:30W; Output Voltage - Output 1:24VDC; Output Current - Output 1:1.25A; Output Voltage - Output 2:-; Output Current - Output 2:-; Output Vol | [8 empty] | - | [13 empty] | 53.4mm(width)*98.7mm(height) | [6 empty] | -40℃~80℃ | [9 empty] | - | [11 empty] | - | [9 empty] | 8 | https://www.unikeyic.com/media/about_us/Unikey_ISO_9001_Certification.pdf | https://www.unikeyic.com/products/surge-suppressors/2908539/12830521.html
2908680 | PHOENIX CONTACT | 1+: 360.9206 | SPD 1 POLE | [61 empty] | 1 |  | https://www.unikeyic.com/products/surge-suppressors/2908680/11980677.html
2908803 | PHOENIX CONTACT | 1+: 353.7432 | REPEATER POWER SUPPLY | [61 empty] | 1 |  | https://www.unikeyic.com/products/surge-suppressors/2908803/11998185.html
2908900 | PHOENIX CONTACT | 10: 16.0123 100: 15.6717 | Phoenix,PRT-PV-1000,?2,Phoenix surge arrester, PRT PV series, Maximum surge current40kA, Surge Arrester | [8 empty] | - | [30 empty] | - | [11 empty] | 30V(AC) | [9 empty] | 1000 | https://www.unikeyic.com/media/about_us/Unikey_ISO_9001_Certification.pdf | https://www.unikeyic.com/products/surge-suppressors/2908900/11976026.html
2908901 | PHOENIX CONTACT | 1: 16.0123 10: 15.6717 | Phoenix,PRT-PV-750AC,?2, | [8 empty] | - | [30 empty] | - | [11 empty] | - | [9 empty] | 100 | https://www.unikeyic.com/media/about_us/Unikey_ISO_9001_Certification.pdf | https://www.unikeyic.com/products/surge-suppressors/2908901/24612238.html
2909590 | PHOENIX CONTACT | 1: 724.5609 10: 709.1448 | Phoenix,VAL-SEC-T2-3S-350VF-FM,?2,surge protector, VAL-SEC series, 3 Mutually | [8 empty] | - | [13 empty] | 97.9mm*49.2mm*97.9mm |  |  | DIN rail mounting |  |  |  | -40℃~80℃ | [9 empty] | - |  |  | Compliant | [8 empty] | - | [8 empty] | 2909590 PHOENIX CONTACT | 100 | https://www.unikeyic.com/media/datasheet/a8/05/e9b1/a805e9b13c227183292210bdb73effb3.pdf | https://www.unikeyic.com/products/surge-suppressors/2909590/12209775.html
2909592 | PHOENIX CONTACT | 1: 387.5551 10: 379.3093 | Phoenix,VAL-SEC-T2-1S-350VF-FM,?2, | [8 empty] | - | [30 empty] | - | [11 empty] | - | [9 empty] | 100 | https://www.unikeyic.com/media/about_us/Unikey_ISO_9001_Certification.pdf | https://www.unikeyic.com/products/surge-suppressors/2909592/1346402.html
2909636 | PHOENIX CONTACT | 1: 91.5806 5: 91.5806 10: 91.5806 | Surge Protector, VAL-SEC-T2 Series | [8 empty] | - | [13 empty] | 46.4mm*11.7mm*46.4mm |  |  | base mount |  |  |  | -40℃~80℃ | [9 empty] | - | [11 empty] | - | [9 empty] | 4 | https://www.unikeyic.com/media/about_us/Unikey_ISO_9001_Certification.pdf | https://www.unikeyic.com/products/surge-suppressors/2909636/1506222.html
2909637 | PHOENIX CONTACT | 1: 284.1316 5: 275.6416 | Phoenix,VAL-SEC-T2-3S-350/40,?2,surge protector, VAL-SEC series, 3 Mutually | [8 empty] | 40A | [13 empty] | 74.5mm*49.2mm*89.9mm |  |  | DIN rail mounting |  |  |  | -40℃~80℃ | [9 empty] | - | [11 empty] | 350V | [8 empty] | 2909637 PHOENIX CONTACT | 2 | https://www.unikeyic.com/media/datasheet/e0/ff/5373/e0ff537327ce5d8abff65886409e8713.pdf | https://www.unikeyic.com/products/surge-suppressors/2909637/1468063.html
2909968 | PHOENIX CONTACT | 1: 626.3976 | Phoenix,VAL-SEC-T2-3C-440-FM,?2, | [8 empty] | - | [13 empty] | 37.3mm(width)*97.9mm(height) | [6 empty] | -40℃~80℃ | [9 empty] | - | [11 empty] | - | [9 empty] | 37 | https://www.unikeyic.com/media/about_us/Unikey_ISO_9001_Certification.pdf | https://www.unikeyic.com/products/surge-suppressors/2909968/12553450.html
2910112 | PHOENIX CONTACT | 60: 168.5047 600: 164.9194 | Phoenix,VAL-MS350VF-UD/2+0-FM/60,?2, | [8 empty] | - | [30 empty] | - | [11 empty] | - | [9 empty] | 6000 | https://www.unikeyic.com/media/about_us/Unikey_ISO_9001_Certification.pdf | https://www.unikeyic.com/products/surge-suppressors/2910112/7239100.html
2910330 | PHOENIX CONTACT | 1+: 171.0072 | 120VAC, 208VAC, 120VAC, 240VAC Bracket Mount 67.3mm × 17.5mm × 47mm | [61 empty] | 1 | https://www.unikeyic.com/media/datasheet/db/7a/9ac7/db7a9ac7878ec61755dcbc6b9c6c282f.pdf | https://www.unikeyic.com/products/surge-suppressors/2910330/12726835.html
2910331 | PHOENIX CONTACT | 1: 198.484 | 240V(AC)，415V(AC) base mount 67.3mm*17.5mm*47mm | - |  |  |  |  | - | - | - |  |  |  |  | - |  |  |  | - | - |  |  | Plastic |  |  | - | Not Applicable |  | Base Mount | [5 empty] | None |  |  | Bulk |  |  |  |  | International | [5 empty] | VAL | [6 empty] | 240V, 415V | [7 empty] | 1 | https://www.unikeyic.com/media/datasheet/f3/ef/cf05/f3efcf052ece814e980132134f9df7c6.pdf | https://www.unikeyic.com/products/surge-suppressors/2910331/12093276.html
2910332 | PHOENIX CONTACT | 1+: 224.4456 | 240VAC, 415VAC Base Mount 67.3mm × 17.7mm × 47mm | [61 empty] | 2 | https://www.unikeyic.com/media/datasheet/42/ef/a90c/42efa90c2846a796129b8d48638952b5.pdf | https://www.unikeyic.com/products/surge-suppressors/2910332/933520.html
2910333 | PHOENIX CONTACT | 1+: 123.3395 | -48V DC, 60V DC, Bracket Mount, 55.3mm × 17.5mm × 52.4mm | [61 empty] | 1 | https://www.unikeyic.com/media/datasheet/e4/70/8240/e470824036ebd165e44960ad67a53d57.pdf | https://www.unikeyic.com/products/surge-suppressors/2910333/12386638.html
2910336 | PHOENIX CONTACT | 1+: 129.438 | 240V(AC) 415V(AC) Bracket Mount 55.3mm × 17.5mm × 52.4mm | [61 empty] | 1 | https://www.unikeyic.com/media/datasheet/c5/e8/3d62/c5e83d62756acbd3eeee069a559ed747.pdf | https://www.unikeyic.com/products/surge-suppressors/2910336/1018479.html
2910348 | PHOENIX CONTACT | 1: 132.682 | Surge protection device | None |  |  |  |  | Screw Terminals | Screw Terminals | - |  |  |  |  | 80A |  |  |  | - | - |  |  | Plastic |  |  | - | Not Applicable |  | DIN Rail | [5 empty] | None |  |  | Bulk |  |  |  |  | International | [5 empty] | VAL-US | [6 empty] | 120V | [7 empty] | 2 | https://www.unikeyic.com/media/datasheet/4f/64/fb74/4f64fb74d0126100061b1a744d1669fe.pdf | https://www.unikeyic.com/products/surge-suppressors/2910348/11944742.html
2910351 | PHOENIX CONTACT | 1+: 278.0244 | Surge Suppressors, 50Hz/60Hz, 20kA, 120VAC/240VAC, DIN Rail | [61 empty] | 2 | https://www.unikeyic.com/media/datasheet/35/9f/4417/359f4417bfe4b2e98b0e984960971872.pdf | https://www.unikeyic.com/products/surge-suppressors/2910351/12299541.html
2910352 | PHOENIX CONTACT | 1: 265.4667 |  | None |  |  |  |  | Screw Terminals | Screw Terminals | - |  |  |  |  | 80A |  |  |  | - | - |  |  | Plastic |  |  | - | Not Applicable |  | DIN Rail | [5 empty] | None |  |  | Bulk |  |  |  |  | International | [5 empty] | VAL-US | [6 empty] | 120V, 240V | [7 empty] | 2 | https://www.unikeyic.com/media/datasheet/d9/aa/a1f7/d9aaa1f77adecf5b69b307d00a5ee37e.pdf | https://www.unikeyic.com/products/surge-suppressors/2910352/12207343.html
2910353 | PHOENIX CONTACT | 1+: 417.5496 | Surge Suppressors, 50Hz/60Hz, 20kA, 120VAC/208VAC, DIN Rail | [61 empty] | 3 | https://www.unikeyic.com/media/datasheet/19/cd/8fae/19cd8fae4be6ffebffb43d9cf906d2db.pdf | https://www.unikeyic.com/products/surge-suppressors/2910353/1023472.html
2910357 | PHOENIX CONTACT | 1: 350.4168 | Surge suppressor device, VAL-US-120/65/2+0-FM series, Maximum surge current65kA, 1 Type surge arrester | None |  |  |  |  | Screw Terminals | Screw Terminals | - |  |  |  |  | 80A |  |  |  | - | - |  |  | Plastic |  |  | - | Not Applicable |  | DIN Rail | [5 empty] | None |  |  | Bulk |  |  |  |  | International | 9673462 |  |  |  |  | VAL-US | [6 empty] | 120V, 240V | [7 empty] | 3 | https://www.unikeyic.com/media/datasheet/1a/1f/5721/1a1f572156570bcb2dbcd9692ac24a8e.pdf | https://www.unikeyic.com/products/surge-suppressors/2910357/12221382.html
2910362 | PHOENIX CONTACT | 1: 293.76 | Surge Suppressors 50Hz/60Hz 20kA 240VAC DIN Rail | None |  |  |  |  | Screw Terminals | Screw Terminals | - |  |  |  |  | - |  |  |  | - | - |  |  | Plastic |  |  | - | Not Applicable |  | DIN Rail | [5 empty] | None |  |  | Bulk |  |  |  |  | International | 9673466 |  |  |  |  | VAL-US | [6 empty] | 240V | [7 empty] | 51 | https://www.unikeyic.com/media/datasheet/89/33/c40f/8933c40fbbc765495c5284a4dd0ea972.pdf | https://www.unikeyic.com/products/surge-suppressors/2910362/1438074.html
2910368 | PHOENIX CONTACT | 1: 157.9392 | Surge Suppressors 50Hz/60Hz 20kA 240VAC DIN Rail | None |  |  |  |  | Screw Terminals | Screw Terminals | - |  |  |  |  | - |  |  |  | - | - |  |  | Plastic |  |  | - | Not Applicable |  | DIN Rail | [5 empty] | None |  |  | Bulk |  |  |  |  | International | 9673471 |  |  |  |  | VAL-US | [6 empty] | 240V | [7 empty] | 1 | https://www.unikeyic.com/media/datasheet/88/cd/7166/88cd7166951d5707831621e3be4e79d2.pdf | https://www.unikeyic.com/products/surge-suppressors/2910368/926997.html
2910370 | PHOENIX CONTACT | 1: 417.5604 | Surge Suppressors 50Hz/60Hz 20kA 240VAC/415VAC DIN Rail | None |  |  |  |  | Screw Terminals | Screw Terminals | - |  |  |  |  | - |  |  |  | - | - |  |  | Plastic |  |  | - | Not Applicable |  | DIN Rail | [5 empty] | None |  |  | Bulk |  |  |  |  | International | [5 empty] | VAL-US | [6 empty] | 240V | [7 empty] | 2 | https://www.unikeyic.com/media/datasheet/aa/e1/e7ee/aae1e7ee8c11c305629f7483b1c2dcca.pdf | https://www.unikeyic.com/products/surge-suppressors/2910370/807070.html
2910372 | PHOENIX CONTACT | 1+: 157.0212 5+: 149.1804 | [62 empty] | 8 | https://www.unikeyic.com/media/datasheet/e1/97/2406/e197240687db8ff6b87de51f58b74827.pdf | https://www.unikeyic.com/products/surge-suppressors/2910372/12212374.html
2910383 | PHOENIX CONTACT | 1: 472.8923 | Surge Suppressors 50Hz/60Hz 20kA 400VAC/690VAC DIN Rail | None |  |  |  |  | Screw Terminals | Screw Terminals | - |  |  |  |  | - |  |  |  | - | - |  |  | Plastic |  |  | - | Not Applicable |  | DIN Rail | [5 empty] | None |  |  | Bulk |  |  |  |  | International | 9673482 |  |  |  |  | VAL-US | [6 empty] | 400V, 690V | [7 empty] | 1 | https://www.unikeyic.com/media/datasheet/f8/62/52c4/f86252c4886b3c7cd4f9a646b05cf881.pdf | https://www.unikeyic.com/products/surge-suppressors/2910383/598432.html
2910387 | PHOENIX CONTACT | 1: 598.2876 | Surge Suppressors 50Hz/60Hz 30kA DIN Rail | None |  |  |  |  | Screw Terminals | Screw Terminals | - |  |  |  |  | - |  |  |  | - | - |  |  | Plastic |  |  | - | Not Applicable |  | DIN Rail | [5 empty] | None |  |  | Bulk |  |  |  |  | International | 9673486 |  |  |  |  | VAL-US | [6 empty] | 240V, 480V | [7 empty] | 1 | https://www.unikeyic.com/media/datasheet/37/4b/61f2/374b61f2297be0b910e41cae0f72ccbb.pdf | https://www.unikeyic.com/products/surge-suppressors/2910387/12411198.html
2910559 | PHOENIX CONTACT | 1: 155.4812 | Phoenix,VAL-MS-EE-T2-3+1-385,?2, | [8 empty] | - | [30 empty] | - | [11 empty] | - | [9 empty] | 12 | https://www.unikeyic.com/media/about_us/Unikey_ISO_9001_Certification.pdf | https://www.unikeyic.com/products/surge-suppressors/2910559/20512400.html
2910561 | PHOENIX CONTACT | 1: 100.3912 | Phoenix,VAL-MS-EE-T2-1+1-385-FM,?2, | [8 empty] | - | [30 empty] | - | [11 empty] | - | [9 empty] | 19 | https://www.unikeyic.com/media/about_us/Unikey_ISO_9001_Certification.pdf | https://www.unikeyic.com/products/surge-suppressors/2910561/13461998.html
2910562 | PHOENIX CONTACT | 1: 90.8848 | Phoenix,VAL-MS-EE-T2-1+1-385,?2, | [8 empty] | - | [30 empty] | - | [11 empty] | - | [9 empty] | 3 | https://www.unikeyic.com/media/about_us/Unikey_ISO_9001_Certification.pdf | https://www.unikeyic.com/products/surge-suppressors/2910562/9274875.html
2910563 | PHOENIX CONTACT | 1: 149.141 | Phoenix,VAL-MS-EE-T2-3+0-385,?2, | [8 empty] | - | [30 empty] | - | [11 empty] | - | [9 empty] | 4 | https://www.unikeyic.com/media/about_us/Unikey_ISO_9001_Certification.pdf | https://www.unikeyic.com/products/surge-suppressors/2910563/7127170.html
2910565 | PHOENIX CONTACT | 1: 53.7759 | Phoenix,VAL-MS-EE-T2-1+0-385,?2, | [8 empty] | - | [30 empty] | - | [11 empty] | - | [9 empty] | 120 | https://www.unikeyic.com/media/about_us/Unikey_ISO_9001_Certification.pdf | https://www.unikeyic.com/products/surge-suppressors/2910565/16040871.html
2910566 | PHOENIX CONTACT | 1: 58.9794 10: 57.7245 | Phoenix,VAL-MS-EE-T2-1+0-75-FM,?2, | [8 empty] | - | [30 empty] | - | [11 empty] | - | [9 empty] | 100 | https://www.unikeyic.com/media/about_us/Unikey_ISO_9001_Certification.pdf | https://www.unikeyic.com/products/surge-suppressors/2910566/31466997.html
2910574 | PHOENIX CONTACT | 1: 155.4477 10: 152.1403 | Phoenix,VAL-MS-EE-T2-3+1-320-FM,?2, | [8 empty] | - | [30 empty] | - | [11 empty] | - | [9 empty] | 100 | https://www.unikeyic.com/media/about_us/Unikey_ISO_9001_Certification.pdf | https://www.unikeyic.com/products/surge-suppressors/2910574/23405383.html
2910575 | PHOENIX CONTACT | 1: 140.5345 10: 137.5444 | Phoenix,VAL-MS-EE-T2-3+1-320,?2, | [8 empty] | - | [30 empty] | - | [11 empty] | - | [9 empty] | 100 | https://www.unikeyic.com/media/about_us/Unikey_ISO_9001_Certification.pdf | https://www.unikeyic.com/products/surge-suppressors/2910575/19816872.html
2910576 | PHOENIX CONTACT | 1: 58.9794 10: 57.7245 | Phoenix Contact VAL-MS-EE-T2-1+0-320-FM Type 2 Surge Protector | [8 empty] | - | [30 empty] | - | [11 empty] | - | [9 empty] | 100 | https://www.unikeyic.com/media/about_us/Unikey_ISO_9001_Certification.pdf | https://www.unikeyic.com/products/surge-suppressors/2910576/14824583.html
2910577 | PHOENIX CONTACT | 1: 50.5528 10: 49.4772 | Phoenix,VAL-MS-EE-T2-1+0-320,?2, | [8 empty] | - | [30 empty] | - | [11 empty] | - | [9 empty] | 100 | https://www.unikeyic.com/media/about_us/Unikey_ISO_9001_Certification.pdf | https://www.unikeyic.com/products/surge-suppressors/2910577/3108108.html
2920230 | PHOENIX CONTACT | 1: 222.3344 | Phoenix Contact VAL-MS320/3+0 Class 2 Surge Protection Device | None |  |  |  |  | Screw Terminals | Screw Terminals | - |  |  |  |  | - |  |  |  | - | - |  |  | - |  |  | - | 1 (Unlimited) |  | DIN Rail | [5 empty] | None |  |  | Bulk |  |  |  |  | International | 4484478 |  |  |  |  | - | [6 empty] | - | [7 empty] | 7 | https://www.unikeyic.com/media/datasheet/98/f3/067e/98f3067ebfcad273c1e2e403c7a16a6f.pdf | https://www.unikeyic.com/products/surge-suppressors/2920230/12371263.html
2920243 | PHOENIX CONTACT | 1: 268.8867 | Phoenix,VAL-MS320/3+0-FM,?2,Phoenix Contact surge arrester, VAL-MS series, three-phase Mutually, = 1.5kV, 40kA | [16 empty] | - | [7 empty] | 1 (Unlimited) |  | DIN Rail |  |  |  | -40°C ~ 80°C |  |  |  | Module | Bulk | [5 empty] | 2553391 |  |  |  |  | - | [14 empty] | 30 | https://www.unikeyic.com/media/datasheet/93/68/f8a7/93/d28c5aaed87ef74cb2cf4af166f6fb51.pdf | https://www.unikeyic.com/products/surge-suppressors/2920243/27867424.html
2920269 | PHOENIX CONTACT | 1: 488.6607 10: 478.2637 | Phoenix,VAL-MS750/30/3+0,?2,Phoenix Contact surge arrester, VAL-MS series, three-phase Mutually, = 2.9kV, 30kA | None |  |  |  |  | Screw Terminals | Screw Terminals | - |  |  |  |  | - |  |  |  | - | - |  |  | - |  |  | - | 1 (Unlimited) |  | DIN Rail | [5 empty] | None |  |  | Bulk |  |  |  |  | International | [5 empty] | - | [6 empty] | - | [7 empty] | 100 | https://www.unikeyic.com/media/datasheet/76/73/5d1f/76/7b69b22acd27afeb11cf36c806a1842f.pdf | https://www.unikeyic.com/products/surge-suppressors/2920269/11881108.html
2920272 | PHOENIX CONTACT | 1: 537.7734 | Phoenix,VAL-MS750/30/3+0-FM,?2,Phoenix Contact surge arrester, VAL-MS series, three-phase Mutually, = 2.9kV, 30kA | [9 empty] | 15 kA |  | 30 kA | [5 empty] | Remote Signaling Contacts | Module Only | [5 empty] | 1 (Unlimited) |  | DIN Rail |  | 3 |  | -40°C ~ 80°C |  |  |  |  | Bulk | [5 empty] | 4484481 |  |  |  |  | - | [14 empty] | 68 | https://www.unikeyic.com/media/datasheet/93/23/d792/93/6c94bce53b00084362f170f543aae0d0.pdf | https://www.unikeyic.com/products/surge-suppressors/2920272/11776740.html
2920447 | PHOENIX CONTACT | 1: 379.1556 | Phoenix,VAL-MS580/3+0-FM,?2,Phoenix surge arrester, VAL-MS 580/3+0-FM series, Surge Arrester | [16 empty] | - | [7 empty] | 1 (Unlimited) |  | Rail, Channel |  |  |  | -40°C ~ 80°C (TA) |  |  |  | Module | Bulk | [10 empty] | - | [14 empty] | 3 | https://www.unikeyic.com/media/datasheet/2c/66/ed8b/2c/712c0fd23ec6ae47260f1947b30f9921.pdf | https://www.unikeyic.com/products/surge-suppressors/2920447/2756876.html
2920450 | PHOENIX CONTACT | 1: 314.8154 | Phoenix,VAL-MS580/3+0,?2,Phoenix Contact surge arrester, VAL-MS series, three-phase Mutually, =2.5kV, 30kA | [16 empty] | - | [7 empty] | 1 (Unlimited) |  | Rail, Channel |  |  |  | -40°C ~ 80°C (TA) |  |  |  | Module | Bulk | [5 empty] | 2553366 |  |  |  |  | - | [14 empty] | 2 | https://www.unikeyic.com/media/datasheet/13/66/4cfc/13/066c58592567518c524f1241df88ff83.pdf | https://www.unikeyic.com/products/surge-suppressors/2920450/3306816.html
2920667 | PHOENIX CONTACT | 1+: 220.66 2+: 210.155 | 120V 5A DIN Rail Mount, 79mm × 112mm × 93mm | [61 empty] | 6 | https://www.unikeyic.com/media/datasheet/95/6c/d99e/95/6eb708d736d19be25fdc234e8267767e.pdf | https://www.unikeyic.com/products/surge-suppressors/2920667/1071881.html
2920683 | PHOENIX CONTACT | 1: 357.082 4: 340.846 | Phoenix surge protector, SFP 1-15/120AC series, Maximum surge current10kA | None |  |  |  |  | - | - | - |  |  |  |  | 15A |  |  |  | - | - |  |  | Aluminum |  |  | - | 1 (Unlimited) |  | DIN Rail | [5 empty] | None |  |  | Bulk |  |  |  |  | International | [5 empty] | SFP | [6 empty] | 120V | [5 empty] | 1.3 lbs (589.7 g) |  | 4 | https://www.unikeyic.com/media/datasheet/0d/e0/7a63/0de07a63d56d4303a1378c27594fbb64.pdf | https://www.unikeyic.com/products/surge-suppressors/2920683/12762323.html
2920777 | PHOENIX CONTACT | 1: 90.3481 10: 88.4258 | Unclassified Connector | [8 empty] | - | [16 empty] | wire mounting | [13 empty] | - | [11 empty] | - | [9 empty] | 100 | https://www.unikeyic.com/media/about_us/Unikey_ISO_9001_Certification.pdf | https://www.unikeyic.com/products/surge-suppressors/2920777/705379.html
2920968 | PHOENIX CONTACT | 1: 1039.9004 | Phoenix,VAL-MS385/80/3+1-FM,?2,Surge Suppressors VAL-MS 385/80/3+1-FM | [8 empty] | - | [13 empty] | 71.2mm(width)*98.7mm(height) | [6 empty] | -40℃~80℃ | [9 empty] | - | [11 empty] | - | [8 empty] | 2920968 PHOENIX CONTACT | 24 | https://www.unikeyic.com/media/datasheet/7e/83/d5f6/7e83d5f6056388eb589b594f8b6a82b8.pdf | https://www.unikeyic.com/products/surge-suppressors/2920968/1087689.html
29601 | Klein Tools | 1+: 77.2092 5+: 72.0619 10+: 69.9527 25+: 67.2576 50+: 65.2886 100+: 63.3772 | POWER BOX 1 POWER STRIP | [61 empty] | 4 | https://www.unikeyic.com/media/datasheet/b9/6d/42e7/b96d42e7ddd2be5d03085b93101108ea.pdf | https://www.unikeyic.com/products/surge-suppressors/29601/11844366.html
2CTB815704R0800 OVR T2 3N 40-275s P TS QS | ABB | 1: 378.378 2: 341.0031 5: 326.7958 | ABB , OVR series, Maximum surge current40kA | [8 empty] | - | [13 empty] | 71.2mm*76.7mm*95.8mm |  |  | DIN rail mounting |  |  |  | -40℃~80℃ | [9 empty] | - | [11 empty] | 275V | [9 empty] | 87 | https://www.unikeyic.com/media/about_us/Unikey_ISO_9001_Certification.pdf | https://www.unikeyic.com/products/surge-suppressors/2ctb815704r0800-ovr-t2-3n-40-275s-p-ts-qs/4357867.html
2CTB815704R2600 OVR T2 40-275s C QS | ABB |  | ABB , OVR series, Maximum surge current40kA | [8 empty] | - | [13 empty] | 17.6mm*67mm*67mm |  |  | DIN rail mounting |  |  |  | -40℃~80℃ | [9 empty] | - | [11 empty] | 275V | [10 empty] | https://www.unikeyic.com/media/about_us/Unikey_ISO_9001_Certification.pdf | https://www.unikeyic.com/products/surge-suppressors/2ctb815704r2600-ovr-t2-40-275s-c-qs/23917354.html
2CTB815708R0600 OVR T2 3L 80-275s P TS QS | ABB | 1: 890.3784 2: 854.7368 5: 819.5052 | ABB , OVR series, Maximum surge current80kA | [8 empty] | - | [13 empty] | 53.4mm*76.7mm*95.8mm |  |  | DIN rail mounting |  |  |  | -40℃~80℃ | [9 empty] | - | [11 empty] | 275V | [9 empty] | 1 | https://www.unikeyic.com/media/about_us/Unikey_ISO_9001_Certification.pdf | https://www.unikeyic.com/products/surge-suppressors/2ctb815708r0600-ovr-t2-3l-80-275s-p-ts-qs/29073644.html
2CTB815708R2600 | ABB | 1: 56.2481 | ABB Surge Protection Device, OVR Series, 80kA Max Surge Current | [8 empty] | - | [13 empty] | 17.6mm*67mm*67mm |  |  | SMD mount |  |  |  | -40℃~80℃ | [9 empty] | - | [11 empty] | 275V | [9 empty] | 1000 | https://www.unikeyic.com/media/about_us/Unikey_ISO_9001_Certification.pdf | https://www.unikeyic.com/products/surge-suppressors/2ctb815708r2600/9051076.html
2CTB815708R2800 OVR T2 N 80-275s C QS | ABB | 1: 202.0809 2: 193.9977 5: 174.5304 10: 170.7362 | ABB OVR Surge Protection Device, Max Surge Current 80kA | [8 empty] | - | [13 empty] | 17.6mm*67mm*67mm |  |  | DIN rail mounting |  |  |  | -40℃~80℃ | [9 empty] | - | [11 empty] | 275V | [9 empty] | 1 | https://www.unikeyic.com/media/about_us/Unikey_ISO_9001_Certification.pdf | https://www.unikeyic.com/products/surge-suppressors/2ctb815708r2800-ovr-t2-n-80-275s-c-qs/6878162.html
2CTB815710R0100 | ABB | 1: 271.615 | 275V DIN Rail Mount 35.6mm × 76.7mm × 95.8mm | [8 empty] | - | [13 empty] | 35.6mm*76.7mm*95.8mm |  |  | DIN rail mounting |  |  |  | -40℃~80℃ | [9 empty] | - | [11 empty] | 275V | [9 empty] | 1000 | https://www.unikeyic.com/media/about_us/Unikey_ISO_9001_Certification.pdf | https://www.unikeyic.com/products/surge-suppressors/2ctb815710r0100/12500351.html
2CTB815710R0600 OVR T1-T2 3L 12.5-275s P TS QS | ABB | 1: 628.812 2: 603.6765 5: 578.3324 | ABB Surge Protection Device, OVR Series, 80kA Max Surge Current | [8 empty] | - | [13 empty] | 53.4mm*76.7mm*95.8mm |  |  | DIN rail mounting |  |  |  | -40℃~80℃ | [9 empty] | - | [11 empty] | 275V | [9 empty] | 1 | https://www.unikeyic.com/media/about_us/Unikey_ISO_9001_Certification.pdf | https://www.unikeyic.com/products/surge-suppressors/2ctb815710r0600-ovr-t1-t2-3l-12-5-275s-p-ts-qs/29809228.html
2CTB815710R2700 | ABB | 1: 86.3172 | ABB Surge Protection Device, OVR Series, Max Surge Current 80kA | [8 empty] | - | [13 empty] | 17.6mm*67mm*67mm |  |  | DIN rail mounting |  |  |  | -40℃~80℃ | [9 empty] | - | [11 empty] | 275V | [9 empty] | 1000 | https://www.unikeyic.com/media/about_us/Unikey_ISO_9001_Certification.pdf | https://www.unikeyic.com/products/surge-suppressors/2ctb815710r2700/14067300.html
2N4988 | HARRIS | 500: 0.6373 1,000: 0.6277 5,000: 0.6229 | [9 empty] | - | [20 empty] | -55℃~155℃ | [7 empty] | Stop production |  | - |  |  | Non-compliant | [8 empty] | - | [9 empty] | 4875 | https://www.unikeyic.com/media/about_us/Unikey_ISO_9001_Certification.pdf | https://www.unikeyic.com/products/surge-suppressors/2n4988/702982288.html
2N4989 | HARRIS | 300: 1.6536 500: 1.6413 1,000: 1.6166 5,000: 1.6043 | [9 empty] | - | [20 empty] | -55℃~155℃ | [7 empty] | Stop production |  | - |  |  | Non-compliant | [8 empty] | - | [9 empty] | 595 | https://www.unikeyic.com/media/about_us/Unikey_ISO_9001_Certification.pdf | https://www.unikeyic.com/products/surge-suppressors/2n4989/702984803.html
30503-02 | BOURNS | 1: 41.998 10: 37.7676 25: 36.7956 50: 35.964 100: 35.4132 | Surge Protector Test Set | [8 empty] | - | [30 empty] | - |  |  | Compliant | [8 empty] | - | [8 empty] | 30503-02 BOURNS | 1 | https://www.unikeyic.com/media/datasheet/6a/f0/dcc2/6a/13c53bce9e54b8eb2aa61aadec84fea4.pdf | https://www.unikeyic.com/products/surge-suppressors/30503-02/11769531.html
3124046 | MURRELEKTRONIK | 1: 16.0889 5: 15.7702 | 110V Through hole mounting | [8 empty] | - | [16 empty] | Through hole mounting | [13 empty] | - | [11 empty] | 110V | [9 empty] | 23 | https://www.unikeyic.com/media/about_us/Unikey_ISO_9001_Certification.pdf | https://www.unikeyic.com/products/surge-suppressors/3124046/727136873.html
3256537 | RS | 1: 421.9727 5: 409.3139 10: 396.6536 | RS PRO Surge suppressor device, Telephone Line Protector | [8 empty] | - | [13 empty] | 110mm*28mm*75mm |  |  | wall mount |  |  |  | -40℃~70℃ | [9 empty] | - | [11 empty] | - | [9 empty] | 11 | https://www.unikeyic.com/media/about_us/Unikey_ISO_9001_Certification.pdf | https://www.unikeyic.com/products/surge-suppressors/3256537/19485500.html
3404.00.0011 | Huber+Suhner | 1: 332.7806 5: 332.7806 10: 332.7806 | Surge Suppressors 0Hz to 3000MHz 28VDC Bracket Mount Surge Protector | [24 empty] | Not Applicable |  | Free Hanging (In-Line) |  | 2 | [5 empty] | - | Bulk | [5 empty] | 16809454 |  |  |  |  | - |  |  |  | - |  |  |  |  | 150 V | [5 empty] | 4 | https://www.unikeyic.com/media/datasheet/81/13/591e/8113591eaa6282ce1bce927f07a6afbc.pdf | https://www.unikeyic.com/products/surge-suppressors/3404-00-0011/759502.html
3404.00.0012 | Huber+Suhner | 1: 332.7806 5: 332.7806 10: 332.7806 | Surge Suppressors 0Hz to 3000MHz 28VDC Bracket Mount Surge Protector | [24 empty] | Not Applicable |  | Free Hanging (In-Line) |  | 2 | [5 empty] | Module | Bulk | [5 empty] | 16804729 |  |  |  |  | - |  |  |  | - |  |  |  |  | 150 V | [5 empty] | 4 | https://www.unikeyic.com/media/about_us/Unikey_ISO_9001_Certification.pdf | https://www.unikeyic.com/products/surge-suppressors/3404-00-0012/1114033.html
3406.17.0009 | Huber+Suhner | 1: 216.9622 10: 210.4585 25: 203.9547 50: 199.6188 100: 195.2708 | Huber+Suhner Surge suppressor device, 3406 series, Maximum surge current5kA, EMP protector | [26 empty] | Free Hanging (In-Line) |  | 2 | [5 empty] | - | Bulk | [5 empty] | 16805731 |  |  |  |  | - |  |  |  | - |  |  |  |  | 200 V | [5 empty] | 10 | https://www.unikeyic.com/media/datasheet/a3/47/4159/a3/59565c31290db254b2c7733d11d20850.pdf | https://www.unikeyic.com/products/surge-suppressors/3406-17-0009/12217590.html
3CRH30330 | Roxburgh EMC | 1: 82.4539 10: 79.1475 25: 75.8653 | Roxburgh EMC , CRH series, 3 Mutually | [8 empty] | - | [13 empty] | 66mm*32mm*62mm |  |  | Flange mounting |  |  |  | -40℃~70℃ | [9 empty] | - | [11 empty] | 500V(AC) | [8 empty] | 3CRH30330 Roxburgh EMC | 9 | https://www.unikeyic.com/media/datasheet/6c/0f/d4d0/1f/d2cf0e6c91e35eeb20e282faa15dfe89.pdf | https://www.unikeyic.com/products/surge-suppressors/3crh30330/28290972.html
4030-01 | BOURNS | 1: 1540.08 | Surge Protector Test Set | [8 empty] | - | [13 empty] | 165.1mm(Length)*88.9mm(height) | [6 empty] | 50℃(max) | [9 empty] | - |  |  | Compliant | [8 empty] | - | [8 empty] | 4030-01 BOURNS | 19 | https://www.unikeyic.com/media/datasheet/15/03/aa7a/1503aa7a85f0271e2524ac57217f1d3d.pdf | https://www.unikeyic.com/products/surge-suppressors/4030-01/11782790.html
4740.3000 | SCHURTER | 1: 49.366 5: 48.4845 10: 48.4845 25: 47.6029 50: 47.6029 100: 47.6029 | 100V~250V 10A Floor Mount, Wall Mount, Bracket Mount | 5 |  |  |  |  | IEC 320-C13 | IEC 320-C14 | Without Cord |  |  |  |  | 15A |  |  |  | - | - |  |  | Plastic |  |  | - | Not Applicable |  | Bench, Floor, Wall | [5 empty] | Fuse Holder |  |  | Bulk |  |  |  |  | International | 642531 |  |  |  |  | 4740 | [6 empty] | 100 ~ 250V | [5 empty] | - |  | 227 | https://www.unikeyic.com/media/datasheet/b2/d8/26bc/b2/dd1af71da42490cd310f7c80917ffd6a.pdf | https://www.unikeyic.com/products/surge-suppressors/4740-3000/581076.html
4740.3100 | SCHURTER | 10: 65.9729 30: 62.9382 50: 61.5752 100: 59.7723 | 100V~250V 10A floor mounting，wall mount，Bracket mounting | 5 |  |  |  |  | IEC 320-C13 | IEC 320-C14 | Without Cord |  |  |  |  | 15A |  |  |  | - | - |  |  | Plastic |  |  | - | Not Applicable |  | Bench, Floor, Wall | [5 empty] | Fuse Holder |  |  | Bulk |  |  |  |  | International | 9094652 |  |  |  |  | 4740 | [6 empty] | 100 ~ 250V | [7 empty] | 20 | https://www.unikeyic.com/media/datasheet/b2/d8/26bc/b2/dd1af71da42490cd310f7c80917ffd6a.pdf | https://www.unikeyic.com/products/surge-suppressors/4740-3100/12109334.html
4740.4000 | SCHURTER | 10: 47.3174 30: 45.1399 50: 44.1624 100: 42.8693 250: 41.2179 | 100V~250V 15A floor mounting，wall mount，Bracket mounting | 6 |  |  |  |  | IEC 320-C13 | IEC 320-C14 | Without Cord |  |  |  |  | 15A |  |  |  | - | - |  |  | Plastic |  |  | - | Not Applicable |  | Bench, Floor, Wall | [5 empty] | Fuse Holder |  |  | Bulk |  |  |  |  | International | 1731017 |  |  |  |  | 4740 | [6 empty] | 100 ~ 250V | [5 empty] | - |  | 389 | https://www.unikeyic.com/media/datasheet/b2/d8/26bc/b2/dd1af71da42490cd310f7c80917ffd6a.pdf | https://www.unikeyic.com/products/surge-suppressors/4740-4000/11829466.html
4748.0300 | SCHURTER | 1: 30.0601 5: 29.6353 | 100V~250V 10A floor mounting，wall mount，Bracket mounting | 4 |  |  |  |  | IEC 320-C13 | BS 1363A | 6.5' (1.98m) |  |  |  |  | 10A |  |  |  | - | - |  |  | Plastic |  |  | - | Not Applicable |  | Bench, Floor, Wall | [5 empty] | None |  |  | Bulk |  |  |  |  | United Kingdom | 2646581 |  |  |  |  | 4748 | [6 empty] | 100 ~ 250V | [5 empty] | - |  | 19 | https://www.unikeyic.com/media/datasheet/d3/ae/0d2b/d3/831a3ab1846feb52e2185dcc738ce44b.pdf | https://www.unikeyic.com/products/surge-suppressors/4748-0300/12363695.html
4748.2300 | SCHURTER | 20: 27.9689 60: 27.5028 100: 26.5705 | 100V~250V floor mounting，wall mount，Bracket mounting | 4 |  |  |  |  | IEC 320-C13 | IEC 60320-2-2/E | 6.5' (1.98m) |  |  |  |  | 10A |  |  |  | - | - |  |  | Plastic |  |  | - | Not Applicable |  | Bench, Floor, Wall | [5 empty] | None |  |  | Bulk |  |  |  |  | International | 2646582 |  |  |  |  | 4748 | [6 empty] | 100 ~ 250V | [5 empty] | - |  | 2000 | https://www.unikeyic.com/media/datasheet/0b/68/7c90/0b/13aa361f8880c494721a66d8128bb534.pdf | https://www.unikeyic.com/products/surge-suppressors/4748-2300/12707834.html
4SPDX | Tripp Lite | 1: 60.1898 5: 56.176 10: 54.5315 25: 53.1025 | Relay, 120V, 15A, Floor Mount, Wall Mount, Bracket Mount | 4 |  |  |  |  | NEMA 5-15R | NEMA 5-15P | 6' (1.83m) |  |  |  |  | 15A |  |  |  | - | - |  |  | Steel |  |  | - | Not Applicable |  | Bench, Floor, Wall | [5 empty] | Circuit Breaker(s) |  |  | Bulk |  |  |  |  | North America | 559597 |  |  |  |  | WABER® | [6 empty] | 120V | [5 empty] | - |  | 38 | https://www.unikeyic.com/media/datasheet/5a/ea/e8ab/57/13fffd3c6c389a69b248207092021fcd.pdf | https://www.unikeyic.com/products/surge-suppressors/4spdx/876532.html
5772061 | PHOENIX CONTACT | 1: 148.6227 10: 145.4605 | Phoenix,VAL-MS320/1+1,?2,Unclassified connectors Type 2 surge arrester | [8 empty] | - | [16 empty] | wire mounting | [13 empty] | - | [11 empty] | - | [9 empty] | 100 | https://www.unikeyic.com/media/about_us/Unikey_ISO_9001_Certification.pdf | https://www.unikeyic.com/products/surge-suppressors/5772061/668943.html
5772207 | PHOENIX CONTACT | 1: 148.6227 10: 145.4605 | Phoenix,VAL-MS230/2,?2, | [8 empty] | - | [30 empty] | - | [11 empty] | - | [9 empty] | 100 | https://www.unikeyic.com/media/about_us/Unikey_ISO_9001_Certification.pdf | https://www.unikeyic.com/products/surge-suppressors/5772207/32196866.html
5772210 | PHOENIX CONTACT | 1: 184.9805 | Phoenix,VAL-MS230/2-FM,?2, | [8 empty] | - | [30 empty] | - | [11 empty] | - | [9 empty] | 32 | https://www.unikeyic.com/media/about_us/Unikey_ISO_9001_Certification.pdf | https://www.unikeyic.com/products/surge-suppressors/5772210/21037301.html
5772281 | PHOENIX CONTACT | 1: 208.9978 10: 204.5511 | Phoenix,VAL-MS230/3,?2, | [8 empty] | - | [30 empty] | - | [11 empty] | - | [9 empty] | 100 | https://www.unikeyic.com/media/about_us/Unikey_ISO_9001_Certification.pdf | https://www.unikeyic.com/products/surge-suppressors/5772281/5871126.html
5772294 | PHOENIX CONTACT | 1: 262.0603 | Phoenix,VAL-MS230/3-FM,?2, | [8 empty] | - | [30 empty] | - | [11 empty] | - | [9 empty] | 245 | https://www.unikeyic.com/media/about_us/Unikey_ISO_9001_Certification.pdf | https://www.unikeyic.com/products/surge-suppressors/5772294/15052414.html
5772304 | PHOENIX CONTACT | 1: 222.3344 | Phoenix,VAL-MS320/3,?2, | [8 empty] | - | [30 empty] | - | [11 empty] | - | [9 empty] | 8 | https://www.unikeyic.com/media/about_us/Unikey_ISO_9001_Certification.pdf | https://www.unikeyic.com/products/surge-suppressors/5772304/29398742.html
5SD7463-0 | SIEMENS | 1: 409.7381 5: 368.7777 | Siemens Surge Protector, 5SD Series, Single-Phase, 25kA | [8 empty] | - | [13 empty] | 90mm*53.4mm*71.5mm |  |  | DIN rail mounting |  |  |  | 80℃~40℃ | [9 empty] | - | [11 empty] | - | [8 empty] | 5SD7463-0 SIEMENS | 1 | https://www.unikeyic.com/media/datasheet/62/96/88d6/629688d651c73d7b7d3010ad0bbd45d0.pdf | https://www.unikeyic.com/products/surge-suppressors/5sd7463-0/12314461.html
5SD7464-1 | SIEMENS | 1+: 480.3201 | Surge Arrester Type 2 Class C UC 350V Pluggable Protective Module 4-Pole 3+1 Circuit TN-S/TT Systems Remote Display | [61 empty] | 2 |  | https://www.unikeyic.com/products/surge-suppressors/5sd7464-1/12319627.html
602 | Tripp Lite | 1: 57.618 5: 52.2072 10: 51.6672 25: 49.6692 50: 48.222 100: 46.8072 | 120V 15A Wall Mount | 5 |  |  |  |  | NEMA 5-15R | NEMA 5-15P | 6' (1.83m) |  |  |  |  | 15A |  |  |  | - | - |  |  | Steel |  |  | - | Not Applicable |  | Bench, Wall | [5 empty] | Circuit Breaker(s) |  |  | Bulk |  |  |  |  | North America | 559598 |  |  |  |  | WABER® | [6 empty] | 120V | [5 empty] | - |  | 4 | https://www.unikeyic.com/media/datasheet/ab/05/6978/ab/3735652266db433e345dcc26252eb0b3.pdf | https://www.unikeyic.com/products/surge-suppressors/602/689018.html
6720005420 | Weidmüller | 1: 39.219 5: 38.5187 10: 38.5187 25: 37.8184 50: 37.8184 100: 37.8184 | 120V DIN Rail Mount | [8 empty] | - | [16 empty] | DIN rail mounting | [11 empty] | On sale |  | - | [11 empty] | 120V | [8 empty] | 6720005420 Weidmüller | 210 | https://www.unikeyic.com/media/datasheet/ce/a2/450f/2a/6ebd7aa141586efbfe139160a8604359.pdf | https://www.unikeyic.com/products/surge-suppressors/6720005420/12462507.html
6SPDX-15 | Tripp Lite | 1+: 77.968 5+: 68.796 10+: 65.0265 25+: 60.0495 50+: 59.9025 100+: 58.569 250+: 56.49 | Relay, 120V, 15A, Floor Mount, Wall Mount, Bracket Mount | [61 empty] | 1 | https://www.unikeyic.com/media/datasheet/5a/ea/e8ab/5a/63d0817e2561f0e36b2962919f4a8a3a.pdf | https://www.unikeyic.com/products/surge-suppressors/6spdx-15/12403466.html
7940100412 | Weidmüller | 1: 90.0573 5: 76.9821 10: 71.9519 25: 67.8484 | MODULE OUTLET AC GFI 20A 120VAC | [8 empty] | - | [16 empty] | DIN rail mounting | [11 empty] | On sale |  | - | [5 empty] | bulk | [5 empty] | - | [9 empty] | 2 | https://www.unikeyic.com/media/about_us/Unikey_ISO_9001_Certification.pdf | https://www.unikeyic.com/products/surge-suppressors/7940100412/1390683.html
7940100424 | Weidmüller | 2+: 113.234 4+: 107.833 | Surge Protection Device (SPD) MCOV Pole | [61 empty] | 13 |  | https://www.unikeyic.com/products/surge-suppressors/7940100424/1190464.html
7940114237 | Weidmüller | 1+: 319.1766 | SURGE PROTECTION | [61 empty] | 1 | https://www.unikeyic.com/media/datasheet/b4/f1/731c/b4/7acabd0776fa176e7e2e2913286b2196.pdf | https://www.unikeyic.com/products/surge-suppressors/7940114237/12315808.html
7P.15.8.275.1012 | finder | 1: 364.044 | 275V DINRail installation 12mm(Length) | [8 empty] | - | [13 empty] | 12mm(Length) |  |  | DIN rail mounting |  |  |  | -40℃~80℃ | [9 empty] | - | [11 empty] | 275V | [9 empty] | 1 | https://www.unikeyic.com/media/about_us/Unikey_ISO_9001_Certification.pdf | https://www.unikeyic.com/products/surge-suppressors/7p-15-8-275-1012/31499884.html
7TCA085400R0058 ESP SL06 | furse | 1: 189.3484 5: 183.6561 10: 177.9759 25: 174.1971 50: 170.4184 | WJ Furse Surge suppressor device, ESP SL series, Maximum surge current2.5kA, Twisted Pair Surge Protection | [8 empty] | - | [13 empty] | 106.5mm*7mm*7mm |  |  | DIN rail mounting |  |  |  | -40℃~80℃ | [9 empty] | - | [11 empty] | 7.79V | [9 empty] | 5 | https://www.unikeyic.com/media/about_us/Unikey_ISO_9001_Certification.pdf | https://www.unikeyic.com/products/surge-suppressors/7tca085400r0058-esp-sl06/32862801.html
7TCA085400R0063 ESP SL15 | furse | 1: 149.5627 5: 145.0815 10: 140.5882 25: 137.6088 50: 134.6173 | WJ Furse Surge suppressor device, ESP SL series, Maximum surge current2.5kA, Twisted Pair Surge Protection | [8 empty] | - | [13 empty] | 106.5mm*7mm*7mm |  |  | DIN rail mounting |  |  |  | -40℃~80℃ | [9 empty] | - | [11 empty] | 16.7V | [9 empty] | 2 | https://www.unikeyic.com/media/about_us/Unikey_ISO_9001_Certification.pdf | https://www.unikeyic.com/products/surge-suppressors/7tca085400r0063-esp-sl15/3454710.html
7TCA085400R0067 ESP SL30 | furse | 1: 173.3009 5: 168.1052 10: 162.9094 25: 159.4334 | WJ Furse Surge suppressor device, ESP SL series, Maximum surge current2.5kA, Twisted Pair Surge Protection | [8 empty] | - | [13 empty] | 106.5mm*7mm*7mm |  |  | DIN rail mounting |  |  |  | -40℃~80℃ | [9 empty] | - | [11 empty] | 36.7V | [9 empty] | 7 | https://www.unikeyic.com/media/about_us/Unikey_ISO_9001_Certification.pdf | https://www.unikeyic.com/products/surge-suppressors/7tca085400r0067-esp-sl30/31549400.html
7TCA085400R0070 ESP SL30L/4-20 | furse | 1: 167.4027 5: 162.3765 10: 157.3624 25: 153.9955 50: 150.6649 | WJ Furse Surge suppressor device, ESP SL series, Maximum surge current2.5kA, Twisted Pair Surge Protection | [8 empty] | - | [13 empty] | 106.5mm*7mm*7mm |  |  | DIN rail mounting |  |  |  | -40℃~80℃ | [9 empty] | - | [11 empty] | 36.7V | [9 empty] | 1 | https://www.unikeyic.com/media/about_us/Unikey_ISO_9001_Certification.pdf | https://www.unikeyic.com/products/surge-suppressors/7tca085400r0070-esp-sl30l-4-20/17507327.html
7TCA085400R0079 ESP 06D | furse | 1: 89.5148 5: 87.9282 10: 85.736 25: 83.6045 50: 81.5213 | WJ Furse Surge suppressor device, ESP D/TN series, Maximum surge current5kA, Twisted Pair Surge Protection | [8 empty] | - | [13 empty] | 120mm*54mm*54mm |  |  | DIN rail mounting |  |  |  | -25℃~70℃ | [9 empty] | - | [11 empty] | 7.79V | [9 empty] | 2 | https://www.unikeyic.com/media/about_us/Unikey_ISO_9001_Certification.pdf | https://www.unikeyic.com/products/surge-suppressors/7tca085400r0079-esp-06d/20282602.html
7TCA085400R0089 ESP 15D | furse | 1: 151.9487 5: 149.4174 10: 145.8567 15: 142.3807 25: 140.8062 | WJ Furse Surge suppressor device, ESP D/TN series, Maximum surge current5kA, Twisted Pair Surge Protection | [8 empty] | - | [13 empty] | 120mm*54mm*54mm |  |  | DIN rail mounting |  |  |  | -25℃~70℃ | [9 empty] | - | [11 empty] | 19V | [9 empty] | 28 | https://www.unikeyic.com/media/about_us/Unikey_ISO_9001_Certification.pdf | https://www.unikeyic.com/products/surge-suppressors/7tca085400r0089-esp-15d/1667431.html
7TCA085400R0104 ESP 30E | furse | 1: 183.3896 5: 180.1801 10: 175.6747 25: 171.3025 50: 166.9909 | WJ Furse Surge Suppressor ESP E Series Max Surge Current 5kA Twisted Pair Protection | [8 empty] | - | [13 empty] | 120mm*54mm*54mm |  |  | DIN rail mounting |  |  |  | -25℃~70℃ | [9 empty] | - | [11 empty] | 36.7V | [9 empty] | 40 | https://www.unikeyic.com/media/about_us/Unikey_ISO_9001_Certification.pdf | https://www.unikeyic.com/products/surge-suppressors/7tca085400r0104-esp-30e/14536530.html
7TCA085400R0109 ESP 50D | furse | 1: 176.571 5: 173.4705 10: 169.1346 15: 164.9199 25: 160.7778 | WJ Furse Surge Suppressor, ESP D/TN Series, Max Surge Current 5kA, Twisted Pair Surge Protection | [8 empty] | - | [13 empty] | 120mm*54mm*54mm |  |  | DIN rail mounting |  |  |  | -25℃~70℃ | [9 empty] | - | [11 empty] | 58V | [9 empty] | 11 | https://www.unikeyic.com/media/about_us/Unikey_ISO_9001_Certification.pdf | https://www.unikeyic.com/products/surge-suppressors/7tca085400r0109-esp-50d/14119475.html
7TCA085400R0116 ESP 50E | furse | 1: 221.5645 5: 216.1387 10: 212.0693 25: 206.9946 50: 200.8299 | WJ Furse Surge Suppressor ESP E Series Max Surge Current 5kA Twisted Pair Protection | [8 empty] | - | [13 empty] | 120mm*54mm*54mm |  |  | DIN rail mounting |  |  |  | -25℃~70℃ | [9 empty] | - | [11 empty] | 58V | [9 empty] | 2 | https://www.unikeyic.com/media/about_us/Unikey_ISO_9001_Certification.pdf | https://www.unikeyic.com/products/surge-suppressors/7tca085400r0116-esp-50e/27473774.html
7TCA085400R0171 ESP TN | furse | 1: 143.5192 10: 136.4825 | WJ Furse Surge suppressor device, ESP D/TN series, Maximum surge current5kA, Telephone Line Protector | [8 empty] | - | [13 empty] | 120mm*54mm*54mm |  |  | DIN rail mounting |  |  |  | -25℃~70℃ | [9 empty] | - | [11 empty] | 296V | [9 empty] | 16 | https://www.unikeyic.com/media/about_us/Unikey_ISO_9001_Certification.pdf | https://www.unikeyic.com/products/surge-suppressors/7tca085400r0171-esp-tn/13597015.html
7TCA085400R0177 ESP TN/JP | furse | 1: 231.9318 10: 220.3413 20: 214.2008 | WJ Furse , ESP TN/JP series, Maximum surge current1kA, BT Line Surge Protector | [8 empty] | - | [13 empty] | 106mm*24mm*60mm |  |  | DIN rail mounting |  |  |  | -40℃~80℃ | [9 empty] | - | [11 empty] | 296V | [9 empty] | 1 | https://www.unikeyic.com/media/about_us/Unikey_ISO_9001_Certification.pdf | https://www.unikeyic.com/products/surge-suppressors/7tca085400r0177-esp-tn-jp/15825186.html
7TCA085400R0191 ESP RS485 | furse | 1: 205.3475 5: 199.1828 10: 193.0181 25: 188.9124 50: 184.8188 | WJ Furse Surge suppressor device, ESP series, Maximum surge current5kA, RS485 surge protector | [8 empty] | - | [13 empty] | 120mm*54mm*54mm |  |  | DIN rail mounting |  |  |  | -40℃~80℃ | [9 empty] | - | [11 empty] | 16.7V | [9 empty] | 148 | https://www.unikeyic.com/media/about_us/Unikey_ISO_9001_Certification.pdf | https://www.unikeyic.com/products/surge-suppressors/7tca085400r0191-esp-rs485/22794517.html
7TCA085460R0080 ESP 240-16A | furse | 1: 268.1326 5: 261.7378 10: 255.5368 25: 249.4327 50: 243.4981 | WJ Furse Surge Suppressor, ESP 240 Series, 10kA Max Surge Current, Low Current Power Protector | [8 empty] | - | [13 empty] | 120mm*54mm*54mm |  |  | DIN rail mounting |  |  |  | -40℃~70℃ | [9 empty] | - | [11 empty] | 280V | [9 empty] | 11 | https://www.unikeyic.com/media/about_us/Unikey_ISO_9001_Certification.pdf | https://www.unikeyic.com/products/surge-suppressors/7tca085460r0080-esp-240-16a/31489957.html
7TCA085460R0083 ESP 240-5A | furse | 1: 188.0041 10: 181.4397 | WJ Furse Surge Suppressor, ESP 240 Series, 10kA Max Surge Current, Low Current Power Protector | [8 empty] | - | [13 empty] | 120mm*54mm*54mm |  |  | DIN rail mounting |  |  |  | -40℃~70℃ | [9 empty] | - | [11 empty] | 280V | [9 empty] | 91 | https://www.unikeyic.com/media/about_us/Unikey_ISO_9001_Certification.pdf | https://www.unikeyic.com/products/surge-suppressors/7tca085460r0083-esp-240-5a/5767265.html
7TCA085460R0086 ESP 240D1 | furse | 1: 556.2125 | WJ Furse Lightning Arrester/Surge Arrester, D1 series, Maximum surge current6.25kA, Power Surge Protector | [8 empty] | - | [13 empty] | 88mm*90mm*90mm |  |  | DIN rail mounting |  |  |  | -40℃~70℃ | [9 empty] | - | [11 empty] | 280V | [9 empty] | 3 | https://www.unikeyic.com/media/about_us/Unikey_ISO_9001_Certification.pdf | https://www.unikeyic.com/products/surge-suppressors/7tca085460r0086-esp-240d1/24250740.html
7TCA085460R0089 ESP 240M1 | furse | 1: 656.7001 5: 642.9053 10: 623.2123 | WJ Furse Surge suppressor device, ESP M1 series, Maximum surge current6.25kA, Power Surge Protector | [8 empty] | - | [13 empty] | 73mm*60mm*60mm |  |  | panel mount |  |  |  | -40℃~70℃ | [9 empty] | - | [11 empty] | 280V | [9 empty] | 4 | https://www.unikeyic.com/media/about_us/Unikey_ISO_9001_Certification.pdf | https://www.unikeyic.com/products/surge-suppressors/7tca085460r0089-esp-240m1/18600891.html
7TCA085460R0105 ESP 415D1 | furse | 1: 816.9087 | WJ Furse Lightning Arrester/Surge Arrester, D1 series, Maximum surge current6.25kA, Power Surge Protector | [8 empty] | - | [13 empty] | 144mm*90mm*90mm |  |  | DIN rail mounting |  |  |  | -40℃~70℃ | [9 empty] | - | [11 empty] | 280V | [9 empty] | 6 | https://www.unikeyic.com/media/about_us/Unikey_ISO_9001_Certification.pdf | https://www.unikeyic.com/products/surge-suppressors/7tca085460r0105-esp-415d1/18163233.html
7TCA085460R0115 ESP 415M1R | furse | 1: 880.9291 | WJ Furse Surge suppressor device, ESP M1 series, Maximum surge current6.25kA, Power Surge Protector | [8 empty] | - | [13 empty] | 110mm*110mm*73mm |  |  | panel mount |  |  |  | -40℃~80℃ | [9 empty] | - | [11 empty] | 280V | [9 empty] | 16 | https://www.unikeyic.com/media/about_us/Unikey_ISO_9001_Certification.pdf | https://www.unikeyic.com/products/surge-suppressors/7tca085460r0115-esp-415m1r/30317978.html
7TCA085460R0322 ESP 240D-32A | furse | 1: 246.8166 5: 240.3492 10: 234.1361 | WJ Furse Lightning Arrester/Surge Arrester, D series, Maximum surge current0.032kA, Power Protector | [8 empty] | - | [13 empty] | 36mm*75mm*90mm |  |  | DIN rail mounting |  |  |  | -40℃~80℃ | [9 empty] | - | [11 empty] | 280V | [9 empty] | 4 | https://www.unikeyic.com/media/about_us/Unikey_ISO_9001_Certification.pdf | https://www.unikeyic.com/products/surge-suppressors/7tca085460r0322-esp-240d-32a/10470585.html
7TCA085460R0323 ESP 240D-10A | furse | 1: 258.3345 5: 251.7459 10: 244.9878 | WJ Furse Surge Arrester, D Series, 0.01kA Max Surge Current, Power Protector | [8 empty] | - | [13 empty] | 75mm*75mm*90mm |  |  | DIN rail mounting |  |  |  | -40℃~80℃ | [9 empty] | - | [11 empty] | 280V | [9 empty] | 22 | https://www.unikeyic.com/media/about_us/Unikey_ISO_9001_Certification.pdf | https://www.unikeyic.com/products/surge-suppressors/7tca085460r0323-esp-240d-10a/15388198.html
813430 | RS | 1: 35.9805 10: 27.6311 50: 25.2249 100: 24.5828 500: 20.2294 | RS PRO RCnetwork, 1 Mutually | [8 empty] | - | [13 empty] | 49mm*57mm*57mm |  |  | Flange mounting |  |  |  | -40℃~70℃ | [9 empty] | - | [11 empty] | 500V | [9 empty] | 3 | https://www.unikeyic.com/media/about_us/Unikey_ISO_9001_Certification.pdf | https://www.unikeyic.com/products/surge-suppressors/813430/27294777.html
83020106 / STPT2-40K275V-1P | MERSEN | 1: 55.0746 2: 52.349 5: 49.2204 10: 48.1425 20: 47.0767 | 275V(AC) DINRail installation 18mm*70mm*90mm | [8 empty] | - | [13 empty] | 18mm*70mm*90mm |  |  | DIN rail mounting |  |  |  | -40℃~80℃ | [9 empty] | - | [11 empty] | 275V(AC) | [9 empty] | 2 | https://www.unikeyic.com/media/about_us/Unikey_ISO_9001_Certification.pdf | https://www.unikeyic.com/products/surge-suppressors/83020106-stpt2-40k275v-1p/594702343.html
83020202 / STPT2-30K850V-3P-RM | MERSEN | 1: 404.7241 | 850V(AC) DINRail installation 70mm(Length)*90mm(height) | [8 empty] | - | [13 empty] | 70mm(Length)*90mm(height) |  |  | DIN rail mounting |  |  |  | -40℃~85℃ | [9 empty] | - | [11 empty] | 850V(AC) | [9 empty] | 2 | https://www.unikeyic.com/media/about_us/Unikey_ISO_9001_Certification.pdf | https://www.unikeyic.com/products/surge-suppressors/83020202-stpt2-30k850v-3p-rm/604090632.html
83120145 / STPT12-12K275V-4PM | MERSEN | 1: 741.5763 5: 667.4186 | 275V(DC)，230V，400V(AC) DINRail installation 72mm*76mm*90mm | [8 empty] | - | [13 empty] | 72mm*76mm*90mm |  |  | DIN rail mounting |  |  |  | -40℃~80℃ | [9 empty] | - | [11 empty] | 275V(DC), 230V, 400V(AC) | [9 empty] | 1 | https://www.unikeyic.com/media/about_us/Unikey_ISO_9001_Certification.pdf | https://www.unikeyic.com/products/surge-suppressors/83120145-stpt12-12k275v-4pm/602816007.html
83120244 / STPT12-5K680V-3P-RM | MERSEN | 1: 765.4234 | 850V(AC) DINRail installation 84mm(Length)*90mm(height) | [8 empty] | - | [13 empty] | 84mm(Length)*90mm(height) |  |  | DIN rail mounting |  |  |  | -40℃~85℃ | [9 empty] | - | [11 empty] | 850V(AC) | [9 empty] | 1 | https://www.unikeyic.com/media/about_us/Unikey_ISO_9001_Certification.pdf | https://www.unikeyic.com/products/surge-suppressors/83120244-stpt12-5k680v-3p-rm/591714823.html
83230003 / SP23-20K275V-LF | MERSEN | 1: 43.4095 2: 41.2545 5: 39.9801 10: 37.9327 20: 37.1091 | 275V(AC) DINRail installation 18mm(Length)*90mm(height) | [8 empty] | - | [13 empty] | 18mm(Length)*90mm(height) |  |  | DIN rail mounting | [13 empty] | - | [11 empty] | 275V(AC) | [9 empty] | 7 | https://www.unikeyic.com/media/about_us/Unikey_ISO_9001_Certification.pdf | https://www.unikeyic.com/products/surge-suppressors/83230003-sp23-20k275v-lf/603499015.html
83230110 / STPT23-20K275V-2PG-LF | MERSEN | 1: 143.8534 2: 135.2592 5: 131.0808 10: 128.3074 20: 125.5096 | 275V(AC) DINRail installation 36mm*70mm*90mm | [8 empty] | - | [13 empty] | 36mm*70mm*90mm |  |  | DIN rail mounting | [13 empty] | - | [11 empty] | 275V(AC) | [9 empty] | 2 | https://www.unikeyic.com/media/about_us/Unikey_ISO_9001_Certification.pdf | https://www.unikeyic.com/products/surge-suppressors/83230110-stpt23-20k275v-2pg-lf/601306631.html
83230111 / STPT23-20K275V-2PG-LFM | MERSEN | 1: 115.2802 2: 108.3963 5: 105.1505 10: 102.8251 20: 100.5724 | 275V(AC) DINRail installation 36mm*70mm*90mm | [8 empty] | - | [13 empty] | 36mm*70mm*90mm |  |  | DIN rail mounting | [13 empty] | - | [11 empty] | 275V(AC) | [9 empty] | 13 | https://www.unikeyic.com/media/about_us/Unikey_ISO_9001_Certification.pdf | https://www.unikeyic.com/products/surge-suppressors/83230111-stpt23-20k275v-2pg-lfm/600818439.html
83230126 / STPT23-20K275V-4PG-LF | MERSEN | 1: 229.4484 2: 215.7511 5: 209.2715 10: 204.6208 20: 200.1759 | 275V(AC) DINRail installation 72mm*70mm*90mm | [8 empty] | - | [13 empty] | 72mm*70mm*90mm |  |  | DIN rail mounting | [13 empty] | - | [11 empty] | 275V(AC) | [9 empty] | 2 | https://www.unikeyic.com/media/about_us/Unikey_ISO_9001_Certification.pdf | https://www.unikeyic.com/products/surge-suppressors/83230126-stpt23-20k275v-4pg-lf/590177800.html
83230136 / STPT23-20K275V-4P-LF | MERSEN | 1: 231.8097 2: 217.9796 5: 211.2336 10: 206.7403 20: 202.247 | 275V(AC) DINRail installation 72mm*70mm*90mm | [8 empty] | - | [13 empty] | 72mm*70mm*90mm |  |  | DIN rail mounting | [13 empty] | - | [11 empty] | 275V(AC) | [9 empty] | 2 | https://www.unikeyic.com/media/about_us/Unikey_ISO_9001_Certification.pdf | https://www.unikeyic.com/products/surge-suppressors/83230136-stpt23-20k275v-4p-lf/586346759.html
83230137 / STPT23-20K275V-4P-LFM | MERSEN | 1: 271.2276 2: 255.0402 5: 247.1436 10: 241.8994 20: 236.631 | 275V(AC) DINRail installation 72mm*70mm*90mm | [8 empty] | - | [13 empty] | 72mm*70mm*90mm |  |  | DIN rail mounting | [13 empty] | - | [11 empty] | 275V(AC) | [9 empty] | 2 | https://www.unikeyic.com/media/about_us/Unikey_ISO_9001_Certification.pdf | https://www.unikeyic.com/products/surge-suppressors/83230137-stpt23-20k275v-4p-lfm/596143367.html
83230511 / STMT23-20K275V-SP-SM | MERSEN | 1: 281.8723 2: 265.0563 5: 257.0991 10: 251.3705 20: 245.9204 | 275V(AC) DINRail installation 18mm*65mm*86mm | [8 empty] | - | [13 empty] | 18mm*65mm*86mm |  |  | DIN rail mounting | [13 empty] | - | [11 empty] | 275V(AC) | [9 empty] | 33 | https://www.unikeyic.com/media/about_us/Unikey_ISO_9001_Certification.pdf | https://www.unikeyic.com/products/surge-suppressors/83230511-stmt23-20k275v-sp-sm/594732295.html
8448920000 | Weidmüller | 1: 104.72 5: 87.9012 10: 83.2788 20: 68.148 50: 66.6684 100: 65.448 | Surge Suppressors 0.5A DIN Rail | [8 empty] | - | [16 empty] | DIN rail mounting | [11 empty] | On sale |  | - |  |  | Compliant |  |  | bulk | [5 empty] | - | [8 empty] | 8448920000 Weidmüller | 14 | https://www.unikeyic.com/media/datasheet/42/a2/04d1/42a204d1ee5242ee1f194ea101ac50e8.pdf | https://www.unikeyic.com/products/surge-suppressors/8448920000/608747.html
8449140000 | Weidmüller | 7: 18.007 10: 16.676 | Varistors MCZ OVP VARISTOR S10K30 | [8 empty] | - | [13 empty] | 91mm(Length)*63.5mm(height) |  |  | DIN rail mounting | [11 empty] | On sale |  | - | [5 empty] | bulk | [5 empty] | - | [8 empty] | 8449140000 Weidmüller | 15 | https://www.unikeyic.com/media/datasheet/27/71/441b/2771441bb55af17e349b12aaa700609f.pdf | https://www.unikeyic.com/products/surge-suppressors/8449140000/932296.html
8449150000 | Weidmüller | 10: 26.2792 50: 22.2329 100: 20.9772 | 24V 13A DINRail installation 6mm(width)*91mm(height) | [8 empty] | 13A | [13 empty] | 6mm(width)*91mm(height) |  |  | DIN rail mounting | [11 empty] | On sale |  | - | [5 empty] | bulk | [5 empty] | 24V | [8 empty] | 8449150000 Weidmüller | 10 | https://www.unikeyic.com/media/datasheet/d3/0c/39a8/d3/e1abf8f9d8c6d01f4e131ae85bf8cb3e.pdf | https://www.unikeyic.com/products/surge-suppressors/8449150000/887400.html
8614800000 | Weidmüller | 2: 70.873 | Terminal Block Tools & Accessories WAVEFILTER 6A | [8 empty] | - | [16 empty] | DIN rail mounting | [11 empty] | On sale |  | - | [5 empty] | bulk | [5 empty] | - | [8 empty] | 8614800000 Weidmüller | 2 | https://www.unikeyic.com/media/datasheet/11/cf/1e27/11/daeb907f868f43268e0468b06e6e148e.pdf | https://www.unikeyic.com/products/surge-suppressors/8614800000/12752409.html
8704240000 | Weidmüller | 1+: 41.5272 | SURGE PROTECTION | [61 empty] | 9 | https://www.unikeyic.com/media/datasheet/6a/2e/76ce/6a2e76ce4735268040e726887b62425d.pdf | https://www.unikeyic.com/products/surge-suppressors/8704240000/1182049.html
8924290000 | Weidmüller | 1+: 51.898 10+: 45.3924 | [62 empty] | 8 | https://www.unikeyic.com/media/datasheet/6a/2e/76ce/6a2e76ce4735268040e726887b62425d.pdf | https://www.unikeyic.com/products/surge-suppressors/8924290000/478717.html
8924300000 | Weidmüller | 1+: 46.5048 | Surge Suppressors, DIN Rail, Lightning | [61 empty] | 4 | https://www.unikeyic.com/media/datasheet/6a/2e/76ce/6a2e76ce4735268040e726887b62425d.pdf | https://www.unikeyic.com/products/surge-suppressors/8924300000/929551.html
8924320000 | Weidmüller | 1: 235.992 5: 220.2589 10: 213.8098 25: 205.5735 50: 188.2597 | 300mA DIN Rail Mount, 17.8mm W × 90mm H | [8 empty] | 300mA | [13 empty] | 17.8mm(width)*90mm(height) |  |  | DIN rail mounting | [11 empty] | On sale |  | - | [11 empty] | - | [8 empty] | 8924320000 Weidmüller | 3 | https://www.unikeyic.com/media/datasheet/85/2d/e686/85/53138cc4d135d575df88b158a7acbf21.pdf | https://www.unikeyic.com/products/surge-suppressors/8924320000/1477441.html
8924330000 | Weidmüller | 2+: 68.728 | Surge Suppressors 0.3A 24VDC | [61 empty] | 90 | https://www.unikeyic.com/media/datasheet/6a/2e/76ce/6a2e76ce4735268040e726887b62425d.pdf | https://www.unikeyic.com/products/surge-suppressors/8924330000/1397030.html
8924350000 | Weidmüller | 2: 72.16 | Surge voltage arrester without warning function | [8 empty] | - | [16 empty] | DIN rail mounting | [11 empty] | On sale |  | - | [5 empty] | bulk | [5 empty] | - | [8 empty] | 8924350000 Weidmüller | 10 | https://www.unikeyic.com/media/datasheet/6a/2e/76ce/6a2e76ce4735268040e726887b62425d.pdf | https://www.unikeyic.com/products/surge-suppressors/8924350000/639841.html
8924400000 | Weidmüller | 1+: 270.1404 | Power Supply, 450mA, DIN Rail Mount, 17.8mm(W) × 90mm(H) | [61 empty] | 4 | https://www.unikeyic.com/media/datasheet/6a/2e/76ce/6a2e76ce4735268040e726887b62425d.pdf | https://www.unikeyic.com/products/surge-suppressors/8924400000/11784158.html
8924460000 | Weidmüller | 1: 230.9133 5: 215.5172 10: 209.2076 25: 201.1487 50: 184.2066 | 450mA DIN Rail Mount 17.8mm W × 90mm H | [8 empty] | 450mA | [13 empty] | 17.8mm(width)*90mm(height) |  |  | DIN rail mounting | [11 empty] | On sale |  | - | [5 empty] | bulk | [5 empty] | - | [8 empty] | 8924460000 Weidmüller | 3 | https://www.unikeyic.com/media/datasheet/11/cf/1e27/11/daeb907f868f43268e0468b06e6e148e.pdf | https://www.unikeyic.com/products/surge-suppressors/8924460000/11755590.html
8924470000 | Weidmüller | 1+: 218.9724 5+: 204.3698 10+: 198.3875 25+: 190.7451 50+: 174.6796 | Power Supply, 450mA, DIN Rail Mount, 17.8mm(W) × 90mm(H) | [61 empty] | 1 | https://www.unikeyic.com/media/datasheet/11/cf/1e27/11/daeb907f868f43268e0468b06e6e148e.pdf | https://www.unikeyic.com/products/surge-suppressors/8924470000/515450.html
8924480000 | Weidmüller | 1+: 115.6788 5+: 107.9698 10+: 104.8097 25+: 100.7722 50+: 97.8214 100+: 94.958 | Surge Suppressors 0.45A 24VDC | [61 empty] | 2 | https://www.unikeyic.com/media/datasheet/6a/2e/76ce/6a2e76ce4735268040e726887b62425d.pdf | https://www.unikeyic.com/products/surge-suppressors/8924480000/12619253.html
8924500000 | Weidmüller | 2: 68.299 | Industrial Surge Protectors VSPC 1CL 24VAC | [8 empty] | - | [16 empty] | DIN rail mounting | [11 empty] | On sale |  | - | [5 empty] | bulk | [5 empty] | - | [8 empty] | 8924500000 Weidmüller | 10 | https://www.unikeyic.com/media/datasheet/af/cd/66ac/af/1be2d9588311a4b6137b94f91a984a56.pdf | https://www.unikeyic.com/products/surge-suppressors/8924500000/11831850.html
8924540000 | Weidmüller | 1: 206.319 5: 192.5587 10: 186.9213 25: 179.7204 50: 164.584 | 450mA DINRail installation 17.8mm(width)*90mm(height) | [8 empty] | 450mA | [13 empty] | 17.8mm(width)*90mm(height) |  |  | DIN rail mounting | [11 empty] | On sale |  | - | [5 empty] | bulk | [5 empty] | - | [8 empty] | 8924540000 Weidmüller | 3 | https://www.unikeyic.com/media/datasheet/11/cf/1e27/11/daeb907f868f43268e0468b06e6e148e.pdf | https://www.unikeyic.com/products/surge-suppressors/8924540000/12171467.html
8924550000 | Weidmüller | 1: 196.8624 5: 183.7361 10: 178.3566 25: 171.4854 50: 157.0426 | 450mA DIN Rail Mount, 17.8mm W × 90mm H | [8 empty] | 450mA | [13 empty] | 17.8mm(width)*90mm(height) |  |  | DIN rail mounting | [11 empty] | On sale |  | - | [5 empty] | bulk | [5 empty] | - | [8 empty] | 8924550000 Weidmüller | 3 | https://www.unikeyic.com/media/datasheet/11/cf/1e27/11/daeb907f868f43268e0468b06e6e148e.pdf | https://www.unikeyic.com/products/surge-suppressors/8924550000/12408580.html
8924670000 | Weidmüller | 1: 191.7 5: 178.9128 10: 173.6748 25: 166.9896 | [9 empty] | - | [13 empty] | 90mm(Length)*69mm(height) |  |  | DIN rail mounting |  |  |  | -40℃~70℃ | [7 empty] | On sale |  | - | [5 empty] | bulk | [5 empty] | - | [8 empty] | 8924670000 Weidmüller | 3 | https://www.unikeyic.com/media/datasheet/6a/2e/76ce/6a2e76ce4735268040e726887b62425d.pdf | https://www.unikeyic.com/products/surge-suppressors/8924670000/1540649.html
8924710000 | Weidmüller | 3+: 42.416 | Surge Protection Accessories VSPC BASE 2CL | [61 empty] | 243 | https://www.unikeyic.com/media/datasheet/6a/2e/76ce/6a2e76ce4735268040e726887b62425d.pdf | https://www.unikeyic.com/products/surge-suppressors/8924710000/1297645.html
8924720000 | Weidmüller | 1: 48.7404 5: 45.4874 10: 44.1547 25: 42.4544 50: 41.2111 100: 40.0046 250: 36.2864 | SURGE PROTECTION | [8 empty] | - | [16 empty] | DIN rail mounting | [11 empty] | On sale |  | - | [5 empty] | bulk | [5 empty] | - | [8 empty] | 8924720000 Weidmüller | 4 | https://www.unikeyic.com/media/datasheet/6a/2e/76ce/6a2e76ce4735268040e726887b62425d.pdf | https://www.unikeyic.com/products/surge-suppressors/8924720000/508409.html
8951480000 | Weidmüller | 1: 165.5532 | Surge Suppressors 450mA 24VDC | [8 empty] | - | [13 empty] | 69mm(Length)*98mm(height) |  |  | DIN rail mounting |  |  |  | -40℃~70℃ | [7 empty] | On sale |  | - | [5 empty] | bulk | [5 empty] | - | [8 empty] | 8951480000 Weidmüller | 1 | https://www.unikeyic.com/media/datasheet/6a/2e/76ce/6a2e76ce4735268040e726887b62425d.pdf | https://www.unikeyic.com/products/surge-suppressors/8951480000/827260.html
8951490000 | Weidmüller | 1: 229.6489 5: 214.3393 10: 208.0632 25: 200.0491 50: 183.1993 | SURGE PROTECTION | [8 empty] | - | [16 empty] | DIN rail mounting | [11 empty] | On sale |  | - | [11 empty] | - | [9 empty] | 3 | https://www.unikeyic.com/media/about_us/Unikey_ISO_9001_Certification.pdf | https://www.unikeyic.com/products/surge-suppressors/8951490000/12575265.html
8951560000 | Weidmüller | 1+: 216.1728 5+: 181.062 10+: 172.9836 25+: 171.018 50+: 169.2144 | 450mA DIN Rail Mount, 69mm × 17.8mm × 98mm | [61 empty] | 4 | https://www.unikeyic.com/media/datasheet/6a/2e/76ce/6a2e76ce4735268040e726887b62425d.pdf | https://www.unikeyic.com/products/surge-suppressors/8951560000/1391922.html
8951660000 | Weidmüller | 1+: 130.2991 5+: 121.6151 10+: 118.0546 25+: 113.5081 50+: 110.1846 100+: 100.904 | Surge Suppressors, 10A, 230VDC/230VAC | [61 empty] | 3 |  | https://www.unikeyic.com/products/surge-suppressors/8951660000/877406.html
8951720000 | Weidmüller | 3: 52.492 | Surge Protection Accessories VSPC BASE 2CL FG R | [8 empty] | - | [13 empty] | 17.8mm(width)*98mm(height) |  |  | DIN rail mounting | [11 empty] | On sale |  | - | [5 empty] | bulk | [5 empty] | - | [8 empty] | 8951720000 Weidmüller | 4 | https://www.unikeyic.com/media/datasheet/11/cf/1e27/11/daeb907f868f43268e0468b06e6e148e.pdf | https://www.unikeyic.com/products/surge-suppressors/8951720000/512419.html
8951750000 | Weidmüller | 1+: 86.5944 5+: 80.8207 10+: 78.4544 25+: 75.4324 50+: 73.2236 100+: 67.0564 | SURGE PROTECTION | [61 empty] | 3 | https://www.unikeyic.com/media/datasheet/6a/2e/76ce/6a2e76ce4735268040e726887b62425d.pdf | https://www.unikeyic.com/products/surge-suppressors/8951750000/1402897.html
8951760000 | Weidmüller | 1: 95.2776 5: 88.9315 10: 86.3266 25: 83.0015 50: 80.5717 100: 73.7855 | SURGE PROTECTION | [8 empty] | - | [16 empty] | DIN rail mounting | [11 empty] | On sale |  | - | [11 empty] | - | [9 empty] | 3 | https://www.unikeyic.com/media/about_us/Unikey_ISO_9001_Certification.pdf | https://www.unikeyic.com/products/surge-suppressors/8951760000/11790205.html
8951770000 | Weidmüller | 1+: 27.3348 5+: 25.5139 | Lightning and Surge Protection | [61 empty] | 6 | https://www.unikeyic.com/media/datasheet/6a/2e/76ce/6a2e76ce4735268040e726887b62425d.pdf | https://www.unikeyic.com/products/surge-suppressors/8951770000/1077052.html
8951790000 | Weidmüller | 3: 48.785 | Basic element Flange-mounted housing analogue | [8 empty] | - | [16 empty] | DIN rail mounting | [11 empty] | On sale |  | - | [5 empty] | bulk | [5 empty] | - | [8 empty] | 8951790000 Weidmüller | 941 | https://www.unikeyic.com/media/datasheet/6a/2e/76ce/6a2e76ce4735268040e726887b62425d.pdf | https://www.unikeyic.com/products/surge-suppressors/8951790000/435057.html
8951820000 | Weidmüller | 1+: 94.2084 5+: 87.9228 10+: 85.3492 25+: 82.061 50+: 79.6586 100+: 77.3266 | Weidmuller Surge Protection Device | [61 empty] | 3 | https://www.unikeyic.com/media/datasheet/ab/ad/a302/ab/25cc1c6aa413bd75bcf4922680761a13.pdf | https://www.unikeyic.com/products/surge-suppressors/8951820000/12208629.html
8953720000 | Weidmüller |  | 26V DIN Rail Mount | [62 empty] | https://www.unikeyic.com/media/datasheet/41/9d/b13e/41/459fcd6ecf0a9d24aee027e69ab36e46.pdf | https://www.unikeyic.com/products/surge-suppressors/8953720000/11948639.html
91300000 | Sollatek | 1: 91.5858 25: 89.0424 | Sollatek Surge suppressor device, AVS30 series, Maximum surge current6.5kA, ，Undervoltage Protector | [8 empty] | - | [13 empty] | 134mm*54mm*54mm |  |  | wall mount | [13 empty] | - | [11 empty] | 230V(AC) | [8 empty] | 91300000 Sollatek | 147 | https://www.unikeyic.com/media/datasheet/27/da/0b89/27/d48470a72b1ca06fd57e780edb4147fb.pdf | https://www.unikeyic.com/products/surge-suppressors/91300000/508224.html
92615000 | Sollatek | 1: 69.876 | Sollatek Surge suppressor device, Hivoltguard series, Maximum surge current6.5kA, | [8 empty] | - | [13 empty] | 145mm*60mm*85mm |  |  | Through hole mounting | [13 empty] | - | [11 empty] | 230V | [8 empty] | 92615000 Sollatek | 40 | https://www.unikeyic.com/media/datasheet/b0/4c/52c0/b0/494193c6c2dcd5e9d439b554eac88326.pdf | https://www.unikeyic.com/products/surge-suppressors/92615000/1050190.html
92621620 | Sollatek | 1: 89.6117 5: 87.3832 15: 85.191 30: 83.0595 | Sollatek Voltage Converter, Maximum surge current6.5kA | [8 empty] | - | [13 empty] | 9mm(Length)*78mm(height) |  |  | wall mount | [13 empty] | - | [11 empty] | 230V | [8 empty] | 92621620 Sollatek | 11 | https://www.unikeyic.com/media/datasheet/ac/67/38f0/ac/3a07bc0069a5b9ed3695e8ef050cf416.pdf | https://www.unikeyic.com/products/surge-suppressors/92621620/12400036.html
9266C000 | Sollatek | 1: 34.8041 | Sollatek surge protector, NotebookGuard series, Maximum surge current13.5kA, Protective Plug | [8 empty] | - | [13 empty] | 116mm*32mm*32mm |  |  | Through hole mounting | [13 empty] | - | [11 empty] | 250V | [8 empty] | 9266C000 Sollatek | 24 | https://www.unikeyic.com/media/datasheet/1e/07/138c/1e/c8334b065e93f68f6406b34defd8abbb.pdf | https://www.unikeyic.com/products/surge-suppressors/9266c000/12115770.html
95600000 | Sollatek | 1: 288.3221 3: 279.6747 5: 271.0272 10: 265.2622 15: 259.4972 | Sollatek Surge suppressor device, AVS3P-0 series, Maximum surge current6.5kA, ，Undervoltage Protector | [8 empty] | - | [13 empty] | 185mm*132mm*53mm |  |  | wall mount | [13 empty] | - | [11 empty] | 230V | [8 empty] | 95600000 Sollatek | 6 | https://www.unikeyic.com/media/datasheet/a9/5f/fac5/a9/9ec810065952716566a74605d11a5fbb.pdf | https://www.unikeyic.com/products/surge-suppressors/95600000/12267432.html
A9L15688 | Schneider Electric | 1: 1046.628 | Schneider Electric A9L15688 Industrial Surge Protector | [8 empty] | - | [13 empty] | 81mm*72mm*69mm |  |  | DIN rail mounting |  |  |  | -25℃~60℃ | [9 empty] | - | [11 empty] | - | [9 empty] | 8 | https://www.unikeyic.com/media/about_us/Unikey_ISO_9001_Certification.pdf | https://www.unikeyic.com/products/surge-suppressors/a9l15688/997639605.html
A9L16339 | Schneider Electric | 1: 716.6027 | 48V(DC) Fixed mounting 90mm*18mm*66mm | [8 empty] | - | [13 empty] | 90mm*18mm*66mm |  |  | Fixed mounting |  |  |  | -25℃~60℃ | [9 empty] | - | [11 empty] | 48V(DC) | [9 empty] | 1 | https://www.unikeyic.com/media/about_us/Unikey_ISO_9001_Certification.pdf | https://www.unikeyic.com/products/surge-suppressors/a9l16339/997621907.html
A9L20321 | Schneider Electric | 1: 1007.6862 | 460V (Volts) clip mounting | [8 empty] | - | [16 empty] | clip mounting | [13 empty] | - | [11 empty] | 460V (Volts) | [9 empty] | 1 | https://www.unikeyic.com/media/about_us/Unikey_ISO_9001_Certification.pdf | https://www.unikeyic.com/products/surge-suppressors/a9l20321/997508035.html
A9L20421 | Schneider Electric | 1: 1134.1405 | 460V (Volts) clip mounting | [8 empty] | - | [16 empty] | clip mounting | [13 empty] | - | [11 empty] | 460V (Volts) | [9 empty] | 1 | https://www.unikeyic.com/media/about_us/Unikey_ISO_9001_Certification.pdf | https://www.unikeyic.com/products/surge-suppressors/a9l20421/997750394.html
A9L20501 | Schneider Electric | 1: 583.5461 | Schneider Electric A9L20501 Industrial Surge Protector | [8 empty] | - | [13 empty] | 85mm*36mm*69mm |  |  | DIN rail mounting |  |  |  | -25℃~60℃ | [9 empty] | - | [11 empty] | - | [9 empty] | 8 | https://www.unikeyic.com/media/about_us/Unikey_ISO_9001_Certification.pdf | https://www.unikeyic.com/products/surge-suppressors/a9l20501/997677214.html
A9L65501 | Schneider Electric | 1: 252.7743 | Schneider Electric A9L65501 | [8 empty] | - | [16 empty] | DIN rail mounting | [13 empty] | - | [11 empty] | - | [9 empty] | 6 | https://www.unikeyic.com/media/about_us/Unikey_ISO_9001_Certification.pdf | https://www.unikeyic.com/products/surge-suppressors/a9l65501/997515216.html
A9N15645 | Schneider Electric | 1: 25.7907 | Schneider Electric A9N15645 | [8 empty] | - | [30 empty] | - | [11 empty] | - | [9 empty] | 19 | https://www.unikeyic.com/media/about_us/Unikey_ISO_9001_Certification.pdf | https://www.unikeyic.com/products/surge-suppressors/a9n15645/997478814.html
A9N15646 | Schneider Electric | 1: 34.1284 | Schneider Electric A9N15646 | [8 empty] | - | [30 empty] | - | [11 empty] | - | [9 empty] | 78 | https://www.unikeyic.com/media/about_us/Unikey_ISO_9001_Certification.pdf | https://www.unikeyic.com/products/surge-suppressors/a9n15646/997576855.html
ABB1SBN050100R1003 | ABB | 1: 36.3946 | ABB Surge suppressor device, 1SBN05 series, Surge Suppressors | [8 empty] | - | [13 empty] | 32.4mm(Length)*32.4mm(height) |  |  | clip mounting |  |  |  | -20℃~70℃ | [9 empty] | - | [11 empty] | 440V(AC) | [9 empty] | 5 | https://www.unikeyic.com/media/about_us/Unikey_ISO_9001_Certification.pdf | https://www.unikeyic.com/products/surge-suppressors/abb1sbn050100r1003/33048557.html
ABB1SBN050200R1003 | ABB | 1: 32.1622 | 440V 32.4mm(Length)*32.4mm(height) | [8 empty] | - | [13 empty] | 32.4mm(Length)*32.4mm(height) | [6 empty] | -20℃~70℃ | [9 empty] | - | [11 empty] | 440V | [9 empty] | 14 | https://www.unikeyic.com/media/about_us/Unikey_ISO_9001_Certification.pdf | https://www.unikeyic.com/products/surge-suppressors/abb1sbn050200r1003/31582573.html
AL-BMBFB-9 | L-com | 1: 68.3505 5: 50.3689 | 90V panel mount | [8 empty] | - | [16 empty] | panel mount | [13 empty] | - | [11 empty] | 90V | [9 empty] | 11 | https://www.unikeyic.com/media/about_us/Unikey_ISO_9001_Certification.pdf | https://www.unikeyic.com/products/surge-suppressors/al-bmbfb-9/683099767.html
AL-CAT5EHPW | L-com | 1: 218.8107 5: 204.225 10: 198.246 25: 190.609 50: 185.029 | LPWEATHERPF CAT5E RJ45 HI-PRW | [8 empty] | - | [30 empty] | - | [11 empty] | - | [9 empty] | 3 | https://www.unikeyic.com/media/about_us/Unikey_ISO_9001_Certification.pdf | https://www.unikeyic.com/products/surge-suppressors/al-cat5ehpw/869721782.html
AL-CAT6AJW | L-com | 1: 168.9488 5: 149.0826 | 65V wire mounting，base mount | 1 |  |  |  |  | RJ45 | Hardwired | - |  |  |  |  | - |  |  |  | - | - |  |  | Polycarbonate |  |  | RJ45 | 1 (Unlimited) |  | Chassis Mount | [5 empty] | - |  |  | Bag |  |  |  |  | International | 21289016 |  |  |  |  | - | [6 empty] | - | [5 empty] | - |  | 9 | https://www.unikeyic.com/media/about_us/Unikey_ISO_9001_Certification.pdf | https://www.unikeyic.com/products/surge-suppressors/al-cat6ajw/644146942.html
AL-CAT6HPJW | L-com | 1: 169.028 10: 143.1483 25: 136.6882 | LPOUTDOOR HI-PWR CAT6 RJ45 | 1 |  |  |  |  | RJ45 | Hardwired | - |  |  |  |  | - |  |  |  | - | - |  |  | Polycarbonate |  |  | RJ45 | 1 (Unlimited) |  | Chassis Mount | [5 empty] | - |  |  | Bag |  |  |  |  | International | 21288990 |  |  |  |  | - | [6 empty] | - | [5 empty] | - |  | 1 | https://www.unikeyic.com/media/about_us/Unikey_ISO_9001_Certification.pdf | https://www.unikeyic.com/products/surge-suppressors/al-cat6hpjw/644123356.html
AL-CAT6JTW | L-com | 1+: 116.5428 10+: 97.7152 25+: 93.0156 100+: 87.8512 | LPWEATHER RESISTANT CAT6 RJ45 | [61 empty] | 1 |  | https://www.unikeyic.com/products/surge-suppressors/al-cat6jtw/644145382.html
AL-CAT6JW | L-com | 1: 127.7138 5: 112.7014 | 65V wire mounting，base mount 103mm(Length)*78mm(height) | [8 empty] | - | [13 empty] | 103mm(Length)*78mm(height) |  |  | wire mounting, base mount |  |  |  | -40℃~80℃ | [9 empty] | - | [5 empty] | Bagged | [5 empty] | 65V | [9 empty] | 9 | https://www.unikeyic.com/media/about_us/Unikey_ISO_9001_Certification.pdf | https://www.unikeyic.com/products/surge-suppressors/al-cat6jw/644130778.html
AL-CAT6PW | L-com | 1+: 120.3228 10+: 100.9768 25+: 96.1459 100+: 90.839 | LPWEATHER RESISTANT CAT6 | [61 empty] | 4 |  | https://www.unikeyic.com/products/surge-suppressors/al-cat6pw/643952446.html
AL-D15P24DW | L-com | 1: 166.5531 10: 141.0001 25: 134.6209 | LPOUTDOOR RS485 PLUS | 1 |  |  |  |  | RJ45 | Hardwired | - |  |  |  |  | - |  |  |  | - | - |  |  | - |  |  | RJ45 | 1 (Unlimited) |  | Chassis Mount | [5 empty] | - |  |  | Bag |  |  |  |  | International | 21289426 |  |  |  |  | - | [6 empty] | - | [5 empty] | - |  | 4 | https://www.unikeyic.com/media/about_us/Unikey_ISO_9001_Certification.pdf | https://www.unikeyic.com/products/surge-suppressors/al-d15p24dw/644149780.html
AL-D4W-05 | L-com | 1: 159.1296 10: 134.55 25: 128.4148 | SURGE SUP RS422/RS485 | 2 |  |  |  |  | - | Hardwired | - |  |  |  |  | - |  |  |  | - | - |  |  | Plastic |  |  | RJ45 | 1 (Unlimited) |  | Chassis Mount | [5 empty] | - |  |  | Bag |  |  |  |  | International | 21289782 |  |  |  |  | - | [6 empty] | - | [5 empty] | - |  | 1 | https://www.unikeyic.com/media/about_us/Unikey_ISO_9001_Certification.pdf | https://www.unikeyic.com/products/surge-suppressors/al-d4w-05/607958596.html
AL-ECF504-AA24 | L-com | 1: 66.0423 5: 64.8629 10: 63.6836 25: 63.6836 50: 63.6836 100: 63.6836 | USB CABLE, 2.0 A PLUG-A RCPT, 24"; | [8 empty] | - | [30 empty] | - | [5 empty] | Bagged | [5 empty] | - | [9 empty] | 1 | https://www.unikeyic.com/media/about_us/Unikey_ISO_9001_Certification.pdf | https://www.unikeyic.com/products/surge-suppressors/al-ecf504-aa24/682241345.html
AL-ECF504-AB12 | L-com | 1: 58.212 | LPUSB 2.0 A/B W/12IN PIGTAIL | [8 empty] | - | [30 empty] | - |  |  | Compliant |  |  | Bagged | [5 empty] | - | [9 empty] | 1 | https://www.unikeyic.com/media/about_us/Unikey_ISO_9001_Certification.pdf | https://www.unikeyic.com/products/surge-suppressors/al-ecf504-ab12/682868294.html
AL-ECF504-AB72 | L-com | 1: 78.5359 5: 77.1334 10: 75.731 25: 75.731 50: 75.731 100: 75.731 | USB CABLE, 2.0 B PLUG-A RCPT, 72"; | [8 empty] | - | [30 empty] | - | [11 empty] | - | [9 empty] | 1 | https://www.unikeyic.com/media/about_us/Unikey_ISO_9001_Certification.pdf | https://www.unikeyic.com/products/surge-suppressors/al-ecf504-ab72/682854438.html
AL-FFFF-9 | L-com | 1: 73.5526 5: 67.7604 | 90V panel mount 82mm(Length)*4mm(height) | [24 empty] | 1 (Unlimited) | [10 empty] | Bag | [5 empty] | 21289224 |  |  |  |  | - | [14 empty] | 5 | https://www.unikeyic.com/media/about_us/Unikey_ISO_9001_Certification.pdf | https://www.unikeyic.com/products/surge-suppressors/al-ffff-9/683024140.html
AL-NFNFB-3 | L-com | 1: 90.9327 | LPN-FEMALE TO N-FEMALE | [8 empty] | - | [30 empty] | - | [11 empty] | - | [9 empty] | 2 | https://www.unikeyic.com/media/about_us/Unikey_ISO_9001_Certification.pdf | https://www.unikeyic.com/products/surge-suppressors/al-nfnfb-3/869578686.html
AL-NFNFB-9 | L-com | 1: 82.7454 10: 69.7461 | N-Female to N-Female Bulkhead 0-3 GHz Coaxial Lightning Protector | [8 empty] | - | [13 empty] | 50μm(Length)*50μm(height) |  |  | board mount | [13 empty] | - | [11 empty] | - | [9 empty] | 29 | https://www.unikeyic.com/media/about_us/Unikey_ISO_9001_Certification.pdf | https://www.unikeyic.com/products/surge-suppressors/al-nfnfb-9/21292671.html
AL-NFNFBHP-9 | L-com |  | LPINDOOR N-FEMALE TO N-FEMALE | [8 empty] | - | [30 empty] | - | [11 empty] | - | [10 empty] | https://www.unikeyic.com/media/about_us/Unikey_ISO_9001_Certification.pdf | https://www.unikeyic.com/products/surge-suppressors/al-nfnfbhp-9/682192498.html
AL-RTPRTJB-9 | L-com | 1: 55.7262 5: 52.0092 10: 50.4879 25: 48.5423 50: 47.1213 100: 45.7417 | GDT 90V 5000A 1 POLE | [8 empty] | - | [30 empty] | - |  |  | Compliant |  |  | Bagged | [5 empty] | - | [9 empty] | 2 | https://www.unikeyic.com/media/about_us/Unikey_ISO_9001_Certification.pdf | https://www.unikeyic.com/products/surge-suppressors/al-rtprtjb-9/724173639.html
AL-RTPRTJER-1 | L-com | 1: 92.4565 2: 86.2928 3: 84.7518 5: 84.7518 10: 83.2109 20: 83.2109 | RF SURGE PROTECTOR, 50 OHM, 5KA, PANEL; Peak Surge Current:5kA; Impedance:50ohm; Suppressor Mounting:Panel; Product Range:-; No. of Poles:- 57AK7012 | [8 empty] | - | [30 empty] | - | [11 empty] | - | [9 empty] | 1 | https://www.unikeyic.com/media/about_us/Unikey_ISO_9001_Certification.pdf | https://www.unikeyic.com/products/surge-suppressors/al-rtprtjer-1/33680306.html
AL-RTPRTPER-1 | L-com | 1: 93.1316 2: 86.9229 3: 85.3707 5: 85.3707 10: 83.8185 20: 83.8185 | RF SURGE PROTECTOR, 50 OHM, 5KA, PANEL; Peak Surge Current:5kA; Impedance:50ohm; Suppressor Mounting:Panel; Product Range:-; No. of Poles:- 57AK7013 | [8 empty] | - | [30 empty] | - | [11 empty] | - | [9 empty] | 1 | https://www.unikeyic.com/media/about_us/Unikey_ISO_9001_Certification.pdf | https://www.unikeyic.com/products/surge-suppressors/al-rtprtper-1/22287825.html
AL6-SFSFBW-9 | L-com | 1: 110.6428 10: 97.3514 25: 92.7562 100: 86.4659 | RF Surge Protector, Type SMA F/F, DC - 6GHz | [8 empty] | - | [30 empty] | - | [11 empty] | - | [9 empty] | 1 | https://www.unikeyic.com/media/about_us/Unikey_ISO_9001_Certification.pdf | https://www.unikeyic.com/products/surge-suppressors/al6-sfsfbw-9/14405038.html
AL6-SMSFBW-9 | L-com | 1: 103.2119 2: 96.3311 3: 94.6109 5: 94.6109 10: 92.8907 20: 92.8907 | COAXIAL SURGE PROTECTOR, 50 OHM, 10KA; | [8 empty] | - | [30 empty] | - | [11 empty] | - | [9 empty] | 2 | https://www.unikeyic.com/media/about_us/Unikey_ISO_9001_Certification.pdf | https://www.unikeyic.com/products/surge-suppressors/al6-smsfbw-9/21705311.html
ALPR-HYP356 | L-com | 1: 95.364 5: 89.005 10: 88.898 | LPREPLACEMENT PCBA HYP356 | [8 empty] | - | [30 empty] | - | [11 empty] | - | [9 empty] | 20 | https://www.unikeyic.com/media/about_us/Unikey_ISO_9001_Certification.pdf | https://www.unikeyic.com/products/surge-suppressors/alpr-hyp356/869703682.html
ALQP-DMDF-ER | L-com | 1: 231.5924 5: 227.3816 10: 227.3816 | RF SURGE PROTECTOR, 50 OHM, 50KA, PANEL; Peak Surge Current:50kA; Impedance:50ohm; Suppressor Mounting:Panel; Product Range:-; No. of Poles:- 57AK7014 | [8 empty] | - | [30 empty] | - | [11 empty] | - | [9 empty] | 1 | https://www.unikeyic.com/media/about_us/Unikey_ISO_9001_Certification.pdf | https://www.unikeyic.com/products/surge-suppressors/alqp-dmdf-er/15022302.html
ALQP-NFNFB | L-com | 1+: 157.7988 10+: 139.1774 25+: 132.7398 | N-Female to N-Female Bulkhead | [61 empty] | 4 |  | https://www.unikeyic.com/products/surge-suppressors/alqp-nfnfb/681774788.html
ALS-D25P24DW | L-com | 1: 261.6247 10: 224.081 25: 214.7085 | LPWEATHERPROOF RS422/485 PLUS | [8 empty] | - | [16 empty] | wire mounting, base mount | [13 empty] | - |  |  | Non-compliant |  |  | Bagged | [5 empty] | - | [9 empty] | 11 | https://www.unikeyic.com/media/about_us/Unikey_ISO_9001_Certification.pdf | https://www.unikeyic.com/products/surge-suppressors/als-d25p24dw/24544079.html
AOZ18101DI-04 | Alpha & Omega Semiconductor | 5,000: 0.7839 10,000: 0.7689 | 3.5V~14V DFN-10-EP |  |  |  | AOZ18101 | [20 empty] | 3 (168 Hours) |  | Surface Mount |  |  |  | -40°C ~ 125°C |  |  |  | 10-VFDFN Exposed Pad | [6 empty] | 16265544 |  |  |  |  | - |  | 10-DFN-EP (3x3) |  |  |  |  | 3.5V ~ 14V | [7 empty] | 9930 | https://www.unikeyic.com/media/about_us/Unikey_ISO_9001_Certification.pdf | https://www.unikeyic.com/products/surge-suppressors/aoz18101di-04/19706012.html
AW32105WCSR | awinic | 1: 0.6436 5,000: 0.596 10,000: 0.4768 20,000: 0.3576 | Over-Voltage Protection Load Switch with Surge Protection | [8 empty] | - | [30 empty] | - | [11 empty] | - | [8 empty] | AW32105WCSR awinic | 299980 | https://www.unikeyic.com/media/datasheet/28/0a/7ca5/280a7ca5c03e03e3744891b8b886e91b.pdf | https://www.unikeyic.com/products/surge-suppressors/aw32105wcsr/35144405.html
AW32405CSR | awinic | 1: 0.3523 5,000: 0.3262 10,000: 0.261 20,000: 0.1957 | Over-Voltage Protection Load Switch with Surge Protection | [8 empty] | - | [30 empty] | - | [11 empty] | - | [9 empty] | 300000 | https://www.unikeyic.com/media/about_us/Unikey_ISO_9001_Certification.pdf | https://www.unikeyic.com/products/surge-suppressors/aw32405csr/15883445.html
AW32406ACSR | awinic | 1: 0.4685 5,000: 0.4338 10,000: 0.347 20,000: 0.2603 | Over-Voltage Protection Load Switch with Surge Protection | [8 empty] | - | [30 empty] | - | [11 empty] | - | [8 empty] | AW32406ACSR awinic | 450000 | https://www.unikeyic.com/media/datasheet/1a/37/6b8e/1a376b8e7869cf56e6246fba90c22764.pdf | https://www.unikeyic.com/products/surge-suppressors/aw32406acsr/35143494.html
AW32410CSR | awinic | 1: 0.3523 5,000: 0.3262 10,000: 0.261 20,000: 0.1957 | Over-Voltage Protection Load Switch with Surge Protection | [8 empty] | - | [30 empty] | - | [11 empty] | - | [8 empty] | AW32410CSR awinic | 300000 | https://www.unikeyic.com/media/datasheet/98/88/620f/9888620ff336206fc45734680645086c.pdf | https://www.unikeyic.com/products/surge-suppressors/aw32410csr/35144676.html
AW32601CSR | awinic | 1: 0.3523 5,000: 0.3262 10,000: 0.261 20,000: 0.1957 | Over-Voltage Protection Load Switch with Surge Protection | [8 empty] | - | [30 empty] | - | [11 empty] | - | [8 empty] | AW32601CSR awinic | 300000 | https://www.unikeyic.com/media/datasheet/62/1d/f1f9/621df1f9bf81c44cfa527e8badb7dd48.pdf | https://www.unikeyic.com/products/surge-suppressors/aw32601csr/35143035.html
AW32605CSR | awinic | 1: 0.3523 5,000: 0.3262 10,000: 0.261 20,000: 0.1957 | Over-Voltage Protection Load Switch with Surge Protection | [8 empty] | - | [30 empty] | - | [11 empty] | - | [8 empty] | AW32605CSR awinic | 300000 | https://www.unikeyic.com/media/datasheet/62/1d/f1f9/621df1f9bf81c44cfa527e8badb7dd48.pdf | https://www.unikeyic.com/products/surge-suppressors/aw32605csr/35145586.html
AW32705CSR | awinic | 1: 0.2818 5,000: 0.261 10,000: 0.2088 20,000: 0.1566 | Over-Voltage Protection Load Switch with Surge Protection | [8 empty] | - | [30 empty] | - | [11 empty] | - | [8 empty] | AW32705CSR awinic | 300000 | https://www.unikeyic.com/media/datasheet/0b/5d/e805/0b5de805e6a0505cfed02a186056194c.pdf | https://www.unikeyic.com/products/surge-suppressors/aw32705csr/35145601.html
AW32710CSR | awinic | 1: 0.2818 5,000: 0.261 10,000: 0.2088 20,000: 0.1566 | Over-Voltage Protection Load Switch with Surge Protection | [8 empty] | - | [30 empty] | - | [11 empty] | - | [8 empty] | AW32710CSR awinic | 300000 | https://www.unikeyic.com/media/datasheet/0b/5d/e805/0b5de805e6a0505cfed02a186056194c.pdf | https://www.unikeyic.com/products/surge-suppressors/aw32710csr/869824202.html
AW32901FCR | awinic | 1: 0.2628 5,000: 0.2433 10,000: 0.1947 20,000: 0.146 | Over-Voltage Protection Load Switch with Surge Protection | [8 empty] | - | [13 empty] | 1.3mm*1.8mm*550μm |  |  | SMD mount |  |  |  | -40℃~85℃ |  |  |  | FCQFN-12 | [5 empty] | - |  |  | Compliant | [8 empty] | - | [8 empty] | AW32901FCR awinic | 299998 | https://www.unikeyic.com/media/datasheet/76/79/7b82/76797b82def080594ad9e4f75ee55bc5.pdf | https://www.unikeyic.com/products/surge-suppressors/aw32901fcr/22903280.html
AW32902FCR | awinic | 1: 0.2628 5,000: 0.2433 10,000: 0.1947 20,000: 0.146 | Over-Voltage Protection Load Switch with Surge Protection | [8 empty] | - | [30 empty] | - | [11 empty] | - | [8 empty] | AW32902FCR awinic | 300000 | https://www.unikeyic.com/media/datasheet/76/79/7b82/76797b82def080594ad9e4f75ee55bc5.pdf | https://www.unikeyic.com/products/surge-suppressors/aw32902fcr/35145178.html
AW32905EFCR | awinic | 1: 0.278 5,000: 0.2574 10,000: 0.2059 20,000: 0.1545 | Over-Voltage Protection Load Switch with Surge Protection | [8 empty] | - | [30 empty] | - | [11 empty] | - | [8 empty] | AW32905EFCR awinic | 300000 | https://www.unikeyic.com/media/datasheet/21/b5/3f1f/21b53f1f8392c8a64c3a465571512cd1.pdf | https://www.unikeyic.com/products/surge-suppressors/aw32905efcr/35141596.html
AW32909FCR | awinic | 1: 0.2628 5,000: 0.2433 10,000: 0.1947 20,000: 0.146 | Over-Voltage Protection Load Switch with Surge Protection | [8 empty] | - | [30 empty] | - | [11 empty] | - | [8 empty] | AW32909FCR awinic | 300000 | https://www.unikeyic.com/media/datasheet/76/79/7b82/76797b82def080594ad9e4f75ee55bc5.pdf | https://www.unikeyic.com/products/surge-suppressors/aw32909fcr/35141421.html
AW32910FCR | awinic | 1: 0.2628 5,000: 0.2433 10,000: 0.1947 20,000: 0.146 | Over-Voltage Protection Load Switch with Surge Protection | [8 empty] | - | [30 empty] | - | [11 empty] | - | [8 empty] | AW32910FCR awinic | 300000 | https://www.unikeyic.com/media/datasheet/76/79/7b82/76797b82def080594ad9e4f75ee55bc5.pdf | https://www.unikeyic.com/products/surge-suppressors/aw32910fcr/35145304.html
AW32915AFCR | awinic | 1: 0.2628 5,000: 0.2433 10,000: 0.1947 20,000: 0.146 | Over-Voltage Protection Load Switch with Surge Protection | [8 empty] | - | [30 empty] | - | [11 empty] | - | [8 empty] | AW32915AFCR awinic | 300000 | https://www.unikeyic.com/media/datasheet/3d/9c/df68/3d9cdf683e507dbeb09d18db4bffae82.pdf | https://www.unikeyic.com/products/surge-suppressors/aw32915afcr/35143039.html
AW32915CFCR | awinic | 1: 0.1028 5,000: 0.0952 10,000: 0.0762 20,000: 0.0571 | Over-Voltage Protection Load Switch with Surge Protection | [8 empty] | - | [30 empty] | - | [11 empty] | - | [8 empty] | AW32915CFCR awinic | 450000 | https://www.unikeyic.com/media/datasheet/95/f0/bd9c/95f0bd9cded8689579e433b726a304ba.pdf | https://www.unikeyic.com/products/surge-suppressors/aw32915cfcr/35145212.html
AW32915CPLR | awinic | 1: 0.1028 5,000: 0.0952 10,000: 0.0762 20,000: 0.0571 | Over-Voltage Protection Load Switch with Surge Protection | [8 empty] | - | [30 empty] | - | [11 empty] | - | [8 empty] | AW32915CPLR awinic | 300000 | https://www.unikeyic.com/media/datasheet/95/f0/bd9c/95f0bd9cded8689579e433b726a304ba.pdf | https://www.unikeyic.com/products/surge-suppressors/aw32915cplr/35544153.html
AW32915FCR | awinic | 1: 0.278 5,000: 0.2574 10,000: 0.2059 20,000: 0.1545 | Over-Voltage Protection Load Switch with Surge Protection | [8 empty] | - | [30 empty] | - | [11 empty] | - | [8 empty] | AW32915FCR awinic | 450000 | https://www.unikeyic.com/media/datasheet/ab/df/f12a/abdff12a1bee4bc5d37d1b4443d1bb03.pdf | https://www.unikeyic.com/products/surge-suppressors/aw32915fcr/1002511002.html
AW32919FCR | awinic | 1: 0.2628 5,000: 0.2433 10,000: 0.1947 20,000: 0.146 | Over-Voltage Protection Load Switch with Surge Protection | [8 empty] | - | [30 empty] | - | [11 empty] | - | [8 empty] | AW32919FCR awinic | 450000 | https://www.unikeyic.com/media/datasheet/f0/f3/4c04/f0f34c04cec1c230079f38853c5ad189.pdf | https://www.unikeyic.com/products/surge-suppressors/aw32919fcr/35143909.html
AW33901FCR | awinic | 1: 0.2076 5,000: 0.1922 10,000: 0.1538 20,000: 0.1153 | The AW339XX features an ultra-low 30mΩ (typ.) Rdson nFET load switch. When input voltage exceeds the OVP threshold, the switch is turned off very fast to prevent damage to the protected downstream devices. The IN pin is capable of withstanding fault voltages up to 32VDC | [8 empty] | - | [30 empty] | - | [11 empty] | - | [8 empty] | AW33901FCR awinic | 300000 | https://www.unikeyic.com/media/datasheet/89/91/93fb/899193fb07e4e9b237296a4c7f94e48b.pdf | https://www.unikeyic.com/products/surge-suppressors/aw33901fcr/15112510.html
AW33902FCR | awinic | 1: 0.2076 5,000: 0.1922 10,000: 0.1538 20,000: 0.1153 | The AW339XX features an ultra-low 30mΩ (typ.) Rdson nFET load switch. When input voltage exceeds the OVP threshold, the switch is turned off very fast to prevent damage to the protected downstream devices. The IN pin is capable of withstanding fault voltages up to 32VDC | [8 empty] | - | [30 empty] | - | [11 empty] | - | [8 empty] | AW33902FCR awinic | 300000 | https://www.unikeyic.com/media/datasheet/89/91/93fb/899193fb07e4e9b237296a4c7f94e48b.pdf | https://www.unikeyic.com/products/surge-suppressors/aw33902fcr/35142769.html
AW33909FCR | awinic | 1: 0.2076 5,000: 0.1922 10,000: 0.1538 20,000: 0.1153 | The AW339XX features an ultra-low 30mΩ (typ.) Rdson nFET load switch. When input voltage exceeds the OVP threshold, the switch is turned off very fast to prevent damage to the protected downstream devices. The IN pin is capable of withstanding fault voltages up to 32VDC | [8 empty] | - | [30 empty] | - | [11 empty] | - | [8 empty] | AW33909FCR awinic | 300000 | https://www.unikeyic.com/media/datasheet/89/91/93fb/899193fb07e4e9b237296a4c7f94e48b.pdf | https://www.unikeyic.com/products/surge-suppressors/aw33909fcr/22196848.html
AW33910FCR | awinic | 1: 0.2076 5,000: 0.1922 10,000: 0.1538 20,000: 0.1153 | The AW339XX features an ultra-low 30mΩ (typ.) Rdson nFET load switch. When input voltage exceeds the OVP threshold, the switch is turned off very fast to prevent damage to the protected downstream devices. The IN pin is capable of withstanding fault voltages up to 32VDC | [8 empty] | - | [30 empty] | - | [11 empty] | - | [8 empty] | AW33910FCR awinic | 300000 | https://www.unikeyic.com/media/datasheet/89/91/93fb/899193fb07e4e9b237296a4c7f94e48b.pdf | https://www.unikeyic.com/products/surge-suppressors/aw33910fcr/35144747.html
AW35061FCR | awinic | 1: 0.2628 5,000: 0.2433 10,000: 0.1947 20,000: 0.146 | [9 empty] | - | [30 empty] | - | [11 empty] | - | [8 empty] | AW35061FCR awinic | 449970 | https://www.unikeyic.com/media/datasheet/60/ae/8f22/60ae8f22b41290d09ee80a85c046a075.pdf | https://www.unikeyic.com/products/surge-suppressors/aw35061fcr/871154394.html
AWP32901CFCR | awinic | 1: 0.1466 5,000: 0.1358 10,000: 0.1086 20,000: 0.0815 | Over-Voltage Protection Load Switch with Surge Protection | [8 empty] | - | [30 empty] | - | [11 empty] | - | [8 empty] | AWP32901CFCR awinic | 450000 | https://www.unikeyic.com/media/datasheet/09/46/1c23/09461c23e6f297b75f9174526adc1001.pdf | https://www.unikeyic.com/products/surge-suppressors/awp32901cfcr/35516994.html
B110-SP-CAT | Tripp Lite | 1: 76.4524 | IN-LINE NETWORK SURGE PROTECTOR | None |  |  |  |  | Screw Terminals | Screw Terminals | - |  |  |  |  | - |  |  |  | - | - |  |  | Aluminum |  |  | RJ45 | Not Applicable |  | Bench, Floor, Wall | [5 empty] | None |  |  | Bulk |  |  |  |  | - | [5 empty] | - | [6 empty] | - | [7 empty] | 1 | https://www.unikeyic.com/media/datasheet/16/f2/2229/16/c6f749def11100cf5881fe31c5e11fb6.pdf | https://www.unikeyic.com/products/surge-suppressors/b110-sp-cat/951154.html
B57130S0100M000 | TDK | 1: 7.5418 5: 7.5418 10: 6.7574 25: 6.7574 50: 6.6367 120: 6.6367 | ICL NTC THERMISTOR, 10 OHM, 33MM DISC; | [8 empty] | - | [30 empty] | - | [11 empty] | - | [9 empty] | 82 | https://www.unikeyic.com/media/about_us/Unikey_ISO_9001_Certification.pdf | https://www.unikeyic.com/products/surge-suppressors/b57130s0100m000/999707878.html
B57153S0100M000 | TDK | 1+: 0.1371 50+: 0.1055 1,000+: 0.0972 20,000+: 0.0967 30,000+: 0.0958 | EPCOS NTC Thermistor B57153S0M0 Series, 10Ω @ 25°C, ±20% | [61 empty] | 2528 | https://www.unikeyic.com/media/datasheet/c9/1e/dd55/c9/0a3e10fe4d33ec8a2658aad2a1195248.pdf | https://www.unikeyic.com/products/surge-suppressors/b57153s0100m000/1427705.html
B57153S0100M051 | TDK | 50: 0.4547 100: 0.4365 250: 0.4074 500: 0.4001 1,500: 0.4001 | 7Ω~50Ω 340mΩ 2A Through hole mounting 13mm(Length)*6mm(height) | [10 empty] | 2 A |  |  |  |  | 0.335" (8.50mm) | [5 empty] | 0.197" (5.00mm) |  |  | Not Applicable | [10 empty] | Tape & Reel (TR)Cut Tape (CT) | [7 empty] | 10 Ohms | 340 mOhms |  | S153 |  |  |  | ±20% | [10 empty] | 153 | https://www.unikeyic.com/media/datasheet/21/b7/1a25/21b71a253aa57972b60f002f20beecbf.pdf | https://www.unikeyic.com/products/surge-suppressors/b57153s0100m051/420005.html
B57153S0150M051 | TDK | 50: 0.4284 250: 0.3998 500: 0.3927 1,500: 0.3927 | 7Ω~50Ω 1.8A Through hole mounting 6mm(height) | [10 empty] | 1.8 A |  |  |  |  | 0.335" (8.50mm) | [5 empty] | 0.197" (5.00mm) |  |  | Not Applicable | [10 empty] | Tape & Reel (TR)Cut Tape (CT) | [5 empty] | 652257 |  | 15 Ohms |  |  | S153 |  |  |  | ±20% | [10 empty] | 4820 | https://www.unikeyic.com/media/datasheet/c9/1e/dd55/c9/0a3e10fe4d33ec8a2658aad2a1195248.pdf | https://www.unikeyic.com/products/surge-suppressors/b57153s0150m051/1289473.html
B57211P0100M351 | TDK | 1: 0.6911 50: 0.6911 100: 0.6192 250: 0.6192 500: 0.6082 1,500: 0.6082 | 7Ω~50Ω 203mΩ 4A 4A Through hole mounting 6mm(width)*6mm(height) | [10 empty] | 4 A |  |  |  |  | 0.512" (13.00mm) | [5 empty] | 0.295" (7.50mm) |  |  | Not Applicable | [10 empty] | Tape & Reel (TR)Cut Tape (CT) | [5 empty] | 2783960 |  | 10 Ohms | 203 mOhms |  | P11 |  |  |  | ±20% | [10 empty] | 1278 | https://www.unikeyic.com/media/datasheet/39/e5/440e/39e5440e62d1d0ae75ea246c941f56ba.pdf | https://www.unikeyic.com/products/surge-suppressors/b57211p0100m351/860373.html
B57211P0120M351 | TDK | 10+: 1.1688 50+: 0.9304 100+: 0.8579 250+: 0.7582 500+: 0.6983 1,500+: 0.582 | 7Ω~50Ω, 218mΩ, 4A, TH, 6mm W × 6mm H | [61 empty] | 126 | https://www.unikeyic.com/media/datasheet/39/e5/440e/39e5440e62d1d0ae75ea246c941f56ba.pdf | https://www.unikeyic.com/products/surge-suppressors/b57211p0120m351/12604410.html
B57211P0160M351 | TDK | 1: 0.6911 50: 0.6911 100: 0.6192 250: 0.6192 500: 0.6082 1,500: 0.6082 | 7Ω~50Ω 346mΩ 3A 3A Through hole mounting 6mm(width)*6mm(height) | [10 empty] | 3 A |  |  |  |  | 0.512" (13.00mm) | [5 empty] | 0.295" (7.50mm) |  |  | Not Applicable | [10 empty] | Tape & Reel (TR)Cut Tape (CT) | [5 empty] | 7669795 |  | 16 Ohms | 346 mOhms |  | P11 |  |  |  | ±20% | [10 empty] | 513 | https://www.unikeyic.com/media/datasheet/39/e5/440e/39e5440e62d1d0ae75ea246c941f56ba.pdf | https://www.unikeyic.com/products/surge-suppressors/b57211p0160m351/12715349.html
B57213P0509M301 | TDK | 5: 0.8124 50: 0.7279 250: 0.7149 500: 0.7149 1,000: 0.7019 2,000: 0.7019 | EPCOS NTC Thermistor B57213P0***M3*1 Series, 5Ω @ 25°C ±20% | [10 empty] | 6 A |  |  |  |  | 0.571" (14.50mm) | [5 empty] | 0.295" (7.50mm) |  |  | Not Applicable | [10 empty] | Bulk | [5 empty] | 2781806 |  | 5 Ohms | 106 mOhms |  | P13 |  |  |  | ±20% | [10 empty] | 39 | https://www.unikeyic.com/media/datasheet/43/f4/91ab/43/10a4fb41d1aae0b031fa50bf68ddb8d5.pdf | https://www.unikeyic.com/products/surge-suppressors/b57213p0509m301/11990708.html
B57213P0709M301 | TDK | 10: 1.416 50: 1.1029 100: 1.0362 200: 0.9142 500: 0.843 1,000: 0.8102 2,000: 0.7153 4,000: 0.6712 | 122mΩ 5A | [10 empty] | 5 A |  |  |  |  | 0.571" (14.50mm) | [5 empty] | 0.295" (7.50mm) |  |  | Not Applicable | [10 empty] | Bulk | [5 empty] | 5034000 |  | 7 Ohms | 122 mOhms |  | P13 |  |  |  | ±20% | [10 empty] | 177 | https://www.unikeyic.com/media/datasheet/43/f4/91ab/43/10a4fb41d1aae0b031fa50bf68ddb8d5.pdf | https://www.unikeyic.com/products/surge-suppressors/b57213p0709m301/12555939.html
B57234S0229M000 | TDK | 10+: 1.92 50+: 1.5295 100+: 1.3899 250+: 1.243 500+: 1.1526 1,000+: 1.0532 2,000+: 1.052 5,000+: 0.8746 | 7Ω~50Ω TH 7mm(H) | [61 empty] | 1199 | https://www.unikeyic.com/media/datasheet/dd/eb/abd9/ddebabd9126950b42dad64833964a633.pdf | https://www.unikeyic.com/products/surge-suppressors/b57234s0229m000/7835643.html
B57234S0259M000 | TDK | 10+: 1.836 50+: 1.472 100+: 1.3334 250+: 1.2656 500+: 1.1526 1,000+: 1.0419 2,000+: 1.0272 5,000+: 0.8746 | [62 empty] | 284 | https://www.unikeyic.com/media/datasheet/dd/eb/abd9/ddebabd9126950b42dad64833964a633.pdf | https://www.unikeyic.com/products/surge-suppressors/b57234s0259m000/1288355.html
B57234S0509M000 | TDK | 1,000+: 1.2161 5,000+: 1.0108 | 5Ω 6.4A TH, 7mm W × 22mm H | [61 empty] | 1576 | https://www.unikeyic.com/media/datasheet/dd/eb/abd9/ddebabd9126950b42dad64833964a633.pdf | https://www.unikeyic.com/products/surge-suppressors/b57234s0509m000/12864708.html
B57235S0100M054 | TDK | 2,000+: 0.6157 3,000+: 0.5867 5,000+: 0.5519 7,000+: 0.5301 10,000+: 0.5258 | 10Ω TH, 6mm H | [61 empty] | 2105 | https://www.unikeyic.com/media/datasheet/58/de/7f08/58de7f0879e129856e6b4c4b9d67e8e7.pdf | https://www.unikeyic.com/products/surge-suppressors/b57235s0100m054/6742386.html
B57235S0259M000 | TDK | 50: 0.4535 100: 0.4353 250: 0.4063 500: 0.3991 1,000: 0.3991 | 7Ω(Max) 5.2A Through hole mounting 6mm(height) | [10 empty] | 5.2 A |  |  |  |  | 0.374" (9.50mm) | [5 empty] | 0.197" (5.00mm) |  |  | 1 (Unlimited) | [10 empty] | Bulk | [7 empty] | 2.5 Ohms |  |  | S235 |  |  |  | ±20% | [10 empty] | 976 | https://www.unikeyic.com/media/datasheet/8e/1d/16a9/8e/eb47f3240045b0dfd220243dba0749d7.pdf | https://www.unikeyic.com/products/surge-suppressors/b57235s0259m000/646002.html
B57235S0509M051 | TDK | 5: 0.5844 50: 0.5236 250: 0.5236 500: 0.5143 1,500: 0.5049 3,000: 0.5049 | 7Ω(Max) 4.2A Through hole mounting 6mm(height) | [10 empty] | 4.2 A |  |  |  |  | 0.374" (9.50mm) | [5 empty] | 0.197" (5.00mm) |  |  | 1 (Unlimited) | [10 empty] | Tape & Reel (TR)Cut Tape (CT) | [5 empty] | 8601649 |  | 5 Ohms |  |  | S235 |  |  |  | ±20% | [10 empty] | 2778 | https://www.unikeyic.com/media/datasheet/dc/59/9f22/dc/f3a030a8c85dfb44163ac7974962bbee.pdf | https://www.unikeyic.com/products/surge-suppressors/b57235s0509m051/1159523.html
B57235S0809M000 | TDK | 1,000: 0.4342 2,000: 0.4212 | EPCOS NTCthermistor B57235S0M0series, Room temperature8Ω, ±20%tolerance | [10 empty] | 3.5 A |  |  |  |  | 0.374" (9.50mm) | [5 empty] | 0.197" (5.00mm) |  |  | 1 (Unlimited) | [10 empty] | Bulk | [7 empty] | 8 Ohms |  |  | S235 |  |  |  | ±20% | [10 empty] | 1865 | https://www.unikeyic.com/media/datasheet/72/0e/77d1/72/5c933d0c8e57655c86b83f1c88679bb7.pdf | https://www.unikeyic.com/products/surge-suppressors/b57235s0809m000/12334276.html
B57236S0100M000 | TDK | 5: 0.2376 50: 0.193 150: 0.1633 1,000: 0.1411 | EPCOS NTCthermistor B57236S0series, Room temperature10Ω, ±20%tolerance | [10 empty] | 3.5 A |  |  |  |  | 0.453" (11.50mm) | [5 empty] | 0.197" (5.00mm) |  |  | Not Applicable | [10 empty] | Bulk | [5 empty] | 652121 |  | 10 Ohms |  |  | S236 |  |  |  | ±20% | [11 empty] | https://www.unikeyic.com/media/datasheet/a7/40/ef08/a740ef08a0175e0787397e1adcaf4b42.pdf | https://www.unikeyic.com/products/surge-suppressors/b57236s0100m000/12483336.html
B57236S0121M051 | TDK | 5: 0.7615 50: 0.6823 250: 0.6701 500: 0.6701 1,500: 0.6579 3,000: 0.6579 | 50Ω~300Ω 990mΩ 1.5A Through hole mounting 6mm(height) | [10 empty] | 1.5 A |  |  |  |  | 0.453" (11.50mm) | [5 empty] | 0.295" (7.50mm) |  |  | Not Applicable | [10 empty] | Tape & Reel (TR)Cut Tape (CT) | [5 empty] | 3720784 |  | 120 Ohms | 990 mOhms |  | S236 |  |  |  | ±20% | [10 empty] | 1144 | https://www.unikeyic.com/media/datasheet/57/8e/7148/578e7148e4111bfad7784a9d479b157a.pdf | https://www.unikeyic.com/products/surge-suppressors/b57236s0121m051/12152012.html
B57236S0200M051 | TDK | 5: 0.7227 50: 0.6475 250: 0.6475 500: 0.6359 1,500: 0.6244 3,000: 0.6244 | 7Ω~50Ω 2.8A Through hole mounting 6mm(height) | [10 empty] | 2.8 A |  |  |  |  | 0.453" (11.50mm) | [5 empty] | 0.197" (5.00mm) |  |  | Not Applicable | [10 empty] | Tape & Reel (TR)Cut Tape (CT) | [5 empty] | 652212 |  | 20 Ohms |  |  | S236 |  |  |  | ±20% | [10 empty] | 1657 | https://www.unikeyic.com/media/datasheet/1b/35/e0b9/1b35e0b9372f49b7956790e64c0080b5.pdf | https://www.unikeyic.com/products/surge-suppressors/b57236s0200m051/12331770.html
B57236S0309M000 | TDK | 1,000: 0.6154 2,000: 0.603 4,000: 0.5909 | EPCOS NTC Thermistor B57236S0M0 Series 3Ω ±20% at 25°C | [15 empty] | 0.453" (11.50mm) | [8 empty] | Not Applicable | [10 empty] | Bulk | [7 empty] | 3 Ohms |  |  | S236 |  |  |  | ±20% | [10 empty] | 3190 | https://www.unikeyic.com/media/datasheet/a7/40/ef08/a740ef08a0175e0787397e1adcaf4b42.pdf | https://www.unikeyic.com/products/surge-suppressors/b57236s0309m000/12793020.html
B57236S0479M000 | TDK | 1,000+: 0.6157 2,000+: 0.6034 4,000+: 0.5913 | EPCOS NTC Thermistor B57236S0M0 Series, 4.7Ω @ 25°C, ±20% | [61 empty] | 2990 | https://www.unikeyic.com/media/datasheet/1b/35/e0b9/1b35e0b9372f49b7956790e64c0080b5.pdf | https://www.unikeyic.com/products/surge-suppressors/b57236s0479m000/11915490.html
B57236S0800M051 | TDK | 1,000: 0.7217 2,000: 0.6649 3,000: 0.6336 5,000: 0.5961 7,000: 0.5725 10,000: 0.5724 | 80Ω 861mΩ Through hole mounting 6mm(height) | [10 empty] | 1.6 A |  |  |  |  | 0.453" (11.50mm) | [5 empty] | 0.197" (5.00mm) |  |  | Not Applicable | [10 empty] | Tape & Reel (TR)Cut Tape (CT) | [5 empty] | 3720788 |  | 80 Ohms | 861 mOhms |  | S236 |  |  |  | ±20% | [10 empty] | 6000 | https://www.unikeyic.com/media/datasheet/1b/35/e0b9/1b35e0b9372f49b7956790e64c0080b5.pdf | https://www.unikeyic.com/products/surge-suppressors/b57236s0800m051/1334094.html
B57237S0109M054 | TDK | 1: 1.1119 50: 1.0674 100: 0.9962 250: 0.9784 500: 0.9606 1,500: 0.9606 | 7Ω(Max) Through hole mounting 7mm(height) | [8 empty] | - | [13 empty] | 7mm(height) |  |  | Through hole mounting | [13 empty] | - |  |  | Compliant |  |  | boxed, AMMO_PACK | [5 empty] | - | [8 empty] | B57237S0109M054 TDK | 491 | https://www.unikeyic.com/media/datasheet/f2/f3/52dd/f2/e34b06c76730a161e2693b85ed79cfbe.pdf | https://www.unikeyic.com/products/surge-suppressors/b57237s0109m054/10803366.html
B57237S0220M051 | TDK | 10+: 1.44 50+: 1.1443 100+: 1.0638 250+: 0.9413 500+: 0.8678 1,000+: 0.8034 2,000+: 0.7345 4,000+: 0.6362 | 7Ω~50Ω 2.8A TH 7mm H | [61 empty] | 3020 | https://www.unikeyic.com/media/datasheet/f2/f3/52dd/f2/e34b06c76730a161e2693b85ed79cfbe.pdf | https://www.unikeyic.com/products/surge-suppressors/b57237s0220m051/514805.html
B57237S0229M000 | TDK | 10: 0.9373 50: 0.8998 100: 0.8398 200: 0.8248 500: 0.8248 | EPCOS NTCthermistor B57237S0series, Room temperature2.2Ω, ±20%tolerance | [10 empty] | 7 A |  |  |  |  | 0.591" (15.00mm) | [5 empty] | 0.295" (7.50mm) |  |  | 1 (Unlimited) | [10 empty] | Bulk | [7 empty] | 2.2 Ohms |  |  | S237 |  |  |  | ±20% | [10 empty] | 2791 | https://www.unikeyic.com/media/datasheet/f2/f3/52dd/f2/e34b06c76730a161e2693b85ed79cfbe.pdf | https://www.unikeyic.com/products/surge-suppressors/b57237s0229m000/12901244.html
B57237S0509M000 | TDK | 10: 0.9373 50: 0.8998 100: 0.8398 200: 0.8248 500: 0.8248 | EPCOS NTCthermistor B57237S0***M0**series, Room temperature5Ω, ±20%tolerance | [10 empty] | 5 A |  |  |  |  | 0.591" (15.00mm) | [5 empty] | 0.295" (7.50mm) |  |  | 1 (Unlimited) | [10 empty] | Bulk | [5 empty] | 739855 |  | 5 Ohms |  |  | S237 |  |  |  | ±20% | [10 empty] | 1638 | https://www.unikeyic.com/media/datasheet/45/98/c50a/45/a508a070a9e86e0e291fe3f6e879c278.pdf | https://www.unikeyic.com/products/surge-suppressors/b57237s0509m000/981479.html
B57237S0600M000 | TDK | 5: 1.6672 50: 1.234 250: 1.1558 500: 1.0492 1,000: 0.985 2,000: 0.9667 | EPCOS NTCthermistor B57237S0M0series, Room temperature60Ω, ±20%tolerance | [10 empty] | 2 A |  |  |  |  | 0.591" (15.00mm) | [5 empty] | 0.295" (7.50mm) |  |  | 1 (Unlimited) | [10 empty] | Bulk | [5 empty] | 3500315 |  | 60 Ohms | 660 mOhms |  | S237 |  |  |  | ±20% | [10 empty] | 327 | https://www.unikeyic.com/media/datasheet/73/29/a4b1/7329a4b182925c72fa5c91043be46419.pdf | https://www.unikeyic.com/products/surge-suppressors/b57237s0600m000/12796802.html
B57237S0709M051 | TDK | 5: 0.8924 50: 0.7996 250: 0.7853 500: 0.7853 1,000: 0.771 2,000: 0.771 | 7Ω 4.2A Through hole mounting 7mm(height) | [10 empty] | 4.2 A |  |  |  |  | 0.591" (15.00mm) | [5 empty] | 0.295" (7.50mm) |  |  | 1 (Unlimited) | [10 empty] | Tape & Reel (TR)Cut Tape (CT) | [5 empty] | 3500318 |  | 7 Ohms |  |  | S237 |  |  |  | ±20% | [10 empty] | 749 | https://www.unikeyic.com/media/datasheet/f2/f3/52dd/f2/e34b06c76730a161e2693b85ed79cfbe.pdf | https://www.unikeyic.com/products/surge-suppressors/b57237s0709m051/12280260.html
B57237S100M54 | TDK | 750: 1.0475 1,500: 0.965 2,250: 0.9196 | 3.7A | [10 empty] | 3.7 A |  |  |  |  | 0.591" (15.00mm) | [5 empty] | 0.295" (7.50mm) |  |  | 1 (Unlimited) | [10 empty] | Tape & Reel (TR) | [7 empty] | 10 Ohms |  |  | S237 |  |  |  | ±20% | [10 empty] | 1140 | https://www.unikeyic.com/media/datasheet/f2/f3/52dd/f2/e34b06c76730a161e2693b85ed79cfbe.pdf | https://www.unikeyic.com/products/surge-suppressors/b57237s100m54/12739069.html
B57237S259M | TDK | 150: 0.803 700: 0.759 | 2.5Ω Through hole mounting 7mm(height) | [8 empty] | - | [13 empty] | 7mm(height) |  |  | Through hole mounting | [13 empty] | - |  |  | Non-compliant | [8 empty] | - | [8 empty] | B57237S259M TDK | 1000 | https://www.unikeyic.com/media/datasheet/c5/fe/3c48/c5/13ebdfe77e1d530ddbdeb9d3e6c4f1d9.pdf | https://www.unikeyic.com/products/surge-suppressors/b57237s259m/1226315.html
B57238S0250M000 | TDK | 1: 0.9724 50: 0.9335 100: 0.8713 250: 0.8557 500: 0.8557 1,000: 0.8557 | EPCOS NTCthermistor B57238S0M0series, Room temperature25Ω, ±20%tolerance | [10 empty] | 3.4 A |  |  |  |  | 0.630" (16.00mm) | [5 empty] | 0.295" (7.50mm) |  |  | Not Applicable | [10 empty] | Bulk | [7 empty] | 25 Ohms |  |  | S238 |  |  |  | ±20% | [10 empty] | 1212 | https://www.unikeyic.com/media/datasheet/f3/fb/cb70/f3fbcb70305f8ce495de591b13ae9fd5.pdf | https://www.unikeyic.com/products/surge-suppressors/b57238s0250m000/1206251.html
B57238S0309M000 | TDK | 1: 1.0027 50: 0.9626 100: 0.8985 250: 0.8824 500: 0.8824 1,000: 0.8824 | EPCOS NTCthermistor B57238S0M0series, Room temperature3Ω, ±20%tolerance | [15 empty] | 0.630" (16.00mm) | [8 empty] | Not Applicable | [10 empty] | Bulk | [7 empty] | 3 Ohms |  |  | S238 |  |  |  | ±20% | [10 empty] | 910 | https://www.unikeyic.com/media/datasheet/f3/fb/cb70/f3fbcb70305f8ce495de591b13ae9fd5.pdf | https://www.unikeyic.com/products/surge-suppressors/b57238s0309m000/11808156.html
B57238S0479M000 | TDK | 1: 1.06 10: 0.94 100: 0.88 | 7Ω(Max) 6.6A Through hole mounting 7mm(height) | [10 empty] | 6.6 A |  |  |  |  | 0.630" (16.00mm) | [5 empty] | 0.295" (7.50mm) |  |  | Not Applicable | [10 empty] | Bulk | [7 empty] | 4.7 Ohms |  |  | S238 |  |  |  | ±20% | [11 empty] | https://www.unikeyic.com/media/datasheet/97/23/555c/97/d07963f069ea9552b38525d6ee5824f0.pdf | https://www.unikeyic.com/products/surge-suppressors/b57238s0479m000/12184080.html
B57238S0479M051 | TDK | 1: 0.9967 50: 0.9568 100: 0.893 250: 0.8771 500: 0.8771 1,000: 0.8771 | 7Ω(Max) 6.6A Through hole mounting 7mm(height) | [10 empty] | 6.6 A |  |  |  |  | 0.630" (16.00mm) | [5 empty] | 0.295" (7.50mm) |  |  | Not Applicable | [10 empty] | Tape & Reel (TR)Cut Tape (CT) | [5 empty] | 7669812 |  | 4.7 Ohms |  |  | S238 |  |  |  | ±20% | [10 empty] | 111 | https://www.unikeyic.com/media/datasheet/0a/fb/731e/0afb731ef95e69f2b8cfcb738db61c25.pdf | https://www.unikeyic.com/products/surge-suppressors/b57238s0479m051/12148465.html
B57238S0509M000 | TDK | 10: 1.032 50: 0.8211 100: 0.7579 250: 0.7379 5,000: 0.53 | EPCOS NTCthermistor B57238S0M0series, Room temperature5Ω, ±20%tolerance | [10 empty] | 6.4 A |  |  |  |  | 0.630" (16.00mm) | [5 empty] | 0.295" (7.50mm) |  |  | Not Applicable | [10 empty] | Bulk | [7 empty] | 5 Ohms |  |  | S238 |  |  |  | ±20% | [10 empty] | 136 | https://www.unikeyic.com/media/datasheet/35/63/6a5a/35636a5a17e087ebedfa607beb872d08.pdf | https://www.unikeyic.com/products/surge-suppressors/b57238s0509m000/1420857.html
B57364S0109M051 | TDK | 1,000: 1.7143 2,000: 1.5783 3,000: 1.5035 5,000: 1.4843 | 1 Ohms ±20% 0.827" (21.00mm) | [15 empty] | 0.827" (21.00mm) | [8 empty] | Not Applicable | [10 empty] | Tape & Reel (TR)Cut Tape (CT) | [7 empty] | 1 Ohms |  |  | S364 |  |  |  | ±20% | [10 empty] | 10993 | https://www.unikeyic.com/media/datasheet/df/8c/57b4/df8c57b404c7575a3f77d34f180b6d44.pdf | https://www.unikeyic.com/products/surge-suppressors/b57364s0109m051/12430493.html
B57364S0209M000 | TDK | 10: 1.9158 25: 1.8391 50: 1.7165 100: 1.6859 250: 1.6859 | EPCOS NTCthermistor B57364S0series, Room temperature2Ω, ±20%tolerance | [10 empty] | 12 A |  |  |  |  | 0.827" (21.00mm) | [5 empty] | 0.295" (7.50mm) |  |  | Not Applicable | [10 empty] | Bulk | [5 empty] | 660158 |  | 2 Ohms |  |  | S364 |  |  |  | ±20% | [10 empty] | 957 | https://www.unikeyic.com/media/datasheet/df/8c/57b4/df8c57b404c7575a3f77d34f180b6d44.pdf | https://www.unikeyic.com/products/surge-suppressors/b57364s0209m000/627531.html
B57364S0259M000 | TDK | 1+: 1.7576 50+: 1.6405 100+: 1.6112 250+: 1.6112 500+: 1.5819 1,000+: 1.5819 | EPCOS NTC Thermistor B57364S0 Series, 2.5Ω @ Room Temp, ±20% Tolerance | [61 empty] | 1273 | https://www.unikeyic.com/media/datasheet/df/8c/57b4/df8c57b404c7575a3f77d34f180b6d44.pdf | https://www.unikeyic.com/products/surge-suppressors/b57364s0259m000/1519794.html
B57364S0409M000 | TDK | 10: 2.0128 25: 1.9322 50: 1.8034 100: 1.7712 250: 1.7712 | EPCOS NTCthermistor B57364S0M0series, Room temperature4Ω, ±20%tolerance | [15 empty] | 0.827" (21.00mm) | [8 empty] | Not Applicable | [10 empty] | Bulk | [7 empty] | 4 Ohms |  |  | S364 |  |  |  | ±20% | [10 empty] | 226 | https://www.unikeyic.com/media/datasheet/54/b2/4fe9/54b24fe98d52cad48baa46613fdf52c9.pdf | https://www.unikeyic.com/products/surge-suppressors/b57364s0409m000/1009429.html
B57364S0509M000 | TDK | 1: 0.9765 10: 0.7453 30: 0.6268 100: 0.5408 500: 0.4828 1,000: 0.4484 | EPCOS NTCthermistor B57364S0series, Room temperature5Ω, ±20%tolerance | [10 empty] | 8.5 A |  |  |  |  | 0.827" (21.00mm) | [5 empty] | 0.295" (7.50mm) |  |  | Not Applicable | [10 empty] | Bulk | [5 empty] | 739861 |  | 5 Ohms |  |  | S364 |  |  |  | ±20% | [11 empty] | https://www.unikeyic.com/media/datasheet/33/f2/513b/33/695b05c3f9bc8c567d629bbb0ddd0250.pdf | https://www.unikeyic.com/products/surge-suppressors/b57364s0509m000/1393344.html
B57464S0259M000 | TDK | 1+: 7.884 5+: 6.4975 10+: 5.9225 25+: 5.5935 50+: 5.0059 100+: 4.7912 200+: 3.9889 1,000+: 3.503 | [62 empty] | 142 |  | https://www.unikeyic.com/products/surge-suppressors/b57464s0259m000/23666281.html
B59750C0120A070 | TDK | 10: 2.2597 50: 2.2597 100: 2.2194 200: 2.2194 500: 2.2194 | Thermistor PTC 50 Ohm 25% 2-Pin Radial Cardboard Strip | [24 empty] | 1 (Unlimited) | [10 empty] | Bulk | [5 empty] | 5765617 |  |  |  |  | B59750 |  |  |  | ±25% | [10 empty] | 415 | https://www.unikeyic.com/media/datasheet/f3/a2/e194/f3/2d6c7c2e4776f66b03cef4c9baf149c0.pdf | https://www.unikeyic.com/products/surge-suppressors/b59750c0120a070/1357736.html
B72530T0500K062 | TDK | 1: 0.3309 10: 0.2795 30: 0.2461 100: 0.2164 500: 0.1958 1,000: 0.1834 | 50V 1210 SMD mount 3.2mm(Length)*1.7mm(height) | [16 empty] | 1.6J | [7 empty] | 1 (Unlimited) |  | Surface Mount, MLCV | 1 |  |  | -55°C ~ 125°C (TA) |  |  |  | 1210 (3225 Metric) | [6 empty] | 3720872 |  |  |  |  | Standard | [15 empty] | https://www.unikeyic.com/media/datasheet/b0/87/15c3/b0/696c2e9d2492956204bd68f689a7490b.pdf | https://www.unikeyic.com/products/surge-suppressors/b72530t0500k062/30822752.html
B88081X1620C102 | TDK | 60: 1.914 150: 1.837 650: 1.76 | Surge Suppressors FASSUNG T80-A1 | [8 empty] | - | [30 empty] | - | [11 empty] | - | [9 empty] | 1086 | https://www.unikeyic.com/media/about_us/Unikey_ISO_9001_Certification.pdf | https://www.unikeyic.com/products/surge-suppressors/b88081x1620c102/1160757.html
BB-422HESP | Advantech | 1: 177.12 | SURGE PROTECTOR HI ENERGY RS-422 | - |  |  | BB-422 |  | - | - | - |  |  |  |  | - |  |  |  | - | - |  |  | - |  |  | RS-422, RS-485 | Not Applicable |  | Panel Mount | [5 empty] | - |  |  | Bulk |  |  |  |  | International | [5 empty] | - | [6 empty] | - | [5 empty] | 0.419 lb (190.06 g) |  | 8 | https://www.unikeyic.com/media/about_us/Unikey_ISO_9001_Certification.pdf | https://www.unikeyic.com/products/surge-suppressors/bb-422hesp/11803793.html
BB-485FPP | Advantech | 1: 89.64 | Used with | - |  |  | BB-485 |  | Screw Terminals | Hardwired | - |  |  |  |  | - |  |  |  | - | - |  |  | - |  |  | RS-422, RS-485 | Not Applicable |  | - | [5 empty] | - |  |  | Bulk |  |  |  |  | International | 4170072 |  |  |  |  | - | [6 empty] | 7.5V | [7 empty] | 13 | https://www.unikeyic.com/media/datasheet/84/28/89c4/842889c42ac9bacddfdb21075ca2fe22.pdf | https://www.unikeyic.com/products/surge-suppressors/bb-485fpp/23266308.html
BC350 | Tripp Lite | 1+: 98.714 | UPS Standby Desktop 110V/115V/120V 210W 350VA | [61 empty] | 10 | https://www.unikeyic.com/media/datasheet/5a/ea/e8ab/53/edebcbdedd41de83586ada20d739009f.pdf | https://www.unikeyic.com/products/surge-suppressors/bc350/12378391.html
BSD3C051V | UMW | 3,000: 0.0093 6,000: 0.0091 9,000: 0.009 | [9 empty] | - | [24 empty] | SOD-323 | [5 empty] | - | [11 empty] | - | [9 empty] | 30000 | https://www.unikeyic.com/media/about_us/Unikey_ISO_9001_Certification.pdf | https://www.unikeyic.com/products/surge-suppressors/bsd3c051v/681752805.html
BVT AD 24 | DEHN | 1: 399.5888 5: 379.5083 | Dehesheng (Brand) surge protector, BVT series, Maximum surge current2kA, Lightning Arrester | [8 empty] | - | [13 empty] | 27mm*58mm*90mm |  |  | DIN rail mounting |  |  |  | -40℃~80℃ | [9 empty] | - | [11 empty] | 35V(DC) | [8 empty] | BVT AD 24 DEHN | 5 | https://www.unikeyic.com/media/datasheet/ba/bc/9eb9/ba/dcd46951b7394dec5f251071264c5e09.pdf | https://www.unikeyic.com/products/surge-suppressors/bvt-ad-24/12814650.html
BXTU ML2 BD S 0-180 | DEHN | 1: 296.4973 5: 286.1905 | Dehn surge arrester, BXTU series, Maximum surge current20kA, Lightning Arrester | [8 empty] | - | [13 empty] | 12mm*66mm*90mm |  |  | DIN rail mounting |  |  |  | -40℃~80℃ | [9 empty] | - | [11 empty] | 127V(AC), 180V(DC) | [8 empty] | BXTU ML2 BD S 0-180 DEHN | 5 | https://www.unikeyic.com/media/datasheet/20/54/e09c/20/0c52b49b805c79de901e45dbb008eef4.pdf | https://www.unikeyic.com/products/surge-suppressors/bxtu-ml2-bd-s-0-180/12655237.html
BXTU ML4 BD 0-180 | DEHN | 1: 546.5719 5: 518.9944 | Dehn Surge Arrester, BXTU Series, Max Surge Current 20kA, Lightning Arrester | [8 empty] | - | [13 empty] | 12mm*66mm*90mm |  |  | DIN rail mounting |  |  |  | -40℃~80℃ | [9 empty] | - | [11 empty] | 127V(AC), 180V(DC) | [8 empty] | BXTU ML4 BD 0-180 DEHN | 2 | https://www.unikeyic.com/media/datasheet/20/54/e09c/20/0c52b49b805c79de901e45dbb008eef4.pdf | https://www.unikeyic.com/products/surge-suppressors/bxtu-ml4-bd-0-180/12478278.html
C650-180-WH | BOURNS | 3,000: 0.9454 6,000: 0.8887 9,000: 0.8775 | 14V 180mA DFN SMD 8.25mm × 850μm H |  | General Purpose |  | C650 | [20 empty] | 3 (168 Hours) |  | Surface Mount | 1 | [6 empty] | 3-SMD, No Lead | [11 empty] | TBU® |  | 3-DFN | Internal Switch |  |  |  |  | - |  |  |  | 300V |  |  | 14818 | https://www.unikeyic.com/media/datasheet/ce/4c/3479/ce/4171748c5382d8cae6a3dd0548ce330f.pdf | https://www.unikeyic.com/products/surge-suppressors/c650-180-wh/1231042.html
C850-100-WH | BOURNS | 100: 1.0225 1,000: 0.8649 3,000: 0.7911 6,000: 0.7777 | 425V 100mA DFN SMD mount 4mm(Length)*850μm(height) |  | General Purpose |  | C850 | [20 empty] | 3 (168 Hours) |  | Surface Mount | 1 | [6 empty] | 3-SMD, No Lead | [11 empty] | TBU® |  | 3-DFN | Internal Switch |  |  |  |  | - |  |  |  | 425V |  |  |  | https://www.unikeyic.com/media/datasheet/ce/4c/3479/ce/4171748c5382d8cae6a3dd0548ce330f.pdf | https://www.unikeyic.com/products/surge-suppressors/c850-100-wh/12780100.html
CAT6-75-MM | Illinois Tool Works | 6+: 140.4 | 4 PAIR 1GB CAT6 SURGE PROTECTOR | [61 empty] | 12 | https://www.unikeyic.com/media/datasheet/49/e3/2f9d/49e32f9d9df79a29ff49ef7d2f67b201.pdf | https://www.unikeyic.com/products/surge-suppressors/cat6-75-mm/12567018.html
CAT6-LAN-RJ45 | Illinois Tool Works | 6: 140.4 | 4 PAIR 1GB CAT6 SURGE PROTECTOR | None |  |  |  |  | - | - | - |  |  |  |  | - |  |  |  | - | Ground |  |  | Metal |  |  | RJ45 | Vendor Undefined |  | Chassis Mount | [5 empty] | Fuse Holder |  |  | Box |  |  |  |  | International | [5 empty] | - | [6 empty] | 16V | [5 empty] | - |  | 24 | https://www.unikeyic.com/media/about_us/Unikey_ISO_9001_Certification.pdf | https://www.unikeyic.com/products/surge-suppressors/cat6-lan-rj45/1364076.html
CL-120 (RL3004-6.56-59-S8 ) | Amphenol | 2,000: 0.6658 4,000: 0.6273 6,000: 0.5948 | 115V(AC)，230V(AC) 1.7A Plugins PCBinstall，Through hole mounting 4.32mm(width) | [8 empty] | 1.7A | [13 empty] | 4.32mm(width) |  |  | PCBinstall, Through hole mounting |  |  |  | -50℃~175℃ |  |  |  | Plugins | [5 empty] | - |  |  | Non-compliant | [8 empty] | 115V(AC), 230V(AC) | [9 empty] | 4200 | https://www.unikeyic.com/media/about_us/Unikey_ISO_9001_Certification.pdf | https://www.unikeyic.com/products/surge-suppressors/cl-120-rl3004-6-56-59-s8/9261801.html
CL-140A | Amphenol | 150: 0.803 350: 0.781 700: 0.77 1,000: 0.737 2,000: 0.693 5,000: 0.44 10,000: 0.418 25,000: 0.396 | 50Ω~300Ω 240V 890mΩ 1.1A 1.1A Plugins Through hole mounting 4.32mm(width)*4.32mm(height) |  |  |  | CL-14 | [6 empty] | 1.1 A |  |  |  |  | 0.449" (11.40mm) | [5 empty] | 0.250" (6.35mm) |  |  | Not Applicable | [10 empty] | Bulk | [5 empty] | 1772625 |  | 50 Ohms | 890 mOhms |  | CL |  |  |  | ±25% | [10 empty] | 66613 | https://www.unikeyic.com/media/datasheet/33/bf/f232/33/a6e7b6ddcef4c2905ea127de08603fe0.pdf | https://www.unikeyic.com/products/surge-suppressors/cl-140a/12489207.html
CL-170A | Amphenol | 10+: 1.126 50+: 0.9343 100+: 0.862 250+: 0.7747 500+: 0.7144 1,000+: 0.6585 5,000+: 0.5438 | 7Ω~50Ω 330mΩ 2.7A TH 4.57mm W × 4.57mm H | [61 empty] | 4185 | https://www.unikeyic.com/media/datasheet/33/bf/f232/33/a6e7b6ddcef4c2905ea127de08603fe0.pdf | https://www.unikeyic.com/products/surge-suppressors/cl-170a/499509.html
CL-180A | Amphenol | 1,000: 1.0366 5,000: 0.8642 | 7Ω~50Ω 490mΩ 1.7A 1.7A Through hole mounting 4.57mm(width)*4.57mm(height) |  |  |  | CL-18 | [6 empty] | 1.7 A |  |  |  |  | 0.550" (13.97mm) | [5 empty] | 0.328" (8.33mm) |  |  | Not Applicable | [10 empty] | Bulk | [7 empty] | 16 Ohms | 490 mOhms |  | CL |  |  |  | ±25% | [10 empty] | 1559 | https://www.unikeyic.com/media/datasheet/33/bf/f232/33/a6e7b6ddcef4c2905ea127de08603fe0.pdf | https://www.unikeyic.com/products/surge-suppressors/cl-180a/12855762.html
CMSP-CAT6-2 | L-com | 1: 283.1112 5: 264.235 10: 256.4978 25: 246.6176 | LP2-PORT CAT6 INDOOR RJ45 | [8 empty] | - | [16 empty] | wire mounting, base mount | [13 empty] | - | [5 empty] | Bagged | [5 empty] | - | [9 empty] | 1 | https://www.unikeyic.com/media/about_us/Unikey_ISO_9001_Certification.pdf | https://www.unikeyic.com/products/surge-suppressors/cmsp-cat6-2/644147458.html
CMSP-CAT6-4 | L-com | 1: 323.4232 | L-Com CMSP-CAT6-4 RJConnector | [8 empty] | - | [16 empty] | wire mounting, base mount | [13 empty] | - | [5 empty] | Bagged | [5 empty] | - | [9 empty] | 5 | https://www.unikeyic.com/media/about_us/Unikey_ISO_9001_Certification.pdf | https://www.unikeyic.com/products/surge-suppressors/cmsp-cat6-4/687772947.html
CMSP-CAT6T-2 | L-com | 1: 337.9752 10: 291.3181 25: 279.6716 | LP2-PORT GAS TUBE CAT6 INDOOR | 2 |  |  |  |  | - | Hardwired | - |  |  |  |  | - |  |  |  | - | - |  |  | - |  |  | RJ45 | 1 (Unlimited) |  | Chassis Mount | [5 empty] | - |  |  | Bag |  |  |  |  | International | 21289884 |  |  |  |  | - | [6 empty] | - | [5 empty] | - |  | 2 | https://www.unikeyic.com/media/about_us/Unikey_ISO_9001_Certification.pdf | https://www.unikeyic.com/products/surge-suppressors/cmsp-cat6t-2/687778313.html
CMSP-CAT6T-4 | L-com | 1: 330.5988 3: 318.276 5: 299.9745 10: 291.186 20: 285.579 | LP4-PORT GAS TUBE CAT6 INDOOR | [8 empty] | - | [30 empty] | - |  |  | Non-compliant | [8 empty] | - | [9 empty] | 2 | https://www.unikeyic.com/media/about_us/Unikey_ISO_9001_Certification.pdf | https://www.unikeyic.com/products/surge-suppressors/cmsp-cat6t-4/14731966.html
CRH30330 | Roxburgh EMC | 1: 27.0241 5: 25.4096 25: 24.6223 50: 24.1015 100: 23.5686 | Roxburgh EMC , CRH series, 3 Mutually | [8 empty] | - | [13 empty] | 50mm*20mm*57mm |  |  | Flange mounting |  |  |  | -40℃~70℃ | [9 empty] | - | [11 empty] | 500V(AC) | [8 empty] | CRH30330 Roxburgh EMC | 177 | https://www.unikeyic.com/media/datasheet/6c/0f/d4d0/1f/d2cf0e6c91e35eeb20e282faa15dfe89.pdf | https://www.unikeyic.com/products/surge-suppressors/crh30330/5103109.html
DCO SD2 ME 24 | DEHN | 1: 163.6845 5: 155.8364 | Dehn Surge Protector, DCO Series, Max Surge Current 20kA, Type 2 Surge Arrester | [8 empty] | - | [13 empty] | 6mm*87.5mm*94.5mm |  |  | DIN rail mounting |  |  |  | -40℃~80℃ | [9 empty] | - | [11 empty] | 23V(AC), 33V(DC) | [8 empty] | DCO SD2 ME 24 DEHN | 14 | https://www.unikeyic.com/media/datasheet/ca/c5/9af3/ca/6a9a9fc0a56c61cfc28143744fab27d6.pdf | https://www.unikeyic.com/products/surge-suppressors/dco-sd2-me-24/12103792.html
DFL M 255 | DEHN | 1: 161.4803 5: 153.4141 | Dehn surge arrester, DFL series, Maximum surge current3kA, Surge Arrester | [8 empty] | - | [13 empty] | 30mm*11mm*50mm |  |  | horizontal mounting |  |  |  | -25℃~40℃ | [9 empty] | - | [11 empty] | 255V(AC) | [8 empty] | DFL M 255 DEHN | 1 | https://www.unikeyic.com/media/datasheet/c5/de/0f6a/c5/b9d320f8f9477303c1155aad0205e907.pdf | https://www.unikeyic.com/products/surge-suppressors/dfl-m-255/12357504.html
DG M TN 275 FM | DEHN | 1: 293.6269 5: 278.5967 | Dehn surge arrester, DG series, Maximum surge current40kA, 2 Type surge arrester | [8 empty] | - | [13 empty] | 36mm*66mm*90mm |  |  | DIN rail mounting |  |  |  | -40℃~80℃ | [9 empty] | - | [11 empty] | 275V(AC) | [8 empty] | DG M TN 275 FM DEHN | 13 | https://www.unikeyic.com/media/datasheet/03/37/bff9/03/e63993432f4ea18711fb766f16aad4d0.pdf | https://www.unikeyic.com/products/surge-suppressors/dg-m-tn-275-fm/12448587.html
DG M TN ACI 275 FM | DEHN | 1: 440.7795 5: 423.1575 10: 405.5234 | Dehn surge arrester, DG M TN ACI series, Surge Arrester | [8 empty] | - | [13 empty] | 36mm*77mm*90mm |  |  | DIN rail mounting |  |  |  | -40℃~80℃ | [9 empty] | - | [11 empty] | 275V | [9 empty] | 2 | https://www.unikeyic.com/media/about_us/Unikey_ISO_9001_Certification.pdf | https://www.unikeyic.com/products/surge-suppressors/dg-m-tn-aci-275-fm/183178.html
DG M TNC 275 | DEHN | 1: 295.8903 | Dehn DG Series Modular Surge Protector, Max Surge Current 40kA, Type 2 SPD | [8 empty] | - | [13 empty] | 54mm*66mm*90mm |  |  | DIN rail mounting |  |  |  | -40℃~80℃ | [9 empty] | - | [11 empty] | 275V | [8 empty] | DG M TNC 275 DEHN | 11 | https://www.unikeyic.com/media/datasheet/a6/20/b305/a6/dc199c29b698b901ba7fadc38d72a0d0.pdf | https://www.unikeyic.com/products/surge-suppressors/dg-m-tnc-275/12825818.html
DG M TNC 275 FM | DEHN | 1: 474.7396 5: 466.407 10: 458.4257 | Dehesheng (Brand) Modular surge protector, DG series, Maximum surge current40kA, 2 Type surge arrester | [8 empty] | - | [13 empty] | 54mm*66mm*90mm |  |  | DIN rail mounting |  |  |  | -40℃~80℃ | [9 empty] | - | [11 empty] | 275V | [8 empty] | DG M TNC 275 FM DEHN | 8 | https://www.unikeyic.com/media/datasheet/ac/4a/a5a1/ac/7bda8ae9f5d03dc001734f1d55625433.pdf | https://www.unikeyic.com/products/surge-suppressors/dg-m-tnc-275-fm/450729.html
DG M TNC 440 FM | DEHN | 1: 594.1694 5: 583.681 10: 573.9071 | Dehn Modular Surge Protector, DG Series, 40kA Max Surge Current, Type 2 SPD | [8 empty] | - | [13 empty] | 54mm*66mm*90mm |  |  | DIN rail mounting |  |  |  | -40℃~80℃ | [9 empty] | - | [11 empty] | 440V | [8 empty] | DG M TNC 440 FM DEHN | 5 | https://www.unikeyic.com/media/datasheet/64/4a/6617/64/a76139281ec119c8626ca05c58c7920f.pdf | https://www.unikeyic.com/products/surge-suppressors/dg-m-tnc-440-fm/11952441.html
DG M TNS 275 | DEHN | 1: 430.715 | Dehn DG Series Modular Surge Protector, 40kA Max Surge Current, Type 2 SPD | [8 empty] | - | [13 empty] | 72mm*66mm*90mm |  |  | DIN rail mounting |  |  |  | -40℃~80℃ | [9 empty] | - | [11 empty] | 275V(AC) | [8 empty] | DG M TNS 275 DEHN | 2 | https://www.unikeyic.com/media/datasheet/11/6b/533e/11/5734094cf15dec300ea698e843864028.pdf | https://www.unikeyic.com/products/surge-suppressors/dg-m-tns-275/1379584.html
DG M TNS 275 FM | DEHN | 1: 568.0937 | Dehn DG Series Surge Protector, 40kA Max Surge Current, Type 2 | [8 empty] | - | [13 empty] | 72mm*66mm*90mm |  |  | DIN rail mounting |  |  |  | -40℃~80℃ | [9 empty] | - | [11 empty] | 275V(AC) | [8 empty] | DG M TNS 275 FM DEHN | 48 | https://www.unikeyic.com/media/datasheet/11/6b/533e/11/5734094cf15dec300ea698e843864028.pdf | https://www.unikeyic.com/products/surge-suppressors/dg-m-tns-275-fm/12440897.html
DG M TNS ACI 275 FM | DEHN | 1: 1160.4827 5: 1044.432 | Dehn surge arrester, DG M TNS ACI series, Surge Arrester | [8 empty] | - | [13 empty] | 72mm*73mm*90mm |  |  | DIN rail mounting |  |  |  | -40℃~80℃ | [9 empty] | - | [11 empty] | 275V | [9 empty] | 5 | https://www.unikeyic.com/media/about_us/Unikey_ISO_9001_Certification.pdf | https://www.unikeyic.com/products/surge-suppressors/dg-m-tns-aci-275-fm/9591100.html
DG M TT 275 FM | DEHN | 1: 650.7777 5: 618.2346 | Dehesheng (Brand) Modular surge protector, DG series, Maximum surge current40kA, 2 Type surge arrester | [8 empty] | - | [13 empty] | 72mm*66mm*90mm |  |  | DIN rail mounting |  |  |  | -40℃~80℃ | [9 empty] | - | [11 empty] | 275V(AC) | [8 empty] | DG M TT 275 FM DEHN | 11 | https://www.unikeyic.com/media/datasheet/11/6b/533e/11/5734094cf15dec300ea698e843864028.pdf | https://www.unikeyic.com/products/surge-suppressors/dg-m-tt-275-fm/574767.html
DG M TT 2P 275 | DEHN | 1: 230.5511 5: 222.485 | Dehn DG Series Surge Protector, 40kA Max Surge Current, Type 2 | [8 empty] | - | [13 empty] | 36mm*66mm*90mm |  |  | DIN rail mounting |  |  |  | -40℃~80℃ | [9 empty] | - | [11 empty] | 275V(AC) | [8 empty] | DG M TT 2P 275 DEHN | 12 | https://www.unikeyic.com/media/datasheet/82/d9/5c75/82/8a348d06ae6a2e0ba52a4ba2292d3129.pdf | https://www.unikeyic.com/products/surge-suppressors/dg-m-tt-2p-275/12492828.html
DG M WE 600 FM | DEHN | 1: 606.5229 5: 595.9618 10: 585.7883 25: 577.6374 50: 564.4845 | Dehn Modular surge protector, DG series, Maximum surge current15kA, 2 Type surge arrester | [8 empty] | - | [13 empty] | 54mm(Length)*90mm(height) |  |  | DIN rail mounting |  |  |  | -40℃~80℃ | [9 empty] | - | [11 empty] | 600V | [8 empty] | DG M WE 600 FM DEHN | 5 | https://www.unikeyic.com/media/datasheet/b2/b3/a868/b2/69b469cadd8956c5444a186d8052d001.pdf | https://www.unikeyic.com/products/surge-suppressors/dg-m-we-600-fm/12858203.html
DG M YPV SCI 1000 FM | DEHN | 1: 500.6821 | Dehn Modular surge protector, DG series, Maximum surge current25kA, 2 Type surge arrester | [8 empty] | - | [13 empty] | 54mm*66mm*90mm |  |  | DIN rail mounting |  |  |  | -40℃~80℃ | [9 empty] | - | [11 empty] | 1KV | [8 empty] | DG M YPV SCI 1000 FM DEHN | 8 | https://www.unikeyic.com/media/datasheet/80/77/cff7/80/4c5de77da85fbab466579c5a0f029153.pdf | https://www.unikeyic.com/products/surge-suppressors/dg-m-ypv-sci-1000-fm/11980761.html
DG MOD 275 | DEHN | 1: 112.8564 | Dehn Surge Protection Plug, DG series, Maximum surge current40kA, Surge Arrester Protection Module | [8 empty] | - | [13 empty] | 45mm*18mm*51mm |  |  | Through hole mounting | [13 empty] | - | [11 empty] | 275V(AC), 350V(DC) | [8 empty] | DG MOD 275 DEHN | 112 | https://www.unikeyic.com/media/datasheet/24/2f/5b1a/24/610bcc727fabc1b1df301c187a3a37ee.pdf | https://www.unikeyic.com/products/surge-suppressors/dg-mod-275/12754879.html
DG MOD 750 | DEHN | 1: 160.3055 5: 153.8865 10: 147.7339 25: 141.8115 50: 137.5604 | Dehn Surge Protection Plug, DG Series, Type 2 Surge Arrester | [8 empty] | - | [13 empty] | 18mm*51mm*51mm |  |  | Through hole mounting | [13 empty] | - | [11 empty] | 600V | [8 empty] | DG MOD 750 DEHN | 17 | https://www.unikeyic.com/media/datasheet/9d/60/859d/9d/3e8c2af84341c9914868b009de26af47.pdf | https://www.unikeyic.com/products/surge-suppressors/dg-mod-750/11764728.html
DG MOD NPE | DEHN | 1: 147.419 5: 136.2645 | Dehn Surge Protection Plug, DG series, Maximum surge current40kA, Surge Arrester Protection Module | [8 empty] | - | [13 empty] | 45mm*18mm*51mm |  |  | Through hole mounting | [13 empty] | - | [11 empty] | 255V(AC) | [8 empty] | DG MOD NPE DEHN | 7 | https://www.unikeyic.com/media/datasheet/14/45/ceed/14/cc5fb7a6424ee0eed539d271a6cdd036.pdf | https://www.unikeyic.com/products/surge-suppressors/dg-mod-npe/1357625.html
DG S 275 FM | DEHN | 1: 182.8567 5: 176.3893 | Dehn DG Series Modular Surge Protector, 40kA Max Surge Current, Type 2 SPD | [8 empty] | - | [13 empty] | 90mm*18mm*66mm |  |  | Through hole mounting |  |  |  | -40℃~80℃ | [9 empty] | - | [11 empty] | 275V(AC), 350V(DC) | [8 empty] | DG S 275 FM DEHN | 6 | https://www.unikeyic.com/media/datasheet/e1/bc/716d/e1/31476af635643b861e7a41ce135195aa.pdf | https://www.unikeyic.com/products/surge-suppressors/dg-s-275-fm/12325655.html
DG S 385 | DEHN | 1: 79.8478 5: 76.047 10: 74.7147 25: 73.758 | Dehn Modular surge protector, DG series, Maximum surge current20kA, 2 Type surge arrester | [8 empty] | - | [13 empty] | 18mm*66mm*90mm |  |  | DIN rail mounting |  |  |  | -40℃~80℃ | [9 empty] | - | [11 empty] | 500V | [8 empty] | DG S 385 DEHN | 4 | https://www.unikeyic.com/media/datasheet/1b/d1/f33f/1b/43b2b90f0e8db3d36731cb379edfcdab.pdf | https://www.unikeyic.com/products/surge-suppressors/dg-s-385/11970891.html
DG YPV SCI 1000 FM | DEHN | 1: 437.9212 5: 430.2668 10: 422.3339 | Dehn DG Series Modular Surge Protector, Max Surge Current 40kA, Type 2 SPD | [8 empty] | - | [13 empty] | 54mm*73mm*90mm |  |  | DIN rail mounting |  |  |  | -40℃~80℃ | [9 empty] | - | [11 empty] | 1KV | [8 empty] | DG YPV SCI 1000 FM DEHN | 26 | https://www.unikeyic.com/media/datasheet/a7/51/b479/a7/72e9d66798da397b116968a3124aa7ee.pdf | https://www.unikeyic.com/products/surge-suppressors/dg-ypv-sci-1000-fm/12063596.html
DGA FF5 TV | DEHN | 1: 538.1908 5: 516.669 25: 465.0021 | Dehn surge arrester, DGA FF5 TV series, Maximum surge current0.0004kA, Surge Arrester | [8 empty] | - | [13 empty] | 144.9mm*71.5mm*71.5mm |  |  | wall mount |  |  |  | -25℃~55℃ | [9 empty] | - | [11 empty] | 20V | [9 empty] | 2 | https://www.unikeyic.com/media/about_us/Unikey_ISO_9001_Certification.pdf | https://www.unikeyic.com/products/surge-suppressors/dga-ff5-tv/7448777.html
DPA CLE IP66 | DEHN | 1: 636.0382 5: 610.5923 25: 549.5391 | Dehn surge arrester, DPA CLE series, Maximum surge current0.001kA, Surge Arrester | [8 empty] | - | [13 empty] | 118mm*33mm*33mm |  |  | wall mount |  |  |  | -40℃~80℃ | [9 empty] | - | [11 empty] | 8.5V | [9 empty] | 1 | https://www.unikeyic.com/media/about_us/Unikey_ISO_9001_Certification.pdf | https://www.unikeyic.com/products/surge-suppressors/dpa-cle-ip66/24341116.html
DPA M CAT6 RJ 45S 48 | DEHN | 1: 306.6223 5: 285.4396 | Dehn surge arrester, DPA series, Maximum surge current10kA, Surge Arrester | [8 empty] | - | [13 empty] | 80mm*36mm*36mm |  |  | DIN rail mounting |  |  |  | -20℃~60℃ | [9 empty] | - | [11 empty] | 34V(AC), 57V(DC) | [8 empty] | DPA M CAT6 RJ 45S 48 DEHN | 1 | https://www.unikeyic.com/media/datasheet/17/0f/07ea/17/52a368ecb615226cce1c99cab4cd1e84.pdf | https://www.unikeyic.com/products/surge-suppressors/dpa-m-cat6-rj-45s-48/11927875.html
DPA M CLD RJ45B 48 | DEHN | 1: 190.4748 5: 182.8567 10: 175.2266 | Dehn surge arrester, DPA M CLD series, Maximum surge current0.001kA, Surge Arrester | [8 empty] | - | [13 empty] | 19mm*36mm*75mm |  |  | DIN rail mounting |  |  |  | -40℃~80℃ | [9 empty] | - | [11 empty] | 48V | [9 empty] | 86 | https://www.unikeyic.com/media/about_us/Unikey_ISO_9001_Certification.pdf | https://www.unikeyic.com/products/surge-suppressors/dpa-m-cld-rj45b-48/16494154.html
DPA M CLE RJ45B 48 | DEHN | 1: 353.3478 5: 340.5462 | Dehn Surge protection connector, DPA series, Maximum surge current10kA, Surge Arrester | [8 empty] | - | [13 empty] | 75mm*36mm*36mm |  |  | DIN rail mounting |  |  |  | -40℃~80℃ | [9 empty] | - | [11 empty] | 34V(AC), 57V(DC) | [8 empty] | DPA M CLE RJ45B 48 DEHN | 21 | https://www.unikeyic.com/media/datasheet/d0/02/6d7c/d0/91589e6d7224767e315e3a8b11bbbdca.pdf | https://www.unikeyic.com/products/surge-suppressors/dpa-m-cle-rj45b-48/666494.html
DPO2036DBB-7 | DIODES | 3,000: 0.3631 9,000: 0.3492 | 4-Ch Over-Voltage Protection For CC/SBU Pins on Usb Type-C |  | - |  | DPO2036 | [20 empty] | 1 (Unlimited) |  | Surface Mount | 4 | [6 empty] | 12-UFQFN Exposed Pad | [6 empty] | 12759190 |  |  |  |  | - |  | U-QFN2020-12 (Type B) | Internal Switch |  |  |  |  | 7V | [6 empty] | 20385 | https://www.unikeyic.com/media/datasheet/dd/f8/8ca4/ddf88ca4a26fcc354c54762f6a949ce1.pdf | https://www.unikeyic.com/products/surge-suppressors/dpo2036dbb-7/12860834.html
DPO2039DABQ-13 | DIODES | 10: 0.622 100: 0.5573 500: 0.5474 1,000: 0.5374 2,500: 0.5374 5,000: 0.5374 | OVERVOLTAGE PROTECTION, -40 TO 150DEG C; |  | - |  | DPO2039 | [20 empty] | 1 (Unlimited) |  | Surface Mount | 4 | [6 empty] | 16-UFQFN Exposed Pad | [6 empty] | 13180978 |  |  |  |  | - |  | U-QFN3030-16 (Type B) | Internal Switch |  |  |  |  | 7V | [6 empty] | 87 | https://www.unikeyic.com/media/datasheet/c4/ef/24ef/c4ef24ef29489c2f387edfa1e4271359.pdf | https://www.unikeyic.com/products/surge-suppressors/dpo2039dabq-13/12128241.html
DR M 2P 255 | DEHN | 1: 150.1925 5: 135.1745 | Dehn Modular surge protector, DR series, Maximum surge current5kA, Surge Arrester | [8 empty] | - | [13 empty] | 90mm*18mm*66mm |  |  | DIN rail mounting |  |  |  | -40℃~80℃ | [9 empty] | - | [11 empty] | 255V(AC)(DC) | [8 empty] | DR M 2P 255 DEHN | 95 | https://www.unikeyic.com/media/datasheet/a8/b6/e247/a8/742574d4c4e02c9bb4ca8f30fb8da9eb.pdf | https://www.unikeyic.com/products/surge-suppressors/dr-m-2p-255/12001974.html
DR M 2P 255 FM | DEHN | 1: 153.4383 5: 145.9535 | Dehn Modular surge protector, DR series, Maximum surge current5kA, Surge Arrester | [8 empty] | - | [13 empty] | 90mm*18mm*66mm |  |  | DIN rail mounting |  |  |  | -40℃~80℃ | [9 empty] | - | [11 empty] | 255V(AC)(DC) | [8 empty] | DR M 2P 255 FM DEHN | 46 | https://www.unikeyic.com/media/datasheet/a8/b6/e247/a8/742574d4c4e02c9bb4ca8f30fb8da9eb.pdf | https://www.unikeyic.com/products/surge-suppressors/dr-m-2p-255-fm/571204.html
DR M 4P 255 FM | DEHN | 1: 377.195 5: 358.3377 | Dehn Modular surge protector, DR series, Maximum surge current8kA, Surge Arrester | [8 empty] | - | [13 empty] | 90mm*36mm*66mm |  |  | DIN rail mounting |  |  |  | -40℃~80℃ | [9 empty] | - | [11 empty] | 440V(AC) | [8 empty] | DR M 4P 255 FM DEHN | 30 | https://www.unikeyic.com/media/datasheet/39/e0/a42c/39/43332d1bd5153e5e1fc37bedc44f2ee4.pdf | https://www.unikeyic.com/products/surge-suppressors/dr-m-4p-255-fm/552918.html
DR MOD 255 | DEHN | 1: 141.7267 5: 136.8943 | Dehn Surge Protection Plug, DR series, Maximum surge current5kA, Surge Arrester Protection Module | [8 empty] | - | [13 empty] | 45mm*18mm*51mm |  |  | Through hole mounting | [13 empty] | - | [11 empty] | 255V(AC)(DC) | [8 empty] | DR MOD 255 DEHN | 6 | https://www.unikeyic.com/media/datasheet/79/32/7adf/79/1b0780786012b6a22f6b937b8cda9bbb.pdf | https://www.unikeyic.com/products/surge-suppressors/dr-mod-255/12479564.html
DRC LC M1+ | DEHN | 1: 1626.0903 5: 1577.2938 | Dehesheng (Brand) Lifecheck Surge tester, DRC series, SPD Test Equipment | [8 empty] | - | [13 empty] | 122mm*69mm*33mm | [6 empty] | -20℃~60℃ | [9 empty] | - | [11 empty] | - | [8 empty] | DRC LC M1+ DEHN | 1 | https://www.unikeyic.com/media/datasheet/ab/fb/3089/ab/298691f6f3db6f431301d1ea72f5d767.pdf | https://www.unikeyic.com/products/surge-suppressors/drc-lc-m1/1131120.html
DRC MCM XT | DEHN | 1: 705.0122 | Dehn Modular surge protector, DRC series, Maximum surge current0.001kA, Surge monitor | [8 empty] | - | [16 empty] | DIN rail mounting |  |  |  | -20℃~60℃ | [9 empty] | - | [11 empty] | 48V(DC) | [8 empty] | DRC MCM XT DEHN | 1 | https://www.unikeyic.com/media/datasheet/d3/4d/944d/d3/c842f297f260e456f27d0b6bc198f2cb.pdf | https://www.unikeyic.com/products/surge-suppressors/drc-mcm-xt/12582683.html
DSH TT 255 FM | DEHN | 1: 1650.422 5: 1584.4032 10: 1518.3844 | Dehn surge arrester, DSH TT series, Surge Arrester | [8 empty] | - | [13 empty] | 72mm*68mm*90mm |  |  | DIN rail mounting |  |  |  | -40℃~80℃ | [9 empty] | - | [11 empty] | 230V, 400V | [9 empty] | 4 | https://www.unikeyic.com/media/about_us/Unikey_ISO_9001_Certification.pdf | https://www.unikeyic.com/products/surge-suppressors/dsh-tt-255-fm/5384281.html
DSUT1CSU | Tripp Lite | 1+: 32.1673 | 200A, Wire Mount | [61 empty] | 4 | https://www.unikeyic.com/media/datasheet/94/d6/e29b/94/9f7dc81fe2e8f81a1f9f7c0de1468554.pdf | https://www.unikeyic.com/products/surge-suppressors/dsut1csu/17637532.html
DT-TELE-RJ45 | PHOENIX CONTACT | 1: 150.3621 5: 145.8445 | 250V (Volts) DINRail installation 63mm*25mm*25mm | [8 empty] | - | [13 empty] | 63mm*25mm*25mm |  |  | DIN rail mounting |  |  |  | -40℃~85℃ | [9 empty] | - | [11 empty] | 250V (Volts) | [8 empty] | DT-TELE-RJ45 PHOENIX CONTACT | 1 | https://www.unikeyic.com/media/datasheet/c9/b1/0aca/c9/096119ea46eb29bc310664600b4bb8fe.pdf | https://www.unikeyic.com/products/surge-suppressors/dt-tele-rj45/12868808.html
DTEL2 | Tripp Lite | 1: 17.7228 5: 16.5391 10: 16.0542 25: 15.4358 50: 14.9839 100: 14.5451 | 250A wire mounting 25.4mm(Length)*88.9mm(height) | None |  |  |  |  | - | - | - |  |  |  |  | - |  |  |  | - | - |  |  | Plastic |  |  | RJ11, RJ45 | Not Applicable |  | - | [5 empty] | None |  |  | Bulk |  |  |  |  | International | [5 empty] | DataShield® | [6 empty] | - | [5 empty] | - |  | 111 | https://www.unikeyic.com/media/datasheet/6e/5e/bdd4/6e/fd3f5bda451a9e540b4486cecd0adaff.pdf | https://www.unikeyic.com/products/surge-suppressors/dtel2/474740.html
DV M TN 255 | DEHN | 1: 923.4035 5: 895.7049 | Dehn Modular Surge Protector, DV Series, Max Surge Current 50kA, Lightning Arrester | [8 empty] | - | [13 empty] | 90mm*72mm*72mm |  |  | DIN rail mounting |  |  |  | -40℃~60℃ | [9 empty] | - | [11 empty] | 255V(AC) | [8 empty] | DV M TN 255 DEHN | 1 | https://www.unikeyic.com/media/datasheet/40/fd/5e6e/40/9638d7ffaa84302c2ba5ef5ed5c80f30.pdf | https://www.unikeyic.com/products/surge-suppressors/dv-m-tn-255/12342423.html
DVSC2440 | Roxburgh EMC | 1: 252.8742 | Roxburgh EMC Surge suppressor device, DVS series, Maximum surge current40kA, 1 Type surge arrester，2 Type surge arrester | [8 empty] | - | [13 empty] | 35mm*68mm*90mm |  |  | DIN rail mounting |  |  |  | -40℃~80℃ | [9 empty] | - | [11 empty] | 40V(AC), 56V(DC) | [8 empty] | DVSC2440 Roxburgh EMC | 1 | https://www.unikeyic.com/media/datasheet/f9/24/d958/f9/1d35257d55b216061461944982b01437.pdf | https://www.unikeyic.com/products/surge-suppressors/dvsc2440/711995.html
ECO350UPS | Tripp Lite | 1: 122.1842 5: 114.0381 10: 110.7 25: 106.4358 50: 103.3195 100: 100.2945 | UPS ECO GREEN BATTERY BACK UP | 6 (3 UPS, 3 Surge Only) | Desktop, Home Theater | - |  |  |  |  | 6' (1.83m) | [10 empty] | Desktop | 3.000" (76.20mm) |  |  |  | RJ11 | Not Applicable | [6 empty] | NEMA 5-15R (6) |  |  |  | Bulk | 350VA / 180W | [9 empty] | ECO | 6.400" L x 8.000" W (162.56mm x 203.20mm) | [11 empty] | 5.2 lbs (2.4 kg) |  | 5 | https://www.unikeyic.com/media/datasheet/5a/ea/e8ab/d2/7b63bd66d0327943e02d0e3d3f76b3ac.pdf | https://www.unikeyic.com/products/surge-suppressors/eco350ups/28901489.html
ECO850LCD | Tripp Lite | 1+: 168.4044 5+: 157.181 10+: 152.5792 25+: 146.7007 50+: 142.406 | UPS ECO GREEN BATTERY BACK UP | [61 empty] | 3 | https://www.unikeyic.com/media/datasheet/5a/ea/e8ab/e7/4f822b69a729551a4db1142e39088bc5.pdf | https://www.unikeyic.com/products/surge-suppressors/eco850lcd/29410715.html
ELP-CAT5 | L-com | 1: 95.0173 2: 88.6828 3: 87.0992 5: 87.0992 10: 85.5156 20: 85.5156 | SURGE PROTECTOR, DATA LINE, 1PORT, CABLE; | [8 empty] | - | [30 empty] | - |  |  | Non-compliant | [8 empty] | - | [9 empty] | 2 | https://www.unikeyic.com/media/about_us/Unikey_ISO_9001_Certification.pdf | https://www.unikeyic.com/products/surge-suppressors/elp-cat5/7138196.html
ELP-CAT6 | L-com | 1: 159.0257 5: 156.1343 10: 156.1343 | SURGE PROTECTOR, DATA LINE, 1PORT, CABLE; | [8 empty] | - | [30 empty] | - | [11 empty] | - | [9 empty] | 3 | https://www.unikeyic.com/media/about_us/Unikey_ISO_9001_Certification.pdf | https://www.unikeyic.com/products/surge-suppressors/elp-cat6/682082572.html
EPS-2069BL | CHIP QUIK | 1+: 91.9188 | Wall Mount, 120V | [61 empty] | 1 |  | https://www.unikeyic.com/products/surge-suppressors/eps-2069bl/12534188.html
ESG 6 | BLOCK Transformatoren-Elektronik | 1: 101.9732 5: 101.9732 10: 100.1191 50: 100.1191 | INRUSH CURRENT LIMITER, 230V, 16A; | [8 empty] | - | [30 empty] | - | [11 empty] | - | [9 empty] | 6 | https://www.unikeyic.com/media/about_us/Unikey_ISO_9001_Certification.pdf | https://www.unikeyic.com/products/surge-suppressors/esg-6/30095920.html
ESP DC05 D1/RS | furse | 1: 346.6382 5: 311.9634 | WJ Furse Surge suppressor device, ESP-DCD1 series, Power Protector | [8 empty] | - | [13 empty] | 90mm(height) |  |  | DIN rail mounting |  |  |  | -40℃~80℃ | [9 empty] | - | [11 empty] | 5V(DC) | [9 empty] | 6 | https://www.unikeyic.com/media/about_us/Unikey_ISO_9001_Certification.pdf | https://www.unikeyic.com/products/surge-suppressors/esp-dc05-d1-rs/6314825.html
ESP DC12 D1 | furse | 1: 963.5284 5: 867.1707 | WJ Furse , ESP-DCD1 series, Power Protector | [8 empty] | - | [16 empty] | DIN rail mounting |  |  |  | -40℃~80℃ | [9 empty] | - | [11 empty] | 15V(DC) | [9 empty] | 1 | https://www.unikeyic.com/media/about_us/Unikey_ISO_9001_Certification.pdf | https://www.unikeyic.com/products/surge-suppressors/esp-dc12-d1/542202.html
ESP-100-POE | TE Connectivity | 1: 78.221 10: 68.6772 | Network Lightning Surge Protector 7.5V 70V Clamp Voltage | None |  |  | ESP-100 |  | - | - | - |  |  |  |  | - |  |  |  | - | Ground |  |  | Aluminum |  |  | RJ45 | 1 (Unlimited) |  | Chassis Mount | [5 empty] | - |  |  | Box |  |  |  |  | International | 2392190 |  |  |  |  | ESP | [6 empty] | - | [5 empty] | 0.15 lb (68.04 g) |  | 697 | https://www.unikeyic.com/media/about_us/Unikey_ISO_9001_Certification.pdf | https://www.unikeyic.com/products/surge-suppressors/esp-100-poe/442903.html
EVMA8365X | Tripp Lite | 1: 4032.5222 | EATON G4 3-PHASE MANAGED RACK PD | [8 empty] | - | [16 empty] | vertical mounting, Bracket mounting | [13 empty] | - |  |  | Compliant |  |  | boxed | [5 empty] | - | [8 empty] | EVMA8365X Tripp Lite | 8 | https://www.unikeyic.com/media/datasheet/47/2c/23f2/47/8b54e5fd1234e6c07a8f256a313a7926.pdf | https://www.unikeyic.com/products/surge-suppressors/evma8365x/715870540.html
EVMAGU23X | Tripp Lite | 1+: 3545.7542 | EATON G4 UNIVERSAL-INPUT MANAGED | [61 empty] | 4 | https://www.unikeyic.com/media/datasheet/c6/3a/347e/c6/8f3fa012e414083301d475627e0a238a.pdf | https://www.unikeyic.com/products/surge-suppressors/evmagu23x/700767998.html
EVMAGU23X-E | Tripp Lite | 1: 3543.7824 | EATON G4 UNIVERSAL-INPUT MANAGED | [8 empty] | - | [16 empty] | vertical mounting, Bracket mounting | [13 empty] | - |  |  | Compliant |  |  | boxed | [5 empty] | - | [8 empty] | EVMAGU23X-E Tripp Lite | 1 | https://www.unikeyic.com/media/datasheet/8a/69/a982/8a/535fc095bfa5bf8d214a65affd3b4557.pdf | https://www.unikeyic.com/products/surge-suppressors/evmagu23x-e/700763997.html
EVMAL620A | Tripp Lite | 1: 1792.2416 | EATON G4 SINGLE-PHASE MANAGED RA | [8 empty] | - | [16 empty] | vertical mounting, Bracket mounting | [13 empty] | - |  |  | Compliant |  |  | boxed | [5 empty] | - | [8 empty] | EVMAL620A Tripp Lite | 6 | https://www.unikeyic.com/media/datasheet/de/c1/ec2b/de/de13a208f96e15b5954a01467672893a.pdf | https://www.unikeyic.com/products/surge-suppressors/evmal620a/720375116.html
EVMAL630A | Tripp Lite | 1: 2458.7064 | EATON G4 SINGLE-PHASE MANAGED RA | [8 empty] | - | [16 empty] | vertical mounting, Bracket mounting | [13 empty] | - |  |  | Compliant |  |  | boxed | [5 empty] | - | [8 empty] | EVMAL630A Tripp Lite | 2 | https://www.unikeyic.com/media/datasheet/d4/8a/9868/d48a98687e72233b64099433664a6b5c.pdf | https://www.unikeyic.com/products/surge-suppressors/evmal630a/726727468.html
EVMI8365X | Tripp Lite | 1: 3379.3848 | EATON G4 3-PHASE METERED INPUT R | [8 empty] | - | [16 empty] | vertical mounting, Bracket mounting | [13 empty] | - |  |  | Compliant |  |  | boxed | [5 empty] | - | [8 empty] | EVMI8365X Tripp Lite | 1 | https://www.unikeyic.com/media/datasheet/bc/c0/b569/bc/48340d1c748b3b79aeffd7b7480f6ffb.pdf | https://www.unikeyic.com/products/surge-suppressors/evmi8365x/700582597.html
EZ9L33620 | Schneider Electric | 1: 99.7385 10: 82.5858 | 230V clip mounting 103mm(Length)*90mm(height) | [8 empty] | - | [13 empty] | 103mm(Length)*90mm(height) |  |  | clip mounting |  |  |  | -5℃~60℃ | [9 empty] | - | [11 empty] | 230V | [9 empty] | 20 | https://www.unikeyic.com/media/about_us/Unikey_ISO_9001_Certification.pdf | https://www.unikeyic.com/products/surge-suppressors/ez9l33620/997736335.html
FP13-RS | TE Connectivity | 1: 124.2016 50: 117.2376 | Tyco Electronics Surge suppressor device, FP series, Maximum surge current13.5kA, Power Protector | [8 empty] | - | [13 empty] | 93mm*63mm*63mm |  |  | Through hole mounting | [13 empty] | - | [11 empty] | 250V(AC) | [9 empty] | 24 | https://www.unikeyic.com/media/about_us/Unikey_ISO_9001_Certification.pdf | https://www.unikeyic.com/products/surge-suppressors/fp13-rs/11799988.html
FP7-RS | TE Connectivity | 1: 92.6879 50: 89.9023 | TE Connectivity Surge Suppressor Device, FP Series, Max Surge Current 13.5kA, Power Protector | [8 empty] | - | [13 empty] | 93mm*63mm*63mm |  |  | Through hole mounting | [13 empty] | - | [11 empty] | 250V(AC) | [9 empty] | 19 | https://www.unikeyic.com/media/about_us/Unikey_ISO_9001_Certification.pdf | https://www.unikeyic.com/products/surge-suppressors/fp7-rs/12840672.html
HGLN-CAT5-2 | L-com | 1: 129.1248 10: 108.5713 25: 103.4407 100: 97.8022 | LPINDOOR CAT5 SHIELDED RJ45 | 1 |  |  |  |  | RJ45 | Hardwired | - |  |  |  |  | - |  |  |  | - | - |  |  | Aluminum |  |  | RJ45 | 1 (Unlimited) |  | Chassis Mount | [5 empty] | - |  |  | Bag |  |  |  |  | International | 21288425 |  |  |  |  | HGLN | [6 empty] | - | [5 empty] | - |  | 6 | https://www.unikeyic.com/media/about_us/Unikey_ISO_9001_Certification.pdf | https://www.unikeyic.com/products/surge-suppressors/hgln-cat5-2/644147192.html
HGLN-CAT5EJW | L-com | 1+: 149.1048 10+: 125.8621 25+: 120.0593 | LPCAT5E INDR SHIELDED RJ45 | [61 empty] | 5 |  | https://www.unikeyic.com/products/surge-suppressors/hgln-cat5ejw/644137252.html
HGLN-CAT5EJW24 | L-com | 1: 149.4936 5: 139.5295 10: 135.4439 25: 130.2264 50: 126.4134 | LPCAT5E INDOOR RJ45 24V POE | [8 empty] | - | [30 empty] | - | [5 empty] | Bagged | [5 empty] | - | [9 empty] | 7 | https://www.unikeyic.com/media/about_us/Unikey_ISO_9001_Certification.pdf | https://www.unikeyic.com/products/surge-suppressors/hgln-cat5ejw24/726454768.html
HGLN-CAT5J | L-com | 1: 99.7548 2: 93.1045 3: 91.4419 5: 91.4419 10: 89.7793 20: 89.7793 | SURGE PROTECTOR, 2 PORT; Suppressor Type:Ethernet Surge Protector; No. of LAN Ports (Input):2Ports; Peak Surge Current:-; Suppressor Mounting:-; Product Range:- 23T6200 | [8 empty] | - | [30 empty] | - | [11 empty] | - | [8 empty] | HGLN-CAT5J L-com | 1 | https://www.unikeyic.com/media/datasheet/b3/e8/2c62/b3/1c34d12b54602e9dee7052550ccded64.pdf | https://www.unikeyic.com/products/surge-suppressors/hgln-cat5j/30418227.html
HGLN-CAT6 | L-com | 1: 165.24 5: 154.2283 10: 149.7118 25: 143.9454 50: 139.7306 | LP INDOOR CAT6 SHIELED RJ45 | [8 empty] | - | [16 empty] | wire mounting, base mount | [13 empty] | - | [5 empty] | Bagged | [5 empty] | - | [9 empty] | 6 | https://www.unikeyic.com/media/about_us/Unikey_ISO_9001_Certification.pdf | https://www.unikeyic.com/products/surge-suppressors/hgln-cat6/644127248.html
HGLN-CAT6-HP | L-com | 1: 217.9224 10: 185.7892 25: 177.768 | LPINDOOR CAT6 HI-PWR RJ45 SHD | [8 empty] | - | [16 empty] | wire mounting, base mount | [13 empty] | - | [5 empty] | Bagged | [5 empty] | - | [9 empty] | 10 | https://www.unikeyic.com/media/about_us/Unikey_ISO_9001_Certification.pdf | https://www.unikeyic.com/products/surge-suppressors/hgln-cat6-hp/644146941.html
HGLN-CAT6AJ | L-com | 1: 218.6892 5: 204.1114 10: 198.1357 25: 190.5029 50: 184.926 | LP,INDOOR CAT6A POE SHIELDED | 1 |  |  |  |  | RJ45 | Hardwired | - |  |  |  |  | - |  |  |  | - | - |  |  | Aluminum |  |  | RJ45 | 1 (Unlimited) |  | Chassis Mount | [5 empty] | - |  |  | Bag |  |  |  |  | International | 21287779 |  |  |  |  | HGLN | [6 empty] | - | [5 empty] | - |  | 10 | https://www.unikeyic.com/media/about_us/Unikey_ISO_9001_Certification.pdf | https://www.unikeyic.com/products/surge-suppressors/hgln-cat6aj/8218675.html
HGLN-CAT6JT | L-com | 1+: 205.74 10+: 175.1436 25+: 167.5054 | Surge Suppressors Cable Mount Lightning | [61 empty] | 2 |  | https://www.unikeyic.com/products/surge-suppressors/hgln-cat6jt/644153349.html
HGLN-DSL | L-com | 1: 154.008 | LPINDOOR DSL/PHONE RJ11 JACK | [8 empty] | - | [30 empty] | - | [11 empty] | - | [9 empty] | 2 | https://www.unikeyic.com/media/about_us/Unikey_ISO_9001_Certification.pdf | https://www.unikeyic.com/products/surge-suppressors/hgln-dsl/709520972.html
HGLN-DT | L-com | 1: 183.1464 5: 170.9381 10: 165.9334 25: 159.5406 50: 154.8698 | LPDSL/PHONE SINGLE LINE RJ11 | [8 empty] | - | [30 empty] | - | [11 empty] | - | [9 empty] | 2 | https://www.unikeyic.com/media/about_us/Unikey_ISO_9001_Certification.pdf | https://www.unikeyic.com/products/surge-suppressors/hgln-dt/869633221.html
HGLND-CAT6-HP | L-com | 1: 260.82 5: 248.6295 10: 231.294 20: 227.556 50: 223.2615 100: 222.705 | LPDIN MTD CAT6 HI-PWR RJ45 SH | 1 |  |  |  |  | RJ45 | Hardwired | - |  |  |  |  | - |  |  |  | - | - |  |  | Aluminum |  |  | RJ45 | 1 (Unlimited) |  | Chassis Mount | [5 empty] | - |  |  | Bag |  |  |  |  | International | 21288847 |  |  |  |  | HGLN | [6 empty] | - | [5 empty] | - |  | 2 | https://www.unikeyic.com/media/about_us/Unikey_ISO_9001_Certification.pdf | https://www.unikeyic.com/products/surge-suppressors/hglnd-cat6-hp/683472644.html
HGLND-CAT6J | L-com | 1: 186.2632 10: 158.1525 25: 151.1342 | DIN 3 Rail Mount 10/100/1000 Base-T Shielded CAT6 PoE Compatible Lightning Protector | 1 |  |  |  |  | RJ45 | Hardwired | - |  |  |  |  | - |  |  |  | - | - |  |  | Aluminum |  |  | RJ45 | 1 (Unlimited) |  | DIN Rail | [5 empty] | - |  |  | Bag |  |  |  |  | International | 21288098 |  |  |  |  | - | [6 empty] | - | [5 empty] | - |  | 6 | https://www.unikeyic.com/media/about_us/Unikey_ISO_9001_Certification.pdf | https://www.unikeyic.com/products/surge-suppressors/hglnd-cat6j/644134146.html
I2R-T2DC-48S-LC | L-com | 1: 163.8036 10: 133.637 | SPD TYPE 2 85VDC MCOV 1 POLE | [8 empty] | - | [30 empty] | - | [5 empty] | Bagged | [5 empty] | - | [9 empty] | 5 | https://www.unikeyic.com/media/about_us/Unikey_ISO_9001_Certification.pdf | https://www.unikeyic.com/products/surge-suppressors/i2r-t2dc-48s-lc/727702957.html
I2R-T2DC-500T-LC | L-com | 1: 205.3655 5: 201.6316 10: 201.6316 | SURGE ARRESTER, 2 POLE, 20KA, 560VDC; | [8 empty] | - | [30 empty] | - | [11 empty] | - | [9 empty] | 3 | https://www.unikeyic.com/media/about_us/Unikey_ISO_9001_Certification.pdf | https://www.unikeyic.com/products/surge-suppressors/i2r-t2dc-500t-lc/869722814.html
IBAR12-20T | Tripp Lite | 1+: 311.8068 5+: 311.0076 10+: 305.1648 25+: 300.4452 | 20A Bracket Mount, Horizontal Mount 444.5mm L × 44.45mm H | [61 empty] | 3 | https://www.unikeyic.com/media/datasheet/c8/03/2fac/c8/fbf0fcea6f50b92528281607ec917177.pdf | https://www.unikeyic.com/products/surge-suppressors/ibar12-20t/1478689.html
IBAR4-6D | Tripp Lite | 1+: 110.0382 5+: 102.7025 10+: 100.1804 | SURGE SUPPR 4OUT 6'CORD | [61 empty] | 18 | https://www.unikeyic.com/media/datasheet/32/15/3e67/32/c68415f6ae4c71d1ff3b1a42ae591b79.pdf | https://www.unikeyic.com/products/surge-suppressors/ibar4-6d/17485889.html
IBAR6-6D | Tripp Lite | 1+: 113.9379 5+: 106.342 10+: 103.2276 25+: 99.2515 50+: 96.3457 100+: 93.5245 | SURGE SUPPRSSR 6OUT 6'CORD | [61 empty] | 30 | https://www.unikeyic.com/media/datasheet/32/3a/c0dd/323ac0dd58912042a9b8484f913ecba9.pdf | https://www.unikeyic.com/products/surge-suppressors/ibar6-6d/646931.html
ICL-16R | Mean-Well USA, Inc. | 1: 18.6789 10: 17.9872 50: 17.2953 | Mean Well Inlet Filter, ICLseries, Used for Circuit Breakers，Power | [17 empty] | Thermally Protected | Module Only | [5 empty] | Not Applicable |  | DIN Rail |  | 1 |  | -30°C ~ 70°C |  |  |  |  | Box | [5 empty] | 10659783 |  |  |  |  | ICL | [14 empty] | 251 | https://www.unikeyic.com/media/pdf/HTMLDatasheet/mean-well-usa-inc/d9/7d/90f4/icl-16r/2025/11/icl-16r.pdf | https://www.unikeyic.com/products/surge-suppressors/icl-16r/12338492.html
ICL050D25MIC | EATON | 1: 3.7375 10: 2.806 25: 2.387 50: 2.214 100: 2.1492 250: 2.106 500: 1.8684 1,000: 1.8036 2,500: 1.674 | [11 empty] | 20 A |  |  |  |  | 1.102" (28.00mm) | [5 empty] | 0.295" (7.50mm) |  |  | Not Applicable | [10 empty] | Bulk | [5 empty] | 16904031 |  | 500 mOhms |  |  | ICL |  |  |  | ±20% | [10 empty] | 100 | https://www.unikeyic.com/media/datasheet/a1/fc/a317/a1fca31732589e43e2fbb490fd2ca76f.pdf | https://www.unikeyic.com/products/surge-suppressors/icl050d25mic/1461639.html
ICL050D30MIC | EATON | 1: 3.5535 10: 3.135 25: 3.091 50: 2.5488 100: 2.3436 250: 2.1168 | ICL 500 MOHM 20% 30A 34MM | [10 empty] | 30 A |  |  |  |  | 1.339" (34.00mm) | [5 empty] | 0.295" (7.50mm) |  |  | Not Applicable | [10 empty] | Bulk | [7 empty] | 500 mOhms |  |  | ICL |  |  |  | ±20% | [10 empty] | 80 | https://www.unikeyic.com/media/datasheet/a1/fc/a317/a1fca31732589e43e2fbb490fd2ca76f.pdf | https://www.unikeyic.com/products/surge-suppressors/icl050d30mic/12022367.html
ICL070D11MIB | EATON | 25: 0.3358 100: 0.2691 500: 0.2123 1,000: 0.1933 5,000: 0.1696 10,000: 0.1404 25,000: 0.1382 | Epoxy Sealed Inrush Current Limiter, Radial Lead NTC Thermistor | [10 empty] | 6 A |  |  |  |  | 0.472" (12.00mm) | [5 empty] | 0.197" (5.00mm) |  |  | Not Applicable | [10 empty] | Bulk | [5 empty] | 16904122 |  | 700 mOhms |  |  | ICL |  |  |  | ±20% | [10 empty] | 999 | https://www.unikeyic.com/media/datasheet/a1/fc/a317/a1fca31732589e43e2fbb490fd2ca76f.pdf | https://www.unikeyic.com/products/surge-suppressors/icl070d11mib/574798.html
ICL070D15MIC | EATON | 50: 0.4547 100: 0.4365 250: 0.4365 | THERMISTOR, ICL NTC, 0.7 OHM, 15MM DISC; | [10 empty] | 8 A |  |  |  |  | 0.630" (16.00mm) | [5 empty] | 0.295" (7.50mm) |  |  | Not Applicable | [10 empty] | Bulk | [5 empty] | 16904005 |  | 700 mOhms |  |  | ICL |  |  |  | ±20% | [10 empty] | 412 | https://www.unikeyic.com/media/datasheet/a1/fc/a317/a1fca31732589e43e2fbb490fd2ca76f.pdf | https://www.unikeyic.com/products/surge-suppressors/icl070d15mic/12447373.html
ICL070D18MIC | EATON | 20: 1.2489 40: 1.119 100: 1.119 | Epoxy Sealed Inrush Current Limiter Radial Lead NTC Thermistor | [10 empty] | 15 A |  |  |  |  | 0.748" (19.00mm) | [5 empty] | 0.295" (7.50mm) |  |  | Not Applicable | [10 empty] | Bulk | [5 empty] | 16904025 |  | 700 mOhms |  |  | ICL |  |  |  | ±20% | [10 empty] | 129 | https://www.unikeyic.com/media/datasheet/a1/fc/a317/a1fca31732589e43e2fbb490fd2ca76f.pdf | https://www.unikeyic.com/products/surge-suppressors/icl070d18mic/1456913.html
ICL070D20MIC | EATON | 10: 1.3944 20: 1.3944 40: 1.2494 100: 1.2494 | Epoxy Sealed Inrush Current Limiter, Radial Lead NTC Thermistor | [10 empty] | 18 A |  |  |  |  | 0.906" (23.00mm) | [5 empty] | 0.295" (7.50mm) |  |  | Not Applicable | [10 empty] | Bulk | [5 empty] | 16904054 |  | 700 mOhms |  |  | ICL |  |  |  | ±20% | [10 empty] | 172 | https://www.unikeyic.com/media/datasheet/a1/fc/a317/a1fca31732589e43e2fbb490fd2ca76f.pdf | https://www.unikeyic.com/products/surge-suppressors/icl070d20mic/12767474.html
ICL070D25MIC | EATON | 10: 2.4371 20: 2.3396 50: 2.1837 | THERMISTOR, ICL NTC, 0.7 OHM, 25MM DISC; | [10 empty] | 20 A |  |  |  |  | 1.102" (28.00mm) | [5 empty] | 0.295" (7.50mm) |  |  | Not Applicable | [10 empty] | Bulk | [5 empty] | 16904091 |  | 700 mOhms |  |  | ICL |  |  |  | ±20% | [10 empty] | 104 | https://www.unikeyic.com/media/datasheet/a1/fc/a317/a1fca31732589e43e2fbb490fd2ca76f.pdf | https://www.unikeyic.com/products/surge-suppressors/icl070d25mic/12546901.html
ICL070D30MIC | EATON | 5: 2.9949 10: 2.9949 20: 2.6834 50: 2.6834 | THERMISTOR, ICL NTC, 0.7 OHM, 30MM DISC; | [10 empty] | 30 A |  |  |  |  | 1.339" (34.00mm) | [5 empty] | 0.295" (7.50mm) |  |  | Not Applicable | [10 empty] | Bulk | [7 empty] | 700 mOhms |  |  | ICL |  |  |  | ±20% | [10 empty] | 60 | https://www.unikeyic.com/media/datasheet/a1/fc/a317/a1fca31732589e43e2fbb490fd2ca76f.pdf | https://www.unikeyic.com/products/surge-suppressors/icl070d30mic/1197447.html
ICL100D30MIC | EATON | 5: 3.2495 10: 3.2495 20: 2.9116 50: 2.9116 | Epoxy Sealed Inrush Current Limiter, Radial Lead NTC Thermistor | [10 empty] | 30 A |  |  |  |  | 1.339" (34.00mm) | [5 empty] | 0.295" (7.50mm) |  |  | Not Applicable | [10 empty] | Bulk | [7 empty] | 1 Ohms |  |  | ICL |  |  |  | ±20% | [10 empty] | 17 | https://www.unikeyic.com/media/datasheet/a1/fc/a317/a1fca31732589e43e2fbb490fd2ca76f.pdf | https://www.unikeyic.com/products/surge-suppressors/icl100d30mic/19570428.html
ICL102D13MIC | EATON | 25: 0.368 100: 0.2893 500: 0.2495 1,000: 0.1933 25,000: 0.1912 | [11 empty] | 1.5 A |  |  |  |  | 0.512" (13.00mm) | [5 empty] | 0.295" (7.50mm) |  |  | Not Applicable | [10 empty] | Bulk | [7 empty] | 100 Ohms |  |  | ICL |  |  |  | ±20% | [10 empty] | 928 | https://www.unikeyic.com/media/datasheet/a1/fc/a317/a1fca31732589e43e2fbb490fd2ca76f.pdf | https://www.unikeyic.com/products/surge-suppressors/icl102d13mic/904520.html
ICL102D15MIC | EATON | 25: 0.6406 50: 0.5918 100: 0.5038 250: 0.4936 500: 0.4018 1,000: 0.3823 2,500: 0.3629 | [11 empty] | 2 A |  |  |  |  | 0.630" (16.00mm) | [5 empty] | 0.295" (7.50mm) |  |  | Not Applicable | [10 empty] | Bulk | [7 empty] | 100 Ohms |  |  | ICL |  |  |  | ±20% | [10 empty] | 112 | https://www.unikeyic.com/media/datasheet/a1/fc/a317/a1fca31732589e43e2fbb490fd2ca76f.pdf | https://www.unikeyic.com/products/surge-suppressors/icl102d15mic/12061143.html
ICL121D13MIC | EATON | 100: 0.2304 200: 0.2212 500: 0.2212 | THERMISTOR, ICL NTC, 12 OHM, 13MM DISC; | [10 empty] | 4 A |  |  |  |  | 0.512" (13.00mm) | [5 empty] | 0.295" (7.50mm) |  |  | Not Applicable | [10 empty] | Bulk | [5 empty] | 16904023 |  | 12 Ohms |  |  | ICL |  |  |  | ±20% | [10 empty] | 955 | https://www.unikeyic.com/media/datasheet/a1/fc/a317/a1fca31732589e43e2fbb490fd2ca76f.pdf | https://www.unikeyic.com/products/surge-suppressors/icl121d13mic/11973354.html
ICL121D15MIC | EATON | 50: 0.4329 100: 0.4155 250: 0.4155 | THERMISTOR, ICL NTC, 12 OHM, 15MM DISC; | [10 empty] | 5 A |  |  |  |  | 0.630" (16.00mm) | [5 empty] | 0.295" (7.50mm) |  |  | Not Applicable | [10 empty] | Bulk | [5 empty] | 16904001 |  | 12 Ohms |  |  | ICL |  |  |  | ±20% | [10 empty] | 800 | https://www.unikeyic.com/media/datasheet/a1/fc/a317/a1fca31732589e43e2fbb490fd2ca76f.pdf | https://www.unikeyic.com/products/surge-suppressors/icl121d15mic/12084326.html
ICL121D18MIC | EATON | 20: 1.1845 50: 1.0626 100: 1.0362 200: 1.0163 500: 0.837 1,000: 0.7873 2,000: 0.7258 | Epoxy Sealed Inrush Current Limiter, Radial Lead NTC Thermistor | [10 empty] | 5.5 A |  |  |  |  | 0.748" (19.00mm) | [5 empty] | 0.295" (7.50mm) |  |  | Not Applicable | [10 empty] | Bulk | [5 empty] | 16904069 |  | 12 Ohms |  |  | ICL |  |  |  | ±20% | [10 empty] | 200 | https://www.unikeyic.com/media/datasheet/a1/fc/a317/a1fca31732589e43e2fbb490fd2ca76f.pdf | https://www.unikeyic.com/products/surge-suppressors/icl121d18mic/695000671.html
ICL121D25MIC | EATON | 1: 3.7375 10: 2.806 25: 2.387 50: 2.214 100: 2.1168 250: 2.106 500: 1.8684 1,000: 1.8036 2,500: 1.674 | [11 empty] | 8 A |  |  |  |  | 1.102" (28.00mm) | [5 empty] | 0.295" (7.50mm) |  |  | Not Applicable | [10 empty] | Bulk | [5 empty] | 16904136 |  | 12 Ohms |  |  | ICL |  |  |  | ±20% | [10 empty] | 90 | https://www.unikeyic.com/media/datasheet/a1/fc/a317/a1fca31732589e43e2fbb490fd2ca76f.pdf | https://www.unikeyic.com/products/surge-suppressors/icl121d25mic/12875131.html
ICL121D30MIC | EATON | 1: 4.784 10: 3.432 25: 3.047 50: 2.8296 100: 2.6784 500: 2.3868 1,000: 2.3112 2,500: 2.1492 | [11 empty] | 9 A |  |  |  |  | 1.339" (34.00mm) | [5 empty] | 0.295" (7.50mm) |  |  | Not Applicable | [10 empty] | Bulk | [7 empty] | 12 Ohms |  |  | ICL |  |  |  | ±20% | [10 empty] | 89 | https://www.unikeyic.com/media/datasheet/a1/fc/a317/a1fca31732589e43e2fbb490fd2ca76f.pdf | https://www.unikeyic.com/products/surge-suppressors/icl121d30mic/12885091.html
ICL122D15MIC | EATON | 25: 0.6406 50: 0.5918 100: 0.5038 250: 0.4936 500: 0.4018 1,000: 0.3823 2,500: 0.3564 | [11 empty] | 1.5 A |  |  |  |  | 0.630" (16.00mm) | [5 empty] | 0.295" (7.50mm) |  |  | Not Applicable | [10 empty] | Bulk | [7 empty] | 120 Ohms |  |  | ICL |  |  |  | ±20% | [10 empty] | 423 | https://www.unikeyic.com/media/datasheet/a1/fc/a317/a1fca31732589e43e2fbb490fd2ca76f.pdf | https://www.unikeyic.com/products/surge-suppressors/icl122d15mic/1084321.html
ICL130D11MIB | EATON | 25: 0.3358 100: 0.2691 500: 0.2123 1,000: 0.1555 10,000: 0.1426 25,000: 0.1393 | [11 empty] | 6 A |  |  |  |  | 0.472" (12.00mm) | [5 empty] | 0.197" (5.00mm) |  |  | Not Applicable | [10 empty] | Bulk | [5 empty] | 16904048 |  | 1.3 Ohms |  |  | ICL |  |  |  | ±20% | [10 empty] | 978 | https://www.unikeyic.com/media/datasheet/a1/fc/a317/a1fca31732589e43e2fbb490fd2ca76f.pdf | https://www.unikeyic.com/products/surge-suppressors/icl130d11mib/6753328.html
ICL150D09MIB | EATON | 100: 0.1516 200: 0.1455 500: 0.1455 | THERMISTOR, ICL NTC, 1.5 OHM, 9MM DISC; | [15 empty] | 0.374" (9.50mm) | [5 empty] | 0.197" (5.00mm) |  |  | Not Applicable | [10 empty] | Bulk | [7 empty] | 1.5 Ohms |  |  | ICL |  |  |  | ±20% | [10 empty] | 975 | https://www.unikeyic.com/media/datasheet/a1/fc/a317/a1fca31732589e43e2fbb490fd2ca76f.pdf | https://www.unikeyic.com/products/surge-suppressors/icl150d09mib/1133607.html
ICL150D11MIB | EATON | 100: 0.194 200: 0.1862 500: 0.1862 | THERMISTOR, ICL NTC, 1.5 OHM, 11MM DISC; | [10 empty] | 6 A |  |  |  |  | 0.472" (12.00mm) | [5 empty] | 0.197" (5.00mm) |  |  | Not Applicable | [10 empty] | Bulk | [5 empty] | 16904126 |  | 1.5 Ohms |  |  | ICL |  |  |  | ±20% | [10 empty] | 934 | https://www.unikeyic.com/media/datasheet/a1/fc/a317/a1fca31732589e43e2fbb490fd2ca76f.pdf | https://www.unikeyic.com/products/surge-suppressors/icl150d11mib/12264999.html
ICL150D13MIC | EATON | 50: 0.2643 100: 0.2643 200: 0.2368 500: 0.2368 | THERMISTOR, ICL NTC, 1.5 OHM, 13MM DISC; | [10 empty] | 7 A |  |  |  |  | 0.512" (13.00mm) | [5 empty] | 0.295" (7.50mm) |  |  | Not Applicable | [10 empty] | Bulk | [7 empty] | 1.5 Ohms |  |  | ICL |  |  |  | ±20% | [10 empty] | 508 | https://www.unikeyic.com/media/datasheet/a1/fc/a317/a1fca31732589e43e2fbb490fd2ca76f.pdf | https://www.unikeyic.com/products/surge-suppressors/icl150d13mic/810928.html
ICL150D15MIC | EATON | 50: 0.4329 100: 0.4155 250: 0.4155 | THERMISTOR, ICL NTC, 1.5 OHM, 15MM DISC; | [10 empty] | 9 A |  |  |  |  | 0.630" (16.00mm) | [5 empty] | 0.295" (7.50mm) |  |  | Not Applicable | [10 empty] | Bulk | [7 empty] | 1.5 Ohms |  |  | ICL |  |  |  | ±20% | [10 empty] | 454 | https://www.unikeyic.com/media/datasheet/a1/fc/a317/a1fca31732589e43e2fbb490fd2ca76f.pdf | https://www.unikeyic.com/products/surge-suppressors/icl150d15mic/12882273.html
ICL150D18MIC | EATON | 20: 1.0743 40: 1.0313 100: 1.0313 | THERMISTOR, ICL NTC, 1.5 OHM, 18MM DISC; | [10 empty] | 12 A |  |  |  |  | 0.748" (19.00mm) | [5 empty] | 0.295" (7.50mm) |  |  | Not Applicable | [10 empty] | Bulk | [5 empty] | 16904078 |  | 1.5 Ohms |  |  | ICL |  |  |  | ±20% | [10 empty] | 184 | https://www.unikeyic.com/media/datasheet/a1/fc/a317/a1fca31732589e43e2fbb490fd2ca76f.pdf | https://www.unikeyic.com/products/surge-suppressors/icl150d18mic/12883499.html
ICL150D20MIC | EATON | 10: 1.455 20: 1.455 40: 1.3037 100: 1.3037 | THERMISTOR, ICL NTC, 1.5 OHM, 20MM DISC; | [10 empty] | 14 A |  |  |  |  | 0.906" (23.00mm) | [5 empty] | 0.295" (7.50mm) |  |  | Not Applicable | [10 empty] | Bulk | [5 empty] | 16904132 |  | 1.5 Ohms |  |  | ICL |  |  |  | ±20% | [10 empty] | 79 | https://www.unikeyic.com/media/datasheet/a1/fc/a317/a1fca31732589e43e2fbb490fd2ca76f.pdf | https://www.unikeyic.com/products/surge-suppressors/icl150d20mic/12393166.html
ICL150D25MIC | EATON | 10: 2.3523 20: 2.2582 50: 2.2582 | THERMISTOR, ICL NTC, 1.5 OHM, 25MM DISC; | [10 empty] | 17 A |  |  |  |  | 1.102" (28.00mm) | [5 empty] | 0.295" (7.50mm) |  |  | Not Applicable | [10 empty] | Bulk | [7 empty] | 1.5 Ohms |  |  | ICL |  |  |  | ±20% | [10 empty] | 95 | https://www.unikeyic.com/media/datasheet/a1/fc/a317/a1fca31732589e43e2fbb490fd2ca76f.pdf | https://www.unikeyic.com/products/surge-suppressors/icl150d25mic/11782678.html
ICL150D30MIC | EATON | 5: 3.1646 10: 3.1646 20: 2.8355 50: 2.8355 | THERMISTOR, ICL NTC, 1.5 OHM, 30MM DISC; | [10 empty] | 25 A |  |  |  |  | 1.339" (34.00mm) | [5 empty] | 0.295" (7.50mm) |  |  | Not Applicable | [10 empty] | Bulk | [5 empty] | 16903980 |  | 1.5 Ohms |  |  | ICL |  |  |  | ±20% | [10 empty] | 49 | https://www.unikeyic.com/media/datasheet/a1/fc/a317/a1fca31732589e43e2fbb490fd2ca76f.pdf | https://www.unikeyic.com/products/surge-suppressors/icl150d30mic/957299.html
ICL1516004-01 | Honeywell | 35: 3.333 85: 3.278 | 7Ω~50Ω 270mΩ 4A Through hole mounting 6mm(height) | [10 empty] | 4 A |  |  |  |  | 0.591" (15.00mm) | [5 empty] | 0.310" (7.87mm) |  |  | 1 (Unlimited) | [10 empty] | Bulk | [5 empty] | 1886057 |  | 16 Ohms | 270 mOhms |  | - |  |  |  | ±20% | [10 empty] | 175 | https://www.unikeyic.com/media/datasheet/39/4c/d098/64/1d1d7bb92442a6151450fd245dad8515.pdf | https://www.unikeyic.com/products/surge-suppressors/icl1516004-01/12631953.html
ICL151D07MIB | EATON | 100: 0.1173 500: 0.1034 1,000: 0.0946 5,000: 0.0821 | Epoxy Sealed Inrush Current Limiter Radial Lead NTC Thermistor | [10 empty] | 2 A |  |  |  |  | 0.335" (8.50mm) | [5 empty] | 0.197" (5.00mm) |  |  | Not Applicable | [10 empty] | Bulk | [5 empty] | 16904139 |  | 15 Ohms |  |  | ICL |  |  |  | ±20% | [10 empty] | 1925 | https://www.unikeyic.com/media/datasheet/a1/fc/a317/a1fca31732589e43e2fbb490fd2ca76f.pdf | https://www.unikeyic.com/products/surge-suppressors/icl151d07mib/700725832.html
ICL151D13MIC | EATON | 300: 0.2112 1,000: 0.1496 | NTC (Negative Temperature Coefficient) Thermistors ICL family 15 ohm I lead 13 mm size 2900 Beta J Beta Tol. B1 Beta Def | [10 empty] | 3 A |  |  |  |  | 0.512" (13.00mm) | [5 empty] | 0.295" (7.50mm) |  |  | Not Applicable | [10 empty] | Bulk | [5 empty] | 16903983 |  | 15 Ohms |  |  | ICL |  |  |  | ±20% | [10 empty] | 841 | https://www.unikeyic.com/media/datasheet/a1/fc/a317/a1fca31732589e43e2fbb490fd2ca76f.pdf | https://www.unikeyic.com/products/surge-suppressors/icl151d13mic/486087.html
ICL151D15MIC | EATON | 50: 0.5083 100: 0.4488 250: 0.4026 500: 0.337 1,000: 0.3359 2,500: 0.2776 | ICL 15 OHM 20% 4A 16MM | [10 empty] | 4 A |  |  |  |  | 0.630" (16.00mm) | [5 empty] | 0.295" (7.50mm) |  |  | Not Applicable | [10 empty] | Bulk | [7 empty] | 15 Ohms |  |  | ICL |  |  |  | ±20% | [10 empty] | 3803 | https://www.unikeyic.com/media/datasheet/a1/fc/a317/a1fca31732589e43e2fbb490fd2ca76f.pdf | https://www.unikeyic.com/products/surge-suppressors/icl151d15mic/986230.html
ICL151D25MIC | EATON | 10: 2.4856 20: 2.2271 50: 2.2271 | Epoxy Sealed Inrush Current Limiter Radial Lead NTC Thermistor | [10 empty] | 7.5 A |  |  |  |  | 1.102" (28.00mm) | [5 empty] | 0.295" (7.50mm) |  |  | Not Applicable | [10 empty] | Bulk | [5 empty] | 16903989 |  | 15 Ohms |  |  | ICL |  |  |  | ±20% | [10 empty] | 34 | https://www.unikeyic.com/media/datasheet/a1/fc/a317/a1fca31732589e43e2fbb490fd2ca76f.pdf | https://www.unikeyic.com/products/surge-suppressors/icl151d25mic/12203876.html
ICL155R006-01 | Honeywell | 35: 3.63 80: 3.564 | 7Ω(Max) 100mΩ 6A 6A Through hole mounting 5mm(width)*8mm(height) |  |  |  | ICL155 | [6 empty] | 6 A |  |  |  |  | 0.591" (15.00mm) | [5 empty] | 0.310" (7.87mm) |  |  | 1 (Unlimited) | [10 empty] | Bulk | [7 empty] | 5 Ohms | 100 mOhms |  | - |  |  |  | ±20% | [10 empty] | 150 | https://www.unikeyic.com/media/datasheet/bf/5f/8c16/bf/befca00a51100e29e432319ce076e238.pdf | https://www.unikeyic.com/products/surge-suppressors/icl155r006-01/1234811.html
ICL155R007-01 | Honeywell | 35: 3.267 85: 3.212 200: 3.146 350: 3.08 1,000: 3.025 | 7Ω(Max) 70mΩ 7A 7A Through hole mounting 6mm(width)*6mm(height) |  |  |  | ICL155 | [6 empty] | 7 A |  |  |  |  | 0.591" (15.00mm) | [5 empty] | 0.310" (7.87mm) |  |  | 1 (Unlimited) | [10 empty] | Bulk | [7 empty] | 5 Ohms | 70 mOhms |  | - |  |  |  | ±20% | [10 empty] | 1749 | https://www.unikeyic.com/media/datasheet/39/4c/d098/64/1d1d7bb92442a6151450fd245dad8515.pdf | https://www.unikeyic.com/products/surge-suppressors/icl155r007-01/12618122.html
ICL161D15MIC | EATON | 25: 0.6406 50: 0.5918 100: 0.5038 250: 0.4936 500: 0.3478 2,500: 0.3413 | [11 empty] | 4 A |  |  |  |  | 0.630" (16.00mm) | [5 empty] | 0.295" (7.50mm) |  |  | Not Applicable | [10 empty] | Bulk | [7 empty] | 16 Ohms |  |  | ICL |  |  |  | ±20% | [10 empty] | 452 | https://www.unikeyic.com/media/datasheet/a1/fc/a317/a1fca31732589e43e2fbb490fd2ca76f.pdf | https://www.unikeyic.com/products/surge-suppressors/icl161d15mic/14209335.html
ICL181D13MIC | EATON | 25: 0.368 100: 0.2893 500: 0.2495 1,000: 0.2387 5,000: 0.2171 10,000: 0.2084 25,000: 0.2009 | [11 empty] | 3 A |  |  |  |  | 0.512" (13.00mm) | [5 empty] | 0.295" (7.50mm) |  |  | Not Applicable | [10 empty] | Bulk | [5 empty] | 16904068 |  | 18 Ohms |  |  | ICL |  |  |  | ±20% | [10 empty] | 1000 | https://www.unikeyic.com/media/datasheet/a1/fc/a317/a1fca31732589e43e2fbb490fd2ca76f.pdf | https://www.unikeyic.com/products/surge-suppressors/icl181d13mic/12007157.html
ICL181D18MIC | EATON | 20: 1.2535 50: 1.122 100: 1.0923 200: 1.0714 500: 0.8813 1,000: 0.8305 2,000: 0.7646 | [11 empty] | 5 A |  |  |  |  | 0.748" (19.00mm) | [5 empty] | 0.295" (7.50mm) |  |  | Not Applicable | [10 empty] | Bulk | [5 empty] | 16904041 |  | 18 Ohms |  |  | ICL |  |  |  | ±20% | [10 empty] | 200 | https://www.unikeyic.com/media/datasheet/a1/fc/a317/a1fca31732589e43e2fbb490fd2ca76f.pdf | https://www.unikeyic.com/products/surge-suppressors/icl181d18mic/12273716.html
ICL181D20MIC | EATON | 10: 2.001 20: 1.595 50: 1.562 100: 1.3824 500: 1.1988 1,000: 1.1664 2,000: 1.0908 | [11 empty] | 5.5 A |  |  |  |  | 0.906" (23.00mm) | [5 empty] | 0.295" (7.50mm) |  |  | Not Applicable | [10 empty] | Bulk | [5 empty] | 16903970 |  | 18 Ohms |  |  | ICL |  |  |  | ±20% | [10 empty] | 200 | https://www.unikeyic.com/media/datasheet/a1/fc/a317/a1fca31732589e43e2fbb490fd2ca76f.pdf | https://www.unikeyic.com/products/surge-suppressors/icl181d20mic/27739359.html
ICL181D25MIC | EATON | 1: 3.7375 10: 2.806 25: 2.387 50: 2.214 100: 2.1492 250: 2.106 500: 1.8684 1,000: 1.8036 2,500: 1.674 | [11 empty] | 6.5 A |  |  |  |  | 1.102" (28.00mm) | [5 empty] | 0.295" (7.50mm) |  |  | Not Applicable | [10 empty] | Bulk | [5 empty] | 16904092 |  | 18 Ohms |  |  | ICL |  |  |  | ±20% | [10 empty] | 100 | https://www.unikeyic.com/media/datasheet/a1/fc/a317/a1fca31732589e43e2fbb490fd2ca76f.pdf | https://www.unikeyic.com/products/surge-suppressors/icl181d25mic/809727.html
ICL181D30MIC | EATON | 1: 4.784 10: 3.432 25: 3.047 50: 2.8296 100: 2.6784 500: 2.3868 1,000: 2.3112 2,500: 2.1492 | [11 empty] | 8 A |  |  |  |  | 1.339" (34.00mm) | [5 empty] | 0.295" (7.50mm) |  |  | Not Applicable | [10 empty] | Bulk | [7 empty] | 18 Ohms |  |  | ICL |  |  |  | ±20% | [10 empty] | 95 | https://www.unikeyic.com/media/datasheet/a1/fc/a317/a1fca31732589e43e2fbb490fd2ca76f.pdf | https://www.unikeyic.com/products/surge-suppressors/icl181d30mic/12491529.html
ICL201D11MIB | EATON | 100: 0.2266 500: 0.1782 1,000: 0.1523 5,000: 0.1447 10,000: 0.1415 25,000: 0.1372 | [11 empty] | 2.5 A |  |  |  |  | 0.472" (12.00mm) | [5 empty] | 0.197" (5.00mm) |  |  | Not Applicable | [10 empty] | Bulk | [7 empty] | 20 Ohms |  |  | ICL |  |  |  | ±20% | [10 empty] | 850 | https://www.unikeyic.com/media/datasheet/a1/fc/a317/a1fca31732589e43e2fbb490fd2ca76f.pdf | https://www.unikeyic.com/products/surge-suppressors/icl201d11mib/19946161.html
ICL221D11MIB | EATON | 100: 0.2415 500: 0.1903 1,000: 0.1404 10,000: 0.1285 25,000: 0.1253 | [11 empty] | 2.5 A |  |  |  |  | 0.472" (12.00mm) | [5 empty] | 0.197" (5.00mm) |  |  | Not Applicable | [10 empty] | Bulk | [5 empty] | 16904013 |  | 22 Ohms |  |  | ICL |  |  |  | ±20% | [10 empty] | 971 | https://www.unikeyic.com/media/datasheet/a1/fc/a317/a1fca31732589e43e2fbb490fd2ca76f.pdf | https://www.unikeyic.com/products/surge-suppressors/icl221d11mib/19646665.html
ICL222R018-01 | Honeywell | 15: 7.579 40: 7.436 75: 7.304 | 7Ω(Max) 30mΩ 18A 18A Through hole mounting 6mm(width)*6mm(height) |  |  |  | ICL222 | [6 empty] | 18 A |  |  |  |  | 0.866" (22.00mm) | [5 empty] | 0.310" (7.87mm) |  |  | 1 (Unlimited) | [10 empty] | Bulk | [5 empty] | 2503933 |  | 2 Ohms | 30 mOhms |  | - |  |  |  | ±20% | [10 empty] | 89 | https://www.unikeyic.com/media/datasheet/48/3f/98e9/483f98e95ce8c29db72dc8525eaaa116.pdf | https://www.unikeyic.com/products/surge-suppressors/icl222r018-01/12653940.html
ICL251D15MIC | EATON | 25: 0.6406 50: 0.5918 100: 0.5038 250: 0.4936 500: 0.3478 2,500: 0.3413 | [11 empty] | 3.5 A |  |  |  |  | 0.630" (16.00mm) | [5 empty] | 0.295" (7.50mm) |  |  | Not Applicable | [10 empty] | Bulk | [5 empty] | 16904008 |  | 25 Ohms |  |  | ICL |  |  |  | ±20% | [10 empty] | 387 | https://www.unikeyic.com/media/datasheet/a1/fc/a317/a1fca31732589e43e2fbb490fd2ca76f.pdf | https://www.unikeyic.com/products/surge-suppressors/icl251d15mic/30517328.html
ICL300D11MIB | EATON | 100: 0.194 200: 0.1862 500: 0.1862 | THERMISTOR, ICL NTC, 3 OHM, 11MM DISC; | [10 empty] | 5.5 A |  |  |  |  | 0.472" (12.00mm) | [5 empty] | 0.197" (5.00mm) |  |  | Not Applicable | [10 empty] | Bulk | [5 empty] | 16904099 |  | 3 Ohms |  |  | ICL |  |  |  | ±20% | [10 empty] | 474 | https://www.unikeyic.com/media/datasheet/a1/fc/a317/a1fca31732589e43e2fbb490fd2ca76f.pdf | https://www.unikeyic.com/products/surge-suppressors/icl300d11mib/12004225.html
ICL300D30MIC | EATON | 1: 3.5535 10: 3.135 25: 3.047 50: 2.5488 100: 2.3436 250: 2.1168 | Epoxy Sealed Inrush Current Limiter, Radial Lead NTC Thermistor | [10 empty] | 17 A |  |  |  |  | 1.339" (34.00mm) | [5 empty] | 0.295" (7.50mm) |  |  | Not Applicable | [10 empty] | Bulk | [5 empty] | 16904124 |  | 3 Ohms |  |  | ICL |  |  |  | ±20% | [10 empty] | 25 | https://www.unikeyic.com/media/datasheet/a1/fc/a317/a1fca31732589e43e2fbb490fd2ca76f.pdf | https://www.unikeyic.com/products/surge-suppressors/icl300d30mic/745676.html
ICL301D07MIB | EATON | 100: 0.1351 250: 0.1215 500: 0.1121 | ICL 30 OHM 20% 1A 8.5MM | [10 empty] | 1 A |  |  |  |  | 0.335" (8.50mm) | [5 empty] | 0.197" (5.00mm) |  |  | Not Applicable | [10 empty] | Bulk | [5 empty] | 16904097 |  | 30 Ohms |  |  | ICL |  |  |  | ±20% | [10 empty] | 618 | https://www.unikeyic.com/media/datasheet/a1/fc/a317/a1fca31732589e43e2fbb490fd2ca76f.pdf | https://www.unikeyic.com/products/surge-suppressors/icl301d07mib/12129335.html
ICL301D11MIB | EATON | 100: 0.2415 500: 0.1903 1,000: 0.1404 10,000: 0.1285 25,000: 0.1253 | [11 empty] | 2 A |  |  |  |  | 0.472" (12.00mm) | [5 empty] | 0.197" (5.00mm) |  |  | Not Applicable | [10 empty] | Bulk | [7 empty] | 30 Ohms |  |  | ICL |  |  |  | ±20% | [10 empty] | 975 | https://www.unikeyic.com/media/datasheet/a1/fc/a317/a1fca31732589e43e2fbb490fd2ca76f.pdf | https://www.unikeyic.com/products/surge-suppressors/icl301d11mib/31067362.html
ICL301D15MIC | EATON | 25: 0.6406 50: 0.5918 100: 0.5038 250: 0.4936 500: 0.3478 2,500: 0.3413 | [11 empty] | 3 A |  |  |  |  | 0.630" (16.00mm) | [5 empty] | 0.295" (7.50mm) |  |  | Not Applicable | [10 empty] | Bulk | [5 empty] | 16904073 |  | 30 Ohms |  |  | ICL |  |  |  | ±20% | [10 empty] | 294 | https://www.unikeyic.com/media/datasheet/a1/fc/a317/a1fca31732589e43e2fbb490fd2ca76f.pdf | https://www.unikeyic.com/products/surge-suppressors/icl301d15mic/533170.html
ICL301D20MIC | EATON | 10: 2.001 20: 1.595 50: 1.562 100: 1.3824 200: 1.2852 500: 1.1988 1,000: 1.1664 2,000: 1.0908 | [9 empty] | - | [30 empty] | - |  |  | Compliant |  |  | bulk | [5 empty] | - | [8 empty] | ICL301D20MIC EATON | 179 | https://www.unikeyic.com/media/datasheet/a1/fc/a317/a1fca31732589e43e2fbb490fd2ca76f.pdf | https://www.unikeyic.com/products/surge-suppressors/icl301d20mic/20505033.html
ICL301D25MIC | EATON | 1: 3.7375 10: 2.806 25: 2.387 50: 2.214 100: 2.1492 500: 1.8684 1,000: 1.8036 2,500: 1.674 | [11 empty] | 4.5 A |  |  |  |  | 1.102" (28.00mm) | [5 empty] | 0.295" (7.50mm) |  |  | Not Applicable | [10 empty] | Bulk | [5 empty] | 16904093 |  | 30 Ohms |  |  | ICL |  |  |  | ±20% | [10 empty] | 50 | https://www.unikeyic.com/media/datasheet/a1/fc/a317/a1fca31732589e43e2fbb490fd2ca76f.pdf | https://www.unikeyic.com/products/surge-suppressors/icl301d25mic/877350.html
ICL321R030-01 | Honeywell | 1: 27.4965 5: 20.405 10: 18.3924 25: 18.3816 50: 17.2908 | 7Ω(Max) 20mΩ 30A 30A Through hole mounting 5mm(width)*8mm(height) |  |  |  | ICL321 | [6 empty] | 30 A |  |  |  |  | 1.260" (32.00mm) | [5 empty] | 0.310" (7.87mm) |  |  | 1 (Unlimited) | [10 empty] | Bulk | [7 empty] | 1 Ohms | 20 mOhms |  | - |  |  |  | ±20% | [10 empty] | 312 | https://www.unikeyic.com/media/datasheet/e5/75/aedc/e5/a447e34e2028beeaa4020dbf0cb14387.pdf | https://www.unikeyic.com/products/surge-suppressors/icl321r030-01/904627.html
ICL400D05MIB | EATON | 100: 0.1392 500: 0.1166 1,000: 0.0781 | [11 empty] | 2 A |  |  |  |  | 0.276" (7.00mm) | [5 empty] | 0.197" (5.00mm) |  |  | Not Applicable | [10 empty] | Bulk | [5 empty] | 16904063 |  | 4 Ohms |  |  | ICL |  |  |  | ±20% | [10 empty] | 364 | https://www.unikeyic.com/media/datasheet/a1/fc/a317/a1fca31732589e43e2fbb490fd2ca76f.pdf | https://www.unikeyic.com/products/surge-suppressors/icl400d05mib/21410554.html
ICL400D07MIB | EATON | 100: 0.1783 500: 0.1441 1,000: 0.1339 5,000: 0.1134 10,000: 0.1102 25,000: 0.108 | [11 empty] | 3 A |  |  |  |  | 0.335" (8.50mm) | [5 empty] | 0.197" (5.00mm) |  |  | Not Applicable | [10 empty] | Bulk | [7 empty] | 4 Ohms |  |  | ICL |  |  |  | ±20% | [10 empty] | 1935 | https://www.unikeyic.com/media/datasheet/a1/fc/a317/a1fca31732589e43e2fbb490fd2ca76f.pdf | https://www.unikeyic.com/products/surge-suppressors/icl400d07mib/17266995.html
ICL400D11MIB | EATON | 100: 0.2266 500: 0.1782 1,000: 0.1523 5,000: 0.1447 10,000: 0.1415 25,000: 0.1372 | [11 empty] | 4.5 A |  |  |  |  | 0.472" (12.00mm) | [5 empty] | 0.197" (5.00mm) |  |  | Not Applicable | [10 empty] | Bulk | [7 empty] | 4 Ohms |  |  | ICL |  |  |  | ±20% | [10 empty] | 914 | https://www.unikeyic.com/media/datasheet/a1/fc/a317/a1fca31732589e43e2fbb490fd2ca76f.pdf | https://www.unikeyic.com/products/surge-suppressors/icl400d11mib/32406098.html
ICL400D13MIC | EATON | 25: 0.3519 100: 0.2761 500: 0.2387 1,000: 0.2009 5,000: 0.1912 10,000: 0.1868 25,000: 0.1825 | [11 empty] | 5 A |  |  |  |  | 0.512" (13.00mm) | [5 empty] | 0.295" (7.50mm) |  |  | Not Applicable | [10 empty] | Bulk | [5 empty] | 16904108 |  | 4 Ohms |  |  | ICL |  |  |  | ±20% | [10 empty] | 975 | https://www.unikeyic.com/media/datasheet/a1/fc/a317/a1fca31732589e43e2fbb490fd2ca76f.pdf | https://www.unikeyic.com/products/surge-suppressors/icl400d13mic/14690749.html
ICL400D15MIC | EATON | 25: 0.6406 50: 0.5918 100: 0.5038 250: 0.4936 500: 0.4018 1,000: 0.3823 2,500: 0.3564 | [11 empty] | 6.5 A |  |  |  |  | 0.630" (16.00mm) | [5 empty] | 0.295" (7.50mm) |  |  | Not Applicable | [10 empty] | Bulk | [7 empty] | 4 Ohms |  |  | ICL |  |  |  | ±20% | [10 empty] | 441 | https://www.unikeyic.com/media/datasheet/a1/fc/a317/a1fca31732589e43e2fbb490fd2ca76f.pdf | https://www.unikeyic.com/products/surge-suppressors/icl400d15mic/21591463.html
ICL400D18MIC | EATON | 20: 1.1845 50: 1.0626 100: 1.0362 200: 0.904 500: 0.837 1,000: 0.8035 2,000: 0.7474 | [11 empty] | 8.5 A |  |  |  |  | 0.748" (19.00mm) | [5 empty] | 0.295" (7.50mm) |  |  | Not Applicable | [10 empty] | Bulk | [5 empty] | 16904105 |  | 4 Ohms |  |  | ICL |  |  |  | ±20% | [10 empty] | 161 | https://www.unikeyic.com/media/datasheet/a1/fc/a317/a1fca31732589e43e2fbb490fd2ca76f.pdf | https://www.unikeyic.com/products/surge-suppressors/icl400d18mic/29223809.html
ICL400D25MIC | EATON | 1: 3.7375 10: 2.806 25: 2.387 50: 2.214 100: 2.1492 250: 1.944 500: 1.836 1,000: 1.8036 2,500: 1.728 | [11 empty] | 12 A |  |  |  |  | 1.102" (28.00mm) | [5 empty] | 0.295" (7.50mm) |  |  | Not Applicable | [10 empty] | Bulk | [7 empty] | 4 Ohms |  |  | ICL |  |  |  | ±20% | [10 empty] | 100 | https://www.unikeyic.com/media/datasheet/a1/fc/a317/a1fca31732589e43e2fbb490fd2ca76f.pdf | https://www.unikeyic.com/products/surge-suppressors/icl400d25mic/23102920.html
ICL400D30MIC | EATON | 5: 3.9164 10: 3.9164 20: 3.5091 50: 3.5091 | THERMISTOR, ICL NTC, 4 OHM, 30MM DISC; | [10 empty] | 16 A |  |  |  |  | 1.339" (34.00mm) | [5 empty] | 0.295" (7.50mm) |  |  | Not Applicable | [10 empty] | Bulk | [5 empty] | 16904042 |  | 4 Ohms |  |  | ICL |  |  |  | ±20% | [10 empty] | 73 | https://www.unikeyic.com/media/datasheet/a1/fc/a317/a1fca31732589e43e2fbb490fd2ca76f.pdf | https://www.unikeyic.com/products/surge-suppressors/icl400d30mic/18148033.html
ICL470D13MIC | EATON | 100: 0.2346 500: 0.2057 1,000: 0.1868 5,000: 0.175 | [11 empty] | 4.5 A |  |  |  |  | 0.512" (13.00mm) | [5 empty] | 0.295" (7.50mm) |  |  | Not Applicable | [10 empty] | Bulk | [5 empty] | 16904075 |  | 4.7 Ohms |  |  | ICL |  |  |  | ±20% | [10 empty] | 962 | https://www.unikeyic.com/media/datasheet/a1/fc/a317/a1fca31732589e43e2fbb490fd2ca76f.pdf | https://www.unikeyic.com/products/surge-suppressors/icl470d13mic/12532804.html
ICL470D18MIC | EATON | 20: 1.1845 50: 1.0626 100: 1.0362 200: 1.0163 500: 0.8554 1,000: 0.7873 2,000: 0.7258 | Epoxy Sealed Inrush Current Limiter, Radial Lead NTC Thermistor | [10 empty] | 8 A |  |  |  |  | 0.748" (19.00mm) | [5 empty] | 0.295" (7.50mm) |  |  | Not Applicable | [10 empty] | Bulk | [5 empty] | 16904018 |  | 4.7 Ohms |  |  | ICL |  |  |  | ±20% | [10 empty] | 200 | https://www.unikeyic.com/media/datasheet/a1/fc/a317/a1fca31732589e43e2fbb490fd2ca76f.pdf | https://www.unikeyic.com/products/surge-suppressors/icl470d18mic/633446.html
ICL470D20MIC | EATON | 10: 2.001 20: 1.595 50: 1.562 100: 1.3824 200: 1.2852 500: 1.1988 1,000: 1.1448 2,000: 1.0595 | Epoxy Sealed Inrush Current Limiter Radial Lead NTC Thermistor | [10 empty] | 9 A |  |  |  |  | 0.906" (23.00mm) | [5 empty] | 0.295" (7.50mm) |  |  | Not Applicable | [10 empty] | Bulk | [5 empty] | 16904137 |  | 4.7 Ohms |  |  | ICL |  |  |  | ±20% | [10 empty] | 171 | https://www.unikeyic.com/media/datasheet/a1/fc/a317/a1fca31732589e43e2fbb490fd2ca76f.pdf | https://www.unikeyic.com/products/surge-suppressors/icl470d20mic/1345182.html
ICL470D25MIC | EATON | 1: 3.7375 10: 2.806 25: 2.387 50: 2.214 100: 2.1492 250: 2.106 500: 1.8684 1,000: 1.8036 2,500: 1.674 | [11 empty] | 11.5 A |  |  |  |  | 1.102" (28.00mm) | [5 empty] | 0.295" (7.50mm) |  |  | Not Applicable | [10 empty] | Bulk | [7 empty] | 4.7 Ohms |  |  | ICL |  |  |  | ±20% | [10 empty] | 100 | https://www.unikeyic.com/media/datasheet/a1/fc/a317/a1fca31732589e43e2fbb490fd2ca76f.pdf | https://www.unikeyic.com/products/surge-suppressors/icl470d25mic/1498510.html
ICL470D30MIC | EATON | 5: 3.9164 10: 3.9164 20: 3.5091 50: 3.5091 | THERMISTOR, ICL NTC, 4.7 OHM, 30MM DISC; | [10 empty] | 15 A |  |  |  |  | 1.339" (34.00mm) | [5 empty] | 0.295" (7.50mm) |  |  | Not Applicable | [10 empty] | Bulk | [5 empty] | 16903990 |  | 4.7 Ohms |  |  | ICL |  |  |  | ±20% | [10 empty] | 26 | https://www.unikeyic.com/media/datasheet/a1/fc/a317/a1fca31732589e43e2fbb490fd2ca76f.pdf | https://www.unikeyic.com/products/surge-suppressors/icl470d30mic/12019791.html
ICL500D07MIB | EATON | 100: 0.1213 250: 0.1213 500: 0.1086 1,000: 0.1086 | THERMISTOR, ICL NTC, 5 OHM, 7MM DISC; | [10 empty] | 3 A |  |  |  |  | 0.335" (8.50mm) | [5 empty] | 0.197" (5.00mm) |  |  | Not Applicable | [10 empty] | Bulk | [7 empty] | 5 Ohms |  |  | ICL |  |  |  | ±20% | [10 empty] | 1441 | https://www.unikeyic.com/media/datasheet/a1/fc/a317/a1fca31732589e43e2fbb490fd2ca76f.pdf | https://www.unikeyic.com/products/surge-suppressors/icl500d07mib/22124799.html
ICL501D11MIB | EATON | 100: 0.2415 500: 0.1903 1,000: 0.1609 5,000: 0.1534 10,000: 0.1264 25,000: 0.1242 | [11 empty] | 2 A |  |  |  |  | 0.472" (12.00mm) | [5 empty] | 0.197" (5.00mm) |  |  | Not Applicable | [10 empty] | Bulk | [7 empty] | 50 Ohms |  |  | ICL |  |  |  | ±20% | [10 empty] | 884 | https://www.unikeyic.com/media/datasheet/a1/fc/a317/a1fca31732589e43e2fbb490fd2ca76f.pdf | https://www.unikeyic.com/products/surge-suppressors/icl501d11mib/10688427.html
ICL501D13MIC | EATON | 25: 0.368 100: 0.2893 500: 0.2495 1,000: 0.2225 5,000: 0.2106 10,000: 0.2084 25,000: 0.2009 | [11 empty] | 2 A |  |  |  |  | 0.512" (13.00mm) | [5 empty] | 0.295" (7.50mm) |  |  | Not Applicable | [10 empty] | Bulk | [7 empty] | 50 Ohms |  |  | ICL |  |  |  | ±20% | [10 empty] | 988 | https://www.unikeyic.com/media/datasheet/a1/fc/a317/a1fca31732589e43e2fbb490fd2ca76f.pdf | https://www.unikeyic.com/products/surge-suppressors/icl501d13mic/9751399.html
ICL501D15MIC | EATON | 25: 0.6406 50: 0.5918 100: 0.5038 250: 0.4936 500: 0.4018 1,000: 0.3823 2,500: 0.3629 | [11 empty] | 2.5 A |  |  |  |  | 0.630" (16.00mm) | [5 empty] | 0.295" (7.50mm) |  |  | Not Applicable | [10 empty] | Bulk | [5 empty] | 16904120 |  | 50 Ohms |  |  | ICL |  |  |  | ±20% | [10 empty] | 491 | https://www.unikeyic.com/media/datasheet/a1/fc/a317/a1fca31732589e43e2fbb490fd2ca76f.pdf | https://www.unikeyic.com/products/surge-suppressors/icl501d15mic/3370591.html
ICL600D07MIB | EATON | 100: 0.1783 500: 0.1441 1,000: 0.1339 5,000: 0.1134 10,000: 0.1102 25,000: 0.108 | [11 empty] | 3 A |  |  |  |  | 0.335" (8.50mm) | [5 empty] | 0.197" (5.00mm) |  |  | Not Applicable | [10 empty] | Bulk | [7 empty] | 6 Ohms |  |  | ICL |  |  |  | ±20% | [10 empty] | 1942 | https://www.unikeyic.com/media/datasheet/a1/fc/a317/a1fca31732589e43e2fbb490fd2ca76f.pdf | https://www.unikeyic.com/products/surge-suppressors/icl600d07mib/16441326.html
ICL600D09MIB | EATON | 100: 0.1852 500: 0.1452 1,000: 0.1102 10,000: 0.1091 25,000: 0.1069 | [11 empty] | 3.5 A |  |  |  |  | 0.374" (9.50mm) | [5 empty] | 0.197" (5.00mm) |  |  | Not Applicable | [10 empty] | Bulk | [7 empty] | 6 Ohms |  |  | ICL |  |  |  | ±20% | [10 empty] | 968 | https://www.unikeyic.com/media/datasheet/a1/fc/a317/a1fca31732589e43e2fbb490fd2ca76f.pdf | https://www.unikeyic.com/products/surge-suppressors/icl600d09mib/19579360.html
ICL601D09MIB | EATON | 575: 0.1012 1,000: 0.0847 | ICL 60 OHM 20% 1A 9.5MM | [10 empty] | 1 A |  |  |  |  | 0.374" (9.50mm) | [5 empty] | 0.197" (5.00mm) |  |  | Not Applicable | [10 empty] | Bulk | [5 empty] | 16904020 |  | 60 Ohms |  |  | ICL |  |  |  | ±20% | [10 empty] | 30000 | https://www.unikeyic.com/media/datasheet/a1/fc/a317/a1fca31732589e43e2fbb490fd2ca76f.pdf | https://www.unikeyic.com/products/surge-suppressors/icl601d09mib/13958494.html
ICL680D11MIB | EATON | 100: 0.2415 500: 0.1903 1,000: 0.1609 5,000: 0.1534 10,000: 0.1296 25,000: 0.1253 | Epoxy Sealed Inrush Current Limiter Radial Lead NTC Thermistor | [10 empty] | 3.5 A |  |  |  |  | 0.472" (12.00mm) | [5 empty] | 0.197" (5.00mm) |  |  | Not Applicable | [10 empty] | Bulk | [7 empty] | 6.8 Ohms |  |  | ICL |  |  |  | ±20% | [10 empty] | 974 | https://www.unikeyic.com/media/datasheet/a1/fc/a317/a1fca31732589e43e2fbb490fd2ca76f.pdf | https://www.unikeyic.com/products/surge-suppressors/icl680d11mib/11761152.html
ICL680D18MIC | EATON | 20: 1.2535 50: 1.122 100: 1.0923 200: 1.0714 500: 0.8813 1,000: 0.8305 2,000: 0.7646 | Epoxy Sealed Inrush Current Limiter Radial Lead NTC Thermistor | [10 empty] | 7 A |  |  |  |  | 0.748" (19.00mm) | [5 empty] | 0.295" (7.50mm) |  |  | Not Applicable | [10 empty] | Bulk | [5 empty] | 16903972 |  | 7 Ohms |  |  | ICL |  |  |  | ±20% | [10 empty] | 200 | https://www.unikeyic.com/media/datasheet/a1/fc/a317/a1fca31732589e43e2fbb490fd2ca76f.pdf | https://www.unikeyic.com/products/surge-suppressors/icl680d18mic/1482439.html
ICL680D20MIC | EATON | 10: 2.001 20: 1.595 50: 1.562 100: 1.3824 500: 1.1988 1,000: 1.1664 2,000: 1.0908 | Epoxy Sealed Inrush Current Limiter Radial Lead NTC Thermistor | [10 empty] | 8 A |  |  |  |  | 0.906" (23.00mm) | [5 empty] | 0.295" (7.50mm) |  |  | Not Applicable | [10 empty] | Bulk | [7 empty] | 7 Ohms |  |  | ICL |  |  |  | ±20% | [10 empty] | 200 | https://www.unikeyic.com/media/datasheet/a1/fc/a317/a1fca31732589e43e2fbb490fd2ca76f.pdf | https://www.unikeyic.com/products/surge-suppressors/icl680d20mic/12611602.html
ICL680D25MIC | EATON | 10: 2.4856 20: 2.2271 50: 2.2271 | THERMISTOR, ICL NTC, 6.8 OHM, 25MM DISC; | [10 empty] | 10 A |  |  |  |  | 1.102" (28.00mm) | [5 empty] | 0.295" (7.50mm) |  |  | Not Applicable | [10 empty] | Bulk | [7 empty] | 6.8 Ohms |  |  | ICL |  |  |  | ±20% | [10 empty] | 52 | https://www.unikeyic.com/media/datasheet/a1/fc/a317/a1fca31732589e43e2fbb490fd2ca76f.pdf | https://www.unikeyic.com/products/surge-suppressors/icl680d25mic/977422.html
ICL680D30MIC | EATON | 5: 3.1525 10: 3.1525 20: 2.8246 50: 2.8246 | THERMISTOR, ICL NTC, 6.8 OHM, 30MM DISC; | [10 empty] | 12 A |  |  |  |  | 1.339" (34.00mm) | [5 empty] | 0.295" (7.50mm) |  |  | Not Applicable | [10 empty] | Bulk | [7 empty] | 6.8 Ohms |  |  | ICL |  |  |  | ±20% | [10 empty] | 59 | https://www.unikeyic.com/media/datasheet/a1/fc/a317/a1fca31732589e43e2fbb490fd2ca76f.pdf | https://www.unikeyic.com/products/surge-suppressors/icl680d30mic/1463847.html
ICL700D07MIB | EATON | 100: 0.1783 500: 0.1441 1,000: 0.1339 5,000: 0.1134 10,000: 0.1102 25,000: 0.108 | [11 empty] | 3 A |  |  |  |  | 0.335" (8.50mm) | [5 empty] | 0.197" (5.00mm) |  |  | Not Applicable | [10 empty] | Bulk | [5 empty] | 16904057 |  | 7 Ohms |  |  | ICL |  |  |  | ±20% | [10 empty] | 2000 | https://www.unikeyic.com/media/datasheet/a1/fc/a317/a1fca31732589e43e2fbb490fd2ca76f.pdf | https://www.unikeyic.com/products/surge-suppressors/icl700d07mib/28682503.html
ICL700D13MIC | EATON | 25: 0.3519 100: 0.2761 500: 0.2387 1,000: 0.2128 5,000: 0.202 10,000: 0.1998 25,000: 0.1922 | [11 empty] | 4 A |  |  |  |  | 0.512" (13.00mm) | [5 empty] | 0.295" (7.50mm) |  |  | Not Applicable | [10 empty] | Bulk | [5 empty] | 16904036 |  | 7 Ohms |  |  | ICL |  |  |  | ±20% | [10 empty] | 995 | https://www.unikeyic.com/media/datasheet/a1/fc/a317/a1fca31732589e43e2fbb490fd2ca76f.pdf | https://www.unikeyic.com/products/surge-suppressors/icl700d13mic/18018312.html
ICL700D15MIC | EATON | 50: 0.4547 100: 0.4365 250: 0.4365 | THERMISTOR, ICL NTC, 7 OHM, 15MM DISC; | [10 empty] | 5 A |  |  |  |  | 0.630" (16.00mm) | [5 empty] | 0.295" (7.50mm) |  |  | Not Applicable | [10 empty] | Bulk | [7 empty] | 7 Ohms |  |  | ICL |  |  |  | ±20% | [10 empty] | 679 | https://www.unikeyic.com/media/datasheet/a1/fc/a317/a1fca31732589e43e2fbb490fd2ca76f.pdf | https://www.unikeyic.com/products/surge-suppressors/icl700d15mic/18205620.html
ICL700D18MIC | EATON | 20: 1.2535 50: 1.122 100: 1.0923 200: 0.9482 500: 0.8813 1,000: 0.8446 2,000: 0.7884 | [11 empty] | 6.5 A |  |  |  |  | 0.748" (19.00mm) | [5 empty] | 0.295" (7.50mm) |  |  | Not Applicable | [10 empty] | Bulk | [7 empty] | 7 Ohms |  |  | ICL |  |  |  | ±20% | [10 empty] | 197 | https://www.unikeyic.com/media/datasheet/a1/fc/a317/a1fca31732589e43e2fbb490fd2ca76f.pdf | https://www.unikeyic.com/products/surge-suppressors/icl700d18mic/24689350.html
ICL700D20MIC | EATON | 10: 2.001 20: 1.595 50: 1.562 100: 1.3824 200: 1.2852 500: 1.1988 1,000: 1.1448 2,000: 1.0595 | [11 empty] | 8 A |  |  |  |  | 0.906" (23.00mm) | [5 empty] | 0.295" (7.50mm) |  |  | Not Applicable | [10 empty] | Bulk | [5 empty] | 16904022 |  | 7 Ohms |  |  | ICL |  |  |  | ±20% | [10 empty] | 197 | https://www.unikeyic.com/media/datasheet/a1/fc/a317/a1fca31732589e43e2fbb490fd2ca76f.pdf | https://www.unikeyic.com/products/surge-suppressors/icl700d20mic/19220284.html
ICL700D25MIC | EATON | 1: 3.7375 10: 2.806 25: 2.387 50: 2.214 100: 1.944 500: 1.836 1,000: 1.8036 2,500: 1.728 | [11 empty] | 10 A |  |  |  |  | 1.102" (28.00mm) | [5 empty] | 0.295" (7.50mm) |  |  | Not Applicable | [10 empty] | Bulk | [5 empty] | 16904133 |  | 7 Ohms |  |  | ICL |  |  |  | ±20% | [10 empty] | 99 | https://www.unikeyic.com/media/datasheet/a1/fc/a317/a1fca31732589e43e2fbb490fd2ca76f.pdf | https://www.unikeyic.com/products/surge-suppressors/icl700d25mic/9440073.html
ICL700D30MIC | EATON | 1: 4.784 10: 3.432 25: 3.047 50: 2.8296 100: 2.4408 500: 2.3328 1,000: 2.2896 2,500: 2.214 | [11 empty] | 12 A |  |  |  |  | 1.339" (34.00mm) | [5 empty] | 0.295" (7.50mm) |  |  | Not Applicable | [10 empty] | Bulk | [5 empty] | 16904088 |  | 7 Ohms |  |  | ICL |  |  |  | ±20% | [10 empty] | 92 | https://www.unikeyic.com/media/datasheet/a1/fc/a317/a1fca31732589e43e2fbb490fd2ca76f.pdf | https://www.unikeyic.com/products/surge-suppressors/icl700d30mic/7707797.html
ICL800D07MIB | EATON | 1,000: 0.0936 5,000: 0.0775 | ICL 8 OHM 20% 2A 8.5MM | [10 empty] | 2 A |  |  |  |  | 0.335" (8.50mm) | [5 empty] | 0.197" (5.00mm) |  |  | Not Applicable | [10 empty] | Bulk | [5 empty] | 16904101 |  | 8 Ohms |  |  | ICL |  |  |  | ±20% | [10 empty] | 1920 | https://www.unikeyic.com/media/datasheet/a1/fc/a317/a1fca31732589e43e2fbb490fd2ca76f.pdf | https://www.unikeyic.com/products/surge-suppressors/icl800d07mib/24848049.html
ICL801D15MIC | EATON | 25: 0.6406 50: 0.5918 100: 0.5038 250: 0.4936 500: 0.4018 1,000: 0.3823 2,500: 0.3629 | [11 empty] | 2.5 A |  |  |  |  | 0.630" (16.00mm) | [5 empty] | 0.295" (7.50mm) |  |  | Not Applicable | [10 empty] | Bulk | [7 empty] | 80 Ohms |  |  | ICL |  |  |  | ±20% | [10 empty] | 498 | https://www.unikeyic.com/media/datasheet/a1/fc/a317/a1fca31732589e43e2fbb490fd2ca76f.pdf | https://www.unikeyic.com/products/surge-suppressors/icl801d15mic/13591319.html
INTERNET350U | Tripp Lite | 1+: 99.8914 5+: 93.2299 10+: 90.5004 25+: 87.0143 50+: 84.4663 100+: 81.993 | UPS Standby Desktop 110V/115V/120V 210W 350VA | [61 empty] | 43 | https://www.unikeyic.com/media/datasheet/54/34/ea31/54/9f3f40f1025612712a2fb5c727d0f180.pdf | https://www.unikeyic.com/products/surge-suppressors/internet350u/28720755.html
IP4035CX24/LF/P,13 | NXP Semiconductors | 1,000: 0.5106 5,000: 0.5067 |  |  |  |  | IP403 | [31 empty] | Bulk | [5 empty] | 12611190 |  |  |  |  | * | [14 empty] | 20946 | https://www.unikeyic.com/media/datasheet/81/db/b16d/81/068ecb9c8a31d4185d8cfbc75d7b421e.pdf | https://www.unikeyic.com/products/surge-suppressors/ip4035cx24-lf-p-13/12600559.html
ISOBAR4 ULTRA | Tripp Lite | 1: 116.6724 5: 110.8404 10: 107.3412 25: 101.682 50: 98.3664 | 110V(AC)~126V(AC) 12A floor mounting，wall mount，Bracket mounting | 4 |  |  |  |  | NEMA 5-15R | NEMA 5-15P | 6' (1.83m) |  |  |  |  | 12A |  |  |  | 3330J | - |  |  | Steel |  |  | - | Not Applicable |  | Bench, Floor, Wall | [5 empty] | Circuit Breaker(s) |  |  | Bulk |  |  |  |  | North America | [5 empty] | ISOBAR® | [6 empty] | 120V | [5 empty] | 2.4 lbs (1.1 kg) |  | 10 | https://www.unikeyic.com/media/datasheet/f8/0e/1479/f8/e4304be2b63d0f617726002d10a4edc7.pdf | https://www.unikeyic.com/products/surge-suppressors/isobar4-ultra/11855436.html
ISOBAR8ULTRA | Tripp Lite | 1+: 141.1344 5+: 128.5935 10+: 124.866 20+: 121.149 50+: 116.235 100+: 112.518 | 110V(AC)~126V(AC) Floor Mount, Wall Mount, Bracket Mount 228.6mm(L) × 88.9mm(H) | [61 empty] | 15 | https://www.unikeyic.com/media/datasheet/cc/b7/6614/cc/2113967013b29af039a45462d54e1f41.pdf | https://www.unikeyic.com/products/surge-suppressors/isobar8ultra/1526447.html
J74KNC2RC230 | OMRON | 1: 22.7055 | Omron Surge suppressor device, J74KN series | [8 empty] | - | [20 empty] | -40℃~60℃ | [9 empty] | - | [11 empty] | 110V~230V(AC) | [9 empty] | 9 | https://www.unikeyic.com/media/about_us/Unikey_ISO_9001_Certification.pdf | https://www.unikeyic.com/products/surge-suppressors/j74knc2rc230/15638559.html
J74KNC2RC24 | OMRON | 1: 21.2649 | Omron Surge suppressor device, J74KN series | [8 empty] | - | [20 empty] | -40℃~60℃ | [9 empty] | - | [11 empty] | 12V~48V(AC) | [9 empty] | 2 | https://www.unikeyic.com/media/about_us/Unikey_ISO_9001_Certification.pdf | https://www.unikeyic.com/products/surge-suppressors/j74knc2rc24/16780026.html
KTS1289ECAE-TA | Kinetic Technologies | 3,000+: 0.4579 6,000+: 0.4254 9,000+: 0.4088 15,000+: 0.3902 21,000+: 0.3792 | FLAT-CLAMP MINI TVS FOR HIGH VOL | [61 empty] | 4915 |  | https://www.unikeyic.com/products/surge-suppressors/kts1289ecae-ta/1005488896.html
KTS1650BEVG-TR | Kinetic Technologies | 3,000: 0.4492 6,000: 0.4384 9,000: 0.433 15,000: 0.427 21,000: 0.4235 | 4.5 AMP 36MOHM OVERVOLTAGE PROTE | [8 empty] | - | [16 empty] | SMD mount | [7 empty] | WFBGA-12, WLCSP | [5 empty] | - |  |  | Compliant |  |  | Tape and reel packaging | [5 empty] | - | [8 empty] | KTS1650BEVG-TR Kinetic Technologies | 5890 | https://www.unikeyic.com/media/datasheet/c5/fd/8d78/c5/65182c965aa0fd2ff804c8b72a1b0768.pdf | https://www.unikeyic.com/products/surge-suppressors/kts1650bevg-tr/27782631.html
KTS1675AEUT-TR | Kinetic Technologies | 10+: 1.3414 25+: 1.2187 100+: 1.0838 250+: 1.0196 500+: 0.9808 1,000+: 0.9749 | OVERVOLTAGE PROTECTOR WITH BIDIR | [61 empty] | 1536 |  | https://www.unikeyic.com/products/surge-suppressors/kts1675aeut-tr/7368148.html
KTS1680CEUZ-TR | Kinetic Technologies | 3,000: 0.3483 6,000: 0.3395 9,000: 0.3351 15,000: 0.3302 21,000: 0.3274 30,000: 0.3247 | OVERVOLTAGE PROTECTED LOAD SWITC |  | - |  | KTS1680 | [20 empty] | 1 (Unlimited) |  | Surface Mount | 1 | [6 empty] | 12-WFBGA, WLCSP | [6 empty] | 18666750 |  |  |  |  | - |  | 12-WLCSP (1.7x1.21) | Internal Switch |  |  |  |  | 2.3 ~ 28V | [6 empty] | 5540 | https://www.unikeyic.com/media/datasheet/ec/cd/5abb/ec/70ba272bb62887431c02d611b3e6c527.pdf | https://www.unikeyic.com/products/surge-suppressors/kts1680ceuz-tr/34533531.html
KTS1693EVB-TR | Kinetic Technologies | 10+: 1.283 25+: 1.1647 100+: 1.0351 250+: 0.9732 500+: 0.936 1,000+: 0.9286 | 30V, 9MOHM 110V SURGE PROTECTED | [61 empty] | 2831 |  | https://www.unikeyic.com/products/surge-suppressors/kts1693evb-tr/32207597.html
LA4SKE1U | Schneider Electric | 5: 16.2355 10: 15.3509 | [9 empty] | - | [20 empty] | -20℃~50℃ | [9 empty] | - | [11 empty] | - | [9 empty] | 120 | https://www.unikeyic.com/media/about_us/Unikey_ISO_9001_Certification.pdf | https://www.unikeyic.com/products/surge-suppressors/la4ske1u/997416558.html
LFLX0006Z-01 | Littelfuse | 1+: 355.4172 5+: 294.5333 | Connectorized Power Distribution Module | [61 empty] | 2 |  | https://www.unikeyic.com/products/surge-suppressors/lflx0006z-01/12388039.html
LPX090-6 | L-com | 1: 34.406 10: 28.0762 25: 25.8955 50: 24.3578 100: 22.9105 250: 21.1256 500: 21.0177 | GDT 90V 1 POLE USER DEFINED | [8 empty] | - | [30 empty] | - | [11 empty] | - | [9 empty] | 13 | https://www.unikeyic.com/media/about_us/Unikey_ISO_9001_Certification.pdf | https://www.unikeyic.com/products/surge-suppressors/lpx090-6/681914960.html
LPXT-MD-GB-POE-C1D2 | L-com | 1: 207.9478 | DATA LINE PROTECTOR MOD, POE, RJ45S, 1GB; Suppressor Type:POE Surge Protector; No. of LAN Ports (Input):2Ports; Peak Surge Current:-; Suppressor Mounting:Panel; Product Range:LPXT Series; No. of Outlets:1Outlets; Outlet | [8 empty] | - | [30 empty] | - | [11 empty] | - | [9 empty] | 14 | https://www.unikeyic.com/media/about_us/Unikey_ISO_9001_Certification.pdf | https://www.unikeyic.com/products/surge-suppressors/lpxt-md-gb-poe-c1d2/32880037.html
LPXT-MOD-C1D2 | L-com | 1: 100.2088 | 10/100 DATA LINE PROTECTOR, 5VDC; Plug Type:-; Product Range:LPXT Series; Suppressor Type:Data Line; No. of Outlets:1Outlets; Outlet Type:RJ45; Voltage Rating:5VDC; Output Current:-; Peak Surge Current:-; Response Time:- | [8 empty] | - | [30 empty] | - | [11 empty] | - | [9 empty] | 19 | https://www.unikeyic.com/media/about_us/Unikey_ISO_9001_Certification.pdf | https://www.unikeyic.com/products/surge-suppressors/lpxt-mod-c1d2/12077017.html
LPXT-MOD-POE-C1D2 | L-com | 1: 109.6372 | 10/100 POE DATA LINE PROT MODULE, 48VDC; Plug Type:-; Product Range:LPXT Series; Suppressor Type:Data Line; No. of Outlets:1Outlets; Outlet Type:RJ45; Voltage Rating:70VDC; Output Current:-; Peak Surge Current:-; Respons | [8 empty] | - | [30 empty] | - | [11 empty] | - | [9 empty] | 11 | https://www.unikeyic.com/media/about_us/Unikey_ISO_9001_Certification.pdf | https://www.unikeyic.com/products/surge-suppressors/lpxt-mod-poe-c1d2/15792925.html
LPXT-WP-GB-POE++60V | L-com | 1: 292.8539 10: 251.5293 25: 241.2161 | DLINE PROT WP 1GB POE++ 60V | [8 empty] | - | [30 empty] | - | [11 empty] | - | [9 empty] | 19 | https://www.unikeyic.com/media/about_us/Unikey_ISO_9001_Certification.pdf | https://www.unikeyic.com/products/surge-suppressors/lpxt-wp-gb-poe-60v/869549245.html
LPXT-WP-PMT | L-com | 1: 30.7005 | DATA LINE PROTECTOR POLE MOUNT KIT; For Use With:L-COM LPXT-WP Series Lightning Protectors; Accessory Type:Data Line Protector Pole Mount Kit; Product Range:LPXT Series 68AC1628 | [8 empty] | - | [30 empty] | - | [11 empty] | - | [9 empty] | 1 | https://www.unikeyic.com/media/about_us/Unikey_ISO_9001_Certification.pdf | https://www.unikeyic.com/products/surge-suppressors/lpxt-wp-pmt/31666994.html
LPXTRJ45-100TX | L-com | 1: 112.0001 | ENET SURGE PROTECTOR, 1PORT, PANEL; Suppressor Type:Ethernet Surge Protector; No. of LAN Ports (Input):1Ports; Peak Surge Current:-; Suppressor Mounting:Panel; Product Range:LPXT Series; No. of Outlets:1Outlets; Outlet T | [8 empty] | - | [30 empty] | - | [11 empty] | - | [9 empty] | 1 | https://www.unikeyic.com/media/about_us/Unikey_ISO_9001_Certification.pdf | https://www.unikeyic.com/products/surge-suppressors/lpxtrj45-100tx/21333390.html
LPXTRJ45-100TX-POE | L-com | 1: 164.1442 | DATA/SIGNAL LINE PROTECTOR, 1P, PANEL; No. of Poles:1 Pole; Peak Surge Current:-; Continuing Operating Voltage Max:-; Suppressor Mounting:Panel; Product Range:LPXT Series; No. of Outlets:1Outlets; Outlet Type:RJ45 68AC16 | [8 empty] | - | [30 empty] | - | [11 empty] | - | [9 empty] | 1 | https://www.unikeyic.com/media/about_us/Unikey_ISO_9001_Certification.pdf | https://www.unikeyic.com/products/surge-suppressors/lpxtrj45-100tx-poe/12866249.html
LPXTRJ45-GBPOE++ | L-com | 1: 228.4007 10: 192.9872 | 60V DINRail installation 24.638mm(Length)*93.218mm(height) | [8 empty] | - | [13 empty] | 24.638mm(Length)*93.218mm(height) |  |  | DIN rail mounting |  |  |  | -40℃~75℃ | [9 empty] | - |  |  | Compliant |  |  | Bagged | [5 empty] | 60V | [9 empty] | 19 | https://www.unikeyic.com/media/about_us/Unikey_ISO_9001_Certification.pdf | https://www.unikeyic.com/products/surge-suppressors/lpxtrj45-gbpoe/700736630.html
LPXTRJ45-T1 | L-com | 1: 109.7699 | DATA/SIGNAL LINE PROTECTOR, 1P, PANEL; No. of Poles:1 Pole; Peak Surge Current:-; Continuing Operating Voltage Max:-; Suppressor Mounting:Panel; Product Range:LPXT Series; No. of Outlets:1Outlets; Outlet Type:RJ45 68AC16 | [8 empty] | - | [30 empty] | - | [11 empty] | - | [9 empty] | 1 | https://www.unikeyic.com/media/about_us/Unikey_ISO_9001_Certification.pdf | https://www.unikeyic.com/products/surge-suppressors/lpxtrj45-t1/33031020.html
LSP05240P | Littelfuse | 16: 12.2865 56: 11.2664 | Surge Suppressor Lightning 5kA 347VAC | [9 empty] | 5 kA |  | 10 kA | [5 empty] | Thermally Protected | Module Only | [5 empty] | Not Applicable |  | Screw |  | 1 |  | -45°C ~ 85°C |  |  |  |  | Tray | [5 empty] | 4914533 |  |  |  |  | LSP | [14 empty] | 90 | https://www.unikeyic.com/media/datasheet/27/c1/be1a/27/3b9df51c5b3b3964fe8d83c33989ecda.pdf | https://www.unikeyic.com/products/surge-suppressors/lsp05240p/12029518.html
LSP05G240SX3333 | Littelfuse | 1: 15.525 10: 11.4372 30: 9.5148 | LED Surge Protection Device Module | [9 empty] | 5 kA |  | 10 kA | [5 empty] | Thermally Protected | Module Only | [5 empty] | Not Applicable |  | Screw |  | 1 |  | -45°C ~ 85°C |  |  |  |  | Tray | [5 empty] | 6002550 |  |  |  |  | LSP | [14 empty] | 23 | https://www.unikeyic.com/media/datasheet/e6/3b/fbce/e6/d3ff157ba6d12515354431dbfee22e87.pdf | https://www.unikeyic.com/products/surge-suppressors/lsp05g240sx3333/787243.html
LSP05G480S | Littelfuse | 15: 10.0972 60: 8.7064 510: 8.2135 | SPD TYPE 2 510VAC MCOV 1 POLE | [9 empty] | 5 kA |  | 10 kA | [5 empty] | Thermally Protected | Module Only | [5 empty] | 1 (Unlimited) |  |  |  | 1 |  | -45°C ~ 85°C |  |  |  |  | Bulk | [10 empty] | LSP | [14 empty] | 150 | https://www.unikeyic.com/media/about_us/Unikey_ISO_9001_Certification.pdf | https://www.unikeyic.com/products/surge-suppressors/lsp05g480s/1139831.html
LSP10240P | Littelfuse | 1: 26.675 2: 26.675 3: 25.608 5: 23.9008 10: 23.474 20: 23.474 | LED Surge Protection Device Module | [9 empty] | 10 kA |  | 20 kA | [5 empty] | Thermally Protected | Module Only | [5 empty] | Not Applicable |  | Screw |  | 1 |  | -45°C ~ 85°C |  |  |  |  | Tray | [5 empty] | 4914547 |  |  |  |  | LSP | [14 empty] | 34 | https://www.unikeyic.com/media/datasheet/87/9f/d443/87/b800bbb30fef927412c1f242b7202990.pdf | https://www.unikeyic.com/products/surge-suppressors/lsp10240p/12897407.html
LSP10240SX3333 | Littelfuse | 1+: 25.8916 16+: 17.8543 56+: 17.5602 | Surge Suppressors, Lightning, 5kA, 347V AC | [61 empty] | 4 | https://www.unikeyic.com/media/datasheet/87/9f/d443/87/b800bbb30fef927412c1f242b7202990.pdf | https://www.unikeyic.com/products/surge-suppressors/lsp10240sx3333/1448985.html
LT4356CDE-3#TRPBF | Analog Devices | 10: 6.5435 100: 6.2919 300: 6.0402 | Surge Stopper Automotive 12-Pin DFN EP T/R |  | - |  | LT4356 | [20 empty] | 1 (Unlimited) |  | Surface Mount | 1 | [6 empty] | 12-WFDFN Exposed Pad | [6 empty] | 14562154 |  |  |  |  | - |  | 12-DFN (4x3) | External Switch |  |  |  |  | 27V Adj |  |  |  | 4 ~ 80V |  |  | 2500 | https://www.unikeyic.com/media/datasheet/5e/fd/eb9e/5e/d6bfaa8d4aceaa81a5fb310c862bc39f.pdf | https://www.unikeyic.com/products/surge-suppressors/lt4356cde-3-trpbf/566236.html
LT4356CMS-3#TRPBF | Analog Devices | 10: 6.5435 100: 6.2919 300: 6.0402 | 4V~80V MSOP-10, TFSOP-10 SMD 3mm × 3mm × 860μm |  | - |  | LT4356 | [20 empty] | 1 (Unlimited) |  | Surface Mount | 1 | [6 empty] | 10-TFSOP, 10-MSOP (0.118", 3.00mm Width) | [11 empty] | - |  | 10-MSOP | External Switch |  |  |  |  | 27V Adj |  |  |  | 4 ~ 80V |  |  | 2500 | https://www.unikeyic.com/media/datasheet/5e/fd/eb9e/5e/d6bfaa8d4aceaa81a5fb310c862bc39f.pdf | https://www.unikeyic.com/products/surge-suppressors/lt4356cms-3-trpbf/12030544.html
LT4356HDE-3#TRPBF | Analog Devices | 10: 6.5435 100: 6.2919 300: 6.0402 | Surge Stopper Automotive 12-Pin DFN EP T/R |  | - |  | LT4356 | [20 empty] | 1 (Unlimited) |  | Surface Mount | 1 | [6 empty] | 12-WFDFN Exposed Pad | Tape & Reel (TR) | [5 empty] | 2195714 |  |  |  |  | - |  | 12-DFN (4x3) | External Switch |  |  |  |  | 27V Adj |  |  |  | 4 ~ 80V |  |  | 2500 | https://www.unikeyic.com/media/datasheet/5e/fd/eb9e/5e/d6bfaa8d4aceaa81a5fb310c862bc39f.pdf | https://www.unikeyic.com/products/surge-suppressors/lt4356hde-3-trpbf/1449214.html
LT4356HMS-3#TRPBF | Analog Devices | 10: 8.7247 100: 8.3891 300: 8.0536 | 4V~80V MSOP-10 TFSOP-10 SMD 3mm × 3mm × 860μm |  | - |  | LT4356 | [20 empty] | 1 (Unlimited) |  | Surface Mount | 1 | [6 empty] | 10-TFSOP, 10-MSOP (0.118", 3.00mm Width) | [6 empty] | 13544370 |  |  |  |  | - |  | 10-MSOP | External Switch |  |  |  |  | 27V Adj |  |  |  | 4 ~ 80V |  |  | 2500 | https://www.unikeyic.com/media/datasheet/5e/fd/eb9e/5e/d6bfaa8d4aceaa81a5fb310c862bc39f.pdf | https://www.unikeyic.com/products/surge-suppressors/lt4356hms-3-trpbf/1120182.html
LT4356HS-1#TRPBF | Analog Devices | 10: 6.5435 100: 6.2919 300: 6.0402 | 4V~80V SOIC-16 SMD 3.9mm (W) × 1.5mm (H) |  | - |  | LT4356 | [20 empty] | 1 (Unlimited) |  | Surface Mount | 1 | [6 empty] | 16-SOIC (0.154", 3.90mm Width) | [11 empty] | - |  | 16-SO | External Switch |  |  |  |  | 27V Adj |  |  |  | 4 ~ 80V |  |  | 2500 | https://www.unikeyic.com/media/datasheet/df/4c/b9f4/df/81a171c459f75c1070f3f5218bb2c407.pdf | https://www.unikeyic.com/products/surge-suppressors/lt4356hs-1-trpbf/12358416.html
LT4356IDE-1#PBF | Analog Devices |  | 4V~80V 7μA WFDFN-12(EP) SMD mount 4mm(Length)*750μm(height) |  | - |  | LT4356 | [20 empty] | 1 (Unlimited) |  | Surface Mount | 1 | [6 empty] | 12-WFDFN Exposed Pad | Tube | [10 empty] | - |  | 12-DFN (4x3) | External Switch |  |  |  |  | 27V Adj |  |  |  | 4 ~ 80V |  |  |  | https://www.unikeyic.com/media/datasheet/84/34/b6a8/8434b6a8b9cb4fc2dcba19b55e11cb26.pdf | https://www.unikeyic.com/products/surge-suppressors/lt4356ide-1-pbf/892527.html
LT4356IDE-1#TRPBF | Analog Devices | 10: 7.424 100: 7.1864 200: 7.0083 | 4V~80V WFDFN-12(EP) SMD mount 4mm(Length)*750μm(height) |  | - |  | LT4356 | [20 empty] | 1 (Unlimited) |  | Surface Mount | 1 | [6 empty] | 12-WFDFN Exposed Pad | [11 empty] | - |  | 12-DFN (4x3) | External Switch |  |  |  |  | 27V Adj |  |  |  | 4 ~ 80V |  |  | 2800 | https://www.unikeyic.com/media/datasheet/0f/d0/902c/0f/367a358324c78e0ad331ebec3d916990.pdf | https://www.unikeyic.com/products/surge-suppressors/lt4356ide-1-trpbf/12379058.html
LT4356IDE-3#TRPBF | Analog Devices | 10: 6.5435 100: 6.2919 300: 6.0402 | Surge Stopper Automotive 12-Pin DFN EP T/R |  | - |  | LT4356 | [20 empty] | 1 (Unlimited) |  | Surface Mount | 1 | [6 empty] | 12-WFDFN Exposed Pad | [6 empty] | 2042476 |  |  |  |  | - |  | 12-DFN (4x3) | External Switch |  |  |  |  | 27V Adj |  |  |  | 4 ~ 80V |  |  | 2500 | https://www.unikeyic.com/media/datasheet/5e/fd/eb9e/5e/d6bfaa8d4aceaa81a5fb310c862bc39f.pdf | https://www.unikeyic.com/products/surge-suppressors/lt4356ide-3-trpbf/1357623.html
LT4356IMS-1#TRPBF | Analog Devices | 1: 7.0183 10: 6.0271 30: 5.3646 100: 4.981 | 4V~80V 7μA MSOP-10, TFSOP-10 SMD 3mm × 3mm × 860μm |  | - |  | LT4356 | [20 empty] | 1 (Unlimited) |  | Surface Mount | 1 | [6 empty] | 10-TFSOP, 10-MSOP (0.118", 3.00mm Width) | [6 empty] | 4694496 |  |  |  |  | - |  | 10-MSOP | External Switch |  |  |  |  | 27V Adj |  |  |  | 4 ~ 80V |  |  |  | https://www.unikeyic.com/media/datasheet/84/34/b6a8/8434b6a8b9cb4fc2dcba19b55e11cb26.pdf | https://www.unikeyic.com/products/surge-suppressors/lt4356ims-1-trpbf/509574.html
LT4356IMS-3#TRPBF | Analog Devices | 10: 7.6341 100: 7.3405 300: 7.0469 | 4V~80V MSOP-10, TFSOP-10 SMD 3mm × 3mm × 860μm |  | - |  | LT4356 | [20 empty] | 1 (Unlimited) |  | Surface Mount | 1 | [6 empty] | 10-TFSOP, 10-MSOP (0.118", 3.00mm Width) | [6 empty] | 8789729 |  |  |  |  | - |  | 10-MSOP | External Switch |  |  |  |  | 27V Adj |  |  |  | 4 ~ 80V |  |  | 2500 | https://www.unikeyic.com/media/datasheet/5e/fd/eb9e/5e/d6bfaa8d4aceaa81a5fb310c862bc39f.pdf | https://www.unikeyic.com/products/surge-suppressors/lt4356ims-3-trpbf/1184511.html
LT4356IS-1#TRPBF | Analog Devices | 10: 6.5435 100: 6.2919 300: 6.0402 | 4V~80V SOIC-16 SMD, 3.9mm W × 1.5mm H |  | - |  | LT4356 | [20 empty] | 1 (Unlimited) |  | Surface Mount | 1 | [6 empty] | 16-SOIC (0.154", 3.90mm Width) | [6 empty] | 7917233 |  |  |  |  | - |  | 16-SO | External Switch |  |  |  |  | 27V Adj |  |  |  | 4 ~ 80V |  |  | 2500 | https://www.unikeyic.com/media/datasheet/df/4c/b9f4/df/81a171c459f75c1070f3f5218bb2c407.pdf | https://www.unikeyic.com/products/surge-suppressors/lt4356is-1-trpbf/653112.html
LT4356IS-2#PBF | Analog Devices | 1: 13.8369 10: 11.3038 30: 10.1742 100: 8.8454 300: 8.3055 | 4V~80V 60μA SOIC-16 SMD mount 10.008mm*3.9mm*1.752mm |  | - |  | LT4356 | [20 empty] | 1 (Unlimited) |  | Surface Mount | 1 | [6 empty] | 16-SOIC (0.154", 3.90mm Width) | Tube | [5 empty] | 1999987 |  |  |  |  | - |  | 16-SO | External Switch |  |  |  |  | 27V Adj |  |  |  | 4 ~ 80V |  |  |  | https://www.unikeyic.com/media/datasheet/df/4c/b9f4/df/81a171c459f75c1070f3f5218bb2c407.pdf | https://www.unikeyic.com/products/surge-suppressors/lt4356is-2-pbf/1230103.html
LT4356IS-2#TRPBF | Analog Devices | 2,500: 5.3453 | IC, 4V~80V, SOIC-16, SMD, 3.9mm W × 1.5mm H |  | - |  | LT4356 | [20 empty] | 1 (Unlimited) |  | Surface Mount | 1 | [6 empty] | 16-SOIC (0.154", 3.90mm Width) | [6 empty] | 8549233 |  |  |  |  | - |  | 16-SO | External Switch |  |  |  |  | 27V Adj |  |  |  | 4 ~ 80V |  |  | 2500 | https://www.unikeyic.com/media/datasheet/df/4c/b9f4/df/81a171c459f75c1070f3f5218bb2c407.pdf | https://www.unikeyic.com/products/surge-suppressors/lt4356is-2-trpbf/12649914.html
LT4363CDE-2#TRPBF | Analog Devices | 10: 6.5435 100: 6.2919 300: 6.0402 | Surge Stopper Automotive 12-Pin DFN EP T/R |  | - |  | LT4363 | [20 empty] | 1 (Unlimited) |  | Surface Mount | 1 | [6 empty] | 12-WFDFN Exposed Pad | [6 empty] | 3024825 |  |  |  |  | - |  | 12-DFN (4x3) | External Switch |  |  |  |  | 27V Adj |  |  |  | 4 ~ 80V |  |  | 2500 | https://www.unikeyic.com/media/datasheet/ef/17/aed9/ef17aed921d61e67d36a5dae658af487.pdf | https://www.unikeyic.com/products/surge-suppressors/lt4363cde-2-trpbf/12901169.html
LT4363CMS-2#TRPBF | Analog Devices | 10: 4.7986 100: 4.614 300: 4.4295 | Surge Stopper Automotive 12-Pin MSOP T/R |  | - |  | LT4363 | [20 empty] | 1 (Unlimited) |  | Surface Mount | 1 | [6 empty] | 12-TSSOP (0.118", 3.00mm Width) | [6 empty] | 3024827 |  |  |  |  | - |  | 12-MSOP | External Switch |  |  |  |  | 27V Adj |  |  |  | 4 ~ 80V |  |  | 2500 | https://www.unikeyic.com/media/datasheet/ef/17/aed9/ef17aed921d61e67d36a5dae658af487.pdf | https://www.unikeyic.com/products/surge-suppressors/lt4363cms-2-trpbf/1310002.html
LT4363CS-2#TRPBF | Analog Devices | 10: 6.5435 100: 6.2919 300: 6.0402 | IC, 4V~80V, SOIC-16, SMD, 3.9mm W × 1.5mm H |  | - |  | LT4363 | [20 empty] | 1 (Unlimited) |  | Surface Mount | 1 | [6 empty] | 16-SOIC (0.154", 3.90mm Width) | Tape & Reel (TR) | [10 empty] | - |  | 16-SO | External Switch |  |  |  |  | 27V Adj |  |  |  | 4 ~ 80V |  |  | 2500 | https://www.unikeyic.com/media/datasheet/ef/17/aed9/ef17aed921d61e67d36a5dae658af487.pdf | https://www.unikeyic.com/products/surge-suppressors/lt4363cs-2-trpbf/1445307.html
LT4363HDE-2#TRPBF | Analog Devices | 1: 7.5608 10: 6.4806 50: 6.0486 100: 5.5323 | Surge Stopper Automotive 12-Pin DFN EP T/R |  | - |  | LT4363 | [20 empty] | 1 (Unlimited) |  | Surface Mount | 1 | [6 empty] | 12-WFDFN Exposed Pad | [6 empty] | 4240413 |  |  |  |  | - |  | 12-DFN (4x3) | External Switch |  |  |  |  | Adjustable |  |  |  | 4 ~ 80V |  |  |  | https://www.unikeyic.com/media/datasheet/ef/17/aed9/ef17aed921d61e67d36a5dae658af487.pdf | https://www.unikeyic.com/products/surge-suppressors/lt4363hde-2-trpbf/983899.html
LT4363HMS-2#TRPBF | Analog Devices | 1: 8.1963 10: 7.2581 30: 6.2877 100: 5.8151 | 80V TSSOP-12 SMD mount 4.04mm*3mm*860μm |  | - |  | LT4363 | [20 empty] | 1 (Unlimited) |  | Surface Mount | 1 | [6 empty] | 12-TSSOP (0.118", 3.00mm Width) | [11 empty] | - |  | 12-MSOP | External Switch |  |  |  |  | Adjustable |  |  |  | 4 ~ 80V |  |  |  | https://www.unikeyic.com/media/datasheet/ef/17/aed9/ef17aed921d61e67d36a5dae658af487.pdf | https://www.unikeyic.com/products/surge-suppressors/lt4363hms-2-trpbf/12062398.html
LT4363HS-2#TRPBF | Analog Devices | 10: 6.5435 100: 6.2919 300: 6.0402 | 4V~80V SOIC-16 SMD mount 3.9mm(width)*1.5mm(height) |  | - |  | LT4363 | [20 empty] | 1 (Unlimited) |  | Surface Mount | 1 | [6 empty] | 16-SOIC (0.154", 3.90mm Width) | [6 empty] | 14561187 |  |  |  |  | - |  | 16-SO | External Switch |  |  |  |  | 27V Adj |  |  |  | 4 ~ 80V |  |  | 2500 | https://www.unikeyic.com/media/datasheet/ef/17/aed9/ef17aed921d61e67d36a5dae658af487.pdf | https://www.unikeyic.com/products/surge-suppressors/lt4363hs-2-trpbf/12576591.html
LT4363IDE-2#TRPBF | Analog Devices | 1: 7.5402 10: 6.5603 30: 5.9814 100: 5.502 | Surge Stopper Automotive 12-Pin DFN EP T/R |  | - |  | LT4363 | [20 empty] | 1 (Unlimited) |  | Surface Mount | 1 | [6 empty] | 12-WFDFN Exposed Pad | [11 empty] | - |  | 12-DFN (4x3) | External Switch |  |  |  |  | 27V Adj |  |  |  | 4 ~ 80V |  |  |  | https://www.unikeyic.com/media/datasheet/ef/17/aed9/ef17aed921d61e67d36a5dae658af487.pdf | https://www.unikeyic.com/products/surge-suppressors/lt4363ide-2-trpbf/12378960.html
LT4363IMS-1#TRPBF | Analog Devices | 10: 10.9059 100: 10.4864 300: 10.067 | Surge Stopper Automotive, 12-Pin MSOP, T/R |  | - |  | LT4363 | [20 empty] | 1 (Unlimited) |  | Surface Mount | 1 | [6 empty] | 12-TSSOP (0.118", 3.00mm Width) | [11 empty] | - |  | 12-MSOP | External Switch |  |  |  |  | 27V Adj |  |  |  | 4 ~ 80V |  |  | 2500 | https://www.unikeyic.com/media/datasheet/ef/17/aed9/ef17aed921d61e67d36a5dae658af487.pdf | https://www.unikeyic.com/products/surge-suppressors/lt4363ims-1-trpbf/1317753.html
LT4363IS-2#TRPBF | Analog Devices | 100: 6.2005 500: 5.9939 1,000: 5.8905 | 4V~80V SOIC-16 SMD, 3.9mm W × 1.5mm H |  | - |  | LT4363 | [20 empty] | 1 (Unlimited) |  | Surface Mount | 1 | [6 empty] | 16-SOIC (0.154", 3.90mm Width) | [6 empty] | 8556275 |  |  |  |  | - |  | 16-SO | External Switch |  |  |  |  | 27V Adj |  |  |  | 4 ~ 80V |  |  | 4500 | https://www.unikeyic.com/media/datasheet/ef/17/aed9/ef17aed921d61e67d36a5dae658af487.pdf | https://www.unikeyic.com/products/surge-suppressors/lt4363is-2-trpbf/1447832.html
LT4363MPMS-1#TRPBF | Analog Devices | 10: 13.0871 100: 12.5837 300: 12.0804 | Surge Stopper Automotive, 12-Pin MSOP, T/R |  | - |  | LT4363 | [20 empty] | 1 (Unlimited) |  | Surface Mount | 1 | [6 empty] | 12-TSSOP (0.118", 3.00mm Width) | Tape & Reel (TR) | [10 empty] | - |  | 12-MSOP | External Switch |  |  |  |  | 27V Adj |  |  |  | 4 ~ 80V |  |  | 1000 | https://www.unikeyic.com/media/datasheet/ef/17/aed9/ef17aed921d61e67d36a5dae658af487.pdf | https://www.unikeyic.com/products/surge-suppressors/lt4363mpms-1-trpbf/12629217.html
LT4363MPMS-2#TRPBF | Analog Devices | 1: 7.3613 10: 6.6694 50: 5.6532 100: 5.3175 | 80V TSSOP-12 SMD mount 4.04mm*3mm*860μm |  | - |  | LT4363 | [20 empty] | 1 (Unlimited) |  | Surface Mount | 1 | [6 empty] | 12-TSSOP (0.118", 3.00mm Width) | Tape & Reel (TR) | [5 empty] | 4271711 |  |  |  |  | - |  | 12-MSOP | External Switch |  |  |  |  | 27V Adj |  |  |  | 4 ~ 80V |  |  |  | https://www.unikeyic.com/media/datasheet/ef/17/aed9/ef17aed921d61e67d36a5dae658af487.pdf | https://www.unikeyic.com/products/surge-suppressors/lt4363mpms-2-trpbf/1398377.html
LT4363MPS-2#TRPBF | Analog Devices | 1: 10.6348 10: 9.1328 30: 8.129 100: 7.5478 | 4V~80V SOIC-16 SMD mount 3.9mm(width)*1.5mm(height) |  | - |  | LT4363 | [20 empty] | 1 (Unlimited) |  | Surface Mount | 1 | [6 empty] | 16-SOIC (0.154", 3.90mm Width) | Tape & Reel (TR) | [10 empty] | - |  | 16-SO | External Switch |  |  |  |  | 27V Adj |  |  |  | 4 ~ 80V |  |  |  | https://www.unikeyic.com/media/datasheet/ef/17/aed9/ef17aed921d61e67d36a5dae658af487.pdf | https://www.unikeyic.com/products/surge-suppressors/lt4363mps-2-trpbf/624031.html
LTC4210-1IS6#TRPBF | Analog Devices | 10: 4.3624 100: 4.1946 300: 4.0268 | 2.7V~16.5V SOT-23-6，TSOT-23-6 SMD mount 2.9mm(Length)*1mm(height) |  | General Purpose |  | LTC4210 | [10 empty] | 650 µA |  |  | Auto Retry | [6 empty] | 1 (Unlimited) |  | Surface Mount |  |  |  | -40°C ~ 85°C |  |  |  | SOT-23-6 Thin, TSOT-23-6 |  |  |  | Current Limit, Fault Timeout, OVP, Slew Rate, UVLO |  |  | 9842082 |  |  |  |  | - |  | TSOT-23-6 | [8 empty] | 2.7V ~ 16.5V |  |  |  | 2500 | https://www.unikeyic.com/media/datasheet/27/cf/62b3/27cf62b3238c72854580488a819040ef.pdf | https://www.unikeyic.com/products/surge-suppressors/ltc4210-1is6-trpbf/22812735.html
LTC4218IGN#TRPBF | Analog Devices | 1: 8.8305 10: 7.4411 30: 6.5542 100: 5.8589 | 2.9V~26.5V SSOP-16 SMD mount 3.9mm(width)*1.5mm(height) |  | ATCA, MicroTCA™ |  | LTC4218 | [10 empty] | 1.6 mA |  |  | - | [6 empty] | 1 (Unlimited) |  | Surface Mount |  |  |  | -40°C ~ 85°C |  |  |  | 16-SSOP (0.154", 3.90mm Width) |  |  |  | Auto Retry, Current Limit, Fault Timeout, Latched Fault, OVP, UVLO |  |  | 9770773 |  |  |  |  | - |  | 16-SSOP | [8 empty] | 2.9V ~ 26.5V |  |  |  |  | https://www.unikeyic.com/media/datasheet/9e/76/8160/9e/0a25eb8c04ec4333ced3bdf358cd0472.pdf | https://www.unikeyic.com/products/surge-suppressors/ltc4218ign-trpbf/23393057.html
LTC4364CDE-2#TRPBF | Analog Devices | 10: 7.6341 100: 7.3405 300: 7.0469 | Hot Swap Controller 1-CH 80V N-Channel Positive High Voltage Automotive 14-Pin DFN EP T/R |  | General Purpose |  | LTC4364 | [20 empty] | 1 (Unlimited) |  | Surface Mount | 1 | [6 empty] | 14-WFDFN Exposed Pad | Tape & Reel (TR) | [5 empty] | 3507408 |  |  |  |  | - |  | 14-DFN (4x3) | External Switch |  |  |  |  | Adjustable |  |  |  | 4 ~ 80V |  |  | 2500 | https://www.unikeyic.com/media/datasheet/be/c3/0feb/be/fe24942de64042808030a7f33edc4a3f.pdf | https://www.unikeyic.com/products/surge-suppressors/ltc4364cde-2-trpbf/12205987.html
LTC4364CMS-1#TRPBF | Analog Devices | 10: 7.6341 100: 7.3405 300: 7.0469 | Hot Swap Controller 1-CH 80V N-Channel Positive High Voltage Automotive 16-Pin MSOP T/R |  | General Purpose |  | LTC4364 | [20 empty] | 1 (Unlimited) |  | Surface Mount | 1 | [6 empty] | 16-TFSOP (0.118", 3.00mm Width) | Tape & Reel (TR) | [10 empty] | - |  | 16-MSOP | External Switch |  |  |  |  | Adjustable |  |  |  | 4 ~ 80V |  |  | 2500 | https://www.unikeyic.com/media/datasheet/be/c3/0feb/be/fe24942de64042808030a7f33edc4a3f.pdf | https://www.unikeyic.com/products/surge-suppressors/ltc4364cms-1-trpbf/12003290.html
LTC4364CMS-2#TRPBF | Analog Devices | 10: 7.6341 100: 7.3405 300: 7.0469 | 4V~80V TFSOP-16 SMD 4.04mm × 3mm × 860μm |  | General Purpose |  | LTC4364 | [20 empty] | 1 (Unlimited) |  | Surface Mount | 1 | [6 empty] | 16-TFSOP (0.118", 3.00mm Width) | Tape & Reel (TR) | [5 empty] | 3507416 |  |  |  |  | - |  | 16-MSOP | External Switch |  |  |  |  | Adjustable |  |  |  | 4 ~ 80V |  |  | 2500 | https://www.unikeyic.com/media/datasheet/be/c3/0feb/be/fe24942de64042808030a7f33edc4a3f.pdf | https://www.unikeyic.com/products/surge-suppressors/ltc4364cms-2-trpbf/11823396.html
LTC4364HDE-2#TRPBF | Analog Devices | 1: 10.6348 10: 9.1328 30: 8.129 100: 7.5478 | Hot Swap Controller 1-CH 80V N-Ch Positive High Voltage Automotive 14-Pin DFN EP T/R |  | General Purpose |  | LTC4364 | [20 empty] | 1 (Unlimited) |  | Surface Mount | 1 | [6 empty] | 14-WFDFN Exposed Pad | [6 empty] | 8124054 |  |  |  |  | - |  | 14-DFN (4x3) | External Switch |  |  |  |  | Adjustable |  |  |  | 4 ~ 80V |  |  |  | https://www.unikeyic.com/media/datasheet/be/c3/0feb/be/fe24942de64042808030a7f33edc4a3f.pdf | https://www.unikeyic.com/products/surge-suppressors/ltc4364hde-2-trpbf/527061.html
LTC4364HMS-1#TRPBF | Analog Devices | 1: 10.6348 10: 9.1328 30: 8.129 100: 7.5478 | 4V~80V TFSOP-16 SMD 4.04mm × 3mm × 860μm |  | General Purpose |  | LTC4364 | [20 empty] | 1 (Unlimited) |  | Surface Mount | 1 | [6 empty] | 16-TFSOP (0.118", 3.00mm Width) | [6 empty] | 9090068 |  |  |  |  | - |  | 16-MSOP | External Switch |  |  |  |  | Adjustable |  |  |  | 4 ~ 80V |  |  |  | https://www.unikeyic.com/media/datasheet/be/c3/0feb/be/fe24942de64042808030a7f33edc4a3f.pdf | https://www.unikeyic.com/products/surge-suppressors/ltc4364hms-1-trpbf/11756814.html
LTC4364HMS-2#TRPBF | Analog Devices | 10: 8.7247 100: 8.3891 300: 8.0536 | 4V~80V TFSOP-16 SMD 4.04mm × 3mm × 860μm |  | General Purpose |  | LTC4364 | [20 empty] | 1 (Unlimited) |  | Surface Mount | 1 | [6 empty] | 16-TFSOP (0.118", 3.00mm Width) | [11 empty] | - |  | 16-MSOP | External Switch |  |  |  |  | Adjustable |  |  |  | 4 ~ 80V |  |  | 1500 | https://www.unikeyic.com/media/datasheet/be/c3/0feb/be/fe24942de64042808030a7f33edc4a3f.pdf | https://www.unikeyic.com/products/surge-suppressors/ltc4364hms-2-trpbf/12501659.html
LTC4364HS-2#PBF | Analog Devices | 50: 43.6924 100: 42.2599 150: 40.8273 | 4V~80V 370μA SOIC-16 SMD mount 10.008mm*3.9mm*1.752mm |  | General Purpose |  | LTC4364 | [20 empty] | 1 (Unlimited) |  | Surface Mount | 1 | [6 empty] | 16-SOIC (0.154", 3.90mm Width) | Tube | [10 empty] | - |  | 16-SO | External Switch |  |  |  |  | Adjustable |  |  |  | 4 ~ 80V |  |  | 100 | https://www.unikeyic.com/media/datasheet/9b/ce/8476/9b/7e8f26868c526e9b6258bd4f5699a14e.pdf | https://www.unikeyic.com/products/surge-suppressors/ltc4364hs-2-pbf/563926.html
LTC4364IDE-2#TRPBF | Analog Devices | 1: 10.0063 10: 8.5962 30: 7.748 | Hot Swap Controller 1-CH 80V N-Channel Positive High Voltage Automotive 14-Pin DFN EP T/R |  | General Purpose |  | LTC4364 | [20 empty] | 1 (Unlimited) |  | Surface Mount | 1 | [6 empty] | 14-WFDFN Exposed Pad | [6 empty] | 3507430 |  |  |  |  | - |  | 14-DFN (4x3) | External Switch |  |  |  |  | Adjustable |  |  |  | 4 ~ 80V |  |  |  | https://www.unikeyic.com/media/datasheet/be/c3/0feb/be/fe24942de64042808030a7f33edc4a3f.pdf | https://www.unikeyic.com/products/surge-suppressors/ltc4364ide-2-trpbf/910771.html
LTC4364IMS-1#TRPBF | Analog Devices | 10: 7.6341 100: 7.3405 300: 7.0469 | 4V~80V TFSOP-16 SMD 4.04mm × 3mm × 860μm |  | General Purpose |  | LTC4364 | [20 empty] | 1 (Unlimited) |  | Surface Mount | 1 | [6 empty] | 16-TFSOP (0.118", 3.00mm Width) | [6 empty] | 14561807 |  |  |  |  | - |  | 16-MSOP | External Switch |  |  |  |  | Adjustable |  |  |  | 4 ~ 80V |  |  | 2500 | https://www.unikeyic.com/media/datasheet/be/c3/0feb/be/fe24942de64042808030a7f33edc4a3f.pdf | https://www.unikeyic.com/products/surge-suppressors/ltc4364ims-1-trpbf/12703148.html
LTC4364IMS-2#TRPBF | Analog Devices | 10: 7.6341 100: 7.3405 300: 7.0469 | 4V~80V TFSOP-16 SMD mount 4.04mm*3mm*860μm |  | General Purpose |  | LTC4364 | [20 empty] | 1 (Unlimited) |  | Surface Mount | 1 | [6 empty] | 16-TFSOP (0.118", 3.00mm Width) | [6 empty] | 3507405 |  |  |  |  | - |  | 16-MSOP | External Switch |  |  |  |  | Adjustable |  |  |  | 4 ~ 80V |  |  | 2300 | https://www.unikeyic.com/media/datasheet/be/c3/0feb/be/fe24942de64042808030a7f33edc4a3f.pdf | https://www.unikeyic.com/products/surge-suppressors/ltc4364ims-2-trpbf/753418.html
LTC4366CTS8-1#TRPBF | Analog Devices | 10: 6.5435 100: 6.2919 300: 6.0402 | 9V SOT-23-8，TSOT-23-8 SMD mount 2.9mm(Length)*900μm(height) |  | - |  | LTC4366 | [20 empty] | 1 (Unlimited) |  | Surface Mount | 1 | [6 empty] | SOT-23-8 Thin, TSOT-23-8 | Tape & Reel (TR) | [10 empty] | - |  | TSOT-23-8 | External Switch |  |  |  |  | Adjustable |  |  |  | 9V |  |  | 2500 | https://www.unikeyic.com/media/datasheet/63/3b/3b08/633b3b08a5822de86d1b346a11b42bbd.pdf | https://www.unikeyic.com/products/surge-suppressors/ltc4366cts8-1-trpbf/1018437.html
LTC4366CTS8-2#TRPBF | Analog Devices | 10: 6.5435 100: 6.2919 300: 6.0402 | 9V SOT-23-8, TSOT-23-8 SMD 2.9mm(L) × 900μm(H) |  | - |  | LTC4366 | [20 empty] | 1 (Unlimited) |  | Surface Mount | 1 | [6 empty] | SOT-23-8 Thin, TSOT-23-8 | Tape & Reel (TR) | [10 empty] | - |  | TSOT-23-8 | External Switch |  |  |  |  | Adjustable |  |  |  | 9V |  |  | 2500 | https://www.unikeyic.com/media/datasheet/63/3b/3b08/633b3b08a5822de86d1b346a11b42bbd.pdf | https://www.unikeyic.com/products/surge-suppressors/ltc4366cts8-2-trpbf/11983112.html
LTC4366HTS8-2#TRPBF | Analog Devices | 1: 10.7558 10: 9.2367 30: 8.2214 100: 7.6336 | 9V, SOT-23-8, TSOT-23-8, SMD, 2.9mm (L) × 900μm (H) |  | - |  | LTC4366 | [20 empty] | 1 (Unlimited) |  | Surface Mount | 1 | [6 empty] | SOT-23-8 Thin, TSOT-23-8 | [6 empty] | 3024910 |  |  |  |  | - |  | TSOT-23-8 | External Switch |  |  |  |  | Adjustable |  |  |  | 9V |  |  |  | https://www.unikeyic.com/media/datasheet/d0/96/5c35/d0/1b08f078be002488d3f22d22bc52d5d2.pdf | https://www.unikeyic.com/products/surge-suppressors/ltc4366hts8-2-trpbf/12013601.html
LTC4366ITS8-1#TRPBF | Analog Devices | 10: 6.5435 100: 6.2919 300: 6.0402 | 9V, SOT-23-8, TSOT-23-8, SMD, 2.9mm (L) × 900μm (H) |  | - |  | LTC4366 | [20 empty] | 1 (Unlimited) |  | Surface Mount | 1 | [6 empty] | SOT-23-8 Thin, TSOT-23-8 | Tape & Reel (TR) | [10 empty] | - |  | TSOT-23-8 | External Switch |  |  |  |  | Adjustable |  |  |  | 9V |  |  | 2500 | https://www.unikeyic.com/media/datasheet/63/3b/3b08/633b3b08a5822de86d1b346a11b42bbd.pdf | https://www.unikeyic.com/products/surge-suppressors/ltc4366its8-1-trpbf/1197368.html
LTC4366ITS8-2#TRPBF | Analog Devices | 10: 7.6341 100: 7.3405 300: 7.0469 | 9V, SOT-23-8, TSOT-23-8, SMD, 2.9mm (L) × 900μm (H) |  | - |  | LTC4366 | [20 empty] | 1 (Unlimited) |  | Surface Mount | 1 | [6 empty] | SOT-23-8 Thin, TSOT-23-8 | [6 empty] | 14561504 |  |  |  |  | - |  | TSOT-23-8 | External Switch |  |  |  |  | Adjustable |  |  |  | 9V |  |  | 2485 | https://www.unikeyic.com/media/datasheet/d0/96/5c35/d0/1b08f078be002488d3f22d22bc52d5d2.pdf | https://www.unikeyic.com/products/surge-suppressors/ltc4366its8-2-trpbf/11897198.html
LTC4366MPTS8-1#TRPBF | Analog Devices | 10: 7.6341 100: 7.3405 300: 7.0469 | 9V SOT-23-8，TSOT-23-8 SMD mount |  | - |  | LTC4366 | [20 empty] | 1 (Unlimited) |  | Surface Mount | 1 | [6 empty] | SOT-23-8 Thin, TSOT-23-8 | Tape & Reel (TR) | [10 empty] | - |  | TSOT-23-8 | External Switch |  |  |  |  | Adjustable |  |  |  | 9V |  |  | 2500 | https://www.unikeyic.com/media/datasheet/63/3b/3b08/633b3b08a5822de86d1b346a11b42bbd.pdf | https://www.unikeyic.com/products/surge-suppressors/ltc4366mpts8-1-trpbf/12521640.html
LTC4366MPTS8-2#TRPBF | Analog Devices | 10: 7.6341 100: 7.3405 300: 7.0469 | 9V SOT-23-8，TSOT-23-8 SMD mount 2.9mm(Length)*900μm(height) |  | - |  | LTC4366 | [20 empty] | 1 (Unlimited) |  | Surface Mount | 1 | [6 empty] | SOT-23-8 Thin, TSOT-23-8 | Tape & Reel (TR) | [5 empty] | 3838524 |  |  |  |  | - |  | TSOT-23-8 | External Switch |  |  |  |  | Adjustable |  |  |  | 9V |  |  | 2500 | https://www.unikeyic.com/media/datasheet/63/3b/3b08/633b3b08a5822de86d1b346a11b42bbd.pdf | https://www.unikeyic.com/products/surge-suppressors/ltc4366mpts8-2-trpbf/11880507.html
LTC4368IMS-2#PBF | Analog Devices | 1: 3.7076 | 2.5V~60V 30μA MSOP-10，TFSOP-10 SMD mount 3mm*3mm*860μm |  | - |  | LTC4368 | [20 empty] | 1 (Unlimited) |  | Surface Mount | 1 | [6 empty] | 10-TFSOP, 10-MSOP (0.118", 3.00mm Width) | Tube | [5 empty] | 6820038 |  |  |  |  | - |  | 10-MSOP | External Switch |  |  |  |  | Adjustable | [6 empty] | 280 | https://www.unikeyic.com/media/datasheet/90/38/d53f/90/f26f9c175f620dfbda93e1369e6e2c84.pdf | https://www.unikeyic.com/products/surge-suppressors/ltc4368ims-2-pbf/12678863.html
LTC4380HMS-2#WTRPBF | Analog Devices | 1: 4.853 | Low Quiescent Current Surge Stopper |  | - |  | LTC4380 | [20 empty] | 1 (Unlimited) |  | Surface Mount | 1 | [6 empty] | 10-TFSOP, 10-MSOP (0.118", 3.00mm Width) | Tape & Reel (TR) | [5 empty] | 12385881 |  |  |  |  | - |  | 10-MSOP | External Switch |  |  |  |  | Adjustable | [6 empty] | 3625 | https://www.unikeyic.com/media/datasheet/7d/9d/16d4/7d/70236a5c4443412d44a84c2155c285ad.pdf | https://www.unikeyic.com/products/surge-suppressors/ltc4380hms-2-wtrpbf/12064878.html
MA15/D/1/SI | EATON | 1: 288.8376 5: 266.4163 10: 261.9491 25: 257.2736 50: 251.2504 | Eaton Surge suppressor device, CROUSE-HINDS series, Maximum surge current18kA, Power Surge Protector | [8 empty] | - | [13 empty] | 79mm*79mm*79mm |  |  | DIN rail mounting |  |  |  | -40℃~85℃ | [9 empty] | - | [11 empty] | 120V(AC) | [9 empty] | 41 | https://www.unikeyic.com/media/about_us/Unikey_ISO_9001_Certification.pdf | https://www.unikeyic.com/products/surge-suppressors/ma15-d-1-si/26291073.html
MA15/D/2/SI | EATON | 1: 353.5791 5: 321.9752 10: 312.3153 25: 302.9456 50: 293.8585 | Eaton Surge suppressor device, MA15 series, Maximum surge current12kA, 1 Mutually | [8 empty] | - | [13 empty] | 79mm*25mm*93mm |  |  | DIN rail mounting |  |  |  | -40℃~85℃ | [9 empty] | - | [11 empty] | 240V, 280V | [9 empty] | 44 | https://www.unikeyic.com/media/about_us/Unikey_ISO_9001_Certification.pdf | https://www.unikeyic.com/products/surge-suppressors/ma15-d-2-si/28507637.html
MA15D1SI | Weidmüller | 1+: 348.2892 5+: 325.0584 | [62 empty] | 75 | https://www.unikeyic.com/media/datasheet/47/42/334f/47/d6837372aaf909cf0840227bbc2adbd2.pdf | https://www.unikeyic.com/products/surge-suppressors/ma15d1si/1230927.html
MA15D2SI | Weidmüller |  | SURGE PROTECTION FILTER | [62 empty] | https://www.unikeyic.com/media/datasheet/18/d5/6421/18/8b28afb678a09359b532f34fac87ac77.pdf | https://www.unikeyic.com/products/surge-suppressors/ma15d2si/1308747.html
MAX14586ETA+T | Analog Devices | 10: 3.0795 500: 2.9785 1,000: 2.9028 | 36V WFDFN-8(EP) SMD |  | Portable Equipment |  | MAX145 | [20 empty] | 1 (Unlimited) |  | Surface Mount | 1 | [6 empty] | 8-WFDFN Exposed Pad | [6 empty] | 17882844 |  |  |  |  | * |  | 8-TDFN-EP (2x2) | Internal Switch |  |  |  |  | - |  |  |  | 36V |  |  | 193 | https://www.unikeyic.com/media/datasheet/d9/6f/de2c/d9/f309f4eb395266a190904ca865b4b399.pdf | https://www.unikeyic.com/products/surge-suppressors/max14586eta-t/806993.html
MAX14590ETA+T | Analog Devices | 1: 1.3114 10: 1.1249 30: 0.9772 100: 0.8894 300: 0.8607 1,000: 0.8439 | 36V 3A 3A WFDFN-8(EP) SMD mount 2mm(Length) |  | Portable Equipment |  | MAX14590 | [20 empty] | 1 (Unlimited) |  | Surface Mount | 1 | [6 empty] | 8-WFDFN Exposed Pad | [6 empty] | 5861693 |  |  |  |  | - |  | 8-TDFN-EP (2x2) | Internal Switch |  |  |  |  | - |  |  |  | 36V |  |  |  | https://www.unikeyic.com/media/datasheet/d9/6f/de2c/d9/f309f4eb395266a190904ca865b4b399.pdf | https://www.unikeyic.com/products/surge-suppressors/max14590eta-t/703234.html
MAX9940AXK+T | Analog Devices | 2,500: 0.9443 5,000: 0.9207 7,500: 0.905 | 5.5V SC-70-5，SOT-353，TSSOP-5 SMD mount |  | General Purpose |  | MAX9940 | [20 empty] | 1 (Unlimited) |  | Surface Mount | 1 | [6 empty] | 5-TSSOP, SC-70-5, SOT-353 | [6 empty] | 2062245 |  |  |  |  | - |  | SC-70-5 | Internal Switch |  |  |  |  | 28V |  |  |  | 5.5V |  |  | 2500 | https://www.unikeyic.com/media/datasheet/1e/91/f3b7/1e91f3b7ec0aa5f70c675d11eeff9eb1.pdf | https://www.unikeyic.com/products/surge-suppressors/max9940axk-t/759445.html
MF1101005M4EP0CST0 | Songtian Electronics | 500: 0.17 1,000: 0.1568 5,000: 0.1297 | 1 Ohms ±20% 5A 0.433" (11.00mm) | [10 empty] | 5 A |  |  |  |  | 0.433" (11.00mm) | [5 empty] | 0.295" (7.50mm) |  |  | 1 (Unlimited) | [10 empty] | Box | [7 empty] | 1 Ohms |  |  | PS |  |  |  | ±20% | [10 empty] | 728 | https://www.unikeyic.com/media/pdf/HTMLDatasheet/songtian-electronics/aa/c6/88a3/mf132r506m4ep0cst0/2025/11/mf1503007m4ep0cst0.pdf | https://www.unikeyic.com/products/surge-suppressors/mf1101005m4ep0cst0/29072487.html
MF1305005M4EN0CSB0 | Songtian Electronics | 10+: 1.0778 50+: 0.894 100+: 0.8248 | ICL 5 OHM 20% 5A 13MM | [61 empty] | 88 | https://www.unikeyic.com/media/datasheet/83/12/8224/83/f8f91bc1738f01c5ed202c6f9a46a084.pdf | https://www.unikeyic.com/products/surge-suppressors/mf1305005m4en0csb0/1256755.html
MF1505006M4EP0CST0 | Songtian Electronics |  | ICL 5 OHM 20% 6A 15MM | [62 empty] | https://www.unikeyic.com/media/datasheet/83/12/8224/83/f8f91bc1738f01c5ed202c6f9a46a084.pdf | https://www.unikeyic.com/products/surge-suppressors/mf1505006m4ep0cst0/1461716.html
MF1520004M4EN0CSB0 | Songtian Electronics | 250+: 1.0283 500+: 0.9481 1,000+: 0.8737 5,000+: 0.7212 | 20 Ohms ±20% 4A 0.591" (15.00mm) | [61 empty] | 250 |  | https://www.unikeyic.com/products/surge-suppressors/mf1520004m4en0csb0/3897577.html
MF2010006M1DN0CSB0 | Songtian Electronics | 250: 3.4686 500: 3.1958 1,000: 2.9427 | 10 Ohms ±20% 6A 0.787" (20.00mm) | [10 empty] | 6 A |  |  |  |  | 0.787" (20.00mm) | [5 empty] | 0.394" (10.00mm) |  |  | 1 (Unlimited) | [10 empty] | Bag | [5 empty] | 13985098 |  | 10 Ohms |  |  | PS |  |  |  | ±20% | [10 empty] | 498 | https://www.unikeyic.com/media/datasheet/83/12/8224/83/f8f91bc1738f01c5ed202c6f9a46a084.pdf | https://www.unikeyic.com/products/surge-suppressors/mf2010006m1dn0csb0/12538007.html
MF2516006M1DN0CSB0 | Songtian Electronics | 1+: 7.9704 5+: 6.6161 10+: 6.1052 50+: 5.0628 100+: 4.6688 | ICL 16 OHM 20% 6A 25MM | [61 empty] | 50 | https://www.unikeyic.com/media/datasheet/83/12/8224/83/f8f91bc1738f01c5ed202c6f9a46a084.pdf | https://www.unikeyic.com/products/surge-suppressors/mf2516006m1dn0csb0/34811467.html
MF72-001.5D25 | CANTHERM | 1: 7.696 5: 5.305 10: 4.8956 50: 4.0606 100: 3.7449 300: 3.2915 500: 3.0986 1,000: 2.8532 | 7Ω(Max) 27mΩ 10A Through hole mounting | [10 empty] | 10 A |  |  |  |  | 1.083" (27.50mm) | [5 empty] | 0.394" (10.00mm) |  |  | Not Applicable | [10 empty] | Bulk | [7 empty] | 1.5 Ohms | 27 mOhms |  | MF72 |  |  |  | ±20% | [10 empty] | 58 | https://www.unikeyic.com/media/datasheet/22/d6/a0e6/22/ed19b65ad453137c8ad4fc483afe29c2.pdf | https://www.unikeyic.com/products/surge-suppressors/mf72-001-5d25/955913.html
MF72-003D25 | CANTHERM | 1+: 7.7001 5+: 5.3079 10+: 4.8984 50+: 4.0628 100+: 3.747 300+: 3.2933 500+: 3.1003 1,000+: 2.8548 | 44mΩ 9A Current Sense Resistor | [61 empty] | 80 | https://www.unikeyic.com/media/datasheet/22/d6/a0e6/22/ed19b65ad453137c8ad4fc483afe29c2.pdf | https://www.unikeyic.com/products/surge-suppressors/mf72-003d25/12614352.html
MF72-004D11 | CANTHERM | 10+: 0.5772 50+: 0.3974 100+: 0.3668 250+: 0.3297 500+: 0.3042 1,000+: 0.2805 5,000+: 0.2319 | 150mΩ 4A | [61 empty] | 677 | https://www.unikeyic.com/media/datasheet/22/d6/a0e6/22/ed19b65ad453137c8ad4fc483afe29c2.pdf | https://www.unikeyic.com/products/surge-suppressors/mf72-004d11/12797960.html
MF72-005D13 | CANTHERM | 10+: 0.8132 50+: 0.675 100+: 0.6228 300+: 0.5481 600+: 0.5054 1,200+: 0.4659 5,100+: 0.3924 | 7Ω(Max) 125mΩ 5A TH | [61 empty] | 2577 | https://www.unikeyic.com/media/datasheet/22/d6/a0e6/22/ed19b65ad453137c8ad4fc483afe29c2.pdf | https://www.unikeyic.com/products/surge-suppressors/mf72-005d13/12289133.html
MF72-008D11 | CANTHERM | 10+: 0.5772 50+: 0.3974 100+: 0.3668 250+: 0.3297 500+: 0.3042 1,000+: 0.2805 5,000+: 0.2319 | 8Ω 255mΩ 3A TH | [61 empty] | 3133 | https://www.unikeyic.com/media/datasheet/22/d6/a0e6/22/ed19b65ad453137c8ad4fc483afe29c2.pdf | https://www.unikeyic.com/products/surge-suppressors/mf72-008d11/1450422.html
MF72-012D11 | CANTHERM | 10: 0.5772 50: 0.3974 100: 0.3668 250: 0.3297 500: 0.3042 1,000: 0.2805 5,000: 0.2319 | 7Ω~50Ω 462mΩ 2A TH | [10 empty] | 2 A |  |  |  |  | 0.512" (13.00mm) | [5 empty] | 0.197" (5.00mm) |  |  | Not Applicable | [10 empty] | Bulk | [7 empty] | 12 Ohms | 462 mOhms |  | MF72 |  |  |  | ±20% | [10 empty] | 999 | https://www.unikeyic.com/media/datasheet/22/d6/a0e6/22/ed19b65ad453137c8ad4fc483afe29c2.pdf | https://www.unikeyic.com/products/surge-suppressors/mf72-012d11/1052732.html
MF72-012D15 | CANTHERM | 10+: 1.1357 50+: 0.9418 200+: 0.8016 400+: 0.7392 600+: 0.7049 1,000+: 0.6638 5,000+: 0.5482 | 250mΩ 4A Ferrite Bead | [61 empty] | 439651 | https://www.unikeyic.com/media/datasheet/22/d6/a0e6/22/ed19b65ad453137c8ad4fc483afe29c2.pdf | https://www.unikeyic.com/products/surge-suppressors/mf72-012d15/12237525.html
MF72-020D13 | CANTHERM | 10+: 0.8137 50+: 0.6754 100+: 0.6232 300+: 0.5484 600+: 0.5057 1,200+: 0.4661 5,100+: 0.3926 | 372mΩ 3A | [61 empty] | 661 | https://www.unikeyic.com/media/datasheet/22/d6/a0e6/22/ed19b65ad453137c8ad4fc483afe29c2.pdf | https://www.unikeyic.com/products/surge-suppressors/mf72-020d13/435175.html
MF72-060D9 | CANTHERM | 10+: 0.5047 50+: 0.3475 100+: 0.3207 250+: 0.2883 500+: 0.266 1,000+: 0.2453 5,000+: 0.2029 | 60Ω 1.502Ω 800mA TH | [61 empty] | 19371 | https://www.unikeyic.com/media/datasheet/22/d6/a0e6/22/ed19b65ad453137c8ad4fc483afe29c2.pdf | https://www.unikeyic.com/products/surge-suppressors/mf72-060d9/12649973.html
MF72-120D13 | CANTHERM | 10+: 0.8137 50+: 0.6754 100+: 0.6232 300+: 0.5484 600+: 0.5057 1,200+: 0.4661 5,100+: 0.3926 | 2.124Ω 1.2A | [61 empty] | 11155 | https://www.unikeyic.com/media/datasheet/22/d6/a0e6/22/ed19b65ad453137c8ad4fc483afe29c2.pdf | https://www.unikeyic.com/products/surge-suppressors/mf72-120d13/783473.html
MF72-120D9 | CANTHERM | 10+: 0.5044 50+: 0.3473 100+: 0.3205 250+: 0.2882 500+: 0.2658 1,000+: 0.2451 5,000+: 0.2028 | 50Ω~300Ω, 3.015Ω, 800mA TH, 5.5mm H | [61 empty] | 23380 | https://www.unikeyic.com/media/datasheet/22/d6/a0e6/22/ed19b65ad453137c8ad4fc483afe29c2.pdf | https://www.unikeyic.com/products/surge-suppressors/mf72-120d9/12035783.html
MF73T-1 1/20 | CANTHERM | 1: 4.7605 5: 3.2785 10: 3.0246 50: 2.5092 100: 2.3145 300: 2.0351 500: 1.9162 1,000: 1.7651 5,000: 1.5534 | 21mΩ 20A | [10 empty] | 20 A |  |  |  |  | 0.984" (25.00mm) | [5 empty] | 0.394" (10.00mm) |  |  | Not Applicable | [10 empty] | Bulk | [7 empty] | 1 Ohms | 21 mOhms |  | MF73T-1 |  |  |  | ±20% | [10 empty] | 81 | https://www.unikeyic.com/media/datasheet/58/93/91ad/589391adaa08f80a4b38eff02801dbf2.pdf | https://www.unikeyic.com/products/surge-suppressors/mf73t-1-1-20/871360.html
MMT05B310T3G | ON Semiconductor | 1,000: 0.1824 5,000: 0.181 |  |  |  |  | MMT05B | 75pF | [8 empty] | 50 A | [10 empty] | 1 (Unlimited) |  | Surface Mount | [7 empty] | DO-214AA, SMB | Tape & Reel (TR)Cut Tape (CT) | [5 empty] | 11521217 |  |  |  |  | - |  | SMB |  |  |  | 365V |  |  |  | 270V |  |  |  |  | 84265 | https://www.unikeyic.com/media/datasheet/3e/ac/0461/5e/c58ee9676429b6bc4daf47b08bca9ee0.pdf | https://www.unikeyic.com/products/surge-suppressors/mmt05b310t3g/692779.html
MOM-C | Electrotech Sales Group | 1: 17.55 5: 16.74 | SPD 1 POLE | [17 empty] | - | Base + Module | [7 empty] | DIN Rail |  | 1 |  | - |  |  |  |  | Tape & Box (TB) | [10 empty] | - | [14 empty] | 30 | https://www.unikeyic.com/media/about_us/Unikey_ISO_9001_Certification.pdf | https://www.unikeyic.com/products/surge-suppressors/mom-c/693184644.html
MOM-TW | Electrotech Sales Group | 1: 21.6 5: 20.52 | SPD 1 POLE | [17 empty] | - | Base + Module | [7 empty] | DIN Rail |  | 1 |  | - |  |  |  |  | Tape & Box (TB) | [5 empty] | 18305818 |  |  |  |  | - | [14 empty] | 30 | https://www.unikeyic.com/media/about_us/Unikey_ISO_9001_Certification.pdf | https://www.unikeyic.com/products/surge-suppressors/mom-tw/693952388.html
MP4690GSD-LF-P | Monolithic Power Systems | 500: 0.6216 | Smart bypass for LED open protection |  | LED Protection |  | MP4690 | [20 empty] | 1 (Unlimited) |  | Surface Mount | 1 | [6 empty] | SOD-123 | Tape & Reel (TR) | [5 empty] | 5292468 |  |  |  |  | - |  | SOD-123 | LED Shunt |  |  |  |  | 7 V | [6 empty] | 500 | https://www.unikeyic.com/media/datasheet/f5/84/7a06/f5/a68a1181ea777204b0e36980efd0d36b.pdf | https://www.unikeyic.com/products/surge-suppressors/mp4690gsd-lf-p/12232204.html
MP4690GSD-LF-Z | Monolithic Power Systems | 10: 0.3425 50: 0.3113 100: 0.2698 500: 0.2387 1,000: 0.2283 3,000: 0.218 |  |  | LED Protection |  | MP4690 | [20 empty] | 1 (Unlimited) |  | Surface Mount | 1 | [6 empty] | SOD-123 | Tape & Reel (TR) | [10 empty] | - |  | SOD-123 | LED Shunt |  |  |  |  | 7 V | [6 empty] | 2484 | https://www.unikeyic.com/media/datasheet/f5/84/7a06/f5/a68a1181ea777204b0e36980efd0d36b.pdf | https://www.unikeyic.com/products/surge-suppressors/mp4690gsd-lf-z/1336473.html
MP5981GLU-P | Monolithic Power Systems |  | 4V~16V LGA-32 | [63 empty] | https://www.unikeyic.com/products/surge-suppressors/mp5981glu-p/3042937.html
MS1540004 | Vishay Intertechnology | 1+: 4.968 5+: 4.117 10+: 3.641 50+: 2.97 100+: 2.7324 | [62 empty] | 1029 |  | https://www.unikeyic.com/products/surge-suppressors/ms1540004/1000624927.html
MS22 10008 | Ametherm | 1: 6.9595 5: 5.7769 10: 5.3307 50: 4.4212 100: 4.0774 300: 3.5837 500: 3.5471 | 7Ω~50Ω 90mΩ 8A 8A Through hole mounting 9.5mm(width) | [10 empty] | 8 A |  |  |  |  | 0.906" (23.00mm) | [5 empty] | 0.307" (7.80mm) |  |  | 1 (Unlimited) | [10 empty] | Bulk | [7 empty] | 10 Ohms | 90 mOhms |  | MegaSurge™ |  |  |  | ±25% | [10 empty] | 20739 | https://www.unikeyic.com/media/datasheet/8e/c3/3702/8e/915f784a247b15202eaa5ade70a511e8.pdf | https://www.unikeyic.com/products/surge-suppressors/ms22-10008/714734.html
MS2220005 | Vishay Intertechnology | [65 empty] | https://www.unikeyic.com/products/surge-suppressors/ms2220005/1000618015.html
MS32 2R025 | Ametherm | 3: 10.0153 5: 9.6146 10: 8.9737 20: 8.9737 | 7Ω(Max) 20mΩ 25A 25A Through hole mounting 10mm(width)*35mm(height) | [10 empty] | 25 A |  |  |  |  | 1.220" (31.00mm) | [5 empty] | 0.307" (7.80mm) |  |  | 1 (Unlimited) | [10 empty] | Bulk | [5 empty] | 749859 |  | 2 Ohms | 20 mOhms |  | MegaSurge™ |  |  |  | ±25% | [10 empty] | 123 | https://www.unikeyic.com/media/datasheet/19/4c/aa78/194caa785abebd23b4608467b467d55f.pdf | https://www.unikeyic.com/products/surge-suppressors/ms32-2r025/1083261.html
MS3215012 | Vishay Intertechnology | 1+: 13.478 5+: 10.835 10+: 10.274 25+: 8.9748 50+: 8.0244 100+: 7.4304 250+: 6.6852 500+: 6.3072 1,000+: 5.7996 | [62 empty] | 139 |  | https://www.unikeyic.com/products/surge-suppressors/ms3215012/1000622776.html
MS3520010 | Vishay Intertechnology | 1+: 24.0235 5+: 19.063 25+: 15.5088 50+: 14.2992 100+: 13.1868 250+: 12.2256 | [62 empty] | 175 |  | https://www.unikeyic.com/products/surge-suppressors/ms3520010/1000616117.html
MS355R025 | Vishay Intertechnology | 1+: 23.989 5+: 19.107 10+: 16.4376 30+: 16.2 60+: 14.04 105+: 13.1544 255+: 11.8368 510+: 10.8972 | [62 empty] | 994 |  | https://www.unikeyic.com/products/surge-suppressors/ms355r025/1000627526.html
MX16171D | maxinmicro | 1: 0.1963 3,000: 0.1843 | Backflow prevention controller | [8 empty] | - | [24 empty] | DFN2*3-8L | [5 empty] | - | [11 empty] | - | [10 empty] | https://www.unikeyic.com/media/about_us/Unikey_ISO_9001_Certification.pdf | https://www.unikeyic.com/products/surge-suppressors/mx16171d/996988279.html
MX16171D100 | maxinmicro | 1: 0.6948 10: 0.5462 30: 0.4662 100: 0.4069 500: 0.366 1,000: 0.3415 | ideal diode controller Prevents Reverse Current Flow ，100Voperating voltage | [8 empty] | - | [24 empty] | DFN2*3-8L | [5 empty] | - | [11 empty] | - | [10 empty] | https://www.unikeyic.com/media/about_us/Unikey_ISO_9001_Certification.pdf | https://www.unikeyic.com/products/surge-suppressors/mx16171d100/996950637.html
MX26631S | maxinmicro | 1: 0.7261 10: 0.6004 30: 0.5317 100: 0.4217 300: 0.4136 3,000: 0.4017 | Precise overcurrent limiting helps minimize input power design overload，And fast response short circuit protection isolates the faulty load from the input power immediately upon detecting a short circuit | [8 empty] | - | [24 empty] | SOP-8 | [5 empty] | - | [11 empty] | - | [10 empty] | https://www.unikeyic.com/media/about_us/Unikey_ISO_9001_Certification.pdf | https://www.unikeyic.com/products/surge-suppressors/mx26631s/996990635.html
MX5050T | maxinmicro | 1: 0.3743 10: 0.3048 30: 0.2653 100: 0.2349 500: 0.2135 1,000: 0.2004 | [9 empty] | - | [24 empty] | SOT-23-6L | [5 empty] | - | [11 empty] | - | [10 empty] | https://www.unikeyic.com/media/about_us/Unikey_ISO_9001_Certification.pdf | https://www.unikeyic.com/products/surge-suppressors/mx5050t/682282762.html
MX5052S | maxinmicro | 1: 0.2109 3,000: 0.1981 | integrated10MilliohmMOSFETOfOringControllers，Prevents Reverse Current Flow | [8 empty] | - | [24 empty] | SOP-8 | [5 empty] | - | [11 empty] | - | [10 empty] | https://www.unikeyic.com/media/about_us/Unikey_ISO_9001_Certification.pdf | https://www.unikeyic.com/products/surge-suppressors/mx5052s/869825490.html
MX6875D33 | maxinmicro | 1: 0.1298 3,000: 0.1219 | Programmable current limit switch，With input voltage range selection and output voltage clamping function。 | [8 empty] | - | [30 empty] | - | [11 empty] | - | [10 empty] | https://www.unikeyic.com/media/about_us/Unikey_ISO_9001_Certification.pdf | https://www.unikeyic.com/products/surge-suppressors/mx6875d33/996979064.html
N08SP005M-F | YAGEO | 100: 0.1764 500: 0.1438 5,000: 0.1277 10,000: 0.1243 25,000: 0.122 | 237mΩ | [8 empty] | - | [30 empty] | 237mΩ |  |  | Compliant |  |  | boxed | [5 empty] | - | [9 empty] | 1822 | https://www.unikeyic.com/media/about_us/Unikey_ISO_9001_Certification.pdf | https://www.unikeyic.com/products/surge-suppressors/n08sp005m-f/726493764.html
N25SP007L-F | YAGEO | 1: 3.672 10: 2.748 25: 2.231 50: 2.2195 100: 2.1583 250: 2.147 500: 2.0001 1,000: 1.9662 2,500: 1.8871 | 79mΩ | [8 empty] | - | [30 empty] | 79mΩ |  |  | Compliant |  |  | boxed | [5 empty] | - | [9 empty] | 18 | https://www.unikeyic.com/media/about_us/Unikey_ISO_9001_Certification.pdf | https://www.unikeyic.com/products/surge-suppressors/n25sp007l-f/726504325.html
NCP360SNT1G | ON Semiconductor | 100: 0.3636 500: 0.3575 1,000: 0.3485 2,500: 0.3424 5,000: 0.3363 | onsemi Overvoltage protection Voltage monitoring chip, 5needle |  | USB |  | NCP360 | [20 empty] | 1 (Unlimited) |  | Surface Mount | 1 | [6 empty] | SOT-23-5 Thin, TSOT-23-5 | [6 empty] | 1802372 |  |  |  |  | - |  | 5-TSOP | Mixed Technology |  |  |  |  | 5.65V | [6 empty] | 7971 | https://www.unikeyic.com/media/datasheet/1f/96/bcb1/1f/6e133dca657b350a8bcb6cda5889e9ca.pdf | https://www.unikeyic.com/products/surge-suppressors/ncp360snt1g/12067428.html
NCP4115VKR2 | ON Semiconductor | 100: 3.1596 300: 3.1362 500: 3.1128 1,000: 3.066 5,000: 3.0426 | [25 empty] | 3 (168 Hours) | [10 empty] | Bulk | [5 empty] | 12604893 |  |  |  |  | * | [14 empty] | 111325 | https://www.unikeyic.com/media/about_us/Unikey_ISO_9001_Certification.pdf | https://www.unikeyic.com/products/surge-suppressors/ncp4115vkr2/720752.html
NTD03-010MF | YAGEO | 100: 0.2172 500: 0.1668 1,000: 0.1616 5,000: 0.1537 10,000: 0.1503 25,000: 0.1469 | 288mΩ | [8 empty] | - | [30 empty] | 288mΩ |  |  | Compliant |  |  | boxed | [5 empty] | - | [9 empty] | 490 | https://www.unikeyic.com/media/about_us/Unikey_ISO_9001_Certification.pdf | https://www.unikeyic.com/products/surge-suppressors/ntd03-010mf/726508083.html
NTPA74R0LBMB0 | Murata Manufacturing | 500: 0.1129 | 7Ω(Max) 2.3A Through hole mounting 5mm(height) | [8 empty] | - | [13 empty] | 5mm(height) |  |  | Through hole mounting |  |  |  | -20℃~160℃ | [7 empty] | Stop production |  | - | [5 empty] | bulk | [5 empty] | - | [8 empty] | NTPA74R0LBMB0 Murata Manufacturing | 15815 | https://www.unikeyic.com/media/datasheet/4a/a7/7d78/4a/4d2914d96492c3e9d9b76312f87204d5.pdf | https://www.unikeyic.com/products/surge-suppressors/ntpa74r0lbmb0/1407139.html
NTU-1200-148UN | Mean-Well USA, Inc. | 1: 316.6668 6: 315.5976 10: 306.936 20: 304.1064 | 48V DC | 1 |  |  |  |  | - | [11 empty] | - | [6 empty] | Not Applicable | [10 empty] | Box |  |  |  |  | International | 15667075 |  |  |  |  | NTU-1200 | [6 empty] | 48VDC | [5 empty] | - |  | 2 | https://www.unikeyic.com/media/pdf/EnvironmentalInformation/mean-well-usa-inc/a7/8b/bd0a/nmp1k2-hk-ee-00/2025/12/RoHS-PFOS.pdf | https://www.unikeyic.com/products/surge-suppressors/ntu-1200-148un/28168388.html
NTU-1200-248UN | Mean-Well USA, Inc. | 1: 215.3845 10: 207.4073 50: 199.4301 | 48V DC | 1 |  |  |  |  | - | [11 empty] | - | [6 empty] | Not Applicable | [10 empty] | Box |  |  |  |  | International | [5 empty] | NTU-1200 | [6 empty] | 48VDC | [5 empty] | - |  | 1 | https://www.unikeyic.com/media/pdf/EnvironmentalInformation/mean-well-usa-inc/a7/8b/bd0a/nmp1k2-hk-ee-00/2025/12/RoHS-PFOS.pdf | https://www.unikeyic.com/products/surge-suppressors/ntu-1200-248un/18993965.html
NX20P0407UKAZ | NXP Semiconductors | 1: 1.5529 10: 1.3058 25: 1.2352 100: 1.0685 250: 0.9421 500: 0.896 1,000: 0.8509 4,000: 0.8166 | IC,OVP,USB TYPE-C,CC , SBU SWITCHED,28V,BGA,WLCSP12,SM |  | - |  | NX20P0407 | [20 empty] | 1 (Unlimited) |  | Surface Mount | 4 | [6 empty] | 12-UFBGA, WLCSP | [6 empty] | 8445310 |  |  |  |  | - |  | 12-WLCSP (1.67x1.27) | Internal Switch |  |  |  |  | 28V | [7 empty] | https://www.unikeyic.com/media/datasheet/5b/cc/f5bd/5b/0f6a7e1a023cc3780f93d293b60c0c75.pdf | https://www.unikeyic.com/products/surge-suppressors/nx20p0407ukaz/12159175.html
NX20P0407UKZ | NXP Semiconductors | 15,000: 0.6528 75,000: 0.6273 150,000: 0.6018 | IC,OVP,USB TYPE-C,CC , SBU SWITCHED,28V,BGA,WLCSP12,SM |  | - |  | NX20P0407 | [20 empty] | 1 (Unlimited) |  | Surface Mount | 4 | [6 empty] | 12-UFBGA, WLCSP | [6 empty] | 9951962 |  |  |  |  | - |  | 12-WLCSP (1.67x1.27) | Internal Switch |  |  |  |  | 28V | [6 empty] | 1500000 | https://www.unikeyic.com/media/datasheet/5b/cc/f5bd/5b/0f6a7e1a023cc3780f93d293b60c0c75.pdf | https://www.unikeyic.com/products/surge-suppressors/nx20p0407ukz/12470014.html
NX20P0408UKZ | NXP Semiconductors | 4,000: 0.7451 20,000: 0.7276 40,000: 0.7102 |  |  | - |  | NX20P0408 | [20 empty] | 1 (Unlimited) |  | Surface Mount | 2 | [6 empty] | 12-UFBGA, WLCSP | [6 empty] | 9955463 |  |  |  |  | - |  | 12-WLCSP (1.67x1.27) | Internal Switch |  |  |  |  | 28V | [6 empty] | 400000 | https://www.unikeyic.com/media/datasheet/02/17/b008/02/157e38d9ac8afe75af5dd10356f4e9b1.pdf | https://www.unikeyic.com/products/surge-suppressors/nx20p0408ukz/1530410.html
NX20P0477UKZ | NXP Semiconductors | 1: 1.68 | USB Interface Device 5V T/R 9-Pin WLCSP |  | - |  | NX20P0477 | [20 empty] | 1 (Unlimited) |  | Surface Mount | 2 | [6 empty] | 9-UFBGA, WLCSP | [6 empty] | 11624627 |  |  |  |  | - |  | 9-WLCSP (1.49x1.49) | Internal Switch |  |  |  |  | 28V | [7 empty] | https://www.unikeyic.com/media/datasheet/a3/73/0b59/a3730b597d5b1ce955c2b528481efe91.pdf | https://www.unikeyic.com/products/surge-suppressors/nx20p0477ukz/826331.html
OCVPB21-13F6 | STMicroelectronics | 5,000: 0.7347 10,000: 0.72 15,000: 0.7127 | STMicroelectronics Unidirectional ESD Protection Diode, SMD, WLCSP |  | General Purpose |  | OCVPB21 | [20 empty] | 1 (Unlimited) |  | Surface Mount | 1 | [6 empty] | 13-UFBGA, WLCSP | [6 empty] | 13592642 |  |  |  |  | - |  | 13-WLCSP (2.1x1.32) | Internal Switch |  |  |  |  | 13V | [6 empty] | 9396 | https://www.unikeyic.com/media/datasheet/1c/d4/6796/1cd46796ce7360111e3d2cddc261938f.pdf | https://www.unikeyic.com/products/surge-suppressors/ocvpb21-13f6/1410748.html
OMNIVS1500 | Tripp Lite | 1: 470.1374 5: 461.6285 | UPS 1500VA 940W 8OUT USB RJ45 | 8 (6 UPS, 2 Surge Only) | Desktop, Home Theater | 4 minutes |  |  |  |  | 6' (1.83m) | [10 empty] | Tower | 11.799" (299.70mm) |  |  |  | RJ45 | Not Applicable | [6 empty] | NEMA 5-15R |  |  |  | Bulk | 1.5kVA / 940W |  |  |  |  | 1533384 |  |  |  |  | OmniVS | 7.500" L x 7.201" W (190.50mm x 182.90mm) | [11 empty] | 28 lbs (12.7 kg) |  | 2 | https://www.unikeyic.com/media/datasheet/6a/d7/c3f2/6a/fe9475d57e7f544ed7d4e4ff3d1821b7.pdf | https://www.unikeyic.com/products/surge-suppressors/omnivs1500/28699764.html
OMNIVS1500XL | Tripp Lite | 1+: 493.8024 5+: 486.1084 | UPS 1500VA 940W 120V 8OUT RJ45 | [61 empty] | 86 | https://www.unikeyic.com/media/datasheet/aa/e8/7ec5/aa/5ff77d0cbc62ad20a4fc8a22142d50d8.pdf | https://www.unikeyic.com/products/surge-suppressors/omnivs1500xl/11985005.html
P0080SA | SOCAY | 2,500: 0.0448 5,000: 0.0418 7,500: 0.0386 | 2.2A 2.2A SMB(DO-214AA) SMD mount | [8 empty] | 2.2A | [16 empty] | SMD mount |  |  |  | -40℃~85℃ |  |  |  | SMB(DO-214AA) | [5 empty] | - |  |  | Compliant | [8 empty] | - | [9 empty] | 25000 | https://www.unikeyic.com/media/about_us/Unikey_ISO_9001_Certification.pdf | https://www.unikeyic.com/products/surge-suppressors/p0080sa/16930640.html
P0080SAMCL | Littelfuse | 1: 0.4633 10: 0.4365 100: 0.4232 1,000: 0.4083 | Thyristor Surge Protection Devices 6V 25A 2-Pin SMB | [8 empty] | - | [16 empty] | wire mounting, SMD mount |  |  |  | -40℃~150℃ |  |  |  | SMB(DO-214AA) |  |  |  | On sale |  | - |  |  | Compliant | [8 empty] | - | [8 empty] | P0080SAMCL Littelfuse |  | https://www.unikeyic.com/media/datasheet/5e/42/300f/5e42300f0a3e1bc2c2eebf50c68a85da.pdf | https://www.unikeyic.com/products/surge-suppressors/p0080samcl/1208910.html
P0080SB | SOCAY | 2,500: 0.0567 5,000: 0.053 7,500: 0.0488 | THYRISTOR SURGE SUPPRESSOR | [8 empty] | - | [16 empty] | SMD mount |  |  |  | -40℃~85℃ |  |  |  | SMB(DO-214AA) | [5 empty] | - |  |  | Compliant |  |  | Tape and reel packaging | [5 empty] | - | [8 empty] | P0080SB SOCAY | 25000 | https://www.unikeyic.com/media/datasheet/04/6e/17b0/04/ccaa15bd63a7ab546f5875ab18281524.pdf | https://www.unikeyic.com/products/surge-suppressors/p0080sb/1535638.html
P0080SC | SOCAY | 2,500: 0.0514 5,000: 0.048 7,500: 0.0442 | 2.2A SMB(DO-214AA) SMD mount | [8 empty] | - | [16 empty] | SMD mount |  |  |  | -40℃(min) |  |  |  | SMB(DO-214AA) | [5 empty] | - |  |  | Compliant |  |  | Tape and reel packaging | [5 empty] | - | [8 empty] | P0080SC SOCAY | 25000 | https://www.unikeyic.com/media/datasheet/47/9d/47fd/47/5e97edb39bd7315bda68fbe71c224af6.pdf | https://www.unikeyic.com/products/surge-suppressors/p0080sc/11969569.html
P0080SCLRP-N1 | Littelfuse | 1,300: 0.0869 3,300: 0.0836 13,700: 0.0803 | [9 empty] | - | [20 empty] | -40℃~150℃ | [9 empty] | - | [11 empty] | - | [9 empty] | 17500 | https://www.unikeyic.com/media/about_us/Unikey_ISO_9001_Certification.pdf | https://www.unikeyic.com/products/surge-suppressors/p0080sclrp-n1/5971740.html
P0080TA | SOCAY | 5,000: 0.0383 10,000: 0.0358 15,000: 0.033 | THYRISTOR SURGE SUPPRESSOR | [8 empty] | - | [24 empty] | SMA(DO-214AC) | [5 empty] | - |  |  | Compliant |  |  | Tape and reel packaging | [5 empty] | - | [9 empty] | 50000 | https://www.unikeyic.com/media/about_us/Unikey_ISO_9001_Certification.pdf | https://www.unikeyic.com/products/surge-suppressors/p0080ta/24207112.html
P0080TB | SOCAY | 5,000: 0.0431 10,000: 0.0403 15,000: 0.0372 | THYRISTOR SURGE SUPPRESSOR | [8 empty] | - | [24 empty] | SMA(DO-214AC) | [5 empty] | - | [11 empty] | - | [9 empty] | 50000 | https://www.unikeyic.com/media/about_us/Unikey_ISO_9001_Certification.pdf | https://www.unikeyic.com/products/surge-suppressors/p0080tb/17158049.html
P0300SA | SOCAY | 2,500: 0.0597 5,000: 0.0558 7,500: 0.0514 | Thyristor Surge Suppressor | [8 empty] | - | [24 empty] | SMB(DO-214AA) | [5 empty] | - |  |  | Compliant |  |  | Tape and reel packaging | [5 empty] | - | [8 empty] | P0300SA SOCAY | 25000 | https://www.unikeyic.com/media/datasheet/ab/11/9d13/ab/afc24f1709e24b5afea0782ba74b37a4.pdf | https://www.unikeyic.com/products/surge-suppressors/p0300sa/1212788.html
P0300SB | SOCAY | 2,500: 0.0664 5,000: 0.0619 7,500: 0.0572 | 2.2A 2.2A SMB(DO-214AA) SMD mount | [8 empty] | 2.2A | [16 empty] | SMD mount |  |  |  | -40℃(min) |  |  |  | SMB(DO-214AA) | [5 empty] | - |  |  | Compliant | [8 empty] | - | [9 empty] | 25000 | https://www.unikeyic.com/media/about_us/Unikey_ISO_9001_Certification.pdf | https://www.unikeyic.com/products/surge-suppressors/p0300sb/22120385.html
P0300SC | SOCAY | 2,500: 0.0896 5,000: 0.0836 7,500: 0.0772 | Thyristor Surge Suppressor | [8 empty] | - | [24 empty] | SMB(DO-214AA) | [5 empty] | - | [11 empty] | - | [9 empty] | 25000 | https://www.unikeyic.com/media/about_us/Unikey_ISO_9001_Certification.pdf | https://www.unikeyic.com/products/surge-suppressors/p0300sc/5825392.html
P0300TA | SOCAY | 5,000: 0.0596 10,000: 0.0557 15,000: 0.0513 | THYRISTOR SURGE SUPPRESSOR | [8 empty] | - | [24 empty] | SMA(DO-214AC) | [5 empty] | - | [11 empty] | - | [9 empty] | 50000 | https://www.unikeyic.com/media/about_us/Unikey_ISO_9001_Certification.pdf | https://www.unikeyic.com/products/surge-suppressors/p0300ta/1278855.html
P0640TA | YAGEO | 10: 0.4764 100: 0.2887 500: 0.1817 1,000: 0.1559 2,500: 0.1379 5,000: 0.1085 10,000: 0.078 25,000: 0.0723 | [9 empty] | - | [24 empty] | DO-214-AC | [5 empty] | - | [11 empty] | - | [9 empty] | 5000 | https://www.unikeyic.com/media/about_us/Unikey_ISO_9001_Certification.pdf | https://www.unikeyic.com/products/surge-suppressors/p0640ta/523307.html
P0640TB | SOCAY | 5,000: 0.0796 10,000: 0.0743 15,000: 0.0686 | THYRISTOR SURGE SUPPRESSOR | [8 empty] | - | [24 empty] | SMA(DO-214AC) | [5 empty] | - | [11 empty] | - | [9 empty] | 50000 | https://www.unikeyic.com/media/about_us/Unikey_ISO_9001_Certification.pdf | https://www.unikeyic.com/products/surge-suppressors/p0640tb/16007126.html
P0720SC | SOCAY | 2,500: 0.1012 5,000: 0.0944 7,500: 0.0872 | THYRISTOR SURGE SUPPRESSOR | [8 empty] | - | [24 empty] | SMB(DO-214AA) | [5 empty] | - |  |  | Compliant | [8 empty] | - | [9 empty] | 25000 | https://www.unikeyic.com/media/about_us/Unikey_ISO_9001_Certification.pdf | https://www.unikeyic.com/products/surge-suppressors/p0720sc/13657520.html
P1100SC | YAGEO | 1: 1.6451 10: 0.8554 100: 0.556 | THYRISTOR 90V 100A DO-214AA |  |  |  | P1100 | 90pF | [8 empty] | 100 A | [10 empty] | 1 (Unlimited) |  | Surface Mount | [7 empty] | DO-214AA, SMB | [6 empty] | 10126718 |  |  |  |  | P |  | DO-214AA (SMB) |  |  |  | 130V |  |  |  | 90V |  |  |  |  | 475 | https://www.unikeyic.com/media/about_us/Unikey_ISO_9001_Certification.pdf | https://www.unikeyic.com/products/surge-suppressors/p1100sc/14497549.html
P12B47M | PANDUIT |  | BASIC PDU, 30AMP, (12)C13, NEMA | [63 empty] | https://www.unikeyic.com/products/surge-suppressors/p12b47m/450679.html
P1300SA | YAGEO | 10: 0.9312 100: 0.5647 500: 0.3435 1,000: 0.2543 3,000: 0.2249 6,000: 0.1932 9,000: 0.1695 24,000: 0.1401 | Thyristor Surge Suppressors (TSS) | [8 empty] | - | [24 empty] | DO-214-AA | [5 empty] | - | [11 empty] | - | [8 empty] | P1300SA YAGEO | 3000 | https://www.unikeyic.com/media/datasheet/11/8f/9aa6/11/5b00158bf50b00ba2cc635edd0b457d3.pdf | https://www.unikeyic.com/products/surge-suppressors/p1300sa/17955034.html
P16B04M | PANDUIT | 1+: 298.0152 10+: 264.6 25+: 261.9324 | [62 empty] | 1 |  | https://www.unikeyic.com/products/surge-suppressors/p16b04m/642283.html
P1800SA | SOCAY | 2,500: 0.0994 5,000: 0.0927 7,500: 0.0856 | THYRISTOR SURGE SUPPRESSOR | [8 empty] | - | [24 empty] | SMB(DO-214AA) | [5 empty] | - | [11 empty] | - | [9 empty] | 25000 | https://www.unikeyic.com/media/about_us/Unikey_ISO_9001_Certification.pdf | https://www.unikeyic.com/products/surge-suppressors/p1800sa/6200487.html
P1800SC | SOCAY | 2,500: 0.1079 5,000: 0.1007 7,500: 0.0928 | Thyristor Surge Suppressor | [8 empty] | - | [24 empty] | SMB(DO-214AA) | [5 empty] | - | [11 empty] | - | [9 empty] | 25000 | https://www.unikeyic.com/media/about_us/Unikey_ISO_9001_Certification.pdf | https://www.unikeyic.com/products/surge-suppressors/p1800sc/3007966.html
P1800TA | SOCAY | 5,000: 0.0596 10,000: 0.0557 15,000: 0.0513 | THYRISTOR SURGE SUPPRESSOR | [8 empty] | - | [24 empty] | SMA(DO-214AC) | [5 empty] | - | [11 empty] | - | [9 empty] | 50000 | https://www.unikeyic.com/media/about_us/Unikey_ISO_9001_Certification.pdf | https://www.unikeyic.com/products/surge-suppressors/p1800ta/9519372.html
P2300SA | YAGEO | 1: 1.0476 10: 0.54 100: 0.344 500: 0.2593 1,000: 0.2319 | Thyristor Surge Suppressors (TSS) |  |  |  | P2300 | 35pF | [8 empty] | 45 A | [10 empty] | 1 (Unlimited) |  | Surface Mount | [7 empty] | DO-214AA, SMB | Tape & Reel (TR) | [5 empty] | 15856194 |  |  |  |  | PXXXXSX |  | DO-214AA (SMB) |  |  |  | 260V |  |  |  | 190V |  |  |  |  | 950 | https://www.unikeyic.com/media/datasheet/11/8f/9aa6/11/5b00158bf50b00ba2cc635edd0b457d3.pdf | https://www.unikeyic.com/products/surge-suppressors/p2300sa/12744352.html
P2300SB | SOCAY | 2,500: 0.0696 5,000: 0.065 7,500: 0.06 | THYRISTOR SURGE SUPPRESSOR | [8 empty] | - | [24 empty] | SMB(DO-214AA) | [5 empty] | - | [11 empty] | - | [9 empty] | 25000 | https://www.unikeyic.com/media/about_us/Unikey_ISO_9001_Certification.pdf | https://www.unikeyic.com/products/surge-suppressors/p2300sb/17151922.html
P2300SC | SOCAY | 2,500: 0.0929 5,000: 0.0867 7,500: 0.08 | Thyristor Surge Suppressor | [8 empty] | - | [24 empty] | SMB(DO-214AA) | [5 empty] | - | [11 empty] | - | [9 empty] | 25000 | https://www.unikeyic.com/media/about_us/Unikey_ISO_9001_Certification.pdf | https://www.unikeyic.com/products/surge-suppressors/p2300sc/8226783.html
P2300TA | SOCAY | 5,000: 0.0625 10,000: 0.0583 15,000: 0.0538 | THYRISTOR SURGE SUPPRESSOR | [8 empty] | - | [24 empty] | SMA(DO-214AC) | [5 empty] | - | [11 empty] | - | [9 empty] | 50000 | https://www.unikeyic.com/media/about_us/Unikey_ISO_9001_Certification.pdf | https://www.unikeyic.com/products/surge-suppressors/p2300ta/22740939.html
P2600SB | YAGEO | 1: 2.2932 10: 1.2101 100: 0.7988 500: 0.6221 1,000: 0.5652 | Thyristor Surge Suppressors (TSS) |  |  |  | P2600 | 50pF | [8 empty] | 80 A | [10 empty] | 1 (Unlimited) |  | Surface Mount | [7 empty] | DO-214AA, SMB | [6 empty] | 10126972 |  |  |  |  | P |  | DO-214AA (SMB) |  |  |  | 300V |  |  |  | 220V |  |  |  |  | 2380 | https://www.unikeyic.com/media/datasheet/11/8f/9aa6/11/5b00158bf50b00ba2cc635edd0b457d3.pdf | https://www.unikeyic.com/products/surge-suppressors/p2600sb/1377201.html
P3100SA | YAGEO | 10: 0.781 100: 0.4621 500: 0.3185 1,000: 0.2804 | Thyristor Surge Suppressors (TSS) |  |  |  | P3100 | 30pF | [8 empty] | 45 A | [10 empty] | 1 (Unlimited) |  | Surface Mount | [7 empty] | DO-214AA, SMB | [6 empty] | 10127199 |  |  |  |  | P |  | DO-214AA (SMB) |  |  |  | 350V |  |  |  | 275V |  |  |  |  | 1921 | https://www.unikeyic.com/media/datasheet/c4/73/6405/c4/560eb132295530559ead8a659b5131e6.pdf | https://www.unikeyic.com/products/surge-suppressors/p3100sa/11897197.html
P3100SB | SOCAY | 2,500: 0.0696 5,000: 0.065 7,500: 0.06 | THYRISTOR SURGE SUPPRESSOR | [8 empty] | - | [24 empty] | SMB(DO-214AA) | [5 empty] | - | [11 empty] | - | [9 empty] | 25000 | https://www.unikeyic.com/media/about_us/Unikey_ISO_9001_Certification.pdf | https://www.unikeyic.com/products/surge-suppressors/p3100sb/31198973.html
P3100SC | SOCAY | 2,500: 0.0929 5,000: 0.0867 7,500: 0.08 | 2.2A SMB(DO-214AA) SMD mount | [8 empty] | - | [16 empty] | SMD mount |  |  |  | -40℃(min) |  |  |  | SMB(DO-214AA) | [5 empty] | - | [11 empty] | - | [9 empty] | 25000 | https://www.unikeyic.com/media/about_us/Unikey_ISO_9001_Certification.pdf | https://www.unikeyic.com/products/surge-suppressors/p3100sc/18455869.html
P3500SB | SOCAY | 2,500: 0.073 5,000: 0.0681 7,500: 0.0628 | THYRISTOR SURGE SUPPRESSOR | [8 empty] | - | [24 empty] | SMB(DO-214AA) | [5 empty] | - |  |  | Compliant | [8 empty] | - | [9 empty] | 25000 | https://www.unikeyic.com/media/about_us/Unikey_ISO_9001_Certification.pdf | https://www.unikeyic.com/products/surge-suppressors/p3500sb/15955442.html
P3500SC | SOCAY | 2,500: 0.0929 5,000: 0.0867 7,500: 0.08 | Thyristor Surge Suppressor | [8 empty] | - | [24 empty] | SMB(DO-214AA) | [5 empty] | - | [11 empty] | - | [9 empty] | 25000 | https://www.unikeyic.com/media/about_us/Unikey_ISO_9001_Certification.pdf | https://www.unikeyic.com/products/surge-suppressors/p3500sc/23952886.html
P40-G240-WH | BOURNS | 1: 0.781 10: 0.6234 30: 0.5488 100: 0.4745 500: 0.4089 1,000: 0.3856 | 7Ω 40V 240mA 240mA DFN SMD mount 4.1mm(Length)*4.1mm(height) |  | General Purpose |  | P40-G | [20 empty] | 1 (Unlimited) |  | Surface Mount | 2 | [6 empty] | 6-SMD, No Lead | [6 empty] | 1992320 |  |  |  |  | TBU® |  | 6-DFN (4x4) | Internal Switch |  |  |  |  | - |  |  |  | 28V |  |  |  | https://www.unikeyic.com/media/datasheet/e7/1e/8e0c/e7/71d4ca09d3fb8a4f2a14b432bfee4b14.pdf | https://www.unikeyic.com/products/surge-suppressors/p40-g240-wh/1098695.html
P4200SB | SOCAY | 2,500: 0.0919 5,000: 0.0858 7,500: 0.0792 | THYRISTOR SURGE SUPPRESSOR | [8 empty] | - | [24 empty] | SMB(DO-214AA) | [5 empty] | - | [11 empty] | - | [9 empty] | 25000 | https://www.unikeyic.com/media/about_us/Unikey_ISO_9001_Certification.pdf | https://www.unikeyic.com/products/surge-suppressors/p4200sb/13898327.html
P850-G120-WH | BOURNS | 50: 0.7483 100: 0.7008 200: 0.6889 400: 0.6652 | 850V 120mA DFN SMD mount 8.25mm(Length)*850μm(height) |  | SLIC |  | P850-G | [20 empty] | 3 (168 Hours) |  | Surface Mount | 2 | [6 empty] | 6-SMD, No Lead | [11 empty] | TBU® |  | 10-DFN (4x8.25) | Internal Switch |  |  |  |  | - |  |  |  | 425V |  |  |  | https://www.unikeyic.com/media/datasheet/87/21/12ce/87/290d004d22e2e1e431325371f9eb14c5.pdf | https://www.unikeyic.com/products/surge-suppressors/p850-g120-wh/1178347.html
P850-G200-WH | BOURNS | 1: 3.6123 10: 3.0963 30: 2.7092 100: 2.2815 500: 2.1674 | 850V 200mA 200mA DFN SMD mount 8.25mm(Length)*850μm(height) |  | SLIC |  | P850-G | [20 empty] | 3 (168 Hours) |  | Surface Mount | 2 | [6 empty] | 6-SMD, No Lead | [6 empty] | 1992290 |  |  |  |  | TBU® |  | 10-DFN (4x8.25) | Internal Switch |  |  |  |  | - |  |  |  | 425V |  |  |  | https://www.unikeyic.com/media/datasheet/44/7a/d982/44/cf798db21cf5a210813b17a5a3710ed5.pdf | https://www.unikeyic.com/products/surge-suppressors/p850-g200-wh/726803.html
PBUS02 | EATON | 1: 23.2745 5: 20.9481 | Eaton Surge protection connector, PBU series, Maximum surge current0.008kA | [8 empty] | - | [13 empty] | 110mm(Length)*6.2mm(height) |  |  | DIN rail mounting |  |  |  | -20℃~60℃ | [9 empty] | - | [11 empty] | 32V(DC) | [9 empty] | 9 | https://www.unikeyic.com/media/about_us/Unikey_ISO_9001_Certification.pdf | https://www.unikeyic.com/products/surge-suppressors/pbus02/21727478.html
PBUS6.2 | EATON | 1: 186.6806 5: 157.7267 | Eaton Surge protection connector, PBU series, Maximum surge current0.008kA | [8 empty] | - | [13 empty] | 110mm(Length)*6.2mm(height) |  |  | DIN rail mounting |  |  |  | -20℃~60℃ | [9 empty] | - | [11 empty] | 32V(DC) | [9 empty] | 8 | https://www.unikeyic.com/media/about_us/Unikey_ISO_9001_Certification.pdf | https://www.unikeyic.com/products/surge-suppressors/pbus6-2/13911407.html
PS-402-HG-OEM | Tripp Lite | 1: 160.4255 5: 149.7282 10: 145.343 25: 139.7455 50: 135.6533 | 120V Floor Mount, Wall Mount, Bracket Mount | 4 |  |  |  |  | NEMA 5-15R | NEMA 5-15P | 2' (0.61m) |  |  |  |  | 15A |  |  |  | - | - |  |  | Metal |  |  | - | Not Applicable |  | Bench, Floor, Wall | [5 empty] | Circuit Breaker(s) |  |  | Bulk |  |  |  |  | North America | [5 empty] | - | [6 empty] | 120V | [7 empty] | 36 | https://www.unikeyic.com/media/datasheet/77/8d/113c/77/47038c33f54860999ba131941feb4937.pdf | https://www.unikeyic.com/products/surge-suppressors/ps-402-hg-oem/12635737.html
PS-406-HGULTRA | Tripp Lite | 1: 174.409 5: 167.7762 | 120V | 4 |  |  |  |  | NEMA 5-15R | NEMA 5-15P | 6' (1.83m) |  |  |  |  | 15A |  |  |  | - | - |  |  | Metal |  |  | - | Not Applicable |  | - | [5 empty] | Circuit Breaker(s) |  |  | Bulk |  |  |  |  | North America | 5971078 |  |  |  |  | - | [6 empty] | 120V | [5 empty] | 3.2 lbs (1.5 kg) |  | 30 | https://www.unikeyic.com/media/datasheet/66/3b/0a1a/66/7f10abcd472348d267571a792fd36c83.pdf | https://www.unikeyic.com/products/surge-suppressors/ps-406-hgultra/433424.html
PS-415-HG-OEM | Tripp Lite | 1+: 148.2624 5+: 135.0615 10+: 131.145 20+: 127.2285 50+: 122.0625 100+: 118.146 | PDU Outlet Strip Rackmount | [61 empty] | 6 | https://www.unikeyic.com/media/datasheet/6e/29/4c46/6e/ab5f9f03f485d7361414f188798b9883.pdf | https://www.unikeyic.com/products/surge-suppressors/ps-415-hg-oem/1099996.html
PS-415-HG-OEMRA | Tripp Lite | 1+: 133.5312 5+: 124.6277 10+: 120.9794 25+: 116.3195 50+: 112.9136 | Fixture, Floor/Wall/Bracket Mount, 120V | [61 empty] | 9 | https://www.unikeyic.com/media/datasheet/99/11/172f/99/a9350391cc7f4f242c81cff7ed42a74e.pdf | https://www.unikeyic.com/products/surge-suppressors/ps-415-hg-oemra/656914.html
PS-415-HGULTRA | Tripp Lite | 1: 197.0136 5: 187.4124 10: 181.5264 25: 172.7676 50: 165.6396 | 120V 15A Wall Mount | 4 |  |  |  |  | NEMA 5-15R | NEMA 5-15P | 15' (4.57m) |  |  |  |  | 15A |  |  |  | - | - |  |  | Steel |  |  | - | Not Applicable |  | Bench, Wall | [5 empty] | Circuit Breaker(s) |  |  | Bulk |  |  |  |  | North America | 1832267 |  |  |  |  | - | [6 empty] | 120V | [5 empty] | 3.2 lbs (1.5 kg) |  | 2 | https://www.unikeyic.com/media/datasheet/1c/70/8f7c/1c/567389039176760a763fd7d8bf35d1fe.pdf | https://www.unikeyic.com/products/surge-suppressors/ps-415-hgultra/660290.html
PS-615-HG | Tripp Lite | 1: 151.0272 5: 140.9594 10: 136.8328 25: 131.5626 50: 127.7111 | 120V 15A GRADE wall mount | 6 |  |  |  |  | NEMA 5-15R | NEMA 5-15P | 15' (4.57m) |  |  |  |  | 15A |  |  |  | - | Anti-Microbial |  |  | Steel |  |  | - | Not Applicable |  | Bench, Wall | [5 empty] | Circuit Breaker(s) |  |  | Bulk |  |  |  |  | North America | [5 empty] | - | [6 empty] | 120V | [5 empty] | - |  | 33 | https://www.unikeyic.com/media/datasheet/f5/8c/e041/f5/681558f92c526059a07abbafbc589758.pdf | https://www.unikeyic.com/products/surge-suppressors/ps-615-hg/11990567.html
PS-615-HG-OEM | Tripp Lite | 1: 160.6824 5: 149.5908 10: 142.7004 25: 142.2468 50: 138.618 | 6-Outlet Medical Power Strip | 6 |  |  |  |  | NEMA 5-15R | NEMA 5-15P | 15' (4.57m) |  |  |  |  | 15A |  |  |  | - | - |  |  | Metal |  |  | - | Not Applicable |  | Bench, Floor, Wall | [5 empty] | Circuit Breaker(s) |  |  | Bulk |  |  |  |  | North America | [5 empty] | - | [6 empty] | 120V | [7 empty] | 6 | https://www.unikeyic.com/media/datasheet/93/8b/e250/93/d25bf083ef3322c87ec3f7f200fea2db.pdf | https://www.unikeyic.com/products/surge-suppressors/ps-615-hg-oem/1154468.html
PS-615-HG-OEMRA | Tripp Lite | 1+: 153.8676 5+: 143.6098 10+: 139.4042 25+: 134.0349 50+: 130.1113 | Fixture, Floor/Wall/Bracket Mount, 120V | [61 empty] | 15 | https://www.unikeyic.com/media/datasheet/55/4f/c834/55/bb32ef6580eb2c38bcc9689bdb802ba2.pdf | https://www.unikeyic.com/products/surge-suppressors/ps-615-hg-oemra/1032169.html
PS120410 | Tripp Lite | 1+: 79.1429 5+: 73.8655 10+: 71.7021 25+: 68.9406 50+: 66.9221 100+: 64.9628 | 120V Bracket Mount 304.8mm L | [61 empty] | 67 | https://www.unikeyic.com/media/datasheet/eb/56/41b9/eb/a9e4ca35d8f790a84cbbd27c33d35fc0.pdf | https://www.unikeyic.com/products/surge-suppressors/ps120410/11824390.html
PS120420 | Tripp Lite | 1+: 131.5116 5+: 122.742 10+: 120.8477 | 120V Wall Mount, Bracket Mount, 304.8mm L | [61 empty] | 27 | https://www.unikeyic.com/media/datasheet/5c/7e/49e7/5c/98a9fabb8b229acb310e262b4884c172.pdf | https://www.unikeyic.com/products/surge-suppressors/ps120420/886184.html
PS2408 | Tripp Lite | 1: 96.7168 2: 90.269 3: 88.657 5: 88.657 10: 87.0451 20: 87.0451 | 120V 15A wall mount，Bracket mounting | 8 |  |  |  |  | NEMA 5-15R | NEMA 5-15P | 15' (4.57m) |  |  |  |  | 15A |  |  |  | - | - |  |  | Aluminum |  |  | - | Not Applicable |  | Bench, Rack, Wall | [5 empty] | Circuit Breaker(s) |  |  | Bulk |  |  |  |  | North America | 280424 |  |  |  |  | - | [6 empty] | 120V | [5 empty] | 3.2 lbs (1.5 kg) |  | 20 | https://www.unikeyic.com/media/datasheet/13/b2/23d2/13/b18c53337ceed3e6c0ac1993f145fd2a.pdf | https://www.unikeyic.com/products/surge-suppressors/ps2408/1531677.html
PS240810 | Tripp Lite |  | 120V wall mount，Bracket mounting 609.6mm(Length) | 8 |  |  |  |  | NEMA 5-15R | NEMA 5-15P | 10' (3.05m) |  |  |  |  | 15A |  |  |  | - | - |  |  | Aluminum |  |  | - | Not Applicable |  | Bench, Rack, Wall | [5 empty] | Circuit Breaker(s) |  |  | Bulk |  |  |  |  | North America | 5722626 |  |  |  |  | - | [6 empty] | 120V | [8 empty] | https://www.unikeyic.com/media/datasheet/11/38/1d58/11/bdce70b353f2d129cd238b4bfcf40ff5.pdf | https://www.unikeyic.com/products/surge-suppressors/ps240810/11995399.html
PS361206 | Tripp Lite | 1: 98.067 2: 91.5292 3: 89.8948 5: 89.8948 10: 88.2603 20: 88.2603 | 120V Wall Mount, Bracket Mount, 914.4mm L | 12 |  |  |  |  | NEMA 5-15R | NEMA 5-15P | 6' (1.83m) |  |  |  |  | 15A |  |  |  | - | - |  |  | Aluminum |  |  | - | Not Applicable |  | Bench, Rack, Wall | [5 empty] | Circuit Breaker(s) |  |  | Bulk |  |  |  |  | North America | 5359267 |  |  |  |  | - | [6 empty] | 120V | [5 empty] | 2.3 lbs (1 kg) |  | 7 | https://www.unikeyic.com/media/datasheet/0f/f5/e904/0f/f3f0c6da7e602361a69a25c8328bc3e8.pdf | https://www.unikeyic.com/products/surge-suppressors/ps361206/781113.html
PS361220 | Tripp Lite | 1+: 144.1524 5+: 134.5413 10+: 133.0943 | Connector, 120V, Wall Mount, Bracket Mount, 914.4mm L | [61 empty] | 54 | https://www.unikeyic.com/media/datasheet/8f/4c/b421/8f/26f27c620c300ee3892791a42f4e4b40.pdf | https://www.unikeyic.com/products/surge-suppressors/ps361220/1028206.html
PS3612RA | Tripp Lite | 1: 141.0912 5: 131.6822 10: 130.1238 | Connector, 120V, Wall Mount, Bracket Mount, 914.4mm L | 12 |  |  |  |  | NEMA 5-15R | NEMA 5-15P | 15' (4.57m) |  |  |  |  | 15A |  |  |  | - | - |  |  | Aluminum |  |  | - | Not Applicable |  | Bench, Rack, Wall | [5 empty] | Circuit Breaker(s) |  |  | Bulk |  |  |  |  | North America | 5722627 |  |  |  |  | - | [6 empty] | 120V | [5 empty] | 3.2 lbs (1.5 kg) |  | 56 | https://www.unikeyic.com/media/datasheet/c8/ad/0f90/c8/7ca7fd6b05fc90ada0b28f731a3d4c01.pdf | https://www.unikeyic.com/products/surge-suppressors/ps3612ra/1383368.html
PS410 | Tripp Lite | 1+: 36.3302 5+: 33.9071 10+: 32.9129 25+: 31.6456 50+: 30.7191 100+: 29.8196 250+: 28.671 | Fixture, Floor/Wall/Bracket Mount, 120V | [61 empty] | 28 | https://www.unikeyic.com/media/datasheet/8d/65/4c82/8d/8c79a46d3c047088419975e90a713979.pdf | https://www.unikeyic.com/products/surge-suppressors/ps410/12045640.html
PS4816B | Tripp Lite | 1+: 98.098 5+: 92.5884 10+: 88.7145 20+: 86.331 50+: 85.2285 100+: 84.7035 | Wall Mount, 120V | [61 empty] | 5 | https://www.unikeyic.com/media/datasheet/20/f9/c665/20/c840efa3a56a5f12f50b83dea63251bd.pdf | https://www.unikeyic.com/products/surge-suppressors/ps4816b/520648.html
PS615HG20AOEM | Tripp Lite | 1+: 222.7068 5+: 222.4368 10+: 217.9548 25+: 214.5528 | Fixture, Floor/Wall/Bracket Mount, 120V | [61 empty] | 3 | https://www.unikeyic.com/media/datasheet/b8/16/580f/b8/3f51c3cfc1522e9db087fc2211c3a12d.pdf | https://www.unikeyic.com/products/surge-suppressors/ps615hg20aoem/666371.html
PS7224-20 | Tripp Lite | 1: 194.3347 5: 182.2392 | 120V 20A wall mount，Bracket mounting | 24 |  |  |  |  | NEMA 5-15R (22), 5-20R (2) | NEMA 5-20P | 15' (4.57m) |  |  |  |  | 20A |  |  |  | - | - |  |  | Aluminum |  |  | - | Not Applicable |  | Bench, Rack, Wall | [5 empty] | Circuit Breaker(s) |  |  | Bulk |  |  |  |  | North America | 1533572 |  |  |  |  | - | [6 empty] | 120V | [5 empty] | 6.5 lbs (2.9 kg) |  | 19 | https://www.unikeyic.com/media/datasheet/73/57/5f5a/73/97401363aac27077b4740b04fb08030b.pdf | https://www.unikeyic.com/products/surge-suppressors/ps7224-20/986253.html
PT 3-PB-ST | PHOENIX CONTACT | 1+: 125.9969 5+: 122.2159 | 5V, Base Mount, 52mm L × 52mm H | [61 empty] | 12 |  | https://www.unikeyic.com/products/surge-suppressors/pt-3-pb-st/24681512.html
PT 5-HF-12 DC-ST | PHOENIX CONTACT | 1: 200.4378 | 12V(DC) DINRail installation，Through hole mounting 52mm*17.7mm*45mm | [8 empty] | - | [13 empty] | 52mm*17.7mm*45mm |  |  | DINRail installation, Through hole mounting |  |  |  | -40℃~85℃ | [9 empty] | - | [11 empty] | 12V(DC) | [8 empty] | PT 5-HF-12 DC-ST PHOENIX CONTACT | 20 | https://www.unikeyic.com/media/datasheet/1a/46/0847/1a/f8b371255bea57dcae1bd2f4733df976.pdf | https://www.unikeyic.com/products/surge-suppressors/pt-5-hf-12-dc-st/11819160.html
PTCEL13R121MTE | Vishay Intertechnology | 500: 1.6187 1,000: 1.4913 1,500: 1.4211 2,500: 1.3368 3,500: 1.2838 5,000: 1.2623 | ICL 120 OHM 30% 13.5MM | [8 empty] | - | [30 empty] | - |  |  | Compliant |  |  | Tape and reel packaging | [5 empty] | - | [9 empty] | 500 | https://www.unikeyic.com/media/about_us/Unikey_ISO_9001_Certification.pdf | https://www.unikeyic.com/products/surge-suppressors/ptcel13r121mte/341277679.html
PTCEL13R501RTE | Vishay Intertechnology | 500+: 1.6196 1,000+: 1.4921 1,500+: 1.4219 2,500+: 1.3376 3,500+: 1.2846 5,000+: 1.263 | ICL 500 OHM 30% 13.5MM | [61 empty] | 612 |  | https://www.unikeyic.com/products/surge-suppressors/ptcel13r501rte/687733706.html
PTCEL13R600LTE | Vishay Intertechnology | 10: 2.622 25: 2.035 50: 1.892 100: 1.7712 500: 1.5444 1,000: 1.4148 2,500: 1.3284 | ICL 60 OHM 30% 13.5MM | [15 empty] | 0.531" (13.50mm) | [5 empty] | 0.197" (5.00mm) |  |  | Not Applicable | [16 empty] | 20499003 |  | 60 Ohms |  |  | PTCEL |  |  |  | ±30% | [10 empty] | 238 | https://www.unikeyic.com/media/about_us/Unikey_ISO_9001_Certification.pdf | https://www.unikeyic.com/products/surge-suppressors/ptcel13r600lte/687732656.html
PTCEL17R102UBE404 | Vishay Intertechnology | 10: 2.9682 25: 2.9187 50: 2.8445 200: 2.7951 | PTC THERMISTOR, 800VRMS, 1KOHM, TH; | [15 empty] | 0.670" (17.00mm) | [5 empty] | 0.197" (5.00mm) |  |  | Not Applicable | [10 empty] | Bag | [5 empty] | 20499000 |  | 1 kOhms |  |  | PTCEL |  |  |  | ±30% | [10 empty] | 792 | https://www.unikeyic.com/media/about_us/Unikey_ISO_9001_Certification.pdf | https://www.unikeyic.com/products/surge-suppressors/ptcel17r102ube404/687737278.html
PTCEL17R251STE | Vishay Intertechnology |  | ICL 250 OHM 30% 17MM | [63 empty] | https://www.unikeyic.com/products/surge-suppressors/ptcel17r251ste/394331240.html
PTCEL17R501TBE302 | Vishay Intertechnology | 10: 2.8751 25: 2.8272 50: 2.7553 200: 2.7074 | PTC Thermistors, Inrush Current Limiter and Energy Load-Dump | [15 empty] | 0.670" (17.00mm) | [5 empty] | 0.197" (5.00mm) |  |  | Not Applicable | [10 empty] | Bag | [5 empty] | 20499004 |  | 500 Ohms |  |  | PTCEL |  |  |  | ±30% | [10 empty] | 1015 | https://www.unikeyic.com/media/about_us/Unikey_ISO_9001_Certification.pdf | https://www.unikeyic.com/products/surge-suppressors/ptcel17r501tbe302/681745134.html
PTCEL17R501TBE401 | Vishay Intertechnology | 10: 2.9682 25: 2.9187 50: 2.8445 200: 2.7951 | PTC THERMISTOR, 700VRMS, 500 OHM, TH; | [15 empty] | 0.670" (17.00mm) | [5 empty] | 0.197" (5.00mm) |  |  | Not Applicable | [10 empty] | Bag | [5 empty] | 20498996 |  | 500 Ohms |  |  | PTCEL |  |  |  | ±30% | [10 empty] | 957 | https://www.unikeyic.com/media/about_us/Unikey_ISO_9001_Certification.pdf | https://www.unikeyic.com/products/surge-suppressors/ptcel17r501tbe401/681745849.html
PTCEL17R600MBE303 | Vishay Intertechnology | 1: 5.7225 5: 3.9462 10: 3.6416 50: 3.0211 100: 2.7864 250: 2.5028 500: 2.3065 1,000: 2.1244 5,000: 1.864 | ICL 60 OHM 30% 17MM | [15 empty] | 0.670" (17.00mm) | [5 empty] | 0.197" (5.00mm) |  |  | Not Applicable | [10 empty] | Bag | [5 empty] | 20498999 |  | 60 Ohms |  |  | PTCEL |  |  |  | ±30% | [10 empty] | 566 | https://www.unikeyic.com/media/about_us/Unikey_ISO_9001_Certification.pdf | https://www.unikeyic.com/products/surge-suppressors/ptcel17r600mbe303/687731379.html
PTCEL17R600MTE | Vishay Intertechnology | 500: 2.332 1,000: 2.148 1,500: 2.0465 2,500: 1.9248 3,500: 1.8757 5,000: 1.7695 | ICL 60 OHM 30% 17MM | [15 empty] | 0.670" (17.00mm) | [5 empty] | 0.197" (5.00mm) |  |  | Not Applicable | [16 empty] | 20498994 |  | 60 Ohms |  |  | PTCEL |  |  |  | ±30% | [10 empty] | 1057 | https://www.unikeyic.com/media/about_us/Unikey_ISO_9001_Certification.pdf | https://www.unikeyic.com/products/surge-suppressors/ptcel17r600mte/643969769.html
PTCEL67R102UBE | Vishay Intertechnology | 10: 2.7005 25: 2.6555 50: 2.588 200: 2.543 | PTC THERMISTOR, 800VRMS, 1K, TH; | [8 empty] | - | [30 empty] | - |  |  | Compliant | [8 empty] | - | [9 empty] | 659 | https://www.unikeyic.com/media/about_us/Unikey_ISO_9001_Certification.pdf | https://www.unikeyic.com/products/surge-suppressors/ptcel67r102ube/688468521.html
PTCEL67R102UTE | Vishay Intertechnology | 10: 2.601 50: 2.5375 100: 2.4952 200: 2.4318 500: 2.3895 | PTC THERMISTOR, 800VRMS, 1K, TH; | [8 empty] | - | [30 empty] | - |  |  | Compliant |  |  | Tape and reel packaging | [5 empty] | - | [9 empty] | 831 | https://www.unikeyic.com/media/about_us/Unikey_ISO_9001_Certification.pdf | https://www.unikeyic.com/products/surge-suppressors/ptcel67r102ute/691284531.html
PTCEL67R151NBE | Vishay Intertechnology | 10: 3.1141 25: 3.0051 50: 2.6308 200: 2.3692 | PTC THERMISTOR, 460VRMS, 150 OHM, TH; | [8 empty] | - | [30 empty] | - |  |  | Compliant | [8 empty] | - | [9 empty] | 17 | https://www.unikeyic.com/media/about_us/Unikey_ISO_9001_Certification.pdf | https://www.unikeyic.com/products/surge-suppressors/ptcel67r151nbe/689856553.html
PTCEL67R151NTE | Vishay Intertechnology | 10: 2.5294 50: 2.4677 100: 2.4266 200: 2.3649 500: 2.3237 | PTC THERMISTOR, 460VRMS, 150 OHM, TH; | [8 empty] | - | [30 empty] | - |  |  | Compliant |  |  | Tape and reel packaging | [5 empty] | - | [9 empty] | 874 | https://www.unikeyic.com/media/about_us/Unikey_ISO_9001_Certification.pdf | https://www.unikeyic.com/products/surge-suppressors/ptcel67r151nte/690445357.html
PTCEL67R152UBE | Vishay Intertechnology | 10: 2.7587 25: 2.7127 50: 2.6437 200: 2.5978 | PTC THERMISTOR, 800VRMS, 1.5KOHM, TH; | [8 empty] | - | [30 empty] | - |  |  | Compliant | [8 empty] | - | [9 empty] | 546 | https://www.unikeyic.com/media/about_us/Unikey_ISO_9001_Certification.pdf | https://www.unikeyic.com/products/surge-suppressors/ptcel67r152ube/690305833.html
PTCEL67R152UTE | Vishay Intertechnology | 10: 2.5771 50: 2.5142 100: 2.4723 200: 2.4095 500: 2.3676 | PTC THERMISTOR, 800VRMS, 1.5KOHM, TH; | [8 empty] | - | [30 empty] | - |  |  | Compliant |  |  | Tape and reel packaging | [5 empty] | - | [9 empty] | 621 | https://www.unikeyic.com/media/about_us/Unikey_ISO_9001_Certification.pdf | https://www.unikeyic.com/products/surge-suppressors/ptcel67r152ute/689052969.html
PTCEL67R251STE | Vishay Intertechnology | 10: 2.5771 50: 2.5142 100: 2.4723 200: 2.4095 500: 2.3676 | PTC THERMISTOR, 600VRMS, 250 OHM, TH; | [8 empty] | - | [30 empty] | - |  |  | Compliant |  |  | Tape and reel packaging | [5 empty] | - | [9 empty] | 970 | https://www.unikeyic.com/media/about_us/Unikey_ISO_9001_Certification.pdf | https://www.unikeyic.com/products/surge-suppressors/ptcel67r251ste/690057257.html
PTCEL67R501TBE | Vishay Intertechnology | 10: 2.7587 25: 2.7127 50: 2.6437 200: 2.5978 | PTC THERMISTOR, 700VRMS, 500 OHM, TH; | [8 empty] | - | [30 empty] | - |  |  | Compliant | [8 empty] | - | [9 empty] | 824 | https://www.unikeyic.com/media/about_us/Unikey_ISO_9001_Certification.pdf | https://www.unikeyic.com/products/surge-suppressors/ptcel67r501tbe/689525545.html
PTCEL67R501TBE305 | Vishay Intertechnology | 10: 2.6306 25: 2.5868 50: 2.521 200: 2.4772 | PTC THERMISTOR, 700VRMS, 500 OHM, TH; | [8 empty] | - | [30 empty] | - |  |  | Compliant | [8 empty] | - | [9 empty] | 935 | https://www.unikeyic.com/media/about_us/Unikey_ISO_9001_Certification.pdf | https://www.unikeyic.com/products/surge-suppressors/ptcel67r501tbe305/690449450.html
PTCEL67R501TTE | Vishay Intertechnology | 10: 2.6129 50: 2.5492 100: 2.5067 200: 2.4429 500: 2.4005 | PTC THERMISTOR, 700VRMS, 500 OHM, TH; | [8 empty] | - | [30 empty] | - |  |  | Compliant |  |  | Tape and reel packaging | [5 empty] | - | [9 empty] | 763 | https://www.unikeyic.com/media/about_us/Unikey_ISO_9001_Certification.pdf | https://www.unikeyic.com/products/surge-suppressors/ptcel67r501tte/689623081.html
PTCEL67R501TTE305 | Vishay Intertechnology | 10: 2.5771 50: 2.5142 100: 2.4723 200: 2.4095 500: 2.3676 | PTC THERMISTOR, 700VRMS, 500 OHM, TH; | [8 empty] | - | [30 empty] | - |  |  | Compliant |  |  | Tape and reel packaging | [5 empty] | - | [9 empty] | 168 | https://www.unikeyic.com/media/about_us/Unikey_ISO_9001_Certification.pdf | https://www.unikeyic.com/products/surge-suppressors/ptcel67r501tte305/689195561.html
PXD200 | bulgin | 1: 49.366 5: 48.4845 10: 48.4845 25: 47.6029 50: 47.6029 100: 47.6029 | Bulgin Power Distribution Unit, 250 V | 4 |  |  |  |  | IEC 320-C13 | IEC 320-C14 | Without Cord |  |  |  |  | 10A |  |  |  | - | - |  |  | Plastic |  |  | - | 1 (Unlimited) |  | Bench, Floor, Wall | [5 empty] | None |  |  | Bulk |  |  |  |  | International | [5 empty] | - | [6 empty] | 100 ~ 250V | [7 empty] | 95 | https://www.unikeyic.com/media/datasheet/5a/13/7243/5a1372431cb7c50ed830ac38310abbb6.pdf | https://www.unikeyic.com/products/surge-suppressors/pxd200/748097.html
PXD301/050/01/1 | bulgin | 1: 86.9392 5: 86.9392 10: 85.3584 25: 85.3584 50: 85.3584 100: 85.3584 | 100V~250V 10A Floor Mount, Wall Mount, Bracket Mount | 5 |  |  | PXD301 |  | IEC 320-C13 | IEC 320-C14 | Without Cord |  |  |  |  | 10A |  |  |  | - | - |  |  | Plastic |  |  | - | 1 (Unlimited) |  | Bench, Floor, Wall | [5 empty] | Fuse Holder |  |  | Bulk |  |  |  |  | International | [5 empty] | - | [6 empty] | 100 ~ 250V | [7 empty] | 39 | https://www.unikeyic.com/media/datasheet/d7/f8/663f/d7/1e8b1908a6b5c6bde0d795eaf93b6244.pdf | https://www.unikeyic.com/products/surge-suppressors/pxd301-050-01-1/719400.html
PXD301/550/01/1 | bulgin | 1: 87.2593 5: 87.2593 10: 85.6727 25: 85.6727 50: 85.6727 100: 85.6727 | 100V~250V 10A floor mounting，wall mount，Bracket mounting | 5 |  |  | PXD301 |  | IEC 320-C13 | BS 1363 | 6.5' (1.98m) |  |  |  |  | 10A |  |  |  | - | - |  |  | Plastic |  |  | - | 1 (Unlimited) |  | Bench, Floor, Wall | [5 empty] | - |  |  | Bulk |  |  |  |  | United Kingdom | [5 empty] | - | [6 empty] | 100 ~ 250V | [7 empty] | 19 | https://www.unikeyic.com/media/datasheet/d7/f8/663f/d7/1e8b1908a6b5c6bde0d795eaf93b6244.pdf | https://www.unikeyic.com/products/surge-suppressors/pxd301-550-01-1/12208620.html
PXD303/050/01/1 | bulgin | 2: 94.985 5: 82.808 10: 78.76 20: 75.119 50: 70.532 | 100V~250V 10A floor mounting，wall mount，Bracket mounting | 5 |  |  | PXD303 |  | IEC 320-C13 | BS 1363 | 6.5' (1.98m) |  |  |  |  | 10A |  |  |  | - | - |  |  | Plastic |  |  | - | 1 (Unlimited) |  | Bench, Floor, Wall | [5 empty] | Fuse Holder |  |  | Bulk |  |  |  |  | United Kingdom | 2529102 |  |  |  |  | - | [6 empty] | 100 ~ 250V | [5 empty] | - |  | 43 | https://www.unikeyic.com/media/datasheet/1d/c3/16c8/1d/39bb7ac5d9c1ad5062f51074b5e362c1.pdf | https://www.unikeyic.com/products/surge-suppressors/pxd303-050-01-1/852039.html
PXD701/061/10/1 | bulgin | 1+: 73.293 4+: 71.929 8+: 70.576 16+: 69.212 20+: 67.859 | 100V~250V Floor Mount, Wall Mount, Bracket Mount | [61 empty] | 82 | https://www.unikeyic.com/media/datasheet/1f/48/331c/18/9bb801bb7ea4272b5850cab42d54e7ac.pdf | https://www.unikeyic.com/products/surge-suppressors/pxd701-061-10-1/12863424.html
RCLAMP01231ZCFT | SEMTECH | 100: 0.2404 500: 0.1804 1,000: 0.1512 2,500: 0.1274 5,000: 0.1166 10,000: 0.1102 15,000: 0.0983 | [9 empty] | - | [30 empty] | - | [5 empty] | Tape and reel packaging | [5 empty] | - | [9 empty] | 6554 | https://www.unikeyic.com/media/about_us/Unikey_ISO_9001_Certification.pdf | https://www.unikeyic.com/products/surge-suppressors/rclamp01231zcft/31392396.html
RCLAMP3311P.TNT | SEMTECH | 10: 1.1681 50: 0.8746 100: 0.7795 500: 0.6127 | 1-LINE 3.3V 0.25PF DFN 1.6X1.0X0 | [8 empty] | - | [30 empty] | - | [5 empty] | Tape and reel packaging | [5 empty] | - | [9 empty] | 2742 | https://www.unikeyic.com/media/about_us/Unikey_ISO_9001_Certification.pdf | https://www.unikeyic.com/products/surge-suppressors/rclamp3311p-tnt/20950692.html
RH-PMICL1AK1 | STMicroelectronics | 1+: 2179.6605 | Current Limit SW 1-IN 1-OUT to 20-Pin CFPAK T/R | [61 empty] | 4 | https://www.unikeyic.com/media/datasheet/2d/b7/6217/2db7621749833d0d188976909ac42ba5.pdf | https://www.unikeyic.com/products/surge-suppressors/rh-pmicl1ak1/34210349.html
RMSP-CAT5-24 | L-com | 1: 1070.9055 3: 1068.228 5: 1048.2255 | LP24-PORT CAT5 RACK MTD RJ45 | [8 empty] | - | [30 empty] | - | [11 empty] | - | [9 empty] | 1 | https://www.unikeyic.com/media/about_us/Unikey_ISO_9001_Certification.pdf | https://www.unikeyic.com/products/surge-suppressors/rmsp-cat5-24/682878072.html
RMSP-CAT6-12 | L-com | 1: 389.7396 3: 375.2175 5: 374.2725 | RACK MOUNT 19 INCH CAT6 12-PORT SURGE PROTECTION FOR 10/100/1000 BASE-T ETHERNET | [8 empty] | - | [16 empty] | wire mounting, Bracket mounting | [13 empty] | - | [5 empty] | Bagged | [5 empty] | - | [9 empty] | 1 | https://www.unikeyic.com/media/about_us/Unikey_ISO_9001_Certification.pdf | https://www.unikeyic.com/products/surge-suppressors/rmsp-cat6-12/643789218.html
RMSP-CAT6T-12 | L-com | 1: 455.2092 5: 418.757 | LP12-P CAT6 RACK MT GAS TUBE | [8 empty] | - | [16 empty] | wire mounting, Bracket mounting | [13 empty] | - | [5 empty] | Bagged | [5 empty] | - | [9 empty] | 21 | https://www.unikeyic.com/media/about_us/Unikey_ISO_9001_Certification.pdf | https://www.unikeyic.com/products/surge-suppressors/rmsp-cat6t-12/4142989.html
RMSP-CAT6T-4 | L-com | 1: 267.0162 5: 229.993 | Surge Suppressors Rack Mount Lightning | [8 empty] | - | [13 empty] | 482.6mm(Length)*76.2mm(height) |  |  | Bracket mounting |  |  |  | -40℃~80℃ | [9 empty] | - | [11 empty] | - | [9 empty] | 2 | https://www.unikeyic.com/media/about_us/Unikey_ISO_9001_Certification.pdf | https://www.unikeyic.com/products/surge-suppressors/rmsp-cat6t-4/12553284.html
RV-BC6/60 | ABB | 1: 49.9445 5: 43.8804 10: 42.5844 25: 39.7215 50: 38.4615 100: 37.2015 250: 35.5215 | Mini contactors for operation AC | [8 empty] | - | [30 empty] | - | [11 empty] | - | [9 empty] | 1 | https://www.unikeyic.com/media/about_us/Unikey_ISO_9001_Certification.pdf | https://www.unikeyic.com/products/surge-suppressors/rv-bc6-60/11779019.html
SBN-08001 | Staco Energy | 1+: 456.3918 | UNINTERRUPTIBLE POWER SUPPLY (UP | [61 empty] | 6 |  | https://www.unikeyic.com/products/surge-suppressors/sbn-08001/28409100.html
SBN-11001 | Staco Energy | 1: 529.794 | UNINTERRUPTIBLE POWER SUPPLY (UP | 8 (4 UPS, 4 Surge Only) | Network, Single Phase | 2.2 minutes |  |  |  |  | - | [10 empty] | Rackmount, Tower | 3.460" (87.88mm) |  |  |  | RS-232 | Not Applicable | [6 empty] | NEMA 5-15R (8) |  |  |  | Bulk | 1.1kVA / 990W | [9 empty] | Unistar® SB-Net | 16.140" L x 17.250" W (409.96mm x 438.15mm) | [13 empty] | 4 | https://www.unikeyic.com/media/datasheet/e0/47/7169/e0/87dc6b73ec63093157926e8b1f5f411c.pdf | https://www.unikeyic.com/products/surge-suppressors/sbn-11001/29129579.html
SD32MXX-BCN | EATON | 1: 319.7811 5: 270.1827 | Eaton , SD32 series, Maximum surge current20kA | [8 empty] | - | [13 empty] | 99mm(Length)*7mm(height) |  |  | DIN rail mounting |  |  |  | -40℃~80℃ | [9 empty] | - | [11 empty] | 32V | [9 empty] | 52 | https://www.unikeyic.com/media/about_us/Unikey_ISO_9001_Certification.pdf | https://www.unikeyic.com/products/surge-suppressors/sd32mxx-bcn/10587781.html
SD32X | EATON | 1: 280.2972 5: 256.8707 10: 250.7503 25: 244.7766 50: 238.9495 | Eaton Surge suppressor device, SD series, Maximum surge current20kA | [8 empty] | - | [13 empty] | 7mm*109.6mm*99mm |  |  | DIN rail mounting |  |  |  | -40℃~80℃ | [9 empty] | - | [11 empty] | 22V(AC), 32V(DC) | [9 empty] | 57 | https://www.unikeyic.com/media/about_us/Unikey_ISO_9001_Certification.pdf | https://www.unikeyic.com/products/surge-suppressors/sd32x/24874245.html
SD32X | Weidmüller | 1: 345.5928 5: 345.5928 10: 345.5928 25: 345.5928 | Surge Suppressors 0.4A 32VDC/22VAC DIN Rail Lightning | [8 empty] | - | [16 empty] | DIN rail mounting |  |  |  | -40℃~80℃ | [7 empty] | Stop production |  | - | [5 empty] | bulk | [5 empty] | - | [8 empty] | SD32X Weidmüller | 81 | https://www.unikeyic.com/media/datasheet/1c/16/119c/1c16119c3bed86e80d0147ff65a06c6c.pdf | https://www.unikeyic.com/products/surge-suppressors/sd32x/675115.html
SD32X | MTL SURGE TECHNOLOGIES | 1: 337.3747 | 22V(AC)，32V(DC) DINRail installation 7mm*109.6mm*99mm | [8 empty] | - | [13 empty] | 7mm*109.6mm*99mm |  |  | DIN rail mounting |  |  |  | -40℃~80℃ | [9 empty] | - | [11 empty] | 22V(AC), 32V(DC) | [8 empty] | SD32X MTL SURGE TECHNOLOGIES | 15 | https://www.unikeyic.com/media/datasheet/0e/66/93c2/0e/baebfd59d9242d5357710fe25a8620ae.pdf | https://www.unikeyic.com/products/surge-suppressors/sd32x/12261097.html
SG110 | Ametherm | 1+: 7.0103 5+: 4.8282 10+: 4.4553 50+: 3.695 100+: 3.4079 300+: 2.9955 500+: 2.9289 | 30mΩ 18A 18A 8.89mm W | [61 empty] | 2411 | https://www.unikeyic.com/media/datasheet/d7/a1/c036/d7a1c036a4b709b45d5f32ede40bb179.pdf | https://www.unikeyic.com/products/surge-suppressors/sg110/1136188.html
SG150 | Ametherm | 1+: 7.5492 5+: 6.2662 10+: 5.7823 50+: 4.7952 100+: 4.4222 300+: 3.8865 500+: 3.6584 1,000+: 3.3685 | 40mΩ 10A 10A 7.62mm W | [61 empty] | 179 | https://www.unikeyic.com/media/datasheet/d7/a1/c036/d7a1c036a4b709b45d5f32ede40bb179.pdf | https://www.unikeyic.com/products/surge-suppressors/sg150/962631.html
SG200 | Ametherm | 1+: 4.1103 5+: 3.4104 10+: 2.6151 50+: 2.1694 200+: 1.8455 400+: 1.7013 600+: 1.6218 1,000+: 1.5266 | 70mΩ 7A 7A 6.35mm W | [61 empty] | 2937 | https://www.unikeyic.com/media/datasheet/d7/a1/c036/d7a1c036a4b709b45d5f32ede40bb179.pdf | https://www.unikeyic.com/products/surge-suppressors/sg200/808108.html
SGM2528AXTD10G/TR | SGMICRO | 4,000: 0.5806 | [9 empty] | - | [30 empty] | - | [11 empty] | - | [8 empty] | SGM2528AXTD10G/TR SGMICRO | 20000 | https://www.unikeyic.com/media/datasheet/9d/70/d19d/9d70d19d3e8910d011a7de56dd3fb99f.pdf | https://www.unikeyic.com/products/surge-suppressors/sgm2528axtd10g-tr/24120976.html
SGM2528BXTD10G/TR | SGMICRO | 4,000: 0.5806 | [9 empty] | - | [30 empty] | - | [11 empty] | - | [8 empty] | SGM2528BXTD10G/TR SGMICRO | 20000 | https://www.unikeyic.com/media/datasheet/9d/70/d19d/9d70d19d3e8910d011a7de56dd3fb99f.pdf | https://www.unikeyic.com/products/surge-suppressors/sgm2528bxtd10g-tr/683190262.html
SGM2528CXTD10G/TR | SGMICRO | 4,000: 0.5806 | [9 empty] | - | [30 empty] | - | [11 empty] | - | [8 empty] | SGM2528CXTD10G/TR SGMICRO | 20000 | https://www.unikeyic.com/media/datasheet/9d/70/d19d/9d70d19d3e8910d011a7de56dd3fb99f.pdf | https://www.unikeyic.com/products/surge-suppressors/sgm2528cxtd10g-tr/683030653.html
SGM2529AXTD10G/TR | SGMICRO | 4,000: 0.5806 | [9 empty] | - | [30 empty] | - | [11 empty] | - | [8 empty] | SGM2529AXTD10G/TR SGMICRO | 20000 | https://www.unikeyic.com/media/datasheet/e5/60/e7fb/e560e7fbb701f1e9dbecaf598f838c89.pdf | https://www.unikeyic.com/products/surge-suppressors/sgm2529axtd10g-tr/682172540.html
SGM40653YG/TR | SGMICRO | 3,000: 0.2581 | [9 empty] | - | [24 empty] | WLCSP-12-B | [5 empty] | - | [11 empty] | - | [9 empty] | 15000 | https://www.unikeyic.com/media/about_us/Unikey_ISO_9001_Certification.pdf | https://www.unikeyic.com/products/surge-suppressors/sgm40653yg-tr/682035710.html
SGM40666ASYG/TR | SGMICRO | 3,000: 0.2581 | High Current Overvoltage Protector with Adjustable OVLO | [8 empty] | - | [24 empty] | WLCSP-12-B | [5 empty] | - | [11 empty] | - | [9 empty] | 15000 | https://www.unikeyic.com/media/about_us/Unikey_ISO_9001_Certification.pdf | https://www.unikeyic.com/products/surge-suppressors/sgm40666asyg-tr/682895179.html
SGM40666BSYG/TR | SGMICRO | 3,000: 0.2581 | [9 empty] | - | [24 empty] | WLCSP-12-B | [5 empty] | - | [11 empty] | - | [9 empty] | 15000 | https://www.unikeyic.com/media/about_us/Unikey_ISO_9001_Certification.pdf | https://www.unikeyic.com/products/surge-suppressors/sgm40666bsyg-tr/682783771.html
SK5BUCAM | Tripp Lite | 1: 39.9816 5: 37.3118 10: 36.22 25: 34.8248 50: 33.8051 100: 32.8156 250: 31.5515 | SAFE-IT 5-OUTLET SURGE PROTECTOR | 5 |  |  |  |  | NEMA 5-15R | NEMA 5-15P | - |  |  |  |  | - |  |  |  | 1050J | 2-USB Charging Ports |  |  | Metal |  |  | - | Not Applicable |  | Wall Mount | [5 empty] | None |  |  | Bulk |  |  |  |  | North America | 15298524 |  |  |  |  | - | [6 empty] | 120V | [5 empty] | - |  | 6 | https://www.unikeyic.com/media/datasheet/37/32/37a5/373237a557396102dc100ba50c0a878c.pdf | https://www.unikeyic.com/products/surge-suppressors/sk5bucam/719616.html
SK5TEL-0 | Tripp Lite | 1: 27.0903 5: 25.2796 10: 24.5394 | 120V Wall Mount, Direct Mount | 5 |  |  |  |  | NEMA 5-15R | NEMA 5-15P | - |  |  |  |  | 15A |  |  |  | 1080J | - |  |  | Plastic |  |  | RJ11 | Not Applicable |  | - | [5 empty] | Circuit Breaker(s) |  |  | Bulk |  |  |  |  | North America | 4439100 |  |  |  |  | Protect It!® | [6 empty] | 120V | [7 empty] | 12 | https://www.unikeyic.com/media/datasheet/4a/7e/411e/4a/a977ebdc6696aa42516a37f038c4945a.pdf | https://www.unikeyic.com/products/surge-suppressors/sk5tel-0/1262205.html
SK62USBC | Tripp Lite | 1+: 35.422 5+: 33.0622 10+: 32.0939 25+: 30.8577 50+: 29.9541 100+: 29.0771 250+: 27.957 | PROTECT IT! 6-OUTLET SURGE PROTE | [61 empty] | 20 |  | https://www.unikeyic.com/products/surge-suppressors/sk62usbc/683913135.html
SL05 30001 | Ametherm | 10: 1.4936 50: 1.2396 100: 1.1437 250: 1.0278 500: 0.9476 1,000: 0.8733 5,000: 0.7208 | 7Ω~50Ω 4.7Ω 250mA 250mA Through hole mounting 2.7mm(width)*2.7mm(height) | [10 empty] | 250 mA |  |  |  |  | 0.236" (6.00mm) | [5 empty] | 0.201" (5.10mm) |  |  | 1 (Unlimited) | [10 empty] | Bulk | [7 empty] | 30 Ohms | 4.7 Ohms |  | miniAMP |  |  |  | ±5% | [10 empty] | 1050 | https://www.unikeyic.com/media/datasheet/c5/63/a485/c5/2bc96b4949dcac74aab026d2cae3a822.pdf | https://www.unikeyic.com/products/surge-suppressors/sl05-30001/1197403.html
SL08 12101-AT | Ametherm | 1,200: 0.8253 2,400: 0.7601 3,600: 0.7241 6,000: 0.6885 | 800mΩ |  |  |  | SL08 | [6 empty] | 1 A |  |  |  |  | 0.315" (8.00mm) | [5 empty] | 0.201" (5.10mm) |  |  | 1 (Unlimited) | [10 empty] | Cut Tape (CT)Bulk | [5 empty] | 17737523 |  | 120 Ohms | 800 mOhms |  | SL08 |  |  |  | ±20% | [10 empty] | 9550 | https://www.unikeyic.com/media/about_us/Unikey_ISO_9001_Certification.pdf | https://www.unikeyic.com/products/surge-suppressors/sl08-12101-at/683473144.html
SL08 33001 | Ametherm | 10+: 1.2874 50+: 1.0681 100+: 0.9855 250+: 0.8857 500+: 0.8167 1,000+: 0.7527 5,000+: 0.6215 | 7Ω~50Ω 750mΩ 1.3A 1.3A TH 4mm (W) | [61 empty] | 123 | https://www.unikeyic.com/media/datasheet/cb/55/d599/cb/32ce234b9431faa2ee54f42fc89b1e29.pdf | https://www.unikeyic.com/products/surge-suppressors/sl08-33001/12247845.html
SL12 10004 | Ametherm | 5+: 3.1088 10+: 2.3827 50+: 1.9773 200+: 1.6821 400+: 1.5507 600+: 1.4784 1,000+: 1.3917 5,000+: 1.1884 | 7Ω~50Ω 190mΩ 4A TH | [61 empty] | 442 | https://www.unikeyic.com/media/datasheet/69/f9/08eb/69f908eb5cbea22fe4c69b727194f2fb.pdf | https://www.unikeyic.com/products/surge-suppressors/sl12-10004/1506095.html
SL12-1R308 | Ametherm | 5: 2.9302 10: 2.2475 50: 1.8643 200: 1.586 400: 1.4622 600: 1.3939 1,000: 1.3122 5,000: 1.1205 | 7Ω(Max) 43mΩ 8A 8A Through hole mounting 4.5mm(width) | [10 empty] | 8 A |  |  |  |  | 0.512" (13.00mm) | [5 empty] | 0.307" (7.80mm) |  |  | 1 (Unlimited) | [10 empty] | Bulk | [5 empty] | 9084074 |  | 1.3 Ohms | 40 mOhms |  | SL12 |  |  |  | ±20% | [10 empty] | 6186 | https://www.unikeyic.com/media/datasheet/69/90/1210/6990121039def227d15ff0a6c98e064e.pdf | https://www.unikeyic.com/products/surge-suppressors/sl12-1r308/471169.html
SL121R308 | Vishay Intertechnology | [10 empty] | - | [30 empty] | - | [11 empty] | - | [10 empty] | https://www.unikeyic.com/media/about_us/Unikey_ISO_9001_Certification.pdf | https://www.unikeyic.com/products/surge-suppressors/sl121r308/1000622396.html
SL15 22101 | Ametherm | 1+: 4.683 5+: 3.2268 10+: 2.977 50+: 2.4696 200+: 2.1005 400+: 1.9363 600+: 1.8457 1,000+: 1.7373 5,000+: 1.5263 | 50Ω~300Ω 1.9Ω 1A TH 5mm W | [61 empty] | 597 | https://www.unikeyic.com/media/datasheet/e7/a2/c11c/e7a2c11c50290674d9e762a17e0207f3.pdf | https://www.unikeyic.com/products/surge-suppressors/sl15-22101/12059820.html
SL1522102 | Vishay Intertechnology | 5+: 2.7945 10+: 2.576 25+: 2.442 50+: 2.046 100+: 1.7172 200+: 1.5444 600+: 1.4904 1,000+: 1.404 | [62 empty] | 3928 |  | https://www.unikeyic.com/products/surge-suppressors/sl1522102/1000613817.html
SL18 30006 | Ametherm | 1+: 6.565 5+: 4.5252 10+: 4.1753 50+: 3.4633 100+: 3.1942 300+: 2.8079 500+: 2.6435 1,000+: 2.4345 | 7Ω~50Ω, 150mΩ, 6A, TH, 6.5mm W | [61 empty] | 382 | https://www.unikeyic.com/media/datasheet/2a/f1/137b/2a/96539e23ab707cc1dfd4c889c4d78d5a.pdf | https://www.unikeyic.com/products/surge-suppressors/sl18-30006/12463844.html
SL22 10008 | Ametherm | 10: 2.1185 100: 2.0807 500: 2.0428 1,000: 2.0428 2,000: 2.0428 | 7Ω~50Ω 100mΩ 8A 8A Through hole mounting 6mm(width) | [10 empty] | 8 A |  |  |  |  | 0.866" (22.00mm) | [5 empty] | 0.295" (7.50mm) |  |  | 1 (Unlimited) | [10 empty] | Bulk | [7 empty] | 10 Ohms | 100 mOhms |  | SL22 |  |  |  | ±20% | [10 empty] | 12942 | https://www.unikeyic.com/media/datasheet/9b/2d/daf6/9b2ddaf69307c7e508f55dbf7ad5de6b.pdf | https://www.unikeyic.com/products/surge-suppressors/sl22-10008/12548269.html
SL22 40005 | Ametherm | 5: 4.5226 10: 4.3417 20: 4.3417 | 7Ω~50Ω 340mΩ 5A Through hole mounting | [10 empty] | 5 A |  |  |  |  | 0.866" (22.00mm) | [5 empty] | 0.307" (7.80mm) |  |  | 1 (Unlimited) | [10 empty] | Bulk | [5 empty] | 749889 |  | 40 Ohms | 340 mOhms |  | SL22 |  |  |  | ±20% | [10 empty] | 3756 | https://www.unikeyic.com/media/datasheet/a8/88/a8ff/a8/cebadcc909df80c8a5854e525448b520.pdf | https://www.unikeyic.com/products/surge-suppressors/sl22-40005/1303013.html
SL22 50004 | Ametherm | 1+: 4.9425 5+: 3.4081 10+: 3.1446 50+: 2.6083 100+: 2.4058 300+: 2.1153 500+: 1.9917 1,000+: 1.8347 5,000+: 1.6209 | Resistor, 50Ω~300Ω, 440mΩ, 4A, TH, 7mm W | [61 empty] | 25080 | https://www.unikeyic.com/media/datasheet/c3/24/ba62/c324ba62f05ff15e1cfefe2672360755.pdf | https://www.unikeyic.com/products/surge-suppressors/sl22-50004/12138172.html
SL22 60003 | Ametherm | 1+: 5.8395 5+: 4.0219 10+: 3.7119 50+: 3.0786 100+: 2.8396 300+: 2.4964 500+: 2.3504 1,000+: 2.1647 5,000+: 1.9451 | 60Ω 410mΩ 3A 3A TH 7mm W | [61 empty] | 964 | https://www.unikeyic.com/media/datasheet/8c/83/214e/8c/1b28c5e1deab01491f613dea3b976f79.pdf | https://www.unikeyic.com/products/surge-suppressors/sl22-60003/11778827.html
SL221R020B | Vishay Intertechnology | 1+: 5.1635 5+: 4.2895 10+: 3.784 50+: 3.078 100+: 2.8296 200+: 2.4948 500+: 2.376 1,000+: 2.16 | [62 empty] | 1751 |  | https://www.unikeyic.com/products/surge-suppressors/sl221r020b/999594348.html
SL2247003 | Vishay Intertechnology | 1+: 6.325 5+: 5.244 10+: 4.631 50+: 3.7692 100+: 3.4668 500+: 2.808 1,000+: 2.6136 | [62 empty] | 449 |  | https://www.unikeyic.com/products/surge-suppressors/sl2247003/1000622639.html
SL32 1R030 | Ametherm | 3: 8.051 5: 8.051 10: 7.2137 20: 7.2137 | 7Ω(Max) 10mΩ 30A 30A Through hole mounting 5mm(width) | [10 empty] | 30 A |  |  |  |  | 1.220" (31.00mm) | [5 empty] | 0.307" (7.80mm) |  |  | 1 (Unlimited) | [10 empty] | Bulk | [5 empty] | 749899 |  | 1 Ohms | 10 mOhms |  | BigAMP |  |  |  | ±20% | [10 empty] | 1181 | https://www.unikeyic.com/media/datasheet/08/e3/298e/08/1f8cfa612ce6ac62b0e8def2e26ec72d.pdf | https://www.unikeyic.com/products/surge-suppressors/sl32-1r030/12664155.html
SL320R540 | Vishay Intertechnology | 1+: 11.2125 5+: 8.899 10+: 8.217 50+: 6.6744 100+: 6.156 250+: 5.6484 500+: 5.0868 1,000+: 4.6872 | [62 empty] | 279 |  | https://www.unikeyic.com/products/surge-suppressors/sl320r540/1000626011.html
SMART1500LCDT | Tripp Lite | 1+: 409.4388 | UPS Line Interactive Tower 120V 900W 1500VA | [61 empty] | 9 | https://www.unikeyic.com/media/datasheet/e2/ba/3450/e2/ddb7f4125b579fecfad5b001216aa776.pdf | https://www.unikeyic.com/products/surge-suppressors/smart1500lcdt/11779800.html
SMART500RT1U | Tripp Lite | 1: 451.9939 5: 442.908 | UPS Line Interactive Rackmount/Tower 110V/115V/120V 300W 500VA | 6 (5 UPS, 1 Surge Only) | Network, Single Phase | 3 minutes |  |  |  |  | 10' (3.05m) | [10 empty] | Rackmount | 1.728" (43.90mm) |  |  |  | - | Not Applicable | [6 empty] | NEMA 5-15R |  |  |  | Bulk | 500VA / 300W | [9 empty] | Smart Pro® | 11.256" L x 17.319" W (286.00mm x 439.90mm) | [11 empty] | 18 lbs (8.2 kg) |  | 45 | https://www.unikeyic.com/media/datasheet/d8/a9/5a40/d8/3ed79d3514b5815a64cdb73a7b297dfd.pdf | https://www.unikeyic.com/products/surge-suppressors/smart500rt1u/12193253.html
SMC1-MF-20A | Sollatek | 1: 66.9514 8: 65.4738 15: 64.0689 | Sollatek Surge suppressor device, SMC1 series, Maximum surge current4.5kA, Multifunctional controller | [8 empty] | - | [13 empty] | 59mm*37mm*93mm |  |  | DIN rail mounting | [13 empty] | - | [11 empty] | 185V, 260V | [8 empty] | SMC1-MF-20A Sollatek | 4 | https://www.unikeyic.com/media/datasheet/c1/08/809c/c1/4127e3a531683c14f8b96b76b005eab7.pdf | https://www.unikeyic.com/products/surge-suppressors/smc1-mf-20a/748080.html
SMX1500LCDT | Tripp Lite | 1+: 513.1296 5+: 506.1614 | UPS INTERNATIONAL SMART LCD TWR | [61 empty] | 70 | https://www.unikeyic.com/media/datasheet/4f/8d/7b86/4f/f5a011438225c8a2478dc4e2488b5a6b.pdf | https://www.unikeyic.com/products/surge-suppressors/smx1500lcdt/11457074.html
SP00S12 | EVISUN | 1: 2.4087 10: 2.1094 30: 1.7586 100: 1.6931 300: 1.6292 1,000: 1.559 | [9 empty] | - | [30 empty] | - | [11 empty] | - | [10 empty] | https://www.unikeyic.com/media/about_us/Unikey_ISO_9001_Certification.pdf | https://www.unikeyic.com/products/surge-suppressors/sp00s12/1000976367.html
SP00S12 | ZLG | 1: 4.0352 10: 3.8914 100: 3.7433 500: 3.5585 | 12V 50mA DIP-8 12.8mm*10.2mm*7.7mm | [8 empty] | 50mA | [13 empty] | 12.8mm*10.2mm*7.7mm | [6 empty] | -40℃~85℃ |  |  |  | DIP-8 | [5 empty] | - | [11 empty] | 12V | [10 empty] | https://www.unikeyic.com/media/about_us/Unikey_ISO_9001_Certification.pdf | https://www.unikeyic.com/products/surge-suppressors/sp00s12/3766499.html
SP00S12L | ZLG | 1: 3.2389 30: 3.0156 100: 2.9039 | [9 empty] | - | [30 empty] | - | [11 empty] | - | [9 empty] | 998 | https://www.unikeyic.com/media/about_us/Unikey_ISO_9001_Certification.pdf | https://www.unikeyic.com/products/surge-suppressors/sp00s12l/1000601772.html
SPIKECUBE | Tripp Lite | 2: 18.5149 3: 18.5149 5: 16.5893 10: 16.5893 20: 16.5893 | 15A Wall Mount | 1 |  |  |  |  | NEMA 5-15R | NEMA 5-15P | Without Cord |  |  |  |  | 15A |  |  |  | 540J | - |  |  | Plastic |  |  | - | Not Applicable |  | - | [5 empty] | Circuit Breaker(s) |  |  | Bulk |  |  |  |  | North America | [5 empty] | SPIKECUBE™ | [6 empty] | 120V | [5 empty] | 0.1 lb (45.36 g) |  | 145 | https://www.unikeyic.com/media/datasheet/89/99/5290/89/24b61e4b4b5f6b2fa296d3b1a1348229.pdf | https://www.unikeyic.com/products/surge-suppressors/spikecube/17510095.html
SPS406HGULTRA | Tripp Lite | 1: 267.9678 5: 250.0964 10: 242.7754 25: 233.4237 | 120V | 4 |  |  |  |  | NEMA 5-15R | NEMA 5-15P | 6' (1.83m) |  |  |  |  | 15A |  |  |  | 1410J | - |  |  | Metal |  |  | - | Not Applicable |  | - | [5 empty] | Circuit Breaker(s) |  |  | Bulk |  |  |  |  | North America | 6166132 |  |  |  |  | - | [6 empty] | 120V | [5 empty] | 3.2 lbs (1.5 kg) |  | 6 | https://www.unikeyic.com/media/datasheet/b1/10/34fb/b1/c74e917beb1a62f0c329c3647b91de3b.pdf | https://www.unikeyic.com/products/surge-suppressors/sps406hgultra/631144.html
SPS610HGRA | Tripp Lite | 1: 162.3564 5: 151.5348 10: 147.096 25: 141.4368 50: 137.2896 | Power Distribution Units, 50Hz/60Hz, 15A, 120VAC, Wall Mount, Plug-In | 6 |  |  |  |  | NEMA 5-15R | NEMA 5-15P | 10' (3.05m) |  |  |  |  | 15A |  |  |  | 1050J | - |  |  | Metal |  |  | - | Not Applicable |  | Bench, Floor, Wall | [5 empty] | Circuit Breaker(s) |  |  | Bulk |  |  |  |  | North America | 4429232 |  |  |  |  | - | [6 empty] | 120V | [7 empty] | 5 | https://www.unikeyic.com/media/datasheet/3e/37/67ba/3e/5626316f6743b8f69dd23fbefe9e84de.pdf | https://www.unikeyic.com/products/surge-suppressors/sps610hgra/29138850.html
SS240806 | Tripp Lite | 1: 84.859 5: 79.2015 10: 76.8826 25: 76.2183 | 120V Wall Mount, Bracket Mount, 609.6mm L | 8 |  |  |  |  | NEMA 5-15R | NEMA 5-15P | 6' (1.83m) |  |  |  |  | 15A |  |  |  | 1050J | - |  |  | - |  |  | - | Not Applicable |  | Bench, Rack, Wall | [5 empty] | Circuit Breaker(s) |  |  | Bulk |  |  |  |  | North America | [5 empty] | - | [6 empty] | 120V | [5 empty] | - |  | 141 | https://www.unikeyic.com/media/datasheet/5e/87/7661/5e/6124ac38c75ed36f7adc060049e86c65.pdf | https://www.unikeyic.com/products/surge-suppressors/ss240806/1097268.html
SS3612 | Tripp Lite | 1: 127.9976 5: 119.4669 10: 117.4537 | 120V Wall Mount, Bracket Mount, 914.4mm L | 12 |  |  |  |  | NEMA 5-15R | NEMA 5-15P | 15' (4.57m) |  |  |  |  | 15A |  |  |  | 1050J | - |  |  | - |  |  | - | Not Applicable |  | Bench, Rack, Wall | [5 empty] | Circuit Breaker(s) |  |  | Bulk |  |  |  |  | North America | 5359319 |  |  |  |  | - | [6 empty] | 120V | [5 empty] | - |  | 11 | https://www.unikeyic.com/media/datasheet/c2/b0/ec4a/c2/502e3ceca234a6c1e119ceaa0d57e480.pdf | https://www.unikeyic.com/products/surge-suppressors/ss3612/1130342.html
SS361220 | Tripp Lite |  | Connector, 120V, Wall Mount, Bracket Mount | [62 empty] | https://www.unikeyic.com/media/datasheet/28/b2/b217/28/42f4885f1002a8a71076ea380b753429.pdf | https://www.unikeyic.com/products/surge-suppressors/ss361220/584461.html
SS7415-15 | Tripp Lite | 1+: 153.834 5+: 143.5773 10+: 142.5162 | 120V 15A Wall Mount, Bracket Mount, 38.1mm L × 38.1mm H | [61 empty] | 23 | https://www.unikeyic.com/media/datasheet/09/7a/dc9c/09/975b76f660758c68bcf299fe062ef519.pdf | https://www.unikeyic.com/products/surge-suppressors/ss7415-15/12209740.html
SS7619-15 | Tripp Lite | 1: 174.1382 5: 162.5267 10: 162.3689 | POWER STRIP 72" 15A 24OUT15'CORD | [8 empty] | - | [16 empty] | wall mount, Bracket mounting | [13 empty] | - |  |  | Compliant |  |  | bulk | [5 empty] | - | [8 empty] | SS7619-15 Tripp Lite | 28 | https://www.unikeyic.com/media/datasheet/b2/1a/cd07/b2/4f07dd9737f63cac86460b047fa061de.pdf | https://www.unikeyic.com/products/surge-suppressors/ss7619-15/21913222.html
STRIKER | Tripp Lite | 1: 35.1302 5: 32.792 10: 31.8324 25: 30.6057 50: 29.7096 100: 28.8398 250: 27.7287 | 15A floor mounting，wall mount，Bracket mounting 52.07mm(Length)*33.53mm(height) | 7 |  |  |  |  | NEMA 5-15R | NEMA 5-15P | 6' (1.83m) |  |  |  |  | 15A |  |  |  | 1080J | - |  |  | Plastic |  |  | - | Not Applicable |  | Bench, Floor, Wall | [5 empty] | Circuit Breaker(s) |  |  | Bulk |  |  |  |  | North America | 133487 |  |  |  |  | Protect It!® | [6 empty] | 120V | [5 empty] | 1.2 lbs (544.3 g) |  | 5 | https://www.unikeyic.com/media/datasheet/93/cb/1ed1/93/e1f264dc66bdb9e1550ab30d3d1c347f.pdf | https://www.unikeyic.com/products/surge-suppressors/striker/12491659.html
STTD6050H-12M2Y | STMicroelectronics | 200: 14.6357 | STMicroelectronics Thyristors, average_on_state_current60A, ACEPACK SMITencapsulation, rated_current60, Vrrm=1200V | [24 empty] | 3 (168 Hours) |  | Surface Mount |  |  |  | -40°C ~ 150°C (TJ) |  |  |  | 9-PowerSMD | [11 empty] | - | [9 empty] | 1.2 kV |  |  |  |  | 200 | https://www.unikeyic.com/media/datasheet/15/d8/2b89/15d82b897b526be78b832f0d0fba289c.pdf | https://www.unikeyic.com/products/surge-suppressors/sttd6050h-12m2y/544546.html
STV100K-10Y | SolaHevi-Duty | 1: 919.422 3: 905.6355 5: 892.0485 | 120V，208V base mount | None |  |  | STV100K |  | Hardwired | Hardwired | - |  |  |  |  | - |  |  |  | - | - |  |  | Metal |  |  | - | 1 (Unlimited) |  | Chassis Mount | [5 empty] | Fuse Holder |  |  | Bulk |  |  |  |  | International | [5 empty] | STV100K | [6 empty] | 120V, 208V | [7 empty] | 1 | https://www.unikeyic.com/media/datasheet/63/68/aa6c/63/e7ebfe4537dc33c1e5f97c4d9492aa16.pdf | https://www.unikeyic.com/products/surge-suppressors/stv100k-10y/958468.html
STV25K-10S | SolaHevi-Duty | 1: 367.8048 10: 350.285 | SPD TYPE 4 150VAC MCOV 1 POLE | None |  |  | STV 25K |  | Screw Terminals | Screw Terminals | - |  |  |  |  | 20A |  |  |  | - | - |  |  | - |  |  | - | 1 (Unlimited) |  | DIN Rail | [5 empty] | None |  |  | Bulk |  |  |  |  | International | [5 empty] | STV25K | [6 empty] | 120V | [7 empty] | 13 | https://www.unikeyic.com/media/datasheet/32/98/815c/32/c8b6ed4de2cb40a48cca6493e7d56dba.pdf | https://www.unikeyic.com/products/surge-suppressors/stv25k-10s/1334254.html
STV25K-24S | SolaHevi-Duty | 1: 379.1664 10: 362.6942 | SPD TYPE 4 275VAC MCOV 1 POLE | None |  |  | STV 25K |  | Screw Terminals | Screw Terminals | - |  |  |  |  | 20A |  |  |  | - | - |  |  | - |  |  | - | 1 (Unlimited) |  | DIN Rail | [5 empty] | None |  |  | Bulk |  |  |  |  | International | [5 empty] | STV25K | [6 empty] | 240V | [7 empty] | 6 | https://www.unikeyic.com/media/datasheet/32/98/815c/32/c8b6ed4de2cb40a48cca6493e7d56dba.pdf | https://www.unikeyic.com/products/surge-suppressors/stv25k-24s/11775111.html
SU2200RTXLCD2U | Tripp Lite | 1: 2735.0557 | UPS SMART ONLINE RACKMOUNT | 8 (4 UPS, 4 Surge Only) | Network, Single Phase | 4 minutes |  |  |  |  | 10' (3.05m) | [10 empty] | Rackmount | 19.300" (490.22mm) |  |  |  | - | Not Applicable | [6 empty] | NEMA 5-15/20R (6), NEMA L5-20R (1) |  |  |  | Bulk | 2.2kVA / 1800W |  |  |  |  | 4439296 |  |  |  |  | SmartOnline | 9.100" L x 23.200" W (231.14mm x 589.28mm) | [5 empty] | 100VAC, 110VAC, 120VAC, 127VAC | [5 empty] | - |  | 31 | https://www.unikeyic.com/media/datasheet/8c/2f/2c34/8c/fdee811943b2b0056d8cad05b0916a0c.pdf | https://www.unikeyic.com/products/surge-suppressors/su2200rtxlcd2u/11945720.html
SUPER 7 | Tripp Lite | 1: 38.6316 5: 36.0504 10: 34.9952 25: 33.6476 50: 32.6624 100: 31.7062 250: 30.4848 | 15A, Floor Mount, Wall Mount, Bracket Mount | 7 |  |  |  |  | NEMA 5-15R | NEMA 5-15P | 7' (2.13m) |  |  |  |  | 15A |  |  |  | 2160J | - |  |  | Plastic |  |  | - | Not Applicable |  | Bench, Floor, Wall | [5 empty] | Circuit Breaker(s) |  |  | Bulk |  |  |  |  | North America | [5 empty] | Protect It!® | [6 empty] | 120V | [5 empty] | 1.4 lbs (635 g) |  | 13 | https://www.unikeyic.com/media/datasheet/e3/54/d858/e3/7b971cce613652498b4cfc75cb9ceb49.pdf | https://www.unikeyic.com/products/surge-suppressors/super-7/1091474.html
SUPER6OMNI D | Tripp Lite | 1+: 44.035 5+: 41.1016 10+: 39.899 25+: 38.3618 50+: 37.2388 100+: 36.1484 250+: 34.756 | 10A Floor Mount, Wall Mount, Bracket Mount 63.5mm (L) × 393.7mm (H) | [61 empty] | 93 | https://www.unikeyic.com/media/datasheet/89/f2/a68c/89f2a68cc9d5d17327e55de7123ed83e.pdf | https://www.unikeyic.com/products/surge-suppressors/super6omni-d/12846027.html
SUPER7B | Tripp Lite | 1: 44.388 5: 41.4331 10: 40.2192 25: 38.67 50: 37.5378 100: 36.4388 250: 35.0351 | 120V Floor Mount, Wall Mount, Bracket Mount | 7 |  |  |  |  | NEMA 5-15R | NEMA 5-15P | 7' (2.13m) |  |  |  |  | 15A |  |  |  | 2160J | - |  |  | Plastic |  |  | - | Not Applicable |  | Bench, Floor, Wall | [5 empty] | Circuit Breaker(s) |  |  | Bulk |  |  |  |  | North America | [5 empty] | Protect It!® | [6 empty] | 120V | [7 empty] | 105 | https://www.unikeyic.com/media/datasheet/8a/d8/6304/8a/719aadeb6728c95b31a0ffbe1a390c64.pdf | https://www.unikeyic.com/products/surge-suppressors/super7b/1308859.html
T83-A90X | TDK | 1: 3.3728 | 90V Through hole mounting 10mm(Length) | [8 empty] | - | [13 empty] | 10mm(Length) |  |  | Through hole mounting |  |  |  | -40℃~90℃ | [9 empty] | - |  |  | Compliant | [8 empty] | 90V | [8 empty] | T83-A90X TDK | 379 | https://www.unikeyic.com/media/datasheet/6e/90/66c9/6e9066c9203680ecbecaa0b406c8f33a.pdf | https://www.unikeyic.com/products/surge-suppressors/t83-a90x/12372629.html
TAL20 | RUILON | 3,000: 0.1336 6,000: 0.127 9,000: 0.1195 12,000: 0.1156 | Transient Suppression Diode (TVS)(TVS) | [8 empty] | - | [30 empty] | - | [11 empty] | - | [8 empty] | TAL20 RUILON | 50000 | https://www.unikeyic.com/media/datasheet/78/9f/36ad/789f36adfba35547d7c9280c5587b5d6.pdf | https://www.unikeyic.com/products/surge-suppressors/tal20/695603483.html
TAL22010 | RUILON | 3,000: 0.3795 6,000: 0.3608 9,000: 0.3395 12,000: 0.3282 | Transient Suppression Diode (TVS)(TVS) | [8 empty] | - | [24 empty] | Plugins | [5 empty] | - | [11 empty] | - | [8 empty] | TAL22010 RUILON | 50000 | https://www.unikeyic.com/media/datasheet/83/22/67db/832267dbaa1629f614dde0a524742880.pdf | https://www.unikeyic.com/products/surge-suppressors/tal22010/695555088.html
TAL49010N | RUILON | 3,000: 0.2753 6,000: 0.2616 9,000: 0.2461 12,000: 0.2382 | Transient Suppression Diode (TVS)(TVS) | [8 empty] | - | [16 empty] | free hanging | [13 empty] | - | [11 empty] | - | [8 empty] | TAL49010N RUILON | 50000 | https://www.unikeyic.com/media/datasheet/de/c5/fbff/dec5fbff1b1f126e9fd8ed58fe012e66.pdf | https://www.unikeyic.com/products/surge-suppressors/tal49010n/695279603.html
TB120FA | JINGDAO | 5,000: 0.0324 15,000: 0.0319 25,000: 0.0311 | encapsulation：MBF-T | [8 empty] | - | [20 empty] | -55℃~150℃ |  |  |  | MBF-T | [5 empty] | - | [11 empty] | - | [8 empty] | TB120FA JINGDAO | 50000 | https://www.unikeyic.com/media/datasheet/ac/83/f456/ac83f4563442c7ac969e6db6a8405afe.pdf | https://www.unikeyic.com/products/surge-suppressors/tb120fa/32402509.html
TB240B | JINGDAO | 4,000: 0.0367 12,000: 0.0361 20,000: 0.0352 | encapsulation：UMBT | [8 empty] | - | [20 empty] | -55℃~150℃ | [9 empty] | - | [11 empty] | - | [8 empty] | TB240B JINGDAO | 40000 | https://www.unikeyic.com/media/datasheet/52/6e/4ff7/526e4ff7ac6c4855365475e690aca0f5.pdf | https://www.unikeyic.com/products/surge-suppressors/tb240b/695573692.html
TBU-CA025-050-WH | BOURNS | 10: 0.9591 50: 0.9256 500: 0.8927 3,000: 0.8603 | Bourns BidirectionalTVSDiodes, Maximum clamping voltage 250V, SMD mount, DFNencapsulation |  | General Purpose |  | TBU-CA025 | [20 empty] | 1 (Unlimited) |  | Surface Mount | 1 | [6 empty] | SMD 6.50mm x 4.00mm | [6 empty] | 2407270 |  |  |  |  | TBU® |  | SMD | Internal Switch |  |  |  |  | 250V |  |  |  | 100V |  |  |  | https://www.unikeyic.com/media/datasheet/41/0d/35a4/41/ca9f1fad4c054269f0546973fe669e3b.pdf | https://www.unikeyic.com/products/surge-suppressors/tbu-ca025-050-wh/12863452.html
TBU-CA025-050-WH-Q | BOURNS | 3,000: 0.9396 6,000: 0.8831 9,000: 0.8712 | Bourns BidirectionalTVSDiodes, Maximum clamping voltage 250V, SMD mount, DFNencapsulation, Minimum breakdown voltage 13.3 - 7.5V |  | - | [22 empty] | 1 (Unlimited) |  | Surface Mount | 1 | [6 empty] | 3-SMD, No Lead | [6 empty] | 13234178 |  |  |  |  | TBU® |  | 3-SMD | Internal Switch |  |  |  |  | 250V | [6 empty] | 8597 | https://www.unikeyic.com/media/datasheet/88/4a/ffc9/884affc9cb68f8b346ada5eebc1457df.pdf | https://www.unikeyic.com/products/surge-suppressors/tbu-ca025-050-wh-q/12844643.html
TBU-CA025-100-WH | BOURNS | 5: 1.2052 50: 1.0799 250: 1.0606 500: 1.0413 1,500: 1.0413 3,000: 1.0413 | Bourns BidirectionalTVSDiodes, Maximum clamping voltage 250V, SMD mount, DFNencapsulation |  | General Purpose |  | TBU-CA025 | [20 empty] | 1 (Unlimited) |  | Surface Mount | 1 | [6 empty] | SMD 6.50mm x 4.00mm | [6 empty] | 2407243 |  |  |  |  | TBU® |  | SMD | Internal Switch |  |  |  |  | 250V |  |  |  | 100V |  |  | 6730 | https://www.unikeyic.com/media/datasheet/41/0d/35a4/41/ca9f1fad4c054269f0546973fe669e3b.pdf | https://www.unikeyic.com/products/surge-suppressors/tbu-ca025-100-wh/1536524.html
TBU-CA025-200-WH | BOURNS | 5+: 1.1555 50+: 1.0353 250+: 1.0169 500+: 0.9984 1,500+: 0.9984 3,000+: 0.9984 | 100V, 200mA, DFN, SMD, 6.5mm × 4mm × 4mm | [61 empty] | 1131 | https://www.unikeyic.com/media/datasheet/41/0d/35a4/41/ca9f1fad4c054269f0546973fe669e3b.pdf | https://www.unikeyic.com/products/surge-suppressors/tbu-ca025-200-wh/891319.html
TBU-CA025-300-WH | BOURNS | 10: 1.1763 100: 1.0146 1,000: 0.9627 3,000: 0.8603 | 100V 300mA DFN SMD mount 6.5mm*4mm*4mm |  | General Purpose |  | TBU-CA025 | [20 empty] | 1 (Unlimited) |  | Surface Mount | 1 | [6 empty] | SMD 6.50mm x 4.00mm | [6 empty] | 2407301 |  |  |  |  | TBU® |  | SMD | Internal Switch |  |  |  |  | 250V |  |  |  | 100V |  |  |  | https://www.unikeyic.com/media/datasheet/41/0d/35a4/41/ca9f1fad4c054269f0546973fe669e3b.pdf | https://www.unikeyic.com/products/surge-suppressors/tbu-ca025-300-wh/752098.html
TBU-CA025-500-WH | BOURNS | 10: 1.0496 50: 1.0146 500: 0.9889 3,000: 0.9636 | Bourns BidirectionalTVSDiodes, Maximum clamping voltage 250V, SMD mount, DFNencapsulation |  | General Purpose |  | TBU-CA025 | [20 empty] | 1 (Unlimited) |  | Surface Mount | 1 | [6 empty] | SMD 6.50mm x 4.00mm | [6 empty] | 2407246 |  |  |  |  | TBU® |  | SMD | Internal Switch |  |  |  |  | 250V |  |  |  | 100V |  |  |  | https://www.unikeyic.com/media/datasheet/41/0d/35a4/41/ca9f1fad4c054269f0546973fe669e3b.pdf | https://www.unikeyic.com/products/surge-suppressors/tbu-ca025-500-wh/1191873.html
TBU-CA040-050-WH | BOURNS | 10: 1.1763 100: 1.068 1,000: 0.9102 3,000: 0.8749 | Bourns BidirectionalTVSDiodes, Maximum clamping voltage 400V, SMD mount, DFNencapsulation |  | General Purpose |  | TBU-CA040 | [20 empty] | 1 (Unlimited) |  | Surface Mount | 1 | [6 empty] | SMD 6.50mm x 4.00mm | [6 empty] | 2407275 |  |  |  |  | TBU® |  | SMD | Internal Switch |  |  |  |  | 400V |  |  |  | 200V |  |  |  | https://www.unikeyic.com/media/datasheet/41/0d/35a4/41/ca9f1fad4c054269f0546973fe669e3b.pdf | https://www.unikeyic.com/products/surge-suppressors/tbu-ca040-050-wh/756983.html
TBU-CA040-100-WH | BOURNS | 3,000: 0.9167 6,000: 0.8612 9,000: 0.8469 | Bourns BidirectionalTVSDiodes, Maximum clamping voltage 400V, SMD mount, DFNencapsulation |  | General Purpose |  | TBU-CA040 | [20 empty] | 1 (Unlimited) |  | Surface Mount | 1 | [6 empty] | SMD 6.50mm x 4.00mm | [11 empty] | TBU® |  | SMD | Internal Switch |  |  |  |  | 400V |  |  |  | 200V |  |  | 3000 | https://www.unikeyic.com/media/datasheet/41/0d/35a4/41/ca9f1fad4c054269f0546973fe669e3b.pdf | https://www.unikeyic.com/products/surge-suppressors/tbu-ca040-100-wh/1299089.html
TBU-CA040-200-WH | BOURNS | 5: 1.2489 50: 1.119 250: 1.099 500: 1.079 1,500: 1.079 3,000: 1.079 | 200V 200mA DFN SMD mount 6.5mm*4mm*850μm |  | General Purpose |  | TBU-CA040 | [20 empty] | 1 (Unlimited) |  | Surface Mount | 1 | [6 empty] | SMD 6.50mm x 4.00mm | [6 empty] | 2407249 |  |  |  |  | TBU® |  | SMD | Internal Switch |  |  |  |  | 400V |  |  |  | 200V |  |  | 2145 | https://www.unikeyic.com/media/datasheet/31/7a/edc8/31/02dfef315cbf4256627e306ccff0fac5.pdf | https://www.unikeyic.com/products/surge-suppressors/tbu-ca040-200-wh/11905213.html
TBU-CA040-300-WH | BOURNS | 10: 1.5034 25: 1.3668 100: 1.2169 250: 1.1455 500: 1.04 1,000: 1.0361 | 200V 300mA DFN SMD mount |  | General Purpose |  | TBU-CA040 | [20 empty] | 1 (Unlimited) |  | Surface Mount | 1 | [6 empty] | SMD 6.50mm x 4.00mm | [6 empty] | 2407278 |  |  |  |  | TBU® |  | SMD | Internal Switch |  |  |  |  | 400V |  |  |  | 200V |  |  | 1207 | https://www.unikeyic.com/media/datasheet/41/0d/35a4/41/ca9f1fad4c054269f0546973fe669e3b.pdf | https://www.unikeyic.com/products/surge-suppressors/tbu-ca040-300-wh/12688766.html
TBU-CA040-500-WH | BOURNS | 3,000: 0.9162 6,000: 0.8607 9,000: 0.8465 | 200V 500mA DFN SMD mount 6.5mm*4mm*4mm |  | General Purpose |  | TBU-CA040 | [20 empty] | 1 (Unlimited) |  | Surface Mount | 1 | [6 empty] | SMD 6.50mm x 4.00mm | [6 empty] | 2407307 |  |  |  |  | TBU® |  | SMD | Internal Switch |  |  |  |  | 400V |  |  |  | 200V |  |  | 6155 | https://www.unikeyic.com/media/datasheet/41/0d/35a4/41/ca9f1fad4c054269f0546973fe669e3b.pdf | https://www.unikeyic.com/products/surge-suppressors/tbu-ca040-500-wh/974924.html
TBU-CA050-050-WH | BOURNS | 3,000: 0.9167 6,000: 0.8612 9,000: 0.8469 | Bourns BidirectionalTVSDiodes, Maximum clamping voltage 500V, SMD mount, DFNencapsulation |  | General Purpose |  | TBU-CA050 | [20 empty] | 1 (Unlimited) |  | Surface Mount | 1 | [6 empty] | SMD 6.50mm x 4.00mm | [6 empty] | 2407280 |  |  |  |  | TBU® |  | SMD | Internal Switch |  |  |  |  | 500V |  |  |  | 250V |  |  | 4939 | https://www.unikeyic.com/media/datasheet/41/0d/35a4/41/ca9f1fad4c054269f0546973fe669e3b.pdf | https://www.unikeyic.com/products/surge-suppressors/tbu-ca050-050-wh/11781569.html
TBU-CA050-100-WH | BOURNS | 3,000: 0.9162 6,000: 0.8607 9,000: 0.8465 | 250V 100mA DFN SMD mount 6.5mm(Length)*4mm(height) |  | General Purpose |  | TBU-CA050 | [20 empty] | 1 (Unlimited) |  | Surface Mount | 1 | [6 empty] | SMD 6.50mm x 4.00mm | [6 empty] | 2407281 |  |  |  |  | TBU® |  | SMD | Internal Switch |  |  |  |  | 500V |  |  |  | 250V |  |  | 22952 | https://www.unikeyic.com/media/datasheet/41/0d/35a4/41/ca9f1fad4c054269f0546973fe669e3b.pdf | https://www.unikeyic.com/products/surge-suppressors/tbu-ca050-100-wh/805958.html
TBU-CA050-200-WH | BOURNS | 5: 1.2125 50: 1.0864 250: 1.067 500: 1.0476 1,500: 1.0476 3,000: 1.0476 | 250V 200mA DFN SMD mount |  | General Purpose |  | TBU-CA050 | [20 empty] | 1 (Unlimited) |  | Surface Mount | 1 | [6 empty] | SMD 6.50mm x 4.00mm | [6 empty] | 2407254 |  |  |  |  | TBU® |  | SMD | Internal Switch |  |  |  |  | 500V |  |  |  | 250V |  |  | 3994 | https://www.unikeyic.com/media/datasheet/41/0d/35a4/41/ca9f1fad4c054269f0546973fe669e3b.pdf | https://www.unikeyic.com/products/surge-suppressors/tbu-ca050-200-wh/1490877.html
TBU-CA050-300-WH | BOURNS | 3,000: 0.9162 6,000: 0.8607 9,000: 0.8465 | 250V 300mA DFN SMD mount 6.5mm(Length)*4mm(height) |  | General Purpose |  | TBU-CA050 | [20 empty] | 1 (Unlimited) |  | Surface Mount | 1 | [6 empty] | SMD 6.50mm x 4.00mm | [6 empty] | 2407311 |  |  |  |  | TBU® |  | SMD | Internal Switch |  |  |  |  | 500V |  |  |  | 250V |  |  | 10837 | https://www.unikeyic.com/media/datasheet/41/0d/35a4/41/ca9f1fad4c054269f0546973fe669e3b.pdf | https://www.unikeyic.com/products/surge-suppressors/tbu-ca050-300-wh/939833.html
TBU-CA050-500-WH | BOURNS | 250: 1.0584 500: 0.9817 1,000: 0.9513 3,000: 0.8894 6,000: 0.8663 9,000: 0.8442 12,000: 0.8421 15,000: 0.84 | 250V 500mA DFN SMD mount 6.5mm(Length)*4mm(height) |  | General Purpose |  | TBU-CA050 | [20 empty] | 1 (Unlimited) |  | Surface Mount | 1 | [6 empty] | SMD 6.50mm x 4.00mm | [6 empty] | 2407284 |  |  |  |  | TBU® |  | SMD | Internal Switch |  |  |  |  | 500V |  |  |  | 250V |  |  | 1336 | https://www.unikeyic.com/media/datasheet/41/0d/35a4/41/ca9f1fad4c054269f0546973fe669e3b.pdf | https://www.unikeyic.com/products/surge-suppressors/tbu-ca050-500-wh/1511225.html
TBU-CA065-050-WH-Q | BOURNS | 10: 1.679 3,000: 1.566 |  |  | - |  | TBU-CA065 | [20 empty] | 1 (Unlimited) |  | Surface Mount | 1 | [6 empty] | 3-SMD, No Lead | [6 empty] | 18675401 |  |  |  |  | TBU® |  | 3-SMD | Internal Switch |  |  |  |  | 650V | [6 empty] | 8411 | https://www.unikeyic.com/media/pdf/PCNAssemblyOrigin/bourns/cf/97/0704/tbu-df055-200-wh/2025/11/ESD2325.pdf | https://www.unikeyic.com/products/surge-suppressors/tbu-ca065-050-wh-q/682797505.html
TBU-CA065-100-WH | BOURNS | 1+: 0.9654 10+: 0.854 100+: 0.8242 500+: 0.7952 1,000+: 0.7668 | Bourns Bidirectional TVS Diode, Max Clamp 650V, SMD, DFN Package | [61 empty] | 1999 | https://www.unikeyic.com/media/datasheet/41/0d/35a4/41/ca9f1fad4c054269f0546973fe669e3b.pdf | https://www.unikeyic.com/products/surge-suppressors/tbu-ca065-100-wh/1249756.html
TBU-CA065-100-WH-Q | BOURNS | 3,000: 0.9391 6,000: 0.8826 9,000: 0.8708 | Bourns BidirectionalTVSDiodes, Maximum clamping voltage 400V, SMD mount, DFNencapsulation |  | - |  | TBU-CA065 | [20 empty] | 1 (Unlimited) |  | Surface Mount | 1 | [6 empty] | 3-SMD, No Lead | [11 empty] | TBU® |  | 3-SMD | Internal Switch |  |  |  |  | 650V | [6 empty] | 7929 | https://www.unikeyic.com/media/datasheet/88/4a/ffc9/884affc9cb68f8b346ada5eebc1457df.pdf | https://www.unikeyic.com/products/surge-suppressors/tbu-ca065-100-wh-q/12238383.html
TBU-CA065-200-WH | BOURNS | 3,000: 0.6623 9,000: 0.6359 | Bourns BidirectionalTVSDiodes, Maximum clamping voltage 650V, SMD mount, DFNencapsulation |  | General Purpose |  | TBU-CA065 | [20 empty] | 1 (Unlimited) |  | Surface Mount | 1 | [6 empty] | SMD 6.50mm x 4.00mm | [6 empty] | 2407287 |  |  |  |  | TBU® |  | SMD | Internal Switch |  |  |  |  | 650V |  |  |  | 300V |  |  |  | https://www.unikeyic.com/media/datasheet/41/0d/35a4/41/ca9f1fad4c054269f0546973fe669e3b.pdf | https://www.unikeyic.com/products/surge-suppressors/tbu-ca065-200-wh/804983.html
TBU-CA065-300-WH | BOURNS | 1: 1.1253 10: 1.0524 100: 1.0257 500: 0.9882 1,000: 0.9532 | Bourns BidirectionalTVSDiodes, Maximum clamping voltage 650V, SMD mount, DFNencapsulation |  | General Purpose |  | TBU-CA065 | [20 empty] | 1 (Unlimited) |  | Surface Mount | 1 | [6 empty] | SMD 6.50mm x 4.00mm | [6 empty] | 2407316 |  |  |  |  | TBU® |  | SMD | Internal Switch |  |  |  |  | 650V |  |  |  | 300V |  |  |  | https://www.unikeyic.com/media/datasheet/31/7a/edc8/31/02dfef315cbf4256627e306ccff0fac5.pdf | https://www.unikeyic.com/products/surge-suppressors/tbu-ca065-300-wh/849570.html
TBU-CA065-500-WH | BOURNS | 10: 0.9087 50: 0.876 500: 0.8577 3,000: 0.8232 | 300V 500mA DFN SMD mount 6.5mm(Length)*4mm(height) |  | General Purpose |  | TBU-CA065 | [20 empty] | 1 (Unlimited) |  | Surface Mount | 1 | [6 empty] | SMD 6.50mm x 4.00mm | [6 empty] | 2407261 |  |  |  |  | TBU® |  | SMD | Internal Switch |  |  |  |  | 650V |  |  |  | 300V |  |  |  | https://www.unikeyic.com/media/datasheet/41/0d/35a4/41/ca9f1fad4c054269f0546973fe669e3b.pdf | https://www.unikeyic.com/products/surge-suppressors/tbu-ca065-500-wh/613452.html
TBU-CA085-050-WH | BOURNS | 5: 1.2113 50: 1.0853 250: 1.0659 500: 1.0466 1,500: 1.0466 3,000: 1.0466 | 425V 50mA DFN SMD mount 6.5mm(Length)*4mm(height) |  | General Purpose |  | TBU-CA085 | [20 empty] | 1 (Unlimited) |  | Surface Mount | 1 | [6 empty] | SMD 6.50mm x 4.00mm | [11 empty] | TBU® |  | SMD | Internal Switch |  |  |  |  | 850V |  |  |  | 425V |  |  | 2040 | https://www.unikeyic.com/media/datasheet/31/7a/edc8/31/02dfef315cbf4256627e306ccff0fac5.pdf | https://www.unikeyic.com/products/surge-suppressors/tbu-ca085-050-wh/1531699.html
TBU-CA085-100-WH | BOURNS | 250: 0.8294 500: 0.7992 1,000: 0.7749 3,000: 0.7508 6,000: 0.7413 9,000: 0.7329 12,000: 0.7308 15,000: 0.7287 | 425V 100mA DFN SMD mount 6.5mm(Length)*4mm(height) |  | General Purpose |  | TBU-CA085 | [20 empty] | 1 (Unlimited) |  | Surface Mount | 1 | [6 empty] | SMD 6.50mm x 4.00mm | [6 empty] | 2407319 |  |  |  |  | TBU® |  | SMD | Internal Switch |  |  |  |  | 850V |  |  |  | 425V |  |  | 3090 | https://www.unikeyic.com/media/datasheet/31/7a/edc8/31/02dfef315cbf4256627e306ccff0fac5.pdf | https://www.unikeyic.com/products/surge-suppressors/tbu-ca085-100-wh/12068401.html
TBU-CA085-100-WH-Q | BOURNS | 1: 3.186 10: 2.0585 100: 1.4151 500: 1.1398 1,000: 1.0658 | TBU Bi-Directional 850V 425V 1us DFN SMD T/R |  | - |  | TBU-CA085 | [20 empty] | 1 (Unlimited) |  | Surface Mount | 1 | [6 empty] | 3-SMD, No Lead | [6 empty] | 18675402 |  |  |  |  | TBU® |  | 3-SMD | Internal Switch |  |  |  |  | 850V | [6 empty] | 1165 | https://www.unikeyic.com/media/pdf/PCNAssemblyOrigin/bourns/cf/97/0704/tbu-df055-200-wh/2025/11/ESD2325.pdf | https://www.unikeyic.com/products/surge-suppressors/tbu-ca085-100-wh-q/373544173.html
TBU-CA085-200-WH | BOURNS | 1: 1.624 10: 1.3233 30: 1.1733 100: 0.9539 500: 0.8826 1,000: 0.8505 | 425V 200mA DFN SMD mount 6.5mm*4mm*4mm |  | General Purpose |  | TBU-CA085 | [20 empty] | 1 (Unlimited) |  | Surface Mount | 1 | [6 empty] | SMD 6.50mm x 4.00mm | [6 empty] | 2407292 |  |  |  |  | TBU® |  | SMD | Internal Switch |  |  |  |  | 850V |  |  |  | 425V |  |  |  | https://www.unikeyic.com/media/datasheet/41/0d/35a4/41/ca9f1fad4c054269f0546973fe669e3b.pdf | https://www.unikeyic.com/products/surge-suppressors/tbu-ca085-200-wh/711973.html
TBU-CA085-300-WH | BOURNS | 1: 1.0827 10: 1.0181 100: 0.9946 500: 0.961 1,000: 0.9296 | Bourns BidirectionalTVSDiodes, Maximum clamping voltage 850V, SMD mount, DFNencapsulation |  | General Purpose |  | TBU-CA085 | [20 empty] | 1 (Unlimited) |  | Surface Mount | 1 | [6 empty] | SMD 6.50mm x 4.00mm | [6 empty] | 2407265 |  |  |  |  | TBU® |  | SMD | Internal Switch |  |  |  |  | 850V |  |  |  | 425V |  |  |  | https://www.unikeyic.com/media/datasheet/41/0d/35a4/41/ca9f1fad4c054269f0546973fe669e3b.pdf | https://www.unikeyic.com/products/surge-suppressors/tbu-ca085-300-wh/682911.html
TBU-CA085-500-WH | BOURNS | 5: 1.2064 50: 1.081 250: 1.0617 500: 1.0424 1,500: 1.0424 3,000: 1.0424 | 425V 500mA 500mA DFN SMD mount 6.5mm*4mm*4mm |  | General Purpose |  | TBU-CA085 | [20 empty] | 1 (Unlimited) |  | Surface Mount | 1 | [6 empty] | SMD 6.50mm x 4.00mm | [6 empty] | 2407266 |  |  |  |  | TBU® |  | SMD | Internal Switch |  |  |  |  | 850V |  |  |  | 425V |  |  | 2664 | https://www.unikeyic.com/media/datasheet/31/7a/edc8/31/02dfef315cbf4256627e306ccff0fac5.pdf | https://www.unikeyic.com/products/surge-suppressors/tbu-ca085-500-wh/616211.html
TBU-CA085-500-WH-Q | BOURNS | 750: 1.979 1,500: 1.9475 | Bourns BidirectionalTVSDiodes, Maximum clamping voltage 425V, SMD mount, DFNencapsulation |  | - |  | TBU-CA085 | [20 empty] | 1 (Unlimited) |  | Surface Mount | 1 | [6 empty] | 3-SMD, No Lead | Tape & Reel (TR) | [5 empty] | 13234179 |  |  |  |  | TBU® |  | 3-SMD | Internal Switch |  |  |  |  | 850V | [6 empty] | 2280 | https://www.unikeyic.com/media/datasheet/88/4a/ffc9/884affc9cb68f8b346ada5eebc1457df.pdf | https://www.unikeyic.com/products/surge-suppressors/tbu-ca085-500-wh-q/1038559.html
TBU-DF055-100-WH | BOURNS | 5: 1.9555 50: 1.7926 250: 1.7926 500: 1.76 1,500: 1.76 3,000: 1.76 | HIGH SPEED SURGE PROTECTOR, 250V; |  | General Purpose | [22 empty] | 1 (Unlimited) |  | Surface Mount | 2 | [6 empty] | 6-TDFN | [11 empty] | TBU® |  | 6-DFN (6.5x5.5) | Internal Switch |  |  |  |  | 550V | [6 empty] | 24 | https://www.unikeyic.com/media/datasheet/d5/6a/4b0c/d5/3b086715ab5c9907ff106db7a0ea6e6b.pdf | https://www.unikeyic.com/products/surge-suppressors/tbu-df055-100-wh/1035947.html
TBU-DF055-200-WH | BOURNS | 5: 1.8391 50: 1.6859 250: 1.6859 500: 1.6552 1,500: 1.6552 3,000: 1.6552 | HIGH SPEED SURGE PROTECTOR, 250V; |  | General Purpose | [22 empty] | 1 (Unlimited) |  | Surface Mount | 2 | [6 empty] | 6-TDFN | [6 empty] | 10493590 |  |  |  |  | TBU® |  | 6-DFN (6.5x5.5) | Internal Switch |  |  |  |  | 550V | [6 empty] | 2351 | https://www.unikeyic.com/media/datasheet/a2/c9/0103/a2/8089fcaef2d82a05d4ff9241c36da833.pdf | https://www.unikeyic.com/products/surge-suppressors/tbu-df055-200-wh/12472207.html
TBU-DF055-300-WH | BOURNS | 1+: 3.0564 10+: 2.281 25+: 2.087 100+: 1.8735 250+: 1.7717 500+: 1.735 | 550V 300mA TDFN-6 SMD 6.5mm L × 900μm H | [61 empty] | 651 | https://www.unikeyic.com/media/datasheet/a2/c9/0103/a2/8089fcaef2d82a05d4ff9241c36da833.pdf | https://www.unikeyic.com/products/surge-suppressors/tbu-df055-300-wh/694343.html
TBU-DF055-500-WH | BOURNS | 3,000: 1.254 | 550V 500mA TDFN-6 SMD mount 6.5mm(Length)*900μm(height) |  | General Purpose |  | TBU-DF055 | [20 empty] | 1 (Unlimited) |  | Surface Mount | 2 | [6 empty] | 6-TDFN | [6 empty] | 9693044 |  |  |  |  | TBU® |  | 6-DFN (6.5x5.5) | Internal Switch |  |  |  |  | 550V | [6 empty] | 5820 | https://www.unikeyic.com/media/datasheet/a2/c9/0103/a2/8089fcaef2d82a05d4ff9241c36da833.pdf | https://www.unikeyic.com/products/surge-suppressors/tbu-df055-500-wh/12506178.html
TBU-DF085-050-WH | BOURNS | 82: 1.474 250: 1.452 450: 1.43 850: 1.408 | 850V 50mA TDFN-6 SMD mount 6.5mm(Length)*900μm(height) |  | General Purpose |  | TBU-DF085 | [20 empty] | 1 (Unlimited) |  | Surface Mount | 2 | [6 empty] | 6-TDFN | [11 empty] | TBU® |  | 6-DFN (6.5x5.5) | Internal Switch |  |  |  |  | 850V | [6 empty] | 6000 | https://www.unikeyic.com/media/datasheet/a2/c9/0103/a2/8089fcaef2d82a05d4ff9241c36da833.pdf | https://www.unikeyic.com/products/surge-suppressors/tbu-df085-050-wh/12845919.html
TBU-DF085-100-WH | BOURNS | 3,000: 1.4413 6,000: 1.4175 | TBU Bi-Directional 850V 425V 1us DFN SMD T/R |  | General Purpose | [22 empty] | 1 (Unlimited) |  | Surface Mount | 2 | [6 empty] | 6-TDFN | [6 empty] | 10493597 |  |  |  |  | TBU® |  | 6-DFN (6.5x5.5) | Internal Switch |  |  |  |  | 850V | [6 empty] | 16452 | https://www.unikeyic.com/media/datasheet/a2/c9/0103/a2/8089fcaef2d82a05d4ff9241c36da833.pdf | https://www.unikeyic.com/products/surge-suppressors/tbu-df085-100-wh/12145769.html
TBU-DF085-200-WH | BOURNS | 3,000: 1.4413 6,000: 1.4175 | TBU Bi-Directional 850V 425V 1us DFN SMD T/R |  | General Purpose | [22 empty] | 1 (Unlimited) |  | Surface Mount | 2 | [6 empty] | 6-TDFN | [6 empty] | 10493594 |  |  |  |  | TBU® |  | 6-DFN (6.5x5.5) | Internal Switch |  |  |  |  | 850V | [6 empty] | 11879 | https://www.unikeyic.com/media/datasheet/4d/8c/1679/4d8c1679736be6e9ddbe61980e56e3bb.pdf | https://www.unikeyic.com/products/surge-suppressors/tbu-df085-200-wh/12444894.html
TBU-DF085-300-WH | BOURNS | 10: 2.231 100: 1.782 500: 1.7388 1,000: 1.6848 3,000: 1.62 | 850V 300mA TDFN-6 SMD mount 6.5mm(Length)*900μm(height) |  | General Purpose | [22 empty] | 1 (Unlimited) |  | Surface Mount | 2 | [6 empty] | 6-TDFN | [6 empty] | 9693021 |  |  |  |  | TBU® |  | 6-DFN (6.5x5.5) | Internal Switch |  |  |  |  | 850V | [6 empty] | 5741 | https://www.unikeyic.com/media/datasheet/d5/6a/4b0c/d5/3b086715ab5c9907ff106db7a0ea6e6b.pdf | https://www.unikeyic.com/products/surge-suppressors/tbu-df085-300-wh/947464.html
TBU-DT065-100-WH | BOURNS | 10: 1.1047 50: 1.0688 500: 1.0334 3,000: 0.9945 | Bourns UnidirectionalTVSDiodes, Maximum clamping voltage 650V, SMD mount, DFNencapsulation |  | Ethernet |  | TBU-DT065 | [20 empty] | 1 (Unlimited) |  | Surface Mount | 2 | [6 empty] | 4-VDFN Exposed Pad | [6 empty] | 16561918 |  |  |  |  | TBU® |  | 4-DFN (5x5) | Internal Switch |  |  |  |  | 650V |  |  |  | 300V |  |  |  | https://www.unikeyic.com/media/datasheet/64/cf/9064/64/ac1c4ce6b241d876f2566d87e5429764.pdf | https://www.unikeyic.com/products/surge-suppressors/tbu-dt065-100-wh/12379011.html
TBU-DT065-200-WH | BOURNS | 10: 1.518 100: 1.1988 500: 1.1556 1,000: 1.0746 | 300V 200mA VDFN-4(EP) SMD mount 5mm(Length)*5mm(height) |  | Ethernet |  | TBU-DT065 | [20 empty] | 1 (Unlimited) |  | Surface Mount | 2 | [6 empty] | 4-VDFN Exposed Pad | [6 empty] | 2504935 |  |  |  |  | TBU® |  | 4-DFN (5x5) | Internal Switch |  |  |  |  | 650V |  |  |  | 300V |  |  | 2390 | https://www.unikeyic.com/media/datasheet/0f/66/22e5/0f/ab06956dc09e2ebf7aa9e010e3d4f7d9.pdf | https://www.unikeyic.com/products/surge-suppressors/tbu-dt065-200-wh/1202671.html
TBU-DT065-300-WH | BOURNS | 1+: 2.6565 10+: 1.817 100+: 1.4364 500+: 1.1556 3,000+: 1.0746 | 300V 300mA VDFN-4(EP) SMD, 5mm L × 5mm H | [61 empty] | 144 | https://www.unikeyic.com/media/datasheet/0f/66/22e5/0f/ab06956dc09e2ebf7aa9e010e3d4f7d9.pdf | https://www.unikeyic.com/products/surge-suppressors/tbu-dt065-300-wh/1122667.html
TBU-DT065-500-WH | BOURNS | 9,000: 0.9401 | Discrete Power Module, VDFN-4(EP), SMD, 300V 750mA 5mm L × 5mm H |  | Ethernet |  | TBU-DT065 | [20 empty] | 1 (Unlimited) |  | Surface Mount | 2 | [6 empty] | 4-VDFN Exposed Pad | [6 empty] | 16562172 |  |  |  |  | TBU® |  | 4-DFN (5x5) | Internal Switch |  |  |  |  | 650V |  |  |  | 300V |  |  | 21000 | https://www.unikeyic.com/media/datasheet/64/cf/9064/64/ac1c4ce6b241d876f2566d87e5429764.pdf | https://www.unikeyic.com/products/surge-suppressors/tbu-dt065-500-wh/1526480.html
TBU-DT085-200-WH | BOURNS | 10: 1.0858 50: 1.068 500: 1.0502 3,000: 1.0238 | 425V 200mA VDFN-4(EP) SMD mount 5mm(Length)*5mm(height) |  | Ethernet |  | TBU-DT085 | [20 empty] | 1 (Unlimited) |  | Surface Mount | 2 | [6 empty] | 4-VDFN Exposed Pad | [6 empty] | 2504945 |  |  |  |  | TBU® |  | 4-DFN (5x5) | Internal Switch |  |  |  |  | 850V |  |  |  | 425V |  |  |  | https://www.unikeyic.com/media/datasheet/05/d4/f21e/05/a11b3e47802567746e72cb763a309674.pdf | https://www.unikeyic.com/products/surge-suppressors/tbu-dt085-200-wh/544619.html
TBU-DT085-300-WH | BOURNS | 3,000: 1.0036 6,000: 0.9442 9,000: 0.9396 | 425V 300mA VDFN-4(EP) SMD mount 5mm(Length)*5mm(height) |  | Ethernet |  | TBU-DT085 | [20 empty] | 1 (Unlimited) |  | Surface Mount | 2 | [6 empty] | 4-VDFN Exposed Pad | [6 empty] | 2504954 |  |  |  |  | TBU® |  | 4-DFN (5x5) | Internal Switch |  |  |  |  | 850V |  |  |  | 425V |  |  | 5010 | https://www.unikeyic.com/media/datasheet/0f/66/22e5/0f/ab06956dc09e2ebf7aa9e010e3d4f7d9.pdf | https://www.unikeyic.com/products/surge-suppressors/tbu-dt085-300-wh/11826836.html
TBU-DT085-500-WH | BOURNS | 3,000: 1.0042 6,000: 0.9448 9,000: 0.9401 | 425V 750mA VDFN-4(EP) SMD mount |  | Ethernet |  | TBU-DT085 | [20 empty] | 1 (Unlimited) |  | Surface Mount | 2 | [6 empty] | 4-VDFN Exposed Pad | [6 empty] | 3768276 |  |  |  |  | TBU® |  | 4-DFN (5x5) | Internal Switch |  |  |  |  | 850V |  |  |  | 425V |  |  | 4089 | https://www.unikeyic.com/media/datasheet/64/cf/9064/64/ac1c4ce6b241d876f2566d87e5429764.pdf | https://www.unikeyic.com/products/surge-suppressors/tbu-dt085-500-wh/11758434.html
TBU-PL060-200-WH | BOURNS | 3,000: 0.7669 6,000: 0.7185 | 350V 200mA DFN SMD mount 6.5mm(Length)*4mm(height) |  | SLIC |  | TBU-PL060 | [20 empty] | 1 (Unlimited) |  | Surface Mount | 2 | [6 empty] | SMD 6.50mm x 4.00mm | [6 empty] | 2499154 |  |  |  |  | TBU® |  | SMD | Internal Switch |  |  |  |  | 600V |  |  |  | 350V |  |  | 6385 | https://www.unikeyic.com/media/datasheet/1e/78/8c04/1e/6b37c6ed38801f786d9dd1e9fd3a515e.pdf | https://www.unikeyic.com/products/surge-suppressors/tbu-pl060-200-wh/1046521.html
TBU-PL075-100-WH | BOURNS | 3,000: 0.883 6,000: 0.8291 9,000: 0.8114 | TVS Diode 400V 700μA DFN SMD 6.5mm L × 4mm H |  | SLIC |  | TBU-PL075 | [20 empty] | 1 (Unlimited) |  | Surface Mount | 2 | [6 empty] | SMD 6.50mm x 4.00mm | [6 empty] | 2499163 |  |  |  |  | TBU® |  | SMD | Internal Switch |  |  |  |  | 750V |  |  |  | 400V |  |  | 9000 | https://www.unikeyic.com/media/datasheet/1e/78/8c04/1e/6b37c6ed38801f786d9dd1e9fd3a515e.pdf | https://www.unikeyic.com/products/surge-suppressors/tbu-pl075-100-wh/12453329.html
TBU-PL085-100-WH | BOURNS | 10: 2.07 100: 1.3392 500: 1.0735 1,000: 0.9839 3,000: 0.8478 9,000: 0.8111 | 425V 100mA DFN SMD mount 6.5mm*4mm*1.35mm |  | SLIC |  | TBU-PL085 | [20 empty] | 1 (Unlimited) |  | Surface Mount | 2 | [6 empty] | SMD 6.50mm x 4.00mm | [6 empty] | 2499165 |  |  |  |  | TBU® |  | SMD | Internal Switch |  |  |  |  | 850V |  |  |  | 425V |  |  | 5601 | https://www.unikeyic.com/media/datasheet/1e/78/8c04/1e/6b37c6ed38801f786d9dd1e9fd3a515e.pdf | https://www.unikeyic.com/products/surge-suppressors/tbu-pl085-100-wh/12480949.html
TBU-PL085-200-WH | BOURNS | 10: 0.9622 500: 0.9286 3,000: 0.9042 6,000: 0.8647 | 425V 200mA DFN SMD mount |  | SLIC |  | TBU-PL085 | [20 empty] | 1 (Unlimited) |  | Surface Mount | 2 | [6 empty] | SMD 6.50mm x 4.00mm | [6 empty] | 2499174 |  |  |  |  | TBU® |  | SMD | Internal Switch |  |  |  |  | 850V |  |  |  | 425V |  |  |  | https://www.unikeyic.com/media/datasheet/1e/78/8c04/1e/6b37c6ed38801f786d9dd1e9fd3a515e.pdf | https://www.unikeyic.com/products/surge-suppressors/tbu-pl085-200-wh/12266074.html
TCPP01-M12 | STMicroelectronics | 3,000: 0.5942 6,000: 0.5801 9,000: 0.5731 15,000: 0.5653 21,000: 0.5608 | STMicroelectronics UnidirectionalTVSDiodes, SMD mount, QFNencapsulation, Minimum breakdown voltage 24V |  | USB-C (USB TYPE-C) |  | TCPP01 | [20 empty] | 3 (168 Hours) |  | Surface Mount | 2 | [6 empty] | 12-VFQFN Exposed Pad | [11 empty] | - |  | 12-QFN (3x3) | Internal Switch |  |  |  |  | - | [6 empty] | 10141 | https://www.unikeyic.com/media/datasheet/1f/e4/3265/1fe4326599a961433832593fc697d0b2.pdf | https://www.unikeyic.com/products/surge-suppressors/tcpp01-m12/548129.html
TCPP02-M18 | STMicroelectronics | 3,000: 1.0936 6,000: 1.0705 9,000: 1.0589 | STMicroelectronics USB Controllers, supportUSB C, 18needle |  | - | [22 empty] | 1 (Unlimited) |  | Surface Mount | 1 | [6 empty] | 18-UFQFN Exposed Pad | [6 empty] | 15295952 |  |  |  |  | - |  | 18-QFN (3.5x3.5) | External Switch |  |  |  |  | 5V | [6 empty] | 17058 | https://www.unikeyic.com/media/datasheet/77/ea/2dd9/77ea2dd9ee164617a34aaecb0191bd5c.pdf | https://www.unikeyic.com/products/surge-suppressors/tcpp02-m18/12655347.html
TCPP03-M20 | STMicroelectronics | 10: 1.1215 50: 1.0942 100: 1.0759 250: 1.0486 500: 1.0303 1,000: 1.0121 2,500: 1.003 | STMicroelectronics USB Controllers, supportUSB C, 20needle |  | - | [22 empty] | 3 (168 Hours) |  | Surface Mount | 1 | [6 empty] | 20-WFQFN Exposed Pad | [11 empty] | - |  | 20-QFN (4x4) | External Switch |  |  |  |  | 5V | [6 empty] | 114 | https://www.unikeyic.com/media/datasheet/6c/3c/e9e6/6c3ce9e600ce70d36ddd3b73ab4f49d8.pdf | https://www.unikeyic.com/products/surge-suppressors/tcpp03-m20/993040.html
TCS-DL004-250-WH | BOURNS | 50: 0.4509 250: 0.4509 500: 0.4428 1,500: 0.4348 3,000: 0.4348 | 40V 375mA VDFN-4(EP) SMD mount 4.1mm(height) |  | General Purpose |  | TCS-DL004 | [20 empty] | 1 (Unlimited) |  | Surface Mount | 2 | [6 empty] | 4-VDFN Exposed Pad | [11 empty] | - |  | 6-DFN (4x2.5) | Internal Switch |  |  |  |  | - |  |  |  | 40V |  |  | 784 | https://www.unikeyic.com/media/datasheet/04/3b/dd11/043bdd11e568c480eb149143b1f52ae6.pdf | https://www.unikeyic.com/products/surge-suppressors/tcs-dl004-250-wh/710847.html
TCS-DL004-750-WH | BOURNS | 3,000+: 0.7969 6,000+: 0.7795 9,000+: 0.7708 | Bourns Surge Suppressor, TCS Series, Dual Inrush Current Limiter | [61 empty] | 15373 | https://www.unikeyic.com/media/datasheet/04/3b/dd11/043bdd11e568c480eb149143b1f52ae6.pdf | https://www.unikeyic.com/products/surge-suppressors/tcs-dl004-750-wh/494838.html
TDS1411P.C | SEMTECH | 10: 1.1551 25: 0.8684 100: 0.7675 250: 0.7195 500: 0.6905 1,000: 0.6769 | [9 empty] | - | [30 empty] | - | [11 empty] | - | [9 empty] | 605 | https://www.unikeyic.com/media/about_us/Unikey_ISO_9001_Certification.pdf | https://www.unikeyic.com/products/surge-suppressors/tds1411p-c/697271343.html
TDS2261P.C | SEMTECH | 10: 1.1017 100: 0.7612 500: 0.6275 1,000: 0.5724 3,000: 0.4741 6,000: 0.4428 9,000: 0.4115 | [9 empty] | - | [16 empty] | SMD mount | [7 empty] | WDFN-6(EP) | [5 empty] | - |  |  | Compliant |  |  | Tape and reel packaging | [5 empty] | - | [9 empty] | 2196 | https://www.unikeyic.com/media/about_us/Unikey_ISO_9001_Certification.pdf | https://www.unikeyic.com/products/surge-suppressors/tds2261p-c/643954056.html
TDS3061P.C | SEMTECH | 10+: 0.8541 25+: 0.6394 100+: 0.562 250+: 0.5252 500+: 0.5029 1,000+: 0.4865 | TDS, 30V, 35A, SLP2020P6 | [61 empty] | 2929 |  | https://www.unikeyic.com/products/surge-suppressors/tds3061p-c/997256363.html
TLM406NC | Tripp Lite | 1: 55.0368 5: 51.3691 10: 49.8647 25: 48.3326 | 120V Wall Mount | 4 |  |  |  |  | NEMA 5-15R | NEMA 5-15P | 6' (1.83m) |  |  |  |  | 15A |  |  |  | - | - |  |  | Steel |  |  | - | Not Applicable |  | Bench, Wall | [5 empty] | Circuit Breaker(s) |  |  | Bulk |  |  |  |  | North America | [5 empty] | Power It!™ | [6 empty] | 120V | [5 empty] | 1.4 lbs (635 g) |  | 74 | https://www.unikeyic.com/media/datasheet/12/4d/347b/12/a2b8828c919015805199e8983d97c0b9.pdf | https://www.unikeyic.com/products/surge-suppressors/tlm406nc/735890.html
TLM615NC20 | Tripp Lite | 1+: 149.2236 5+: 139.2768 10+: 135.1987 25+: 129.9914 50+: 126.1853 | 6-Outlet Power Strip | [61 empty] | 67 | https://www.unikeyic.com/media/datasheet/bd/b6/578c/bd/e8f4ccdb2b28bed33ee37f98c8ff57b1.pdf | https://www.unikeyic.com/products/surge-suppressors/tlm615nc20/12704465.html
TLM615SA | Tripp Lite | 1+: 101.5553 5+: 94.7861 10+: 92.0099 25+: 88.4666 50+: 85.8764 100+: 83.3618 | 15A, Floor Mount, Wall Mount, Bracket Mount | [61 empty] | 14 | https://www.unikeyic.com/media/datasheet/08/e5/3c85/08/dee12b05dfb1d6261f73ec22b618a7f0.pdf | https://www.unikeyic.com/products/surge-suppressors/tlm615sa/12594414.html
TLM825SA | Tripp Lite | 1+: 138.4884 5+: 129.2544 10+: 125.4744 25+: 120.6468 50+: 117.1152 | 15A, Floor Mount, Wall Mount, Bracket Mount | [61 empty] | 5 | https://www.unikeyic.com/media/datasheet/4c/16/8599/4c16859961c6b3a2455428f6241266a9.pdf | https://www.unikeyic.com/products/surge-suppressors/tlm825sa/12803871.html
TLP1008TEL | Tripp Lite | 1+: 71.2436 5+: 66.4979 10+: 64.5519 25+: 62.0658 50+: 60.2485 100+: 58.4843 | Power Distribution Units Plug-In 50Hz/60Hz 15A 120VAC Wall Mount | [61 empty] | 18 | https://www.unikeyic.com/media/datasheet/e4/e6/208d/e4e6208d4f3f0d891cefca0e613618d3.pdf | https://www.unikeyic.com/products/surge-suppressors/tlp1008tel/12543043.html
TLP1008TELTV | Tripp Lite | 1: 78.6566 5: 73.4138 10: 71.2634 25: 68.5183 50: 66.5119 100: 64.5647 | PDU Switched Outlet Strip WallMount | 10 |  |  |  |  | NEMA 5-15R | NEMA 5-15P | 8' (2.44m) |  |  |  |  | 15A |  |  |  | 3345J | - |  |  | Plastic |  |  | Type F Coax, RJ11 | Not Applicable |  | Bench, Floor, Wall | [5 empty] | Circuit Breaker(s) |  |  | Bulk |  |  |  |  | North America | [5 empty] | Protect It!® | [6 empty] | 120V | [5 empty] | 2.2 lbs (997.9 g) |  | 16 | https://www.unikeyic.com/media/datasheet/da/41/f06c/da/3f7fd666c8ec9f447d1b104af1642568.pdf | https://www.unikeyic.com/products/surge-suppressors/tlp1008teltv/1075574.html
TLP1010USB | Tripp Lite | 1+: 163.728 5+: 152.8157 10+: 152.1828 | PROTECT IT! 10-OUTLET SURGE PROT | [61 empty] | 12 |  | https://www.unikeyic.com/products/surge-suppressors/tlp1010usb/688554537.html
TLP1208TEL | Tripp Lite | 1+: 67.1599 5+: 62.6834 10+: 60.8487 25+: 58.5046 50+: 56.7914 100+: 55.1287 | Fixture, Floor/Wall/Bracket Mount, 120V | [61 empty] | 6 | https://www.unikeyic.com/media/datasheet/a9/2c/ee3a/a9/3730e3fcc9d5ffa0ae50c8fa49e95500.pdf | https://www.unikeyic.com/products/surge-suppressors/tlp1208tel/1325511.html
TLP310USBS | Tripp Lite | 1+: 109.1195 | Wall Mount, 120V | [61 empty] | 1 | https://www.unikeyic.com/media/datasheet/b7/7a/7b3a/b7/03d5fc204fc30578fdc521b0674b7475.pdf | https://www.unikeyic.com/products/surge-suppressors/tlp310usbs/12541729.html
TLP602 | Tripp Lite | 1+: 16.3493 5+: 15.2623 10+: 14.8151 25+: 14.2449 50+: 13.8278 100+: 13.4229 250+: 12.9059 500+: 12.528 | 15A Wall Mount | [61 empty] | 206 | https://www.unikeyic.com/media/datasheet/14/b1/1914/14/78866443aa3f14072ab4c018508a1ff3.pdf | https://www.unikeyic.com/products/surge-suppressors/tlp602/22159888.html
TLP610COILAM | Tripp Lite | 1: 155.6496 5: 145.2773 10: 141.0232 25: 135.5905 50: 131.6211 | SAFE-IT SURGE PROTECTOR 6-OUTLET | [8 empty] | - | [16 empty] | floor mounting, wall mount, Bracket mounting | [13 empty] | - |  |  | Compliant |  |  | bulk | [5 empty] | - | [8 empty] | TLP610COILAM Tripp Lite | 24 | https://www.unikeyic.com/media/datasheet/0e/01/b831/0e01b831e87a59fdccf6960afdbf814f.pdf | https://www.unikeyic.com/products/surge-suppressors/tlp610coilam/726258309.html
TLP712 | Tripp Lite | 1: 49.4489 5: 46.1545 10: 44.8029 25: 43.0771 50: 41.8156 100: 40.5914 250: 39.0277 | SURGE SUPPRESSR 15A 7OUT 12'CORD | 7 |  |  |  |  | NEMA 5-15R | NEMA 5-15P | 12' (3.66m) |  |  |  |  | 15A |  |  |  | 1080J | - |  |  | Plastic |  |  | - | Not Applicable |  | Bench, Floor, Wall | [5 empty] | Circuit Breaker(s) |  |  | Bulk |  |  |  |  | North America | [5 empty] | Protect It!® | [6 empty] | 120V | [5 empty] | 1.8 lbs (816.5 g) |  | 22 | https://www.unikeyic.com/media/datasheet/bd/07/1a8b/bd/124efe71b5592da24ee15f5005b64ebd.pdf | https://www.unikeyic.com/products/surge-suppressors/tlp712/23061899.html
TLP806TEL | Tripp Lite |  | Fixture, Floor/Wall/Bracket Mount, 120V | [62 empty] | https://www.unikeyic.com/media/datasheet/ab/04/e904/ab/72c1f7b0882350765b593d93700d95f4.pdf | https://www.unikeyic.com/products/surge-suppressors/tlp806tel/12119702.html
TLP808TEL | Tripp Lite | 1: 59.3788 5: 55.4176 10: 53.7956 25: 51.7236 50: 50.2093 100: 48.7392 | 15A floor mounting，wall mount，Bracket mounting 242.57mm(Length)*38.35mm(height) | 8 |  |  |  |  | NEMA 5-15R | NEMA 5-15P | 8' (2.44m) |  |  |  |  | 15A |  |  |  | 2160J | - |  |  | Plastic |  |  | RJ11 | Not Applicable |  | Bench, Floor, Wall | [5 empty] | Circuit Breaker(s) |  |  | Bulk |  |  |  |  | North America | [5 empty] | Protect It!® | [6 empty] | 120V | [5 empty] | 1.9 lbs (861.8 g) |  | 15 | https://www.unikeyic.com/media/datasheet/f7/ab/61fc/f7ab61fc96bd444016552d2a80b67e9f.pdf | https://www.unikeyic.com/products/surge-suppressors/tlp808tel/17612845.html
TM10P277 | RUILON | 3,000: 0.0588 6,000: 0.056 9,000: 0.0526 12,000: 0.0508 | Transient Suppression Diode (TVS)(TVS) | [8 empty] | - | [24 empty] | Plugins | [5 empty] | - | [11 empty] | - | [8 empty] | TM10P277 RUILON | 300000 | https://www.unikeyic.com/media/datasheet/f9/6d/8f79/f96d8f7986b34fc2d5c8f558655ffc84.pdf | https://www.unikeyic.com/products/surge-suppressors/tm10p277/695503866.html
TM40P277 | RUILON | 3,000: 0.0695 6,000: 0.0661 9,000: 0.0622 12,000: 0.0601 | Transient Suppression Diode (TVS)(TVS) | [8 empty] | - | [24 empty] | Plugins | [5 empty] | - | [11 empty] | - | [8 empty] | TM40P277 RUILON | 300000 | https://www.unikeyic.com/media/datasheet/3b/b9/e108/3bb9e10856eddc4a0190377a0171e5d3.pdf | https://www.unikeyic.com/products/surge-suppressors/tm40p277/695278575.html
TP-ESP-1000-POE | Tycon Systems | 1: 59.4327 10: 52.2341 25: 49.6195 50: 47.7286 100: 45.91 | NETWORK LIGHTNING/SURGE PROTECTO | None |  |  | TP-ESP |  | - | - | - |  |  |  |  | - |  |  |  | - | Ground |  |  | Metal |  |  | RJ45 | Not Applicable |  | Chassis Mount | [5 empty] | None |  |  | Box |  |  |  |  | International | 11479752 |  |  |  |  | - | [6 empty] | - | [7 empty] | 1507 | https://www.unikeyic.com/media/pdf/HTMLDatasheet/tycon-systems/22/d2/d7e6/tp-esp-1000-poe/2025/11/tp-esp-1000-poe24.pdf | https://www.unikeyic.com/products/surge-suppressors/tp-esp-1000-poe/11941340.html
TP-ESP-1000-POE24 | Tycon Systems | 1: 59.4327 10: 52.2341 25: 49.6195 50: 47.7286 100: 45.91 | NETWORK LIGHTNING/SURGE PROTECTO | - |  |  | TP-ESP |  | - | - | - |  |  |  |  | - |  |  |  | - | Ground |  |  | Metal |  |  | RJ45 | Not Applicable |  | Chassis Mount | [5 empty] | - |  |  | Box |  |  |  |  | International | 11479851 |  |  |  |  | - | [6 empty] | - | [7 empty] | 103 | https://www.unikeyic.com/media/pdf/HTMLDatasheet/tycon-systems/22/d2/d7e6/tp-esp-1000-poe/2025/11/tp-esp-1000-poe24.pdf | https://www.unikeyic.com/products/surge-suppressors/tp-esp-1000-poe24/12109372.html
TP10D | RUILON | 1: 6.7098 10: 6.3498 30: 6.0719 100: 5.6088 150: 5.0428 | SPD TYPE 2 277VAC 1 POLE 5KA | [8 empty] | - | [30 empty] | - | [11 empty] | - | [8 empty] | TP10D RUILON | 600 | https://www.unikeyic.com/media/datasheet/0e/c5/359f/0ec5359f3245ecdefe8fe661ac953d92.pdf | https://www.unikeyic.com/products/surge-suppressors/tp10d/695092381.html
TP10DB | RUILON | 3,000: 0.0695 6,000: 0.0661 9,000: 0.0622 12,000: 0.0601 | Transient Suppression Diode (TVS)(TVS) | [8 empty] | - | [30 empty] | - | [11 empty] | - | [8 empty] | TP10DB RUILON | 300000 | https://www.unikeyic.com/media/datasheet/50/c9/b343/50c9b343535842a0928b92933ff7f81c.pdf | https://www.unikeyic.com/products/surge-suppressors/tp10db/695252687.html
TP20D | RUILON | 1: 9.5607 10: 9.0874 30: 8.2846 100: 7.8421 150: 7.4922 | SPD TYPE 2 277VAC 1 POLE 10KA | [8 empty] | - | [16 empty] | free hanging | [13 empty] | - | [11 empty] | - | [8 empty] | TP20D RUILON | 600 | https://www.unikeyic.com/media/datasheet/a0/d7/e752/a0d7e7527f4ad8fececf320468bae5c7.pdf | https://www.unikeyic.com/products/surge-suppressors/tp20d/695376486.html
TP48NNDI | Weidmüller | 1+: 622.5444 5+: 581.0422 10+: 564.0278 | Surge Protection Device, 48Vdc Max Working Voltage | [61 empty] | 12 | https://www.unikeyic.com/media/datasheet/b4/f1/731c/b4/7acabd0776fa176e7e2e2913286b2196.pdf | https://www.unikeyic.com/products/surge-suppressors/tp48nndi/12899996.html
TPD2S300YFFR | Texas Instruments | 1: 0.4286 10: 0.3473 30: 0.3051 100: 0.2638 500: 0.2318 1,000: 0.2198 | Circuit Protection Device |  | USB-C (USB TYPE-C) |  | TPD2S300 | [20 empty] | 1 (Unlimited) |  | Surface Mount | 4 | [6 empty] | 9-UFBGA, DSBGA | [6 empty] | 7244180 |  |  |  |  | - |  | 9-DSBGA | Internal Switch |  |  |  |  | - |  |  |  | - |  |  |  | https://www.unikeyic.com/media/datasheet/94/8d/7167/94/d0f6568f2b00e51daf702871babe654c.pdf | https://www.unikeyic.com/products/surge-suppressors/tpd2s300yffr/538344.html
TPD4S214YFFR | Texas Instruments | 3,000+: 0.5457 6,000+: 0.5328 9,000+: 0.5264 15,000+: 0.5193 21,000+: 0.5152 | 1μA DSBGA UFBGA-12 SMD | [61 empty] | 14784 | https://www.unikeyic.com/media/datasheet/f1/5e/cf68/f1/bad04947179565a1fb764f445c76d79a.pdf | https://www.unikeyic.com/products/surge-suppressors/tpd4s214yffr/11763453.html
TPD6S300ARUKR | Texas Instruments | 10: 0.7354 100: 0.7071 500: 0.6902 1,000: 0.6675 5,000: 0.6506 | 600mA WFQFN-20(EP) SMD mount 3mm(Length) |  | - |  | TPD6S300 | [20 empty] | 2 (1 Year) |  | Surface Mount | 2 | [6 empty] | 20-WFQFN Exposed Pad | [6 empty] | 9477604 |  |  |  |  | - |  | 20-WQFN (3x3) | Internal Switch |  |  |  |  | 8V | [6 empty] | 5960 | https://www.unikeyic.com/media/datasheet/91/50/1335/91/2b3f8b9d5083f01b3f7af5b7449d4381.pdf | https://www.unikeyic.com/products/surge-suppressors/tpd6s300arukr/1116471.html
TPD6S300RUKR | Texas Instruments | 1: 0.4814 10: 0.4531 50: 0.4376 100: 0.4141 | 600mA 600mA WFQFN-20(EP) SMD mount 750μm(height) |  | USB OTG |  | TPD6S300 | [20 empty] | 2 (1 Year) |  | Surface Mount | 2 | [6 empty] | 20-WFQFN Exposed Pad | [6 empty] | 6566105 |  |  |  |  | - |  | 20-WQFN (3x3) | Internal Switch |  |  |  |  | 8V |  |  |  | 3.3V |  |  |  | https://www.unikeyic.com/media/datasheet/91/50/1335/91/2b3f8b9d5083f01b3f7af5b7449d4381.pdf | https://www.unikeyic.com/products/surge-suppressors/tpd6s300rukr/478542.html
TPD7S019-15DBQR | Texas Instruments | 5: 0.34 50: 0.2754 150: 0.2477 500: 0.2131 | 5.5V 1μA SSOP-16 SMD mount 5mm*3.9mm*1.5mm |  | DVI-I, VGA Ports |  | TPD7S019 | [20 empty] | 1 (Unlimited) |  | Surface Mount | 7 | [6 empty] | 16-SSOP (0.154", 3.90mm Width) | [6 empty] | 2338404 |  |  |  |  | - |  | 16-SSOP | Mixed Technology |  |  |  |  | - | [7 empty] | https://www.unikeyic.com/media/datasheet/26/91/1193/26/4331e48e9b20ba47eb0f755af146956e.pdf | https://www.unikeyic.com/products/surge-suppressors/tpd7s019-15dbqr/1330416.html
TPD8S300ARUKR | Texas Instruments | 10: 0.7798 100: 0.7498 500: 0.7318 1,000: 0.7078 5,000: 0.6898 | USB Port Protector |  | - |  | TPD8S300 | [20 empty] | 2 (1 Year) |  | Surface Mount | 2 | [6 empty] | 20-WFQFN Exposed Pad | [6 empty] | 9477605 |  |  |  |  | - |  | 20-WQFN (3x3) | Internal Switch |  |  |  |  | 8V | [6 empty] | 5980 | https://www.unikeyic.com/media/datasheet/da/1f/18e4/da/1a799520ec5d3ef805d9c8dfbd761ddc.pdf | https://www.unikeyic.com/products/surge-suppressors/tpd8s300arukr/12214944.html
TPD8S300RUKR | Texas Instruments | 1: 0.5607 10: 0.5277 50: 0.5097 100: 0.4823 | 600mA WFQFN-20(EP) SMD mount 750μm(height) |  | USB OTG |  | TPD8S300 | [20 empty] | 2 (1 Year) |  | Surface Mount | 2 | [6 empty] | 20-WFQFN Exposed Pad | [6 empty] | 6566025 |  |  |  |  | - |  | 20-WQFN (3x3) | Internal Switch |  |  |  |  | 8V |  |  |  | 3.3V |  |  |  | https://www.unikeyic.com/media/datasheet/0f/a3/b424/0f/2d554972076663943c6d17f9492124de.pdf | https://www.unikeyic.com/products/surge-suppressors/tpd8s300rukr/12291726.html
TPS16415DRCR | Texas Instruments | 1+: 2.6335 10+: 1.955 25+: 1.705 100+: 1.5012 250+: 1.4472 500+: 1.404 3,000+: 1.2528 6,000+: 1.2204 | [62 empty] | 1175 |  | https://www.unikeyic.com/products/surge-suppressors/tps16415drcr/701469928.html
TPS16416DRCR | Texas Instruments | 1+: 1.5487 10+: 1.449 30+: 1.1461 100+: 1.1261 500+: 1.0644 1,000+: 0.9966 | [62 empty] | 2708 | https://www.unikeyic.com/media/datasheet/7e/38/8da4/7e388da4cdc025bb01eca7afa0e7b972.pdf | https://www.unikeyic.com/products/surge-suppressors/tps16416drcr/701397406.html
TRAVELCUBE | Tripp Lite | 1+: 23.644 5+: 22.0681 10+: 21.4218 25+: 20.5967 50+: 19.9937 100+: 19.4082 250+: 18.6606 500+: 18.1143 | SURGE SUP 1OUT W/RJ11 DIRECTPLUG | [61 empty] | 50 | https://www.unikeyic.com/media/datasheet/4e/c7/85c5/4e/dd55b9213f01395f9d5f7e115cb1cb4c.pdf | https://www.unikeyic.com/products/surge-suppressors/travelcube/15704820.html
TSJ-10GBE-LC | L-com | 1: 172.0858 5: 168.9569 10: 168.9569 25: 168.9569 50: 168.9569 100: 168.9569 | DATA SURGE PROTECTOR, 10GBPS, DIN RAIL; No. of Poles:-; Peak Surge Current:-; Continuing Operating Voltage Max:-; Suppressor Mounting:DIN Rail; Product Range:- 57AK7153 | [8 empty] | - | [30 empty] | - | [11 empty] | - | [9 empty] | 1 | https://www.unikeyic.com/media/about_us/Unikey_ISO_9001_Certification.pdf | https://www.unikeyic.com/products/surge-suppressors/tsj-10gbe-lc/25906992.html
TSJ-10GBEPOE-LC | L-com | 1: 189.3392 5: 185.8966 10: 185.8966 25: 185.8966 50: 185.8966 100: 185.8966 | DATA SURGE PROTECTOR, 10GBPS, DIN RAIL; No. of Poles:-; Peak Surge Current:-; Continuing Operating Voltage Max:60VDC; Suppressor Mounting:DIN Rail; Product Range:- 57AK7154 | [8 empty] | - | [30 empty] | - | [11 empty] | - | [9 empty] | 2 | https://www.unikeyic.com/media/about_us/Unikey_ISO_9001_Certification.pdf | https://www.unikeyic.com/products/surge-suppressors/tsj-10gbepoe-lc/3670439.html
TSJ-5GBE-LC | L-com | 1: 156.3475 5: 153.5048 10: 153.5048 25: 153.5048 50: 153.5048 100: 153.5048 | DATA SURGE PROTECTOR, 5GBPS, DIN RAIL; No. of Poles:-; Peak Surge Current:-; Continuing Operating Voltage Max:-; Suppressor Mounting:DIN Rail; Product Range:- 57AK7155 | [8 empty] | - | [30 empty] | - | [11 empty] | - | [9 empty] | 1 | https://www.unikeyic.com/media/about_us/Unikey_ISO_9001_Certification.pdf | https://www.unikeyic.com/products/surge-suppressors/tsj-5gbe-lc/5637558.html
TVS0500DRVR | Texas Instruments | 1: 0.4949 10: 0.4054 100: 0.3717 500: 0.333 1,000: 0.2756 | 5V WDFN-6(EP) SMD mount 800μm(height) |  | General Purpose |  | TVS0500 | [20 empty] | 1 (Unlimited) |  | Surface Mount | 1 | [6 empty] | 6-WDFN Exposed Pad | [6 empty] | 8538263 |  |  |  |  | - |  | 6-WSON (2x2) | Internal Switch |  |  |  |  | 5V | [7 empty] | https://www.unikeyic.com/media/datasheet/53/e4/ff09/41/c96b239299a4aa87bf6f8ada7c1ed790.pdf | https://www.unikeyic.com/products/surge-suppressors/tvs0500drvr/1293716.html
TVS1400DRVR | Texas Instruments | 5: 0.4432 50: 0.3493 150: 0.3079 500: 0.2462 | 14V WDFN-6(EP) SMD mount 800μm(height) |  | General Purpose |  | TVS1400 | [20 empty] | 1 (Unlimited) |  | Surface Mount | 1 | [6 empty] | 6-WDFN Exposed Pad | [6 empty] | 8566097 |  |  |  |  | - |  | 6-WSON (2x2) | Internal Switch |  |  |  |  | 14V | [7 empty] | https://www.unikeyic.com/media/datasheet/ec/d1/26d2/ec/50b10676c0dd728a304fa9a6452a3127.pdf | https://www.unikeyic.com/products/surge-suppressors/tvs1400drvr/12482283.html
TVS1401DRBR | Texas Instruments | 3,000: 0.4195 9,000: 0.4027 15,000: 0.3893 18,000: 0.3758 | TVS Diode Single Bi-Dir 14V 600W 8-Pin VSON EP T/R |  | - |  | TVS1401 | [20 empty] | 2 (1 Year) |  | Surface Mount | 2 | [6 empty] | 8-VDFN Exposed Pad | [6 empty] | 10820287 |  |  |  |  | - |  | 8-SON (3x3) | Internal Switch |  |  |  |  | 14V | [6 empty] | 6000 | https://www.unikeyic.com/media/datasheet/b7/b4/3daf/b7b43dafe313f5f60995557a0d0e47b7.pdf | https://www.unikeyic.com/products/surge-suppressors/tvs1401drbr/1272739.html
TVS1800DRVR | Texas Instruments | 1+: 0.3774 100+: 0.3022 750+: 0.2698 1,500+: 0.2544 3,000+: 0.2425 18,000+: 0.2408 39,000+: 0.2391 | 18V WDFN-6(EP) SMD, 750μm H | [61 empty] | 2475 | https://www.unikeyic.com/media/datasheet/6c/a1/610f/6ca1610f4545e7d4eb01347c2b7d3632.pdf | https://www.unikeyic.com/products/surge-suppressors/tvs1800drvr/1055025.html
TVS1801DRBR | Texas Instruments | 1+: 0.5037 100+: 0.403 750+: 0.3603 1,500+: 0.3398 3,000+: 0.3227 | TVS Diode Single Bi-Dir 18V 825W 8-Pin VSON EP T/R | [61 empty] | 998 | https://www.unikeyic.com/media/datasheet/b1/ea/d304/b1ead30487feb2bce9fe4c05ab70a973.pdf | https://www.unikeyic.com/products/surge-suppressors/tvs1801drbr/12416305.html
TVS2200DRVR | Texas Instruments | 1: 0.278 10: 0.2218 30: 0.1702 100: 0.1601 3,000: 0.1513 6,000: 0.1455 | 22V WDFN-6(EP) SMD mount 2mm(Length) |  | General Purpose |  | TVS2200 | [20 empty] | 1 (Unlimited) |  | Surface Mount | 1 | [6 empty] | 6-WDFN Exposed Pad | [6 empty] | 8567233 |  |  |  |  | - |  | 6-WSON (2x2) | Internal Switch |  |  |  |  | 22V | [7 empty] | https://www.unikeyic.com/media/datasheet/53/e4/ff09/79/75ec16daee6a71eb304838727831b9cc.pdf | https://www.unikeyic.com/products/surge-suppressors/tvs2200drvr/540521.html
TVS2201DRBR | Texas Instruments | 25: 0.5599 100: 0.491 250: 0.4581 500: 0.4383 1,000: 0.4219 | TVS Diode Single Bi-Dir 22V 850W 8-Pin VSON EP T/R |  | - |  | TVS2201 | [20 empty] | 2 (1 Year) |  | Surface Mount | 2 | [6 empty] | 8-VDFN Exposed Pad | [6 empty] | 10820251 |  |  |  |  | - |  | 8-SON (3x3) | Internal Switch |  |  |  |  | 22V |  |  |  | - |  |  | 2935 | https://www.unikeyic.com/media/datasheet/ae/ac/e000/aeace000a306c50efb717dbf91405df5.pdf | https://www.unikeyic.com/products/surge-suppressors/tvs2201drbr/1368968.html
TVS2700DRVR | Texas Instruments | 1: 0.5408 10: 0.4339 30: 0.3796 100: 0.3353 500: 0.3235 1,000: 0.3161 | 27V WDFN-6(EP) SMD mount 800μm(height) |  | General Purpose |  | TVS2700 | [20 empty] | 1 (Unlimited) |  | Surface Mount | 1 | [6 empty] | 6-WDFN Exposed Pad | [6 empty] | 8567234 |  |  |  |  | - |  | 6-WSON (2x2) | Internal Switch |  |  |  |  | 27V | [7 empty] | https://www.unikeyic.com/media/datasheet/18/a7/013a/18/b16cbf824b8886cac1e183003367de80.pdf | https://www.unikeyic.com/products/surge-suppressors/tvs2700drvr/12376418.html
TVS2701DRBR | Texas Instruments | 10+: 0.4918 500+: 0.4729 1,000+: 0.454 3,000+: 0.4351 | MOSFET 27V 27A VDFN-8(EP) SMD 3mm(L) × 1mm(H) | [61 empty] | 6522 | https://www.unikeyic.com/media/datasheet/9e/9b/4137/9e9b4137c68d09dfa32f205495645563.pdf | https://www.unikeyic.com/products/surge-suppressors/tvs2701drbr/12033176.html
TVS3300DRVR | Texas Instruments | 1: 0.6175 10: 0.5221 100: 0.4848 500: 0.4405 1,000: 0.3725 | 33V 35A WDFN-6(EP) SMD mount 800μm(height) |  | General Purpose |  | TVS3300 | [20 empty] | 1 (Unlimited) |  | Surface Mount | 1 | [6 empty] | 6-WDFN Exposed Pad | [6 empty] | 7044059 |  |  |  |  | - |  | 6-WSON (2x2) | Internal Switch |  |  |  |  | 33V | [7 empty] | https://www.unikeyic.com/media/datasheet/b3/ad/8959/b3/d05c08ea797425c5f4b522d2040efcea.pdf | https://www.unikeyic.com/products/surge-suppressors/tvs3300drvr/11777888.html
TVS3300YZFR | Texas Instruments | 1: 0.7743 10: 0.6274 30: 0.5512 100: 0.4765 500: 0.4187 1,000: 0.3971 | 33V DSBGA，UFBGA-4 SMD mount 280μm(height) |  | General Purpose |  | TVS3300 | [20 empty] | 1 (Unlimited) |  | Surface Mount | 1 | [6 empty] | 4-UFBGA, DSBGA | [6 empty] | 7653245 |  |  |  |  | - |  | 4-DSBGA | Internal Switch |  |  |  |  | 33V | [7 empty] | https://www.unikeyic.com/media/datasheet/b3/ad/8959/b3/d05c08ea797425c5f4b522d2040efcea.pdf | https://www.unikeyic.com/products/surge-suppressors/tvs3300yzfr/871307.html
UCLAMP02121ZA.F | SEMTECH | 15,000+: 0.0902 45,000+: 0.0795 | 2.1V 15A 0.08R ESD SLP0603P2X3L | [61 empty] | 15600 |  | https://www.unikeyic.com/products/surge-suppressors/uclamp02121za-f/11212976.html
UCLAMP0831ZVTFT | SEMTECH | 15,000: 0.1502 30,000: 0.1397 45,000: 0.1344 75,000: 0.1284 | UCLAMP, 1-LINE 7.9V TVS SLP1006P | [8 empty] | - | [30 empty] | - | [5 empty] | Tape and reel packaging | [5 empty] | - | [9 empty] | 15000 | https://www.unikeyic.com/media/about_us/Unikey_ISO_9001_Certification.pdf | https://www.unikeyic.com/products/surge-suppressors/uclamp0831zvtft/371983085.html
UCLAMP1281ZVTFT | SEMTECH | 10: 0.8068 50: 0.597 100: 0.5291 500: 0.4095 | UCLAMP, 1-LINE 12V TVS SLP1006P2 | [24 empty] | 1 (Unlimited) | [16 empty] | 20370743 |  |  |  |  | - | [14 empty] | 15000 | https://www.unikeyic.com/media/about_us/Unikey_ISO_9001_Certification.pdf | https://www.unikeyic.com/products/surge-suppressors/uclamp1281zvtft/22804484.html
UL101BC | Wiremold | 1: 46.9409 | 110V(AC)~126V(AC) 15A wall mount，Bracket mounting | [8 empty] | 15A | [16 empty] | wall mount, Bracket mounting | [11 empty] | On sale |  | - |  |  | Non-compliant |  |  | boxed | [5 empty] | 110V(AC)~126V(AC) | [8 empty] | UL101BC Wiremold | 24 | https://www.unikeyic.com/media/datasheet/79/b5/9737/79/d48cf6599e3c0415b1072070d79a4b22.pdf | https://www.unikeyic.com/products/surge-suppressors/ul101bc/15168181.html
UL603CB-6 | Tripp Lite | 1: 55.946 5: 51.2568 10: 49.7664 25: 47.844 50: 46.44 100: 45.09 | 15A Wall Mount | [8 empty] | 15A | [16 empty] | wall mount | [11 empty] | On sale |  | - |  |  | Non-compliant |  |  | bulk | [5 empty] | - | [8 empty] | UL603CB-6 Tripp Lite | 41 | https://www.unikeyic.com/media/datasheet/5a/ea/e8ab/ef/5ae0a2cefab5c9696fc5adfbbd02a0c7.pdf | https://www.unikeyic.com/products/surge-suppressors/ul603cb-6/717013.html
UL620-15 | Tripp Lite | 1: 163.6956 5: 152.7811 10: 148.3078 25: 142.5954 50: 138.4201 | 20A wall mount | [8 empty] | 20A | [16 empty] | wall mount | [11 empty] | On sale |  | - |  |  | Compliant |  |  | bulk | [5 empty] | - | [8 empty] | UL620-15 Tripp Lite | 53 | https://www.unikeyic.com/media/datasheet/5a/ea/e8ab/3c/6378122da50131c15c83fe072864a587.pdf | https://www.unikeyic.com/products/surge-suppressors/ul620-15/12754830.html
UP3B-75 | Illinois Tool Works | 25+: 48.6 | 66 BLOCK SURGE PROTECTOR | [61 empty] | 25 | https://www.unikeyic.com/media/datasheet/40/f0/b2ef/40f0b2ef4d326653da6d6b6fbb486422.pdf | https://www.unikeyic.com/products/surge-suppressors/up3b-75/1038426.html
VAL-MS 1000DC-PV-ST | PHOENIX CONTACT | 1: 76.7373 10: 69.0588 100: 63.7056 | Type2 surge protection plug | [8 empty] | - | [13 empty] | 17.5mm(Length)*55.3mm(height) |  |  | base mount |  |  |  | -40℃~80℃ | [9 empty] | - | [11 empty] | - | [9 empty] | 3 | https://www.unikeyic.com/media/about_us/Unikey_ISO_9001_Certification.pdf | https://www.unikeyic.com/products/surge-suppressors/val-ms-1000dc-pv-st/871043496.html
VAL-MS 320 ST | PHOENIX CONTACT | 10: 77.9751 | 320 VAC base mount 17.5mm(Length)*55.3mm(height) | [8 empty] | - | [13 empty] | 17.5mm(Length)*55.3mm(height) |  |  | base mount |  |  |  | -40℃~80℃ | [9 empty] | - | [11 empty] | 320 VAC | [9 empty] | 40 | https://www.unikeyic.com/media/about_us/Unikey_ISO_9001_Certification.pdf | https://www.unikeyic.com/products/surge-suppressors/val-ms-320-st/700451031.html
VAL-MS-60-ST | PHOENIX CONTACT | 10: 67.1851 | 75V(AC) base mount 17.5mm(Length)*55.3mm(height) | [8 empty] | - | [13 empty] | 17.5mm(Length)*55.3mm(height) |  |  | base mount |  |  |  | -40℃~80℃ | [9 empty] | - | [11 empty] | 75V(AC) | [9 empty] | 10 | https://www.unikeyic.com/media/about_us/Unikey_ISO_9001_Certification.pdf | https://www.unikeyic.com/products/surge-suppressors/val-ms-60-st/682195881.html
VAL-SPP-T2-275-1+1-UT-R | PHOENIX CONTACT |  | 305V(DC) DINRail installation | [8 empty] | - | [16 empty] | DIN rail mounting | [13 empty] | - | [11 empty] | 305V(DC) | [10 empty] | https://www.unikeyic.com/media/about_us/Unikey_ISO_9001_Certification.pdf | https://www.unikeyic.com/products/surge-suppressors/val-spp-t2-275-1-1-ut-r/999898940.html
VAL-SPP-T2-275-3+1-UT | PHOENIX CONTACT | 1: 399.4394 5: 399.4394 10: 399.4394 | 305V(DC) DINRail installation 96.6mm(height) | [8 empty] | - | [13 empty] | 96.6mm(height) |  |  | DIN rail mounting |  |  |  | -40℃~85℃ | [9 empty] | - | [11 empty] | 305V(DC) | [9 empty] | 2 | https://www.unikeyic.com/media/about_us/Unikey_ISO_9001_Certification.pdf | https://www.unikeyic.com/products/surge-suppressors/val-spp-t2-275-3-1-ut/999948237.html
VAL-SPP-T2-275-3+1-UT-R | PHOENIX CONTACT | 1: 406.385 5: 406.385 10: 406.385 | 305V(DC) DINRail installation 71.5mm(height) | [8 empty] | - | [13 empty] | 71.5mm(height) |  |  | DIN rail mounting |  |  |  | -40℃~85℃ | [9 empty] | - | [11 empty] | 305V(DC) | [9 empty] | 2 | https://www.unikeyic.com/media/about_us/Unikey_ISO_9001_Certification.pdf | https://www.unikeyic.com/products/surge-suppressors/val-spp-t2-275-3-1-ut-r/999944581.html
VC 280 2 | DEHN | 1: 57.7088 5: 55.5724 | Dehn Surge Protector, VC Series, Max Surge Current 5kA, Power Protector | [8 empty] | - | [13 empty] | 24mm*15mm*32mm |  |  | Through hole mounting |  |  |  | -25℃~40℃ | [9 empty] | - | [11 empty] | 280V(AC) | [8 empty] | VC 280 2 DEHN | 2 | https://www.unikeyic.com/media/datasheet/d3/b4/0e64/d3/e890c662c0c7e904519727828d7031a0.pdf | https://www.unikeyic.com/products/surge-suppressors/vc-280-2/1234838.html
VSU2W | Roxburgh EMC | 1: 19.8608 3: 19.0663 5: 17.7952 10: 17.4775 20: 17.4775 | Roxburgh EMC Surge suppressor device, VSU series, Maximum surge current0.04kA, | [8 empty] | - | [13 empty] | 150mm*40mm*40mm |  |  | threaded mounting |  |  |  | 40℃(max) | [9 empty] | - | [11 empty] | 275V | [8 empty] | VSU2W Roxburgh EMC | 194 | https://www.unikeyic.com/media/datasheet/66/56/a731/66/f96e4e3b94ce2ee99e075cd819fce47a.pdf | https://www.unikeyic.com/products/surge-suppressors/vsu2w/12588048.html
VSU4W | DELTRON | 1: 27.7362 5: 26.8491 10: 26.3994 | Deltron Surge suppressor device, VSU series, Maximum surge current0.0065kA, Voltage Suppression Group | [8 empty] | - | [13 empty] | 40mm*40mm*40mm |  |  | threaded mounting | [13 empty] | - | [11 empty] | 275V | [9 empty] | 4 | https://www.unikeyic.com/media/about_us/Unikey_ISO_9001_Certification.pdf | https://www.unikeyic.com/products/surge-suppressors/vsu4w/20057125.html
WS05-4R2PJ | WAYON | 3,000: 0.0321 9,000: 0.0315 15,000: 0.0307 | encapsulation:DFN2510-10L | [8 empty] | - | [24 empty] | DFN-2510-10L | [5 empty] | - | [11 empty] | - | [9 empty] | 9000 | https://www.unikeyic.com/media/about_us/Unikey_ISO_9001_Certification.pdf | https://www.unikeyic.com/products/surge-suppressors/ws05-4r2pj/683251607.html
X-NX20P0407UK | NXP Semiconductors | 1: 99.4175 5: 95.68 10: 91.9425 | [9 empty] | - | [30 empty] | - |  |  | Compliant |  |  | bulk | [5 empty] | - | [9 empty] | 100 | https://www.unikeyic.com/media/about_us/Unikey_ISO_9001_Certification.pdf | https://www.unikeyic.com/products/surge-suppressors/x-nx20p0407uk/687816631.html