## Solid-State Lighting (SSL) Conn
Part Number | Manufacturer | Price | Description | Accessory Type | Base Product Number | Color | Connector Type | Contact Finish | Contact Material | Current Rating (Amps) | Datasheet | Fastening Type | Features | For Use With / Related Products | Housing Color | Housing Material | Ingress Protection | Length/Width/Height | Material | Mating Cycles | Moisture Sensitivity Level (MSL) | Mounting Type | Mounting Type | Number of Positions | Operating Temperature | Operating Temperature | Packaging | Pitch | Product Status | Rid | RoHS | SPM | Series | Specifications | Style | Termination | Voltage Rating | Wire Gauge | Stock | Datasheet URL | Source URL
00-9176-002-022-806 | AVX | 1,000: 0.7074 2,000: 0.6736 3,000: 0.6546 5,000: 0.6315 7,000: 0.6167 10,000: 0.6013 | 2 POSITION 22 AWG STANDARD IDC C |  |  |  | Contact, IDC | Tin | Phosphor Bronze | 10A per Contact |  | - | - |  | Black | Polyamide (PA46), Nylon 4/6 |  |  |  | 3 | 3 (168 Hours) |  | Surface Mount | 2 |  | -40°C ~ 125°C |  | 0.157" (4.00mm) |  | 19234700 |  |  | 9176 |  | Board to Cable/Wire | Solder | 300 V | 22 AWG | 4343 | https://www.unikeyic.com/media/about_us/Unikey_ISO_9001_Certification.pdf | https://www.unikeyic.com/products/solid-state-lighting-ssl-connectors/00-9176-002-022-806/12787122.html
009159002502906 | AVX | 1,000: 0.8374 2,000: 0.7974 | Card Edge Connector SKT 2 POS 2mm Solder Straight SMD T/R |  |  |  | Receptacle | Gold | Copper Alloy | 2A per Contact |  | - | 0.80mm or 1.60mm Thick PCB, Cap Included |  | White | Polyamide (PA4T), Nylon 4T, Glass Filled, Halogen Free | - |  |  | 10 | 3 (168 Hours) |  | Surface Mount, Bottom Entry, Through Board | 2 |  | -40°C ~ 120°C |  | 0.079" (2.00mm) |  |  |  |  | 9159 |  | Board to Board - Card Edge | Solder | 300V | - | 2722 | https://www.unikeyic.com/media/datasheet/83/73/5cf4/87/3f4208170e77ef4b12203b38931c3220.pdf | https://www.unikeyic.com/products/solid-state-lighting-ssl-connectors/009159002502906/2390025.html
009159002551906 | AVX | 900: 0.7688 1,800: 0.7321 2,700: 0.7115 4,500: 0.6863 6,300: 0.6702 9,000: 0.6536 | Card Edge Connector SKT 2 POS 2mm Solder Straight SMD T/R |  |  |  | Receptacle | Gold | Copper Alloy | 2A per Contact |  | - | 0.80mm or 1.60mm Thick PCB, Pick and Place Cap |  | White | Polyamide (PA4T), Nylon 4T, Glass Filled, Halogen Free | - |  |  | 10 | 3 (168 Hours) |  | Surface Mount | 2 |  | -40°C ~ 120°C |  | 0.079" (2.00mm) |  | 4490445 |  |  | 9159 |  | Board to Board - Card Edge | Solder | 300V | - | 15149 | https://www.unikeyic.com/media/datasheet/30/72/388d/30/7062cd5d908fef1e74eacc80e4e3f099.pdf | https://www.unikeyic.com/products/solid-state-lighting-ssl-connectors/009159002551906/34359699.html
009159003501906 | AVX | 3,000: 0.6283 5,000: 0.6061 7,000: 0.5919 10,000: 0.5772 | CONN SSL RCPT 3POS 2MM SOLDER |  |  |  | Receptacle | Gold | Copper Alloy | 2A per Contact |  | - | 0.80mm or 1.60mm Thick PCB |  | White | Polyamide (PA4T), Nylon 4T, Glass Filled, Halogen Free | - |  |  | 10 | 3 (168 Hours) |  | Surface Mount, Bottom Entry, Through Board | 3 |  | -40°C ~ 120°C |  | 0.079" (2.00mm) |  | 16636539 |  |  | 9159 |  | Board to Board - Card Edge | Solder | 300V | - | 5203 | https://www.unikeyic.com/media/datasheet/83/73/5cf4/87/3f4208170e77ef4b12203b38931c3220.pdf | https://www.unikeyic.com/products/solid-state-lighting-ssl-connectors/009159003501906/17457486.html
009159003551906 | AVX | 900: 0.853 1,800: 0.8122 2,700: 0.7893 4,500: 0.7614 6,300: 0.7436 9,000: 0.7251 | Conn Card Edge SKT 3 POS 2mm Solder ST SMD T/R |  |  |  | Receptacle | Gold | Copper Alloy | 2A per Contact |  | - | 0.80mm or 1.60mm Thick PCB, Pick and Place Cap |  | White | Polyamide (PA4T), Nylon 4T, Glass Filled, Halogen Free | - |  |  | 10 | 3 (168 Hours) |  | Surface Mount | 3 |  | -40°C ~ 120°C |  | 0.079" (2.00mm) |  |  |  |  | 9159 |  | Board to Board - Card Edge | Solder | 300V | - | 5133 | https://www.unikeyic.com/media/datasheet/30/72/388d/30/7062cd5d908fef1e74eacc80e4e3f099.pdf | https://www.unikeyic.com/products/solid-state-lighting-ssl-connectors/009159003551906/9026993.html
009159004001906 | AVX | 1: 1.8445 10: 1.5703 25: 1.2312 50: 1.1725 100: 1.1165 250: 1.0465 | 4 POSITION STANDARD CARD EDGE CO | [18 empty] | wire mounting, free hanging, Through hole mounting |  |  | -40℃~125℃ | [5 empty] | Compliant | Tape and reel packaging | [6 empty] | 714 | https://www.unikeyic.com/media/about_us/Unikey_ISO_9001_Certification.pdf | https://www.unikeyic.com/products/solid-state-lighting-ssl-connectors/009159004001906/29434553.html
009159004061916 | AVX | 10: 1.2221 50: 1.0578 100: 0.9052 250: 0.8377 500: 0.7886 1,500: 0.7311 | Conn Card Edge F 4 POS ST Bag |  |  |  | Adapter, Bridge | Tin | Copper Alloy | 3A |  | - | 1.60mm Thick PCB, Open Ended |  | White | Polyamide (PA46), Nylon 4/6 | - |  |  | 5 | 1 (Unlimited) |  | Free Hanging (In-Line) | 4 |  | -40°C ~ 125°C | Bulk | 0.079" (2.00mm) |  |  |  |  | 9159 |  | Board to Board | - | 300V | - | 2321 | https://www.unikeyic.com/media/datasheet/66/96/306f/66/fca771f1dce21f63f9b12871869ad2db.pdf | https://www.unikeyic.com/products/solid-state-lighting-ssl-connectors/009159004061916/11752723.html
009159004501906 | AVX | 1,000: 0.7727 2,000: 0.7358 3,000: 0.7151 5,000: 0.6898 7,000: 0.6736 10,000: 0.6569 | Conn Card Edge SKT 4 POS 2mm Solder ST SMD T/R |  |  |  | Receptacle | Gold | Copper Alloy | 2A per Contact |  | - | 0.80mm or 1.60mm Thick PCB |  | White | Polyamide (PA4T), Nylon 4T, Glass Filled, Halogen Free | - |  |  | 10 | 3 (168 Hours) |  | Surface Mount, Bottom Entry, Through Board | 4 |  | -40°C ~ 120°C | Tape & Reel (TR)Cut Tape (CT) | 0.079" (2.00mm) |  | 3721596 |  |  | 9159 |  | Board to Board - Card Edge | Solder | 125V | - | 3160 | https://www.unikeyic.com/media/datasheet/83/73/5cf4/87/3f4208170e77ef4b12203b38931c3220.pdf | https://www.unikeyic.com/products/solid-state-lighting-ssl-connectors/009159004501906/4651729.html
009159004502906 | AVX | 1,000: 1.0199 2,000: 0.9712 | Hi-Q High RF Power MLC SMD Capacitor |  |  |  | Adapter, Bridge | Tin | Copper Alloy | 3A per Contact |  | - | - |  | White | Polyamide (PA46), Nylon 4/6 | - |  |  | 5 | 3 (168 Hours) |  | Surface Mount | 4 |  | -40°C ~ 125°C |  | 0.079" (2.00mm) |  | 11308127 |  |  | 9159 |  | Board to Board - Card Edge | - | 300V | - | 2762 | https://www.unikeyic.com/media/datasheet/e3/e5/e189/e3/1630cf6d3763a23f6ee4fd86fa48ee1d.pdf | https://www.unikeyic.com/products/solid-state-lighting-ssl-connectors/009159004502906/16033965.html
009159004701916 | AVX | 25: 1.1188 50: 1.0076 100: 0.8965 250: 0.8208 500: 0.7751 1,000: 0.7192 | CARD EDGE CONN, DUAL, 4POS, SMT; | [7 empty] | 009159004701916 AVX | [10 empty] | wire mounting, free hanging, Through hole mounting |  |  | -40℃~125℃ | [5 empty] | Compliant | bulk | [6 empty] | 1974 | https://www.unikeyic.com/media/datasheet/8a/e8/bbd9/8a/3e0e17bec99e45b1fdeb500f5ddaa742.pdf | https://www.unikeyic.com/products/solid-state-lighting-ssl-connectors/009159004701916/643969951.html
009159005501906 | AVX | 1,000: 0.865 2,000: 0.8237 | 5 Location Through-hole - 0.079" (2.00mm) welding |  |  |  | Receptacle | Gold | Copper Alloy | 2A per Contact |  | - | 0.80mm or 1.60mm Thick PCB |  | White | Polyamide (PA4T), Nylon 4T, Glass Filled, Halogen Free | - |  |  | 10 | 3 (168 Hours) |  | Surface Mount, Bottom Entry, Through Board | 5 |  | -40°C ~ 120°C |  | 0.079" (2.00mm) |  | 3721597 |  |  | 9159 |  | Board to Board - Card Edge | Solder | 125V | - | 2000 | https://www.unikeyic.com/media/datasheet/ac/e7/21d4/ace721d4997be30756910e7848f6f219.pdf | https://www.unikeyic.com/products/solid-state-lighting-ssl-connectors/009159005501906/11377940.html
009159005502906 | AVX | 1: 2.2953 10: 1.6296 25: 1.5275 50: 1.4543 100: 1.3847 250: 1.2979 500: 1.236 | CONN SSL RCP |  |  |  | Adapter, Bridge | Tin | Copper Alloy | 3A per Contact |  | - | - |  | White | Polyamide (PA46), Nylon 4/6 | - |  |  | 5 | 3 (168 Hours) |  | Surface Mount | 5 |  | -40°C ~ 125°C |  | 0.079" (2.00mm) |  |  |  |  | 9159 |  | Board to Board - Card Edge | - | 300V | - | 250 | https://www.unikeyic.com/media/datasheet/f2/19/9d1c/f2199d1cc23e797258712b4b3625f125.pdf | https://www.unikeyic.com/products/solid-state-lighting-ssl-connectors/009159005502906/692086.html
009159006061916 | AVX | 25: 0.9024 100: 0.8234 250: 0.7582 500: 0.7368 1,000: 0.7017 2,000: 0.6498 5,000: 0.6147 | KYOCERA AVX edge connector, BTBseries, 2line, 6road, 2mm Pitch, surface install, Common |  |  |  | Adapter, Bridge | Tin | Copper Alloy | 3A |  | - | 1.60mm Thick PCB, Open Ended |  | White | Polyamide (PA46), Nylon 4/6 | - |  |  | 5 | 1 (Unlimited) |  | Free Hanging (In-Line) | 6 |  | -40°C ~ 125°C | Bulk | 0.079" (2.00mm) |  |  |  |  | 9159 |  | Board to Board | - | 300V | - | 3224 | https://www.unikeyic.com/media/datasheet/fd/fa/76a4/fdfa76a41ba8f3bab0cf2597bd32ed42.pdf | https://www.unikeyic.com/products/solid-state-lighting-ssl-connectors/009159006061916/1174100.html
009159006551906 | AVX | 900: 1.1666 1,800: 1.111 2,700: 1.0796 4,500: 1.0414 6,300: 1.017 9,000: 0.9918 | Conn Card Edge SKT 6 POS 2mm Solder ST SMD T/R |  |  |  | Receptacle | Gold | Copper Alloy | 2A per Contact |  | - | 0.80mm or 1.60mm Thick PCB, Pick and Place Cap |  | White | Polyamide (PA4T), Nylon 4T, Glass Filled, Halogen Free | - |  |  | 10 | 3 (168 Hours) |  | Surface Mount | 6 |  | -40°C ~ 120°C |  | 0.079" (2.00mm) |  | 4490449 |  |  | 9159 |  | Board to Board - Card Edge | Solder | 300V | - | 12896 | https://www.unikeyic.com/media/datasheet/e4/4e/bea6/e4/7b7392f4643ddee1ad57ab4eb561d597.pdf | https://www.unikeyic.com/products/solid-state-lighting-ssl-connectors/009159006551906/5178230.html
009159006761916 | AVX | 10: 1.3413 100: 1.1 500: 0.9375 1,000: 0.8767 2,500: 0.86 | Linear Card Edge With Spring Contact | [7 empty] | 009159006761916 AVX | [10 empty] | wire mounting, free hanging, Through hole mounting |  |  | -40℃~125℃ | [5 empty] | Compliant | bulk | [6 empty] | 1880 | https://www.unikeyic.com/media/datasheet/8a/e8/bbd9/8a/3e0e17bec99e45b1fdeb500f5ddaa742.pdf | https://www.unikeyic.com/products/solid-state-lighting-ssl-connectors/009159006761916/681635800.html
009159008061916 | AVX | 1,000: 0.9127 3,000: 0.8446 | Conn Card Edge 8 POS Solder ST SMD Bag | [7 empty] | 009159008061916 AVX | [10 empty] | wire mounting, free hanging, Through hole mounting |  |  | -40℃~125℃ |  |  |  | On sale |  | Compliant | bulk | [6 empty] | 4780 | https://www.unikeyic.com/media/datasheet/66/96/306f/66/fca771f1dce21f63f9b12871869ad2db.pdf | https://www.unikeyic.com/products/solid-state-lighting-ssl-connectors/009159008061916/7144829.html
009159008701916 | AVX | 10: 1.5785 100: 1.3115 500: 1.0949 1,000: 1.0483 2,500: 1.0283 | Linear Card Edge With Spring Contact | [7 empty] | 009159008701916 AVX | [10 empty] | wire mounting, free hanging, Through hole mounting |  |  | -40℃~125℃ | [5 empty] | Compliant | bulk | [6 empty] | 1937 | https://www.unikeyic.com/media/datasheet/8a/e8/bbd9/8a/3e0e17bec99e45b1fdeb500f5ddaa742.pdf | https://www.unikeyic.com/products/solid-state-lighting-ssl-connectors/009159008701916/643969252.html
009159008761916 | AVX | 10: 1.452 100: 1.2769 250: 1.1526 500: 1.0566 1,000: 1.0001 2,000: 0.9063 | Linear Card Edge Connector With Spring Contact | [7 empty] | 009159008761916 AVX | [10 empty] | wire mounting, free hanging, Through hole mounting |  |  | -40℃~125℃ | [5 empty] | Compliant | bulk | [6 empty] | 1318 | https://www.unikeyic.com/media/datasheet/8a/e8/bbd9/8a/3e0e17bec99e45b1fdeb500f5ddaa742.pdf | https://www.unikeyic.com/products/solid-state-lighting-ssl-connectors/009159008761916/643969619.html
009159010061916 | AVX | 10: 1.9514 25: 1.858 50: 1.5369 100: 1.4351 500: 1.298 1,000: 1.225 2,500: 1.205 | KYOCERA AVX edge connector, BTBseries, 2line, 10road, 2mm Pitch, surface install, Common |  |  |  | Adapter, Bridge | Tin | Copper Alloy | 2.5A |  | - | 1.60mm Thick PCB, Open Ended |  | White | Polyamide (PA46), Nylon 4/6 | - |  |  | 5 | 1 (Unlimited) |  | Free Hanging (In-Line) | 10 |  | -40°C ~ 125°C | Bulk | 0.079" (2.00mm) |  |  |  |  | 9159 |  | Board to Board | - | 300V | - | 10245 | https://www.unikeyic.com/media/datasheet/fd/fa/76a4/fdfa76a41ba8f3bab0cf2597bd32ed42.pdf | https://www.unikeyic.com/products/solid-state-lighting-ssl-connectors/009159010061916/34389402.html
009159010761916 | AVX | 10: 1.755 100: 1.4588 500: 1.3014 1,000: 1.2217 2,500: 1.2183 | Linear Card Edge With Spring Contact | [7 empty] | 009159010761916 AVX | [10 empty] | wire mounting, free hanging, Through hole mounting |  |  | -40℃~125℃ | [5 empty] | Compliant | bulk | [6 empty] | 1654 | https://www.unikeyic.com/media/datasheet/8a/e8/bbd9/8a/3e0e17bec99e45b1fdeb500f5ddaa742.pdf | https://www.unikeyic.com/products/solid-state-lighting-ssl-connectors/009159010761916/643970541.html
009159012761916 | AVX | 10: 1.9575 100: 1.6263 500: 1.452 1,000: 1.3617 2,500: 1.335 | Linear Card Edge Connector with Spring Contact | [7 empty] | 009159012761916 AVX | [10 empty] | wire mounting, free hanging, Through hole mounting |  |  | -40℃~125℃ | [5 empty] | Compliant | bulk | [6 empty] | 1910 | https://www.unikeyic.com/media/datasheet/8a/e8/bbd9/8a/3e0e17bec99e45b1fdeb500f5ddaa742.pdf | https://www.unikeyic.com/products/solid-state-lighting-ssl-connectors/009159012761916/681658078.html
009175003001006 | AVX | 10: 1.1842 100: 0.9363 250: 0.8665 500: 0.8174 1,000: 0.74 2,500: 0.6917 | Conn IDC Connector SKT 3 POS 2.5mm Solder ST SMD Automotive Reel |  |  |  | Contact, IDC | Tin | Phosphor Bronze | 1A per Contact |  | - | Cap (Cover) |  | Black | Polyamide (PA46), Nylon 4/6 |  |  |  | 3 | 3 (168 Hours) |  | Surface Mount | 3 |  | -40°C ~ 125°C | Tape & Reel (TR)Cut Tape (CT) | 0.098" (2.50mm) |  |  |  |  | 9175 |  | Board to Cable/Wire | Solder | 125 V | 26-28 AWG | 3206 | https://www.unikeyic.com/media/datasheet/73/89/3d65/73/edb85fc729c43101823bde433340b1a1.pdf | https://www.unikeyic.com/products/solid-state-lighting-ssl-connectors/009175003001006/20707887.html
009176001600906 | AVX | 500: 0.4254 1,000: 0.405 1,500: 0.3936 2,500: 0.3797 3,500: 0.3708 5,000: 0.3615 | CONN SSL IDC CONTACT 18AWG SLDR |  |  |  | Contact, IDC | Tin | Phosphor Bronze | 9A |  | - | Cap (Cover) |  | White | Polyamide (PA), Nylon, Glass Filled |  |  |  | 3 | 3 (168 Hours) |  | Through Hole | 1 |  | -40°C ~ 125°C | Tape & Reel (TR)Cut Tape (CT) | - |  |  |  |  | 9176 |  | Board to Cable/Wire | Solder | 600 V | 18 AWG | 3197 | https://www.unikeyic.com/media/datasheet/83/73/5cf4/b1/223c1ede13fd33129577405765ea370c.pdf | https://www.unikeyic.com/products/solid-state-lighting-ssl-connectors/009176001600906/8232463.html
009176001651906 | AVX | 700: 0.4154 1,400: 0.3955 2,100: 0.3844 3,500: 0.3708 4,900: 0.3621 7,000: 0.3531 | CONN SSL IDC CONTACT 20AWG SLDR |  |  |  | Contact, IDC | Tin | Phosphor Bronze | 8A |  | - | Cap (Cover) |  | White | Polyamide (PA), Nylon, Glass Filled |  |  |  | 3 | 3 (168 Hours) |  | Surface Mount | 1 |  | -40°C ~ 125°C |  | - |  |  |  |  | 9176 |  | Board to Cable/Wire | Solder | 600 V | 20 AWG | 2557 | https://www.unikeyic.com/media/datasheet/f7/32/bd32/f7/a7db99deb4f5eff08e4ad975e6f2a4fa.pdf | https://www.unikeyic.com/products/solid-state-lighting-ssl-connectors/009176001651906/34623078.html
009176002001006 | AVX | 1,000: 0.8038 2,000: 0.7654 3,000: 0.7438 5,000: 0.7175 7,000: 0.7007 10,000: 0.6833 | IDC Connector F 2 POS 4mm Solder ST SMD Automotive T/R |  |  |  | Contact, IDC | Tin | Phosphor Bronze | 10A per Contact |  | - | Cap (Cover) |  | Black | Polyamide (PA46), Nylon 4/6 |  |  |  | 3 | 3 (168 Hours) |  | Surface Mount | 2 |  | -40°C ~ 125°C |  | 0.157" (4.00mm) |  | 2505916 |  |  | 9176 |  | Board to Cable/Wire | Solder | 250 V | 18 AWG | 8628 | https://www.unikeyic.com/media/datasheet/95/b1/caa5/95/407dc6858d4c1243c77eeff4d54a251d.pdf | https://www.unikeyic.com/products/solid-state-lighting-ssl-connectors/009176002001006/34336497.html
009176002011806 | AVX | 1,000: 0.7074 2,000: 0.6736 3,000: 0.6546 5,000: 0.6315 7,000: 0.6167 10,000: 0.6013 | 2 POSITION 20 AWG STANDARD IDC C | [7 empty] | 009176002011806 AVX | [19 empty] | Compliant | Tape and reel packaging | [6 empty] | 1108 | https://www.unikeyic.com/media/datasheet/b6/02/38d6/b6/dfe6272d35dff99d1a466431a3a3e1a6.pdf | https://www.unikeyic.com/products/solid-state-lighting-ssl-connectors/009176002011806/12044103.html
009176002022106 | AVX | 10: 1.2176 100: 0.964 250: 0.8851 500: 0.8428 1,000: 0.8017 2,500: 0.7517 | Conn IDC Connector F 2 POS 4mm Solder ST SMD Automotive |  |  |  | Contact, IDC | Tin | Phosphor Bronze | 10A per Contact |  | - | Cap (Cover) |  | White | Polyamide (PA46), Nylon 4/6 |  |  |  | 3 | 3 (168 Hours) |  | Surface Mount | 2 |  | -40°C ~ 125°C |  | 0.157" (4.00mm) |  |  |  |  | 9176 |  | Board to Cable/Wire | Solder | 250 V | 22 AWG | 1192 | https://www.unikeyic.com/media/datasheet/08/27/9983/08/d6c13a8d390b8bf64d435f22eac3565a.pdf | https://www.unikeyic.com/products/solid-state-lighting-ssl-connectors/009176002022106/2834615.html
009176002022906 | AVX | 1,000: 0.677 2,000: 0.6447 3,000: 0.6265 5,000: 0.6043 7,000: 0.5901 10,000: 0.5755 | 2 POSITION 22 AWG STANDARD IDC C |  |  |  | Contact, IDC | Tin | Phosphor Bronze | 10A per Contact |  | - | - |  | White | Polyamide (PA46), Nylon 4/6 |  |  |  | 3 | 3 (168 Hours) |  | Surface Mount | 2 |  | -40°C ~ 125°C |  | 0.157" (4.00mm) |  | 19234698 |  |  | 9176 |  | Board to Cable/Wire | Solder | 300 V | 22 AWG | 2278 | https://www.unikeyic.com/media/datasheet/b6/02/38d6/b6/dfe6272d35dff99d1a466431a3a3e1a6.pdf | https://www.unikeyic.com/products/solid-state-lighting-ssl-connectors/009176002022906/1394978.html
009176002032906 | AVX | 3,000: 0.655 5,000: 0.6318 7,000: 0.617 10,000: 0.6017 | Conn IDC Connector F 2 POS 4mm Solder ST SMD Automotive |  |  |  | Contact, IDC | Tin | Phosphor Bronze | 10A per Contact |  | - | - |  | White | Polyamide (PA46), Nylon 4/6 |  |  |  | 3 | 3 (168 Hours) |  | Surface Mount | 2 |  | -40°C ~ 125°C |  | 0.157" (4.00mm) |  |  |  |  | 9176 |  | Board to Cable/Wire | Solder | 300 V | 24 AWG | 3000 | https://www.unikeyic.com/media/datasheet/e4/4a/1b2d/e44a1b2de0bb8d7706954fe750e9bc7f.pdf | https://www.unikeyic.com/products/solid-state-lighting-ssl-connectors/009176002032906/548550.html
009176003001006 | AVX | 10: 1.3985 100: 1.1626 500: 1.0374 1,000: 0.9917 2,500: 0.93 | Conn IDC Connector F 3 POS 4mm Solder ST SMD Automotive |  |  |  | Contact, IDC | Tin | Phosphor Bronze | 10A per Contact |  | - | Cap (Cover) |  | Black | Polyamide (PA46), Nylon 4/6 |  |  |  | 3 | 3 (168 Hours) |  | Surface Mount | 3 |  | -40°C ~ 125°C |  | 0.157" (4.00mm) |  |  |  |  | 9176 |  | Board to Cable/Wire | Solder | 250 V | 18 AWG | 2880 | https://www.unikeyic.com/media/datasheet/e3/4a/1258/e3/8022f13ed260c9eb16c002ce249e8f00.pdf | https://www.unikeyic.com/products/solid-state-lighting-ssl-connectors/009176003001006/24487825.html
009176003011006 | AVX | 10: 1.1952 100: 0.9729 500: 0.8532 1,000: 0.8294 2,000: 0.7673 5,000: 0.7096 | Conn IDC Connector F 3 POS 4mm Solder ST SMD Automotive |  |  |  | Contact, IDC | Tin | Phosphor Bronze | 10A per Contact |  | - | Cap (Cover) |  | Black | Polyamide (PA46), Nylon 4/6 |  |  |  | 3 | 3 (168 Hours) |  | Surface Mount | 3 |  | -40°C ~ 125°C |  | 0.157" (4.00mm) |  | 1650840 |  |  | 9176 |  | Board to Cable/Wire | Solder | 250 V | 20 AWG | 3314 | https://www.unikeyic.com/media/datasheet/e3/4a/1258/e3/8022f13ed260c9eb16c002ce249e8f00.pdf | https://www.unikeyic.com/products/solid-state-lighting-ssl-connectors/009176003011006/9556746.html
009176003011806 | AVX | 1,000: 0.8805 2,000: 0.8384 3,000: 0.8148 5,000: 0.786 7,000: 0.7675 10,000: 0.7485 | 3 POSITION 20 AWG STANDARD IDC C | [18 empty] | SMD mount |  |  | -40℃~125℃ | [5 empty] | Compliant | Tape and reel packaging | [6 empty] | 3825 | https://www.unikeyic.com/media/about_us/Unikey_ISO_9001_Certification.pdf | https://www.unikeyic.com/products/solid-state-lighting-ssl-connectors/009176003011806/643968839.html
009176003022006 | AVX | 1,000: 1.0606 2,000: 1.01 3,000: 0.9815 5,000: 0.9468 7,000: 0.9246 10,000: 0.9017 | IDC Connector F 3 POS 4mm Solder Straight SMD Automotive |  |  |  | Contact, IDC | Tin | Phosphor Bronze | 10A per Contact |  | - | Cap (Cover) |  | Black | Polyamide (PA46), Nylon 4/6 |  |  |  | 3 | 3 (168 Hours) |  | Surface Mount | 3 |  | -40°C ~ 125°C |  | 0.157" (4.00mm) |  |  |  |  | 9176 |  | Board to Cable/Wire | Solder | 250 V | 22 AWG | 2000 | https://www.unikeyic.com/media/datasheet/95/b1/caa5/95/407dc6858d4c1243c77eeff4d54a251d.pdf | https://www.unikeyic.com/products/solid-state-lighting-ssl-connectors/009176003022006/17554561.html
009176003032006 | AVX | 25: 0.9936 100: 0.8499 500: 0.7955 1,000: 0.7673 2,000: 0.7277 5,000: 0.7096 | IDC Connector F 3 POS 4mm Solder ST SMD Automotive |  |  |  | Contact, IDC | Tin | Phosphor Bronze | 10A per Contact |  | - | Cap (Cover) |  | Black | Polyamide (PA46), Nylon 4/6 |  |  |  | 3 | 3 (168 Hours) |  | Surface Mount | 3 |  | -40°C ~ 125°C |  | 0.157" (4.00mm) |  | 1650881 |  |  | 9176 |  | Board to Cable/Wire | Solder | 250 V | 24 AWG | 1668 | https://www.unikeyic.com/media/datasheet/e3/4a/1258/e3/8022f13ed260c9eb16c002ce249e8f00.pdf | https://www.unikeyic.com/products/solid-state-lighting-ssl-connectors/009176003032006/22897315.html
009176003032106 | AVX | 1,000: 1.0006 2,000: 0.9528 3,000: 0.926 5,000: 0.8932 7,000: 0.8723 10,000: 0.8506 | Conn IDC Connector F 3 POS 4mm Solder ST SMD Automotive |  |  |  | Contact, IDC | Tin | Phosphor Bronze | 10A per Contact |  | - | - |  | White | Polyamide (PA46), Nylon 4/6 |  |  |  | 3 | 3 (168 Hours) |  | Surface Mount | 3 |  | -40°C ~ 125°C |  | 0.157" (4.00mm) |  |  |  |  | 9176 |  | Board to Cable/Wire | Solder | 300 V | 24 AWG | 1356 | https://www.unikeyic.com/media/datasheet/72/5e/c177/725ec17724e377c05c872c190916f58e.pdf | https://www.unikeyic.com/products/solid-state-lighting-ssl-connectors/009176003032106/25674810.html
009176003032906 | AVX | 1,000: 0.8421 2,000: 0.8019 3,000: 0.7793 5,000: 0.7517 7,000: 0.7341 10,000: 0.7159 | Conn IDC Connector F 3 POS 4mm Solder ST SMD Automotive |  |  |  | Contact, IDC | Tin | Phosphor Bronze | 10A per Contact |  | - | - |  | White | Polyamide (PA46), Nylon 4/6 |  |  |  | 3 | 3 (168 Hours) |  | Surface Mount | 3 |  | -40°C ~ 125°C |  | 0.157" (4.00mm) |  | 19234691 |  |  | 9176 |  | Board to Cable/Wire | Solder | 300 V | 24 AWG | 3181 | https://www.unikeyic.com/media/datasheet/fc/ce/3fdf/fc/9d149220eaaaadd244ff3e1e23f96992.pdf | https://www.unikeyic.com/products/solid-state-lighting-ssl-connectors/009176003032906/10145081.html
009177001022006 | AVX | 400: 1.5973 800: 1.5211 1,200: 1.4782 2,000: 1.4259 2,800: 1.3924 4,000: 1.3579 | Conn IDC Connector RCP 1 POS Solder ST SMD Automotive T/R |  |  |  | Contact, IDC | Tin | Phosphor Bronze | 15A per Contact |  | - | Cap (Cover) |  | Black | Polyamide (PA46), Nylon 4/6 |  |  |  | 3 | 3 (168 Hours) |  | Surface Mount | 1 |  | -40°C ~ 125°C |  | - |  | 1858882 |  |  | 9177 |  | Board to Cable/Wire | Solder | 600 V | 18 AWG | 458 | https://www.unikeyic.com/media/datasheet/e3/a0/00ec/e3/aa93a8b9c23aef035b1031529a145a59.pdf | https://www.unikeyic.com/products/solid-state-lighting-ssl-connectors/009177001022006/31382961.html
009177001022806 | AVX | 1: 2.2771 10: 1.6186 25: 1.5164 50: 1.444 100: 1.375 | 1 POSITON 18 AWG STANDARD IDC CO |  |  |  | Contact, IDC | Tin | Phosphor Bronze | 16A per Contact |  | - | - |  | Black | Polyamide (PA46), Nylon 4/6 |  |  |  | 3 | 3 (168 Hours) |  | Surface Mount | 1 |  | -40°C ~ 125°C |  | - |  | 19234697 |  |  | 9177 |  | Board to Cable/Wire | Solder | 600 V | 18 AWG | 373 | https://www.unikeyic.com/media/about_us/Unikey_ISO_9001_Certification.pdf | https://www.unikeyic.com/products/solid-state-lighting-ssl-connectors/009177001022806/643596752.html
009177002001006 | AVX | 400: 1.7432 800: 1.66 1,200: 1.6132 2,000: 1.5561 2,800: 1.5196 4,000: 1.4819 | CONN SSL IDC CONTACT 14AWG SLDR |  |  |  | Contact, IDC | Tin | Phosphor Bronze | 15A per Contact |  | - | Cap (Cover) |  | Black | Polyamide (PA46), Nylon 4/6 |  |  |  | 3 | 3 (168 Hours) |  | Surface Mount | 2 |  | -40°C ~ 125°C |  | 0.354" (9.00mm) |  | 1858884 |  |  | 9177 |  | Board to Cable/Wire | Solder | 600 V | 14 AWG | 1635 | https://www.unikeyic.com/media/datasheet/e3/a0/00ec/e3/aa93a8b9c23aef035b1031529a145a59.pdf | https://www.unikeyic.com/products/solid-state-lighting-ssl-connectors/009177002001006/30236489.html
009177002001806 | AVX | 1: 2.4773 10: 1.766 25: 1.6556 50: 1.5762 100: 1.5009 | Surface Mount Insulation Displacement Connectors |  |  |  | Contact, IDC | Tin | Phosphor Bronze | 16A per Contact |  | - | - |  | Black | Polyamide (PA46), Nylon 4/6 |  |  |  | 3 | 3 (168 Hours) |  | Surface Mount | 2 |  | -40°C ~ 125°C |  | 0.354" (9.00mm) |  | 19234695 |  |  | 9177 |  | Board to Cable/Wire | Solder | 600 V | 14 AWG | 336 | https://www.unikeyic.com/media/about_us/Unikey_ISO_9001_Certification.pdf | https://www.unikeyic.com/products/solid-state-lighting-ssl-connectors/009177002001806/643967829.html
009177002001906 | AVX | 400: 1.6262 800: 1.5485 1,200: 1.5049 | 14 AWG SSL 、IDC welding |  |  |  | Contact, IDC | Tin | Phosphor Bronze | 15A per Contact |  | - | - |  | White | Polyamide (PA46), Nylon 4/6 |  |  |  | 3 | 3 (168 Hours) |  | Surface Mount | 2 |  | -40°C ~ 125°C |  | 0.354" (9.00mm) |  |  |  |  | 9177 |  | Board to Cable/Wire | Solder | 600 V | 14 AWG | 1640 | https://www.unikeyic.com/media/datasheet/18/a4/23c7/18a423c7f075a94d2cfa148c935a1edb.pdf | https://www.unikeyic.com/products/solid-state-lighting-ssl-connectors/009177002001906/23388401.html
009177002012006 | AVX | 400: 1.7432 800: 1.66 1,200: 1.6132 2,000: 1.5561 2,800: 1.5196 4,000: 1.4819 | 16 AWG SSL 、IDC welding |  |  |  | Contact, IDC | Tin | Phosphor Bronze | 15A per Contact |  | - | Cap (Cover) |  | Black | Polyamide (PA46), Nylon 4/6 |  |  |  | 3 | 3 (168 Hours) |  | Surface Mount | 2 |  | -40°C ~ 125°C |  | 0.354" (9.00mm) |  | 1858828 |  |  | 9177 |  | Board to Cable/Wire | Solder | 600 V | 16 AWG | 3029 | https://www.unikeyic.com/media/datasheet/e3/a0/00ec/e3/aa93a8b9c23aef035b1031529a145a59.pdf | https://www.unikeyic.com/products/solid-state-lighting-ssl-connectors/009177002012006/28704212.html
009177002022006 | AVX | 400: 1.8478 800: 1.7596 1,200: 1.71 2,000: 1.6495 2,800: 1.6108 4,000: 1.5708 | Conn IDC Connector RCP 2 POS 9mm Solder ST SMD Automotive T/R |  |  |  | Contact, IDC | Tin | Phosphor Bronze | 15A per Contact |  | - | Cap (Cover) |  | Black | Polyamide (PA46), Nylon 4/6 |  |  |  | 3 | 3 (168 Hours) |  | Surface Mount | 2 |  | -40°C ~ 125°C |  | 0.354" (9.00mm) |  | 1858886 |  |  | 9177 |  | Board to Cable/Wire | Solder | 600 V | 18 AWG | 1650 | https://www.unikeyic.com/media/datasheet/e3/a0/00ec/e3/aa93a8b9c23aef035b1031529a145a59.pdf | https://www.unikeyic.com/products/solid-state-lighting-ssl-connectors/009177002022006/30027758.html
009177002022806 | AVX | 400: 1.5341 800: 1.4609 1,200: 1.4197 2,000: 1.3694 2,800: 1.3373 4,000: 1.3041 | 2 POSITION 18 AWG STANDARD IDC C | [18 empty] | SMD mount |  |  | -40℃~125℃ | [5 empty] | Compliant | Tape and reel packaging | [6 empty] | 1600 | https://www.unikeyic.com/media/about_us/Unikey_ISO_9001_Certification.pdf | https://www.unikeyic.com/products/solid-state-lighting-ssl-connectors/009177002022806/644045992.html
009177002033006 | AVX | 1: 3.175 10: 2.2629 100: 1.9225 | CONN SSL IDC CONTACT 20AWG SLDR |  |  |  | Contact, IDC | Tin | Phosphor Bronze | 15A per Contact |  | - | Cap (Cover) |  | Black | Polyamide (PA46), Nylon 4/6 |  |  |  | 3 | 3 (168 Hours) |  | Surface Mount | 2 |  | -40°C ~ 125°C |  | 0.354" (9.00mm) |  |  |  |  | 9177 |  | Board to Cable/Wire | Solder | 600 V | 20 AWG | 337 | https://www.unikeyic.com/media/datasheet/e3/a0/00ec/e3/aa93a8b9c23aef035b1031529a145a59.pdf | https://www.unikeyic.com/products/solid-state-lighting-ssl-connectors/009177002033006/17270522.html
009177003022006 | AVX | 400: 2.0645 800: 1.9659 1,200: 1.9105 | CONN SSL IDC CONTACT 18AWG SLDR |  |  |  | Contact, IDC | Tin | Phosphor Bronze | 15A per Contact |  | - | Cap (Cover) |  | Black | Polyamide (PA46), Nylon 4/6 |  |  |  | 3 | 3 (168 Hours) |  | Surface Mount | 3 |  | -40°C ~ 125°C |  | 0.354" (9.00mm) |  | 1858833 |  |  | 9177 |  | Board to Cable/Wire | Solder | 600 V | 18 AWG | 765 | https://www.unikeyic.com/media/datasheet/18/a4/23c7/18a423c7f075a94d2cfa148c935a1edb.pdf | https://www.unikeyic.com/products/solid-state-lighting-ssl-connectors/009177003022006/3220117.html
01P-LEBSS-TF (LF)(SN) | JST | 24,000: 0.1474 | Conn Wire to Board PL 1 POS Solder RA SMD T/R |  | 01P-LEBS |  | Plug | Tin | Copper Alloy | 3A |  | - | Solder Retention |  | White | Polyamide (PA9T), Nylon 9T | - |  |  | - | 1 (Unlimited) |  | Surface Mount, Right Angle | 1 |  | -55°C ~ 105°C |  | - |  |  |  |  | LEB |  | Board to Board | Solder | 300V | - | 240000 | https://www.unikeyic.com/media/datasheet/61/3f/6f1e/61/ed66302f29e5f03c3a5ff28ccf0ea4f9.pdf | https://www.unikeyic.com/products/solid-state-lighting-ssl-connectors/01p-lebss-tf-lf-sn/26237926.html
01P-MWPV-SSR | JST | 10: 0.8603 | Conn Housing PL 1 POS Crimp ST Cable Mount Box | [7 empty] | 01P-MWPV-SSR JST | [10 empty] | wire mounting |  |  | -40℃~105℃ |  |  |  | On sale |  | Compliant | Bagged | [6 empty] | 40 | https://www.unikeyic.com/media/datasheet/dd/a2/74cb/dd/ffe06ccb492e07f41de4f9c1afe3a63e.pdf | https://www.unikeyic.com/products/solid-state-lighting-ssl-connectors/01p-mwpv-ssr/16428100.html
01P-WPKH-KN | JST | 20: 0.9102 100: 0.3827 | [8 empty] | 01P-WPKH-KN JST | [27 empty] | 1970 | https://www.unikeyic.com/media/datasheet/91/4e/4dac/91/803fd66b7a3db75684bfd3baedf98389.pdf | https://www.unikeyic.com/products/solid-state-lighting-ssl-connectors/01p-wpkh-kn/11883476.html
01R-LEBSS-TB (LF)(SN) | JST | 24,000: 0.1258 | Conn Wire to Board RCP 1 POS Solder RA SMD T/R |  | 01R-LEBS |  | Receptacle | Tin | Copper Alloy | 3A |  | - | Solder Retention |  | White | Polyamide (PA9T), Nylon 9T | - |  |  | - | 1 (Unlimited) |  | Surface Mount, Right Angle | 1 |  | -55°C ~ 105°C |  | - |  | 2641566 |  |  | LEB |  | Board to Board or Cable | Solder | 300V | - | 240000 | https://www.unikeyic.com/media/datasheet/61/3f/6f1e/61/ed66302f29e5f03c3a5ff28ccf0ea4f9.pdf | https://www.unikeyic.com/products/solid-state-lighting-ssl-connectors/01r-lebss-tb-lf-sn/6822873.html
02P-LEBSS-TF (LF)(SN) | JST | 1: 0.4512 10: 0.3874 30: 0.3112 100: 0.248 300: 0.2415 2,000: 0.2279 | Conn Wire-to-Board HDR 2 POS 4mm Solder RA Side Entry SMD T/R | [7 empty] | 02P-LEBSS-TF (LF)(SN) JST | [6 empty] | 8.8mm(Length)*9mm(height) |  |  |  | SMD mount |  |  | -55℃~105℃ |  |  |  | On sale |  |  | Tape and reel packaging | [7 empty] | https://www.unikeyic.com/media/datasheet/61/3f/6f1e/61/ed66302f29e5f03c3a5ff28ccf0ea4f9.pdf | https://www.unikeyic.com/products/solid-state-lighting-ssl-connectors/02p-lebss-tf-lf-sn/15874793.html
02R-LEBSS-TB | JST | 2,000: 0.3151 4,000: 0.3 6,000: 0.2916 10,000: 0.2812 14,000: 0.2747 20,000: 0.2678 | Conn Wire to Board RCP 2 POS 4mm Solder RA SMD T/R |  | 02R-LEBS |  | Receptacle | Tin | Copper Alloy | 3A |  | - | Solder Retention |  | White | Polyamide (PA9T), Nylon 9T | - |  |  | - | 1 (Unlimited) |  | Surface Mount, Right Angle | 2 |  | -55°C ~ 105°C |  | 0.157" (4.00mm) |  | 2641573 |  |  | LEB |  | Board to Board or Cable | Solder | 300V | - | 5527 | https://www.unikeyic.com/media/datasheet/de/9e/16a6/de/568573e092fe2b12db82237b2182c090.pdf | https://www.unikeyic.com/products/solid-state-lighting-ssl-connectors/02r-lebss-tb/22657456.html
02R-LEBSS-TB (LF)(SN) | JST | 1: 0.3109 10: 0.267 30: 0.2145 100: 0.1709 300: 0.1664 2,000: 0.157 | Conn Wire to Board RCP 2 POS 4mm Solder RA SMD T/R | [7 empty] | 02R-LEBSS-TB (LF)(SN) JST | [6 empty] | 8.8mm(Length)*5.4mm(height) |  |  |  | SMD mount |  |  | -55℃~105℃ |  |  |  | On sale |  | Compliant | Tape and reel packaging | [7 empty] | https://www.unikeyic.com/media/datasheet/61/3f/6f1e/61/ed66302f29e5f03c3a5ff28ccf0ea4f9.pdf | https://www.unikeyic.com/products/solid-state-lighting-ssl-connectors/02r-lebss-tb-lf-sn/16140182.html
1-1565647-3 | TE Connectivity | 10: 0.8982 25: 0.8211 100: 0.7084 250: 0.635 1,000: 0.5432 3,000: 0.4936 5,000: 0.4601 10,000: 0.4471 |  |  | 1565647 |  | Header, Male Pins | Tin | Brass | - |  | - | - |  | Natural | Polyamide (PA6T), Nylon 6T | - |  |  | - | 1 (Unlimited) |  | Surface Mount, Right Angle | 2 |  | -25°C ~ 85°C | Tape & Reel (TR) | 0.138" (3.50mm) |  | 4897938 |  |  | - |  | Board to Cable/Wire | Solder | - | - | 3975 | https://www.unikeyic.com/media/datasheet/9b/a0/cbe9/9b/38a7b8cde94528c3c33d2fbf68fa8d19.pdf | https://www.unikeyic.com/products/solid-state-lighting-ssl-connectors/1-1565647-3/29834950.html
1-1954097-1 | TE Connectivity | 1: 0.9612 | Poke In SMT,2 Position Connect |  | 1954097 |  | Receptacle, Poke-In Wire | Tin | Copper Alloy | 4A |  | - | - |  | Black | Liquid Crystal Polymer (LCP) | - |  |  | - | 1 (Unlimited) |  | Surface Mount, Right Angle | 2 |  | -40°C ~ 105°C |  | 0.157" (4.00mm) |  | 4031446 |  |  | - |  | Board to Cable/Wire | Solder | 250V | 18 AWG, 20 AWG, 22 AWG | 20 | https://www.unikeyic.com/media/datasheet/db/c8/f04f/dbc8f04f43496dd35220118a80399885.pdf | https://www.unikeyic.com/products/solid-state-lighting-ssl-connectors/1-1954097-1/1322603.html
1-1954289-1 | TE Connectivity | 1,000: 0.7456 2,000: 0.71 3,000: 0.69 5,000: 0.6656 7,000: 0.65 10,000: 0.6338 | Conn Board to Board HDR 2Power POS 4mm Solder RA SMD T/R |  | 1954289 |  | Blade and Receptacle, Hermaphroditic | Tin | Copper Alloy | 6A |  | - | - |  | Black | Liquid Crystal Polymer (LCP) | - |  |  | - | 1 (Unlimited) |  | Board Edge, Surface Mount, Right Angle | 2 |  | -40°C ~ 105°C |  | 0.157" (4.00mm) |  | 1866090 |  |  | - |  | Board to Board | Solder | 125V | - | 12750 | https://www.unikeyic.com/media/datasheet/65/4a/c7fa/654ac7fa27e2811cfa76fb2d5d4a2d8a.pdf | https://www.unikeyic.com/products/solid-state-lighting-ssl-connectors/1-1954289-1/6768061.html
1-1954289-2 | TE Connectivity | 150: 0.99 300: 0.968 600: 0.957 1,200: 0.935 16,000: 0.858 | TE Connectivity circuit board to circuit board Lighting Connectors, Hermaphroditicseries |  | 1954289 |  | Blade and Receptacle, Hermaphroditic | Tin | Copper Alloy | 6A |  | - | - |  | Black | Liquid Crystal Polymer (LCP) | - |  |  | - | 1 (Unlimited) |  | Board Edge, Surface Mount, Right Angle | 4 |  | -40°C ~ 105°C |  | 0.157" (4.00mm) |  | 14780003 |  |  | - |  | Board to Board | Solder | 125V | - | 23215 | https://www.unikeyic.com/media/datasheet/65/4a/c7fa/654ac7fa27e2811cfa76fb2d5d4a2d8a.pdf | https://www.unikeyic.com/products/solid-state-lighting-ssl-connectors/1-1954289-2/25306218.html
1-1954289-3 | TE Connectivity | 1: 2.5621 | Conn Board to Board HDR 6Power POS 4mm Solder RA SMD T/R |  | 1954289 |  | Blade and Receptacle, Hermaphroditic | Tin | Copper Alloy | 6A |  | - | - |  | Black | Liquid Crystal Polymer (LCP) | - |  |  | - | 1 (Unlimited) |  | Board Edge, Surface Mount, Right Angle | 6 |  | -40°C ~ 105°C |  | 0.157" (4.00mm) |  |  |  |  | - |  | Board to Board | Solder | 125V | - | 23 | https://www.unikeyic.com/media/datasheet/65/4a/c7fa/654ac7fa27e2811cfa76fb2d5d4a2d8a.pdf | https://www.unikeyic.com/products/solid-state-lighting-ssl-connectors/1-1954289-3/11059808.html
1-2058299-1 | TE Connectivity | 1: 0.9165 | WTB HOUSING, 2 POS, BLACK |  | 2058299 |  | Blade and Receptacle Housing | - | - | 6A |  | Latch Lock | - |  | Black | Polybutylene Terephthalate (PBT) | - |  |  | - | 1 (Unlimited) |  | Free Hanging (In-Line) | 2 |  | -40°C ~ 105°C | Bulk | 0.157" (4.00mm) |  | 2071345 |  |  | - |  | Board to Cable/Wire | Crimp | 125V |  | 64 | https://www.unikeyic.com/media/datasheet/2d/19/2c0d/2d192c0daaeb72910bf184838b930131.pdf | https://www.unikeyic.com/products/solid-state-lighting-ssl-connectors/1-2058299-1/729433.html
1-2058299-2 | TE Connectivity | 250: 0.9042 500: 0.861 1,000: 0.8199 2,500: 0.7686 | WTB HOUSING, 4 POS, BLACK |  | 2058299 |  | Blade and Receptacle Housing | - | - | 6A |  | Latch Lock | - |  | Black | Polybutylene Terephthalate (PBT) | - |  |  | - | 1 (Unlimited) |  | Free Hanging (In-Line) | 4 |  | -40°C ~ 105°C | Bulk | 0.157" (4.00mm) |  |  |  |  | - |  | Board to Cable/Wire | Crimp | 125V |  | 1402 | https://www.unikeyic.com/media/datasheet/2d/19/2c0d/2d192c0daaeb72910bf184838b930131.pdf | https://www.unikeyic.com/products/solid-state-lighting-ssl-connectors/1-2058299-2/7163471.html
1-2058299-3 | TE Connectivity | 250: 0.693 500: 0.682 1,000: 0.671 1,800: 0.66 | WTB HOUSING, 6 POS, BLACK |  | 2058299 |  | Blade and Receptacle Housing | - | - | 6A |  | Latch Lock | - |  | Black | Polybutylene Terephthalate (PBT) | - |  |  | - | 1 (Unlimited) |  | Free Hanging (In-Line) | 6 |  | -40°C ~ 105°C | Bulk | 0.157" (4.00mm) |  | 2071347 |  |  | - |  | Board to Cable/Wire | Crimp | 125V |  | 3265 | https://www.unikeyic.com/media/datasheet/2d/19/2c0d/2d192c0daaeb72910bf184838b930131.pdf | https://www.unikeyic.com/products/solid-state-lighting-ssl-connectors/1-2058299-3/10597548.html
1-2058703-1 | TE Connectivity | 1,000: 0.495 2,000: 0.484 3,000: 0.473 12,000: 0.429 25,000: 0.407 | TE Connectivity Board-to-Board Lighting Connector, Hermaphroditic Series |  | 2058703 |  | Blade and Receptacle, Hermaphroditic | Tin | Copper Alloy | 6A |  | Locking Ramp | - |  | Black | Liquid Crystal Polymer (LCP) | - |  |  | - | 1 (Unlimited) |  | Board Edge, Surface Mount, Right Angle | 2 |  | -40°C ~ 105°C |  | 0.157" (4.00mm) |  | 2071336 |  |  | - |  | Board to Board | Solder | 125V | - | 27960 | https://www.unikeyic.com/media/datasheet/2d/19/2c0d/2d192c0daaeb72910bf184838b930131.pdf | https://www.unikeyic.com/products/solid-state-lighting-ssl-connectors/1-2058703-1/1120973.html
1-2058703-2 | TE Connectivity | 1: 1.79 | Conn Board to Board RCP 4 POS 4mm Solder RA SMD T/R |  | 2058703 |  | Blade and Receptacle, Hermaphroditic | Tin | Copper Alloy | 6A |  | Locking Ramp | - |  | Black | Liquid Crystal Polymer (LCP) | - |  |  | - | 1 (Unlimited) |  | Board Edge, Surface Mount, Right Angle | 4 |  | -40°C ~ 105°C |  | 0.157" (4.00mm) |  |  |  |  | - |  | Board to Board | Solder | 125V | - | 20 | https://www.unikeyic.com/media/datasheet/2d/19/2c0d/2d192c0daaeb72910bf184838b930131.pdf | https://www.unikeyic.com/products/solid-state-lighting-ssl-connectors/1-2058703-2/20296483.html
1-2106123-2 | TE Connectivity | 25: 0.4278 100: 0.3619 250: 0.3245 1,000: 0.2603 3,000: 0.2441 10,000: 0.2203 | Contact SKT Crimp ST Cable Mount 22-24AWG Box/Carton |  | 2106123 |  | Contact, Socket | Tin | Copper Alloy | - |  | - | - |  | - | - |  |  |  | - | 1 (Unlimited) |  | Free Hanging (In-Line) | 1 |  | - | Bulk | - |  | 2280426 |  |  | SlimSeal |  | Board to Cable/Wire | Crimp |  | 22-24 AWG | 1011 | https://www.unikeyic.com/media/datasheet/2a/ed/4079/2aed4079f45648ae1f8a2042ef848140.pdf | https://www.unikeyic.com/products/solid-state-lighting-ssl-connectors/1-2106123-2/11313420.html
1-2106123-3 | TE Connectivity | 450: 0.2651 1,100: 0.2607 2,100: 0.2563 4,200: 0.2508 | Contact SKT Crimp ST Cable Mount |  | 2106123 |  | Contact, Socket | Gold | Copper Alloy | - |  | - | - |  | - | - |  |  |  | - | 1 (Unlimited) |  | Free Hanging (In-Line) | 1 |  | - | Bulk | - |  | 5586342 |  |  | SlimSeal |  | Board to Cable/Wire | Crimp |  | 22-24 AWG | 8000 | https://www.unikeyic.com/media/datasheet/d4/86/3cbb/d4863cbb9d2340105ca65f81fb109926.pdf | https://www.unikeyic.com/products/solid-state-lighting-ssl-connectors/1-2106123-3/29840606.html
1-2213265-2 | TE Connectivity | 200: 0.561 500: 0.55 1,000: 0.539 5,000: 0.484 | Contact SKT Crimp ST Cable Mount 16-18AWG |  | 2213265 |  | Contact, Socket | Tin | Copper Alloy | 7A, 10A |  | - | - |  | - | - |  |  |  | - | Not Applicable |  | Free Hanging (In-Line) | 1 |  | -40°C ~ 85°C | Bulk | - |  |  |  |  | Nector M |  | Cable/Wire to Cable/Wire or Board | Crimp | 400 V | 16-18 AWG | 71940 | https://www.unikeyic.com/media/datasheet/bc/08/6f19/bc086f19ec80988df67324d82b16db05.pdf | https://www.unikeyic.com/products/solid-state-lighting-ssl-connectors/1-2213265-2/19510115.html
1-2213266-2 | TE Connectivity | 1: 0.4576 | Contact PIN Crimp ST Cable Mount 16-18AWG Bag/Box |  | 2213266 |  | Contact, Pin | Tin | Copper Alloy | 7A, 10A |  | - | - |  | - | - |  |  |  | - | Not Applicable |  | Free Hanging (In-Line) | 1 |  | -40°C ~ 85°C | Bulk | - |  | 5823150 |  |  | Nector M |  | Cable/Wire to Cable/Wire or Board | Crimp | 400 V | 16-18 AWG | 40 | https://www.unikeyic.com/media/datasheet/91/aa/a5e6/91aaa5e6be79ef024c34be05473e91a3.pdf | https://www.unikeyic.com/products/solid-state-lighting-ssl-connectors/1-2213266-2/24056485.html
1-2213614-1 | TE Connectivity | 12,000: 0.9329 | Conn Board to Board HDR 2 POS 4mm Solder RA Side Entry SMD Tray |  | 2213614 |  | Blade and Receptacle, Hermaphroditic | Gold | Copper Alloy | 6A |  | - | - |  | Natural | Liquid Crystal Polymer (LCP) | - |  |  | - | Not Applicable |  | Board Edge, Surface Mount, Right Angle |  |  | -40°C ~ 105°C | Box | 0.157" (4.00mm) |  |  |  |  | - |  | Board to Board or Cable | Solder | - | - | 1200000 | https://www.unikeyic.com/media/datasheet/be/31/cd13/be31cd1365fe8dd4e327706422e65b3d.pdf | https://www.unikeyic.com/products/solid-state-lighting-ssl-connectors/1-2213614-1/29067645.html
1-2213614-2 | TE Connectivity | 12,000: 1.7281 | Board to Board Connector HDR 4 Pos 4mm Solder RA Side Entry SMD Tray |  | 2213614 |  | Blade and Receptacle, Hermaphroditic | Gold | Copper Alloy | 6A |  | - | - |  | Natural | Liquid Crystal Polymer (LCP) | - |  |  | - | Not Applicable |  | Board Edge, Surface Mount, Right Angle | 4 |  | -40°C ~ 105°C | Box | 0.157" (4.00mm) |  |  |  |  | - |  | Board to Board or Cable | Solder | - | - | 1200000 | https://www.unikeyic.com/media/datasheet/1f/fc/eea6/1ffceea62037dbe427b9f96e82b4b3e7.pdf | https://www.unikeyic.com/products/solid-state-lighting-ssl-connectors/1-2213614-2/285042.html
1-2325661-1 | TE Connectivity | 25: 6.391 50: 6.281 100: 6.171 200: 6.061 | Connector for Lighting Accessory |  | 2325661 | [15 empty] | 1 (Unlimited) | [5 empty] | Tray |  |  | 14806923 |  |  | * | [5 empty] | 14700 | https://www.unikeyic.com/media/about_us/Unikey_ISO_9001_Certification.pdf | https://www.unikeyic.com/products/solid-state-lighting-ssl-connectors/1-2325661-1/22569820.html
1-2343404-1 | TE Connectivity | 1: 14.7085 10: 10.758 96: 9.6336 | TE Connectivity LEDConnector, LUMAWISE Sseries, 4pole, 4road |  | 2343404 |  | Base - Panel Mount | Tin | Brass | 5A |  | - | - |  | Gray | Polybutylene Terephthalate (PBT) | - |  |  | - | 1 (Unlimited) |  | PCB | 4 |  | -40°C ~ 90°C | Tray | - |  |  |  |  | LUMAWISE |  | Board to Cable/Wire | Poke-In | 250V | - | 172 | https://www.unikeyic.com/media/datasheet/05/da/abe1/05daabe181bfb70ce81f12401e55516f.pdf | https://www.unikeyic.com/products/solid-state-lighting-ssl-connectors/1-2343404-1/14978712.html
1-2359422-1 | TE Connectivity | 55: 2.068 150: 2.024 300: 1.991 550: 1.958 | Power Connector Receptacle, 3 Pos, Screw, Panel Mount, 3 Terminals, Bag |  |  |  | Receptacle Housing for Socket Contact | Tin | Copper Alloy | 25A |  | - | - |  | Black | Polybutylene Terephthalate (PBT), Polycarbonate (PC) | IP68 - Dust Tight, Waterproof |  |  | - | 1 (Unlimited) |  | Panel Mount | 3 |  | -40°C ~ 85°C | Bag | - |  | 14006034 |  |  | NECTOR T |  | Cable/Wire to Cable/Wire | Crimp | 600V | 14-16 AWG | 4291 | https://www.unikeyic.com/media/datasheet/40/be/6823/40be6823a9c535e86ef3df4d6008d317.pdf | https://www.unikeyic.com/products/solid-state-lighting-ssl-connectors/1-2359422-1/10077450.html
1-2363638-1 | TE Connectivity | 1: 8.5066 | No Key Position Connectors For LED |  |  |  | Receptacle | Tin | Copper Alloy | 1.5A |  | - | - |  | Black | Polybutylene Terephthalate (PBT) | IP66 - Dust Tight, Water Resistant |  |  | - | 1 (Unlimited) |  | Panel Mount | 4 |  | -40°C ~ 90°C | Bag | - |  | 14006036 |  |  | LUMAWISE |  | Board to Cable/Wire | Poke-In | - | 18-20 AWG | 400 | https://www.unikeyic.com/media/datasheet/94/f3/1238/94f312382cbc0a9b2471bc33a59d0344.pdf | https://www.unikeyic.com/products/solid-state-lighting-ssl-connectors/1-2363638-1/34939776.html
1-2363638-2 | TE Connectivity | 25: 5.093 55: 5.005 150: 4.906 250: 4.818 400: 4.719 | Key Position A Connectors For LED |  |  |  | Receptacle | Tin | Copper Alloy | 1.5A |  | - | - |  | Black | Polybutylene Terephthalate (PBT) | IP66 - Dust Tight, Water Resistant |  |  | - | 1 (Unlimited) |  | Panel Mount | 4 |  | -40°C ~ 90°C | Bag | - |  |  |  |  | LUMAWISE |  | Board to Cable/Wire | Poke-In | - | 18-20 AWG | 992 | https://www.unikeyic.com/media/datasheet/9f/5f/a7b3/9f5fa7b34f35b623962cd2cae7f3925f.pdf | https://www.unikeyic.com/products/solid-state-lighting-ssl-connectors/1-2363638-2/6826503.html
1-2834006-0 | TE Connectivity | 800: 0.495 1,600: 0.484 8,000: 0.44 10,400: 0.352 | BUCHANAN WireMate Insert Connector Series, 4.0mm Pitch Wire-to-Board Module, Easy Install, Flexible Solution |  | 2834006 |  | Receptacle, Poke-In Wire | Tin | Copper Alloy | 5A, 6A |  | - | - |  | Blue, Gray | Resin | - |  |  | - | 1 (Unlimited) |  | Surface Mount, Right Angle | 2 |  | -40°C ~ 125°C | Tape & Reel (TR)Cut Tape (CT) | 0.157" (4.00mm) |  |  |  |  | - |  | Board to Cable/Wire | Solder | 400V | 18 AWG, 20 AWG, 22 AWG | 10450 | https://www.unikeyic.com/media/datasheet/7a/29/aabd/7a29aabdfa22a0816e5f4bc352a95354.pdf | https://www.unikeyic.com/products/solid-state-lighting-ssl-connectors/1-2834006-0/10849909.html
1-2834006-2 | TE Connectivity | 600: 0.462 1,200: 0.451 2,400: 0.44 | TE Connectivity 4mm Pitch 2-Pin Single Row Header Wire-to-Board Straight SMD |  | 2834006 |  | Receptacle, Poke-In Wire | Tin | Copper Alloy | 5A, 9A |  | - | - |  | Natural | Resin | - |  |  | - | 1 (Unlimited) |  | Surface Mount, Right Angle | 2 |  | -40°C ~ 125°C | Tape & Reel (TR)Cut Tape (CT) | 0.157" (4.00mm) |  | 5766891 |  |  | - |  | Board to Cable/Wire | Solder | 600V | 18 AWG, 20 AWG, 22 AWG | 17385 | https://www.unikeyic.com/media/datasheet/a0/66/4745/a0664745413005378852ef7aa9d5ce4c.pdf | https://www.unikeyic.com/products/solid-state-lighting-ssl-connectors/1-2834006-2/20481684.html
1-2834049-1 | TE Connectivity | 25: 0.406 100: 0.3696 250: 0.33 1,000: 0.3078 2,500: 0.2884 4,000: 0.2808 12,000: 0.27 | TE Connectivity Modular locking connector lighting connector socket, LIGHT-N-LOKseries, 2pole, 2road |  | 2834049 |  | Receptacle | Tin | Copper Alloy | 3A, 8A |  | Latch Holder | - |  | Natural | Thermoplastic | - |  |  | 10 | Not Applicable |  | Free Hanging (In-Line) | 2 |  | -40°C ~ 125°C | Bulk | - |  | 6194574 |  |  | LIGHT-N-LOK |  | Cable/Wire to Cable/Wire | Poke-In | 600V | 16-22 AWG | 41359 | https://www.unikeyic.com/media/datasheet/38/a2/e98b/38a2e98b99dc67b129308d13c5c2fc70.pdf | https://www.unikeyic.com/products/solid-state-lighting-ssl-connectors/1-2834049-1/29337117.html
1-2834049-2 | TE Connectivity | 550: 0.2035 1,500: 0.2002 3,000: 0.1969 5,500: 0.1936 | TE Connectivity Modular locking connector lighting connector socket, LIGHT-N-LOKseries, 2pole, 2road |  | 2834049 |  | Receptacle | Tin | Copper Alloy | 3A, 8A |  | Latch Holder | - |  | Black | Thermoplastic | - |  |  | 10 | Not Applicable |  | Free Hanging (In-Line) | 2 |  | -40°C ~ 125°C | Bulk | - |  |  |  |  | LIGHT-N-LOK |  | Cable/Wire to Cable/Wire | Poke-In | 600V | 16-22 AWG | 8086 | https://www.unikeyic.com/media/datasheet/38/a2/e98b/38a2e98b99dc67b129308d13c5c2fc70.pdf | https://www.unikeyic.com/products/solid-state-lighting-ssl-connectors/1-2834049-2/29202220.html
1-2834049-3 | TE Connectivity | 1: 0.1786 | TE Connectivity Modular locking connector lighting connector socket, LIGHT-N-LOKseries, 2pole, 2road |  | 2834049 |  | Receptacle | Tin | Copper Alloy | 3A, 8A |  | Latch Holder | - |  | Orange | Thermoplastic | - |  |  | 10 | Not Applicable |  | Free Hanging (In-Line) | 2 |  | -40°C ~ 125°C | Bulk | - |  |  |  |  | LIGHT-N-LOK |  | Cable/Wire to Cable/Wire | Poke-In | 600V | 16-22 AWG | 148 | https://www.unikeyic.com/media/datasheet/fc/36/9004/fc3690040831634eede4e397c1c40269.pdf | https://www.unikeyic.com/products/solid-state-lighting-ssl-connectors/1-2834049-3/26344706.html
1-2834049-4 | TE Connectivity | 500: 0.2105 1,000: 0.2043 2,500: 0.2013 5,000: 0.1934 7,500: 0.1922 25,000: 0.1882 50,000: 0.1798 100,000: 0.1789 | TE Connectivity Modular locking connector lighting connector socket, LIGHT-N-LOKseries, 2pole, 2road |  | 2834049 |  | Receptacle | Tin | Copper Alloy | 3A, 8A |  | Latch Holder | - |  | Red | Thermoplastic | - |  |  | 10 | Not Applicable |  | Free Hanging (In-Line) | 2 |  | -40°C ~ 125°C | Bulk | - |  |  |  |  | LIGHT-N-LOK |  | Cable/Wire to Cable/Wire | Poke-In | 600V | 16-22 AWG | 12028 | https://www.unikeyic.com/media/datasheet/38/a2/e98b/38a2e98b99dc67b129308d13c5c2fc70.pdf | https://www.unikeyic.com/products/solid-state-lighting-ssl-connectors/1-2834049-4/29267488.html
1-2834055-1 | TE Connectivity | 1: 0.4315 | 2 & 3 Pos LIGHT-N-LOK Modular Latch Receptacle, Insert Term, Easy Install, Compact, Space Saving, 4 Colors |  | 2834055 |  | Receptacle | Tin | Copper Alloy | 3A, 8A |  | Latch Holder | - |  | Natural | Thermoplastic | - |  |  | 10 | Not Applicable |  | Free Hanging (In-Line) | 3 |  | -40°C ~ 105°C | Bulk | - |  | 6229308 |  |  | LIGHT-N-LOK |  | Cable/Wire to Cable/Wire | Poke-In | 600V | 16-22 AWG | 20 | https://www.unikeyic.com/media/datasheet/cc/a3/f44d/cca3f44dc6d9f7f9852b1f6c9e1361ef.pdf | https://www.unikeyic.com/products/solid-state-lighting-ssl-connectors/1-2834055-1/32940672.html
1-2834055-2 | TE Connectivity | 1: 0.5083 | 2 & 3 Pos LIGHT-N-LOK Modular Latch Receptacle, Insert Term, Easy Install, Compact, Space Saving, 4 Colors |  | 2834055 |  | Receptacle | Tin | Copper Alloy | 3A, 8A |  | Latch Holder | - |  | Black | Thermoplastic | - |  |  | 10 | Not Applicable |  | Free Hanging (In-Line) | 3 |  | -40°C ~ 105°C | Bulk | - |  | 6229309 |  |  | LIGHT-N-LOK |  | Cable/Wire to Cable/Wire | Poke-In | 600V | 16-22 AWG | 149 | https://www.unikeyic.com/media/datasheet/09/fd/5ce3/09fd5ce30e840ab282079c901cf4b634.pdf | https://www.unikeyic.com/products/solid-state-lighting-ssl-connectors/1-2834055-2/24982550.html
1-2834055-3 | TE Connectivity | 10: 0.9431 25: 0.7344 50: 0.6994 100: 0.6659 | 2 & 3-Pin LIGHT-N-LOK Modular Latching Socket, Insert Termination, Compact Design for Space-Constrained Apps, 4 Colors |  | 2834055 |  | Receptacle | Tin | Copper Alloy | 3A, 8A |  | Latch Holder | - |  | Orange | Thermoplastic | - |  |  | 10 | Not Applicable |  | Free Hanging (In-Line) | 3 |  | -40°C ~ 105°C | Bulk | - |  |  |  |  | LIGHT-N-LOK |  | Cable/Wire to Cable/Wire | Poke-In | 600V | 16-22 AWG | 253 | https://www.unikeyic.com/media/datasheet/0e/0d/6167/0e0d6167edd41d4c7c169d83e5a8962f.pdf | https://www.unikeyic.com/products/solid-state-lighting-ssl-connectors/1-2834055-3/34018694.html
1-2834055-4 | TE Connectivity | 1: 0.4416 100: 0.4051 | 2 and 3 needle LIGHT-N-LOK ，Easy to install。。four different colors，Easy to identify。 |  | 2834055 |  | Receptacle | Tin | Copper Alloy | 3A, 8A |  | Latch Holder | - |  | Red | Thermoplastic | - |  |  | 10 | Not Applicable |  | Free Hanging (In-Line) | 3 |  | -40°C ~ 105°C | Bulk | - |  |  |  |  | LIGHT-N-LOK |  | Cable/Wire to Cable/Wire | Poke-In | 600V | 16-22 AWG | 400 | https://www.unikeyic.com/media/datasheet/0d/7e/01fe/0d7e01fe5be13f6dd5db104f848cbf37.pdf | https://www.unikeyic.com/products/solid-state-lighting-ssl-connectors/1-2834055-4/4455148.html
1-2834068-2 | TE Connectivity | 1: 0.0518 10: 0.0485 100: 0.0442 500: 0.0414 1,000: 0.0388 | Contact PIN Crimp ST Cable Mount 18-22AWG Reel |  | 2834068 |  | Contact, Pin | Tin | Copper Alloy | 3.5A, 5A |  | - | - |  | - | - |  |  |  | 30 | Not Applicable |  | Free Hanging (In-Line) | 1 |  | -40°C ~ 105°C | Tape & Reel (TR)Cut Tape (CT) | - |  |  |  |  | - |  | Cable/Wire to Cable/Wire | Crimp | 400 V | 18-22 AWG |  | https://www.unikeyic.com/media/datasheet/14/ba/ec1c/14/493ffb59531a7e0d9634a8db42391880.pdf | https://www.unikeyic.com/products/solid-state-lighting-ssl-connectors/1-2834068-2/34356433.html
1-2834074-2 | TE Connectivity | 1: 0.848 10: 0.679 100: 0.5661 500: 0.5227 1,000: 0.4854 | TE Connectivity micro connector lighting connector plug, SlimSeal Connector Miniatureseries, 2pole, 2road |  | 2834074 |  | Plug Housing for Socket Contact | - | - | 3.5A, 5A |  | Latch Lock | - |  | White | Thermoplastic | IP67 - Dust Tight, Waterproof |  |  | 30 | Not Applicable |  | Free Hanging (In-Line) | 2 |  | -40°C ~ 105°C | Tray | 0.098" (2.50mm) |  | 6566003 |  |  | SlimSeal |  | Cable/Wire to Cable/Wire | Crimp | 400V | - |  | https://www.unikeyic.com/media/datasheet/33/50/785b/33/6477c3c4028c8d9cd184465dc2f34131.pdf | https://www.unikeyic.com/products/solid-state-lighting-ssl-connectors/1-2834074-2/12227523.html
1-2834074-3 | TE Connectivity | 1: 1.1961 10: 0.9827 30: 0.8564 100: 0.7252 360: 0.6678 1,080: 0.6428 | TE Connectivity micro connector lighting connector plug, SlimSeal Connector Miniatureseries, 3pole, 3road |  | 2834074 |  | Plug Housing for Socket Contact | - | - | 3.5A, 5A |  | Latch Lock | - |  | White | Thermoplastic | IP67 - Dust Tight, Waterproof |  |  | 30 | Not Applicable |  | Free Hanging (In-Line) | 3 |  | -40°C ~ 105°C | Tray | 0.098" (2.50mm) |  | 6566004 |  |  | SlimSeal |  | Cable/Wire to Cable/Wire | Crimp | 400V | - |  | https://www.unikeyic.com/media/datasheet/65/fa/35da/65fa35daedef203f81091eb0ac8ca345.pdf | https://www.unikeyic.com/products/solid-state-lighting-ssl-connectors/1-2834074-3/10134349.html
1-2834075-2 | TE Connectivity | 1: 1.3973 10: 0.9155 100: 0.6808 500: 0.6033 1,000: 0.5417 | Micro series socket - IP67 level connector，Able to adapt to harsh environments。，There are two or three position structures。。 |  | 2834075 |  | Receptacle Housing for Pin Contact | - | - | 3.5A, 5A |  | Latch Holder | - |  | White | Polybutylene Terephthalate (PBT) | IP67 - Dust Tight, Waterproof |  |  | 30 | Not Applicable |  | Free Hanging (In-Line) | 2 |  | -40°C ~ 105°C | Tray | 0.098" (2.50mm) |  |  |  |  | SlimSeal |  | Cable/Wire to Cable/Wire | Crimp | 400V | - |  | https://www.unikeyic.com/media/datasheet/79/ee/7eac/79ee7eac958d7a8d269be5fe3066eab0.pdf | https://www.unikeyic.com/products/solid-state-lighting-ssl-connectors/1-2834075-2/34873790.html
1-2834075-3 | TE Connectivity | 288: 0.4508 576: 0.4431 1,152: 0.4336 | Micro series socket - IP67 level connector，Able to adapt to harsh environments。，There are two or three position structures。。 |  | 2834075 |  | Receptacle Housing for Pin Contact | - | - | 3.5A, 5A |  | Latch Holder | - |  | White | Polybutylene Terephthalate (PBT) | IP67 - Dust Tight, Waterproof |  |  | 30 | Not Applicable |  | Free Hanging (In-Line) | 3 |  | -40°C ~ 105°C | Tray | 0.098" (2.50mm) |  | 6566006 |  |  | SlimSeal |  | Cable/Wire to Cable/Wire | Crimp | 400V | - | 864 | https://www.unikeyic.com/media/datasheet/63/19/0a13/63190a13dab748dc7bdb1fbb2f09ca9a.pdf | https://www.unikeyic.com/products/solid-state-lighting-ssl-connectors/1-2834075-3/23770199.html
1-2834183-2 | TE Connectivity | 100: 1.573 200: 1.551 350: 1.518 | 3 Position Cable Assembly Rectangular Socket to Cable 0.656' (200.00mm 7.87 ) |  | 2834183 | Multiple, Individual | Socket to Cable | Gold |  |  |  |  | - | [7 empty] | 1 (Unlimited) |  |  | 3 |  |  | Bag | [5 empty] | - | [5 empty] | 500 | https://www.unikeyic.com/media/datasheet/16/7c/4ffc/167c4ffc3192ef30358cd334dd12a4c5.pdf | https://www.unikeyic.com/products/solid-state-lighting-ssl-connectors/1-2834183-2/16798092.html
1-2834216-7 | TE Connectivity | 1: 0.5704 100: 0.5234 | [8 empty] | 1-2834216-7 TE Connectivity | [10 empty] | Through hole mounting | [16 empty] | 100 | https://www.unikeyic.com/media/datasheet/7d/71/3011/7d/888c7d81227d338b9fa393e0e99845ae.pdf | https://www.unikeyic.com/products/solid-state-lighting-ssl-connectors/1-2834216-7/34974061.html
1-2834219-7 | TE Connectivity | 1: 0.112 100: 0.1028 | [36 empty] | 500 | https://www.unikeyic.com/media/about_us/Unikey_ISO_9001_Certification.pdf | https://www.unikeyic.com/products/solid-state-lighting-ssl-connectors/1-2834219-7/30107020.html
1-2834235-1 | TE Connectivity | 1: 0.5755 100: 0.5281 | Micro series connector - IP67 level connector，Able to adapt to harsh environments。，There are two or three position structures。。 |  | 2834235 |  | Receptacle, Male Pins | Tin | Copper Alloy | 5A |  | Latch Holder | - |  | Natural | Liquid Crystal Polymer (LCP) | IP67 - Dust Tight, Waterproof |  |  | - | Not Applicable |  | Surface Mount | 3 |  | -40°C ~ 105°C |  | 0.098" (2.50mm) |  |  |  |  | SlimSeal |  | Board to Cable/Wire | Solder | 250V | - | 141 | https://www.unikeyic.com/media/datasheet/33/53/b617/3353b617813156841a4a80aec52455c9.pdf | https://www.unikeyic.com/products/solid-state-lighting-ssl-connectors/1-2834235-1/34026502.html
1-2834235-2 | TE Connectivity | 1: 0.4576 100: 0.4199 | Micro Series Connector - IP67, Harsh Environment, Space-Saving, 2-3 Pos, Push-Pull Latch |  | 2834235 |  | Receptacle, Male Pins | Tin | Copper Alloy | 5A |  | Latch Holder | - |  | Natural | Liquid Crystal Polymer (LCP) | IP67 - Dust Tight, Waterproof |  |  | - | 1 (Unlimited) |  | Surface Mount | 2 |  | -40°C ~ 105°C |  | 0.098" (2.50mm) |  | 8020970 |  |  | SlimSeal |  | Board to Cable/Wire | Solder | 250V | - | 126 | https://www.unikeyic.com/media/datasheet/62/41/a97a/6241a97a146d89e7bde13c217c39c9d5.pdf | https://www.unikeyic.com/products/solid-state-lighting-ssl-connectors/1-2834235-2/344568.html
1-2834236-1 | TE Connectivity | 500: 0.363 | Mini Series Connector, IP67, Space-Saving, 2-3 Pos, Spring Latch |  | 2834236 |  | Receptacle, Male Pins | Tin | Copper Alloy | 5A |  | Latch Holder | - |  | Natural | Liquid Crystal Polymer (LCP) | IP67 - Dust Tight, Waterproof |  |  | - | 1 (Unlimited) |  | Surface Mount, Right Angle | 3 |  | -40°C ~ 105°C |  | 0.098" (2.50mm) |  | 8020959 |  |  | SlimSeal |  | Board to Cable/Wire | Solder | 250V | - | 750 | https://www.unikeyic.com/media/datasheet/62/41/a97a/6241a97a146d89e7bde13c217c39c9d5.pdf | https://www.unikeyic.com/products/solid-state-lighting-ssl-connectors/1-2834236-1/12826525.html
1-2834236-2 | TE Connectivity | 500: 0.363 1,000: 0.352 2,000: 0.341 | Mini Series Connector, IP67, Space-Saving, 2-3 Pos, Spring Latch |  | 2834236 |  | Receptacle, Male Pins | Tin | Copper Alloy | 5A |  | Latch Holder | - |  | Natural | Liquid Crystal Polymer (LCP) | IP67 - Dust Tight, Waterproof |  |  | - | 1 (Unlimited) |  | Surface Mount, Right Angle | 2 |  | -40°C ~ 105°C |  | 0.098" (2.50mm) |  | 8020972 |  |  | SlimSeal |  | Board to Cable/Wire | Solder | 250V | - | 20000 | https://www.unikeyic.com/media/datasheet/62/41/a97a/6241a97a146d89e7bde13c217c39c9d5.pdf | https://www.unikeyic.com/products/solid-state-lighting-ssl-connectors/1-2834236-2/10073634.html
1-2834237-1 | TE Connectivity | 1: 0.3617 | Mini Series Connector, IP67, Space-Saving, 2-3 Pos, Spring Latch |  | 2834237 |  | Receptacle, Male Pins | Tin | Copper Alloy | 5A |  | Latch Holder | Board Lock |  | Natural | Liquid Crystal Polymer (LCP) | IP67 - Dust Tight, Waterproof |  |  | - | Not Applicable |  | Through Hole | 3 |  | -40°C ~ 105°C | Tray | 0.098" (2.50mm) |  |  |  |  | SlimSeal |  | Board to Cable/Wire | Solder | 250V | - | 16 | https://www.unikeyic.com/media/datasheet/62/41/a97a/6241a97a146d89e7bde13c217c39c9d5.pdf | https://www.unikeyic.com/products/solid-state-lighting-ssl-connectors/1-2834237-1/1881776.html
1-2834237-2 | TE Connectivity | 1: 0.3549 10: 0.3082 30: 0.2865 | Micro Series Connector - IP67, Harsh Environment, Space-Saving, 2-3 Pos, Push-Pull Latch |  | 2834237 |  | Receptacle, Male Pins | Tin | Copper Alloy | 5A |  | Latch Holder | Board Lock |  | Natural | Liquid Crystal Polymer (LCP) | IP67 - Dust Tight, Waterproof |  |  | - | Not Applicable |  | Through Hole | 2 |  | -40°C ~ 105°C | Tray | 0.098" (2.50mm) |  |  |  |  | SlimSeal |  | Board to Cable/Wire | Solder | 250V | - |  | https://www.unikeyic.com/media/datasheet/62/41/a97a/6241a97a146d89e7bde13c217c39c9d5.pdf | https://www.unikeyic.com/products/solid-state-lighting-ssl-connectors/1-2834237-2/1396339.html
1-2834238-1 | TE Connectivity | 1: 0.438 100: 0.4019 | Micro series connector - IP67 level connector，Able to adapt to harsh environments。，There are two or three position structures。。 |  | 2834238 |  | Receptacle, Male Pins | Tin | Copper Alloy | 5A |  | Latch Holder | Board Lock |  | Natural | Liquid Crystal Polymer (LCP) | IP67 - Dust Tight, Waterproof |  |  | - | Not Applicable |  | Through Hole, Right Angle | 3 |  | -40°C ~ 105°C | Tray | 0.098" (2.50mm) |  |  |  |  | SlimSeal |  | Board to Cable/Wire | Solder | 250V | - | 388 | https://www.unikeyic.com/media/datasheet/d1/e5/85e6/d1e585e60f2190d9e7add1e52b92440a.pdf | https://www.unikeyic.com/products/solid-state-lighting-ssl-connectors/1-2834238-1/26690120.html
1-2834238-2 | TE Connectivity | 1: 0.3408 | Mini Series Connector, IP67, Space-Saving, 2-3 Pos, Spring Latch |  | 2834238 |  | Receptacle, Male Pins | Tin | Copper Alloy | 5A |  | Latch Holder | - |  | Natural | Liquid Crystal Polymer (LCP) | IP67 - Dust Tight, Waterproof |  |  | - | Not Applicable |  | Through Hole, Right Angle | 2 |  | -40°C ~ 105°C | Tray | 0.098" (2.50mm) |  |  |  |  | SlimSeal |  | Board to Cable/Wire | Solder | 250V | - | 34 | https://www.unikeyic.com/media/datasheet/62/41/a97a/6241a97a146d89e7bde13c217c39c9d5.pdf | https://www.unikeyic.com/products/solid-state-lighting-ssl-connectors/1-2834238-2/21273772.html
1-293270-0 | TE Connectivity | 128: 1.386 256: 1.353 480: 1.331 800: 1.309 | Lighting Connectors NECTOR S BUS BAR SEALED CONN LV-2 | Bus Bar | 293270 | Black | [7 empty] | - |  |  |  |  | Polyamide (PA), Nylon |  | 1 (Unlimited) | [5 empty] | Bag |  |  | 10462476 |  |  | Nector S | - |  |  |  |  | 900 | https://www.unikeyic.com/media/datasheet/8c/a7/2235/8ca72235ab0247760ce83bc8399c6960.pdf | https://www.unikeyic.com/products/solid-state-lighting-ssl-connectors/1-293270-0/7494931.html
1-293300-1 | TE Connectivity | 128: 1.573 256: 1.551 416: 1.518 768: 1.485 | NECTOR S Bus Bar Assy LV-2 Tab Yellow | Bus Bar | 293300 | Yellow | [7 empty] | 7.5mm Connector |  |  |  |  | Polyamide (PA), Nylon |  | 1 (Unlimited) | [5 empty] | Bulk |  |  | 13624304 |  |  | Nector S | 2 Positions, Flange, Keying LV-2 |  |  |  |  | 960 | https://www.unikeyic.com/media/datasheet/6c/c9/63d5/6c/be107dbfea2f93da36f33175b93788a7.pdf | https://www.unikeyic.com/products/solid-state-lighting-ssl-connectors/1-293300-1/20836992.html
1-293300-2 | TE Connectivity | 64: 1.76 512: 1.76 1,024: 1.551 1,120: 1.375 5,120: 1.32 10,112: 1.254 25,120: 1.199 | Lighting Connectors 7 5 bus bar tapping without flange LV-2 | Bus Bar | 293300 | Yellow | [7 empty] | 7.5mm Connector |  |  |  |  | Polyamide (PA), Nylon |  | 1 (Unlimited) | [5 empty] | Bulk |  |  | 4897816 |  |  | Nector S | 2 Positions, Keying LV-2 |  |  |  |  | 128 | https://www.unikeyic.com/media/datasheet/6c/c9/63d5/6c/be107dbfea2f93da36f33175b93788a7.pdf | https://www.unikeyic.com/products/solid-state-lighting-ssl-connectors/1-293300-2/5270157.html
1-293660-3 | TE Connectivity | 10,000: 0.5319 | Plastic Nut, M-Line, 5-7 Poles | Ring Nut | 293660 | Black | [7 empty] | Plug and Receptacle Housings |  |  |  |  | Polyamide (PA), Nylon, Glass Filled |  | 1 (Unlimited) | [5 empty] | Box |  |  | 5590023 |  |  | Nector M | 5, 6 and 7 Positions, Cable Dia 12.65mm, Cable Retention |  |  |  |  | 1000000 | https://www.unikeyic.com/media/datasheet/5e/35/5559/5e/b5cf0773c3ed45cbc57739c50a93f655.pdf | https://www.unikeyic.com/products/solid-state-lighting-ssl-connectors/1-293660-3/2638809.html
1-293708-1 | TE Connectivity | 2,000: 0.6927 | NECTOR M SCREW NUT 5 6 7P | Screw Nut | 293708 | Black | [7 empty] | Panel Mount Housing |  |  |  |  | Polyamide (PA), Nylon, Glass Filled |  | 1 (Unlimited) | [5 empty] | Bag | [5 empty] | Nector M | 5, 6 and 7 Positions |  |  |  |  | 200000 | https://www.unikeyic.com/media/datasheet/92/6a/c063/92/bb73eb79f5c593abc62b37a2ae544604.pdf | https://www.unikeyic.com/products/solid-state-lighting-ssl-connectors/1-293708-1/34331737.html
10120045-200LF | Amphenol | 1: 0.4654 | Conn Board to Board M/F 1/1 POS 3mm Solder ST Top Entry SMD Rotaconnect® T/R |  | 10120045 |  | Blade and Receptacle, Hermaphroditic | Gold, GXT™ | Copper Alloy | 5A |  | - | Solder Retention |  | Natural | Liquid Crystal Polymer (LCP) | - |  |  | 20 | 1 (Unlimited) |  | Board Edge, Surface Mount, Right Angle | 2 |  | -40°C ~ 125°C |  | 0.118" (3.00mm) |  |  |  |  | RotaConnect™ |  | Board to Board | Solder | 125V | - | 287 | https://www.unikeyic.com/media/datasheet/c7/92/5d4e/c7/0c4a11d17cf93d9fc02b81c85a532300.pdf | https://www.unikeyic.com/products/solid-state-lighting-ssl-connectors/10120045-200lf/26925018.html
10120045-201LF | Amphenol | 1,420: 0.4526 2,840: 0.4301 5,680: 0.413 8,520: 0.4077 11,360: 0.4067 15,620: 0.4057 25,560: 0.4047 51,120: 0.4036 | Conn Board to Board M/F 1/1 POS 3mm Solder ST SMD T/R |  | 10120045 |  | Blade and Receptacle, Hermaphroditic | Gold, GXT™ | Copper Alloy | 5A |  | - | Board Guide |  | Natural | Liquid Crystal Polymer (LCP) | - |  |  | 20 | 1 (Unlimited) |  | Board Edge, Surface Mount, Right Angle | 2 |  | -40°C ~ 125°C |  | 0.118" (3.00mm) |  | 4996149 |  |  | RotaConnect™ |  | Board to Board | Solder | 125V | - | 1420 | https://www.unikeyic.com/media/datasheet/57/f4/ff44/57f4ff44b63c14ed21dc1858e02d7193.pdf | https://www.unikeyic.com/products/solid-state-lighting-ssl-connectors/10120045-201lf/20156134.html
10120045-400LF | Amphenol | 975: 0.572 1,950: 0.506 | Amphenol Communications Solutions 3.0mmpitch4pSingle row pin header Board to Board Connector, RotaConnectseries, right angle, surface |  | 10120045 |  | Blade and Receptacle, Hermaphroditic | Gold, GXT™ | Copper Alloy | 5A |  | - | Solder Retention |  | Natural | Liquid Crystal Polymer (LCP) | - |  |  | 20 | 1 (Unlimited) |  | Board Edge, Surface Mount, Right Angle | 4 |  | -40°C ~ 125°C |  | 0.118" (3.00mm) |  | 4128733 |  |  | RotaConnect™ |  | Board to Board | Solder | 125V | - | 8775 | https://www.unikeyic.com/media/datasheet/0d/89/1df4/0d/15701c756c740954689ff31780f7203a.pdf | https://www.unikeyic.com/products/solid-state-lighting-ssl-connectors/10120045-400lf/8901709.html
10120045-401LF | Amphenol | 710: 0.451 | Amphenol Communications Solutions 3.0mmpitch4pSingle row pin header Board to Board Connector, RotaConnectseries, right angle, surface |  | 10120045 |  | Blade and Receptacle, Hermaphroditic | Gold, GXT™ | Copper Alloy | 5A |  | - | Board Guide |  | Natural | Liquid Crystal Polymer (LCP) | - |  |  | 20 | 1 (Unlimited) |  | Board Edge, Surface Mount, Right Angle | 4 |  | -40°C ~ 125°C |  | 0.118" (3.00mm) |  |  |  |  | RotaConnect™ |  | Board to Board | Solder | 125V | - | 710 | https://www.unikeyic.com/media/datasheet/8f/14/2509/8f1425099cc6156ec6f660153787a6c7.pdf | https://www.unikeyic.com/products/solid-state-lighting-ssl-connectors/10120045-401lf/28177446.html
10127850-001LF | Amphenol | 1: 0.285 187: 0.2554 562: 0.2508 1,500: 0.2508 3,750: 0.2508 | Amphenol Communications Solutions IDCConnector, Gripletseries, Mother seat, 5.0mmPitch, surface mount |  | 10127850 |  | Contact, IDC | Tin | Copper Alloy | - |  | - | - |  | - | - |  |  |  | - | 1 (Unlimited) |  | Surface Mount | 1 |  | -40°C ~ 125°C | Tape & Reel (TR)Cut Tape (CT) | - |  | 5155763 |  |  | Griplet™ |  | Board to Cable/Wire | Solder |  | 20-30 AWG | 5863 | https://www.unikeyic.com/media/datasheet/dd/a0/97a9/dda097a92bd0eee835bb7ee610740424.pdf | https://www.unikeyic.com/products/solid-state-lighting-ssl-connectors/10127850-001lf/29708027.html
10127850-001TRLF | Amphenol | 449: 0.2453 2,031: 0.2354 4,062: 0.2255 20,306: 0.2167 | Contact F Solder ST Panel Mount 20-30AWG T/R |  | 10127850 |  | Contact, IDC | Tin | Copper Alloy | - |  | - | - |  | - | - |  |  |  | - | 1 (Unlimited) |  | Surface Mount | 1 |  | -40°C ~ 125°C | Tape & Reel (TR) | - |  |  |  |  | Griplet™ |  | Board to Cable/Wire | Solder |  | 20-30 AWG | 39900 | https://www.unikeyic.com/media/datasheet/dd/a0/97a9/dda097a92bd0eee835bb7ee610740424.pdf | https://www.unikeyic.com/products/solid-state-lighting-ssl-connectors/10127850-001trlf/4266484.html
10127850-101TRLF | Amphenol | 1: 0.2904 | Amphenol Communications Solutions IDCConnector, Gripletseries, Mother seat, 5.0mmPitch |  | 10127850 |  | Contact, IDC | Tin | Copper Alloy | - |  | - | - |  | - | - |  |  |  | - | Not Applicable |  | Surface Mount | 1 |  | -40°C ~ 125°C |  | - |  | 7590428 |  |  | Griplet™ |  | Board to Cable/Wire | Solder |  | 20-30 AWG | 94 | https://www.unikeyic.com/media/datasheet/1e/88/c247/1e/1c49badbd68d0f3f2c4dc23f6e71bddc.pdf | https://www.unikeyic.com/products/solid-state-lighting-ssl-connectors/10127850-101trlf/10064708.html
1041880110 | molex | 1: 0.1712 | Molex Junction box, 9A | [17 empty] | Vendor Undefined | [5 empty] | Tape & Reel (TR) | [5 empty] | * | [5 empty] | 7 | https://www.unikeyic.com/media/datasheet/02/d7/285e/02/8f9d730599e450b8a07a9ef3d883679d.pdf | https://www.unikeyic.com/products/solid-state-lighting-ssl-connectors/1041880110/4359432.html
1042380110 | molex | 100: 0.3154 1,000: 0.2287 3,500: 0.1797 | Conn Wire to Board RCP 1 POS Solder RA SMD Mini Lite-Trap T/R |  | 104238 |  | Receptacle, Poke-In Wire | Tin | Copper Alloy | 3A |  | - | - |  | Natural | Liquid Crystal Polymer (LCP), Glass Filled, Halogen Free | - |  |  | 25 | 1 (Unlimited) |  | Surface Mount, Right Angle | 1 |  | -40°C ~ 130°C | Tape & Reel (TR) | - |  | 5436819 |  |  | Mini Lite-Trap |  | Board to Cable/Wire | Solder | 160V | 22-26 AWG | 12886 | https://www.unikeyic.com/media/datasheet/30/00/7622/30007622f0c148b0209315a4ea17d1e5.pdf | https://www.unikeyic.com/products/solid-state-lighting-ssl-connectors/1042380110/34528384.html
1042380210 | molex | 2,500: 0.1892 20,000: 0.1677 | Molex 3mmpitch2pSingle row female wire to board, Mini Lite-Trapseries, right angle, surface mount | [7 empty] | 1042380210 molex | [6 empty] | 5.9mm(Length)*7.9mm(height) |  |  |  | SMD mount |  |  | -40℃~130℃ |  |  |  | Final sale |  | Compliant | Tape and reel packaging | [6 empty] | 17500 | https://www.unikeyic.com/media/datasheet/e3/1b/b2b4/e31bb2b43b10b4764996a36472098c63.pdf | https://www.unikeyic.com/products/solid-state-lighting-ssl-connectors/1042380210/34362744.html
1042660110 | molex | 1: 0.7204 | Conn Wire to Board F 1 POS Solder ST Bottom Entry SMD Lite-Trap™ T/R |  | 104266 |  | Receptacle, Poke-In Wire | Tin | Copper Alloy | 5A, 6A, 9A |  | - | - |  | Natural | Liquid Crystal Polymer (LCP), Glass Filled, Halogen Free | - |  |  | - | 1 (Unlimited) |  | Board Cutout, Surface Mount, Right Angle, Bottom Entry | 1 |  | -60°C ~ 130°C | Tape & Reel (TR) | - |  | 5980645 |  |  | Lite-Trap |  | Board to Cable/Wire | Solder | 320V | 18-24 AWG | 50 | https://www.unikeyic.com/media/datasheet/34/fb/2430/34/fff4c9f39139f79fb35724768e6cef08.pdf | https://www.unikeyic.com/products/solid-state-lighting-ssl-connectors/1042660110/7419183.html
1042660210 | molex | 1: 0.8474 | Conn Wire to Board F 2 POS 4mm Solder ST Bottom Entry SMD Lite-Trap™ T/R | [17 empty] | Vendor Undefined | [5 empty] | Tape & Reel (TR) |  |  | 14711113 |  |  | * | [5 empty] | 40 | https://www.unikeyic.com/media/datasheet/e7/40/78e2/e7/c110747ea30c90a769d9486f70d2cb53.pdf | https://www.unikeyic.com/products/solid-state-lighting-ssl-connectors/1042660210/22613307.html
109159002101116 | AVX | 1,400: 0.7017 2,800: 0.6682 4,200: 0.6493 7,000: 0.6264 9,800: 0.6117 14,000: 0.5965 | Board to Board Connector, PL, 2 POS, 3mm, Solder RA, SMD, T/R |  |  |  | Plug | Gold | Copper Alloy | 5A per Contact |  | - | Solder Retention |  | White | Polyamide (PA46), Nylon 4/6 | - |  |  | 10 | 3 (168 Hours) |  | Surface Mount, Right Angle | 2 |  | -40°C ~ 125°C |  | 0.118" (3.00mm) |  | 2080192 |  |  | 9159 |  | Board to Board | Solder | 125V | - | 5600 | https://www.unikeyic.com/media/datasheet/fe/01/7ef1/fe/3fe1bb0cb2265d0b9face7b475a44602.pdf | https://www.unikeyic.com/products/solid-state-lighting-ssl-connectors/109159002101116/1943264.html
109159002101916 | AVX | 1,400: 0.5717 4,200: 0.53 | Board-to-Board Connector PL 2 POS 3mm Solder RA SMD T/R |  |  |  | Plug | Gold | Copper Alloy | 5A per Contact |  | - | Solder Retention |  | White | Polyamide (PA46), Nylon 4/6 | - |  |  | 10 | 3 (168 Hours) |  | Surface Mount, Right Angle | 2 |  | -40°C ~ 125°C |  | 0.118" (3.00mm) |  | 3660547 |  |  | 9159 |  | Board to Board | Solder | 125V | - | 1400 | https://www.unikeyic.com/media/datasheet/72/b5/bba0/72b5bba01e9cafd5470b8e412e06cf3a.pdf | https://www.unikeyic.com/products/solid-state-lighting-ssl-connectors/109159002101916/8087081.html
109159003101116 | AVX | 1,400: 0.7894 2,800: 0.7517 4,200: 0.7305 7,000: 0.7047 9,800: 0.6881 14,000: 0.6711 | Conn Board to Board PL 3 POS 3mm Solder RA SMD T/R |  |  |  | Plug | Gold | Copper Alloy | 5A per Contact |  | - | Solder Retention |  | White | Polyamide (PA46), Nylon 4/6 | - |  |  | 10 | 3 (168 Hours) |  | Surface Mount, Right Angle | 3 |  | -40°C ~ 125°C |  | 0.118" (3.00mm) |  | 2080193 |  |  | 9159 |  | Board to Board | Solder | 125V | - | 4116 | https://www.unikeyic.com/media/datasheet/72/4a/d71e/72/725106be45e9d5f71752902763dae468.pdf | https://www.unikeyic.com/products/solid-state-lighting-ssl-connectors/109159003101116/10459960.html
109159006101916 | AVX | 10: 1.308 25: 1.1604 100: 1.0592 250: 0.9752 500: 0.9289 1,400: 0.852 2,800: 0.7989 4,200: 0.7707 | Board-to-Board interconnect system |  |  |  | Plug | Gold | Copper Alloy | 5A per Contact |  | - | Solder Retention |  | White | Polyamide (PA46), Nylon 4/6 | - |  |  | 10 | 3 (168 Hours) |  | Surface Mount, Right Angle | 6 |  | -40°C ~ 125°C |  | 0.118" (3.00mm) |  |  |  |  | 9159 |  | Board to Board | Solder | 125V | - | 83 | https://www.unikeyic.com/media/datasheet/b4/c6/c7a7/b4/9a4e4741a8f821104d4946733125cc6d.pdf | https://www.unikeyic.com/products/solid-state-lighting-ssl-connectors/109159006101916/30176189.html
109296001381906 | AVX | 1,000: 0.4372 3,000: 0.4046 | 1 Location |  |  |  | Jumper | Tin | Brass | 9A |  | - | - |  | White | Polyamide (PA66), Nylon 6/6 | - |  |  | 3 | Not Applicable |  | Free Hanging (In-Line) | 1 |  | -40°C ~ 105°C | Bulk | - |  |  |  |  | 9296 |  | Board to Board | Poke-In | 300V | - | 2030 | https://www.unikeyic.com/media/datasheet/59/63/7451/59637451b0565fbf2d979488abe521ad.pdf | https://www.unikeyic.com/products/solid-state-lighting-ssl-connectors/109296001381906/22126483.html
1230085-3 | TE Connectivity | 50: 2.288 150: 2.255 250: 2.211 500: 2.167 | SSL Connector 3 Position Receptacle Housing for Pin Contact Cable/Wire to Cable/Wire Screw |  | 1230085 |  | Receptacle Housing for Pin Contact | - | - | - |  | - | - |  | Black | - | - |  |  | - | 1 (Unlimited) |  | Free Hanging (In-Line) | 3 |  | - | Bulk | - |  | 5590032 |  |  | Nector |  | Cable/Wire to Cable/Wire | Screw | - | - | 700 | https://www.unikeyic.com/media/datasheet/5d/be/b509/5d/c8e8b561d477d0abb6b5c9598a73d49a.pdf | https://www.unikeyic.com/products/solid-state-lighting-ssl-connectors/1230085-3/5561691.html
139159005101116 | AVX | 10: 1.584 25: 1.5065 100: 1.2995 700: 1.1978 1,400: 1.1266 2,100: 1.1153 4,900: 1.0961 | Conn Wire to Board PL 5 POS 3mm Solder ST SMD T/R |  |  |  | Plug | Gold | Copper Alloy | 5A per Contact |  | - | Pick and Place Cap, Solder Retention |  | White | Polyamide (PA46), Nylon 4/6 | - |  |  | 10 | 3 (168 Hours) |  | Surface Mount | 5 |  | -40°C ~ 125°C |  | 0.118" (3.00mm) |  | 7537055 |  |  | 9159 |  | Board to Board or Cable | Solder | 125V | - | 4486 | https://www.unikeyic.com/media/datasheet/8d/73/ddb7/8d/68e4f079995353bfc0bfe313237a5e5a.pdf | https://www.unikeyic.com/products/solid-state-lighting-ssl-connectors/139159005101116/22365785.html
139159006101916 | AVX | 700: 1.7523 1,400: 1.6687 2,100: 1.6217 3,500: 1.5643 4,900: 1.5277 7,000: 1.4897 | Conn Wire to Board PL 6 POS 3mm Solder ST SMD T/R |  |  |  | Plug | Gold | Copper Alloy | 5A per Contact |  | - | Pick and Place Cap, Solder Retention |  | White | Polyamide (PA), Nylon | - |  |  | 10 | 3 (168 Hours) |  | Surface Mount | 6 |  | -40°C ~ 125°C |  | 0.118" (3.00mm) |  | 9949882 |  |  | 9159 |  | Board to Cable/Wire | Solder | 125V | - | 2740 | https://www.unikeyic.com/media/datasheet/5b/e1/36f6/5b/7d5168f3668b7137fc58ef30ee750021.pdf | https://www.unikeyic.com/products/solid-state-lighting-ssl-connectors/139159006101916/372190.html
149159002122196 | AVX | 700: 0.8766 1,400: 0.8348 2,800: 0.7949 | Conn IDC Connector PL 2 POS 3mm IDT RA Cable Mount T/R |  |  |  | Plug | Gold | Phosphor Bronze | 5A per Contact |  | Latch Lock | - |  | White | Polyamide (PA), Nylon | - |  |  | 10 | 1 (Unlimited) |  | Free Hanging (In-Line) - Feed Through | 2 |  | -40°C ~ 125°C | Strip | 0.118" (3.00mm) |  |  |  |  | 9159 |  | Board to Cable/Wire | IDC | 125V | 22 AWG | 2049 | https://www.unikeyic.com/media/datasheet/4d/9f/a6b8/4d/6ee1ebf25332ef2d83b7b2bebce8b384.pdf | https://www.unikeyic.com/products/solid-state-lighting-ssl-connectors/149159002122196/34153132.html
149159002122996 | AVX | 1: 1.4621 10: 1.041 100: 0.8848 | CONN SSL PLUG |  |  |  | Plug | Gold | Copper Alloy | 5A per Contact |  | Latch Lock | - |  | White | Polyamide (PA46), Nylon 4/6, Glass Filled | - |  |  | 10 | 1 (Unlimited) |  | Free Hanging (In-Line) | 2 |  | -40°C ~ 125°C |  | 0.118" (3.00mm) |  | 16636817 |  |  | 9159 |  | Board to Cable/Wire | IDC | 125V | 22 AWG | 89 | https://www.unikeyic.com/media/datasheet/24/a8/bb80/24/d08c2bd16617195fdfccc405476ab14d.pdf | https://www.unikeyic.com/products/solid-state-lighting-ssl-connectors/149159002122996/29778025.html
149159004122996 | AVX | 700: 0.8833 1,400: 0.8411 2,100: 0.8174 | CONN SSL PLUG |  |  |  | Plug | Gold | Copper Alloy | 5A per Contact |  | Latch Lock | - |  | White | Polyamide (PA46), Nylon 4/6, Glass Filled | - |  |  | 10 | 1 (Unlimited) |  | Free Hanging (In-Line) | 4 |  | -40°C ~ 125°C |  | 0.118" (3.00mm) |  | 11307977 |  |  | 9159 |  | Board to Cable/Wire | IDC | 125V | 22 AWG | 1436 | https://www.unikeyic.com/media/datasheet/24/a8/bb80/24/d08c2bd16617195fdfccc405476ab14d.pdf | https://www.unikeyic.com/products/solid-state-lighting-ssl-connectors/149159004122996/27233926.html
1612472-1 | TE Connectivity | 10,000: 0.0913 | [8 empty] | 1612472-1 TE Connectivity | [10 empty] | wire mounting, free hanging, Through hole mounting |  |  | -25℃~85℃ |  |  |  | On sale |  | Compliant | bulk | [6 empty] | 1000000 | https://www.unikeyic.com/media/datasheet/c1/99/f047/c1/2c2671e8256dfe62193ec2660a588a7f.pdf | https://www.unikeyic.com/products/solid-state-lighting-ssl-connectors/1612472-1/15379281.html
1740259-1 | TE Connectivity |  | Conn Housing PL 2 POS 3.6mm ST Cable Mount White Bag |  | 1740259 |  | Plug Housing for Socket Contact | - | - | 2.5A |  | - | Keying HV-1 |  | White | Polyamide (PA6), Nylon 6 | - |  |  | - | 1 (Unlimited) |  | Free Hanging (In-Line) | 2 |  | -40°C ~ 120°C | Bulk | 0.142" (3.60mm) |  | 4731187 |  |  | Nector S |  | Cable/Wire to Cable/Wire or Board | Crimp | 250V | - |  | https://www.unikeyic.com/media/datasheet/51/15/6149/51156149ccba745a090ffad08fe09745.pdf | https://www.unikeyic.com/products/solid-state-lighting-ssl-connectors/1740259-1/8669902.html
1740259-2 | TE Connectivity | 1,000: 0.1771 2,000: 0.1738 4,000: 0.1705 | Conn Housing PL 2 POS 3.6mm ST Cable Mount Black Bag |  | 1740259 |  | Plug Housing for Socket Contact | - | - | 2.5A |  | - | Keying HV-1 |  | Black | Polyamide (PA6), Nylon 6 | - |  |  | - | 1 (Unlimited) |  | Free Hanging (In-Line) | 2 |  | -40°C ~ 120°C | Bulk | 0.142" (3.60mm) |  | 14805671 |  |  | Nector S |  | Cable/Wire to Cable/Wire or Board | Crimp | 250V | - | 5693 | https://www.unikeyic.com/media/datasheet/51/15/6149/51156149ccba745a090ffad08fe09745.pdf | https://www.unikeyic.com/products/solid-state-lighting-ssl-connectors/1740259-2/14459368.html
1740259-5 | TE Connectivity | 650: 0.1804 1,600: 0.1771 3,100: 0.1738 6,100: 0.1705 12,000: 0.1672 | Conn Housing PL 2 POS 3.6mm ST Cable Mount Red Bag |  | 1740259 |  | Plug Housing for Socket Contact | - | - | 7A |  | - | Keying HV-2 |  | Red | Polyamide (PA6), Nylon 6 | - |  |  | - | 1 (Unlimited) |  | Free Hanging (In-Line) | 2 |  | -40°C ~ 120°C | Bulk | 0.142" (3.60mm) |  | 4731189 |  |  | Nector S |  | Cable/Wire to Cable/Wire or Board | Crimp | - | - | 19000 | https://www.unikeyic.com/media/datasheet/b7/ed/85c4/b7/3221453e6c3177b8f08d22a7467320a2.pdf | https://www.unikeyic.com/products/solid-state-lighting-ssl-connectors/1740259-5/20263261.html
1740260-2 | TE Connectivity | 1: 0.5459 | Connector Accessories Tube Straight Thermoplastic Elastomer Black Bag | Tube | 1740260 | Black | [7 empty] | 7.5mm Connector |  |  |  |  | Thermoplastic Elastomer (TPE) |  | 1 (Unlimited) | [5 empty] | Bulk | [5 empty] | Nector S | H03VVH2-F Cable |  |  |  |  | 5 | https://www.unikeyic.com/media/datasheet/51/15/6149/51156149ccba745a090ffad08fe09745.pdf | https://www.unikeyic.com/products/solid-state-lighting-ssl-connectors/1740260-2/33009119.html
1740261-2 | TE Connectivity | 2,000: 0.253 4,000: 0.2409 | Connector Accessories Ring Clip Straight Polyamide 6/6 Black Box | Ring Clip | 1740261 | Black | [7 empty] | Tube |  |  |  |  | Polyamide (PA6), Nylon 6 |  | 1 (Unlimited) | [5 empty] | Bulk |  |  | 4731193 |  |  | Nector S | - |  |  |  |  | 10000 | https://www.unikeyic.com/media/datasheet/51/15/6149/51156149ccba745a090ffad08fe09745.pdf | https://www.unikeyic.com/products/solid-state-lighting-ssl-connectors/1740261-2/34839736.html
1740262-1 | TE Connectivity | 250: 0.44 650: 0.429 1,300: 0.418 | Conn Housing PL 2 POS 3.6mm ST Cable Mount White Box |  | 1740262 |  | Outlet Housing for Pin Contact | - | - | 2.5A |  | - | Keying HV-1 |  | Natural | Polyamide (PA6), Nylon 6 | - |  |  | - | 1 (Unlimited) |  | Free Hanging (In-Line) | 2 |  | -40°C ~ 120°C | Bulk | 0.142" (3.60mm) |  | 14796531 |  |  | Nector S |  | Cable/Wire to Cable/Wire or Board | Crimp | 250V | - | 2346 | https://www.unikeyic.com/media/datasheet/09/2c/22aa/092c22aa6e8d549db9f8806dfcfa3627.pdf | https://www.unikeyic.com/products/solid-state-lighting-ssl-connectors/1740262-1/16962142.html
1740262-2 | TE Connectivity | 1: 0.5701 | Conn Housing PL 2 POS 3.6mm ST Cable Mount Black Box |  | 1740262 |  | Outlet Housing for Pin Contact | - | - | 2.5A |  | - | Keying HV-1 |  | Black | Polyamide (PA6), Nylon 6 | - |  |  | - | 1 (Unlimited) |  | Free Hanging (In-Line) | 2 |  | -40°C ~ 120°C | Bulk | 0.142" (3.60mm) |  |  |  |  | Nector S |  | Cable/Wire to Cable/Wire or Board | Crimp | 250V | - | 85 | https://www.unikeyic.com/media/datasheet/d8/b5/b068/d8/420739134773951ea626f62af298568a.pdf | https://www.unikeyic.com/products/solid-state-lighting-ssl-connectors/1740262-2/10624218.html
1740315-1 | TE Connectivity | 600: 0.963 | TE Connectivity , Nector S series, Used for Dealer, outer cover | Cover | 1740315 | White | [7 empty] | Distributor |  |  |  |  | Polyamide (PA6), Nylon 6 |  | 1 (Unlimited) | [5 empty] | Bulk |  |  | 4731305 |  |  | Nector S | - |  |  |  |  | 60000 | https://www.unikeyic.com/media/datasheet/fb/e4/a443/fb/6768143d9c95b3c1f8ddd3d2b6bedecc.pdf | https://www.unikeyic.com/products/solid-state-lighting-ssl-connectors/1740315-1/31021266.html
1740315-2 | TE Connectivity | 200,000: 0.8022 | Connector Accessories Distributor Cover 6 POS Black | Cover | 1740315 | Black | [7 empty] | Distributor |  |  |  |  | Polyamide (PA6), Nylon 6 |  | 1 (Unlimited) | [5 empty] | Bulk |  |  | 4731306 |  |  | Nector S | - |  |  |  |  | 20000000 | https://www.unikeyic.com/media/datasheet/fb/e4/a443/fb/6768143d9c95b3c1f8ddd3d2b6bedecc.pdf | https://www.unikeyic.com/products/solid-state-lighting-ssl-connectors/1740315-2/30557251.html
1740316-1 | TE Connectivity | 500: 0.22 4,500: 0.22 9,000: 0.1925 10,000: 0.1848 25,000: 0.1771 | Connector Accessories Coding Ring Straight Red | Coding Ring | 1740316 | Red | [7 empty] | Distributor |  |  |  |  | Polyamide (PA6), Nylon 6 |  | 1 (Unlimited) | [5 empty] | Bulk |  |  | 14767163 |  |  | Nector S | - |  |  |  |  | 1500 | https://www.unikeyic.com/media/datasheet/d1/50/064a/d1/4241ac65c1f89672253030d34e7fb9d8.pdf | https://www.unikeyic.com/products/solid-state-lighting-ssl-connectors/1740316-1/17738586.html
1740317-1 | TE Connectivity | 600: 4.2229 | Conn Outlet PIN 6 POS 8.5mm 6 Terminal 1 Port Box |  | 1740317 |  | Distributor | - | Copper Alloy | 2.5A |  | - | Keying HV-1 |  | White | Polyamide (PA6), Nylon 6 | - |  |  | - | 1 (Unlimited) |  | Free Hanging (In-Line) | 6 |  | -40°C ~ 120°C | Bulk | - |  | 4731008 |  |  | Nector S |  | Board to Cable/Wire | - | 125V | - | 60000 | https://www.unikeyic.com/media/datasheet/ca/61/4551/ca/beff89d5ef5750b44400724b91998132.pdf | https://www.unikeyic.com/products/solid-state-lighting-ssl-connectors/1740317-1/25185280.html
1740317-2 | TE Connectivity | 25: 4.84 60: 4.763 150: 4.675 250: 4.598 | Connector Outlet, 7 Pos, 8.5mm, 7 Terminal, 1 Port, Box |  | 1740317 |  | Distributor | - | Copper Alloy | 2.5A |  | - | Keying HV-1 |  | White | Polyamide (PA6), Nylon 6 | - |  |  | - | 1 (Unlimited) |  | Free Hanging (In-Line) | 7 |  | -40°C ~ 120°C | Bulk | - |  | 4731009 |  |  | Nector S |  | Board to Cable/Wire | - | 250V | - | 599 | https://www.unikeyic.com/media/datasheet/ca/61/4551/ca/beff89d5ef5750b44400724b91998132.pdf | https://www.unikeyic.com/products/solid-state-lighting-ssl-connectors/1740317-2/19612515.html
1740317-3 | TE Connectivity | 26: 4.345 300: 4.345 600: 3.828 1,000: 3.377 5,000: 3.245 10,000: 3.102 25,000: 2.97 | SSL Connector 6 Position Distributor Board to Cable/Wire |  | 1740317 |  | Distributor | - | Copper Alloy | 2.5A |  | - | Keying HV-1 |  | Black | Polyamide (PA6), Nylon 6 | - |  |  | - | 1 (Unlimited) |  | Free Hanging (In-Line) | 6 |  | -40°C ~ 120°C | Bulk | - |  | 4731010 |  |  | Nector S |  | Board to Cable/Wire | - | 250V | - | 50 | https://www.unikeyic.com/media/datasheet/ca/61/4551/ca/beff89d5ef5750b44400724b91998132.pdf | https://www.unikeyic.com/products/solid-state-lighting-ssl-connectors/1740317-3/24179251.html
1740317-4 | TE Connectivity | 600: 4.5057 | Connector Outlet, 7 Pos, 8.5mm, 7 Terminal, 1 Port, Box |  | 1740317 |  | Distributor | - | Copper Alloy | 2.5A |  | - | Keying HV-1 |  | Black | Polyamide (PA6), Nylon 6 | - |  |  | - | 1 (Unlimited) |  | Free Hanging (In-Line) | 7 |  | -40°C ~ 120°C | Bulk | - |  | 4731011 |  |  | Nector S |  | Board to Cable/Wire | - | 250V | - | 60000 | https://www.unikeyic.com/media/datasheet/8b/d9/a9a8/8bd9a9a89c762540becbe16aeac632b9.pdf | https://www.unikeyic.com/products/solid-state-lighting-ssl-connectors/1740317-4/22695387.html
1740317-7 | TE Connectivity | 600: 3.9756 | Conn Outlet PIN 6 POS 8.5mm 6 Terminal 1 Port Box |  | 1740317 |  | Distributor | - | Copper Alloy | 7A |  | - | Keying LV-1 |  | Gray | Polyamide (PA6), Nylon 6 | - |  |  | - | 1 (Unlimited) |  | Free Hanging (In-Line) | 6 |  | -40°C ~ 120°C | Box | - |  | 4731012 |  |  | Nector S |  | Board to Cable/Wire | - | 42V | - | 60000 | https://www.unikeyic.com/media/datasheet/8b/d9/a9a8/8bd9a9a89c762540becbe16aeac632b9.pdf | https://www.unikeyic.com/products/solid-state-lighting-ssl-connectors/1740317-7/9423871.html
1740317-9 | TE Connectivity | 35: 3.322 85: 3.256 200: 3.201 350: 3.135 600: 3.08 1,000: 2.717 | Conn Outlet PIN 6 POS 8.5mm 6 Terminal 1 Port Box |  | 1740317 |  | Distributor | - | Copper Alloy | 7A |  | - | Keying LV-2 |  | Yellow | Polyamide (PA6), Nylon 6 | - |  |  | - | 1 (Unlimited) |  | Free Hanging (In-Line) | 6 |  | -40°C ~ 120°C | Bulk | - |  | 4731014 |  |  | Nector S |  | Board to Cable/Wire | - | 125V | - | 1457 | https://www.unikeyic.com/media/datasheet/ca/61/4551/ca/beff89d5ef5750b44400724b91998132.pdf | https://www.unikeyic.com/products/solid-state-lighting-ssl-connectors/1740317-9/5469984.html
1740449-1 | TE Connectivity | 600: 0.187 1,500: 0.1837 3,000: 0.1804 | Conn Housing PL 2 POS 3.6mm ST Cable Mount |  |  |  | Plug Housing for Socket Contact | - | - | - |  | - | Keying LV-1 |  | Gray | - | - |  |  | - | 1 (Unlimited) |  | Free Hanging (In-Line) | 2 |  | -40°C ~ 120°C | Bulk | - |  | 4730359 |  |  | Nector S |  | Cable/Wire to Cable/Wire or Board | Crimp | 42V | - | 5000 | https://www.unikeyic.com/media/datasheet/4d/7b/0692/4d/2483ac87c4d9176359e446df7c3bbf7f.pdf | https://www.unikeyic.com/products/solid-state-lighting-ssl-connectors/1740449-1/25362245.html
1740449-2 | TE Connectivity | 6,000: 0.242 | Conn Housing PL 2 POS 3.6mm Crimp ST Cable Mount Yellow Box |  | 1740449 |  | Plug Housing for Socket Contact | - | - | - |  | - | Keying LV-2 |  | Yellow | - | - |  |  | - | 1 (Unlimited) |  | Free Hanging (In-Line) | 2 |  | -40°C ~ 120°C | Bulk | - |  | 4730360 |  |  | Nector S |  | Cable/Wire to Cable/Wire or Board | Crimp | 42V | - | 600000 | https://www.unikeyic.com/media/datasheet/51/15/6149/51156149ccba745a090ffad08fe09745.pdf | https://www.unikeyic.com/products/solid-state-lighting-ssl-connectors/1740449-2/34998636.html
1740451-1 | TE Connectivity | 500: 0.2409 1,200: 0.2365 1,500: 0.2233 | Conn Housing PL 2 POS 3.6mm ST Cable Mount Light Gray |  | 1740451 |  | Outlet Housing for Pin Contact | - | - | 7A |  | - | Keying HV-1 |  | Gray | Polyamide (PA6), Nylon 6 | - |  |  | - | 1 (Unlimited) |  | Free Hanging (In-Line) | 2 |  | -40°C ~ 120°C | Bulk | 0.142" (3.60mm) |  | 14771966 |  |  | Nector S |  | Cable/Wire to Cable/Wire or Board | Crimp | 42V | - | 1500 | https://www.unikeyic.com/media/datasheet/51/15/6149/51156149ccba745a090ffad08fe09745.pdf | https://www.unikeyic.com/products/solid-state-lighting-ssl-connectors/1740451-1/34971372.html
1740451-2 | TE Connectivity | 1: 0.3241 | Conn Housing PL 2 POS 3.6mm Crimp ST Cable Mount Yellow Box |  | 1740451 |  | Outlet Housing for Pin Contact | - | - | 7A |  | - | Keying HV-1 |  | Yellow | Polyamide (PA6), Nylon 6 | - |  |  | - | 1 (Unlimited) |  | Free Hanging (In-Line) | 2 |  | -40°C ~ 120°C | Bulk | 0.142" (3.60mm) |  | 4730362 |  |  | Nector S |  | Cable/Wire to Cable/Wire or Board | Crimp | 125V | - | 38 | https://www.unikeyic.com/media/datasheet/51/15/6149/51156149ccba745a090ffad08fe09745.pdf | https://www.unikeyic.com/products/solid-state-lighting-ssl-connectors/1740451-2/1711933.html
1740825-1 | TE Connectivity | 433: 0.2541 3,000: 0.2541 6,000: 0.2244 10,000: 0.2145 25,000: 0.2057 | Conn Housing PL 2 POS 3.6mm Crimp ST Cable Mount White |  | 1740825 |  | Plug Housing for Socket Contact | - | - | - |  | - | Keying HV-4 |  | White | - | - |  |  | - | 1 (Unlimited) |  | Free Hanging (In-Line) | 2 |  | - | Bulk | - |  |  |  |  | Nector S |  | Cable/Wire to Cable/Wire or Board | Crimp | 250V | - | 500 | https://www.unikeyic.com/media/datasheet/07/34/0492/07/4d80fb64efd99d0c49e91e1f9899072e.pdf | https://www.unikeyic.com/products/solid-state-lighting-ssl-connectors/1740825-1/832042.html
1740825-2 | TE Connectivity | 6,000: 0.2244 | Conn Housing PL 2 POS 3.6mm Crimp ST Cable Mount |  | 1740825 |  | Plug Housing for Socket Contact | - | - | - |  | - | Keying HV-4 |  | Black | - | - |  |  | - | 1 (Unlimited) |  | Free Hanging (In-Line) | 2 |  | - | Bulk | - |  |  |  |  | Nector S |  | Cable/Wire to Cable/Wire or Board | Crimp | 250V | - | 600000 | https://www.unikeyic.com/media/datasheet/8a/61/c79b/8a/93031ddfe88192aec5a536c4b4d27d9b.pdf | https://www.unikeyic.com/products/solid-state-lighting-ssl-connectors/1740825-2/3921600.html
1740825-3 | TE Connectivity | 6,000: 0.1979 | Conn Housing PL 2 POS 3.6mm Crimp ST Cable Mount |  | 1740825 |  | Plug Housing for Socket Contact | - | - | - |  | - | Keying HV-5 |  | White | - | - |  |  | - | 1 (Unlimited) |  | Free Hanging (In-Line) | 2 |  | - | Bulk | - |  | 5591481 |  |  | Nector S |  | Cable/Wire to Cable/Wire or Board | Crimp | 250V | - | 600000 | https://www.unikeyic.com/media/datasheet/8a/61/c79b/8a/93031ddfe88192aec5a536c4b4d27d9b.pdf | https://www.unikeyic.com/products/solid-state-lighting-ssl-connectors/1740825-3/5362806.html
1740826-1 | TE Connectivity | 3,000: 0.5248 | Conn Housing PL 2 POS Crimp ST Cable Mount Natural |  | 1740826 |  | Outlet Housing for Pin Contact | - | - | 2.5A |  | - | Keying HV-4 |  | White | Polyamide (PA6), Nylon 6 | - |  |  | - | 1 (Unlimited) |  | Free Hanging (In-Line) | 2 |  | -40°C ~ 120°C | Bulk | 0.142" (3.60mm) |  | 5589767 |  |  | Nector S |  | Cable/Wire to Cable/Wire or Board | Crimp | 250V | - | 300000 | https://www.unikeyic.com/media/datasheet/19/6b/0613/19/00695478048373a7a819f2fb4a94d9b9.pdf | https://www.unikeyic.com/products/solid-state-lighting-ssl-connectors/1740826-1/2160125.html
1740826-2 | TE Connectivity | 3,000: 0.4205 | Conn Housing PL 2 POS Crimp ST Cable Mount |  | 1740826 |  | Outlet Housing for Pin Contact | - | - | 2.5A |  | - | Keying HV-4 |  | Black | Polyamide (PA6), Nylon 6 | - |  |  | - | 1 (Unlimited) |  | Free Hanging (In-Line) | 2 |  | -40°C ~ 120°C | Bulk | 0.142" (3.60mm) |  |  |  |  | Nector S |  | Cable/Wire to Cable/Wire or Board | Crimp | 250V | - | 300000 | https://www.unikeyic.com/media/datasheet/19/6b/0613/19/00695478048373a7a819f2fb4a94d9b9.pdf | https://www.unikeyic.com/products/solid-state-lighting-ssl-connectors/1740826-2/13111208.html
1742396-1 | TE Connectivity | 1,500: 0.3322 | Lamp Socket Contact .018 PTPBR |  | 1742396 |  | Contact, Ground | Tin | Phosphor Bronze | - |  | - | - |  | - | - |  |  |  | - | 1 (Unlimited) |  | Free Hanging (In-Line) | 1 |  | - | Tape & Reel (TR) | - |  | 5157769 |  |  | - |  | Cable/Wire to Cable/Wire | Crimp |  | 18-20 AWG | 150000 | https://www.unikeyic.com/media/datasheet/3e/c6/f9be/3e/45372ea334116a6656c6770114f25e8c.pdf | https://www.unikeyic.com/products/solid-state-lighting-ssl-connectors/1742396-1/12473552.html
1778735 | PHOENIX CONTACT | 5: 2.415 | PCB headers, nominal current: 6 A, rated voltage (III/2): 160 V, number of positions: 6, pitch: 2.5 mm, color: white, contact surface: Tin, mounting: SMD soldering, Article with anti-rotation pin |  |  |  | Header, Male Pins | Tin | - | 5A |  | Detent Lock | Solder Retention |  | White | Polyamide (PA), Nylon | - |  |  | - | 1 (Unlimited) |  | Surface Mount | 6 |  | - |  | 0.098" (2.50mm) |  | 5131551 |  |  | COMBICON PTSM |  | Board to Cable/Wire | Solder | 150V | - | 632 | https://www.unikeyic.com/media/datasheet/65/c8/6bc5/65/f014d4679dc3e3a27b004054768112c2.pdf | https://www.unikeyic.com/products/solid-state-lighting-ssl-connectors/1778735/7685528.html
1814663 | PHOENIX CONTACT | 770: 1.0227 | Phoenix Contact PCBTerminal block PTSMseries, 5road, 2.5mmPitch, SMT, Spring cage termination, white |  |  |  | Receptacle, Poke-In Wire | - | - | 5A |  | - | Solder Retention |  | White | Polyamide (PA), Nylon | - |  |  | - | 1 (Unlimited) |  | Surface Mount, Right Angle | 5 |  | - |  | 0.098" (2.50mm) |  | 4738864 |  |  | COMBICON PTSM |  | Board to Cable/Wire | Solder | 150V | 20-26 AWG | 5378 | https://www.unikeyic.com/media/datasheet/bf/60/1e44/bf601e44c77ae615cc75dcd574f04c46.pdf | https://www.unikeyic.com/products/solid-state-lighting-ssl-connectors/1814663/13383798.html
1814715 | PHOENIX CONTACT | 400: 1.0128 | Conn Terminal Block 3 POS 2.5mm Solder ST SMD 6A |  |  |  | Receptacle, Poke-In Wire | - | - | 5A |  | - | Solder Retention |  | White | Polyamide (PA), Nylon | - |  |  | - | 1 (Unlimited) |  | Surface Mount | 3 |  | - | Tape & Reel (TR)Cut Tape (CT) | 0.098" (2.50mm) |  |  |  |  | COMBICON PTSM |  | Board to Cable/Wire | Solder | 150V | 20-26 AWG | 454 | https://www.unikeyic.com/media/datasheet/a8/9d/6e76/a89d6e7612e088605b9dec497e8c50a1.pdf | https://www.unikeyic.com/products/solid-state-lighting-ssl-connectors/1814715/2130885.html
1814728 | PHOENIX CONTACT | 400: 1.168 | Phoenix,PTSM0,5/4-2,5-VSMDWHR44,PCBterminal, |  |  |  | Receptacle, Poke-In Wire | - | - | 5A |  | - | Solder Retention |  | White | Polyamide (PA), Nylon | - |  |  | - | 1 (Unlimited) |  | Surface Mount | 4 |  | - | Tape & Reel (TR)Cut Tape (CT) | 0.098" (2.50mm) |  | 4482890 |  |  | COMBICON PTSM |  | Board to Cable/Wire | Solder | 150V | 20-26 AWG | 426 | https://www.unikeyic.com/media/datasheet/2b/7b/bb1b/2b7bbb1b4e4d2184ccabee24f9653ca6.pdf | https://www.unikeyic.com/products/solid-state-lighting-ssl-connectors/1814728/12583908.html
1814919 | PHOENIX CONTACT | 600: 0.694 | Conn Shrouded Header HDR 2 POS 2.5mm Solder RA SMD T/R |  |  |  | Header, Male Pins | Tin | - | 5A |  | Detent Lock | Solder Retention |  | White | Polyamide (PA), Nylon | - |  |  | - | 1 (Unlimited) |  | Surface Mount, Right Angle | 2 |  | - |  | 0.098" (2.50mm) |  | 4482909 |  |  | COMBICON PTSM |  | Board to Cable/Wire | Solder | 150V | - | 1757 | https://www.unikeyic.com/media/datasheet/5d/12/1155/5d/1451a3e6cb342e3220eef5de36053fe6.pdf | https://www.unikeyic.com/products/solid-state-lighting-ssl-connectors/1814919/32976649.html
1814948 | PHOENIX CONTACT | 600: 1.2875 | Conn Shrouded Header HDR 5 POS 2.5mm Solder RA SMD |  |  |  | Header, Male Pins | Tin | - | 5A |  | Detent Lock | Solder Retention |  | White | Polyamide (PA), Nylon | - |  |  | - | 1 (Unlimited) |  | Surface Mount, Right Angle | 5 |  | - |  | 0.098" (2.50mm) |  | 4482912 |  |  | COMBICON PTSM |  | Board to Cable/Wire | Solder | 150V | - | 1881 | https://www.unikeyic.com/media/datasheet/74/00/61cd/74/073de74bb3fd54d69b783acfb3e5550d.pdf | https://www.unikeyic.com/products/solid-state-lighting-ssl-connectors/1814948/955815.html
1814951 | PHOENIX CONTACT | 1: 1.782 100: 1.7722 | Conn Shrouded Header HDR 6 POS 2.5mm Solder RA Side Entry Thru-Hole |  |  |  | Header, Male Pins | Tin | - | 5A |  | Detent Lock | Solder Retention |  | White | Polyamide (PA), Nylon | - |  |  | - | 1 (Unlimited) |  | Surface Mount, Right Angle | 6 |  | - |  | 0.098" (2.50mm) |  |  |  |  | COMBICON PTSM |  | Board to Cable/Wire | Solder | 150V | - | 276 | https://www.unikeyic.com/media/datasheet/5d/26/f1c8/5d/5361aa76f0b041a80619aedd6be1bdd7.pdf | https://www.unikeyic.com/products/solid-state-lighting-ssl-connectors/1814951/1572275.html
1815219 | PHOENIX CONTACT | 1: 1.5065 | Phoenix Contact 2.5mmpitch4pPlug-in terminal blocks, PTSMseries |  |  |  | Header, Female Sockets | Tin | - | 5A |  | Detent Lock | Solder Retention |  | White | Polyamide (PA), Nylon | - |  |  | - | 1 (Unlimited) |  | Surface Mount, Right Angle | 4 |  | - |  | 0.098" (2.50mm) |  | 4696116 |  |  | COMBICON PTSM |  | Board to Cable/Wire | Solder | 150V | - | 3417 | https://www.unikeyic.com/media/datasheet/f7/da/6f42/f7da6f425a869b2e4bd66579bbef9013.pdf | https://www.unikeyic.com/products/solid-state-lighting-ssl-connectors/1815219/21959014.html
1830126 | PHOENIX CONTACT | 330: 0.7902 | PCB Header, 6A, 160V, 2 Pos, 2.5mm Pitch, White, Tin Plated, SMD |  |  |  | Header, Male Pins | Tin | - | 5A |  | Detent Lock | Solder Retention |  | White | Polyamide (PA), Nylon | - |  |  | - | 1 (Unlimited) |  | Surface Mount, Bottom Entry, Through Board | 2 |  | - |  | 0.098" (2.50mm) |  | 5131516 |  |  | COMBICON PTSM |  | Board to Cable/Wire | Solder | 150V | - | 621 | https://www.unikeyic.com/media/datasheet/e0/3d/0054/e0/e0aa32c518dcf05ab303773707859a79.pdf | https://www.unikeyic.com/products/solid-state-lighting-ssl-connectors/1830126/31623393.html
1954097-1 | TE Connectivity | 800: 0.374 3,200: 0.363 11,200: 0.33 50,400: 0.2783 100,000: 0.2486 | Conn Wire to Board SKT 2 POS 4mm Solder RA Side Entry SMD T/R |  | 1954097 |  | Receptacle, Poke-In Wire | Tin | Copper Alloy | 4A |  | - | - |  | White | Liquid Crystal Polymer (LCP) | - |  |  | - | 1 (Unlimited) |  | Surface Mount, Right Angle | 2 |  | -40°C ~ 105°C |  | 0.157" (4.00mm) |  | 1756695 |  |  | - |  | Board to Cable/Wire | Solder | 250V | 18 AWG, 20 AWG, 22 AWG | 275972 | https://www.unikeyic.com/media/datasheet/64/da/cb73/64/e7154c1b759a897790c0306ec6e432e0.pdf | https://www.unikeyic.com/products/solid-state-lighting-ssl-connectors/1954097-1/24677372.html
1954289-1 | TE Connectivity | 1: 0.5932 | Conn Board to Board HDR 2 POS 4mm Solder RA Side Entry SMD Tray |  | 1954289 |  | Blade and Receptacle, Hermaphroditic | Tin | Copper Alloy | 6A |  | - | - |  | Natural | Liquid Crystal Polymer (LCP) | - |  |  | - | 1 (Unlimited) |  | Board Edge, Surface Mount, Right Angle | 2 |  | -40°C ~ 105°C |  | 0.157" (4.00mm) |  | 1866087 |  |  | - |  | Board to Board | Solder | 125V | - | 4 | https://www.unikeyic.com/media/datasheet/03/6e/f088/03/6358cea2627fad39e81c9ca2a7ba8769.pdf | https://www.unikeyic.com/products/solid-state-lighting-ssl-connectors/1954289-1/17632477.html
1954289-2 | TE Connectivity | 1: 2.444 10: 1.7291 25: 1.6204 50: 1.5429 100: 1.4691 250: 1.377 500: 1.3113 | Conn Board to Board HDR 4Power POS 4mm Solder RA Side Entry SMD Tray |  | 1954289 |  | Blade and Receptacle, Hermaphroditic | Tin | Copper Alloy | 6A |  | - | - |  | Natural | Liquid Crystal Polymer (LCP) | - |  |  | - | 1 (Unlimited) |  | Board Edge, Surface Mount, Right Angle | 4 |  | -40°C ~ 105°C |  | 0.157" (4.00mm) |  |  |  |  | - |  | Board to Board | Solder | 125V | - | 89 | https://www.unikeyic.com/media/datasheet/65/4a/c7fa/654ac7fa27e2811cfa76fb2d5d4a2d8a.pdf | https://www.unikeyic.com/products/solid-state-lighting-ssl-connectors/1954289-2/17330281.html
1954289-3 | TE Connectivity | 1: 2.8199 100: 2.5873 | Wire to Board Connector M/F 6 POS 4mm Solder RA SMD T/R |  | 1954289 |  | Blade and Receptacle, Hermaphroditic | Tin | Copper Alloy | 6A |  | - | - |  | Natural | Liquid Crystal Polymer (LCP) | - |  |  | - | 1 (Unlimited) |  | Board Edge, Surface Mount, Right Angle | 6 |  | -40°C ~ 105°C |  | 0.157" (4.00mm) |  | 1866095 |  |  | - |  | Board to Board | Solder | 125V | - | 8 | https://www.unikeyic.com/media/datasheet/65/4a/c7fa/654ac7fa27e2811cfa76fb2d5d4a2d8a.pdf | https://www.unikeyic.com/products/solid-state-lighting-ssl-connectors/1954289-3/19494097.html
1971567-1 | TE Connectivity | 1: 0.9967 | TE Connectivity Connector Housing, 2 Pos, 3mm Pitch, 1 Row |  | 1971567 |  | Blade and Receptacle, Hermaphroditic | Tin | Brass; Copper Alloy | 3A |  | - | - |  | Natural | Thermoplastic | - |  |  | - | 1 (Unlimited) |  | Board Edge, Surface Mount, Right Angle | 2 |  | -40°C ~ 105°C | Tape & Reel (TR)Cut Tape (CT) | 0.118" (3.00mm) |  | 14774993 |  |  | - |  | Board to Board | Solder | 300V | - | 9 | https://www.unikeyic.com/media/datasheet/25/cb/2c32/25cb2c329452cd6b4c76de77d6e5a845.pdf | https://www.unikeyic.com/products/solid-state-lighting-ssl-connectors/1971567-1/23553121.html
1971567-2 | TE Connectivity | 1,900: 0.605 7,600: 0.55 11,400: 0.506 26,600: 0.484 51,300: 0.462 | Conn Board to Board HDR 4 POS 3mm Solder RA Side Entry SMD Tray |  | 1971567 |  | Blade and Receptacle, Hermaphroditic | Tin | Brass; Copper Alloy | 3A |  | - | - |  | Natural | Thermoplastic | - |  |  | - | 1 (Unlimited) |  | Board Edge, Surface Mount, Right Angle | 4 |  | -40°C ~ 105°C |  | 0.118" (3.00mm) |  | 3043638 |  |  | - |  | Board to Board | Solder | 300V | - | 51400 | https://www.unikeyic.com/media/datasheet/f6/60/8a17/f6608a17a6869751c952a4392474cee4.pdf | https://www.unikeyic.com/products/solid-state-lighting-ssl-connectors/1971567-2/34185139.html
1971567-3 | TE Connectivity | 1: 1.4623 100: 1.3417 | MINIATURE HERMAPHRODITIC (6P) |  | 1971567 |  | Blade and Receptacle, Hermaphroditic | Tin | Brass; Copper Alloy | 3A |  | - | - |  | Natural | Thermoplastic | - |  |  | - | 1 (Unlimited) |  | Board Edge, Surface Mount, Right Angle | 6 |  | -40°C ~ 105°C |  | 0.118" (3.00mm) |  | 4031152 |  |  | - |  | Board to Board | Solder | 300V | - | 4 | https://www.unikeyic.com/media/datasheet/18/67/fb3f/1867fb3f81d233bc34e826c09ad9e3d4.pdf | https://www.unikeyic.com/products/solid-state-lighting-ssl-connectors/1971567-3/25895716.html
1971742-1 | TE Connectivity | 1: 0.375 100: 0.3442 | Conn Power M 1 POS Solder ST Thru-Hole Tray |  | 1971742 |  | Blade | Tin | Brass | 3A |  | - | - |  | Natural | Thermoplastic | - |  |  | - | 1 (Unlimited) |  | Board Edge, Surface Mount, Right Angle | 1 |  | -40°C ~ 105°C | Tape & Reel (TR)Cut Tape (CT) | - |  | 4731506 |  |  | - |  | Board to Board | Solder | 300V | - | 79 | https://www.unikeyic.com/media/datasheet/8d/c8/b1a9/8dc8b1a91b3d88cbbd630b9bb7dabdbe.pdf | https://www.unikeyic.com/products/solid-state-lighting-ssl-connectors/1971742-1/20478694.html
1971743-1 | TE Connectivity | 1: 0.8149 | Conn Power F 1 POS Solder ST Thru-Hole Tray |  | 1971743 |  | Receptacle | Tin | Copper Alloy | 3A |  | - | - |  | Natural | Thermoplastic | - |  |  | - | 1 (Unlimited) |  | Board Edge, Surface Mount, Right Angle | 1 |  | -40°C ~ 105°C |  | - |  | 6217592 |  |  | - |  | Board to Board | Solder | 300V | - | 4 | https://www.unikeyic.com/media/datasheet/50/b8/2b12/50b82b122fcf3be236a3cd73a48b8ad7.pdf | https://www.unikeyic.com/products/solid-state-lighting-ssl-connectors/1971743-1/15939336.html
1971748-2 | TE Connectivity | 500: 0.2266 | Conn Card Edge RCP 2 POS 2.5mm Solder ST SMD T/R |  | 1971748 |  | Socket | Tin | Copper Alloy | 3A |  | - | Board Lock |  | Natural | Thermoplastic | - |  |  | - | 1 (Unlimited) |  | Surface Mount, Bottom Entry, Through Board | 2 |  | -40°C ~ 125°C | Tape & Reel (TR) | 0.098" (2.50mm) |  | 4021832 |  |  | - |  | Board to Card Edge | Solder | 250V | - | 1000 | https://www.unikeyic.com/media/datasheet/e4/e4/d978/e4/3fa44b42a911ab6c98751f2af5e71928.pdf | https://www.unikeyic.com/products/solid-state-lighting-ssl-connectors/1971748-2/25244048.html
2-2106124-3 | TE Connectivity | 8,000: 0.2002 | Contact, Sealed Lighting Conn, 22-24 Awg |  | 2106124 |  | Contact, Tab | Gold, Tin | Brass | - |  | - | - |  | - | - |  |  |  | - | 1 (Unlimited) |  | Free Hanging (In-Line) | 1 |  | - | Tape & Reel (TR)Cut Tape (CT) | - |  |  |  |  | SlimSeal |  | Board to Cable/Wire | Crimp |  | 22-24 AWG | 20000 | https://www.unikeyic.com/media/datasheet/ee/fa/ef28/ee/e92c0d5b57887d700c0e84fe15cb7946.pdf | https://www.unikeyic.com/products/solid-state-lighting-ssl-connectors/2-2106124-3/27947984.html
2-2834006-0 | TE Connectivity | 800: 0.495 1,600: 0.484 | BUCHANAN WireMate Insert Connector Series, 4.0mm Pitch Wire-to-Board Module, Easy Install, Flexible Solution |  | 2834006 |  | Receptacle, Poke-In Wire | Tin | Copper Alloy | 5A, 6A |  | - | - |  | Brown, Yellow | Resin | - |  |  | - | 1 (Unlimited) |  | Surface Mount, Right Angle | 2 |  | -40°C ~ 125°C | Tape & Reel (TR)Cut Tape (CT) | 0.157" (4.00mm) |  | 6568907 |  |  | - |  | Board to Cable/Wire | Solder | 400V | 18 AWG, 20 AWG, 22 AWG | 3200 | https://www.unikeyic.com/media/datasheet/ec/57/b5b1/ec57b5b1d518fcde533510af20f1cdea.pdf | https://www.unikeyic.com/products/solid-state-lighting-ssl-connectors/2-2834006-0/1067905.html
2-2834006-1 | TE Connectivity | 1,000: 0.21 2,000: 0.2064 3,000: 0.2027 6,000: 0.1979 10,000: 0.1942 | BUCHANAN WireMate Modular Connector, 4.0mm Pitch, Wire-to-Board, Easy Insertion |  | 2834006 |  | Receptacle, Poke-In Wire | Tin | Copper Alloy | 5A, 6A |  | - | - |  | Black | Resin | - |  |  | - | 1 (Unlimited) |  | Surface Mount, Right Angle | 1 |  | -40°C ~ 125°C | Tape & Reel (TR)Cut Tape (CT) | - |  | 6568892 |  |  | - |  | Board to Cable/Wire | Solder | 400V | 18 AWG, 20 AWG, 22 AWG | 30000 | https://www.unikeyic.com/media/datasheet/7a/29/aabd/7a29aabdfa22a0816e5f4bc352a95354.pdf | https://www.unikeyic.com/products/solid-state-lighting-ssl-connectors/2-2834006-1/6262324.html
2-2834068-2 | TE Connectivity | 6,000: 0.044 12,000: 0.0396 | Socket and Pin Contacts |  | 2834068 |  | Contact, Pin | Tin | Copper Alloy | 3.5A, 5A |  | - | - |  | - | - |  |  |  | 30 | 1 (Unlimited) |  | Free Hanging (In-Line) | 1 |  | -40°C ~ 105°C | Tape & Reel (TR)Cut Tape (CT) | - |  | 9817340 |  |  | - |  | Cable/Wire to Cable/Wire | Crimp | 400 V | 18-22 AWG | 8000 | https://www.unikeyic.com/media/datasheet/33/53/b617/3353b617813156841a4a80aec52455c9.pdf | https://www.unikeyic.com/products/solid-state-lighting-ssl-connectors/2-2834068-2/16721897.html
2-2834074-2 | TE Connectivity | 1: 1.6827 10: 1.2164 100: 0.9518 500: 0.8583 1,000: 0.7821 | TE Connectivity micro connector lighting connector plug, SlimSeal Connector Miniatureseries, 2pole, 2road |  | 2834074 |  | Plug Housing for Socket Contact | - | - | 3.5A, 5A |  | Latch Lock | - |  | Black | Thermoplastic | IP67 - Dust Tight, Waterproof |  |  | 30 | Not Applicable |  | Free Hanging (In-Line) | 2 |  | -40°C ~ 105°C | Tray | 0.098" (2.50mm) |  | 6566007 |  |  | SlimSeal |  | Cable/Wire to Cable/Wire | Crimp | 400V | - |  | https://www.unikeyic.com/media/datasheet/d3/ab/bc43/d3abbc43520277e11087404c12d7fd6a.pdf | https://www.unikeyic.com/products/solid-state-lighting-ssl-connectors/2-2834074-2/7720605.html
2-2834074-3 | TE Connectivity | 150: 0.858 350: 0.759 700: 0.737 1,400: 0.726 5,800: 0.704 10,000: 0.66 | TE Connectivity micro connector lighting connector plug, SlimSeal Connector Miniatureseries, 3pole, 3road |  | 2834074 |  | Plug Housing for Socket Contact | - | - | 3.5A, 5A |  | Latch Lock | - |  | Black | Thermoplastic | IP67 - Dust Tight, Waterproof |  |  | 30 | Not Applicable |  | Free Hanging (In-Line) | 3 |  | -40°C ~ 105°C | Tray | 0.098" (2.50mm) |  |  |  |  | SlimSeal |  | Cable/Wire to Cable/Wire | Crimp | 400V | - | 4660 | https://www.unikeyic.com/media/datasheet/01/c4/820d/01c4820d58cbbcd0b5e2cee2d0f369b7.pdf | https://www.unikeyic.com/products/solid-state-lighting-ssl-connectors/2-2834074-3/115782.html
2-2834075-2 | TE Connectivity | 1: 1.2019 10: 0.9348 100: 0.7649 500: 0.7013 1,000: 0.6473 | TE Connectivity micro connector lighting connector socket, SlimSeal Connector Miniatureseries, 2pole, 2road |  | 2834075 |  | Receptacle Housing for Pin Contact | - | - | 3.5A, 5A |  | Latch Holder | - |  | Black | Polybutylene Terephthalate (PBT) | IP67 - Dust Tight, Waterproof |  |  | 30 | Not Applicable |  | Free Hanging (In-Line) | 2 |  | -40°C ~ 105°C | Tray | 0.098" (2.50mm) |  |  |  |  | SlimSeal |  | Cable/Wire to Cable/Wire | Crimp | 400V | - |  | https://www.unikeyic.com/media/datasheet/79/ee/7eac/79ee7eac958d7a8d269be5fe3066eab0.pdf | https://www.unikeyic.com/products/solid-state-lighting-ssl-connectors/2-2834075-2/15577758.html
2-2834075-3 | TE Connectivity | 250: 0.473 650: 0.429 1,300: 0.418 2,500: 0.407 10,000: 0.396 | TE Connectivity micro connector lighting connector socket, SlimSeal Connector Miniatureseries, 3pole, 3road |  | 2834075 |  | Receptacle Housing for Pin Contact | - | - | 3.5A, 5A |  | Latch Holder | - |  | Black | Polybutylene Terephthalate (PBT) | IP67 - Dust Tight, Waterproof |  |  | 30 | Not Applicable |  | Free Hanging (In-Line) | 3 |  | -40°C ~ 105°C | Tray | 0.098" (2.50mm) |  |  |  |  | SlimSeal |  | Cable/Wire to Cable/Wire | Crimp | 400V | - | 1560 | https://www.unikeyic.com/media/datasheet/79/ee/7eac/79ee7eac958d7a8d269be5fe3066eab0.pdf | https://www.unikeyic.com/products/solid-state-lighting-ssl-connectors/2-2834075-3/7356461.html
2008106-1 | TE Connectivity | 143: 0.77 2,100: 0.77 4,200: 0.682 10,000: 0.55 50,000: 0.462 100,000: 0.418 | Conn HDR RCP 2 POS 4mm RA T/R |  | 2008106 |  | Receptacle, Poke-In Wire | Tin | Copper Alloy | 4A |  | - | - |  | White | Liquid Crystal Polymer (LCP) | - |  |  | - | 1 (Unlimited) |  | Through Hole, Right Angle | 2 |  | -40°C ~ 105°C | Tape & Reel (TR)Cut Tape (CT) | 0.157" (4.00mm) |  | 1950492 |  |  | - |  | Board to Cable/Wire | Solder | 250V | 18 AWG, 20 AWG, 22 AWG | 789 | https://www.unikeyic.com/media/datasheet/58/31/d421/58/364c49b23229096a32219998c72eac1c.pdf | https://www.unikeyic.com/products/solid-state-lighting-ssl-connectors/2008106-1/7036374.html
2008144-1 | TE Connectivity | 1: 0.6681 | TE Connectivity line to line Lighting Connectors, LIGHT-N-LOKseries |  | 2008144 |  | Plug and Receptacle | Tin | Phosphor Bronze | 5A |  | Latch Lock | - |  | Natural | Polyamide (PA), Nylon | - |  |  | - | 1 (Unlimited) |  | Free Hanging (In-Line) | 2 |  | -40°C ~ 95°C | Bulk | - |  | 14763416 |  |  | LIGHT-N-LOK |  | Cable/Wire to Cable/Wire | Poke-In | 600V | 18 AWG | 46 | https://www.unikeyic.com/media/datasheet/6b/9d/391e/6b9d391e6f0763bd7d1d382fe95f6a6a.pdf | https://www.unikeyic.com/products/solid-state-lighting-ssl-connectors/2008144-1/32406982.html
2008152-1 | TE Connectivity | 200: 0.616 450: 0.605 900: 0.594 1,800: 0.583 10,500: 0.572 | Conn Wire to Wire PL/RCP 3 POS ST Cable Mount Loose |  | 2008152 |  | Plug and Receptacle | Tin | Phosphor Bronze | 5A |  | Latch Lock | - |  | Natural | Polyamide (PA), Nylon | - |  |  | - | 1 (Unlimited) |  | Free Hanging (In-Line) | 3 |  | -40°C ~ 95°C | Bulk | - |  | 1766821 |  |  | LIGHT-N-LOK |  | Cable/Wire to Cable/Wire | Poke-In | 600V | 18 AWG | 10928 | https://www.unikeyic.com/media/datasheet/57/14/fba3/57/3c2d30aae7d3fc6d8591a3a2552bdbf7.pdf | https://www.unikeyic.com/products/solid-state-lighting-ssl-connectors/2008152-1/7096209.html
2008152-2 | TE Connectivity | 1: 0.2689 | Conn Housing PL/RCP 3 POS Crimp ST Cable Mount Orange Loose |  | 2008152 |  | Plug and Receptacle | Tin | Phosphor Bronze | 5A |  | Latch Lock | - |  | Orange | Polyamide (PA), Nylon | - |  |  | - | 1 (Unlimited) |  | Free Hanging (In-Line) | 3 |  | -40°C ~ 95°C | Bulk | - |  | 14820058 |  |  | LIGHT-N-LOK |  | Cable/Wire to Cable/Wire | Poke-In | 600V | 18 AWG | 50 | https://www.unikeyic.com/media/datasheet/df/64/cd1a/df/fb4326c58cf107a3f9335cd952352dc6.pdf | https://www.unikeyic.com/products/solid-state-lighting-ssl-connectors/2008152-2/3343316.html
2008563-1 | TE Connectivity | 1: 0.4591 | TE Connectivity 1pSingle row lighting connector wire to board, right angle, surface |  | 2008563 |  | Receptacle, Poke-In Wire | Tin | Copper Alloy | 4A |  | - | - |  | White | Liquid Crystal Polymer (LCP) | - |  |  | - | 1 (Unlimited) |  | Surface Mount, Right Angle | 1 |  | -40°C ~ 105°C |  | - |  | 1870096 |  |  | - |  | Board to Cable/Wire | Solder | 250V | 18 AWG, 20 AWG, 22 AWG | 25 | https://www.unikeyic.com/media/datasheet/9b/b9/af84/9bb9af848c0e9c046b242f14e88e7244.pdf | https://www.unikeyic.com/products/solid-state-lighting-ssl-connectors/2008563-1/34825470.html
2008563-2 | TE Connectivity | 500: 0.352 1,000: 0.341 2,000: 0.33 3,500: 0.3289 14,000: 0.2992 | TE Connectivity 1pSingle row lighting connector wire to board, right angle, surface |  | 2008563 |  | Receptacle, Poke-In Wire | Tin | Copper Alloy | 4A |  | - | - |  | Black | Liquid Crystal Polymer (LCP) | - |  |  | - | 1 (Unlimited) |  | Surface Mount, Right Angle | 1 |  | -40°C ~ 105°C | Tape & Reel (TR)Cut Tape (CT) | - |  | 2305365 |  |  | - |  | Board to Cable/Wire | Solder | 250V | 18 AWG, 20 AWG, 22 AWG | 43000 | https://www.unikeyic.com/media/datasheet/f7/51/5b6d/f7515b6dd31632e8183620eaf6183d64.pdf | https://www.unikeyic.com/products/solid-state-lighting-ssl-connectors/2008563-2/25077908.html
2008839-1 | TE Connectivity | 1: 0.6385 | Conn Wire to Board RCP 1 POS Solder RA Thru-Hole T/R |  | 2008839 |  | Receptacle, Poke-In Wire | Tin | Copper Alloy | 5A |  | - | - |  | White | Liquid Crystal Polymer (LCP) | - |  |  | - | 1 (Unlimited) |  | Through Hole, Right Angle | 1 |  | -40°C ~ 105°C | Tape & Reel (TR)Cut Tape (CT) | - |  | 1870097 |  |  | - |  | Board to Cable/Wire | Solder | 250V | 18 AWG, 20 AWG, 22 AWG | 10 | https://www.unikeyic.com/media/datasheet/87/fa/07e0/87/a6922a4e3cfcd475221ddd8525fb502e.pdf | https://www.unikeyic.com/products/solid-state-lighting-ssl-connectors/2008839-1/2868339.html
2008839-2 | TE Connectivity | 500: 0.473 | Conn RCP 1 POS Solder RA Top Entry Thru-Hole T/R |  | 2008839 |  | Receptacle, Poke-In Wire | Tin | Copper Alloy | 5A |  | - | - |  | Black | Liquid Crystal Polymer (LCP) | - |  |  | - | 1 (Unlimited) |  | Through Hole, Right Angle | 1 |  | -40°C ~ 105°C | Tape & Reel (TR)Cut Tape (CT) | - |  |  |  |  | - |  | Board to Cable/Wire | Solder | 250V | 18 AWG, 20 AWG, 22 AWG | 1497 | https://www.unikeyic.com/media/datasheet/f1/b2/8513/f1/3ffc251b60285e2b7bbe5101dca27f4e.pdf | https://www.unikeyic.com/products/solid-state-lighting-ssl-connectors/2008839-2/9716046.html
2023940110 | molex | 1,200: 0.2981 2,400: 0.2926 4,800: 0.2882 9,600: 0.2607 20,400: 0.2299 | Molex 1pSingle row pin header Wire-to-board connector, Lite-Trapseries, right angle, surface |  | 202394 |  | Receptacle, Poke-In Wire | Tin | Phosphor Bronze | 3A per Contact |  | - | - |  | Natural | Liquid Crystal Polymer (LCP) | - |  |  | - | 1 (Unlimited) |  | Surface Mount | 1 |  | -40°C ~ 130°C |  | - |  |  |  |  | Lite-Trap |  | Board to Cable/Wire | Solder | 431V | 18 AWG | 45600 | https://www.unikeyic.com/media/datasheet/f6/3c/0336/f63c03364230040906bf3b45554b11c1.pdf | https://www.unikeyic.com/products/solid-state-lighting-ssl-connectors/2023940110/2545697.html
2038638103 | molex | 5: 0.1414 50: 0.117 150: 0.1071 500: 0.0978 1,500: 0.0914 3,450: 0.0865 | Molex 1pSingle row female row mother, right angle, surface |  | 203863 |  | Receptacle, Poke-In Wire | Tin | Copper Alloy | 7A |  | - | - |  | Natural | - | - |  |  | - | 1 (Unlimited) |  | Surface Mount, Right Angle | 1 |  | -60°C ~ 130°C |  | - |  | 8592977 |  |  | Lite-Trap |  | Board to Cable/Wire | Solder | 300V | 18-24 AWG |  | https://www.unikeyic.com/media/datasheet/d6/7a/cf78/d67acf786e313a0686c787175981600a.pdf | https://www.unikeyic.com/products/solid-state-lighting-ssl-connectors/2038638103/29574253.html
2058299-1 | TE Connectivity | 1: 0.4368 | Tyco Electronics Connector housing, 2road, 4mmPitch, 1line |  | 2058299 |  | Blade and Receptacle Housing | - | - | 6A |  | Latch Lock | - |  | Natural | Polybutylene Terephthalate (PBT) | - |  |  | - | 1 (Unlimited) |  | Free Hanging (In-Line) | 2 |  | -40°C ~ 105°C | Bulk | 0.157" (4.00mm) |  | 2071342 |  |  | - |  | Board to Cable/Wire | Crimp | 125V |  | 29 | https://www.unikeyic.com/media/datasheet/2d/19/2c0d/2d192c0daaeb72910bf184838b930131.pdf | https://www.unikeyic.com/products/solid-state-lighting-ssl-connectors/2058299-1/8968356.html
2058299-2 | TE Connectivity | 90: 1.232 250: 1.21 450: 1.188 900: 1.166 10,000: 1.067 | WTB Housing, 4 Pos, Natural |  | 2058299 |  | Blade and Receptacle Housing | - | - | 6A |  | Latch Lock | - |  | Natural | Polybutylene Terephthalate (PBT) | - |  |  | - | 1 (Unlimited) |  | Free Hanging (In-Line) | 4 |  | -40°C ~ 105°C | Bulk | 0.157" (4.00mm) |  | 14782715 |  |  | - |  | Board to Cable/Wire | Crimp | 125V |  | 11000 | https://www.unikeyic.com/media/datasheet/43/61/9c28/43619c28485a188c1d276ac0885c7553.pdf | https://www.unikeyic.com/products/solid-state-lighting-ssl-connectors/2058299-2/26600060.html
2058299-3 | TE Connectivity | 250: 0.913 500: 0.902 750: 0.88 1,500: 0.869 20,000: 0.792 | Tyco Electronics Connector housing, 6road, 4mmPitch, 1line |  | 2058299 |  | Blade and Receptacle Housing | - | - | 6A |  | Latch Lock | - |  | Natural | Polybutylene Terephthalate (PBT) | - |  |  | - | 1 (Unlimited) |  | Free Hanging (In-Line) | 6 |  | -40°C ~ 105°C | Bulk | 0.157" (4.00mm) |  | 2071344 |  |  | - |  | Board to Cable/Wire | Crimp | 125V |  | 22904 | https://www.unikeyic.com/media/datasheet/61/8a/ff59/61/499ddbf543acc246665e08664a42125c.pdf | https://www.unikeyic.com/products/solid-state-lighting-ssl-connectors/2058299-3/1883450.html
2058302-1 | TE Connectivity | 1: 0.1533 | TE Connectivity Tinned crimping terminal Female terminal, Hermaphroditicseries |  | 2058302 |  | Contact, Socket | Tin | Copper Alloy | 6A |  | - | - |  | - | - |  |  |  |  | 1 (Unlimited) |  | Free Hanging (In-Line) | 1 |  | -40°C ~ 105°C | Tape & Reel (TR)Cut Tape (CT) | - |  |  |  |  | - |  | Board to Cable/Wire | Crimp | 125 V | 18-22 AWG | 177 | https://www.unikeyic.com/media/datasheet/d8/b5/0b91/d8b50b91f3810ce560bbac6215325906.pdf | https://www.unikeyic.com/products/solid-state-lighting-ssl-connectors/2058302-1/1253102.html
2058703-1 | TE Connectivity | 10: 0.6622 100: 0.6202 500: 0.476 | Conn Board to Board RCP 2 POS 4mm Solder RA SMD T/R |  | 2058703 |  | Blade and Receptacle, Hermaphroditic | Tin | Copper Alloy | 6A |  | Locking Ramp | - |  | Natural | Liquid Crystal Polymer (LCP) | - |  |  | - | 1 (Unlimited) |  | Board Edge, Surface Mount, Right Angle | 2 |  | -40°C ~ 105°C |  | 0.157" (4.00mm) |  | 2093096 |  |  | - |  | Board to Board | Solder | 125V | - | 788 | https://www.unikeyic.com/media/datasheet/ad/01/b213/ad/1f1464eee02b3fbf855721213aa150aa.pdf | https://www.unikeyic.com/products/solid-state-lighting-ssl-connectors/2058703-1/3024907.html
2058703-2 | TE Connectivity | 1: 1.919 | TE Connectivity Board-to-Board Connector, Lighting, Hermaphroditic Series |  | 2058703 |  | Blade and Receptacle, Hermaphroditic | Tin | Copper Alloy | 6A |  | Locking Ramp | - |  | Natural | Liquid Crystal Polymer (LCP) | - |  |  | - | 1 (Unlimited) |  | Board Edge, Surface Mount, Right Angle | 4 |  | -40°C ~ 105°C |  | 0.157" (4.00mm) |  | 2071334 |  |  | - |  | Board to Board | Solder | 125V | - | 11 | https://www.unikeyic.com/media/datasheet/2d/19/2c0d/2d192c0daaeb72910bf184838b930131.pdf | https://www.unikeyic.com/products/solid-state-lighting-ssl-connectors/2058703-2/32374087.html
2058703-3 | TE Connectivity | 1: 2.0119 | TE Connectivity circuit board to circuit board Lighting Connectors, Hermaphroditicseries |  | 2058703 |  | Blade and Receptacle, Hermaphroditic | Tin | Copper Alloy | 6A |  | Locking Ramp | - |  | Natural | Liquid Crystal Polymer (LCP) | - |  |  | - | 1 (Unlimited) |  | Board Edge, Surface Mount, Right Angle | 6 |  | -40°C ~ 105°C |  | 0.157" (4.00mm) |  | 2116501 |  |  | - |  | Board to Board | Solder | 125V | - | 21 | https://www.unikeyic.com/media/datasheet/2d/19/2c0d/2d192c0daaeb72910bf184838b930131.pdf | https://www.unikeyic.com/products/solid-state-lighting-ssl-connectors/2058703-3/3846377.html
2059-901/021-000 | WAGO | 300: 0.2649 1,500: 0.2521 | Board-to-Board Link, Pin spacing 3 mm, 1-pole, Length 20.5 mm |  |  |  | Jumper | Silver | Copper Alloy | 3A |  | - | - |  | White | Polyamide (PA), Nylon 6/6 | - |  |  | 10 | 1 (Unlimited) |  | Free Hanging (In-Line) | 1 |  | -60°C ~ 105°C | Box | - |  |  |  |  | - |  | Board to Board | Poke-In | 320V | - | 1490 | https://www.unikeyic.com/media/datasheet/fe/9c/b43e/fe/3f96641032bf3a116e3fa9bc31a59101.pdf | https://www.unikeyic.com/products/solid-state-lighting-ssl-connectors/2059-901-021-000/19291580.html
2059-902 | WAGO | 10: 0.8547 100: 0.7261 500: 0.648 1,000: 0.6171 5,000: 0.5508 10,000: 0.5246 | Board-to-Board Link, Pin spacing 3 mm, 2-pole, Length 15.3 mm |  |  |  | Jumper | Silver | Copper Alloy | 3A |  | - | - |  | White | Polyamide (PA), Nylon 6/6 | - |  |  | 10 | 1 (Unlimited) |  | Free Hanging (In-Line) | 2 |  | -60°C ~ 105°C | Box | 0.118" (3.00mm) |  |  |  |  | - |  | Board to Board | Poke-In | 320V | - | 53 | https://www.unikeyic.com/media/about_us/Unikey_ISO_9001_Certification.pdf | https://www.unikeyic.com/products/solid-state-lighting-ssl-connectors/2059-902/29882176.html
2059-902/018-000 | WAGO | 10: 0.8547 100: 0.7258 500: 0.6478 1,000: 0.6169 5,000: 0.5507 10,000: 0.5244 | 2 Location 0.118" (3.00mm) |  |  |  | Jumper | Silver | Copper Alloy | 3A |  | - | - |  | White | Polyamide (PA), Nylon 6/6 | - |  |  | 10 | 1 (Unlimited) |  | Free Hanging (In-Line) | 2 |  | -60°C ~ 105°C | Box | 0.118" (3.00mm) |  |  |  |  | - |  | Board to Board | Poke-In | 320V | - | 148 | https://www.unikeyic.com/media/about_us/Unikey_ISO_9001_Certification.pdf | https://www.unikeyic.com/products/solid-state-lighting-ssl-connectors/2059-902-018-000/17382349.html
2059-902/021-000 | WAGO | 10: 0.8547 100: 0.7258 500: 0.6478 1,000: 0.6169 5,000: 0.5507 10,000: 0.5244 | Board-to-Board Connector, 3mm Pitch, 2-Pole, 20.5mm L |  |  |  | Jumper | Silver | Copper Alloy | 3A |  | - | - |  | White | Polyamide (PA), Nylon 6/6 | - |  |  | 10 | 1 (Unlimited) |  | Free Hanging (In-Line) | 2 |  | -60°C ~ 105°C | Box | 0.118" (3.00mm) |  |  |  |  | - |  | Board to Board | Poke-In | 320V | - | 213 | https://www.unikeyic.com/media/about_us/Unikey_ISO_9001_Certification.pdf | https://www.unikeyic.com/products/solid-state-lighting-ssl-connectors/2059-902-021-000/26028316.html
2060-951/028-000 | WAGO | 10: 0.405 100: 0.3629 500: 0.3564 1,000: 0.3564 2,500: 0.3499 5,000: 0.3499 | Wago Board-to-Board Link lighting connector plug, 2060series, 1pole, 1road |  |  |  | Jumper | Silver | Copper Alloy | 9A |  | - | - |  | White | Polyamide (PA), Nylon 6/6 | - |  |  | 10 | 1 (Unlimited) |  | Free Hanging (In-Line) | 1 |  | -60°C ~ 105°C | Box | - |  |  |  |  | - |  | Board to Board | Poke-In | 250V | - | 848 | https://www.unikeyic.com/media/datasheet/a6/a9/071c/c8/66221a60342be189d5a532cf16741244.pdf | https://www.unikeyic.com/products/solid-state-lighting-ssl-connectors/2060-951-028-000/27877602.html
2060-952/028-000 | WAGO | 500: 0.3243 2,500: 0.3196 5,000: 0.3058 | Wago Board-to-Board Link lighting connector plug, 2060series, 2pole, 2road |  |  |  | Jumper | Silver | Copper Alloy | 9A |  | - | - |  | White | Polyamide (PA), Nylon 6/6 | - |  |  | 10 | 1 (Unlimited) |  | Free Hanging (In-Line) | 2 |  | -60°C ~ 105°C | Box | 0.157" (4.00mm) |  |  |  |  | - |  | Board to Board | Poke-In | 250V | - | 514 | https://www.unikeyic.com/media/datasheet/a6/a9/071c/c8/66221a60342be189d5a532cf16741244.pdf | https://www.unikeyic.com/products/solid-state-lighting-ssl-connectors/2060-952-028-000/19503382.html
2060-952/028-004 | WAGO | 500: 0.4074 2,500: 0.4016 5,000: 0.3841 |  |  |  |  | Jumper | Silver | Copper Alloy | 9A |  | - | - |  | Black | Polyamide (PA), Nylon 6/6 | - |  |  | 10 | 1 (Unlimited) |  | Free Hanging (In-Line) | 2 |  | -60°C ~ 105°C | Box | 0.157" (4.00mm) |  |  |  |  | - |  | Board to Board | Poke-In | 250V | - | 20000 | https://www.unikeyic.com/media/about_us/Unikey_ISO_9001_Certification.pdf | https://www.unikeyic.com/products/solid-state-lighting-ssl-connectors/2060-952-028-004/16292701.html
2060-953/028-000 | WAGO | 10: 1.261 100: 1.0717 500: 0.9566 1,000: 0.9109 5,000: 0.8131 10,000: 0.7744 | Wago Board-to-Board Link Lighting Connector Plug, 2060 Series, 3-Pole, 3-Pos |  |  |  | Jumper | Silver | Copper Alloy | 9A |  | - | - |  | White | Polyamide (PA), Nylon 6/6 | - |  |  | 10 | 1 (Unlimited) |  | Free Hanging (In-Line) | 3 |  | -60°C ~ 105°C | Box | 0.157" (4.00mm) |  | 15526793 |  |  | - |  | Board to Board | Poke-In | 250V | - | 42 | https://www.unikeyic.com/media/datasheet/a6/a9/071c/c8/66221a60342be189d5a532cf16741244.pdf | https://www.unikeyic.com/products/solid-state-lighting-ssl-connectors/2060-953-028-000/8989624.html
2060-954/028-000 | WAGO | 250: 0.8336 1,250: 0.8217 2,500: 0.7859 | Board-to-Board Link, Pin spacing 4 mm, 4-pole, Length 28 mm |  |  |  | Jumper | Silver | Copper Alloy | 9A |  | - | - |  | White | Polyamide (PA), Nylon 6/6 | - |  |  | 10 | 1 (Unlimited) |  | Free Hanging (In-Line) | 4 |  | -60°C ~ 105°C | Box | 0.157" (4.00mm) |  | 15571852 |  |  | - |  | Board to Board | Poke-In | 250V | - | 20000 | https://www.unikeyic.com/media/datasheet/e1/8b/1998/e1/52e7d826537985e9d22281888596b6e8.pdf | https://www.unikeyic.com/products/solid-state-lighting-ssl-connectors/2060-954-028-000/34014252.html
2060-962/028-000 | WAGO | 1: 2.3146 10: 1.6382 100: 1.3924 500: 1.2428 1,000: 1.1835 5,000: 1.0565 10,000: 1.0062 |  |  |  |  | Jumper | Silver | Copper Alloy | 9A |  | - | - |  | White | Polyamide (PA), Nylon 6/6 | - |  |  | 10 | 1 (Unlimited) |  | Free Hanging (In-Line) | 2 |  | -60°C ~ 105°C | Box | 0.315" (8.00mm) |  | 15522301 |  |  | - |  | Board to Board | Poke-In | 600V | - | 25 | https://www.unikeyic.com/media/about_us/Unikey_ISO_9001_Certification.pdf | https://www.unikeyic.com/products/solid-state-lighting-ssl-connectors/2060-962-028-000/6357456.html
2061-901/034-000 | WAGO | 700: 0.1455 3,500: 0.1434 7,000: 0.1372 | Board-to-Board Link, Pin spacing 6 mm, 1-pole, Length 34 mm |  |  |  | Jumper | Silver | Copper Alloy | 9A |  | - | - |  | White | Polyamide (PA), Nylon 6/6 | - |  |  | 10 | 1 (Unlimited) |  | Free Hanging (In-Line) | 1 |  | -60°C ~ 105°C | Box | - |  | 15607807 |  |  | - |  | Board to Board | Poke-In | 630V | - | 20000 | https://www.unikeyic.com/media/datasheet/a9/5b/f61b/a95bf61b0e2e64613b92ab67d211e680.pdf | https://www.unikeyic.com/products/solid-state-lighting-ssl-connectors/2061-901-034-000/28361361.html
2061-902 | WAGO | 300: 0.2203 1,500: 0.2172 3,000: 0.2078 |  |  |  |  | Jumper | Silver | Copper Alloy | 9A |  | - | - |  | White | Polyamide (PA), Nylon 6/6 | - |  |  | 10 | 1 (Unlimited) |  | Free Hanging (In-Line) | 2 |  | -60°C ~ 105°C | Box | 0.236" (6.00mm) |  | 15544683 |  |  | - |  | Board to Board | Poke-In | 630V | - | 20000 | https://www.unikeyic.com/media/about_us/Unikey_ISO_9001_Certification.pdf | https://www.unikeyic.com/products/solid-state-lighting-ssl-connectors/2061-902/20556306.html
2061-902/034-000 | WAGO | 300: 0.237 1,500: 0.2336 3,000: 0.2234 |  |  |  |  | Jumper | Silver | Copper Alloy | 9A |  | - | - |  | White | Polyamide (PA), Nylon 6/6 | - |  |  | 10 | 1 (Unlimited) |  | Free Hanging (In-Line) | 2 |  | -60°C ~ 105°C | Box | 0.236" (6.00mm) |  | 15581580 |  |  | - |  | Board to Board | Poke-In | 630V | - | 20000 | https://www.unikeyic.com/media/about_us/Unikey_ISO_9001_Certification.pdf | https://www.unikeyic.com/products/solid-state-lighting-ssl-connectors/2061-902-034-000/27798299.html
2061-903/034-000 | WAGO | 200: 0.3534 1,000: 0.3483 2,000: 0.3332 |  |  |  |  | Jumper | Silver | Copper Alloy | 9A |  | - | - |  | White | Polyamide (PA), Nylon 6/6 | - |  |  | 10 | 1 (Unlimited) |  | Free Hanging (In-Line) | 3 |  | -60°C ~ 105°C | Box | 0.236" (6.00mm) |  | 15544925 |  |  | - |  | Board to Board | Poke-In | 630V | - | 20000 | https://www.unikeyic.com/media/about_us/Unikey_ISO_9001_Certification.pdf | https://www.unikeyic.com/products/solid-state-lighting-ssl-connectors/2061-903-034-000/19608460.html
2061-904 | WAGO | 1: 2.4064 10: 1.6966 25: 1.5902 50: 1.5144 100: 1.442 250: 1.3516 500: 1.2871 1,000: 1.2257 2,500: 1.149 | Board-to-Board Link, Pin spacing 6 mm, 4-pole, Length 30 mm |  |  |  | Jumper | Silver | Copper Alloy | 9A |  | - | - |  | White | Polyamide (PA), Nylon 6/6 | - |  |  | 10 | 1 (Unlimited) |  | Free Hanging (In-Line) | 4 |  | -60°C ~ 105°C | Box | 0.236" (6.00mm) |  | 15546807 |  |  | - |  | Board to Board | Poke-In | 630V | - | 10 | https://www.unikeyic.com/media/about_us/Unikey_ISO_9001_Certification.pdf | https://www.unikeyic.com/products/solid-state-lighting-ssl-connectors/2061-904/1812359.html
2061-904/034-000 | WAGO | 100: 0.4677 500: 0.461 1,000: 0.441 |  |  |  |  | Jumper | Silver | Copper Alloy | 9A |  | - | - |  | White | Polyamide (PA), Nylon 6/6 | - |  |  | 10 | 1 (Unlimited) |  | Free Hanging (In-Line) | 4 |  | -60°C ~ 105°C | Box | 0.236" (6.00mm) |  | 15522649 |  |  | - |  | Board to Board | Poke-In | 630V | - | 20000 | https://www.unikeyic.com/media/datasheet/35/b4/e144/35/1610c371d93993c53405beb3dead0f6d.pdf | https://www.unikeyic.com/products/solid-state-lighting-ssl-connectors/2061-904-034-000/26601349.html
2065-131 | WAGO | 10: 0.2704 100: 0.1904 500: 0.1699 1,500: 0.1572 6,000: 0.1426 10,500: 0.1371 | BOARD-TO-BOARD LINK, PIN SPACING |  |  |  | Jumper | Silver | Copper Alloy | 9A |  | - | - |  | Silver | - | - |  |  | 10 | 1 (Unlimited) |  | Free Hanging (In-Line) | 1 |  | -60°C ~ 120°C | Box | - |  | 15521728 |  |  | - |  | Board to Board | Poke-In | 630V | - | 1156 | https://www.unikeyic.com/media/about_us/Unikey_ISO_9001_Certification.pdf | https://www.unikeyic.com/products/solid-state-lighting-ssl-connectors/2065-131/9669919.html
2065-133 | WAGO | 10: 0.2704 100: 0.1904 500: 0.1699 1,500: 0.1572 6,000: 0.1426 10,500: 0.1371 | BOARD-TO-BOARD LINK, PIN SPACING |  |  |  | Jumper | Silver | Copper Alloy | 9A |  | - | - |  | Silver | - | - |  |  | 10 | 1 (Unlimited) |  | Free Hanging (In-Line) | 1 |  | -60°C ~ 120°C | Box | - |  |  |  |  | - |  | Board to Board | Poke-In | 630V | - | 1627 | https://www.unikeyic.com/media/about_us/Unikey_ISO_9001_Certification.pdf | https://www.unikeyic.com/products/solid-state-lighting-ssl-connectors/2065-133/16690389.html
209159002101116 | AVX | 10: 1.3942 100: 0.9951 500: 0.8868 | Conn Board to Board SKT 2 POS 3mm Solder RA SMD T/R |  |  |  | Socket | Gold | Copper Alloy | 5A per Contact |  | - | Solder Retention |  | White | Polyamide (PA46), Nylon 4/6 | - |  |  | 10 | 3 (168 Hours) |  | Surface Mount, Right Angle | 2 |  | -40°C ~ 125°C |  | 0.118" (3.00mm) |  | 2080207 |  |  | 9159 |  | Board to Board or Cable | Solder | 125V | - | 823 | https://www.unikeyic.com/media/datasheet/d8/c5/804d/d8/9cddb64d4bd038676c54e1bf2f9fcb18.pdf | https://www.unikeyic.com/products/solid-state-lighting-ssl-connectors/209159002101116/18378450.html
209159002101916 | AVX | 1,400: 0.8467 4,200: 0.7833 | Conn Socket Strip RCP 2 POS 3mm Solder RA SMD T/R |  |  |  | Socket | Gold | Copper Alloy | 5A per Contact |  | - | Solder Retention |  | White | Polyamide (PA46), Nylon 4/6 | - |  |  | 10 | 3 (168 Hours) |  | Surface Mount, Right Angle | 2 |  | -40°C ~ 125°C |  | 0.118" (3.00mm) |  | 3660544 |  |  | 9159 |  | Board to Board or Cable | Solder | 125V | - | 1400 | https://www.unikeyic.com/media/datasheet/2a/47/1c12/2a471c1255c1e4ac8274490cad1a8fb9.pdf | https://www.unikeyic.com/products/solid-state-lighting-ssl-connectors/209159002101916/15202470.html
209159003101916 | AVX | 1,400: 1.1002 2,800: 1.0477 4,200: 1.0182 7,000: 0.9822 9,800: 0.9592 14,000: 0.9354 | Conn Board to Board SMT White |  |  |  | Socket | Gold | Copper Alloy | 5A per Contact |  | - | Solder Retention |  | White | Polyamide (PA46), Nylon 4/6 | - |  |  | 10 | 3 (168 Hours) |  | Surface Mount, Right Angle | 3 |  | -40°C ~ 125°C |  | 0.118" (3.00mm) |  | 11570072 |  |  | 9159 |  | Board to Board or Cable | Solder | 125V | - | 1400 | https://www.unikeyic.com/media/datasheet/2a/47/1c12/2a471c1255c1e4ac8274490cad1a8fb9.pdf | https://www.unikeyic.com/products/solid-state-lighting-ssl-connectors/209159003101916/9008359.html
209159006101916 | AVX | 1,400: 1.5598 2,800: 1.4854 4,200: 1.4435 7,000: 1.3925 9,800: 1.3599 | Horizontal Socket Board-to-Board Interconnect System |  |  |  | Socket | Gold | Copper Alloy | 5A per Contact |  | - | Solder Retention |  | White | Polyamide (PA46), Nylon 4/6 | - |  |  | 10 | 3 (168 Hours) |  | Surface Mount, Right Angle | 6 |  | -40°C ~ 125°C | Tape & Reel (TR)Cut Tape (CT) | 0.118" (3.00mm) |  | 10244083 |  |  | 9159 |  | Board to Board or Cable | Solder | 125V | - | 5268 | https://www.unikeyic.com/media/datasheet/83/73/5cf4/b9/c81e0804b220e25cb76e49c6f9361b1e.pdf | https://www.unikeyic.com/products/solid-state-lighting-ssl-connectors/209159006101916/9944863.html
2106053-2 | TE Connectivity | 1: 2.9741 | Conn Wire to Board HDR 2 POS 3.5mm Solder ST SMD T/R |  | 2106053 |  | Header, Male Pins | Tin | Brass | 3.5A (22-24AWG); 5A (18-20 AWG) |  | Latch Lock | Solder Retention |  | Black | Liquid Crystal Polymer (LCP) | IP67 - Dust Tight, Waterproof |  |  | 30 | 1 (Unlimited) |  | Surface Mount | 2 |  | -40°C ~ 105°C |  | 0.138" (3.50mm) |  | 2280420 |  |  | SlimSeal |  | Board to Cable/Wire | Solder | 400V | - | 25 | https://www.unikeyic.com/media/datasheet/b2/81/a739/b281a739563c6111b812d3f5db0eb1de.pdf | https://www.unikeyic.com/products/solid-state-lighting-ssl-connectors/2106053-2/15594885.html
2106053-4 | TE Connectivity | 1: 5.3153 100: 4.8769 | Conn Wire to Board HDR 3 POS 3.5mm Solder ST SMD T/R |  | 2106053 |  | Header, Male Pins | Tin | Brass | 3.5A (22-24AWG); 5A (18-20 AWG) |  | Latch Lock | Solder Retention |  | Black | Liquid Crystal Polymer (LCP) | IP67 - Dust Tight, Waterproof |  |  | 30 | 1 (Unlimited) |  | Surface Mount | 3 |  | -40°C ~ 105°C |  | 0.138" (3.50mm) |  | 2280418 |  |  | SlimSeal |  | Board to Cable/Wire | Solder | 400V | - | 10 | https://www.unikeyic.com/media/datasheet/02/4c/e8e1/024ce8e1eacda836c21cc956262049df.pdf | https://www.unikeyic.com/products/solid-state-lighting-ssl-connectors/2106053-4/25876635.html
2106053-6 | TE Connectivity | 1: 10.5595 | Conn Wire to Board HDR 4 POS 3.5mm Solder ST SMD T/R |  | 2106053 |  | Header, Male Pins | Tin | Brass | 3.5A (22-24AWG); 5A (18-20 AWG) |  | Latch Lock | Solder Retention |  | Black | Liquid Crystal Polymer (LCP) | IP67 - Dust Tight, Waterproof |  |  | 30 | 1 (Unlimited) |  | Surface Mount | 4 |  | -40°C ~ 105°C |  | 0.138" (3.50mm) |  | 2280422 |  |  | SlimSeal |  | Board to Cable/Wire | Solder | 400V | - | 5 | https://www.unikeyic.com/media/datasheet/6c/f9/df96/6cf9df9687d3b132ae3e7986baf9e156.pdf | https://www.unikeyic.com/products/solid-state-lighting-ssl-connectors/2106053-6/25269191.html
2106056-2 | TE Connectivity | 1: 7.7919 | TE Connectivity wire to board Lighting Connectors, SlimSeal SSLseries |  | 2106056 |  | Header, Male Pins | Tin | Brass | 3.5A (22-24AWG); 5A (18-20 AWG) |  | Latch Lock | Solder Retention |  | Black | Liquid Crystal Polymer (LCP) | IP67 - Dust Tight, Waterproof |  |  | 30 | 1 (Unlimited) |  | Surface Mount, Right Angle | 2 |  | -40°C ~ 105°C | Tape & Reel (TR)Cut Tape (CT) | 0.138" (3.50mm) |  | 2280401 |  |  | SlimSeal |  | Board to Cable/Wire | Solder | 400V | - | 5 | https://www.unikeyic.com/media/datasheet/84/5b/61f0/845b61f0d2fcee22d930d1b71d385df9.pdf | https://www.unikeyic.com/products/solid-state-lighting-ssl-connectors/2106056-2/27560316.html
2106056-5 | TE Connectivity | 1: 1.1948 | Conn Wire to Board HDR 3 POS 3.5mm Solder RA SMD T/R |  | 2106056 |  | Header, Male Pins | Tin | Brass | 3.5A (22-24AWG); 5A (18-20 AWG) |  | Latch Lock | Solder Retention |  | Black | Liquid Crystal Polymer (LCP) | IP67 - Dust Tight, Waterproof |  |  | 30 | 1 (Unlimited) |  | Surface Mount, Right Angle | 3 |  | -40°C ~ 105°C | Tape & Reel (TR)Cut Tape (CT) | 0.138" (3.50mm) |  | 2280402 |  |  | SlimSeal |  | Board to Cable/Wire | Solder | 400V | - | 2 | https://www.unikeyic.com/media/datasheet/dd/73/97f8/dd7397f8d45aa075f9b938a3a53eeffa.pdf | https://www.unikeyic.com/products/solid-state-lighting-ssl-connectors/2106056-5/12319953.html
2106056-8 | TE Connectivity | 55: 2.112 150: 2.079 300: 2.046 | Conn Wire to Board HDR 4 POS 3.5mm Solder RA SMD T/R |  | 2106056 |  | Header, Male Pins | Tin | Brass | 3.5A (22-24AWG); 5A (18-20 AWG) |  | Latch Lock | Solder Retention |  | Black | Liquid Crystal Polymer (LCP) | IP67 - Dust Tight, Waterproof |  |  | 30 | 1 (Unlimited) |  | Surface Mount, Right Angle | 4 |  | -40°C ~ 105°C | Tape & Reel (TR)Cut Tape (CT) | 0.138" (3.50mm) |  |  |  |  | SlimSeal |  | Board to Cable/Wire | Solder | 400V | - | 500 | https://www.unikeyic.com/media/datasheet/bc/f8/e55e/bcf8e55e4deec142c783fdd819fbf0d6.pdf | https://www.unikeyic.com/products/solid-state-lighting-ssl-connectors/2106056-8/29832239.html
2106111-4 | TE Connectivity | 76: 1.969 209: 1.936 | Conn Wire to Board HDR 3 POS 3.5mm Solder RA Thru-Hole Tube |  | 2106111 |  | Header, Male Pins | Tin | Brass | 3.5A (22-24AWG); 5A (18-20 AWG) |  | Latch Lock | Board Lock |  | Black | Liquid Crystal Polymer (LCP) | IP67 - Dust Tight, Waterproof |  |  | 30 | 1 (Unlimited) |  | Through Hole, Right Angle | 3 |  | -40°C ~ 105°C | Tube | 0.138" (3.50mm) |  | 2280405 |  |  | SlimSeal |  | Board to Cable/Wire | Solder | 400V | - | 331 | https://www.unikeyic.com/media/datasheet/55/64/8208/55648208ec6d3b97235e235d0eec6db6.pdf | https://www.unikeyic.com/products/solid-state-lighting-ssl-connectors/2106111-4/24830925.html
2106111-6 | TE Connectivity | 1,568: 1.9436 | Conn Wire to Board HDR 4 POS Solder RA Thru-Hole Tube |  | 2106111 |  | Header, Male Pins | Tin | Brass | 3.5A (22-24AWG); 5A (18-20 AWG) |  | Latch Lock | Board Lock |  | Black | Liquid Crystal Polymer (LCP) | IP67 - Dust Tight, Waterproof |  |  | 30 | 1 (Unlimited) |  | Through Hole, Right Angle | 4 |  | -40°C ~ 105°C | Tube | 0.138" (3.50mm) |  |  |  |  | SlimSeal |  | Board to Cable/Wire | Solder | 400V | - | 156800 | https://www.unikeyic.com/media/datasheet/27/4f/6205/274f620505a9a09d4fdb3cefd20e344b.pdf | https://www.unikeyic.com/products/solid-state-lighting-ssl-connectors/2106111-6/24786184.html
2106112-2 | TE Connectivity | 1: 5.7496 100: 5.2754 | Conn Wire to Board HDR 2 POS Solder ST Thru-Hole Tube |  | 2106112 |  | Header, Male Pins | Tin | Brass | 3.5A (22-24AWG); 5A (18-20 AWG) |  | Latch Lock | Board Lock |  | Black | Liquid Crystal Polymer (LCP) | IP67 - Dust Tight, Waterproof |  |  | 30 | 1 (Unlimited) |  | Through Hole | 2 |  | -40°C ~ 105°C | Box | 0.138" (3.50mm) |  |  |  |  | SlimSeal |  | Board to Cable/Wire | Solder | 400V | - | 10 | https://www.unikeyic.com/media/datasheet/5e/b7/c651/5eb7c651c303e936ae624f162e301bb2.pdf | https://www.unikeyic.com/products/solid-state-lighting-ssl-connectors/2106112-2/6462452.html
2106112-4 | TE Connectivity | 57: 2.2 2,109: 2.2 5,111: 2.101 | Conn Wire to Board HDR 3 POS Solder ST Thru-Hole Tube |  | 2106112 |  | Header, Male Pins | Tin | Brass | 3.5A (22-24AWG); 5A (18-20 AWG) |  | Latch Lock | Board Lock |  | Black | Liquid Crystal Polymer (LCP) | IP67 - Dust Tight, Waterproof |  |  | 30 | 1 (Unlimited) |  | Through Hole | 3 |  | -40°C ~ 105°C | Box | 0.138" (3.50mm) |  |  |  |  | SlimSeal |  | Board to Cable/Wire | Solder | 400V | - | 171 | https://www.unikeyic.com/media/datasheet/41/53/8f45/41538f456f256be882b7beec757f5f0d.pdf | https://www.unikeyic.com/products/solid-state-lighting-ssl-connectors/2106112-4/29764613.html
2106112-6 | TE Connectivity | 1: 5.2208 100: 4.7903 | Conn Wire to Board HDR 4 POS 3.5mm Solder ST Thru-Hole Tube |  | 2106112 |  | Header, Male Pins | Tin | Brass | 3.5A (22-24AWG); 5A (18-20 AWG) |  | Latch Lock | Board Lock |  | Black | Liquid Crystal Polymer (LCP) | IP67 - Dust Tight, Waterproof |  |  | 30 | 1 (Unlimited) |  | Through Hole | 4 |  | -40°C ~ 105°C | Tube | 0.138" (3.50mm) |  |  |  |  | SlimSeal |  | Board to Cable/Wire | Solder | 400V | - | 14 | https://www.unikeyic.com/media/datasheet/1c/5e/e005/1c5ee005b29d372bc75d449b3316fda5.pdf | https://www.unikeyic.com/products/solid-state-lighting-ssl-connectors/2106112-6/7178113.html
2106117-2 | TE Connectivity | 162: 1.287 324: 1.265 513: 1.243 972: 1.221 2,322: 1.111 | Conn Wire to Board HDR 2 POS Solder ST Thru-Hole |  | 2106117 |  | Header, Male Pins | - | - | - |  | - | - |  | - | - | - |  |  | - | 1 (Unlimited) |  | Through Hole | 2 |  | - | Bulk | 0.138" (3.50mm) |  |  |  |  | SlimSeal |  | Board to Cable/Wire | Solder | - | - | 2268 | https://www.unikeyic.com/media/datasheet/33/6d/a941/33/0680a657cc4ee46bc3163cffec5c1b9f.pdf | https://www.unikeyic.com/products/solid-state-lighting-ssl-connectors/2106117-2/12604135.html
2106123-1 | TE Connectivity | 8,000: 0.1309 | Contact SKT Crimp ST Cable Mount 18-20AWG Box/Carton |  | 2106123 |  | Contact, Socket | Tin | Copper Alloy | - |  | - | - |  | - | - |  |  |  | - | 1 (Unlimited) |  | Free Hanging (In-Line) | 1 |  | - | Tape & Reel (TR)Cut Tape (CT) | - |  | 2280407 |  |  | SlimSeal |  | Board to Cable/Wire | Crimp |  | 18-20 AWG | 8000 | https://www.unikeyic.com/media/datasheet/98/37/9ed7/98379ed7c715b12789d918133f806a66.pdf | https://www.unikeyic.com/products/solid-state-lighting-ssl-connectors/2106123-1/22441149.html
2106123-3 | TE Connectivity | 18,000: 0.2473 | Contact SKT Crimp ST Cable Mount 18-20AWG T/R |  | 2106123 |  | Contact, Socket | Gold | Copper Alloy | - |  | - | - |  | - | - |  |  |  | - | 1 (Unlimited) |  | Free Hanging (In-Line) | 1 |  | - | Tape & Reel (TR) | - |  |  |  |  | SlimSeal |  | Board to Cable/Wire | Crimp |  | 18-20 AWG | 1800000 | https://www.unikeyic.com/media/datasheet/91/d2/c76e/91/c16fe5335f12d7489eb3213b9b2d3e06.pdf | https://www.unikeyic.com/products/solid-state-lighting-ssl-connectors/2106123-3/5773986.html
2106124-9 | TE Connectivity | 1: 0.2018 | Contact PIN Crimp ST Cable Mount 18-20AWG T/R |  | 2106124 |  | Contact, Tab | Tin | Brass | - |  | - | - |  | - | - |  |  |  | - | 1 (Unlimited) |  | Free Hanging (In-Line) | 1 |  | - | Bulk | - |  |  |  |  | SlimSeal |  | Board to Cable/Wire | Crimp |  | 18-20 AWG | 100 | https://www.unikeyic.com/media/datasheet/69/1e/3c3b/691e3c3bdbfed27f5d3cb53e2f9df945.pdf | https://www.unikeyic.com/products/solid-state-lighting-ssl-connectors/2106124-9/34693430.html
2106135-2 | TE Connectivity | 1: 3.0639 | TE Connectivity Connector components Lighting Connectors, SlimSeal SSLseries |  | 2106135 |  | Plug Housing for Socket Contact | - | - | 3.5A (22-24AWG); 5A (18-20 AWG) |  | Latch Lock | - |  | Black | Polycarbonate (PC) | IP67 - Dust Tight, Waterproof |  |  | 30 | 1 (Unlimited) |  | Free Hanging (In-Line) | 2 |  | -40°C ~ 105°C | Bulk | 0.138" (3.50mm) |  | 2280389 |  |  | SlimSeal |  | Cable/Wire to Cable/Wire or Board | Crimp | 400V | - | 6 | https://www.unikeyic.com/media/datasheet/96/97/151f/96/0537949cd0d54654ef0e82e98018c3fe.pdf | https://www.unikeyic.com/products/solid-state-lighting-ssl-connectors/2106135-2/8233512.html
2106135-3 | TE Connectivity | 1: 3.7141 10: 3.1151 30: 2.4581 100: 2.3963 300: 2.1167 1,000: 1.9969 | Assembly, Plug, 3-Position |  | 2106135 |  | Plug Housing for Socket Contact | - | - | 3.5A (22-24AWG); 5A (18-20 AWG) |  | Latch Lock | - |  | Black | Polycarbonate (PC) | IP67 - Dust Tight, Waterproof |  |  | 30 | 1 (Unlimited) |  | Free Hanging (In-Line) | 3 |  | -40°C ~ 105°C | Bulk | 0.138" (3.50mm) |  | 2280390 |  |  | SlimSeal |  | Cable/Wire to Cable/Wire or Board | Crimp | 400V | - |  | https://www.unikeyic.com/media/datasheet/d7/81/31b3/d7/452850ec9d4067872a24905ba606d974.pdf | https://www.unikeyic.com/products/solid-state-lighting-ssl-connectors/2106135-3/14141934.html
2106135-4 | TE Connectivity | 1: 5.4014 10: 4.766 100: 4.1549 500: 3.6828 1,000: 3.2408 | Assembly, Free Hanging Plug, SLC, 4 Pos |  | 2106135 |  | Plug Housing for Socket Contact | - | - | 3.5A (22-24AWG); 5A (18-20 AWG) |  | Latch Lock | - |  | Black | Polycarbonate (PC) | IP67 - Dust Tight, Waterproof |  |  | 30 | 1 (Unlimited) |  | Free Hanging (In-Line) | 4 |  | -40°C ~ 105°C | Bulk | 0.138" (3.50mm) |  |  |  |  | SlimSeal |  | Cable/Wire to Cable/Wire or Board | Crimp | 400V | - |  | https://www.unikeyic.com/media/datasheet/d7/81/31b3/d7/452850ec9d4067872a24905ba606d974.pdf | https://www.unikeyic.com/products/solid-state-lighting-ssl-connectors/2106135-4/25751786.html
2106136-2 | TE Connectivity | 1: 1.4785 | Assembly, Receptacle, 2-Position CONN |  | 2106136 |  | Receptacle Housing for Tab Contact | - | - | 3.5A (22-24AWG); 5A (18-20 AWG) |  | Latch Lock | - |  | Black | Polycarbonate (PC) | IP67 - Dust Tight, Waterproof |  |  | 30 | 1 (Unlimited) |  | Free Hanging (In-Line) | 2 |  | -40°C ~ 105°C | Bulk | 0.138" (3.50mm) |  |  |  |  | SlimSeal |  | Cable/Wire to Cable/Wire | Crimp | 400V | - | 1 | https://www.unikeyic.com/media/datasheet/e4/15/5101/e41551017325289c36c61d9e81828de7.pdf | https://www.unikeyic.com/products/solid-state-lighting-ssl-connectors/2106136-2/2275576.html
2106136-3 | TE Connectivity | 1: 3.8143 100: 3.4997 | Assembly, Receptacle, 3-Position |  | 2106136 |  | Receptacle Housing for Tab Contact | - | - | 3.5A (22-24AWG); 5A (18-20 AWG) |  | Latch Lock | - |  | Black | Polycarbonate (PC) | IP67 - Dust Tight, Waterproof |  |  | 30 | 1 (Unlimited) |  | Free Hanging (In-Line) | 3 |  | -40°C ~ 105°C | Bulk | 0.138" (3.50mm) |  | 2280393 |  |  | SlimSeal |  | Cable/Wire to Cable/Wire | Crimp | 400V | - | 7 | https://www.unikeyic.com/media/datasheet/35/55/2006/35552006c42b44b03eb5b4c9a7e615f6.pdf | https://www.unikeyic.com/products/solid-state-lighting-ssl-connectors/2106136-3/6361254.html
2106136-4 | TE Connectivity | 1: 7.4152 | Assembly, Receptacle, 4-Position |  | 2106136 |  | Receptacle Housing for Tab Contact | - | - | 3.5A (22-24AWG); 5A (18-20 AWG) |  | Latch Lock | - |  | Black | Polycarbonate (PC) | IP67 - Dust Tight, Waterproof |  |  | 30 | 1 (Unlimited) |  | Free Hanging (In-Line) | 4 |  | -40°C ~ 105°C | Bulk | 0.138" (3.50mm) |  | 2280394 |  |  | SlimSeal |  | Cable/Wire to Cable/Wire | Crimp | 400V | - | 1 | https://www.unikeyic.com/media/datasheet/96/f6/7569/96f675691562260b057a990d88ae2cd4.pdf | https://www.unikeyic.com/products/solid-state-lighting-ssl-connectors/2106136-4/8123350.html
2106154-1 | TE Connectivity | 1: 6.605 | Tyco Electronics jumper cap, 2road, 9.2mmPitch, Natural color, tinned contacts |  | 2106154 |  | Jumper | Tin | Copper Alloy | 5A |  | - | - |  | Natural | Polybutylene Terephthalate (PBT) | - |  |  | 10 | 1 (Unlimited) |  | Screw | 4 |  | -40°C ~ 105°C | Tube | 0.362" (9.20mm) |  | 2203540 |  |  | - |  | Board to Board | Solder | 250V | - | 10 | https://www.unikeyic.com/media/datasheet/8e/44/dc10/8e44dc1027cbddf035c10abad6dd1e3c.pdf | https://www.unikeyic.com/products/solid-state-lighting-ssl-connectors/2106154-1/22533318.html
2106212-1 | TE Connectivity | 1: 0.9382 | Conn HDR M/F 2 POS 4mm Solder RA SMD T/R |  | 2106212 |  | Blade and Receptacle, Hermaphroditic | Tin | Copper Alloy | 6A |  | - | Board Guide |  | Natural | Liquid Crystal Polymer (LCP) | - |  |  | - | 1 (Unlimited) |  | Board Edge, Surface Mount, Right Angle | 2 |  | -40°C ~ 105°C | Tape & Reel (TR)Cut Tape (CT) | 0.157" (4.00mm) |  | 4898644 |  |  | - |  | Board to Board | Solder | 125V | - | 10 | https://www.unikeyic.com/media/datasheet/eb/33/51ca/eb3351ca4aad46f685125add11ae48d8.pdf | https://www.unikeyic.com/products/solid-state-lighting-ssl-connectors/2106212-1/34277379.html
2134611-1 | TE Connectivity | 1: 0.6904 | Conn Poke-In Wire RCP 1 POS Solder RA Side Entry SMD Tape |  | 2134611 |  | Receptacle, Poke-In Wire | Tin | Copper Alloy | 3A |  | - | - |  | Natural | Liquid Crystal Polymer (LCP) | - |  |  | - | 1 (Unlimited) |  | Surface Mount, Right Angle | 1 |  | -25°C ~ 130°C |  | - |  | 2652198 |  |  | - |  | Board to Cable/Wire | Solder | 250V | 24 AWG, 26 AWG | 100 | https://www.unikeyic.com/media/datasheet/7a/29/aabd/7a29aabdfa22a0816e5f4bc352a95354.pdf | https://www.unikeyic.com/products/solid-state-lighting-ssl-connectors/2134611-1/25199695.html
2154640-1 | TE Connectivity | 1,000: 0.495 2,000: 0.484 3,000: 0.473 8,000: 0.429 10,000: 0.396 | Conn Board to Board HDR 2 POS 4mm Solder RA Side Entry SMD T/R |  | 2154640 |  | Blade and Receptacle, Hermaphroditic | Tin | Copper Alloy | 6A |  | Locking Ramp | - |  | Natural | Liquid Crystal Polymer (LCP) | - |  |  | - | 1 (Unlimited) |  | Board Edge, Surface Mount, Right Angle | 2 |  | -40°C ~ 105°C | Tape & Reel (TR)Cut Tape (CT) | 0.157" (4.00mm) |  | 4898648 |  |  | - |  | Board to Board | Solder | 125V | - | 20732 | https://www.unikeyic.com/media/datasheet/54/29/aa3e/5429aa3e07f67ab24f5f878e4a941324.pdf | https://www.unikeyic.com/products/solid-state-lighting-ssl-connectors/2154640-1/12314732.html
2154640-2 | TE Connectivity | 1: 2.5161 100: 2.3086 | Conn Board to Board HDR 4 POS 4mm Solder RA Side Entry SMD T/R |  | 215464 |  | Blade and Receptacle, Hermaphroditic | Tin | Copper Alloy | 6A |  | Locking Ramp | - |  | Natural | Liquid Crystal Polymer (LCP) | - |  |  | - | 1 (Unlimited) |  | Board Edge, Surface Mount, Right Angle | 4 |  | -40°C ~ 105°C |  | 0.157" (4.00mm) |  |  |  |  | - |  | Board to Board | Solder | 125V | - | 1 | https://www.unikeyic.com/media/datasheet/f3/c9/ecc3/f3c9ecc34198f5846f930aed9071846e.pdf | https://www.unikeyic.com/products/solid-state-lighting-ssl-connectors/2154640-2/27631244.html
2154640-3 | TE Connectivity | 1,000: 1.353 5,000: 1.232 | Board to Board HDR 6 Pos 4mm Solder RA Side Entry SMD T/R |  | 215464 |  | Blade and Receptacle, Hermaphroditic | Tin | Copper Alloy | 6A |  | Locking Ramp | - |  | Natural | Liquid Crystal Polymer (LCP) | - |  |  | - | 1 (Unlimited) |  | Board Edge, Surface Mount, Right Angle | 6 |  | -40°C ~ 105°C | Tape & Reel (TR)Cut Tape (CT) | 0.157" (4.00mm) |  | 6810764 |  |  | - |  | Board to Board | Solder | 125V | - | 9000 | https://www.unikeyic.com/media/datasheet/b2/07/a394/b207a394ea3f71efb6bf29f6b796f95e.pdf | https://www.unikeyic.com/products/solid-state-lighting-ssl-connectors/2154640-3/11183948.html
2154829-1 | TE Connectivity | 1: 1.6594 100: 1.5226 | Conn Power HDR 2 POS 3.96mm Solder ST SMD 2 Terminal 1 Port Package |  | 2154829 |  | Header, Male Pins | Tin | Copper Alloy | 7A |  | - | Board Lock |  | Natural | Liquid Crystal Polymer (LCP) | - |  |  | - | 1 (Unlimited) |  | Surface Mount, Bottom Entry, Through Board | 2 |  | -30°C ~ 105°C | Tape & Reel (TR)Cut Tape (CT) | 0.156" (3.96mm) |  | 3991764 |  |  | - |  | Board to Cable/Wire | Solder | 600V | - | 40 | https://www.unikeyic.com/media/datasheet/d9/61/11d3/d96111d38577766d9d3945f81e2a3430.pdf | https://www.unikeyic.com/products/solid-state-lighting-ssl-connectors/2154829-1/22737292.html
2154829-2 | TE Connectivity | 300: 1.7926 600: 1.707 900: 1.6589 1,500: 1.6002 2,100: 1.5627 3,000: 1.5239 | Power Connector HDR, 3 Pos, 3.96mm Pitch, Solder, ST, SMD, 3 Terminals, 1 Port |  | 2154829 |  | Header, Male Pins | Tin | Copper Alloy | 7A |  | - | Board Lock |  | Natural | Liquid Crystal Polymer (LCP) | - |  |  | - | 1 (Unlimited) |  | Surface Mount, Bottom Entry, Through Board | 3 |  | -30°C ~ 105°C |  | 0.156" (3.96mm) |  | 5130885 |  |  | - |  | Board to Cable/Wire | Solder | 600V | - | 2400 | https://www.unikeyic.com/media/datasheet/29/78/c0f4/2978c0f4408799b9b3c5a3a60a3107e7.pdf | https://www.unikeyic.com/products/solid-state-lighting-ssl-connectors/2154829-2/6086776.html
2154829-3 | TE Connectivity | 80: 1.452 200: 1.43 400: 1.397 800: 1.375 | Conn Power HDR 4 POS 3.96mm Solder ST SMD 4 Terminal 1 Port Package |  | 2154829 |  | Header, Male Pins | Tin | Copper Alloy | 7A |  | - | Board Lock |  | Natural | Liquid Crystal Polymer (LCP) | - |  |  | - | 1 (Unlimited) |  | Surface Mount, Bottom Entry, Through Board | 4 |  | -30°C ~ 105°C | Tape & Reel (TR)Cut Tape (CT) | 0.156" (3.96mm) |  | 3929749 |  |  | - |  | Board to Cable/Wire | Solder | 600V | - | 2100 | https://www.unikeyic.com/media/datasheet/44/5f/0c34/44/a3ed72650273daaadde9fe77e6b98346.pdf | https://www.unikeyic.com/products/solid-state-lighting-ssl-connectors/2154829-3/82658.html
2154852-1 | TE Connectivity | 20: 5.533 6,500: 5.533 | Slim Seal Assembly, Plug, 1 Position |  | 2154852 |  | Receptacle Housing for Tab Contact | - | - | 3.5A (22-24AWG); 5A (18-20 AWG) |  | Latch Lock | - |  | Black | Polycarbonate (PC) | IP67 - Dust Tight, Waterproof |  |  | 30 | 1 (Unlimited) |  | Free Hanging (In-Line) | 1 |  | -40°C ~ 105°C | Bulk | - |  | 14791814 |  |  | SlimSeal |  | Cable/Wire to Cable/Wire | Crimp | 400V | - | 511 | https://www.unikeyic.com/media/datasheet/d9/86/4ed7/d9/4d30376c270f5e657b31f5c16b8c2d82.pdf | https://www.unikeyic.com/products/solid-state-lighting-ssl-connectors/2154852-1/20758170.html
2154854-1 | TE Connectivity | 1: 5.7365 100: 5.2634 | Slim Seal Assembly, Plug, 1 position |  | 2154854 |  | Plug Housing for Socket Contact | - | - | 3.5A (22-24AWG); 5A (18-20 AWG) |  | Latch Lock | - |  | Black | Polycarbonate (PC) | IP67 - Dust Tight, Waterproof |  |  | 30 | 1 (Unlimited) |  | Free Hanging (In-Line) | 1 |  | -40°C ~ 105°C | Bulk | - |  | 4172185 |  |  | SlimSeal |  | Cable/Wire to Cable/Wire | Crimp | 400V | - | 2 | https://www.unikeyic.com/media/datasheet/e4/9c/88f1/e4/ceea90a3794152df31b0848ba6af4b18.pdf | https://www.unikeyic.com/products/solid-state-lighting-ssl-connectors/2154854-1/7346933.html
2213142-3 | TE Connectivity | 1: 3.4262 | Conn Wire to Wire Adapter M/M 2/2 POS ST |  | 2213142 |  | Adapter, Bridge | - | Copper Alloy | - |  | Latch Lock | Keying HV-3 and HV-4 |  | White | Polybutylene Terephthalate (PBT), Glass Filled | - |  |  | - | 1 (Unlimited) |  | Free Hanging (In-Line) | 2 |  | -40°C ~ 120°C | Bulk | - |  | 4730833 |  |  | Nector S |  | Cable/Wire to Cable/Wire | - | 125V | - | 12 | https://www.unikeyic.com/media/datasheet/68/b3/eaee/68/96485fe8aaf8a71d8f59ffd9f954f801.pdf | https://www.unikeyic.com/products/solid-state-lighting-ssl-connectors/2213142-3/28315094.html
2213188-1 | TE Connectivity | 400: 0.583 800: 0.572 1,200: 0.561 2,000: 0.55 8,000: 0.506 10,000: 0.462 | Conn Card Edge Inverted Through Board HDR 2 POS 3.3mm Solder ST SMD T/R |  | 2213188 |  | Receptacle | Tin | Copper Alloy | 3A |  | - | 1.00mm Thick PCB, Solder Retention |  | Natural | Thermoplastic | - |  |  | - | 1 (Unlimited) |  | Surface Mount, Bottom Entry, Through Board | 2 |  | -20°C ~ 130°C | Tape & Reel (TR)Cut Tape (CT) | 0.130" (3.30mm) |  | 14811759 |  |  | - |  | Board to Card Edge | Solder | 400V | - | 16000 | https://www.unikeyic.com/media/datasheet/1b/d1/d2da/1bd1d2da6eaa53745ac4a7ff79a06b39.pdf | https://www.unikeyic.com/products/solid-state-lighting-ssl-connectors/2213188-1/8340452.html
2213188-2 | TE Connectivity |  | Conn Card Edge Inverted Through Board HDR 2 POS 3.3mm Solder ST SMD T/R |  | 2213188 |  | Receptacle | Tin | Copper Alloy | 3A |  | - | 1.60mm Thick PCB, Solder Retention |  | Natural | Thermoplastic | - |  |  | - | 1 (Unlimited) |  | Surface Mount, Bottom Entry, Through Board | 2 |  | -20°C ~ 130°C | Tape & Reel (TR)Cut Tape (CT) | 0.130" (3.30mm) |  | 14776660 |  |  | - |  | Board to Card Edge | Solder | 400V | - |  | https://www.unikeyic.com/media/datasheet/87/e9/1653/87/95f990c594753c49f92960c970b3221d.pdf | https://www.unikeyic.com/products/solid-state-lighting-ssl-connectors/2213188-2/28344954.html
2213188-3 | TE Connectivity | 400: 0.748 | Card Edge Connector Inverted Through Board HDR 2 Pos 3.3mm Solder ST SMD T/R |  | 2213188 |  | Receptacle | Tin | Copper Alloy | 3A |  | - | 1.00mm Thick PCB, Cover, Solder Retention |  | Natural | Thermoplastic | - |  |  | - | 1 (Unlimited) |  | Surface Mount, Bottom Entry, Through Board | 2 |  | -20°C ~ 130°C | Tape & Reel (TR)Cut Tape (CT) | 0.130" (3.30mm) |  | 4486418 |  |  | - |  | Board to Card Edge | Solder | 400V | - | 400 | https://www.unikeyic.com/media/datasheet/1b/d1/d2da/1bd1d2da6eaa53745ac4a7ff79a06b39.pdf | https://www.unikeyic.com/products/solid-state-lighting-ssl-connectors/2213188-3/30502899.html
2213188-4 | TE Connectivity | 1: 0.5832 | Conn Card Edge Inverted Through Board HDR 2 POS 3.3mm Solder ST SMD T/R |  | 2213188 |  | Receptacle | Tin | Copper Alloy | 3A |  | - | 1.60mm Thick PCB, Cover, Solder Retention |  | Natural | Thermoplastic | - |  |  | - | 1 (Unlimited) |  | Surface Mount, Bottom Entry, Through Board | 2 |  | -20°C ~ 130°C | Tape & Reel (TR)Cut Tape (CT) | 0.130" (3.30mm) |  |  |  |  | - |  | Board to Card Edge | Solder | 400V | - | 2 | https://www.unikeyic.com/media/datasheet/69/4c/7cdc/694c7cdc3d067b9fc6b2c79c5de9c3b4.pdf | https://www.unikeyic.com/products/solid-state-lighting-ssl-connectors/2213188-4/8579989.html
2213189-1 | TE Connectivity | 1: 1.4187 | Assembly Connector 22-18GA w/o cap |  | 2213189 |  | Receptacle, Poke-In Wire | Tin | Copper Alloy | 3A |  | - | Solder Retention |  | Natural | Thermoplastic | - |  |  | - | 1 (Unlimited) |  | Surface Mount, Bottom Entry, Through Board | 2 |  | -20°C ~ 130°C | Tape & Reel (TR)Cut Tape (CT) | 0.130" (3.30mm) |  |  |  |  | - |  | Board to Cable/Wire | Solder | 400V | 18-22 AWG | 1 | https://www.unikeyic.com/media/datasheet/09/1b/f575/091bf57563ce55256b615ff9836c6f95.pdf | https://www.unikeyic.com/products/solid-state-lighting-ssl-connectors/2213189-1/21318916.html
2213189-2 | TE Connectivity | 350: 0.605 700: 0.594 1,400: 0.583 2,100: 0.572 7,000: 0.517 10,500: 0.484 | Assembly Connector 26-24GA w/o cap |  | 2213189 |  | Receptacle, Poke-In Wire | Tin | Copper Alloy | 2A |  | - | Solder Retention |  | Natural | Thermoplastic | - |  |  | - | 1 (Unlimited) |  | Surface Mount, Bottom Entry, Through Board | 2 |  | -20°C ~ 130°C | Tape & Reel (TR)Cut Tape (CT) | 0.130" (3.30mm) |  | 4486429 |  |  | - |  | Board to Cable/Wire | Solder | 400V | 24-26 AWG | 21000 | https://www.unikeyic.com/media/datasheet/09/1b/f575/091bf57563ce55256b615ff9836c6f95.pdf | https://www.unikeyic.com/products/solid-state-lighting-ssl-connectors/2213189-2/25536127.html
2213189-4 | TE Connectivity | 150: 0.792 350: 0.781 700: 0.759 1,400: 0.748 1,800: 0.737 5,000: 0.649 10,000: 0.594 | Assembly Connector 26-24GA w cap |  | 2213189 |  | Receptacle, Poke-In Wire | Tin | Copper Alloy | 2A |  | - | Cover, Solder Retention |  | Natural | Thermoplastic | - |  |  | - | 1 (Unlimited) |  | Surface Mount, Bottom Entry, Through Board | 2 |  | -20°C ~ 130°C | Tape & Reel (TR)Cut Tape (CT) | 0.130" (3.30mm) |  | 4486431 |  |  | - |  | Board to Cable/Wire | Solder | 400V | 24-26 AWG | 22750 | https://www.unikeyic.com/media/datasheet/09/1b/f575/091bf57563ce55256b615ff9836c6f95.pdf | https://www.unikeyic.com/products/solid-state-lighting-ssl-connectors/2213189-4/15979216.html
2213228-1 | TE Connectivity | 250: 0.473 1,200: 0.462 | Conn Circular PIN 5 POS ST Panel Mount 5 Terminal 1 Port |  | 2213228 |  | Receptacle Housing for Pin Contact | - | - | 20A |  | - | Keyed |  | Black | Polybutylene Terephthalate (PBT), Glass Filled | IP67 - Dust Tight, Waterproof |  |  | - | 1 (Unlimited) |  | Free Hanging (In-Line) | 5 |  | -40°C ~ 85°C | Bulk | - |  | 5591326 |  |  | Nector M |  | Cable/Wire to Cable/Wire or Board | Crimp | 400V | - | 1500 | https://www.unikeyic.com/media/datasheet/18/9b/d6c7/18/cf655b70c804962ae6df322b1b561d6d.pdf | https://www.unikeyic.com/products/solid-state-lighting-ssl-connectors/2213228-1/20389843.html
2213240-1 | TE Connectivity | 75: 1.54 200: 1.507 400: 1.485 750: 1.452 | Nector M SKT Hsg Assy Fh 7P Code A |  | 2213240 |  | Plug Housing for Socket Contact | - | - | 20A |  | - | Keyed |  | Black | Polybutylene Terephthalate (PBT), Glass Filled | IP67 - Dust Tight, Waterproof |  |  | - | 1 (Unlimited) |  | Free Hanging (In-Line) | 7 |  | -40°C ~ 85°C | Bulk | - |  | 5591361 |  |  | Nector M |  | Cable/Wire to Cable/Wire or Board | Crimp | 400V | - | 7960 | https://www.unikeyic.com/media/datasheet/48/9c/3c25/48/8570885be618225ca376baa518444ef1.pdf | https://www.unikeyic.com/products/solid-state-lighting-ssl-connectors/2213240-1/8752206.html
2213240-2 | TE Connectivity | 80: 1.408 200: 1.386 400: 1.353 500: 1.309 1,000: 1.1 5,000: 1.056 | Conn Circular SKT 7 POS ST Panel Mount | [7 empty] | 2213240-2 TE Connectivity | [10 empty] | wire mounting, free hanging, Through hole mounting |  |  | -40℃~85℃ |  |  |  | On sale |  |  | bulk, Bagged | [6 empty] | 17794 | https://www.unikeyic.com/media/datasheet/48/9c/3c25/48/8570885be618225ca376baa518444ef1.pdf | https://www.unikeyic.com/products/solid-state-lighting-ssl-connectors/2213240-2/1776771.html
2213242-2 | TE Connectivity | 250: 0.44 500: 0.407 1,000: 0.341 5,000: 0.3278 | HOUSING PIN FREE HANG NECTOR M 7P |  | 2213242 |  | Receptacle Housing for Pin Contact | - | - | 20A |  | - | Keyed |  | Black | Polybutylene Terephthalate (PBT), Glass Filled | IP67 - Dust Tight, Waterproof |  |  | - | 1 (Unlimited) |  | Free Hanging (In-Line) | 7 |  | -40°C ~ 85°C | Bulk | - |  | 14805440 |  |  | Nector M |  | Cable/Wire to Cable/Wire or Board | Crimp | 400V | - | 5500 | https://www.unikeyic.com/media/datasheet/84/b5/a431/84/bacffaa1c91767110e88bbdbf774fa5f.pdf | https://www.unikeyic.com/products/solid-state-lighting-ssl-connectors/2213242-2/16398132.html
2213263-2 | TE Connectivity | 50: 2.354 300: 2.266 600: 2.167 2,000: 2.079 | Conn Circular SKT 7 POS ST Panel Mount Bag/Box |  | 2213263 |  | Plug Housing for Socket Contact | - | - | 20A |  | - | Keyed |  | Black | Polybutylene Terephthalate (PBT), Glass Filled | IP67 - Dust Tight, Waterproof |  |  | - | 1 (Unlimited) |  | Panel Mount | 7 |  | -40°C ~ 85°C | Bulk | - |  | 14771247 |  |  | Nector M |  | Cable/Wire to Cable/Wire | Crimp | 400V | - | 2000 | https://www.unikeyic.com/media/datasheet/9e/dd/c335/9e/0a12afa00c2a221d3e5481cc8bb44f38.pdf | https://www.unikeyic.com/products/solid-state-lighting-ssl-connectors/2213263-2/18725092.html
2213265-5 | TE Connectivity | 300: 0.385 750: 0.374 1,500: 0.363 5,000: 0.352 | Contact SKT Crimp ST Cable Mount 14AWG Bag/Box |  | 2213265 |  | Contact, Socket | Tin | Copper Alloy | 15A |  | - | - |  | - | - |  |  |  | - | 1 (Unlimited) |  | Free Hanging (In-Line) | 1 |  | -40°C ~ 85°C | Bulk | - |  | 5583211 |  |  | Nector M |  | Cable/Wire to Cable/Wire or Board | Crimp | 400 V | 14 AWG | 33000 | https://www.unikeyic.com/media/datasheet/15/e1/454b/15e1454bcb78ece4ea39559acd33f6b9.pdf | https://www.unikeyic.com/products/solid-state-lighting-ssl-connectors/2213265-5/10143991.html
2213266-5 | TE Connectivity | 350: 0.363 1,600: 0.352 3,100: 0.341 | Contact PIN Crimp ST Cable Mount 14AWG Bag/Box |  | 2213266 |  | Contact, Pin | Tin | Copper Alloy | 15A |  | - | - |  | - | - |  |  |  | - | 1 (Unlimited) |  | Free Hanging (In-Line) | 1 |  | -40°C ~ 85°C | Bulk | - |  | 5585129 |  |  | Nector M |  | Cable/Wire to Cable/Wire or Board | Crimp | 400 V | 14 AWG | 4096 | https://www.unikeyic.com/media/datasheet/53/78/c507/53/f8a92c311c8e7f664a7052b0b366b061.pdf | https://www.unikeyic.com/products/solid-state-lighting-ssl-connectors/2213266-5/14371591.html
2213301-1 | TE Connectivity | 1: 0.7787 | Conn Poke-In Wire RCP 1 POS Solder RA Side Entry SMD T/R | [7 empty] | 2213301-1 TE Connectivity | [6 empty] | 10.6mm*3.9mm*4.5mm |  |  |  | SMD mount |  |  | -40℃~105℃ |  |  |  | Stop production |  | Compliant | Tape and reel packaging | [6 empty] | 7 | https://www.unikeyic.com/media/datasheet/39/3e/bdbb/393ebdbba2e939105464b49f569a9365.pdf | https://www.unikeyic.com/products/solid-state-lighting-ssl-connectors/2213301-1/7164877.html
2213301-2 | TE Connectivity | 1: 1.6647 | Conn Poke-In Wire RCP 2 POS 4mm Solder RA Side Entry SMD T/R |  | 2213301 |  | Receptacle, Poke-In Wire | Tin | Copper Alloy | 5A, 9A |  | - | - |  | White | Liquid Crystal Polymer (LCP) | - |  |  | - | 1 (Unlimited) |  | Surface Mount, Right Angle | 2 |  | -40°C ~ 105°C | Tape & Reel (TR)Cut Tape (CT) | 0.157" (4.00mm) |  |  |  |  | - |  | Board to Cable/Wire | Solder | 600V | 18 AWG, 20 AWG, 22 AWG | 12 | https://www.unikeyic.com/media/datasheet/7a/29/aabd/7a29aabdfa22a0816e5f4bc352a95354.pdf | https://www.unikeyic.com/products/solid-state-lighting-ssl-connectors/2213301-2/31046497.html
2213301-3 | TE Connectivity | 1: 2.597 | Conn Poke-In Wire RCP 3 POS 4mm Solder RA Side Entry SMD T/R |  | 2213301 |  | Receptacle, Poke-In Wire | Tin | Copper Alloy | 5A, 9A |  | - | - |  | White | Liquid Crystal Polymer (LCP) | - |  |  | - | 1 (Unlimited) |  | Surface Mount, Right Angle | 3 |  | -40°C ~ 105°C | Tape & Reel (TR)Cut Tape (CT) | 0.157" (4.00mm) |  | 5021845 |  |  | - |  | Board to Cable/Wire | Solder | 600V | 18 AWG, 20 AWG, 22 AWG | 10 | https://www.unikeyic.com/media/datasheet/7a/29/aabd/7a29aabdfa22a0816e5f4bc352a95354.pdf | https://www.unikeyic.com/products/solid-state-lighting-ssl-connectors/2213301-3/1272267.html
2213365-1 | TE Connectivity | 1: 0.8067 | BRUSH CONTACT PHOTO CONTROL Through Hole | [7 empty] | 2213365-1 TE Connectivity | [10 empty] | Through hole mounting |  |  | -40℃~85℃ |  |  |  | On sale |  | Compliant | Tape and reel packaging | [6 empty] | 10 | https://www.unikeyic.com/media/datasheet/57/4f/5faf/57/ba6f1de2ca3c8031db38a7bfb6c42fb9.pdf | https://www.unikeyic.com/products/solid-state-lighting-ssl-connectors/2213365-1/4466440.html
2213373-1 | TE Connectivity | 5,000: 0.2497 20,000: 0.2277 | Contact SKT Crimp ST Cable Mount |  | 2213373 |  | Contact, Socket | Gold | Brass | 6A |  | - | - |  | - | - |  |  |  | - | 1 (Unlimited) |  | Free Hanging (In-Line) | 1 |  |  | Tape & Reel (TR)Cut Tape (CT) | - |  |  |  |  | - |  | Board to Cable/Wire | Crimp | 125 V | 18-22 AWG | 25000 | https://www.unikeyic.com/media/datasheet/44/a6/3bad/44a63bad56556f069217561dba6cb535.pdf | https://www.unikeyic.com/products/solid-state-lighting-ssl-connectors/2213373-1/1486477.html
2213414-1 | TE Connectivity | 1: 0.7405 | Conn Circular PIN 3 POS ST Cable Mount, 3 Terminal, 1 Port |  | 2213414 |  | Receptacle Housing for Pin Contact | - | - | 20A |  | - | Keyed |  | Black | Polybutylene Terephthalate (PBT), Glass Filled | IP67 - Dust Tight, Waterproof |  |  | - | 1 (Unlimited) |  | Free Hanging (In-Line) | 3 |  | -40°C ~ 85°C | Bulk | - |  | 5591337 |  |  | Nector M |  | Cable/Wire to Cable/Wire or Board | Crimp | 400V | - | 59 | https://www.unikeyic.com/media/datasheet/71/ad/dd04/71/48c9d0ff3a0dbf196df19370097af585.pdf | https://www.unikeyic.com/products/solid-state-lighting-ssl-connectors/2213414-1/15025929.html
2213414-6 | TE Connectivity | 250: 0.451 500: 0.418 1,000: 0.352 5,000: 0.341 | NECTOR M 3P FH PIN HOUSING, CODE F |  | 2213414 |  | Receptacle Housing for Pin Contact | - | - | 20A |  | - | Keyed |  | Black | Polybutylene Terephthalate (PBT), Glass Filled | IP67 - Dust Tight, Waterproof |  |  | - | 1 (Unlimited) |  | Free Hanging (In-Line) | 3 |  | -40°C ~ 85°C | Bulk | - |  | 5585069 |  |  | Nector M |  | Cable/Wire to Cable/Wire or Board | Crimp | 400V | - | 9000 | https://www.unikeyic.com/media/datasheet/b3/23/e6dd/b3/eb5ad7d9e92b4528fa85c29397724bfa.pdf | https://www.unikeyic.com/products/solid-state-lighting-ssl-connectors/2213414-6/3294840.html
2213428-1 | TE Connectivity | 50: 2.332 150: 2.288 250: 2.244 500: 2.2 | TE Connectivity socket housing lighting connector socket, Nector Mseries, 3pole, 3road |  | 2213428 |  | Plug Housing for Socket Contact | - | - | 20A |  | - | Keyed |  | Black | Polybutylene Terephthalate (PBT), Glass Filled | IP67 - Dust Tight, Waterproof |  |  | - | 1 (Unlimited) |  | Free Hanging (In-Line) | 3 |  | -40°C ~ 85°C | Bulk | - |  | 5591360 |  |  | Nector M |  | Cable/Wire to Cable/Wire or Board | Crimp | 400V | - | 8187 | https://www.unikeyic.com/media/datasheet/6f/29/bddb/6f/ab7a71d3c6cae1fdedb4f633c79bc68c.pdf | https://www.unikeyic.com/products/solid-state-lighting-ssl-connectors/2213428-1/1565218.html
2213428-2 | TE Connectivity | 55: 2.134 150: 2.09 300: 2.057 500: 1.98 1,000: 1.672 5,000: 1.606 | Conn Circular SKT 3 POS ST Panel Mount 3 Terminal 1 Port Bag/Box | [7 empty] | 2213428-2 TE Connectivity | [6 empty] | 42.1mm(Length) |  |  |  | wire mounting, free hanging, Through hole mounting |  |  | -40℃~85℃ |  |  |  | On sale |  |  | bulk, Bagged | [6 empty] | 10000 | https://www.unikeyic.com/media/datasheet/6f/29/bddb/6f/ab7a71d3c6cae1fdedb4f633c79bc68c.pdf | https://www.unikeyic.com/products/solid-state-lighting-ssl-connectors/2213428-2/2965177.html
2213430-1 | TE Connectivity | 200: 0.715 400: 0.704 800: 0.693 1,600: 0.682 2,000: 0.66 5,000: 0.638 | NECTOR M 5/6/7P SCREW NUT PANEL MOUNT | Screw Nut | 2213430 | Black | [7 empty] | Panel Mount Housing |  |  |  |  | Polybutylene Terephthalate (PBT), Glass Filled |  | 1 (Unlimited) | [5 empty] | Bulk |  |  | 5591328 |  |  | Nector M | 5, 6 and 7 Positions |  |  |  |  | 5444 | https://www.unikeyic.com/media/datasheet/d9/0a/880f/d9/4124c1698df4ad9a99159c1498e5b111.pdf | https://www.unikeyic.com/products/solid-state-lighting-ssl-connectors/2213430-1/20830704.html
2213466-1 | TE Connectivity | 400: 0.2882 1,000: 0.2827 2,000: 0.2783 3,900: 0.2728 | NECTOR M 3P SCREW NUT PNL MNT | Screw Nut | 2213466 | Black | [7 empty] | Panel Mount Housing |  |  |  |  | Polybutylene Terephthalate (PBT), Glass Filled |  | Not Applicable | [5 empty] | Bag |  |  | 5881852 |  |  | Nector M | 3 Positions |  |  |  |  | 19084 | https://www.unikeyic.com/media/datasheet/c4/8d/9a1d/c48d9a1daef5f49dd935d749765bd41e.pdf | https://www.unikeyic.com/products/solid-state-lighting-ssl-connectors/2213466-1/24754960.html
2213611-1 | TE Connectivity | 1: 0.8983 | Conn Board to Board HDR 2 POS 3mm Solder RA Side Entry SMD Tray |  | 2213611 |  | Blade and Receptacle, Hermaphroditic | Gold | Brass; Copper Alloy | 3A |  | - | Board Guide |  | Natural | Thermoplastic | - |  |  | - | 1 (Unlimited) |  | Board Edge, Surface Mount, Right Angle | 2 |  | -40°C ~ 105°C | Tape & Reel (TR)Cut Tape (CT) | 0.118" (3.00mm) |  |  |  |  | - |  | Board to Board | Solder | 300V | - | 60 | https://www.unikeyic.com/media/datasheet/aa/b6/5244/aab65244de8497efa31437877cd39f98.pdf | https://www.unikeyic.com/products/solid-state-lighting-ssl-connectors/2213611-1/29535778.html
2213611-2 | TE Connectivity | 1: 1.36 | Wire to Board Connector HDR/SKT 4 POS 3mm Solder RA SMD T/R |  | 2213611 |  | Blade and Receptacle, Hermaphroditic | Gold | Brass; Copper Alloy | 3A |  | - | Board Guide |  | Natural | Thermoplastic | - |  |  | - | 1 (Unlimited) |  | Board Edge, Surface Mount, Right Angle | 4 |  | -40°C ~ 105°C | Tape & Reel (TR)Cut Tape (CT) | 0.118" (3.00mm) |  | 6568885 |  |  | - |  | Board to Board | Solder | 300V | - | 4 | https://www.unikeyic.com/media/datasheet/cc/54/8e7a/cc548e7a45e60f6e49b3113d5f459f2a.pdf | https://www.unikeyic.com/products/solid-state-lighting-ssl-connectors/2213611-2/13820491.html
2213611-3 | TE Connectivity | 1,500: 1.4988 3,000: 1.4273 4,500: 1.3871 7,500: 1.338 | Conn Board to Board HDR 6 POS 4mm Solder RA Side Entry SMD Tray |  | 2213611 |  | Blade and Receptacle, Hermaphroditic | Gold | Brass; Copper Alloy | 3A |  | - | Board Guide |  | Natural | Thermoplastic | - |  |  | - | 1 (Unlimited) |  | Board Edge, Surface Mount, Right Angle | 6 |  | -40°C ~ 105°C | Tape & Reel (TR)Cut Tape (CT) | 0.118" (3.00mm) |  | 6568886 |  |  | - |  | Board to Board | Solder | 300V | - | 10796 | https://www.unikeyic.com/media/datasheet/e0/fb/db97/e0fbdb973499e9b37eddab6c2e5eed2d.pdf | https://www.unikeyic.com/products/solid-state-lighting-ssl-connectors/2213611-3/8366867.html
2213614-1 | TE Connectivity | 1: 0.8844 | Conn Board to Board HDR 2 POS 4mm Solder RA Side Entry SMD Tray |  | 2213614 |  | Blade and Receptacle, Hermaphroditic | Gold | Copper Alloy | 6A |  | Locking Ramp | - |  | Natural | Liquid Crystal Polymer (LCP) | - |  |  | - | 1 (Unlimited) |  | Board Cutout, Surface Mount, Right Angle | 2 |  | -40°C ~ 105°C | Tape & Reel (TR)Cut Tape (CT) | 0.157" (4.00mm) |  |  |  |  | - |  | Board to Board or Cable | Solder | 125V | - | 50 | https://www.unikeyic.com/media/datasheet/40/4a/f580/404af58009528edc1cfc4b18432d50f0.pdf | https://www.unikeyic.com/products/solid-state-lighting-ssl-connectors/2213614-1/33610680.html
2213614-2 | TE Connectivity | 12,000: 1.7281 | Board to Board Connector HDR 4 Pos 4mm Solder RA Side Entry SMD Tray |  | 2213614 |  | Blade and Receptacle, Hermaphroditic | Gold | Copper Alloy | 6A |  | Locking Ramp | - |  | Natural | Liquid Crystal Polymer (LCP) | - |  |  | - | 1 (Unlimited) |  | Board Edge, Surface Mount, Right Angle | 4 |  | -40°C ~ 105°C | Bulk | 0.157" (4.00mm) |  |  |  |  | - |  | Board to Board or Cable | Solder | 125V | - | 1200000 | https://www.unikeyic.com/media/datasheet/3d/d7/562c/3dd7562ceb99c17287a06bdc1ec77dca.pdf | https://www.unikeyic.com/products/solid-state-lighting-ssl-connectors/2213614-2/20309874.html
2213616-1 | TE Connectivity | 1: 1.7358 | Conn Power HDR/SKT 2 POS 4mm Solder RA Side Entry SMD T/R |  | 2213616 |  | Blade and Receptacle, Hermaphroditic | Gold | Copper Alloy | 6A |  | - | Board Guide |  | Natural | Liquid Crystal Polymer (LCP) | - |  |  | - | 1 (Unlimited) |  | Board Edge, Surface Mount, Right Angle | 2 |  | -40°C ~ 105°C | Tape & Reel (TR)Cut Tape (CT) | 0.157" (4.00mm) |  |  |  |  | - |  | Board to Board | Solder | 125V | - | 10 | https://www.unikeyic.com/media/datasheet/f1/58/ff3d/f158ff3d65e589ba6cdbdd087883654f.pdf | https://www.unikeyic.com/products/solid-state-lighting-ssl-connectors/2213616-1/26062998.html
2213616-2 | TE Connectivity | 12,000: 1.7616 | Power Connector HDR/SKT 4 POS 4mm Solder RA Side Entry SMD Tape | [7 empty] | 2213616-2 TE Connectivity | [10 empty] | board mount, SMD mount, edge mount |  |  | -40℃~105℃ |  |  |  | Stop production |  | Compliant | Tape and reel packaging | [6 empty] | 1200000 | https://www.unikeyic.com/media/datasheet/68/de/f2ee/68/c39515c96aa6f778c510910220ea1063.pdf | https://www.unikeyic.com/products/solid-state-lighting-ssl-connectors/2213616-2/7448245.html
2213616-3 | TE Connectivity | 1,000: 2.442 | Conn Power HDR/SKT 6 POS 4mm Solder RA Side Entry SMD T/R |  | 2213616 |  | Blade and Receptacle, Hermaphroditic | Gold | Copper Alloy | 6A |  | - | Board Guide |  | Natural | Liquid Crystal Polymer (LCP) | - |  |  | - | 1 (Unlimited) |  | Board Edge, Surface Mount, Right Angle | 6 |  | -40°C ~ 105°C | Tape & Reel (TR)Cut Tape (CT) | 0.157" (4.00mm) |  |  |  |  | - |  | Board to Board | Solder | 125V | - | 3000 | https://www.unikeyic.com/media/datasheet/5d/1c/ae94/5d1cae9432ad01b01c521717ade4c5d9.pdf | https://www.unikeyic.com/products/solid-state-lighting-ssl-connectors/2213616-3/1788381.html
2213617-1 | TE Connectivity | 1,000: 0.88 2,000: 0.869 | Conn Board to Board HDR 2 POS 4mm Solder RA Side Entry SMD Tray |  | 2213617 | [15 empty] | 1 (Unlimited) | [5 empty] | Tape & Reel (TR) |  |  | 14810713 |  |  | * | [5 empty] | 5856 | https://www.unikeyic.com/media/datasheet/b5/ee/568a/b5ee568a8ad6d7f88e97b441beb5d067.pdf | https://www.unikeyic.com/products/solid-state-lighting-ssl-connectors/2213617-1/32892938.html
2213617-2 | TE Connectivity | 12,000: 1.7616 | Board to Board Connector HDR 4 Pos 4mm Solder RA Side Entry SMD Tray |  | 2213617 | [15 empty] | 1 (Unlimited) | [5 empty] | Tape & Reel (TR) |  |  | 14795666 |  |  | * | [5 empty] | 1200000 | https://www.unikeyic.com/media/datasheet/e9/82/1dd3/e9/aef0071ff2df0156b3a229088d33cf55.pdf | https://www.unikeyic.com/products/solid-state-lighting-ssl-connectors/2213617-2/22986167.html
2213617-3 | TE Connectivity | 1,000: 2.442 | Wire to Board Connector HDR/SKT 6 POS 4mm Solder RA Side Entry SMD T/R |  | 2213617 |  | Blade and Receptacle, Hermaphroditic | Gold | Copper Alloy | 6A |  | Locking Ramp | Board Guide |  | Natural | Liquid Crystal Polymer (LCP) | - |  |  | - | 1 (Unlimited) |  | Board Edge, Surface Mount, Right Angle | 6 |  | -40°C ~ 105°C | Tape & Reel (TR)Cut Tape (CT) | 0.157" (4.00mm) |  | 7221596 |  |  | - |  | Board to Board | Solder | 125V | - | 5000 | https://www.unikeyic.com/media/datasheet/ed/fe/3b74/edfe3b74185605fbd68ab0da4420081f.pdf | https://www.unikeyic.com/products/solid-state-lighting-ssl-connectors/2213617-3/22000625.html
225-112 | WAGO | 1,000: 0.8627 5,000: 0.8503 10,000: 0.8134 | [19 empty] | wire mounting | [16 empty] | 20000 | https://www.unikeyic.com/media/about_us/Unikey_ISO_9001_Certification.pdf | https://www.unikeyic.com/products/solid-state-lighting-ssl-connectors/225-112/4595814.html
225-113 | WAGO | 1,000: 1.1371 5,000: 1.1208 10,000: 1.0721 | [19 empty] | wire mounting | [16 empty] | 20000 | https://www.unikeyic.com/media/about_us/Unikey_ISO_9001_Certification.pdf | https://www.unikeyic.com/products/solid-state-lighting-ssl-connectors/225-113/33116820.html
225-311 | WAGO | 900: 3.0142 4,500: 2.9711 9,000: 2.8419 | [19 empty] | Through hole mounting | [16 empty] | 20000 | https://www.unikeyic.com/media/about_us/Unikey_ISO_9001_Certification.pdf | https://www.unikeyic.com/products/solid-state-lighting-ssl-connectors/225-311/20240407.html
225-314 | WAGO | 30: 3.1098 150: 3.0653 300: 2.9321 | [19 empty] | wire mounting | [16 empty] | 20000 | https://www.unikeyic.com/media/about_us/Unikey_ISO_9001_Certification.pdf | https://www.unikeyic.com/products/solid-state-lighting-ssl-connectors/225-314/6605133.html
225-620 | WAGO | 100: 6.6478 500: 6.5528 1,000: 6.2679 | [19 empty] | Through hole mounting | [16 empty] | 20000 | https://www.unikeyic.com/media/about_us/Unikey_ISO_9001_Certification.pdf | https://www.unikeyic.com/products/solid-state-lighting-ssl-connectors/225-620/10196881.html
2271180-2 | TE Connectivity | 500: 0.2486 1,500: 0.2442 2,500: 0.2398 4,500: 0.2343 8,000: 0.2299 10,000: 0.2156 | Ballast Connector, Plug, 2-Pin Wire-to-Wire | [17 empty] | 1 (Unlimited) | [5 empty] | Bag |  |  | 15222016 |  |  | * | [5 empty] | 28500 | https://www.unikeyic.com/media/datasheet/cb/41/6a03/cb/db665dd91867b8fe2971d3355260d13c.pdf | https://www.unikeyic.com/products/solid-state-lighting-ssl-connectors/2271180-2/32545010.html
2271180-3 | TE Connectivity | 500: 0.2508 1,500: 0.2464 2,500: 0.242 4,500: 0.2376 | Ballast Connector, Plug, 2-Pin Wire-to-Wire | [17 empty] | 1 (Unlimited) | [5 empty] | Bag | [5 empty] | * | [5 empty] | 5766 | https://www.unikeyic.com/media/datasheet/cb/41/6a03/cb/db665dd91867b8fe2971d3355260d13c.pdf | https://www.unikeyic.com/products/solid-state-lighting-ssl-connectors/2271180-3/3961619.html
2271183-1 | TE Connectivity | 1: 0.1844 | TE Connectivity line to line lighting connector socket, 2pole, 2road |  | 2271183 |  | Receptacle | Tin | Copper Alloy | 3A |  | Detent Lock | - |  | Orange | Polyamide (PA), Nylon | - |  |  | 10 | 1 (Unlimited) |  | Free Hanging (In-Line) | 2 |  | -40°C ~ 105°C | Bulk | - |  | 5766886 |  |  | - |  | Cable/Wire to Cable/Wire | Poke-In | 600V | 18-22 AWG | 127 | https://www.unikeyic.com/media/datasheet/09/87/8108/09/baae24b33cbd46c0b5dc5e9f2ed9f08b.pdf | https://www.unikeyic.com/products/solid-state-lighting-ssl-connectors/2271183-1/26237816.html
2271183-2 | TE Connectivity | 500: 0.2431 1,500: 0.2387 2,500: 0.2332 | Ballast Connectors RECEPTACLE, 2PINS WIRE TO WIRE CONNECTOR |  |  |  | Receptacle | Tin | Copper Alloy | 3A |  | Detent Lock | - |  | Black | Polyamide (PA), Nylon | - |  |  | 10 | 1 (Unlimited) |  | Free Hanging (In-Line) | 2 |  | -40°C ~ 105°C | Bag | 0.232" (5.90mm) |  |  |  |  | - |  |  | Poke-In | 600V | 18-22 AWG | 3000 | https://www.unikeyic.com/media/datasheet/09/87/8108/09/baae24b33cbd46c0b5dc5e9f2ed9f08b.pdf | https://www.unikeyic.com/products/solid-state-lighting-ssl-connectors/2271183-2/20047656.html
2271183-3 | TE Connectivity | 500: 0.2442 1,500: 0.2398 2,500: 0.2365 5,000: 0.2321 12,000: 0.2112 | RECEPTACLE, 2PINS WIRE TO WIRE CONNECTOR | [17 empty] | 1 (Unlimited) | [5 empty] | Bulk |  |  | 15221983 |  |  | * | [5 empty] | 39266 | https://www.unikeyic.com/media/datasheet/dd/43/7609/dd437609bf8381acd6ec6ed66d180db5.pdf | https://www.unikeyic.com/products/solid-state-lighting-ssl-connectors/2271183-3/32042287.html
2271203-1 | TE Connectivity | 170: 0.649 8,000: 0.649 10,000: 0.616 | TE Connectivity line to line lighting connector socket, 2pole, 2road |  | 2271203 |  | Splice | Tin | Copper Alloy | 3A |  | - | - |  | Orange | Polyamide (PA), Nylon | - |  |  | 10 | 1 (Unlimited) |  | Free Hanging (In-Line) | 2 |  | -40°C ~ 105°C | Bulk | - |  |  |  |  | - |  | Cable/Wire to Cable/Wire | Poke-In | 600V | 18-22 AWG | 418 | https://www.unikeyic.com/media/datasheet/23/90/296e/2390296ec6886efefed02e3beb062f26.pdf | https://www.unikeyic.com/products/solid-state-lighting-ssl-connectors/2271203-1/18257659.html
229159002101116 | AVX | 1,400: 0.9746 | CONN SSL SOCKET 2POS 3MM SOLDER |  |  |  | Socket | Gold | Copper Alloy | 5A per Contact |  | - | Solder Retention, Top Load |  | White | Polyamide (PA46), Nylon 4/6 | - |  |  | 10 | 3 (168 Hours) |  | Surface Mount, Right Angle | 2 |  | -40°C ~ 125°C |  | 0.118" (3.00mm) |  | 2177873 |  |  | 9159 |  | Board to Board or Cable | Solder | 125V | - | 2736 | https://www.unikeyic.com/media/datasheet/45/7d/d399/457dd399ec1eaa1a9d4b8b2085e221e9.pdf | https://www.unikeyic.com/products/solid-state-lighting-ssl-connectors/229159002101116/661484.html
2325661-1 | TE Connectivity | 25: 5.698 50: 5.599 100: 5.5 200: 5.401 | Shorting Base Assembly 7 Position |  | 2325661 | [15 empty] | 1 (Unlimited) | [5 empty] | Tray | [5 empty] | * | [5 empty] | 13225 | https://www.unikeyic.com/media/about_us/Unikey_ISO_9001_Certification.pdf | https://www.unikeyic.com/products/solid-state-lighting-ssl-connectors/2325661-1/8871465.html
2341474-1 | TE Connectivity | 1: 2.0787 100: 1.9073 | TE Connectivity appendix LEDConnector, LUMAWISE Sseries | Cap (Cover) | 2341474 | Gray | [7 empty] | - |  |  |  |  | Polybutylene Terephthalate (PBT) |  | 1 (Unlimited) | [5 empty] | Bulk |  |  | 10464847 |  |  | LUMAWISE | - |  |  |  |  | 20 | https://www.unikeyic.com/media/datasheet/9f/da/2bc8/9fda2bc882083f6f14c7b790969c12f9.pdf | https://www.unikeyic.com/products/solid-state-lighting-ssl-connectors/2341474-1/14989210.html
2343403-1 | TE Connectivity | 20: 6.886 40: 6.765 80: 6.655 200: 6.534 400: 5.94 2,500: 5.104 5,000: 4.895 | TE Connectivity Connector LEDConnector, LUMAWISE Sseries, 4pole, 4road |  | 2343403 |  | Base - Panel Mount | Tin | Copper Alloy | 5A |  | - | - |  | Black | Polybutylene Terephthalate (PBT) | - |  |  | - | 1 (Unlimited) |  | PCB | 4 |  | -40°C ~ 90°C | Bulk | - |  |  |  |  | LUMAWISE |  | Board to Cable/Wire | Poke-In | 250V | 16-20 AWG | 6264 | https://www.unikeyic.com/media/datasheet/45/ea/8430/45ea8430f25be1152271d7de79175c21.pdf | https://www.unikeyic.com/products/solid-state-lighting-ssl-connectors/2343403-1/32601837.html
2343405-1 | TE Connectivity | 45: 2.519 | TE Connectivity LEDConnector, LUMAWISE Sseries, 4pole, 4road |  | 2343405 |  | Base - Panel Mount | Tin | Brass | 5A |  | - | - |  | Gray | Polybutylene Terephthalate (PBT) | - |  |  | - | 1 (Unlimited) |  | PCB | 4 |  | -40°C ~ 90°C | Tray | - |  |  |  |  | LUMAWISE |  | Board to Cable/Wire | Poke-In | 250V | - | 52 | https://www.unikeyic.com/media/datasheet/bc/df/5f59/bcdf5f59e7feb491264e9be5f873c604.pdf | https://www.unikeyic.com/products/solid-state-lighting-ssl-connectors/2343405-1/21786662.html
2359420-1 | TE Connectivity | 12: 14.608 24: 14.355 48: 14.102 | NECTOR T, 3Pos, SOCKET CONNECTOR |  |  |  | T-Splitter | Tin | Copper Alloy | 25A |  | - | - |  | Black | Polybutylene Terephthalate (PBT), Polycarbonate (PC) | IP68 - Dust Tight, Waterproof |  |  | - | 1 (Unlimited) |  | Screw | 3 |  | -40°C ~ 85°C | Tray | - |  | 14006023 |  |  | NECTOR T |  | Cable/Wire to Cable/Wire | - | 600V | - | 82 | https://www.unikeyic.com/media/datasheet/3f/58/4efa/3f584efaf7a0f08e896d8ada2e5bb342.pdf | https://www.unikeyic.com/products/solid-state-lighting-ssl-connectors/2359420-1/26988259.html
2359421-1 | TE Connectivity | 12: 16.874 24: 16.588 36: 16.291 72: 16.005 | NECTOR T, 3-Pos, Socket Connector |  |  |  | MULTI Splitter | Tin | Copper Alloy | 25A |  | - | - |  | Black | Polybutylene Terephthalate (PBT), Polycarbonate (PC) | IP68 - Dust Tight, Waterproof |  |  | - | 1 (Unlimited) |  | Screw | 3 |  | -40°C ~ 85°C | Tray | - |  | 14006045 |  |  | NECTOR T |  | Cable/Wire to Cable/Wire | - | 600V | - | 116 | https://www.unikeyic.com/media/datasheet/15/7b/2ecf/157b2ecf3a5640c3063c158811ad6a53.pdf | https://www.unikeyic.com/products/solid-state-lighting-ssl-connectors/2359421-1/16522690.html
2359422-1 | TE Connectivity | 50: 3.3 100: 3.245 200: 3.19 350: 3.124 5,000: 2.849 | Power Connector Receptacle, 3 Pos, Screw, Panel Mount, 3 Terminals, Bag |  |  |  | Receptacle, Female Sockets | Tin | Copper Alloy | 25A |  | - | - |  | Black | Polybutylene Terephthalate (PBT), Polycarbonate (PC) | IP68 - Dust Tight, Waterproof |  |  | - | 1 (Unlimited) |  | Panel Mount | 3 |  | -40°C ~ 85°C | Bag | - |  |  |  |  | NECTOR T |  | Cable/Wire to Cable/Wire | Screw | 600V | 14-16 AWG | 5350 | https://www.unikeyic.com/media/datasheet/ef/ee/0aff/efee0affa726e457e5e9b78ad38840db.pdf | https://www.unikeyic.com/products/solid-state-lighting-ssl-connectors/2359422-1/30559022.html
2359482-1 | TE Connectivity | 100: 5.3714 | Base Assembly, Lighting Connector | Module Base | 2359482 | Black | [7 empty] | - |  |  |  |  | Polybutylene Terephthalate (PBT) |  | 1 (Unlimited) | [5 empty] | Box | [5 empty] | LUMAWISE | - |  |  |  |  | 10000 | https://www.unikeyic.com/media/datasheet/85/8b/c914/858bc91401284492266537bd92a6ed49.pdf | https://www.unikeyic.com/products/solid-state-lighting-ssl-connectors/2359482-1/32555926.html
2359482-5 | TE Connectivity | 30,000: 2.9331 | Base Assembly, Light Controller, Lumawise Endurance N Gen 2 | Module Base | 2359482 | Black | [7 empty] | - |  |  |  |  | Polybutylene Terephthalate (PBT) |  | 1 (Unlimited) | [5 empty] | Box |  |  | 14307988 |  |  | LUMAWISE | - |  |  |  |  | 3000000 | https://www.unikeyic.com/media/datasheet/55/75/49d5/557549d5c97f46a79cdc39a78f3885c0.pdf | https://www.unikeyic.com/products/solid-state-lighting-ssl-connectors/2359482-5/30144203.html
2359615-1 | TE Connectivity | 100: 2.112 200: 2.079 300: 2.046 600: 2.002 | Connector Accessory for Lighting | Cap (Cover) | 2359615 | Gray | [7 empty] | - |  |  |  |  | Polycarbonate (PC) |  | 1 (Unlimited) | [5 empty] | Box | [5 empty] | LUMAWISE | - |  |  |  |  | 1000 | https://www.unikeyic.com/media/datasheet/eb/f0/c795/ebf0c795fbce0e6b89b43e09b8703f0c.pdf | https://www.unikeyic.com/products/solid-state-lighting-ssl-connectors/2359615-1/18326432.html
2359615-2 | TE Connectivity | 55: 2.035 | Lighting Connectors LUMAWISE ENDURANCE N+ Lt Gray Short Dome | Cap (Cover) | 2359615 | Gray | [7 empty] | - |  |  |  |  | Polycarbonate (PC) |  | 1 (Unlimited) | [5 empty] | Box |  |  | 15791847 |  |  | LUMAWISE | - |  |  |  |  | 76 | https://www.unikeyic.com/media/datasheet/c7/35/ab31/c735ab319cd8939bcdc7c1e3a9e34b5d.pdf | https://www.unikeyic.com/products/solid-state-lighting-ssl-connectors/2359615-2/25282028.html
2359615-4 | TE Connectivity | 50: 3.047 100: 2.992 200: 2.937 400: 2.893 2,000: 2.629 5,000: 2.519 10,000: 2.42 | ANSI Street Lighting Receptacles LUMAWISE | Cap (Cover) | 2359615 | Gray | [7 empty] | - |  |  |  |  | Polycarbonate (PC) |  | 1 (Unlimited) | [5 empty] | Box | [5 empty] | LUMAWISE | - |  |  |  |  | 22675 | https://www.unikeyic.com/media/datasheet/4b/f0/0956/4bf0095649ee76659444fa9344cf9b3c.pdf | https://www.unikeyic.com/products/solid-state-lighting-ssl-connectors/2359615-4/8692275.html
2361116-1 | TE Connectivity | 3,750: 4.7353 |  | Cap (Cover) | 2361116 | Black | [7 empty] | - |  |  |  |  | Polybutylene Terephthalate (PBT) |  | 1 (Unlimited) | [5 empty] | Box |  |  | 14307985 |  |  | LUMAWISE | - |  |  |  |  | 375000 | https://www.unikeyic.com/media/datasheet/5e/c2/eaba/5ec2eaba1dd7413a391df5f607184cf3.pdf | https://www.unikeyic.com/products/solid-state-lighting-ssl-connectors/2361116-1/16911476.html
2361116-2 | TE Connectivity | 25: 4.741 60: 4.653 150: 4.576 250: 4.499 1,200: 4.081 5,000: 3.927 | LED Lighting Accessories & Hardware LUMAWISE Endurance N+ Shorting Open Cap Red | Cap (Cover) | 2361116 | Red | [7 empty] | - |  |  |  |  | Polybutylene Terephthalate (PBT) |  | 1 (Unlimited) | [5 empty] | Box | [5 empty] | LUMAWISE | - |  |  |  |  | 3942 | https://www.unikeyic.com/media/datasheet/94/87/735e/9487735e8c77f589af8e6beffa7135d7.pdf | https://www.unikeyic.com/products/solid-state-lighting-ssl-connectors/2361116-2/22114522.html
2363638-1 | TE Connectivity | 20: 7.117 45: 6.215 85: 6.061 200: 5.918 400: 5.775 2,500: 4.972 5,000: 4.763 10,000: 4.455 50,000: 4.158 | No Key Position Connectors For LED |  |  |  | Receptacle | Tin | Copper Alloy | 5A |  | - | - |  | Black | Polybutylene Terephthalate (PBT) | IP66 - Dust Tight, Water Resistant |  |  | - | Not Applicable |  | PCB | 4 |  | -40°C ~ 90°C | Bag | - |  |  |  |  | - |  | Board to Cable/Wire | Poke-In | 250V | 18-20 AWG | 1300 | https://www.unikeyic.com/media/datasheet/c8/d7/f6d0/c8/31985e553451ddb20bfefd4c3216facf.pdf | https://www.unikeyic.com/products/solid-state-lighting-ssl-connectors/2363638-1/18052517.html
2363638-2 | TE Connectivity | 25: 5.049 55: 4.95 150: 4.862 250: 4.763 400: 4.675 | Key Position A Connectors For LED |  |  |  | Receptacle | Tin | Copper Alloy | 5A |  | - | - |  | Black | Polybutylene Terephthalate (PBT) | IP66 - Dust Tight, Water Resistant |  |  | - | Not Applicable |  | PCB | 4 |  | -40°C ~ 90°C | Bag | - |  |  |  |  | - |  | Board to Cable/Wire | Poke-In | 250V | 18-20 AWG | 790 | https://www.unikeyic.com/media/datasheet/b9/7d/bd7b/b97dbd7b31ab4ea0ae953f499bf0bf3c.pdf | https://www.unikeyic.com/products/solid-state-lighting-ssl-connectors/2363638-2/570502.html
2363703-1 | TE Connectivity | 500: 0.2926 1,000: 0.2871 2,000: 0.2816 | Connector Accessories Dust Cap Straight Polybutylene Terephthalate/Polycarbonate Black Bag | Cap (Cover) | 2363703 | Black | [7 empty] | - |  |  |  |  | Polybutylene Terephthalate (PBT), Polycarbonate (PC) |  | 1 (Unlimited) | [5 empty] | Bag | [5 empty] | NECTOR T | - |  |  |  |  | 2000 | https://www.unikeyic.com/media/datasheet/c5/48/29dc/c54829dc71635e4cba1c0becca91b2c3.pdf | https://www.unikeyic.com/products/solid-state-lighting-ssl-connectors/2363703-1/21083367.html
2376865-3 | TE Connectivity | 20: 6.424 45: 6.303 90: 6.193 200: 6.072 250: 5.951 1,000: 5.324 | Receptacle Assembly, Lumawise Endurance N With Integrated Gasket |  |  |  | Receptacle | Gold | Copper Alloy | 15A |  | - | - |  | Black | Thermoplastic, Glass Filled | - |  |  | - | 1 (Unlimited) |  | Panel Mount | 5 |  | -40°C ~ 105°C | Box | - |  |  |  |  | LUMAWISE |  | Board to Cable/Wire | Poke-In | 600V | 14-18 AWG | 1947 | https://www.unikeyic.com/media/datasheet/c2/89/62d3/c28962d32841bcd2cf9828949735304f.pdf | https://www.unikeyic.com/products/solid-state-lighting-ssl-connectors/2376865-3/11825781.html
2376865-4 | TE Connectivity | 15: 7.733 40: 7.59 75: 7.447 150: 7.304 250: 7.161 | Receptacle Assembly, Lumawise Endurance N With Integrated Gasket |  |  |  | Receptacle | Gold | Copper Alloy | 15A |  | - | - |  | Black | Thermoplastic, Glass Filled | - |  |  | - | 1 (Unlimited) |  | Panel Mount | 7 |  | -40°C ~ 105°C | Box | - |  |  |  |  | LUMAWISE |  | Board to Cable/Wire | Poke-In | 600V | 14-18 AWG | 975 | https://www.unikeyic.com/media/datasheet/15/1e/a1c1/151ea1c132e1b922413ac78cc8032f5a.pdf | https://www.unikeyic.com/products/solid-state-lighting-ssl-connectors/2376865-4/8734218.html
2379237-1 | TE Connectivity | 25: 4.763 60: 4.675 150: 4.598 250: 4.51 5,000: 4.103 | Conn Power SKT 3 POS Screw ST Cable Mount 3 Terminal 1 Port Bag |  |  |  | Receptacle Housing for Pin Contact | Tin | Copper Alloy | 20A |  | - | - |  | Black | Polybutylene Terephthalate (PBT), Polycarbonate (PC) | IP68 - Dust Tight, Waterproof |  |  | - | 1 (Unlimited) |  | Free Hanging (In-Line) | 3 |  | -40°C ~ 85°C | Tray | - |  | 13636781 |  |  | NECTOR T |  | Cable/Wire to Cable/Wire | Crimp | 600V | - | 5331 | https://www.unikeyic.com/media/datasheet/21/1c/4256/211c4256226741b7484af5e3ef7444ac.pdf | https://www.unikeyic.com/products/solid-state-lighting-ssl-connectors/2379237-1/25004735.html
2379239-1 | TE Connectivity | 35: 3.465 80: 3.399 200: 3.344 350: 3.278 5,000: 2.981 | Conn Power SKT 3 POS Crimp ST Cable Mount 3 Terminal 1 Port Bag |  |  |  | Receptacle, Female Sockets | Tin | Copper Alloy | 25A |  | - | - |  | Black | Polybutylene Terephthalate (PBT), Polycarbonate (PC) | IP68 - Dust Tight, Waterproof |  |  | - | 1 (Unlimited) |  | Free Hanging (In-Line) | 3 |  | -40°C ~ 85°C | Tray | - |  |  |  |  | NECTOR T |  | Cable/Wire to Cable/Wire | Crimp | 600V | 14-16 AWG | 7840 | https://www.unikeyic.com/media/datasheet/74/c8/31b8/74c831b899cdf619a3693bf0210e5100.pdf | https://www.unikeyic.com/products/solid-state-lighting-ssl-connectors/2379239-1/20733040.html
2379240-1 | TE Connectivity | 30: 3.784 75: 3.718 150: 3.652 300: 3.586 | Conn Power PIN 3 POS Crimp ST Cable Mount 3 Terminal 1 Port Bag |  |  |  | - | Tin | Copper Alloy | 25A |  | - | - |  | Black | Polybutylene Terephthalate (PBT), Polycarbonate (PC) | IP68 - Dust Tight, Waterproof |  |  | - | 1 (Unlimited) |  | Free Hanging (In-Line) | 3 |  | -40°C ~ 85°C | Tray | - |  | 14006054 |  |  | NECTOR T |  | Cable/Wire to Cable/Wire | Crimp | 600V | - | 4657 | https://www.unikeyic.com/media/datasheet/92/a3/105e/92a3105ed94eb213943c9d395bd0a995.pdf | https://www.unikeyic.com/products/solid-state-lighting-ssl-connectors/2379240-1/22032556.html
2382635-1 | TE Connectivity | 40: 4.169 500: 4.169 1,000: 3.674 5,000: 3.487 10,000: 3.289 25,000: 3.146 | ANSI Street Lighting Power Management |  |  |  | Receptacle, Female Sockets | Tin | Copper Alloy | 15A |  | Locking Ramp | - |  | Black | Polybutylene Terephthalate (PBT) | - |  |  | - | 1 (Unlimited) |  | Panel Mount | 3 |  | -40°C ~ 105°C | Tray | 0.602" (15.30mm) |  |  |  |  | LUMAWISE |  | Board to Cable/Wire | Screw | 480V | 6-18 AWG | 40 | https://www.unikeyic.com/media/datasheet/e1/dc/4862/e1dc48624e2501ed11014e0eda7a09c8.pdf | https://www.unikeyic.com/products/solid-state-lighting-ssl-connectors/2382635-1/15754830.html
249159005122996 | AVX | 1: 2.0439 10: 1.4591 100: 1.2399 | CONN SSL SOCKET |  |  |  | Socket | Gold | Copper Alloy | 5A per Contact |  | Latch Lock | - |  | White | Polyamide (PA46), Nylon 4/6, Glass Filled | - |  |  | 10 | 1 (Unlimited) |  | Free Hanging (In-Line) | 5 |  | -40°C ~ 125°C |  | 0.118" (3.00mm) |  | 16636700 |  |  | 9159 |  | Board to Cable/Wire | IDC | 125V | 22 AWG | 505 | https://www.unikeyic.com/media/datasheet/3b/56/2641/3b/b1703732b137f0a31a8f47ed63e267e0.pdf | https://www.unikeyic.com/products/solid-state-lighting-ssl-connectors/249159005122996/25216852.html
2834006-1 | TE Connectivity | 1,000: 0.1661 2,000: 0.1639 4,000: 0.1606 7,000: 0.1573 40,000: 0.143 50,000: 0.121 100,000: 0.1078 | BUCHANAN WireMate Pluggable Connector Series, 4.0mm Pitch Wire-to-Board |  | 2834006 |  | Receptacle, Poke-In Wire | Tin | Copper Alloy | 5A, 6A |  | - | - |  | Natural | Resin | - |  |  | - | 1 (Unlimited) |  | Surface Mount, Right Angle | 1 |  | -40°C ~ 105°C | Tape & Reel (TR)Cut Tape (CT) | - |  | 5766879 |  |  | - |  | Board to Cable/Wire | Solder | 400V | 18 AWG, 20 AWG, 22 AWG | 165400 | https://www.unikeyic.com/media/datasheet/9e/8f/f8df/9e/532702c9eea8dce23e1793cb54d0bb12.pdf | https://www.unikeyic.com/products/solid-state-lighting-ssl-connectors/2834006-1/17659808.html
2834006-2 | TE Connectivity | 1: 0.1368 | TE Connectivity 4mmpitch2pSingle row female wire to board, right angle, surface |  | 2834006 |  | Receptacle, Poke-In Wire | Tin | Copper Alloy | 5A, 6A |  | - | - |  | Natural | Resin | - |  |  | - | 1 (Unlimited) |  | Surface Mount, Right Angle | 2 |  | -40°C ~ 105°C | Tape & Reel (TR)Cut Tape (CT) | 0.157" (4.00mm) |  | 5766880 |  |  | - |  | Board to Cable/Wire | Solder | 400V | 18 AWG, 20 AWG, 22 AWG |  | https://www.unikeyic.com/media/datasheet/7a/29/aabd/7a29aabdfa22a0816e5f4bc352a95354.pdf | https://www.unikeyic.com/products/solid-state-lighting-ssl-connectors/2834006-2/18989716.html
2834006-3 | TE Connectivity | 600: 0.5104 | TE Connectivity 4mmpitch3pSingle row female wire to board, right angle, surface |  | 2834006 |  | Receptacle, Poke-In Wire | Tin | Copper Alloy | 5A, 6A |  | - | - |  | Natural | Resin | - |  |  | - | 1 (Unlimited) |  | Surface Mount, Right Angle | 3 |  | -40°C ~ 105°C | Tape & Reel (TR)Cut Tape (CT) | 0.157" (4.00mm) |  |  |  |  | - |  | Board to Cable/Wire | Solder | 400V | 18 AWG, 20 AWG, 22 AWG | 600 | https://www.unikeyic.com/media/datasheet/49/81/9225/49819225933a0dd6fa2e44f091821911.pdf | https://www.unikeyic.com/products/solid-state-lighting-ssl-connectors/2834006-3/9746548.html
2834012-3 | TE Connectivity | 1: 0.0927 | Contact F Crimp ST Cable Mount 16-20AWG T/R |  | 2834012 |  | Contact, Poke-In Wire | Tin | Copper Alloy | Varies by Wire Gauge |  | - | - |  | - | - |  |  |  | - | 1 (Unlimited) |  | Surface Mount, Right Angle | 1 |  | -40°C ~ 125°C | Tape & Reel (TR)Cut Tape (CT) | - |  | 5766884 |  |  | - |  | Board to Cable/Wire | Solder | 300 V | 16-20 AWG | 65 | https://www.unikeyic.com/media/datasheet/ec/13/4ad2/ec134ad2451b3fa576c7e421b0f48418.pdf | https://www.unikeyic.com/products/solid-state-lighting-ssl-connectors/2834012-3/34561301.html
2834048-2 | TE Connectivity | 1: 0.157 | 2-3 Pos LIGHT-N-LOK Modular Latch Plug, Insert Term, Easy Mount. Compact for Space-Limited Apps. 4 Colors for ID |  | 2834048 |  | Plug | Tin | Copper Alloy | 3A, 8A |  | Latch Lock | - |  | Black | Thermoplastic | - |  |  | 10 | Not Applicable |  | Free Hanging (In-Line) | 2 |  | -40°C ~ 125°C | Bulk | - |  |  |  |  | LIGHT-N-LOK |  | Cable/Wire to Cable/Wire | Poke-In | 600V | 16-22 AWG | 93 | https://www.unikeyic.com/media/datasheet/fc/36/9004/fc3690040831634eede4e397c1c40269.pdf | https://www.unikeyic.com/products/solid-state-lighting-ssl-connectors/2834048-2/20550499.html
2834048-3 | TE Connectivity | 600: 0.2027 1,500: 0.1991 3,000: 0.1955 6,000: 0.1919 | TE Connectivity Modular locking connector lighting connector plug, LIGHT-N-LOKseries, 2pole, 2road |  | 2834048 |  | Plug | Tin | Copper Alloy | 3A, 8A |  | Latch Lock | - |  | Orange | Thermoplastic | - |  |  | 10 | Not Applicable |  | Free Hanging (In-Line) | 2 |  | -40°C ~ 125°C | Bulk | - |  |  |  |  | LIGHT-N-LOK |  | Cable/Wire to Cable/Wire | Poke-In | 600V | 16-22 AWG | 45500 | https://www.unikeyic.com/media/datasheet/fc/36/9004/fc3690040831634eede4e397c1c40269.pdf | https://www.unikeyic.com/products/solid-state-lighting-ssl-connectors/2834048-3/5953314.html
2834048-4 | TE Connectivity | 1: 0.2096 | 2-3 Pos LIGHT-N-LOK Modular Locking Plug, Insert Term, Compact Design, Space Saving, 4 Colors |  | 2834048 |  | Plug | Tin | Copper Alloy | 3A, 8A |  | Latch Lock | - |  | Red | Thermoplastic | - |  |  | 10 | Not Applicable |  | Free Hanging (In-Line) | 2 |  | -40°C ~ 125°C | Bulk | - |  | 6194581 |  |  | LIGHT-N-LOK |  | Cable/Wire to Cable/Wire | Poke-In | 600V | 16-22 AWG | 250 | https://www.unikeyic.com/media/datasheet/38/a2/e98b/38a2e98b99dc67b129308d13c5c2fc70.pdf | https://www.unikeyic.com/products/solid-state-lighting-ssl-connectors/2834048-4/32190392.html
2834049-1 | TE Connectivity | 1: 0.1568 | TE Connectivity Modular locking connector lighting connector socket, LIGHT-N-LOKseries, 2pole, 2road |  | 2834049 |  | Receptacle | Tin | Copper Alloy | 3A, 8A |  | Latch Holder | - |  | Natural | Thermoplastic | - |  |  | 10 | Not Applicable |  | Free Hanging (In-Line) | 2 |  | -40°C ~ 125°C | Bulk | - |  | 6194582 |  |  | LIGHT-N-LOK |  | Cable/Wire to Cable/Wire | Poke-In | 600V | 16-22 AWG | 571 | https://www.unikeyic.com/media/datasheet/38/a2/e98b/38a2e98b99dc67b129308d13c5c2fc70.pdf | https://www.unikeyic.com/products/solid-state-lighting-ssl-connectors/2834049-1/34525386.html
2834049-4 | TE Connectivity | 600: 0.1969 1,500: 0.1936 3,000: 0.1892 6,000: 0.1859 8,000: 0.1826 10,000: 0.1705 | TE Connectivity LIGHT-N-LOK Series Lighting Receptacle, 2 Pos, 2 Circuits |  | 2834049 |  | Receptacle | Tin | Copper Alloy | 3A, 8A |  | Latch Holder | - |  | Red | Thermoplastic | - |  |  | 10 | Not Applicable |  | Free Hanging (In-Line) | 2 |  | -40°C ~ 125°C | Bulk | - |  |  |  |  | LIGHT-N-LOK |  | Cable/Wire to Cable/Wire | Poke-In | 600V | 16-22 AWG | 32000 | https://www.unikeyic.com/media/datasheet/5b/09/f326/5b09f326cd78417574cfd977027f3970.pdf | https://www.unikeyic.com/products/solid-state-lighting-ssl-connectors/2834049-4/7164747.html
2834054-2 | TE Connectivity | 1: 0.4143 100: 0.3802 | 2 arrive 3 bit LIGHT-N-LOK ，Easy to install。。four different colors，Easy to identify。 |  | 2834054 |  | Plug | Tin | Copper Alloy | 3A, 8A |  | Latch Lock | - |  | Black | Thermoplastic | - |  |  | 10 | Not Applicable |  | Free Hanging (In-Line) | 3 |  | -40°C ~ 105°C | Bulk | - |  |  |  |  | LIGHT-N-LOK |  | Cable/Wire to Cable/Wire | Poke-In | 600V | 16-22 AWG | 249 | https://www.unikeyic.com/media/datasheet/01/6a/39ec/016a39ecac922decbb072430d942e17d.pdf | https://www.unikeyic.com/products/solid-state-lighting-ssl-connectors/2834054-2/23993929.html
2834054-4 | TE Connectivity | 1: 0.2065 | 2-3 Pos LIGHT-N-LOK Modular Latch Plug, Insert Term, Easy Mount. Compact for Space-Limited Apps. 4 Colors for ID |  | 2834054 |  | Plug | Tin | Copper Alloy | 3A, 8A |  | Latch Lock | - |  | Red | Thermoplastic | - |  |  | 10 | Not Applicable |  | Free Hanging (In-Line) | 3 |  | -40°C ~ 105°C | Bulk | - |  |  |  |  | LIGHT-N-LOK |  | Cable/Wire to Cable/Wire | Poke-In | 600V | 16-22 AWG | 100 | https://www.unikeyic.com/media/datasheet/85/d6/a345/85d6a3450620c4a74eedae0155285273.pdf | https://www.unikeyic.com/products/solid-state-lighting-ssl-connectors/2834054-4/1959287.html
2834055-1 | TE Connectivity | 1: 0.1712 | 2 & 3 Pos LIGHT-N-LOK Modular Latch Receptacle, Insert Term, Easy Install, Compact, Space Saving, 4 Colors |  | 2834055 |  | Receptacle | Tin | Copper Alloy | 3A, 8A |  | Latch Holder | - |  | Natural | Thermoplastic | - |  |  | 10 | Not Applicable |  | Free Hanging (In-Line) | 3 |  | -40°C ~ 105°C | Bulk | - |  | 6229315 |  |  | LIGHT-N-LOK |  | Cable/Wire to Cable/Wire | Poke-In | 600V | 16-22 AWG | 32 | https://www.unikeyic.com/media/datasheet/49/bb/e72f/49bbe72f21abb7c0836fdc2f621bad09.pdf | https://www.unikeyic.com/products/solid-state-lighting-ssl-connectors/2834055-1/28407499.html
2834055-2 | TE Connectivity | 295: 0.374 | 2 and 3 needle LIGHT-N-LOK ，Easy to install。。four different colors，Easy to identify。 |  | 2834055 |  | Receptacle | Tin | Copper Alloy | 3A, 8A |  | Latch Holder | - |  | Black | Thermoplastic | - |  |  | 10 | Not Applicable |  | Free Hanging (In-Line) | 3 |  | -40°C ~ 105°C | Bulk | - |  |  |  |  | LIGHT-N-LOK |  | Cable/Wire to Cable/Wire | Poke-In | 600V | 16-22 AWG | 700 | https://www.unikeyic.com/media/datasheet/a7/b2/911e/a7b2911e506962c4f9fd20b831451c62.pdf | https://www.unikeyic.com/products/solid-state-lighting-ssl-connectors/2834055-2/14527534.html
2834171-3 | TE Connectivity | 1: 0.1401 10: 0.104 100: 0.0827 500: 0.075 1,000: 0.0686 | TE Connectivity Lighting Connectors, BUCHANAN WireMateseries |  | 2834171 |  | Contact, Poke-In Wire | Tin | Copper Alloy | - |  | - | - |  | - | - |  |  |  | - | 1 (Unlimited) |  | Surface Mount, Right Angle |  |  | -40°C ~ 105°C | Tape & Reel (TR)Cut Tape (CT) | - |  | 7042092 |  |  | - |  | Board to Cable/Wire | Solder | 300 V | 20-24 AWG |  | https://www.unikeyic.com/media/datasheet/7a/29/aabd/7a29aabdfa22a0816e5f4bc352a95354.pdf | https://www.unikeyic.com/products/solid-state-lighting-ssl-connectors/2834171-3/9104195.html
2834313-1 | TE Connectivity | 1: 0.232 100: 0.2129 | BUCHANAN WireMate Releasable Wire-to-Board Connector for LED Modules, Reverse Through-Hole, Bottom Power, Multi-Color | [23 empty] | Bulk |  |  | 18871775 |  |  | * | [5 empty] | 700 | https://www.unikeyic.com/media/about_us/Unikey_ISO_9001_Certification.pdf | https://www.unikeyic.com/products/solid-state-lighting-ssl-connectors/2834313-1/30339030.html
2834334-1 | TE Connectivity | 10: 0.4814 100: 0.4313 500: 0.4236 1,000: 0.4236 2,500: 0.4159 5,000: 0.4159 | BUCHANAN WireMate Releasable Wire-to-Board Connector for LED Modules, Reverse Through-Mount, Bottom Power, Combo Colors Available |  | 2834334 |  | Receptacle, Poke-In Wire | Tin | Copper Alloy | 6A |  | - | Cap (Cover) |  | White | Thermoplastic | - |  |  | - | 1 (Unlimited) |  | Board Cutout, Surface Mount | 1 |  | -40°C ~ 105°C |  | 0.157" (4.00mm) |  | 9997587 |  |  | WireMate, Buchanan |  | Board to Cable/Wire | Solder | 320V | 18-24 AWG | 402 | https://www.unikeyic.com/media/datasheet/b1/52/92b6/b15292b68a42ebbb61a04f944a5fcf94.pdf | https://www.unikeyic.com/products/solid-state-lighting-ssl-connectors/2834334-1/26352550.html
2834334-2 | TE Connectivity | 1: 0.5295 100: 0.4858 | TE Connectivity Connector lighting connector socket, Poke-Inseries, 2pole, 1road |  | 2834334 |  | Receptacle, Poke-In Wire | Tin | Copper Alloy | 6A |  | - | - |  | White | Thermoplastic | - |  |  | - | 1 (Unlimited) |  | Board Cutout, Surface Mount | 2 |  | -40°C ~ 105°C |  | 0.157" (4.00mm) |  | 9997581 |  |  | WireMate, Buchanan |  | Board to Cable/Wire | Solder | 320V | 18-24 AWG | 100 | https://www.unikeyic.com/media/datasheet/b1/52/92b6/b15292b68a42ebbb61a04f944a5fcf94.pdf | https://www.unikeyic.com/products/solid-state-lighting-ssl-connectors/2834334-2/15350254.html
2834334-3 | TE Connectivity | 400: 0.792 800: 0.781 1,600: 0.77 2,000: 0.748 2,800: 0.638 5,200: 0.605 10,000: 0.539 | BUCHANAN WireMate Releasable Wire-to-Board Connector for LED Modules, Reverse Through-Hole, Bottom Power, Multi-Color |  | 2834334 |  | Receptacle, Poke-In Wire | Tin | Copper Alloy | 6A |  | - | - |  | White | Thermoplastic | - |  |  | - | 1 (Unlimited) |  | Board Cutout, Surface Mount | 3 |  | -40°C ~ 105°C |  | 0.157" (4.00mm) |  | 9997583 |  |  | WireMate, Buchanan |  | Board to Cable/Wire | Solder | 320V | 18-24 AWG | 12800 | https://www.unikeyic.com/media/datasheet/b1/52/92b6/b15292b68a42ebbb61a04f944a5fcf94.pdf | https://www.unikeyic.com/products/solid-state-lighting-ssl-connectors/2834334-3/10192074.html
293224-5 | TE Connectivity | 150: 0.825 350: 0.803 700: 0.792 1,000: 0.759 | Conn Housing RCP 2 POS Crimp ST Cable Mount White Bag |  | 293224 |  | Outlet Housing for Pin Contact | - | - | - |  | - | Keying LV-2 |  | White | - | - |  |  | - | 1 (Unlimited) |  | Panel Mount | 2 |  | -40°C ~ 120°C | Bulk | - |  | 4731316 |  |  | Nector S |  | Cable/Wire to Cable/Wire or Board | Crimp | 125V | - | 1229 | https://www.unikeyic.com/media/datasheet/51/15/6149/51156149ccba745a090ffad08fe09745.pdf | https://www.unikeyic.com/products/solid-state-lighting-ssl-connectors/293224-5/26405049.html
293225-1 | TE Connectivity | 75: 1.529 200: 1.496 400: 1.474 500: 1.408 1,000: 1.243 5,000: 1.199 10,000: 1.144 | NECTOR S OUTLET BRIDGE ASSY | Outlet Bridge | 293225 | White | [7 empty] | 7.5mm Connector |  |  |  |  | - |  | 1 (Unlimited) | [5 empty] | Bulk |  |  | 4730834 |  |  | Nector S | Keying HV-4 and HV-5 |  |  |  |  | 11000 | https://www.unikeyic.com/media/datasheet/1c/8e/c72c/1c8ec72c38f739f54109465e4b5a5fa5.pdf | https://www.unikeyic.com/products/solid-state-lighting-ssl-connectors/293225-1/21673967.html
293234-1 | TE Connectivity | 500: 3.4102 | NECTOR S T Splitter |  | 293234 |  | T-Splitter | - | - | 2.5A |  | - | Keying HV-4 |  | White | Polyamide (PA6), Nylon 6 | - |  |  | - | 1 (Unlimited) |  | Free Hanging (In-Line) | 2 |  | -40°C ~ 120°C | Bulk | 0.146" (3.70mm) |  | 5591312 |  |  | Nector S |  | Cable/Wire to Cable/Wire | - | 250V | - | 50000 | https://www.unikeyic.com/media/about_us/Unikey_ISO_9001_Certification.pdf | https://www.unikeyic.com/products/solid-state-lighting-ssl-connectors/293234-1/24779631.html
293234-3 | TE Connectivity | 500: 4.7707 | Connector Accessories Splitter Straight White Bag |  | 293234 |  | T-Splitter | - | - | 2.5A |  | - | Keying HV-1 |  | White | Polyamide (PA6), Nylon 6 | - |  |  | - | 1 (Unlimited) |  | Free Hanging (In-Line) | 2 |  | -40°C ~ 120°C | Bulk | 0.146" (3.70mm) |  | 4022098 |  |  | Nector S |  | Cable/Wire to Cable/Wire | - | 250V | - | 50000 | https://www.unikeyic.com/media/datasheet/14/c3/49f1/14/b4da571668b6c34b4407c75248bc8a36.pdf | https://www.unikeyic.com/products/solid-state-lighting-ssl-connectors/293234-3/232688.html
293234-8 | TE Connectivity | 100: 5.5835 300: 5.1671 500: 4.9843 1,000: 4.7466 | Connector Accessories Splitter Straight Yellow Bag |  | 293234 |  | T-Splitter | - | - | 7A |  | - | Keying LV-2 |  | Yellow | Polyamide (PA6), Nylon 6 | - |  |  | - | 1 (Unlimited) |  | Free Hanging (In-Line) | 2 |  | -40°C ~ 120°C | Bulk | 0.146" (3.70mm) |  |  |  |  | Nector S |  | Cable/Wire to Cable/Wire | - | 42V | - | 497 | https://www.unikeyic.com/media/datasheet/2f/bc/54f4/2fbc54f41971e86b0f51ce613daf7140.pdf | https://www.unikeyic.com/products/solid-state-lighting-ssl-connectors/293234-8/21920072.html
293235-4 | TE Connectivity | 300: 4.594 | Conn Housing 46 POS Crimp ST Cable Mount Yellow |  | 293235 |  | T-Splitter | - | - | - |  | - | Keying LV-2 |  | Yellow | - | - |  |  | - | 1 (Unlimited) |  | Free Hanging (In-Line) | 2 |  | -40°C ~ 120°C | Bulk | 0.146" (3.70mm) |  |  |  |  | Nector S |  | Cable/Wire to Cable/Wire | - | 42V | - | 30000 | https://www.unikeyic.com/media/datasheet/83/ed/6d9e/83/47c78cc0597bcebd5b35a0ffad915335.pdf | https://www.unikeyic.com/products/solid-state-lighting-ssl-connectors/293235-4/1854114.html
293270-1 | TE Connectivity | 128: 1.584 256: 1.551 416: 1.518 | NECTOR S BUS BAR SEALED TAB HV-1 | Bus Bar | 293270 | White | [7 empty] | 7.5mm Connector |  |  |  |  | Polyamide (PA), Nylon |  | 1 (Unlimited) | [5 empty] | Box | [5 empty] | Nector S | 2 Positions, Feed Through, Flange, Keying HV-1 |  |  |  |  | 540 | https://www.unikeyic.com/media/datasheet/f3/bb/5c13/f3/908df2bcf52317b0c3388db3cc06d7eb.pdf | https://www.unikeyic.com/products/solid-state-lighting-ssl-connectors/293270-1/8811802.html
293270-2 | TE Connectivity | 128: 1.562 256: 1.529 480: 1.507 | NECTOR S BUS BAR SEALED END CONN, TAB | Bus Bar | 293270 | White | [7 empty] | 7.5mm Connector |  |  |  |  | Polyamide (PA), Nylon |  | 1 (Unlimited) | [5 empty] | Box |  |  | 14793572 |  |  | Nector S | 2 Positions, End Run, Flange, Keying HV-1 |  |  |  |  | 778 | https://www.unikeyic.com/media/datasheet/f3/bb/5c13/f3/908df2bcf52317b0c3388db3cc06d7eb.pdf | https://www.unikeyic.com/products/solid-state-lighting-ssl-connectors/293270-2/2720758.html
293270-3 | TE Connectivity | 128: 1.364 320: 1.331 512: 1.309 928: 1.287 1,024: 1.254 1,120: 1.111 | NECTOR S BUS BAR SEALED CONN HV-1 | Bus Bar | 293270 | White | [7 empty] | 7.5mm Connector |  |  |  |  | Polyamide (PA), Nylon |  | 1 (Unlimited) | [5 empty] | Box |  |  | 14819714 |  |  | Nector S | 2 Positions, Feed Through, Keying HV-1 |  |  |  |  | 1834 | https://www.unikeyic.com/media/datasheet/f3/bb/5c13/f3/908df2bcf52317b0c3388db3cc06d7eb.pdf | https://www.unikeyic.com/products/solid-state-lighting-ssl-connectors/293270-3/7019080.html
293270-6 | TE Connectivity | 960: 1.8729 | NECTOR S BUS BAR SEALED END CONN, TAB | Bus Bar | 293270 | Yellow | [7 empty] | 7.5mm Connector |  |  |  |  | Polyamide (PA), Nylon |  | 1 (Unlimited) | [5 empty] | Box |  |  | 14781747 |  |  | Nector S | 2 Positions, End Run, Flange, Keying LV-2 |  |  |  |  | 96000 | https://www.unikeyic.com/media/datasheet/f3/bb/5c13/f3/908df2bcf52317b0c3388db3cc06d7eb.pdf | https://www.unikeyic.com/products/solid-state-lighting-ssl-connectors/293270-6/27313343.html
293284-1 | TE Connectivity | 1: 0.6319 | Connector Accessories Boot Straight White | Boot | 293284 | White | [7 empty] | Plug and Outlet |  |  |  |  | - |  | Not Applicable | [5 empty] | Box | [5 empty] | Nector S | - |  |  |  |  | 11 | https://www.unikeyic.com/media/datasheet/51/15/6149/51156149ccba745a090ffad08fe09745.pdf | https://www.unikeyic.com/products/solid-state-lighting-ssl-connectors/293284-1/4329814.html
293285-1 | TE Connectivity | 300: 2.1203 | Connector Accessories Wall Outlet Assembly Straight White | Wall Outlet Assembly | 293285 | White | [7 empty] | - |  |  |  |  | - |  | Not Applicable | [5 empty] | Box |  |  | 4898280 |  |  | Nector S | - |  |  |  |  | 30000 | https://www.unikeyic.com/media/datasheet/83/ed/6d9e/83/47c78cc0597bcebd5b35a0ffad915335.pdf | https://www.unikeyic.com/products/solid-state-lighting-ssl-connectors/293285-1/20684215.html
293286-1 | TE Connectivity | 300: 1.7846 | Connector Accessories Frame, Straight, White | Wall Outlet Frame | 293286 | White | [7 empty] | - |  |  |  |  | - |  | Not Applicable | [5 empty] | Box |  |  | 14781994 |  |  | Nector S | - |  |  |  |  | 30000 | https://www.unikeyic.com/media/datasheet/83/ed/6d9e/83/47c78cc0597bcebd5b35a0ffad915335.pdf | https://www.unikeyic.com/products/solid-state-lighting-ssl-connectors/293286-1/27851499.html
293286-3 | TE Connectivity | 300: 1.7387 | Connector Accessories Frame Straight | Wall Outlet Frame | 293286 | Black | [7 empty] | - |  |  |  |  | - |  | 1 (Unlimited) | [5 empty] | Box |  |  | 14784399 |  |  | Nector S | - |  |  |  |  | 30000 | https://www.unikeyic.com/media/datasheet/83/ed/6d9e/83/47c78cc0597bcebd5b35a0ffad915335.pdf | https://www.unikeyic.com/products/solid-state-lighting-ssl-connectors/293286-3/2875901.html
293300-1 | TE Connectivity | 128: 1.551 256: 1.529 480: 1.496 800: 1.463 1,024: 1.441 1,120: 1.265 | NECTOR S BUS BAR ASSY HV-1 TAB WHITE | Bus Bar | 293300 | White | [7 empty] | 7.5mm Connector |  |  |  |  | Polyamide (PA), Nylon |  | 1 (Unlimited) | [5 empty] | Box |  |  | 14776061 |  |  | Nector S | 2 Positions, Flange, Keying HV-1 |  |  |  |  | 1653 | https://www.unikeyic.com/media/datasheet/6c/c9/63d5/6c/be107dbfea2f93da36f33175b93788a7.pdf | https://www.unikeyic.com/products/solid-state-lighting-ssl-connectors/293300-1/19627677.html
293300-2 | TE Connectivity | 128: 1.419 256: 1.397 480: 1.364 | Connector Bus Bar Assy HV-1 Tab Black | Bus Bar | 293300 | Black | [7 empty] | 7.5mm Connector |  |  |  |  | Polyamide (PA), Nylon |  | 1 (Unlimited) | [5 empty] | Box |  |  | 4730639 |  |  | Nector S | 2 Positions, Flange, Keying HV-1 |  |  |  |  | 660 | https://www.unikeyic.com/media/datasheet/6c/c9/63d5/6c/be107dbfea2f93da36f33175b93788a7.pdf | https://www.unikeyic.com/products/solid-state-lighting-ssl-connectors/293300-2/3016264.html
293300-3 | TE Connectivity | 64: 1.749 | NECTOR S BUS BAR ASSY HV-1 WHITE | Bus Bar | 293300 | White | [7 empty] | 7.5mm Connector |  |  |  |  | Polyamide (PA), Nylon |  | 1 (Unlimited) | [5 empty] | Bag |  |  | 4022099 |  |  | Nector S | 2 Positions, Keying HV-1 |  |  |  |  | 105 | https://www.unikeyic.com/media/datasheet/6c/c9/63d5/6c/be107dbfea2f93da36f33175b93788a7.pdf | https://www.unikeyic.com/products/solid-state-lighting-ssl-connectors/293300-3/32883114.html
293300-4 | TE Connectivity | 10: 2.2488 100: 2.2087 250: 2.2087 500: 2.1685 1,000: 2.1685 | NECTOR S BUS BAR ASSY HV-1 BLACK | Bus Bar | 293300 | Black | [7 empty] | 7.5mm Connector |  |  |  |  | Polyamide (PA), Nylon |  | 1 (Unlimited) | [5 empty] | Box | [5 empty] | Nector S | 2 Positions, Keying HV-1 |  |  |  |  | 940 | https://www.unikeyic.com/media/datasheet/6c/c9/63d5/6c/be107dbfea2f93da36f33175b93788a7.pdf | https://www.unikeyic.com/products/solid-state-lighting-ssl-connectors/293300-4/10801355.html
293303-1 | TE Connectivity | 1: 0.3788 100: 0.3474 | Conn Housing 46 POS Crimp ST Cable Mount White | Chassis Mount Housing Support | 293303 | White | [7 empty] | Chassis Mount Frame |  |  |  |  | - |  | 1 (Unlimited) | [5 empty] | Box |  |  | 4730642 |  |  | Nector S | - |  |  |  |  | 126 | https://www.unikeyic.com/media/datasheet/51/15/6149/51156149ccba745a090ffad08fe09745.pdf | https://www.unikeyic.com/products/solid-state-lighting-ssl-connectors/293303-1/652701.html
293308-1 | TE Connectivity | 60: 1.859 203: 1.782 811: 1.694 2,028: 1.617 | Power Connector F 2 POS Solder ST Thru-Hole 2 Terminal 1 Port Bag |  | 293308 |  | Plug, Female Sockets | Tin | Phosphor Bronze | - |  | - | Board Guide, Keying HV-1 |  | White | Polyamide (PA66), Nylon 6/6 | - |  |  | - | 1 (Unlimited) |  | Through Hole | 2 |  | -40°C ~ 120°C | Bulk | 0.146" (3.70mm) |  | 4730601 |  |  | Nector S |  | Board to Cable/Wire | Solder | 250V | - | 3000 | https://www.unikeyic.com/media/datasheet/f0/34/194b/f0/c3c3de178ca7a8f4b2c20114516a814c.pdf | https://www.unikeyic.com/products/solid-state-lighting-ssl-connectors/293308-1/12158747.html
293311-1 | TE Connectivity | 100: 2.277 200: 2.233 300: 2.2 500: 2.112 1,000: 1.859 | Busbar Connector RCP 46 POS 4.2mm Solder RA Thru-Hole 46 Terminal 1 Port Bag |  | 293311 |  | Plug, Female Sockets | Tin | Phosphor Bronze | - |  | - | Board Lock, Keying HV-1 |  | White | Polyamide (PA66), Nylon 6/6 | - |  |  | - | 1 (Unlimited) |  | Through Hole, Right Angle | 2 |  | -40°C ~ 120°C | Bulk | 0.146" (3.70mm) |  |  |  |  | Nector S |  | Board to Cable/Wire | Solder | 250V | - | 3563 | https://www.unikeyic.com/media/datasheet/6f/67/e653/6f/3d0d270453cc9a731f2de1d29cebe83e.pdf | https://www.unikeyic.com/products/solid-state-lighting-ssl-connectors/293311-1/1292204.html
293311-2 | TE Connectivity | 1: 5.5651 | Conn Power F 2 POS Solder RA Thru-Hole 2 Terminal 1 Port Bag |  | 293311 |  | Plug, Female Sockets | Tin | Phosphor Bronze | - |  | - | Board Lock, Keying HV-1 |  | Black | Polyamide (PA66), Nylon 6/6 | - |  |  | - | 1 (Unlimited) |  | Through Hole, Right Angle | 2 |  | -40°C ~ 120°C | Bulk | 0.146" (3.70mm) |  |  |  |  | Nector S |  | Board to Cable/Wire | Solder | 250V | - | 10 | https://www.unikeyic.com/media/datasheet/6f/67/e653/6f/3d0d270453cc9a731f2de1d29cebe83e.pdf | https://www.unikeyic.com/products/solid-state-lighting-ssl-connectors/293311-2/34808069.html
293313-1 | TE Connectivity | 80: 1.452 200: 1.43 400: 1.397 800: 1.375 | Conn Power M 2 POS 4.2mm Solder ST Thru-Hole 2 Terminal 1 Port Bag |  | 293313 |  | Outlet, Male Pin | Tin | - | - |  | - | Board Guide, Keying HV-1 |  | White | - | - |  |  | - | 1 (Unlimited) |  | Through Hole | 2 |  | -40°C ~ 120°C | Bulk | 0.146" (3.70mm) |  |  |  |  | Nector S |  | Board to Cable/Wire | Solder | 250V | - | 3983 | https://www.unikeyic.com/media/datasheet/92/18/fc3a/92/93ed2e01bbbded99a38b72de20af4c5e.pdf | https://www.unikeyic.com/products/solid-state-lighting-ssl-connectors/293313-1/25973875.html
293315-1 | TE Connectivity | 100: 1.716 200: 1.683 400: 1.65 700: 1.628 4,800: 1.474 5,000: 1.419 | Conn Wire to Board PL 2 POS 4.2mm Solder ST Thru-Hole 2 Terminal 1 Port Bag |  | 293315 |  | Outlet, Male Pin | Tin | - | - |  | - | Board Lock, Keying HV-1 |  | White | Polyamide (PA66), Nylon 6/6, Glass Filled | - |  |  | - | 1 (Unlimited) |  | Through Hole, Right Angle | 2 |  | -40°C ~ 120°C | Bulk | 0.146" (3.70mm) |  | 14773180 |  |  | Nector S |  | Board to Cable/Wire | Solder | 250V | - | 6619 | https://www.unikeyic.com/media/datasheet/cc/c6/9c89/cc/a58c9d0d426f6d70ef84b3a2c4d98a92.pdf | https://www.unikeyic.com/products/solid-state-lighting-ssl-connectors/293315-1/28339991.html
293315-5 | TE Connectivity | 90: 1.232 250: 1.21 450: 1.188 500: 1.133 | Power Connector PL 2 POS 4.2mm Solder ST Thru-Hole 2 Terminal 1 Port |  | 293315 |  | Outlet, Male Pin | Tin | - | - |  | - | Board Lock, Keying LV-2 |  | Yellow | Polyamide (PA66), Nylon 6/6, Glass Filled | - |  |  | - | 1 (Unlimited) |  | Through Hole, Right Angle | 2 |  | -40°C ~ 120°C | Bulk | 0.146" (3.70mm) |  |  |  |  | Nector S |  | Board to Cable/Wire | Solder | 42V | - | 789 | https://www.unikeyic.com/media/datasheet/cc/c6/9c89/cc/a58c9d0d426f6d70ef84b3a2c4d98a92.pdf | https://www.unikeyic.com/products/solid-state-lighting-ssl-connectors/293315-5/28469905.html
293358-1 | TE Connectivity | 1,000: 0.1771 2,000: 0.1738 4,000: 0.1716 7,000: 0.1683 24,000: 0.1529 25,000: 0.1463 | Connector Accessories Tube Straight White Bag | Tube | 293358 | White | [7 empty] | 7.5mm Connector |  |  |  |  | Polybutylene Terephthalate (PBT), Glass Filled |  | 1 (Unlimited) | [5 empty] | Bag |  |  | 3879125 |  |  | Nector S | 2 Positions, SPT 18 AWG Cable |  |  |  |  | 47000 | https://www.unikeyic.com/media/datasheet/ee/61/aa03/ee/f089a88d3a7c69adf002b7dde2411b8a.pdf | https://www.unikeyic.com/products/solid-state-lighting-ssl-connectors/293358-1/33851823.html
293359-1 | TE Connectivity | 1: 0.1228 | Connector Accessories Housing Straight White | Tube | 293359 | White | [7 empty] | 7.5mm Connector |  |  |  |  | Polybutylene Terephthalate (PBT), Glass Filled |  | 1 (Unlimited) | [5 empty] | Bag | [5 empty] | Nector S | 2 Positions, SVT 18 AWG Cable |  |  |  |  | 57 | https://www.unikeyic.com/media/datasheet/51/15/6149/51156149ccba745a090ffad08fe09745.pdf | https://www.unikeyic.com/products/solid-state-lighting-ssl-connectors/293359-1/6894891.html
293387-1 | TE Connectivity | 1: 0.6475 | Conn Housing RCP 2 POS Crimp ST Cable Mount White |  | 293387 |  | Outlet Housing for Pin Contact | - | - | 6A |  | - | Keying HV-3 |  | White | Polybutylene Terephthalate (PBT), Glass Filled | - |  |  | - | 1 (Unlimited) |  | Free Hanging (In-Line) | 2 |  | -40°C ~ 120°C | Bulk | 0.142" (3.60mm) |  | 14763133 |  |  | Nector S |  | Cable/Wire to Cable/Wire or Board | Crimp | 125V | - | 12 | https://www.unikeyic.com/media/datasheet/ac/e7/2bdf/ac/d4e434557a9118653067083a7be5bc62.pdf | https://www.unikeyic.com/products/solid-state-lighting-ssl-connectors/293387-1/7716653.html
293387-2 | TE Connectivity | 1: 0.6755 | Conn Housing RCP 1 POS Crimp ST Cable Mount |  | 293387 |  | Outlet Housing for Pin Contact | - | - | 6A |  | - | Keying HV-4 |  | White | Polybutylene Terephthalate (PBT), Glass Filled | - |  |  | - | 1 (Unlimited) |  | Free Hanging (In-Line) | 2 |  | -40°C ~ 120°C | Bulk | 0.142" (3.60mm) |  |  |  |  | Nector S |  | Cable/Wire to Cable/Wire or Board | Crimp | 125V | - | 100 | https://www.unikeyic.com/media/datasheet/83/ed/6d9e/83/47c78cc0597bcebd5b35a0ffad915335.pdf | https://www.unikeyic.com/products/solid-state-lighting-ssl-connectors/293387-2/24966838.html
293387-3 | TE Connectivity | 350: 0.3168 900: 0.3113 1,800: 0.3058 3,500: 0.3003 18,000: 0.2728 25,000: 0.2607 | Housing 2 POS ST 2 Terminal 1 Port |  | 293387 |  | Outlet Housing for Pin Contact | - | - | 6A |  | - | Keying HV-5 |  | White | Polybutylene Terephthalate (PBT), Glass Filled | - |  |  | - | 1 (Unlimited) |  | Free Hanging (In-Line) | 2 |  | -40°C ~ 120°C | Bulk | 0.142" (3.60mm) |  | 3879128 |  |  | Nector S |  | Cable/Wire to Cable/Wire or Board | Crimp | 125V | - | 41996 | https://www.unikeyic.com/media/datasheet/83/ed/6d9e/83/47c78cc0597bcebd5b35a0ffad915335.pdf | https://www.unikeyic.com/products/solid-state-lighting-ssl-connectors/293387-3/12537628.html
293387-4 | TE Connectivity | 48,000: 0.4735 | Conn Housing RCP 1 POS Crimp ST Cable Mount White |  | 293387 |  | Outlet Housing for Pin Contact | - | - | 7A |  | - | Keying LV-2 |  | White | Polybutylene Terephthalate (PBT), Glass Filled | - |  |  | - | 1 (Unlimited) |  | Free Hanging (In-Line) | 2 |  | -40°C ~ 120°C | Bulk | 0.142" (3.60mm) |  |  |  |  | Nector S |  | Cable/Wire to Cable/Wire or Board | Crimp | 125V | - | 4800000 | https://www.unikeyic.com/media/datasheet/51/15/6149/51156149ccba745a090ffad08fe09745.pdf | https://www.unikeyic.com/products/solid-state-lighting-ssl-connectors/293387-4/2863608.html
293388-1 | TE Connectivity | 6,000: 0.1659 | NECTOR S PLUG HV-2 WHITE |  | 293388 |  | Plug Housing for Socket Contact | - | - | - |  | - | Keying HV-2 |  | White | - | - |  |  | - | 1 (Unlimited) |  | Free Hanging (In-Line) | 2 |  | -40°C ~ 120°C | Bulk | - |  | 3879116 |  |  | Nector S |  | Cable/Wire to Cable/Wire or Board | Crimp | 125V | - | 600000 | https://www.unikeyic.com/media/datasheet/83/ed/6d9e/83/47c78cc0597bcebd5b35a0ffad915335.pdf | https://www.unikeyic.com/products/solid-state-lighting-ssl-connectors/293388-1/3895351.html
293388-2 | TE Connectivity | 1: 0.3491 | Conn Housing PL 2 POS Crimp ST Cable Mount White |  | 293388 |  | Plug Housing for Socket Contact | - | - | - |  | - | Keying HV-3 |  | White | - | - |  |  | - | 1 (Unlimited) |  | Free Hanging (In-Line) | 2 |  | -40°C ~ 120°C | Bulk | - |  | 4730363 |  |  | Nector S |  | Cable/Wire to Cable/Wire or Board | Crimp | 125V | - | 52 | https://www.unikeyic.com/media/datasheet/51/15/6149/51156149ccba745a090ffad08fe09745.pdf | https://www.unikeyic.com/products/solid-state-lighting-ssl-connectors/293388-2/24182236.html
293388-3 | TE Connectivity | 1,000: 0.1628 2,000: 0.1595 4,000: 0.1573 | Conn Housing PL 2 POS Crimp ST Cable Mount White Bag |  | 293388 |  | Plug Housing for Socket Contact | - | - | - |  | - | Keying HV-4 |  | White | - | - |  |  | - | 1 (Unlimited) |  | Free Hanging (In-Line) | 2 |  | -40°C ~ 120°C | Bulk | - |  | 3879117 |  |  | Nector S |  | Cable/Wire to Cable/Wire or Board | Crimp | 125V | - | 6000 | https://www.unikeyic.com/media/datasheet/83/ed/6d9e/83/47c78cc0597bcebd5b35a0ffad915335.pdf | https://www.unikeyic.com/products/solid-state-lighting-ssl-connectors/293388-3/10380106.html
293388-4 | TE Connectivity | 1,000: 0.1762 | NECTOR S PLUG HV-5 WHITE |  | 293388 |  | Plug Housing for Socket Contact | - | - | - |  | - | Keying HV-5 |  | White | - | - |  |  | - | 1 (Unlimited) |  | Free Hanging (In-Line) | 2 |  | -40°C ~ 120°C | Bulk | - |  |  |  |  | Nector S |  | Cable/Wire to Cable/Wire or Board | Crimp | 125V | - | 100000 | https://www.unikeyic.com/media/datasheet/83/ed/6d9e/83/47c78cc0597bcebd5b35a0ffad915335.pdf | https://www.unikeyic.com/products/solid-state-lighting-ssl-connectors/293388-4/30302319.html
293388-5 | TE Connectivity | 1: 0.3749 | Housing Straight |  | 293388 |  | Plug Housing for Socket Contact | - | - | - |  | - | Keying LV-2 |  | White | - | - |  |  | - | 1 (Unlimited) |  | Free Hanging (In-Line) | 2 |  | -40°C ~ 120°C | Bulk | - |  | 3879119 |  |  | Nector S |  | Cable/Wire to Cable/Wire or Board | Crimp | 125V | - | 48 | https://www.unikeyic.com/media/datasheet/d5/1d/a352/d51da35225711203a8e4961ca087bad8.pdf | https://www.unikeyic.com/products/solid-state-lighting-ssl-connectors/293388-5/33543513.html
293412-1 | TE Connectivity | 1: 0.6139 | Conn Circular M 4 POS ST Cable Mount 4 Terminal 1 Port |  | 293412 |  | Receptacle Housing for Pin Contact | - | - | 2A per Contact |  | - | - |  | White | Polyamide (PA6), Nylon 6 | - |  |  | - | 1 (Unlimited) |  | Free Hanging (In-Line) | 4 |  | -40°C ~ 120°C | Bulk | - |  |  |  |  | Nector S |  | Cable/Wire to Cable/Wire or Board | Crimp | 30V | - | 85 | https://www.unikeyic.com/media/datasheet/40/11/7ef3/40/b1a4ddd5daf75291e9de212812c973a1.pdf | https://www.unikeyic.com/products/solid-state-lighting-ssl-connectors/293412-1/15739337.html
293415-1 | TE Connectivity | 250: 1.001 500: 0.99 750: 0.968 1,250: 0.946 1,500: 0.935 | Conn Circular M 4 POS Solder RA SMD 4 Terminal 1 Port |  | 293415 |  | Receptacle, Male Pins | Tin | Copper Alloy | 2A per Contact |  | - | Board Guide |  | White | Thermoplastic | - |  |  | - | 1 (Unlimited) |  | Surface Mount, Right Angle | 4 |  | -40°C ~ 120°C |  | - |  | 3879112 |  |  | Nector S |  | Board to Cable/Wire | Solder | 30V | - | 3000 | https://www.unikeyic.com/media/datasheet/3e/88/cca4/3e/de12544cfbe735baae299bc974020fe6.pdf | https://www.unikeyic.com/products/solid-state-lighting-ssl-connectors/293415-1/5708537.html
293481-1 | TE Connectivity | 400: 0.3135 900: 0.3091 1,800: 0.3036 3,600: 0.2981 | Nuts for Standard Circular Connectors | Screw Nut | 293481 | Natural | [7 empty] | Panel Mount Housing |  |  |  |  | Polyamide (PA), Nylon, Glass Filled |  | 1 (Unlimited) | [5 empty] | Bulk |  |  | 4731414 |  |  | Nector M | M18 Thread |  |  |  |  | 7019 | https://www.unikeyic.com/media/datasheet/62/a3/f36b/62/e80166c09fbf345d1c44546da9d87527.pdf | https://www.unikeyic.com/products/solid-state-lighting-ssl-connectors/293481-1/19146127.html
293607-1 | TE Connectivity | 1: 1.204 100: 1.1046 | NECTOR M CABLE NUT DIA 7.5-8.4MM | Ring Nut | 293607 | Natural | [7 empty] | Plug and Receptacle Housings |  |  |  |  | Polyamide (PA), Nylon, Glass Filled |  | 1 (Unlimited) | [5 empty] | Bulk |  |  | 14792730 |  |  | Nector M | 3 Positions, Cable Retention |  |  |  |  | 10 | https://www.unikeyic.com/media/datasheet/68/1d/6d1c/68/e89a9e7ca920b22d7af940f3b7955966.pdf | https://www.unikeyic.com/products/solid-state-lighting-ssl-connectors/293607-1/1405361.html
293611-1 | TE Connectivity | 20: 9.636 40: 9.471 60: 9.306 200: 9.141 | Conn Circular PIN/PIN/SKT 3/3/3 POS T Style 1/2 Port |  | 293611 |  | T-Splitter | - | - | 16A, 20A |  | - | Keyed |  | Natural | Polyamide (PA), Nylon, Glass Filled | IP20 |  |  | - | 1 (Unlimited) |  | Free Hanging (In-Line) | 3 |  | -40°C ~ 85°C | Bulk | - |  |  |  |  | Nector M |  | Cable/Wire to Cable/Wire | - | 400V | - | 200 | https://www.unikeyic.com/media/datasheet/d1/8a/9648/d1/6dbd52184e4d2c65200389390aeec781.pdf | https://www.unikeyic.com/products/solid-state-lighting-ssl-connectors/293611-1/20641041.html
293647-1 | TE Connectivity | 35: 3.388 85: 3.322 200: 3.267 350: 3.201 500: 3.135 | NECTOR S OUTLET BRIDGE ASSY US |  | 293647 |  | Adapter, Bridge | Tin | Brass | 6A |  | - | Keying HV-4 and HV-5 |  | White | Polybutylene Terephthalate (PBT), Glass Filled | - |  |  | - | 1 (Unlimited) |  | Free Hanging (In-Line) | 2 |  | -40°C ~ 120°C | Bulk | - |  | 14794097 |  |  | Nector S |  | Cable/Wire to Cable/Wire | - | 125V | - | 500 | https://www.unikeyic.com/media/datasheet/1f/c7/4f21/1f/11b851136d77a08565f3b0380f0fb616.pdf | https://www.unikeyic.com/products/solid-state-lighting-ssl-connectors/293647-1/12606783.html
293648-2 | TE Connectivity | 200: 0.66 450: 0.649 850: 0.638 1,500: 0.616 5,000: 0.583 10,000: 0.561 | NECTOR S PANEL OUTLET LV-2 WHITE |  | 293648 |  | Outlet Housing for Pin Contact | - | - | 7A |  | - | Keying LV-2 |  | White | Polybutylene Terephthalate (PBT), Glass Filled | - |  |  | - | 1 (Unlimited) |  | Panel Mount | 2 |  | -40°C ~ 120°C | Bulk | - |  |  |  |  | Nector S |  | Cable/Wire to Cable/Wire or Board | Crimp | 125V | - | 11998 | https://www.unikeyic.com/media/datasheet/fa/49/ace5/fa/e825fd4dcb7a2ed932f255a462a95f70.pdf | https://www.unikeyic.com/products/solid-state-lighting-ssl-connectors/293648-2/17874159.html
293649-1 | TE Connectivity | 1: 4.7932 | NECTOR S T-SPLITTER SWITCH VERSION HV4 |  | 293649 |  | T-Splitter | - | - | 6A |  | - | Keying HV-2 and HV-4 |  | White | Polybutylene Terephthalate (PBT), Glass Filled | - |  |  | - | 1 (Unlimited) |  | Free Hanging (In-Line) | 2 |  | -40°C ~ 120°C | Bulk | 0.146" (3.70mm) |  | 14810370 |  |  | Nector S |  | Cable/Wire to Cable/Wire | - | 125V | - | 9 | https://www.unikeyic.com/media/datasheet/ab/d9/9211/ab/7a5556c6ec8b7a349cd2742e9c75f6e2.pdf | https://www.unikeyic.com/products/solid-state-lighting-ssl-connectors/293649-1/17731655.html
293650-1 | TE Connectivity | 30: 3.795 75: 3.729 150: 3.663 300: 3.586 600: 3.52 1,000: 3.102 5,000: 2.981 | NECTOR S T-Splitter Standard |  | 293650 |  | T-Splitter | - | - | 6A |  | - | Keying HV-4 |  | White | Polybutylene Terephthalate (PBT), Glass Filled | - |  |  | - | 1 (Unlimited) |  | Free Hanging (In-Line) | 2 |  | -40°C ~ 120°C | Bulk | 0.146" (3.70mm) |  | 3046737 |  |  | Nector S |  | Cable/Wire to Cable/Wire | - | 125V | - | 5000 | https://www.unikeyic.com/media/datasheet/36/3d/cc96/36/c4616417e4f2a8b57e45b60efc0b863f.pdf | https://www.unikeyic.com/products/solid-state-lighting-ssl-connectors/293650-1/25881908.html
293650-3 | TE Connectivity | 27: 4.125 92: 3.916 | NECTOR S T-Splitter Standard |  | 293650 |  | T-Splitter | - | - | 6A |  | - | Keying HV-5 |  | White | Polybutylene Terephthalate (PBT), Glass Filled | - |  |  | - | 1 (Unlimited) |  | Free Hanging (In-Line) | 2 |  | -40°C ~ 120°C | Bulk | 0.146" (3.70mm) |  | 3046739 |  |  | Nector S |  | Cable/Wire to Cable/Wire | - | 125V | - | 100 | https://www.unikeyic.com/media/datasheet/36/3d/cc96/36/c4616417e4f2a8b57e45b60efc0b863f.pdf | https://www.unikeyic.com/products/solid-state-lighting-ssl-connectors/293650-3/1444969.html
293650-4 | TE Connectivity | 35: 3.509 80: 3.443 200: 3.256 1,000: 2.871 | NECTOR S T-Splitter Standard |  | 293650 |  | T-Splitter | - | - | 7A |  | - | Keying LV-2 |  | White | Polybutylene Terephthalate (PBT), Glass Filled | - |  |  | - | 1 (Unlimited) |  | Free Hanging (In-Line) | 2 |  | -40°C ~ 120°C | Bulk | 0.146" (3.70mm) |  | 3046740 |  |  | Nector S |  | Cable/Wire to Cable/Wire | - | 42V | - | 2755 | https://www.unikeyic.com/media/datasheet/6b/29/63fc/6b2963fcb74b97f77df907d1d7456cc8.pdf | https://www.unikeyic.com/products/solid-state-lighting-ssl-connectors/293650-4/16708443.html
293651-1 | TE Connectivity | 25: 5.841 50: 5.742 100: 5.643 200: 5.533 | Conn Power PL 2 POS ST Cable Mount 6 Terminal 1 Port |  | 293651 |  | Distributor | - | Copper Alloy | 6A |  | - | Keying HV-3 |  | White | Polyamide (PA6), Nylon 6 | - |  |  | - | 1 (Unlimited) |  | Free Hanging (In-Line) | 6 |  | -40°C ~ 120°C | Bulk | - |  |  |  |  | Nector S |  | Board to Cable/Wire | - | 125V | - | 400 | https://www.unikeyic.com/media/datasheet/83/ed/6d9e/83/47c78cc0597bcebd5b35a0ffad915335.pdf | https://www.unikeyic.com/products/solid-state-lighting-ssl-connectors/293651-1/20468209.html
293651-2 | TE Connectivity | 25: 5.632 50: 5.533 100: 5.434 200: 5.346 | Conn HDR 6 POS ST Cable Mount |  | 293651 |  | Distributor | - | Copper Alloy | 6A |  | - | Keying HV-2 and HV-3 |  | White | Polyamide (PA6), Nylon 6 | - |  |  | - | 1 (Unlimited) |  | Free Hanging (In-Line) | 7 |  | -40°C ~ 120°C | Bulk | - |  |  |  |  | Nector S |  | Board to Cable/Wire | - | 125V | - | 567 | https://www.unikeyic.com/media/datasheet/83/ed/6d9e/83/47c78cc0597bcebd5b35a0ffad915335.pdf | https://www.unikeyic.com/products/solid-state-lighting-ssl-connectors/293651-2/9275247.html
293651-4 | TE Connectivity | 1: 8.5951 100: 7.8862 | Conn Wire to Board RCP 7 POS Crimp ST Cable Mount |  | 293651 |  | Distributor | - | Copper Alloy | 7A |  | - | Keying HV-2 and LV-2 |  | White | Polyamide (PA6), Nylon 6 | - |  |  | - | 1 (Unlimited) |  | Free Hanging (In-Line) | 7 |  | -40°C ~ 120°C | Bulk | - |  | 3879108 |  |  | Nector S |  | Board to Cable/Wire | - | 42V | - | 6 | https://www.unikeyic.com/media/datasheet/83/ed/6d9e/83/47c78cc0597bcebd5b35a0ffad915335.pdf | https://www.unikeyic.com/products/solid-state-lighting-ssl-connectors/293651-4/34533802.html
293652-2 | TE Connectivity | 1: 1.3861 | Conn Power M 2 POS 4.2mm Solder RA Thru-Hole 2 Terminal 1 Port |  | 293652 |  | Outlet, Male Pin | Tin | - | 6A |  | - | Board Lock, Keying HV-3 |  | White | Polybutylene Terephthalate (PBT), Glass Filled | - |  |  | - | 1 (Unlimited) |  | Through Hole, Right Angle | 2 |  | -40°C ~ 120°C | Bulk | 0.146" (3.70mm) |  | 14816808 |  |  | Nector S |  | Board to Cable/Wire | Solder | 125V | - | 100 | https://www.unikeyic.com/media/datasheet/c2/37/f051/c2/d9628129e711f7dd2332b1738259fc29.pdf | https://www.unikeyic.com/products/solid-state-lighting-ssl-connectors/293652-2/33573798.html
293652-3 | TE Connectivity | 1: 2.2773 | Conn Power M 2 POS 4.2mm Solder RA Thru-Hole 2 Terminal 1 Port Box |  | 293652 |  | Outlet, Male Pin | Tin | - | 6A |  | - | Board Lock, Keying HV-4 |  | White | Polybutylene Terephthalate (PBT), Glass Filled | - |  |  | - | 1 (Unlimited) |  | Through Hole, Right Angle | 2 |  | -40°C ~ 120°C | Bulk | 0.146" (3.70mm) |  | 3046743 |  |  | Nector S |  | Board to Cable/Wire | Solder | 125V | - | 35 | https://www.unikeyic.com/media/datasheet/c2/37/f051/c2/d9628129e711f7dd2332b1738259fc29.pdf | https://www.unikeyic.com/products/solid-state-lighting-ssl-connectors/293652-3/3435657.html
293652-4 | TE Connectivity | 90: 1.287 | Power Connector, M, 2 POS, 4.2mm Pitch, Solder RA, TH, 2 Terminal, 1 Port |  | 293652 |  | Outlet, Male Pin | Tin | - | 6A |  | - | Board Lock, Keying HV-5 |  | White | Polybutylene Terephthalate (PBT), Glass Filled | - |  |  | - | 1 (Unlimited) |  | Through Hole, Right Angle | 2 |  | -40°C ~ 120°C | Bulk | 0.146" (3.70mm) |  | 14764722 |  |  | Nector S |  | Board to Cable/Wire | Solder | 125V | - | 100 | https://www.unikeyic.com/media/datasheet/c2/37/f051/c2/d9628129e711f7dd2332b1738259fc29.pdf | https://www.unikeyic.com/products/solid-state-lighting-ssl-connectors/293652-4/22083893.html
293652-5 | TE Connectivity | 1: 2.6369 100: 2.4195 | Conn Power M 2 POS 4.2mm Solder RA Thru-Hole 2 Terminal 1 Port Box |  | 293652 |  | Outlet, Male Pin | Tin | - | 7A |  | - | Board Lock, Keying LV-2 |  | White | Polybutylene Terephthalate (PBT), Glass Filled | - |  |  | - | 1 (Unlimited) |  | Through Hole, Right Angle | 2 |  | -40°C ~ 120°C | Bulk | 0.146" (3.70mm) |  |  |  |  | Nector S |  | Board to Cable/Wire | Solder | 42V | - | 19 | https://www.unikeyic.com/media/datasheet/c2/37/f051/c2/d9628129e711f7dd2332b1738259fc29.pdf | https://www.unikeyic.com/products/solid-state-lighting-ssl-connectors/293652-5/25287525.html
293653-2 | TE Connectivity | 60: 1.903 100: 1.76 1,000: 1.551 5,000: 1.485 | Conn Power M 2 POS 4.2mm Solder ST Thru-Hole 2 Terminal 1 Port |  | 293653 |  | Outlet, Male Pin | Tin | - | 6A |  | - | Board Guide, Keying HV-3 |  | White | - | - |  |  | - | 1 (Unlimited) |  | Through Hole | 2 |  | -40°C ~ 120°C | Bulk | 0.146" (3.70mm) |  |  |  |  | Nector S |  | Board to Cable/Wire | Solder | 125V | - | 8200 | https://www.unikeyic.com/media/datasheet/00/f9/41a1/00/4e2a469bd89184c4dd8863c60ac61fee.pdf | https://www.unikeyic.com/products/solid-state-lighting-ssl-connectors/293653-2/529047.html
293653-3 | TE Connectivity | 100: 1.892 | Conn Power M 2 POS 4.2mm Solder ST Thru-Hole 2 Terminal 1 Port Box |  | 293653 |  | Outlet, Male Pin | Tin | - | 6A |  | - | Board Guide, Keying HV-4 |  | White | - | - |  |  | - | 1 (Unlimited) |  | Through Hole | 2 |  | -40°C ~ 120°C | Bulk | 0.146" (3.70mm) |  |  |  |  | Nector S |  | Board to Cable/Wire | Solder | 125V | - | 300 | https://www.unikeyic.com/media/datasheet/00/f9/41a1/00/4e2a469bd89184c4dd8863c60ac61fee.pdf | https://www.unikeyic.com/products/solid-state-lighting-ssl-connectors/293653-3/34462621.html
293653-5 | TE Connectivity | 70: 1.65 100: 1.529 | Conn Power M 2 POS 4.2mm Solder ST Thru-Hole 2 Terminal 1 Port Box |  | 293653 |  | Outlet, Male Pin | Tin | - | 7A |  | - | Board Guide, Keying LV-2 |  | White | - | - |  |  | - | 1 (Unlimited) |  | Through Hole | 2 |  | -40°C ~ 120°C | Bulk | 0.146" (3.70mm) |  | 3046750 |  |  | Nector S |  | Board to Cable/Wire | Solder | 42V | - | 285 | https://www.unikeyic.com/media/datasheet/00/f9/41a1/00/4e2a469bd89184c4dd8863c60ac61fee.pdf | https://www.unikeyic.com/products/solid-state-lighting-ssl-connectors/293653-5/18040759.html
293654-1 | TE Connectivity | 45: 2.475 150: 2.431 250: 2.387 450: 2.343 500: 2.299 1,000: 2.024 | Conn Power F 2 POS 4.2mm Solder RA Thru-Hole 2 Terminal 1 Port Box |  | 293654 |  | Plug, Female Sockets | Tin | Copper Alloy | 6A |  | - | Board Lock, Keying HV-2 |  | White | Polybutylene Terephthalate (PBT), Glass Filled | - |  |  | - | 1 (Unlimited) |  | Through Hole, Right Angle | 2 |  | -40°C ~ 120°C | Bulk | 0.146" (3.70mm) |  | 14800968 |  |  | Nector S |  | Board to Cable/Wire | Solder | 125V | - | 2900 | https://www.unikeyic.com/media/datasheet/ee/f7/495c/ee/e0b1d92a72885260dc895fb0efa0a532.pdf | https://www.unikeyic.com/products/solid-state-lighting-ssl-connectors/293654-1/20963792.html
293654-2 | TE Connectivity | 150: 1.001 | Conn Power F 2 POS 4.2mm Solder RA Thru-Hole 2 Terminal 1 Port Box |  | 293654 |  | Plug, Female Sockets | Tin | Copper Alloy | 6A |  | - | Board Lock, Keying HV-3 |  | White | Polybutylene Terephthalate (PBT), Glass Filled | - |  |  | - | 1 (Unlimited) |  | Through Hole, Right Angle | 2 |  | -40°C ~ 120°C | Bulk | 0.146" (3.70mm) |  | 3046752 |  |  | Nector S |  | Board to Cable/Wire | Solder | 125V | - | 500 | https://www.unikeyic.com/media/datasheet/ee/f7/495c/ee/e0b1d92a72885260dc895fb0efa0a532.pdf | https://www.unikeyic.com/products/solid-state-lighting-ssl-connectors/293654-2/34398444.html
293654-3 | TE Connectivity | 50: 2.42 100: 2.244 | Conn Power F 2 POS 4.2mm Solder RA Thru-Hole 2 Terminal 1 Port Box |  | 293654 |  | Plug, Female Sockets | Tin | Copper Alloy | 6A |  | - | Board Lock, Keying HV-4 |  | White | Polybutylene Terephthalate (PBT), Glass Filled | - |  |  | - | 1 (Unlimited) |  | Through Hole, Right Angle | 2 |  | -40°C ~ 120°C | Bulk | 0.146" (3.70mm) |  |  |  |  | Nector S |  | Board to Cable/Wire | Solder | 125V | - | 600 | https://www.unikeyic.com/media/datasheet/ee/f7/495c/ee/e0b1d92a72885260dc895fb0efa0a532.pdf | https://www.unikeyic.com/products/solid-state-lighting-ssl-connectors/293654-3/27404029.html
293655-2 | TE Connectivity | 1: 1.0634 100: 0.9757 | Conn Power F 2 POS 3.7mm Solder ST Thru-Hole 2 Terminal 1 Port Box |  | 293655 |  | Plug, Female Sockets | Tin | Copper Alloy | 6A |  | - | Board Guide, Keying HV-3 |  | White | Polybutylene Terephthalate (PBT), Glass Filled | - |  |  | - | 1 (Unlimited) |  | Through Hole | 2 |  | -40°C ~ 120°C | Bulk | 0.146" (3.70mm) |  | 3046757 |  |  | Nector S |  | Board to Cable/Wire | Solder | 125V | - | 100 | https://www.unikeyic.com/media/datasheet/98/4f/0733/98/50370c49bb0839bae38a875027281e8c.pdf | https://www.unikeyic.com/products/solid-state-lighting-ssl-connectors/293655-2/1066742.html
293655-5 | TE Connectivity | 56: 1.969 | Power Connector, Female, 2 Pos, 3.7mm, Solder, ST, TH, Box |  | 293655 |  | Plug, Female Sockets | Tin | Copper Alloy | 7A |  | - | Board Guide, Keying LV-2 |  | White | Polybutylene Terephthalate (PBT), Glass Filled | - |  |  | - | 1 (Unlimited) |  | Through Hole | 2 |  | -40°C ~ 120°C | Bulk | 0.146" (3.70mm) |  |  |  |  | Nector S |  | Board to Cable/Wire | Solder | 42V | - | 100 | https://www.unikeyic.com/media/datasheet/6e/1b/4b2b/6e1b4b2b456cfc19fdbdb4b2a11cd09d.pdf | https://www.unikeyic.com/products/solid-state-lighting-ssl-connectors/293655-5/32853286.html
293657-2 | TE Connectivity | 10,000: 0.9842 |  |  | 293657 |  | Receptacle Housing for Pin Contact | - | - | 20A |  | - | Keyed |  | Natural | Polyamide (PA), Nylon, Glass Filled | IP20 |  |  | - | 1 (Unlimited) |  | Free Hanging (In-Line) | 6 |  | -40°C ~ 85°C | Bulk | - |  | 5589789 |  |  | Nector M |  | Cable/Wire to Cable/Wire or Board | Crimp | 400V | - | 1000000 | https://www.unikeyic.com/media/datasheet/b3/be/24e9/b3/b3489b1a5e6b712519318bcb72983dc0.pdf | https://www.unikeyic.com/products/solid-state-lighting-ssl-connectors/293657-2/15530275.html
293660-3 | TE Connectivity | 250: 0.583 500: 0.572 1,000: 0.561 2,000: 0.55 | Nector M Plastic Nut 5 6 7P | Ring Nut | 293660 | Natural | [7 empty] | Plug and Receptacle Housings |  |  |  |  | Polyamide (PA), Nylon, Glass Filled |  | Not Applicable | [5 empty] | Bag |  |  | 5021509 |  |  | Nector M | 5, 6 and 7 Positions, Cable Dia 12.65mm, Cable Retention |  |  |  |  | 6740 | https://www.unikeyic.com/media/datasheet/ae/bb/97e2/aebb97e2f62f1f14a7b7fff601ef27d2.pdf | https://www.unikeyic.com/products/solid-state-lighting-ssl-connectors/293660-3/15350047.html
293699-2 | TE Connectivity | 1,500: 0.3092 | Conn Housing RCP 4 POS Crimp ST Cable Mount Black Box |  | 293699 |  | Plug Housing for Socket Contact | - | - | - |  | - | - |  | Black | - | - |  |  | - | 1 (Unlimited) |  | Free Hanging (In-Line) | 4 |  | -40°C ~ 120°C | Bulk | - |  | 5591315 |  |  | Nector S |  | Cable/Wire to Cable/Wire or Board | Crimp | 42V | - | 150000 | https://www.unikeyic.com/media/datasheet/56/a0/c863/93/7811701a1dfaf3db70df972ebbd32985.pdf | https://www.unikeyic.com/products/solid-state-lighting-ssl-connectors/293699-2/21948082.html
293702-2 | TE Connectivity | 250: 0.528 550: 0.517 | 4 POS. LOW VOLTAGE REC CONN |  | 293702 |  | Plug Housing for Socket Contact | - | - | 2A per Contact |  | - | - |  | Black | Polybutylene Terephthalate (PBT), Glass Filled | - |  |  | - | 1 (Unlimited) |  | Free Hanging (In-Line) | 4 |  | -40°C ~ 120°C | Bulk | - |  | 14806040 |  |  | Nector S |  | Cable/Wire to Cable/Wire or Board | Crimp | 30V | - | 1000 | https://www.unikeyic.com/media/datasheet/83/ed/6d9e/83/47c78cc0597bcebd5b35a0ffad915335.pdf | https://www.unikeyic.com/products/solid-state-lighting-ssl-connectors/293702-2/17235151.html
293702-3 | TE Connectivity | 350: 0.341 | Connector Accessories Plug Kit Straight Black |  | 293702 |  | Plug Housing for Socket Contact | - | - | 2A per Contact |  | - | - |  | Gray | Polybutylene Terephthalate (PBT), Glass Filled | - |  |  | - | 1 (Unlimited) |  | Free Hanging (In-Line) | 4 |  | -40°C ~ 120°C | Bulk | - |  | 4731208 |  |  | Nector S |  | Cable/Wire to Cable/Wire or Board | Crimp | 30V | - | 1000 | https://www.unikeyic.com/media/datasheet/83/ed/6d9e/83/47c78cc0597bcebd5b35a0ffad915335.pdf | https://www.unikeyic.com/products/solid-state-lighting-ssl-connectors/293702-3/23202014.html
293703-1 | TE Connectivity | 200: 0.55 1,000: 0.539 1,500: 0.517 | 4 POS Low Voltage Male Conn |  | 293703 |  | Receptacle Housing for Pin Contact | - | - | 2A per Contact |  | - | - |  | White | Polybutylene Terephthalate (PBT), Glass Filled | - |  |  | - | 1 (Unlimited) |  | Free Hanging (In-Line) | 4 |  | -40°C ~ 120°C | Bulk | - |  |  |  |  | Nector S |  | Cable/Wire to Cable/Wire or Board | Crimp | 30V | - | 2500 | https://www.unikeyic.com/media/datasheet/83/ed/6d9e/83/47c78cc0597bcebd5b35a0ffad915335.pdf | https://www.unikeyic.com/products/solid-state-lighting-ssl-connectors/293703-1/708516.html
293703-2 | TE Connectivity | 250: 0.495 | 4 POS Low Voltage Male Conn |  | 293703 |  | Receptacle Housing for Pin Contact | - | - | 2A per Contact |  | - | - |  | Black | Polybutylene Terephthalate (PBT), Glass Filled | - |  |  | - | 1 (Unlimited) |  | Free Hanging (In-Line) | 4 |  | -40°C ~ 120°C | Bulk | - |  | 14771480 |  |  | Nector S |  | Cable/Wire to Cable/Wire or Board | Crimp | 30V | - | 500 | https://www.unikeyic.com/media/datasheet/83/ed/6d9e/83/47c78cc0597bcebd5b35a0ffad915335.pdf | https://www.unikeyic.com/products/solid-state-lighting-ssl-connectors/293703-2/23923701.html
293708-1 | TE Connectivity | 1: 1.7135 10: 1.5065 25: 1.32 100: 1.2312 500: 1.1556 1,000: 0.958 2,500: 0.877 | Connector Accessories Nut Straight Polyamide Natural Bag | Screw Nut | 293708 | Natural | [7 empty] | Panel Mount Housing |  |  |  |  | Polyamide (PA), Nylon, Glass Filled |  | 1 (Unlimited) | [5 empty] | Bag | [5 empty] | Nector M | 5, 6 and 7 Positions |  |  |  |  | 1877 | https://www.unikeyic.com/media/datasheet/ae/bb/97e2/aebb97e2f62f1f14a7b7fff601ef27d2.pdf | https://www.unikeyic.com/products/solid-state-lighting-ssl-connectors/293708-1/2680196.html
293759-1 | TE Connectivity | 50: 2.299 150: 2.255 250: 2.222 500: 2.178 | Connector Accessories Bridge Straight White Bag |  | 293759 |  | Adapter, Bridge | Tin | Brass | 2.5A |  | - | Keying HV-1 |  | White | Polyamide (PA6), Nylon 6 | - |  |  | - | 1 (Unlimited) |  | Free Hanging (In-Line) | 2 |  | -40°C ~ 120°C | Bulk | 0.142" (3.60mm) |  | 4730371 |  |  | Nector S |  | Cable/Wire to Cable/Wire | - | 250V | - | 3997 | https://www.unikeyic.com/media/datasheet/4e/a7/ac8b/4e/3f66903e9d9babb90610d899ec30b79f.pdf | https://www.unikeyic.com/products/solid-state-lighting-ssl-connectors/293759-1/9315034.html
294-4002 | WAGO | 1: 0.8921 | Wago Power Connectors lighting connector socket, 294series, 2pole, 1road |  |  |  | Receptacle, Push-In and Insert | Tin | Electrolytic Copper | 24A |  | - | - |  | White | Polycarbonate (PC) | - |  |  | - | Not Applicable |  | Panel Mount | 2 |  | 85°C | Bulk | - |  | 15547719 |  |  | - |  | Board to Cable/Wire | Push and Insert | 500V | 12-18 AWG | 935 | https://www.unikeyic.com/media/datasheet/87/2d/92cb/87/9ad347026a0f895473ec38aa6936b785.pdf | https://www.unikeyic.com/products/solid-state-lighting-ssl-connectors/294-4002/21408074.html
294-4003 | WAGO | 1: 1.4571 | Wago Power Connector Lighting Socket, 294 Series, 3-Pole, 1-Circuit |  |  |  | Receptacle, Push-In and Insert | Tin | Electrolytic Copper | 24A |  | - | - |  | White | Polycarbonate (PC) | - |  |  | - | Not Applicable |  | Panel Mount | 3 |  | 85°C | Bulk | - |  |  |  |  | - |  | Board to Cable/Wire | Push and Insert | 500V | 12-18 AWG | 470 | https://www.unikeyic.com/media/datasheet/05/4f/6362/05/05bea84349e9eb9b1f1daa59eb448a56.pdf | https://www.unikeyic.com/products/solid-state-lighting-ssl-connectors/294-4003/596426.html
294-4004 | WAGO | 500: 1.4572 2,500: 1.4364 5,000: 1.3739 | Wago Power Connector, Lighting Socket, 294 Series, 4-Pole, 1-Channel |  |  |  | Receptacle, Push-In and Insert | Tin | Electrolytic Copper | 24A |  | - | - |  | White | Polycarbonate (PC) | - |  |  | - | Not Applicable |  | Panel Mount | 4 |  | 85°C | Bulk | - |  |  |  |  | - |  | Board to Cable/Wire | Push and Insert | 500V | 12-18 AWG | 1000 | https://www.unikeyic.com/media/datasheet/f2/04/5f6c/f2/aec605cfc6e939201c4d12a27759918b.pdf | https://www.unikeyic.com/products/solid-state-lighting-ssl-connectors/294-4004/86513.html
294-4005 | WAGO | 1: 5.044 10: 4.4387 100: 4.4387 250: 4.358 500: 4.358 1,000: 4.358 | Wago Power Connectors lighting connector socket, 294series, 5pole, 1road |  |  |  | Receptacle, Push-In and Insert | Tin | Electrolytic Copper | 24A |  | - | - |  | White | Polycarbonate (PC) | - |  |  | - | Not Applicable |  | Panel Mount | 5 |  | 85°C | Bulk | - |  |  |  |  | - |  | Board to Cable/Wire | Push and Insert | 500V | 12-18 AWG | 207 | https://www.unikeyic.com/media/datasheet/4f/9c/3cb2/4f/00fee0b7b06570b890516523d5ebdff0.pdf | https://www.unikeyic.com/products/solid-state-lighting-ssl-connectors/294-4005/25110324.html
294-4006 | WAGO | 250: 2.6005 1,250: 2.5633 2,500: 2.4519 |  |  |  |  | Receptacle, Push-In and Insert | Tin | Electrolytic Copper | 24A |  | - | - |  | White | Polycarbonate (PC) | - |  |  | - | Not Applicable |  | Panel Mount | 6 |  | 85°C | Bulk | - |  |  |  |  | - |  | Board to Cable/Wire | Push and Insert | 500V | 12-18 AWG | 20000 | https://www.unikeyic.com/media/about_us/Unikey_ISO_9001_Certification.pdf | https://www.unikeyic.com/products/solid-state-lighting-ssl-connectors/294-4006/625463.html
294-4007 | WAGO | 200: 3.01 1,000: 2.967 2,000: 2.838 |  |  |  |  | Receptacle, Push-In and Insert | Tin | Electrolytic Copper | 24A |  | - | - |  | White | Polycarbonate (PC) | - |  |  | - | Not Applicable |  | Panel Mount | 7 |  | 85°C | Bulk | - |  |  |  |  | - |  | Board to Cable/Wire | Push and Insert | 500V | 12-18 AWG | 20000 | https://www.unikeyic.com/media/about_us/Unikey_ISO_9001_Certification.pdf | https://www.unikeyic.com/products/solid-state-lighting-ssl-connectors/294-4007/11744330.html
294-4012 | WAGO | 10: 1.8252 100: 1.7926 500: 1.76 1,000: 1.76 2,500: 1.76 | Wago Power Connectors lighting connector socket, 294series, 2pole, 1road | [18 empty] | panel mount |  |  | 120℃(max) |  |  |  | On sale |  | Compliant | bulk | [6 empty] | 980 | https://www.unikeyic.com/media/about_us/Unikey_ISO_9001_Certification.pdf | https://www.unikeyic.com/products/solid-state-lighting-ssl-connectors/294-4012/34789461.html
294-4013 | WAGO | 10: 3.9232 130: 3.0085 250: 2.7637 | Wago Power Connector Lighting Socket, 294 Series, 3-Pole, 1-Circuit |  |  |  | Receptacle, Push-In and Insert | Tin | Electrolytic Copper | 24A |  | - | - |  | White | Polycarbonate (PC) | - |  |  | - | Not Applicable |  | Panel Mount | 3 |  | 85°C | Bulk | - |  |  |  |  | - |  | Board to Cable/Wire | Push and Insert | 500V | 12-18 AWG | 148 | https://www.unikeyic.com/media/datasheet/24/37/d145/24/9dd0c7c0750692ff736eb93d51a46a26.pdf | https://www.unikeyic.com/products/solid-state-lighting-ssl-connectors/294-4013/680554.html
294-4014 | WAGO | 500: 1.6526 2,500: 1.629 5,000: 1.5582 |  |  |  |  | Receptacle, Push-In and Insert | Tin | Electrolytic Copper | 24A |  | - | - |  | White | Polycarbonate (PC) | - |  |  | - | Not Applicable |  | Panel Mount | 4 |  | 85°C | Bulk | - |  |  |  |  | - |  | Board to Cable/Wire | Push and Insert | 500V | 12-18 AWG | 20000 | https://www.unikeyic.com/media/datasheet/3b/a6/fff7/3b/2ff55991dd3ebadea6ef50bab4ac8a07.pdf | https://www.unikeyic.com/products/solid-state-lighting-ssl-connectors/294-4014/27248401.html
294-4024 | WAGO | 500: 1.6526 2,500: 1.629 5,000: 1.5582 |  |  |  |  | Receptacle, Push-In and Insert | Tin | Electrolytic Copper | 24A |  | - | - |  | White | Polycarbonate (PC) | - |  |  | - | Not Applicable |  | Panel Mount | 4 |  | 85°C | Bulk | - |  |  |  |  | - |  | Board to Cable/Wire | Push and Insert | 500V | 12-18 AWG | 20000 | https://www.unikeyic.com/media/datasheet/8a/81/9cb0/8a/d083dc3a3af21068d61856074cd8c79c.pdf | https://www.unikeyic.com/products/solid-state-lighting-ssl-connectors/294-4024/9953599.html
294-4032 | WAGO | 10: 1.8577 100: 1.8246 500: 1.7914 1,000: 1.7914 2,500: 1.7914 | TERMINAL BLOCK, PLUGGABLE, 2P, 18-12AWG; |  |  |  | Receptacle, Push-In and Insert | Tin | Electrolytic Copper | 24A |  | - | - |  | White | Polycarbonate (PC) | - |  |  | - | Not Applicable |  | Panel Mount | 2 |  | 85°C | Bulk | - |  |  |  |  | - |  | Board to Cable/Wire | Push and Insert | 500V | 12-18 AWG | 960 | https://www.unikeyic.com/media/datasheet/46/29/f1e4/46/e438b52ca656b1c97f17d61a0cd06ee3.pdf | https://www.unikeyic.com/products/solid-state-lighting-ssl-connectors/294-4032/15335291.html
294-4045 | WAGO | 1: 5.141 10: 4.5241 100: 4.5241 250: 4.4418 500: 4.4418 1,000: 4.4418 | TERMINAL BLOCK, PLUGGABLE, 5P, 18-12AWG; |  |  |  | Receptacle, Push-In and Insert | Tin | Electrolytic Copper | 24A |  | - | - |  | White | Polycarbonate (PC) | - |  |  | - | Not Applicable |  | Panel Mount | 5 |  | 85°C | Bulk | - |  |  |  |  | - |  | Board to Cable/Wire | Push and Insert | 500V | 12-18 AWG | 240 | https://www.unikeyic.com/media/datasheet/e9/e9/9117/e9/010fc422db57d96e42a2061347906eee.pdf | https://www.unikeyic.com/products/solid-state-lighting-ssl-connectors/294-4045/25429981.html
294-4413 | WAGO | 1: 3.7224 10: 3.3352 100: 3.2757 250: 3.2161 500: 3.2161 1,000: 3.2161 | Wago Power Connectors lighting connector socket, 294series, 3pole, 1road |  |  |  | Receptacle, Push-In and Insert | Tin | Electrolytic Copper | 24A |  | - | - |  | White | Polycarbonate (PC) | - |  |  | - | Not Applicable |  | Panel Mount | 3 |  | 85°C | Bag | - |  |  |  |  | - |  | Board to Cable/Wire | Push and Insert | 500V | 12-18 AWG | 465 | https://www.unikeyic.com/media/datasheet/ed/96/e633/ed/a8979c8cee45bb96f6f081638ed5a177.pdf | https://www.unikeyic.com/products/solid-state-lighting-ssl-connectors/294-4413/20916882.html
294-4423 | WAGO | 1: 3.7951 10: 3.3397 100: 3.3397 250: 3.279 500: 3.279 1,000: 3.279 | TERMINAL BLOCK, PLUGGABLE, 3P, 18-12AWG; |  |  |  | Receptacle, Push-In and Insert | Tin | Electrolytic Copper | 24A |  | - | - |  | White | Polycarbonate (PC) | - |  |  | - | Not Applicable |  | Panel Mount | 3 |  | 85°C | Bag | - |  | 15571462 |  |  | - |  | Board to Cable/Wire | Push and Insert | 500V | 12-18 AWG | 475 | https://www.unikeyic.com/media/about_us/Unikey_ISO_9001_Certification.pdf | https://www.unikeyic.com/products/solid-state-lighting-ssl-connectors/294-4423/32574675.html
294-4424 | WAGO | 500: 1.9 2,500: 1.8728 5,000: 1.7914 |  |  |  |  | Receptacle, Push-In and Insert | Tin | Electrolytic Copper | 24A |  | - | - |  | White | Polycarbonate (PC) | - |  |  | - | Not Applicable |  | Panel Mount | 4 |  | 85°C | Bag | - |  |  |  |  | - |  | Board to Cable/Wire | Push and Insert | 500V | 12-18 AWG | 20000 | https://www.unikeyic.com/media/datasheet/70/5b/c4ba/70/3350df8a6ebfb2c7c217cb5464559831.pdf | https://www.unikeyic.com/products/solid-state-lighting-ssl-connectors/294-4424/17866278.html
294-4455 | WAGO | 1: 5.6988 10: 5.0149 100: 5.0149 250: 4.9237 500: 4.9237 1,000: 4.9237 | TERMINAL BLOCK, PLUGGABLE, 5P, 18-12AWG; |  |  |  | Receptacle, Push-In and Insert | Tin | Electrolytic Copper | 24A |  | - | - |  | White | Polycarbonate (PC) | - |  |  | - | Not Applicable |  | Panel Mount | 5 |  | 85°C | Bag | - |  | 15603695 |  |  | - |  | Board to Cable/Wire | Push and Insert | 500V | 12-18 AWG | 247 | https://www.unikeyic.com/media/about_us/Unikey_ISO_9001_Certification.pdf | https://www.unikeyic.com/products/solid-state-lighting-ssl-connectors/294-4455/33992396.html
294-5004 | WAGO | 10: 3.1606 130: 2.4235 250: 2.2263 | Wago Power Connector, Lighting Socket, 294 Series, 4-Pole, 1-Channel | [7 empty] | 294-5004 WAGO | [10 empty] | snap-in mounting | [6 empty] | On sale | [9 empty] | 172 | https://www.unikeyic.com/media/datasheet/94/36/fb92/94/806338255ea6682153653d329fd8d45a.pdf | https://www.unikeyic.com/products/solid-state-lighting-ssl-connectors/294-5004/12782583.html
294-5012 | WAGO | 10: 1.8577 100: 1.8246 500: 1.7914 1,000: 1.7914 2,500: 1.7914 | Wago Power Connectors lighting connector socket, 294series, 2pole, 1road |  |  |  | Receptacle, Push-In and Insert | Tin | Electrolytic Copper | 24A |  | - | - |  | White | Polycarbonate (PC) | - |  |  | - | Not Applicable |  | Panel Mount | 2 |  | 85°C | Bulk | - |  |  |  |  | - |  | Board to Cable/Wire | Push and Insert | 500V | 12-18 AWG | 907 | https://www.unikeyic.com/media/datasheet/4e/7c/faa7/4e/4b8232e39aca2a42d10b15f63186c2d8.pdf | https://www.unikeyic.com/products/solid-state-lighting-ssl-connectors/294-5012/32309458.html
294-5015 | WAGO | 1: 5.141 10: 4.5241 100: 4.5241 250: 4.4418 500: 4.4418 1,000: 4.4418 | TERMINAL BLOCK, PLUGGABLE, 5P, 18-12AWG; |  |  |  | Receptacle, Push-In and Insert | Tin | Electrolytic Copper | 24A |  | - | - |  | White | Polycarbonate (PC) | - |  |  | - | Not Applicable |  | Panel Mount | 5 |  | 85°C | Bulk | - |  | 15571532 |  |  | - |  | Board to Cable/Wire | Push and Insert | 500V | 12-18 AWG | 237 | https://www.unikeyic.com/media/about_us/Unikey_ISO_9001_Certification.pdf | https://www.unikeyic.com/products/solid-state-lighting-ssl-connectors/294-5015/10229480.html
294-5024 | WAGO | 500: 1.6526 2,500: 1.629 5,000: 1.5582 |  |  |  |  | Receptacle, Push-In and Insert | Tin | Electrolytic Copper | 24A |  | - | - |  | White | Polycarbonate (PC) | - |  |  | - | Not Applicable |  | Panel Mount | 4 |  | 85°C | Bulk | - |  |  |  |  | - |  | Board to Cable/Wire | Push and Insert | 500V | 12-18 AWG | 20000 | https://www.unikeyic.com/media/about_us/Unikey_ISO_9001_Certification.pdf | https://www.unikeyic.com/products/solid-state-lighting-ssl-connectors/294-5024/29506653.html
294-5042 | WAGO | 10: 1.8577 100: 1.8246 500: 1.7914 1,000: 1.7914 2,500: 1.7914 | TERMINAL BLOCK, PLUGGABLE, 2P, 18-12AWG; |  |  |  | Receptacle, Push-In and Insert | Tin | Electrolytic Copper | 24A |  | - | - |  | White | Polycarbonate (PC) | - |  |  | - | Not Applicable |  | Panel Mount | 2 |  | 85°C | Bulk | - |  |  |  |  | - |  | Board to Cable/Wire | Push and Insert | 500V | 12-18 AWG | 990 | https://www.unikeyic.com/media/about_us/Unikey_ISO_9001_Certification.pdf | https://www.unikeyic.com/products/solid-state-lighting-ssl-connectors/294-5042/117129.html
294-5045 | WAGO | 1: 5.141 10: 4.5241 100: 4.5241 250: 4.4418 500: 4.4418 1,000: 4.4418 | TERMINAL BLOCK, PLUGGABLE, 5P, 18-12AWG; |  |  |  | Receptacle, Push-In and Insert | Tin | Electrolytic Copper | 24A |  | - | - |  | White | Polycarbonate (PC) | - |  |  | - | Not Applicable |  | Panel Mount | 5 |  | 85°C | Bulk | - |  |  |  |  | - |  | Board to Cable/Wire | Push and Insert | 500V | 12-18 AWG | 237 | https://www.unikeyic.com/media/about_us/Unikey_ISO_9001_Certification.pdf | https://www.unikeyic.com/products/solid-state-lighting-ssl-connectors/294-5045/29546574.html
294-5072 | WAGO | 10: 1.8577 100: 1.8246 500: 1.7914 1,000: 1.7914 2,500: 1.7914 | TERMINAL BLOCK, PLUGGABLE, 2P, 18-12AWG; |  |  |  | Receptacle, Push-In and Insert | Tin | Electrolytic Copper | 24A |  | - | - |  | White | Polycarbonate (PC) | - |  |  | - | Not Applicable |  | Panel Mount | 2 |  | 85°C | Bulk | - |  | 15538877 |  |  | - |  | Board to Cable/Wire | Push and Insert | 500V | 12-18 AWG | 950 | https://www.unikeyic.com/media/about_us/Unikey_ISO_9001_Certification.pdf | https://www.unikeyic.com/products/solid-state-lighting-ssl-connectors/294-5072/30726813.html
294-5113 | WAGO | 1: 3.6981 10: 3.3135 100: 3.2544 250: 3.1952 500: 3.1952 1,000: 3.1952 | Wago Power Connector, Lighting Receptacle, 294 Series, 3-Pin, 1-Channel |  |  |  | Receptacle, Push-In and Insert | Tin | Electrolytic Copper | 24A |  | - | - |  | White | Polycarbonate (PC) | - |  |  | - | Not Applicable |  | Panel Mount | 3 |  | 85°C | Bulk | - |  |  |  |  | - |  | Board to Cable/Wire | Push and Insert | 500V | 12-18 AWG | 432 | https://www.unikeyic.com/media/datasheet/37/38/c3ba/37/fcb793bbc6943a2ff64972ec947f0bf9.pdf | https://www.unikeyic.com/products/solid-state-lighting-ssl-connectors/294-5113/20382450.html
294-5155 | WAGO | 1: 5.5533 10: 4.8869 100: 4.8869 250: 4.798 500: 4.798 1,000: 4.798 | TERMINAL BLOCK, PLUGGABLE, 5P, 18-12AWG; |  |  |  | Receptacle, Push-In and Insert | Tin | Electrolytic Copper | 24A |  | - | - |  | White | Polycarbonate (PC) | - |  |  | - | Not Applicable |  | Panel Mount | 5 |  | 85°C | Bulk | - |  |  |  |  | - |  | Board to Cable/Wire | Push and Insert | 500V | 12-18 AWG | 235 | https://www.unikeyic.com/media/datasheet/dc/01/5a01/dc/6ac35352449d0da2e89b25813c5e4852.pdf | https://www.unikeyic.com/products/solid-state-lighting-ssl-connectors/294-5155/2164366.html
294-5313 | WAGO | 1: 3.7951 10: 3.3397 100: 3.3397 250: 3.279 500: 3.279 1,000: 3.279 | TERMINAL BLOCK, PLUGGABLE, 3P, 18-12AWG; |  |  |  | Receptacle, Push-In and Insert | Tin | Electrolytic Copper | 24A |  | - | - |  | White | Polycarbonate (PC) | - |  |  | - | Not Applicable |  | Panel Mount | 3 |  | 85°C | Bag | - |  | 15533482 |  |  | - |  | Board to Cable/Wire | Push and Insert | 500V | 12-18 AWG | 485 | https://www.unikeyic.com/media/datasheet/4f/01/b832/4f/92761b4a30b462bc412fa7c8a0eeea69.pdf | https://www.unikeyic.com/products/solid-state-lighting-ssl-connectors/294-5313/5092803.html
294-5435 | WAGO | 1: 5.6988 10: 5.0149 100: 5.0149 250: 4.9237 500: 4.9237 1,000: 4.9237 | TERMINAL BLOCK, PLUGGABLE, 5P, 18-12AWG; |  |  |  | Receptacle, Push-In and Insert | Tin | Electrolytic Copper | 24A |  | - | - |  | White | Polycarbonate (PC) | - |  |  | - | Not Applicable |  | Panel Mount | 5 |  | 85°C | Bag | - |  | 15551256 |  |  | - |  | Board to Cable/Wire | Push and Insert | 500V | 12-18 AWG | 245 | https://www.unikeyic.com/media/about_us/Unikey_ISO_9001_Certification.pdf | https://www.unikeyic.com/products/solid-state-lighting-ssl-connectors/294-5435/3328915.html
294-5475 | WAGO | 1: 5.6988 10: 5.0149 100: 5.0149 250: 4.9237 500: 4.9237 1,000: 4.9237 | TERMINAL BLOCK, PLUGGABLE, 5P, 18-12AWG; |  |  |  | Receptacle, Push-In and Insert | Tin | Electrolytic Copper | 24A |  | - | - |  | White | Polycarbonate (PC) | - |  |  | - | Not Applicable |  | Panel Mount | 5 |  | 85°C | Bag | - |  |  |  |  | - |  | Board to Cable/Wire | Push and Insert | 500V | 12-18 AWG | 242 | https://www.unikeyic.com/media/about_us/Unikey_ISO_9001_Certification.pdf | https://www.unikeyic.com/products/solid-state-lighting-ssl-connectors/294-5475/31460389.html
294-8015 | WAGO | 51: 2.178 158: 2.079 632: 1.98 1,578: 1.892 4,734: 1.815 | SSL Connector 5 Position Receptacle Push-In and Insert Board to Cable/Wire Push and Insert |  |  |  | Receptacle, Push-In and Insert | Tin | Electrolytic Copper | 24A |  | - | - |  | White | Polycarbonate (PC) | - |  |  | - | Not Applicable |  | Panel Mount | 5 |  | 85°C | Bulk | - |  |  |  |  | - |  | Board to Cable/Wire | Push and Insert | 500V | 12-18 AWG | 29006 | https://www.unikeyic.com/media/about_us/Unikey_ISO_9001_Certification.pdf | https://www.unikeyic.com/products/solid-state-lighting-ssl-connectors/294-8015/2588242.html
294-8024 | WAGO | 500: 1.6526 2,500: 1.629 5,000: 1.5582 |  |  |  |  | Receptacle, Push-In and Insert | Tin | Electrolytic Copper | 24A |  | - | - |  | White | Polycarbonate (PC) | - |  |  | - | Not Applicable |  | Panel Mount | 4 |  | 85°C | Bulk | - |  |  |  |  | - |  | Board to Cable/Wire | Push and Insert | 500V | 12-18 AWG | 20000 | https://www.unikeyic.com/media/about_us/Unikey_ISO_9001_Certification.pdf | https://www.unikeyic.com/products/solid-state-lighting-ssl-connectors/294-8024/34196731.html
294-8032 | WAGO | 500: 0.8585 2,500: 0.8462 5,000: 0.8095 |  |  |  |  | Receptacle, Push-In and Insert | Tin | Electrolytic Copper | 24A |  | - | - |  | White | Polycarbonate (PC) | - |  |  | - | Not Applicable |  | Panel Mount | 2 |  | 85°C | Bulk | - |  | 15540031 |  |  | - |  | Board to Cable/Wire | Push and Insert | 500V | 12-18 AWG | 20000 | https://www.unikeyic.com/media/about_us/Unikey_ISO_9001_Certification.pdf | https://www.unikeyic.com/products/solid-state-lighting-ssl-connectors/294-8032/30992910.html
294-8113 | WAGO | 500: 1.4489 2,500: 1.4282 5,000: 1.3661 |  |  |  |  | Receptacle, Push-In and Insert | Tin | Electrolytic Copper | 24A |  | - | - |  | White | Polycarbonate (PC) | - |  |  | - | Not Applicable |  | Panel Mount | 3 |  | 85°C | Bulk | - |  | 15602074 |  |  | - |  | Board to Cable/Wire | Push and Insert | 500V | 12-18 AWG | 20000 | https://www.unikeyic.com/media/about_us/Unikey_ISO_9001_Certification.pdf | https://www.unikeyic.com/products/solid-state-lighting-ssl-connectors/294-8113/15562996.html
294-8235 | WAGO | 250: 2.3365 1,250: 2.3031 2,500: 2.203 | [15 empty] | 27.3mm*50mm*27.3mm | [12 empty] | Non-compliant | [7 empty] | 20000 | https://www.unikeyic.com/media/about_us/Unikey_ISO_9001_Certification.pdf | https://www.unikeyic.com/products/solid-state-lighting-ssl-connectors/294-8235/30220879.html
294-8413 | WAGO | 500: 1.505 2,500: 1.4835 5,000: 1.419 |  |  |  |  | Receptacle, Push-In and Insert | Tin | Electrolytic Copper | 24A |  | - | - |  | White | Polycarbonate (PC) | - |  |  | - | Not Applicable |  | Panel Mount | 3 |  | 85°C | Bag | - |  |  |  |  | - |  | Board to Cable/Wire | Push and Insert | 500V | 12-18 AWG | 20000 | https://www.unikeyic.com/media/about_us/Unikey_ISO_9001_Certification.pdf | https://www.unikeyic.com/products/solid-state-lighting-ssl-connectors/294-8413/12890844.html
3-2834006-1 | TE Connectivity | 50: 0.3795 100: 0.3643 250: 0.3643 | BUCHANAN WireMate Insert Connector Series, 4.0mm Pitch Wire-to-Board Module, Easy Install, Flexible Solution |  | 2834006 |  | Receptacle, Poke-In Wire | Tin | Copper Alloy | 5A, 6A |  | - | - |  | Red | Resin | - |  |  | - | 1 (Unlimited) |  | Surface Mount, Right Angle | 1 |  | -40°C ~ 125°C | Tape & Reel (TR)Cut Tape (CT) | - |  | 6568893 |  |  | - |  | Board to Cable/Wire | Solder | 400V | 18 AWG, 20 AWG, 22 AWG | 843 | https://www.unikeyic.com/media/datasheet/7a/29/aabd/7a29aabdfa22a0816e5f4bc352a95354.pdf | https://www.unikeyic.com/products/solid-state-lighting-ssl-connectors/3-2834006-1/9819197.html
3-2834074-2 | TE Connectivity | 200: 0.649 450: 0.638 850: 0.627 1,700: 0.616 | TE Connectivity micro connector lighting connector plug, SlimSeal Connector Miniatureseries, 2pole, 2road |  | 2834074 |  | Plug Housing for Socket Contact | - | - | 3.5A, 5A |  | Latch Lock | - |  | Red | Thermoplastic | IP67 - Dust Tight, Waterproof |  |  | 30 | Not Applicable |  | Free Hanging (In-Line) | 2 |  | -40°C ~ 105°C | Tray | 0.098" (2.50mm) |  | 6566011 |  |  | SlimSeal |  | Cable/Wire to Cable/Wire | Crimp | 400V | - | 1862 | https://www.unikeyic.com/media/datasheet/e9/a0/8245/e9/c1739d6d95432eeb3f5a533b0b1f9786.pdf | https://www.unikeyic.com/products/solid-state-lighting-ssl-connectors/3-2834074-2/7517214.html
3-2834074-3 | TE Connectivity | 90: 1.1651 180: 1.1401 | TE Connectivity micro connector lighting connector plug, SlimSeal Connector Miniatureseries, 3pole, 3road |  | 2834074 |  | Plug Housing for Socket Contact | - | - | 3.5A, 5A |  | Latch Lock | - |  | Red | Thermoplastic | IP67 - Dust Tight, Waterproof |  |  | 30 | Not Applicable |  | Free Hanging (In-Line) | 3 |  | -40°C ~ 105°C | Tray | 0.098" (2.50mm) |  |  |  |  | SlimSeal |  | Cable/Wire to Cable/Wire | Crimp | 400V | - | 116 | https://www.unikeyic.com/media/datasheet/7a/19/4dbc/7a194dbc5555f85834aa82091889e13e.pdf | https://www.unikeyic.com/products/solid-state-lighting-ssl-connectors/3-2834074-3/10069994.html
3-2834075-2 | TE Connectivity | 50: 0.4753 | TE Connectivity micro connector lighting connector socket, SlimSeal Connector Miniatureseries, 2pole, 2road |  | 2834075 |  | Receptacle Housing for Pin Contact | - | - | 3.5A, 5A |  | Latch Holder | - |  | Red | Polybutylene Terephthalate (PBT) | IP67 - Dust Tight, Waterproof |  |  | 30 | Not Applicable |  | Free Hanging (In-Line) | 2 |  | -40°C ~ 105°C | Tray | 0.098" (2.50mm) |  | 6566013 |  |  | SlimSeal |  | Cable/Wire to Cable/Wire | Crimp | 400V | - | 3666 | https://www.unikeyic.com/media/datasheet/79/ee/7eac/79ee7eac958d7a8d269be5fe3066eab0.pdf | https://www.unikeyic.com/products/solid-state-lighting-ssl-connectors/3-2834075-2/10026118.html
3-2834075-3 | TE Connectivity | 1: 0.4552 | TE Connectivity micro connector lighting connector socket, SlimSeal Connector Miniatureseries, 3pole, 3road |  | 2834075 |  | Receptacle Housing for Pin Contact | - | - | 3.5A, 5A |  | Latch Holder | - |  | Red | Polybutylene Terephthalate (PBT) | IP67 - Dust Tight, Waterproof |  |  | 30 | Not Applicable |  | Free Hanging (In-Line) | 3 |  | -40°C ~ 105°C | Tray | 0.098" (2.50mm) |  | 6566014 |  |  | SlimSeal |  | Cable/Wire to Cable/Wire | Crimp | 400V | - | 24 | https://www.unikeyic.com/media/datasheet/79/ee/7eac/79ee7eac958d7a8d269be5fe3066eab0.pdf | https://www.unikeyic.com/products/solid-state-lighting-ssl-connectors/3-2834075-3/245195.html
3-2834334-3 | TE Connectivity | 400: 0.781 800: 0.77 1,600: 0.748 4,000: 0.682 5,200: 0.638 | BUCHANAN WireMate Releasable Wire-to-Board Connector for LED Modules, Reverse Through-Hole, Bottom Power, Multi-Color |  | 2834334 |  | Receptacle, Poke-In Wire | Tin | Copper Alloy | 6A |  | - | - |  | Black, Red, White | Thermoplastic | - |  |  | - | 1 (Unlimited) |  | Board Cutout, Surface Mount | 3 |  | -40°C ~ 105°C |  | 0.157" (4.00mm) |  | 9997598 |  |  | WireMate, Buchanan |  | Board to Cable/Wire | Solder | 320V | 18-24 AWG | 5200 | https://www.unikeyic.com/media/datasheet/b1/52/92b6/b15292b68a42ebbb61a04f944a5fcf94.pdf | https://www.unikeyic.com/products/solid-state-lighting-ssl-connectors/3-2834334-3/5215120.html
4Z9454-000 | TE Connectivity | 1: 11.0304 | Connector |  | 4Z9454 | [15 empty] | 1 (Unlimited) | [5 empty] | Box |  |  | 14006029 |  |  | * | [5 empty] | 997 | https://www.unikeyic.com/media/about_us/Unikey_ISO_9001_Certification.pdf | https://www.unikeyic.com/products/solid-state-lighting-ssl-connectors/4z9454-000/1586637.html
5-2213222-1 | TE Connectivity | 90: 1.309 300: 1.287 450: 1.265 900: 1.232 1,020: 1.21 1,110: 1.067 | Assembly, Nector S BB, Thru HV-3NS | Bus Bar | 2213222 | Natural | [7 empty] | - |  |  |  |  | Polybutylene Terephthalate (PBT) |  | Not Applicable | [5 empty] | Bulk | [5 empty] | Nector S | 2 Positions, Flange, Keying LV-2 |  |  |  |  | 3370 | https://www.unikeyic.com/media/datasheet/97/9a/0a88/979a0a88723caf4c6ce7580a4848fc63.pdf | https://www.unikeyic.com/products/solid-state-lighting-ssl-connectors/5-2213222-1/10470827.html
5-2834006-2 | TE Connectivity | 800: 1.1405 1,600: 1.0861 2,400: 1.0555 4,000: 1.0182 5,600: 0.9943 8,000: 0.9696 | BUCHANAN WireMate Insert Connector Series, 4.0mm Pitch Wire-to-Board Module, Easy Install, Flexible Solution |  | 2834006 |  | Receptacle, Poke-In Wire | Tin | Copper Alloy | 5A, 6A |  | - | - |  | Natural, Red | Resin | - |  |  | - | 1 (Unlimited) |  | Surface Mount, Right Angle | 2 |  | -40°C ~ 125°C | Tape & Reel (TR)Cut Tape (CT) | 0.157" (4.00mm) |  | 6568894 |  |  | - |  | Board to Cable/Wire | Solder | 400V | 18 AWG, 20 AWG, 22 AWG | 6029 | https://www.unikeyic.com/media/datasheet/ab/b8/4ae2/abb84ae27d9ee3872d7a5b0442e875d4.pdf | https://www.unikeyic.com/products/solid-state-lighting-ssl-connectors/5-2834006-2/16024197.html
5-2834006-3 | TE Connectivity | 250: 0.8888 600: 0.8651 1,200: 0.8232 3,000: 0.7991 5,400: 0.7844 7,800: 0.7749 10,200: 0.6279 15,000: 0.6195 | BUCHANAN WireMate Insert Connector Series, 4.0mm Pitch Wire-to-Board Module, Easy Install, Flexible Solution |  | 2834006 |  | Receptacle, Poke-In Wire | Tin | Copper Alloy | 5A, 6A |  | - | - |  | Black, Natural, Red | Resin | - |  |  | - | 1 (Unlimited) |  | Surface Mount, Right Angle | 3 |  | -40°C ~ 125°C | Tape & Reel (TR)Cut Tape (CT) | 0.157" (4.00mm) |  | 6568897 |  |  | - |  | Board to Cable/Wire | Solder | 400V | 18 AWG, 20 AWG, 22 AWG | 2900 | https://www.unikeyic.com/media/datasheet/7a/29/aabd/7a29aabdfa22a0816e5f4bc352a95354.pdf | https://www.unikeyic.com/products/solid-state-lighting-ssl-connectors/5-2834006-3/1693988.html
5-293521-1 | TE Connectivity | 33: 3.432 | Splice Terminal, 18AWG, Transparent, 27.8mm, Box | [7 empty] | 5-293521-1 TE Connectivity | [6 empty] | 27.8mm(Length)*20mm(height) |  |  |  | wire mounting, free hanging, Through hole mounting |  |  | -40℃~100℃ |  |  |  | Stop production |  | Compliant | [7 empty] | 100 | https://www.unikeyic.com/media/datasheet/ce/27/16da/ce/f4289ea6e83af924b6647209e84aa41d.pdf | https://www.unikeyic.com/products/solid-state-lighting-ssl-connectors/5-293521-1/29725216.html
5-293522-1 | TE Connectivity | 7: 18.073 35: 17.347 80: 16.654 200: 15.983 600: 15.356 | Splice Terminal 24-26AWG Blue 14.7mm Box |  | 293522 |  | Splice | - | - | 1.5A, 6.0A |  | - | Gel Filled |  | Blue, Transparent | Polycarbonate (PC) | IP66 - Dust Tight, Water Resistant |  |  | - | 1 (Unlimited) |  | Free Hanging (In-Line) | 4 |  | -40°C ~ 100°C | Tray | 0.098" (2.50mm) |  | 14779924 |  |  | CoolSplice |  | Cable/Wire to Cable/Wire | IDC | 35V | 24 AWG, 26 AWG | 1274 | https://www.unikeyic.com/media/datasheet/ec/53/83f2/ec5383f2b43016c015a375497db441e9.pdf | https://www.unikeyic.com/products/solid-state-lighting-ssl-connectors/5-293522-1/31157966.html
5-293522-2 | TE Connectivity | 150: 0.968 300: 0.957 600: 0.935 1,200: 0.924 | Splice Terminal 24-26AWG Green 14.7mm Box |  | 293522 |  | Splice | - | - | 1.5A, 6.0A |  | - | Gel Filled |  | Green, Transparent | Polycarbonate (PC) | IP66 - Dust Tight, Water Resistant |  |  | - | 1 (Unlimited) |  | Free Hanging (In-Line) | 4 |  | -40°C ~ 100°C | Tray | 0.098" (2.50mm) |  | 5021934 |  |  | CoolSplice |  | Cable/Wire to Cable/Wire | IDC | 35V | 24 AWG, 26 AWG | 1280 | https://www.unikeyic.com/media/datasheet/9a/5c/a8aa/9a5ca8aa921dd4093e1b1b8186cadfe5.pdf | https://www.unikeyic.com/products/solid-state-lighting-ssl-connectors/5-293522-2/19980.html
5034690200 | molex | 10: 0.2807 100: 0.2758 500: 0.2661 | Molex 3.7mmpitch2pSingle row pin header Board to Board Connector, Flexi-Mateseries, right angle, surface |  | 503469 |  | Plug | Tin | Phosphor Bronze | 2A |  | Latch Lock | Solder Retention |  | White | Polyamide (PA), Nylon, Glass Filled | - |  |  | 15 | 1 (Unlimited) |  | Surface Mount, Right Angle | 2 |  | -40°C ~ 80°C | Tape & Reel (TR)Cut Tape (CT) | 0.146" (3.70mm) |  | 2526339 |  |  | Flexi-Mate 503469 |  | Board to Board | Solder | 500V | - | 105 | https://www.unikeyic.com/media/datasheet/49/7b/5dd2/49/1f9fd5f96237dd7b8ed148e127761d04.pdf | https://www.unikeyic.com/products/solid-state-lighting-ssl-connectors/5034690200/15794035.html
5034710200 | molex | 10: 0.301 50: 0.2958 100: 0.2855 | Conn Wire to Board RCP 2 POS 3.7mm Solder RA SMD Flexi-Mate™ T/R |  | 503471 |  | Receptacle | Tin | Phosphor Bronze | 2A |  | Latch Lock | Solder Retention |  | White | Polyamide (PA), Nylon, Glass Filled | - |  |  | 15 | 1 (Unlimited) |  | Surface Mount, Right Angle | 2 |  | -40°C ~ 80°C |  | 0.146" (3.70mm) |  | 2526338 |  |  | Flexi-Mate 503471 |  | Board to Board or Cable | Solder | 500V | - | 80 | https://www.unikeyic.com/media/datasheet/8c/1f/bdd8/8c/b929a37dd04377a0f9ffec36cc9b0550.pdf | https://www.unikeyic.com/products/solid-state-lighting-ssl-connectors/5034710200/53600.html
5034710290 | molex | 900: 0.0649 4,700: 0.0627 19,300: 0.0605 50,000: 0.0583 157,000: 0.0561 | Headers and PCB Receptacles Connector | [7 empty] | 5034710290 molex | [20 empty] | bulk | [6 empty] | 194000 | https://www.unikeyic.com/media/datasheet/50/ea/3424/50/c04a18ca1a714f06773a150893e8a00b.pdf | https://www.unikeyic.com/products/solid-state-lighting-ssl-connectors/5034710290/10458813.html
5034730200 | molex | 10: 0.163 50: 0.1602 100: 0.1546 | Conn Housing PL 2 POS 3.7mm Crimp RA Cable Mount White Flexi-Mate™ Bag | [17 empty] | Vendor Undefined | [5 empty] | Box |  |  | 14736012 |  |  | * | [5 empty] | 58 | https://www.unikeyic.com/media/datasheet/df/72/f426/df/a4b78b244beae3e21322b58505fadc55.pdf | https://www.unikeyic.com/products/solid-state-lighting-ssl-connectors/5034730200/21033923.html
5034740200 | molex | 10: 0.3655 50: 0.3593 100: 0.3466 | Conn Wire to Board RCP 2 POS 3.7mm Solder RA SMD Flexi-Mate™ Bag | [17 empty] | Vendor Undefined | [5 empty] | Box |  |  | 14732891 |  |  | * | [5 empty] | 41 | https://www.unikeyic.com/media/datasheet/d2/d7/e664/03/10d7b79ac0d092d3f1d0bfbba0612e85.pdf | https://www.unikeyic.com/products/solid-state-lighting-ssl-connectors/5034740200/735252.html
5034850000 | molex | 18,000: 0.0127 | Molex Tinned crimping terminal Male terminal, Flexi-Mateseries, maximum0.1mm², min0.08mm² | [17 empty] | Vendor Undefined | [5 empty] | Tape & Reel (TR) |  |  | 14727438 |  |  | * | [5 empty] | 36000 | https://www.unikeyic.com/media/datasheet/d2/d7/e664/86/3ff0500506bfc18e0585bb9d39440261.pdf | https://www.unikeyic.com/products/solid-state-lighting-ssl-connectors/5034850000/3334306.html
5050710101 | molex | 7,500: 0.0196 15,000: 0.0196 30,000: 0.0182 45,000: 0.0168 | Molex 1pSingle row pin header Board to Board, Wire-to-board connector, TermiMateseries, right angle, surface |  | 505071 |  | Contact, Plug | Tin | Copper Alloy | 3A |  | Latch Lock | - |  | - | - |  |  |  | 20 | 1 (Unlimited) |  | Surface Mount, Right Angle | 1 |  | -55°C ~ 105°C |  | - |  | 5253221 |  |  | TermiMate 505071 |  | Board to Board | Solder | 125 V | - | 150000 | https://www.unikeyic.com/media/datasheet/a9/51/ac80/a951ac80627b5f1b4e8deed2c495ad02.pdf | https://www.unikeyic.com/products/solid-state-lighting-ssl-connectors/5050710101/24906692.html
695101401122 | WURTH | 1,500: 0.6064 | WTB LECO SERIE 401 - 4.00MM ACCE | [7 empty] | 695101401122 WURTH | [10 empty] | Through hole mounting |  |  | -60℃~105℃ |  |  |  | On sale |  | Compliant | bulk | [6 empty] | 2875 | https://www.unikeyic.com/media/datasheet/2b/b1/635e/5d/33ec8e9b012d44662d045fa052a7c65b.pdf | https://www.unikeyic.com/products/solid-state-lighting-ssl-connectors/695101401122/21129724.html
695103401122 | WURTH | 1: 2.8909 | [8 empty] | 695103401122 WURTH | [10 empty] | Through hole mounting |  |  | -60℃~105℃ |  |  |  | On sale |  | Compliant | bulk | [6 empty] | 2625 | https://www.unikeyic.com/media/datasheet/14/e3/7c14/14/d1fd5aad3cec2a2b3b3785027d1969d6.pdf | https://www.unikeyic.com/products/solid-state-lighting-ssl-connectors/695103401122/22245429.html
695401000222 | WURTH | 50: 0.8626 200: 0.8216 500: 0.8035 | Wurth Elektronik lighting connector socket, WR-LECOseries, 1road | [7 empty] | 695401000222 WURTH | [10 empty] | SMD mount | [6 empty] | On sale |  | Compliant | boxed | [6 empty] | 200 | https://www.unikeyic.com/media/datasheet/d2/09/6d43/d2096d43d4e57f49868c0a1ef3757b67.pdf | https://www.unikeyic.com/products/solid-state-lighting-ssl-connectors/695401000222/14985509.html
7-2834006-2 | TE Connectivity | 10: 1.0488 100: 0.9614 500: 0.9614 1,000: 0.9439 2,500: 0.9439 | BUCHANAN WireMate Insert Connector Series, 4.0mm Pitch Wire-to-Board Module, Easy Install, Flexible Solution |  | 2834006 |  | Receptacle, Poke-In Wire | Tin | Copper Alloy | 5A, 6A |  | - | - |  | Black, Red | Resin | - |  |  | - | 1 (Unlimited) |  | Surface Mount, Right Angle | 2 |  | -40°C ~ 125°C | Tape & Reel (TR)Cut Tape (CT) | 0.157" (4.00mm) |  | 6568895 |  |  | - |  | Board to Cable/Wire | Solder | 400V | 18 AWG, 20 AWG, 22 AWG | 490 | https://www.unikeyic.com/media/datasheet/7a/29/aabd/7a29aabdfa22a0816e5f4bc352a95354.pdf | https://www.unikeyic.com/products/solid-state-lighting-ssl-connectors/7-2834006-2/33127199.html
70-9159-001-411-006 | AVX | 4,500: 0.1755 9,000: 0.1672 13,500: 0.1625 22,500: 0.1567 31,500: 0.153 45,000: 0.1492 | Contact PIN Solder ST SMD T/R |  |  |  | Contact, Plug | Gold | Copper Alloy | 5A |  | Latch Lock | - |  | - | - |  |  |  | 5 | 1 (Unlimited) |  | Surface Mount, Right Angle | 1 |  | -40°C ~ 125°C |  | - |  |  |  |  | Stript™ 9159 |  | Board to Board | Solder | 300 V | - | 27839 | https://www.unikeyic.com/media/datasheet/32/1f/506e/32/d4e7950406a7ecab6b0b36e8fc6f4147.pdf | https://www.unikeyic.com/products/solid-state-lighting-ssl-connectors/70-9159-001-411-006/20595503.html
70-9296-001-002-006 | AVX | 1: 0.2493 10: 0.1946 30: 0.1714 100: 0.1419 500: 0.129 1,000: 0.1213 | Contact SKT Solder ST SMD 22-28AWG T/R |  |  |  | Contact, Poke-In Wire | Tin | Phosphor Bronze | - |  | - | - |  | - | - |  |  |  | 5 | 1 (Unlimited) |  | Surface Mount, Right Angle | 1 |  | -40°C ~ 125°C |  | - |  | 4490452 |  |  | Stript™ 70-9296 |  | Board to Cable/Wire | Solder | 300 V | 22-28 AWG |  | https://www.unikeyic.com/media/datasheet/66/67/fc58/66/e88cb74dc29ec6269e8d6cb740385e69.pdf | https://www.unikeyic.com/products/solid-state-lighting-ssl-connectors/70-9296-001-002-006/32526670.html
70-9296-001-003-006 | AVX | 5: 0.1693 50: 0.1457 150: 0.1273 500: 0.1172 1,500: 0.1114 2,500: 0.1067 10,000: 0.1022 | Contact SKT Solder ST SMD 18-26AWG T/R |  |  |  | Contact, Poke-In Wire | Tin | Phosphor Bronze | - |  | - | - |  | - | - |  |  |  | 5 | 1 (Unlimited) |  | Surface Mount, Right Angle | 1 |  | -40°C ~ 125°C |  | - |  | 4490444 |  |  | Stript™ 70-9296 |  | Board to Cable/Wire | Solder | 300 V | 18-26 AWG |  | https://www.unikeyic.com/media/datasheet/59/87/b190/59/78919ee288a9c3578241176303d980da.pdf | https://www.unikeyic.com/products/solid-state-lighting-ssl-connectors/70-9296-001-003-006/25149950.html
70-9296-001-004-006 | AVX | 1: 0.3275 10: 0.2668 50: 0.2252 150: 0.2059 500: 0.1947 1,000: 0.1847 | Contact SKT Solder ST SMD 12-20AWG T/R |  |  |  | Contact, Poke-In Wire | Tin | Phosphor Bronze | - |  | - | - |  | - | - |  |  |  | 5 | 1 (Unlimited) |  | Surface Mount, Right Angle | 1 |  | -40°C ~ 125°C |  | - |  | 4009955 |  |  | Stript™ 70-9296 |  | Board to Cable/Wire | Solder | 300 V | 12-20 AWG |  | https://www.unikeyic.com/media/datasheet/83/b1/9e53/83/745b6018dd1648001079fa60f2fb27f8.pdf | https://www.unikeyic.com/products/solid-state-lighting-ssl-connectors/70-9296-001-004-006/19436999.html
70-9296-001-103-006 | AVX | 50: 0.4531 150: 0.3358 400: 0.3012 1,000: 0.2596 | Contact PIN Crimp ST Cable Mount 18-26AWG T/R |  |  |  | Contact, Poke-In Wire | Tin | Phosphor Bronze | - |  | - | - |  | - | - |  |  |  | 5 | 1 (Unlimited) |  | Surface Mount, Bottom Entry | 1 |  | -40°C ~ 125°C |  | - |  | 4806550 |  |  | Stript™ 70-9296 |  | Board to Cable/Wire | Solder | 300 V | 18-24 AWG | 1287 | https://www.unikeyic.com/media/datasheet/9c/71/b059/9c/b991399259705a4d598160781fbd3aaa.pdf | https://www.unikeyic.com/products/solid-state-lighting-ssl-connectors/70-9296-001-103-006/20916778.html
70-9296-001-113-006 | AVX | 50: 0.4531 150: 0.3358 400: 0.3063 1,000: 0.2787 | Contact PIN Crimp ST Cable Mount 18-26AWG |  |  |  | Contact, Poke-In Wire | Tin | Phosphor Bronze | - |  | - | - |  | - | - |  |  |  | 5 | 1 (Unlimited) |  | Surface Mount, Through Board | 1 |  | -40°C ~ 125°C |  | - |  | 4806543 |  |  | Stript™ 70-9296 |  | Board to Cable/Wire | Solder | 300 V | 18-24 AWG | 1940 | https://www.unikeyic.com/media/datasheet/9c/71/b059/9c/b991399259705a4d598160781fbd3aaa.pdf | https://www.unikeyic.com/products/solid-state-lighting-ssl-connectors/70-9296-001-113-006/28212653.html
70-9296-001-122-006 | AVX | 100: 0.2592 250: 0.222 1,000: 0.1887 1,600: 0.1684 4,800: 0.1639 9,600: 0.1616 | Contact SKT Solder ST SMD 22-26AWG T/R |  |  |  | Contact, Poke-In Wire | Tin | Phosphor Bronze | - |  | - | - |  | - | - |  |  |  | 5 | 1 (Unlimited) |  | Surface Mount, Bottom Entry | 1 |  | -40°C ~ 125°C |  | - |  | 9948330 |  |  | Stript™ 70-9296 |  | Board to Cable/Wire | Solder | 300 V | 22-26 AWG | 29958 | https://www.unikeyic.com/media/datasheet/0b/be/0a8f/0bbe0a8ff22e99b7211cb3f1a09a7792.pdf | https://www.unikeyic.com/products/solid-state-lighting-ssl-connectors/70-9296-001-122-006/34022338.html
70-9296-001-123-006 | AVX | 1,600: 0.2583 3,200: 0.246 4,800: 0.239 8,000: 0.2306 11,200: 0.2252 16,000: 0.2196 | Contact PIN Solder ST SMD 18-26AWG |  |  |  | Contact, Poke-In Wire | Tin | Phosphor Bronze | - |  | - | - |  | - | - |  |  |  | 5 | 1 (Unlimited) |  | Surface Mount, Bottom Entry | 1 |  | -40°C ~ 125°C |  | - |  | 4806544 |  |  | Stript™ 70-9296 |  | Board to Cable/Wire | Solder | 300 V | 18-24 AWG | 16737 | https://www.unikeyic.com/media/datasheet/9c/71/b059/9c/b991399259705a4d598160781fbd3aaa.pdf | https://www.unikeyic.com/products/solid-state-lighting-ssl-connectors/70-9296-001-123-006/25205395.html
709159001302006 | AVX | 25: 0.3708 100: 0.314 250: 0.2818 1,000: 0.2226 2,000: 0.2113 4,000: 0.2057 10,000: 0.1978 | SSL 、socket welding |  |  |  | Contact, Socket | Tin | Phosphor Bronze | 20A |  | - | - |  | - | - |  |  |  | 5 | 1 (Unlimited) |  | Surface Mount, Right Angle | 1 |  | -40°C ~ 125°C |  | - |  | 9346794 |  |  | Stript™ 9159 |  | Board to Board | Solder | 300 V | - | 665 | https://www.unikeyic.com/media/datasheet/1e/de/82e2/1e/27775f5230226850c6b103d240fb8cbe.pdf | https://www.unikeyic.com/products/solid-state-lighting-ssl-connectors/709159001302006/27183036.html
709176001422006 | AVX | 100: 0.2752 500: 0.244 1,000: 0.2166 2,500: 0.2048 5,000: 0.1997 | Contact SKT Solder RA SMD 22AWG T/R Automotive |  |  |  | Contact, IDC | Tin | Phosphor Bronze | 6A per Contact |  | - | - |  | - | - |  |  |  | 3 | 1 (Unlimited) |  | Surface Mount | 1 |  | -40°C ~ 125°C |  | - |  | 2344261 |  |  | Stript™ 9176-400 |  | Board to Cable/Wire | Solder |  | 22 AWG | 7794 | https://www.unikeyic.com/media/datasheet/31/c1/f004/31/23036d408e21026b45f019b42c74306f.pdf | https://www.unikeyic.com/products/solid-state-lighting-ssl-connectors/709176001422006/29024493.html
709176001432006 | AVX | 50: 0.3597 150: 0.2863 400: 0.2388 1,000: 0.2285 | Contact SKT Solder RA SMD 24AWG T/R Automotive |  |  |  | Contact, IDC | Tin | Phosphor Bronze | 6A per Contact |  | - | - |  | - | - |  |  |  | 3 | 1 (Unlimited) |  | Surface Mount | 1 |  | -40°C ~ 125°C |  | - |  | 2344262 |  |  | Stript™ 9176-400 |  | Board to Cable/Wire | Solder |  | 24 AWG | 361 | https://www.unikeyic.com/media/datasheet/91/97/799c/91/a8738afe3d9f90ede1d393bf988b1fee.pdf | https://www.unikeyic.com/products/solid-state-lighting-ssl-connectors/709176001432006/28327027.html
709176001442006 | AVX | 2,000: 0.212 4,000: 0.2019 6,000: 0.1962 10,000: 0.1892 14,000: 0.1848 20,000: 0.1802 | CONN SSL IDC CONTACT 26AWG SLDR |  |  |  | Contact, IDC | Tin | Phosphor Bronze | 6A per Contact |  | - | - |  | - | - |  |  |  | 3 | 1 (Unlimited) |  | Surface Mount | 1 |  | -40°C ~ 125°C |  | - |  | 9598548 |  |  | Stript™ 9176-400 |  | Board to Cable/Wire | Solder |  | 26 AWG | 7496 | https://www.unikeyic.com/media/datasheet/91/97/799c/91/a8738afe3d9f90ede1d393bf988b1fee.pdf | https://www.unikeyic.com/products/solid-state-lighting-ssl-connectors/709176001442006/22059563.html
709176001443006 | AVX | 2,000: 0.212 4,000: 0.2019 6,000: 0.1962 10,000: 0.1892 14,000: 0.1848 20,000: 0.1802 | Contact M Solder ST SMD 26-28AWG Reel Automotive |  |  |  | Contact, IDC | Tin | Phosphor Bronze | 6A per Contact |  | - | - |  | - | - |  |  |  | 3 | 1 (Unlimited) |  | Surface Mount | 1 |  | -40°C ~ 125°C |  | - |  | 3074530 |  |  | Stript™ 9176-400 |  | Board to Cable/Wire | Solder |  | 28 AWG | 2000 | https://www.unikeyic.com/media/datasheet/91/97/799c/91/a8738afe3d9f90ede1d393bf988b1fee.pdf | https://www.unikeyic.com/products/solid-state-lighting-ssl-connectors/709176001443006/28251910.html
709176001511006 | AVX | 1,000: 0.2226 2,000: 0.212 3,000: 0.206 5,000: 0.1987 7,000: 0.1941 10,000: 0.1892 | Contact PIN Solder ST SMD 20AWG T/R Automotive |  |  |  | Contact, IDC | Tin | Phosphor Bronze | 10A per Contact |  | - | - |  | - | - |  |  |  | 3 | 1 (Unlimited) |  | Surface Mount | 1 |  | -40°C ~ 125°C |  | - |  | 2218913 |  |  | Stript™ 9176-500 |  | Board to Cable/Wire | Solder |  | 20 AWG | 3252 | https://www.unikeyic.com/media/datasheet/64/8c/9cd5/64/b8fa2e9925c04cecf36cdc6b76c6f9ed.pdf | https://www.unikeyic.com/products/solid-state-lighting-ssl-connectors/709176001511006/2742284.html
709296001002016 | AVX | 3,500: 0.1569 | 22-28 AWG SSL 、 welding |  |  |  | Contact, Poke-In Wire | Tin | Phosphor Bronze | - |  | - | - |  | - | - |  |  |  | 5 | 1 (Unlimited) |  | Surface Mount, Right Angle | 1 |  | -40°C ~ 125°C |  | - |  | 11307912 |  |  | Stript™ 70-9296 |  | Board to Cable/Wire | Solder | 300 V | 22-28 AWG | 3500 | https://www.unikeyic.com/media/about_us/Unikey_ISO_9001_Certification.pdf | https://www.unikeyic.com/products/solid-state-lighting-ssl-connectors/709296001002016/5451821.html
709296001017006 | AVX | 100: 0.3021 300: 0.2354 800: 0.2251 2,000: 0.2183 | Contact F 1.7 Size Solder ST SMD 28AWG T/R |  |  |  | Contact, Poke-In Wire | Tin | Phosphor Bronze | - |  | - | - |  | - | - |  |  |  | 5 | 1 (Unlimited) |  | Surface Mount, Right Angle | 1 |  | -40°C ~ 125°C |  | - |  | 5015634 |  |  | Stript™ 70-9296 |  | Board to Cable/Wire | Solder | 300 V | 22-26 AWG | 145 | https://www.unikeyic.com/media/datasheet/77/52/9195/77/44cf0b7747bb5ef2083fd9511543282c.pdf | https://www.unikeyic.com/products/solid-state-lighting-ssl-connectors/709296001017006/5491496.html
709296001025006 | AVX | 2,500: 0.21 7,500: 0.198 | CONNECTOR, SOCKET, 1POS, 1ROW; Pitch Spacing:-; No. of Contacts:1Contacts; Gender:Socket; Product Range:Poke Home 70-9296 Series; Contact Termination Type:Solder; No. of Rows:-; Contact Plating:Tin Plated Contacts; Conta |  |  |  | Contact, Poke-In Wire | Tin | Phosphor Bronze | - |  | - | - |  | - | - |  |  |  | 5 | 1 (Unlimited) |  | Surface Mount, Right Angle | 1 |  | -40°C ~ 125°C |  | - |  |  |  |  | Stript™ 70-9296 |  | Board to Cable/Wire | Solder | 300 V | 20-26 AWG | 4900 | https://www.unikeyic.com/media/datasheet/05/06/8c60/05068c600a41c3e496385fc7687484c7.pdf | https://www.unikeyic.com/products/solid-state-lighting-ssl-connectors/709296001025006/21121525.html
709296001025016 | AVX | 2,500: 0.2046 5,000: 0.1948 7,500: 0.1893 12,500: 0.1826 17,500: 0.1783 25,000: 0.1739 | 20-26 AWG SSL 、 welding |  |  |  | Contact, Poke-In Wire | Tin | Phosphor Bronze | - |  | - | - |  | - | - |  |  |  | 5 | 1 (Unlimited) |  | Surface Mount, Right Angle | 1 |  | -40°C ~ 125°C |  | - |  | 8548019 |  |  | Stript™ 70-9296 |  | Board to Cable/Wire | Solder | 300 V | 20-26 AWG | 41955 | https://www.unikeyic.com/media/datasheet/05/06/8c60/05068c600a41c3e496385fc7687484c7.pdf | https://www.unikeyic.com/products/solid-state-lighting-ssl-connectors/709296001025016/1877287.html
709296001112006 | AVX | 2,000: 0.2543 | 22-26 AWG SSL 、 welding |  |  |  | Contact, Poke-In Wire | Tin | Phosphor Bronze | - |  | - | - |  | - | - |  |  |  | 5 | 1 (Unlimited) |  | Surface Mount, Right Angle | 1 |  | -40°C ~ 125°C | Tape & Reel (TR) | - |  |  |  |  | Stript™ 70-9296 |  | Board to Cable/Wire | Solder | 300 V | 22-26 AWG | 3590 | https://www.unikeyic.com/media/datasheet/53/6e/49c5/53/d3c8a89078c55cf2f40397e5b5268120.pdf | https://www.unikeyic.com/products/solid-state-lighting-ssl-connectors/709296001112006/27196580.html
709296001116006 | AVX | 800: 0.5602 2,400: 0.4671 | CONTACT, POK HOME, 12AWG, THRU-BOARD; | [18 empty] | SMD mount |  |  | -40℃~125℃ | [5 empty] | Compliant | Tape and reel packaging | [6 empty] | 2280 | https://www.unikeyic.com/media/about_us/Unikey_ISO_9001_Certification.pdf | https://www.unikeyic.com/products/solid-state-lighting-ssl-connectors/709296001116006/682285250.html
744-310 | WAGO | 200: 0.659 1,000: 0.6495 2,000: 0.6213 | [8 empty] | 744-310 WAGO | [10 empty] | PCBinstall, board mount | [16 empty] | 20000 | https://www.unikeyic.com/media/datasheet/b2/20/19b5/b2/7fe9e240f72da2a0b5202abb262b5d87.pdf | https://www.unikeyic.com/products/solid-state-lighting-ssl-connectors/744-310/2285996.html
8-2834334-2 | TE Connectivity | 500: 0.396 1,500: 0.385 3,000: 0.374 10,000: 0.33 | TE Connectivity Connector lighting connector socket, Poke-Inseries, 2pole, 1road |  | 2834334 |  | Receptacle, Poke-In Wire | Tin | Copper Alloy | 6A |  | - | - |  | Black, White | Thermoplastic | - |  |  | - | 1 (Unlimited) |  | Board Cutout, Surface Mount | 2 |  | -40°C ~ 105°C |  | 0.157" (4.00mm) |  | 9997589 |  |  | WireMate, Buchanan |  | Board to Cable/Wire | Solder | 320V | 18-24 AWG | 10163 | https://www.unikeyic.com/media/datasheet/b1/52/92b6/b15292b68a42ebbb61a04f944a5fcf94.pdf | https://www.unikeyic.com/products/solid-state-lighting-ssl-connectors/8-2834334-2/17531226.html
873-902 | WAGO | 10: 1.3689 100: 1.3444 500: 1.32 1,000: 1.32 2,500: 1.32 | CONNECTOR, RECEPTACLE, 2POS, CABLE | [7 empty] | 873-902 WAGO | [6 empty] | 42mm(Length)*13mm(height) |  |  |  | wire mounting | [6 empty] | On sale |  | Compliant | boxed | [6 empty] | 112 | https://www.unikeyic.com/media/datasheet/42/58/0540/42/9536c1e45013147703a780402cfa2bf0.pdf | https://www.unikeyic.com/products/solid-state-lighting-ssl-connectors/873-902/24797609.html
873-902/K194-4045 | WAGO | 1: 43.3728 10: 36.8647 25: 34.5574 50: 32.9089 100: 31.3397 250: 29.38 | 2 Location socket、 ／ Push-in type |  | 873-902/K |  | Receptacle, Push-In | - | Copper | 6A |  | - | - |  | Yellow | - | - |  |  | - | 1 (Unlimited) |  | Panel Mount | 2 |  | 105°C | Bulk | - |  |  |  |  | - |  | Board to Cable/Wire | Push In | 600V | 12-18 AWG | 3 | https://www.unikeyic.com/media/about_us/Unikey_ISO_9001_Certification.pdf | https://www.unikeyic.com/products/solid-state-lighting-ssl-connectors/873-902-k194-4045/25743474.html
873-903 | WAGO | 1: 1.2729 | Conn Housing SKT 3 POS Crimp ST Cable Mount Box | [7 empty] | 873-903 WAGO | [10 empty] | wire mounting | [6 empty] | On sale |  | Non-compliant | [7 empty] | 24 | https://www.unikeyic.com/media/datasheet/8f/35/f213/8f/d6699fa2bb20b3d3ca0143453ceae81a.pdf | https://www.unikeyic.com/products/solid-state-lighting-ssl-connectors/873-903/24783292.html
890-105 | WAGO | 5: 10.3615 25: 9.5364 50: 9.342 100: 8.904 250: 8.7255 500: 8.547 1,000: 8.379 2,500: 8.211 | Conn Housing SKT 5 POS Crimp ST Cable Mount Black Box |  |  | Black |  |  | - |  |  |  | Strain Relief |  |  | Polyamide (PA66), Nylon 6/6 | IP40 |  |  |  | 1 (Unlimited) |  | Free Hanging (In-Line) | 5 |  | -35°C ~ 85°C | Box | 0.173" (4.40mm) |  |  |  |  | WINSTA® MINI | [5 empty] | 98 | https://www.unikeyic.com/media/about_us/Unikey_ISO_9001_Certification.pdf | https://www.unikeyic.com/products/solid-state-lighting-ssl-connectors/890-105/101130.html
890-636 | WAGO | 50: 8.2754 250: 8.1572 500: 7.8025 | Wago WINSTA MINI H Power Distribution Connector, Lighting Connector, Plug/Receptacle, 890 Series, 3-Pole, 3-Position |  | 890-6 | [15 empty] | Not Applicable |  | Free Hanging (In-Line) |  |  |  | Box | [5 empty] | WINSTA® MINI |  |  |  |  | - | 20000 | https://www.unikeyic.com/media/datasheet/86/2d/47b8/86/e6709f717c668766fb6b1066dff5ae5a.pdf | https://www.unikeyic.com/products/solid-state-lighting-ssl-connectors/890-636/18520359.html
A4001SMD-S-2P | CJT | 5: 0.2837 50: 0.2333 150: 0.192 500: 0.1728 3,000: 0.1575 5,000: 0.1484 | Rectangular Connectors socket,Poke-In line surface mount,right angle pitch4.00mm 2needle 4.00mm Pitch Push Button Terminal Block,Surface Mount,24 - 18 AWG,2 Positions | [18 empty] | Bracket mounting, SMD mount, Through hole mounting | [17 empty] | https://www.unikeyic.com/media/about_us/Unikey_ISO_9001_Certification.pdf | https://www.unikeyic.com/products/solid-state-lighting-ssl-connectors/a4001smd-s-2p/12065064.html
AWBR-300-02-SR2 | ASSMANN WSW Components | 2,600: 0.6523 3,900: 0.6339 6,500: 0.6115 9,100: 0.5972 13,000: 0.5823 | LED connector Wire to board, Height 2,70mmWidth 6,00mm, angled SMT, 2pin, 3A, reflow soldering |  | AWBR-300 |  | Receptacle, Poke-In Wire | Tin | Phosphor Bronze | 3A |  | - | - |  | - | Liquid Crystal Polymer (LCP) | - |  |  | - | Not Applicable |  | Surface Mount, Right Angle | 2 |  | -40°C ~ 130°C |  | 0.118" (3.00mm) |  | 9616170 |  |  | - |  | Board to Cable/Wire | Solder | 150V | 22-26 AWG | 3198 | https://www.unikeyic.com/media/datasheet/39/30/962d/39/b057461d6156e7df36962ace899a560a.pdf | https://www.unikeyic.com/products/solid-state-lighting-ssl-connectors/awbr-300-02-sr2/3729188.html
BBA00010667 | Amphenol | 500: 0.0956 1,000: 0.0913 2,000: 0.0899 | Amphenol Industrial Circular connector pins BBAseries, Male plug, Crimp connection, 22 → 20 AWGwire_gauge | [7 empty] | BBA00010667 Amphenol | [6 empty] | 14.5mm(Length)*2.1mm(height) |  |  |  | wire mounting |  |  | -40℃~105℃ | [5 empty] | Compliant | Tape and reel packaging | [6 empty] | 7750 | https://www.unikeyic.com/media/datasheet/5b/c4/9ac3/5b/43fa4fd11db916523e9c5f65b8ec9228.pdf | https://www.unikeyic.com/products/solid-state-lighting-ssl-connectors/bba00010667/12486504.html
DF59-22PCFA | Hirose Electric | 1: 0.09 10: 0.075 100: 0.0693 500: 0.0643 1,000: 0.06 | Hirose Gold plated crimping terminal Male terminal, DF59series, maximum0.3mm² |  | DF59 |  | Contact, Plug | Gold | Phosphor Bronze | 3A |  | - | - |  | - | - |  |  |  | - | 1 (Unlimited) |  | Free Hanging (In-Line) | 1 |  | -35°C ~ 105°C | Tape & Reel (TR)Cut Tape (CT) | - |  | 2742124 |  |  | DF59 |  | Board to Cable/Wire | Crimp | 230 V | 22 AWG |  | https://www.unikeyic.com/media/datasheet/9e/73/9689/9e/28fc989521c6ef054b89e84eea72ef9b.pdf | https://www.unikeyic.com/products/solid-state-lighting-ssl-connectors/df59-22pcfa/17339348.html
DF59-2P-2C | Hirose Electric | 1: 0.2232 10: 0.1807 30: 0.1414 100: 0.1169 300: 0.1148 500: 0.1063 | Hirose Connector housing, 2road, 2mmPitch, 1line |  | DF59 |  | Receptacle Housing for Socket Contact | - | - | 3A |  | Swing Lock | - |  | Natural | Polybutylene Terephthalate (PBT) | - |  |  | - | 1 (Unlimited) |  | Free Hanging (In-Line) | 2 |  | -35°C ~ 105°C | Bulk | 0.079" (2.00mm) |  | 2742118 |  |  | DF59 |  | Board to Cable/Wire | Crimp | 230V | - |  | https://www.unikeyic.com/media/datasheet/fe/f8/39dd/fef839dda8389614c7a4177c49823dd1.pdf | https://www.unikeyic.com/products/solid-state-lighting-ssl-connectors/df59-2p-2c/30516527.html
DF59-2S-2V(51) | Hirose Electric | 10: 1.105 25: 0.8605 50: 0.8193 100: 0.7802 250: 0.7313 500: 0.6963 1,000: 0.6631 | Hirose 2mmpitch2pSingle row female Board to Board、wire to board, DF59series, right angle, surface |  | DF59 |  | Receptacle | Gold | Phosphor Bronze | 3A |  | - | Solder Retention |  | Natural | Liquid Crystal Polymer (LCP) | - |  |  | - | 1 (Unlimited) |  | Surface Mount, Right Angle | 2 |  | -35°C ~ 105°C |  | 0.079" (2.00mm) |  | 2742125 |  |  | DF59 |  | Board to Board or Cable | Solder | 230V | - | 1104 | https://www.unikeyic.com/media/datasheet/42/3b/2bfd/423b2bfd2b10e3c4f978baad000e923d.pdf | https://www.unikeyic.com/products/solid-state-lighting-ssl-connectors/df59-2s-2v-51/26362422.html
DF59-2S-4V(51) | Hirose Electric | 2,000: 0.6318 | Conn Board to Board RCP 2 POS 2mm Solder ST SMD T/R |  | DF59 |  | Receptacle | Gold | Phosphor Bronze | 3A |  | - | Solder Retention |  | Natural | Liquid Crystal Polymer (LCP) | - |  |  | - | 1 (Unlimited) |  | Surface Mount, Right Angle | 2 |  | -35°C ~ 105°C |  | 0.157" (4.00mm) |  | 5155912 |  |  | DF59 |  | Board to Board or Cable | Solder | 350V | - | 3908 | https://www.unikeyic.com/media/datasheet/0f/d9/48aa/0fd948aa83144d2aabd48c50ae686e52.pdf | https://www.unikeyic.com/products/solid-state-lighting-ssl-connectors/df59-2s-4v-51/16767333.html
DF59-3P-2C | Hirose Electric | 100: 0.1069 200: 0.1051 400: 0.1025 | Hirose Connector housing, 3road, 2mmPitch, 1line |  | DF59 |  | Receptacle Housing for Socket Contact | - | - | 3A |  | Swing Lock | - |  | Natural | Polybutylene Terephthalate (PBT) | - |  |  | - | 1 (Unlimited) |  | Free Hanging (In-Line) | 3 |  | -35°C ~ 105°C | Bulk | 0.079" (2.00mm) |  | 2742119 |  |  | DF59 |  | Board to Cable/Wire | Crimp | 230V | - | 1700 | https://www.unikeyic.com/media/datasheet/e7/47/5a5f/e7/c44772413f90d315476803864e2f60c9.pdf | https://www.unikeyic.com/products/solid-state-lighting-ssl-connectors/df59-3p-2c/21628916.html
DF59-3P-2FC(50) | Hirose Electric | 1: 0.5457 | Conn Wire to Board PL 3 POS 2mm Crimp ST Cable Mount Tray |  | DF59 |  | Adapter, Bridge | Gold | Brass | 3A |  | - | - |  | Natural | Polybutylene Terephthalate (PBT) | - |  |  | - | 1 (Unlimited) |  | Push Mount, Snap-In | 3 |  | -35°C ~ 105°C | Tray | 0.079" (2.00mm) |  | 2742116 |  |  | DF59 |  | Board to Board | - | 230V | - | 82 | https://www.unikeyic.com/media/datasheet/a5/32/c0d0/a532c0d0d67102b7bd17e1bad448f04e.pdf | https://www.unikeyic.com/products/solid-state-lighting-ssl-connectors/df59-3p-2fc-50/5238687.html
DF59-3S-2V(51) | Hirose Electric | 1: 1.0459 100: 0.9621 | Hirose 2mmpitch3pSingle row female Board to Board、wire to board, DF59series, right angle, surface |  | DF59 |  | Receptacle | Gold | Phosphor Bronze | 3A |  | - | Solder Retention |  | Natural | Liquid Crystal Polymer (LCP) | - |  |  | - | 1 (Unlimited) |  | Surface Mount, Right Angle | 3 |  | -35°C ~ 105°C |  | 0.079" (2.00mm) |  | 2742113 |  |  | DF59 |  | Board to Board or Cable | Solder | 230V | - | 10 | https://www.unikeyic.com/media/datasheet/3c/f5/4e5f/3cf54e5f138cdbe6d0a3e24d6f7c538b.pdf | https://www.unikeyic.com/products/solid-state-lighting-ssl-connectors/df59-3s-2v-51/29145538.html
DF59-4P-2C | Hirose Electric | 100: 0.1669 200: 0.1642 400: 0.1614 800: 0.16 | Hirose Connector housing, 4road, 2mmPitch, 1line |  | DF59 |  | Receptacle Housing for Socket Contact | - | - | 3A |  | Swing Lock | - |  | Natural | Polybutylene Terephthalate (PBT) | - |  |  | - | 1 (Unlimited) |  | Free Hanging (In-Line) | 4 |  | -35°C ~ 105°C | Bulk | 0.079" (2.00mm) |  |  |  |  | DF59 |  | Board to Cable/Wire | Crimp | 230V | - | 10000 | https://www.unikeyic.com/media/datasheet/c7/b3/b068/c7b3b068ea1437e88b8ccd89adcf7e7a.pdf | https://www.unikeyic.com/products/solid-state-lighting-ssl-connectors/df59-4p-2c/21929885.html
DF59-4P-2SP(50) | Hirose Electric | 1: 2.574 10: 2.1853 | Location |  | DF59 |  | Plug | Gold | Brass | 3A |  | Swing Lock | - |  | White | Polybutylene Terephthalate (PBT) | - |  |  | - | 1 (Unlimited) |  | Free Hanging (In-Line) |  |  | -40°C ~ 105°C | Bulk | 0.079" (2.00mm) |  | 8561596 |  |  | DF59 |  | Terminator (Shorting) | Solder | 230V | - | 87 | https://www.unikeyic.com/media/datasheet/e7/86/4276/e7864276283a311c3fcfccf5cea68bf2.pdf | https://www.unikeyic.com/products/solid-state-lighting-ssl-connectors/df59-4p-2sp-50/232322.html
DF59-4S-2V(51) | Hirose Electric | 2,000: 0.694 4,000: 0.6609 6,000: 0.6422 10,000: 0.6195 14,000: 0.605 | Hirose 2mmpitch4pSingle row female Board to Board, DF59series, right angle, surface |  | DF59 |  | Receptacle | Gold | Phosphor Bronze | 3A |  | - | Solder Retention |  | Natural | Liquid Crystal Polymer (LCP) | - |  |  | - | 1 (Unlimited) |  | Surface Mount, Right Angle | 4 |  | -35°C ~ 105°C |  | 0.079" (2.00mm) |  | 2742129 |  |  | DF59 |  | Board to Board or Cable | Solder | 230V | - | 2510 | https://www.unikeyic.com/media/datasheet/c7/b3/b068/c7b3b068ea1437e88b8ccd89adcf7e7a.pdf | https://www.unikeyic.com/products/solid-state-lighting-ssl-connectors/df59-4s-2v-51/26267148.html
DF59M-2224PC | Hirose Electric | 100: 0.1924 300: 0.1781 500: 0.1718 1,000: 0.1636 2,500: 0.1533 |  |  | DF59 |  | Contact, Plug | Tin | Copper Alloy | 6A |  | - | - |  | - | - |  |  |  | 20 | Not Applicable |  | Free Hanging (In-Line) |  |  | -40°C ~ 105°C | Bulk | - |  |  |  |  | DF59M |  | Board to Cable/Wire | Crimp | 300 V | 22-24 AWG | 109 | https://www.unikeyic.com/media/datasheet/a0/35/7802/6c/466bb1d3f39527a18b5c632a14cbc733.pdf | https://www.unikeyic.com/products/solid-state-lighting-ssl-connectors/df59m-2224pc/4188628.html
DF59M-2224PCF | Hirose Electric | 10: 0.0698 100: 0.0514 500: 0.0454 1,000: 0.0407 5,000: 0.0369 10,000: 0.0337 | Contact PIN Crimp ST Thru-Hole 22-24AWG T/R |  | DF59 |  | Contact, Plug | Tin | Copper Alloy | 6A |  | - | - |  | - | - |  |  |  | 20 | 1 (Unlimited) |  | Free Hanging (In-Line) | 1 |  | -40°C ~ 105°C | Tape & Reel (TR)Cut Tape (CT) | - |  | 5226344 |  |  | DF59M |  | Board to Cable/Wire | Crimp | 300 V | 22-24 AWG |  | https://www.unikeyic.com/media/datasheet/1c/9e/43f5/1c/8f744086c3322b47aa4dc89901e386b8.pdf | https://www.unikeyic.com/products/solid-state-lighting-ssl-connectors/df59m-2224pcf/34262026.html
DF59M-2628PCF | Hirose Electric | 1: 0.0842 10: 0.0689 100: 0.0631 500: 0.0583 1,000: 0.0541 | Single Contact Type Crimp Contact PIN |  | DF59 |  | Contact, Plug | Tin | Copper Alloy | 6A |  | - | - |  | - | - |  |  |  | 20 | 1 (Unlimited) |  | Free Hanging (In-Line) | 1 |  | -40°C ~ 105°C | Tape & Reel (TR)Cut Tape (CT) | - |  |  |  |  | DF59M |  | Board to Cable/Wire | Crimp | 300 V | 26-28 AWG |  | https://www.unikeyic.com/media/datasheet/1c/9e/43f5/1c/8f744086c3322b47aa4dc89901e386b8.pdf | https://www.unikeyic.com/products/solid-state-lighting-ssl-connectors/df59m-2628pcf/11719082.html
DF59S-1S-V(21) | Hirose Electric | 25: 0.3419 50: 0.3257 100: 0.2575 250: 0.2414 500: 0.2298 1,000: 0.2189 2,500: 0.2052 | CONN SSL SOCKET CONTACT SOLDER |  | DF59 |  | Contact, Socket | Tin | Phosphor Bronze | 3A |  | - | - |  | - | - |  |  |  | - | 1 (Unlimited) |  | Surface Mount, Right Angle | 1 |  | -35°C ~ 105°C |  | - |  |  |  |  | DF59S |  | Board to Board | Solder | 350 V | - | 8390 | https://www.unikeyic.com/media/datasheet/b7/ba/3bd1/b7ba3bd1087303de31426c22577bd8c7.pdf | https://www.unikeyic.com/products/solid-state-lighting-ssl-connectors/df59s-1s-v-21/17910973.html
DF59S-1S-V(24) | Hirose Electric | 10: 0.5004 100: 0.3629 500: 0.3011 | Contact SKT Solder RA SMD Reel |  | DF59 |  | Contact, Socket | Tin | Phosphor Bronze | 3A |  | - | - |  | - | - |  |  |  | - | 1 (Unlimited) |  | Surface Mount, Right Angle | 1 |  | -35°C ~ 105°C | Tape & Reel (TR)Cut Tape (CT) | - |  | 4211070 |  |  | DF59S |  | Board to Board | Solder | 350 V | - | 800 | https://www.unikeyic.com/media/datasheet/14/f7/1758/14/2ceb5d19dfbefd94750cb1ae98f13ba9.pdf | https://www.unikeyic.com/products/solid-state-lighting-ssl-connectors/df59s-1s-v-24/23207034.html
DF59SN-1P-FC(21) | Hirose Electric | 25: 0.5905 50: 0.4673 100: 0.4449 250: 0.4169 500: 0.397 1,000: 0.378 2,500: 0.3544 | CONN SSL BRIDGE 1POS B-TO-B |  | DF59 |  | Adapter, Bridge | Tin | Brass | 3A |  | - | - |  | Beige | Liquid Crystal Polymer (LCP) | - |  |  | - | 1 (Unlimited) |  | Push Mount, Snap-In | 1 |  | -35°C ~ 105°C | Tape & Reel (TR)Cut Tape (CT) | - |  |  |  |  | DF59SN |  | Board to Board | - | 350V | - | 4947 | https://www.unikeyic.com/media/datasheet/82/d1/8479/82d184794f363d92bedc111d0ce910db.pdf | https://www.unikeyic.com/products/solid-state-lighting-ssl-connectors/df59sn-1p-fc-21/12287439.html
EM02B-LEXSS-TF | JST | 25: 0.6087 50: 0.4543 100: 0.4326 250: 0.4054 500: 0.3861 | CONN SSL HDR 2POS 2.5MM SOLDER |  | EM02B-LE |  | Header, Male Pins | Tin | Copper Alloy | 3A (22 AWG) |  | - | Solder Retention |  | Natural | Polyamide (PA9T), Nylon 9T | - |  |  | - | 1 (Unlimited) |  | Surface Mount | 2 |  | -55°C ~ 105°C |  | 0.098" (2.50mm) |  | 5272204 |  |  | LEX |  | Board to Cable/Wire | Solder | 300V | - | 1279 | https://www.unikeyic.com/media/pdf/HTMLDatasheet/jst/fb/16/b208/em02b-lexss-tf/2025/11/lex-connector-datasheet.pdf | https://www.unikeyic.com/products/solid-state-lighting-ssl-connectors/em02b-lexss-tf/28011970.html
EM04B-LEXSS-TF | JST | 10: 0.8455 25: 0.6579 50: 0.6265 100: 0.5629 250: 0.5275 500: 0.5024 | 4 Location 、 ／ 0.098" (2.50mm) welding |  | EM04B-LE |  | Header, Male Pins | Tin | Copper Alloy | 3A (22 AWG) |  | - | Solder Retention |  | Natural | Polyamide (PA9T), Nylon 9T | - |  |  | - | 1 (Unlimited) |  | Surface Mount | 4 |  | -55°C ~ 105°C |  | 0.098" (2.50mm) |  | 5272205 |  |  | LEX |  | Board to Cable/Wire | Solder | 300V | - | 162 | https://www.unikeyic.com/media/datasheet/e4/01/57e4/e40157e4733f904811d33c0cefd6bc9b.pdf | https://www.unikeyic.com/products/solid-state-lighting-ssl-connectors/em04b-lexss-tf/8562775.html
ES10S001JF1R4500 | Japan Aviation Electronics | 4,500: 0.1812 9,000: 0.1726 13,500: 0.1677 22,500: 0.1618 31,500: 0.158 45,000: 0.1541 | 24-26 AWG SSL Contact, Socket Solder Surface Mount, Right Angle |  | ES10S001 |  | Contact, Socket | Tin | Copper Alloy | 2A |  | - | - |  | - | - |  |  |  | 5 | 1 (Unlimited) |  | Surface Mount, Right Angle | 1 |  | -40°C ~ 105°C |  | - |  | 4869293 |  |  | ES10 |  | Board to Cable/Wire | Solder |  | 24-26 AWG | 4956 | https://www.unikeyic.com/media/datasheet/ab/05/3c3d/ab/d111443ebb3d45a389fa5123b568a252.pdf | https://www.unikeyic.com/products/solid-state-lighting-ssl-connectors/es10s001jf1r4500/28014824.html
ES3S002SZA | Japan Aviation Electronics | 100: 0.0619 |  |  | ES3S002S |  | Receptacle Housing for Socket Contact | - | - | 2A |  | Latch Lock | - |  | Black | Polyamide (PA66), Nylon 6/6 | - |  |  | 20 | 1 (Unlimited) |  | Free Hanging (In-Line) | 2 |  | -40°C ~ 105°C | Bulk | 0.118" (3.00mm) |  |  |  |  | ES3 |  | Board to Cable/Wire | Crimp | 200V | - | 10000 | https://www.unikeyic.com/media/datasheet/6f/ec/8cf1/de/79a01bcfd36aa588e8c9334e1a7b15b0.pdf | https://www.unikeyic.com/products/solid-state-lighting-ssl-connectors/es3s002sza/31628602.html
FLAR01613005 | Amphenol | 80: 6.8223 | [36 empty] | 40000 | https://www.unikeyic.com/media/about_us/Unikey_ISO_9001_Certification.pdf | https://www.unikeyic.com/products/solid-state-lighting-ssl-connectors/flar01613005/14742579.html
FLM-P21-00 | Amphenol | 75: 0.814 400: 0.715 500: 0.66 | Receptacle Housing, FLM Series, Book 20, LEX-MR for Crimp Pin Contacts, Black |  | FLM-P21 |  | Receptacle Housing for Pin Contact | - | - | - |  | Latch Lock | - |  | Black | Thermoplastic | - |  |  | - | 1 (Unlimited) |  | Free Hanging (In-Line) | 2 |  | -40°C ~ 105°C | Bag | 0.110" (2.80mm) |  | 12821344 |  |  | FLM |  | Cable/Wire to Cable/Wire | Crimp | - | - | 909 | https://www.unikeyic.com/media/pdf/HTMLDatasheet/amphenol/25/8e/629e/flm-p21-w0/2025/11/flm-p21-w0.pdf | https://www.unikeyic.com/products/solid-state-lighting-ssl-connectors/flm-p21-00/6245008.html
FLM-P21-W0 | Amphenol | 70: 0.858 350: 0.737 500: 0.693 | Receptacle Housing, FLM Series, Book 20, LEX-MR for Crimp Pin Contacts, White |  | FLM-P21 |  | Receptacle Housing for Pin Contact | - | - | - |  | Latch Lock | - |  | White | Thermoplastic | - |  |  | - | 1 (Unlimited) |  | Free Hanging (In-Line) | 2 |  | -40°C ~ 105°C | Bag | 0.110" (2.80mm) |  |  |  |  | FLM |  | Cable/Wire to Cable/Wire | Crimp | - | - | 897 | https://www.unikeyic.com/media/pdf/HTMLDatasheet/amphenol/25/8e/629e/flm-p21-w0/2025/11/flm-p21-w0.pdf | https://www.unikeyic.com/products/solid-state-lighting-ssl-connectors/flm-p21-w0/7684187.html
FLM-P22-00 | Amphenol | 157: 1.254 | Receptacle, FLM Series, Book 20, LEX-MR Right Angle SMT, Pin Contacts, Black |  | FLM-P22 |  | Receptacle | - | - | - |  | Latch Lock | - |  | Black | Thermoplastic | - |  |  | - | 2A (4 Weeks) |  | Board Edge, Surface Mount, Right Angle | 2 |  | -40°C ~ 105°C |  | 0.110" (2.80mm) |  | 12821334 |  |  | FLM |  | Cable/Wire to Cable/Wire | Solder | - | - | 225 | https://www.unikeyic.com/media/pdf/HTMLDatasheet/amphenol/32/68/5b4f/flm-p22-w0/2025/11/flm-p22-w0.pdf | https://www.unikeyic.com/products/solid-state-lighting-ssl-connectors/flm-p22-00/9668728.html
FLM-P22-W0 | Amphenol | 550: 1.034 | Receptacle, FLM Series, Book 20, LEX-MR Right Angle SMT, Pin Contacts White |  | FLM-P22 |  | Receptacle | - | - | - |  | Latch Lock | - |  | White | Thermoplastic | - |  |  | - | 1 (Unlimited) |  | Board Edge, Surface Mount, Right Angle | 2 |  | -40°C ~ 105°C |  | 0.110" (2.80mm) |  | 12821378 |  |  | FLM |  | Cable/Wire to Cable/Wire | Solder | - | - | 550 | https://www.unikeyic.com/media/pdf/HTMLDatasheet/amphenol/32/68/5b4f/flm-p22-w0/2025/11/flm-p22-w0.pdf | https://www.unikeyic.com/products/solid-state-lighting-ssl-connectors/flm-p22-w0/24371021.html
FLM-S21-00 | Amphenol | 500: 0.9697 | Plug Housing, FLM Series, Book 20, LEX-LP for Crimp Socket Contacts, Black |  | FLM-S21 |  | Plug Housing for Socket Contact | - | - | - |  | Locking Ramp | - |  | Black | Thermoplastic | - |  |  | - | 1 (Unlimited) |  | Free Hanging (In-Line) | 2 |  | -40°C ~ 105°C | Bag | 0.110" (2.80mm) |  |  |  |  | FLM |  | Cable/Wire to Cable/Wire | Crimp | - | - | 250000 | https://www.unikeyic.com/media/about_us/Unikey_ISO_9001_Certification.pdf | https://www.unikeyic.com/products/solid-state-lighting-ssl-connectors/flm-s21-00/33749738.html
FLM-S21-W0 | Amphenol | 55: 1.089 300: 0.946 500: 0.88 | Plug Housing, FLM Series, Book 20, LEX-LP for Crimp Socket Contacts, White |  | FLM-S21 |  | Plug Housing for Socket Contact | - | - | - |  | Locking Ramp | - |  | White | Thermoplastic | - |  |  | - | 1 (Unlimited) |  | Free Hanging (In-Line) | 2 |  | -40°C ~ 105°C | Bag | 0.110" (2.80mm) |  | 12821345 |  |  | FLM |  | Cable/Wire to Cable/Wire | Crimp | - | - | 500 | https://www.unikeyic.com/media/about_us/Unikey_ISO_9001_Certification.pdf | https://www.unikeyic.com/products/solid-state-lighting-ssl-connectors/flm-s21-w0/11335972.html
FLM-S23-00 | Amphenol | 10: 1.7375 25: 1.668 50: 1.5568 100: 1.529 500: 1.529 | Outdoor Lighting Receptacles, Bases and Domes |  | FLM-S23 |  | Plug, Poke-In Wire | Tin | Copper Alloy | 3A, 7A |  | Locking Ramp | - |  | Black | Thermoplastic | - |  |  | 25 | Not Applicable |  | Free Hanging (In-Line) | 2 |  | -40°C ~ 105°C | Bag | 0.110" (2.80mm) |  |  |  |  | - |  | Cable/Wire to Cable/Wire | Solder | 250V | 18 AWG, 20 AWG, 22 AWG | 14 | https://www.unikeyic.com/media/about_us/Unikey_ISO_9001_Certification.pdf | https://www.unikeyic.com/products/solid-state-lighting-ssl-connectors/flm-s23-00/22644534.html
FLSC80505000 | Amphenol | 20: 3.08 80: 2.508 | Amphenol ICC End Cap, FLS Series, For Saga Spec 18, Top Cover | Cover | FLS-C80 | White | [7 empty] | FLS Series |  |  |  |  | Polycarbonate (PC) |  | 1 (Unlimited) | [5 empty] | Tray | [5 empty] | FLS | - |  |  |  |  | 160 | https://www.unikeyic.com/media/about_us/Unikey_ISO_9001_Certification.pdf | https://www.unikeyic.com/products/solid-state-lighting-ssl-connectors/flsc80505000/31176209.html
FLSSR4001 | Amphenol | 5: 4.876 50: 4.0932 245: 3.8115 490: 3.7275 735: 3.717 1,225: 3.6855 2,695: 3.6435 5,145: 3.6225 | Amphenol ICC Socket Protection Cover, FLS series, Used in Saga specifications 18., Extension modules |  | FLS-SR40 |  | Receptacle | Tin | Copper Alloy | - |  | - | - |  | Black | Polybutylene Terephthalate (PBT), Glass Filled | - |  |  | - | 1 (Unlimited) |  | Panel Mount | 4 |  | - | Tray | - |  | 13404771 |  |  | FLS |  | Cable/Wire to Cable/Wire | Screw | - | 16-20 AWG | 245 | https://www.unikeyic.com/media/about_us/Unikey_ISO_9001_Certification.pdf | https://www.unikeyic.com/products/solid-state-lighting-ssl-connectors/flssr4001/13273873.html
LEAR-02V-S | JST | 5: 0.1221 50: 0.0976 150: 0.0853 | JST 1 road 1.8mm LED Connector housing, LEB series, Used forLED lighting、 |  | LEAR-02V |  | Receptacle Housing for Socket Contact | - | - | 3A (22 AWG) |  | - | - |  | Natural | Polybutylene Terephthalate (PBT) | - |  |  | - | 1 (Unlimited) |  | Free Hanging (In-Line) | 2 |  | -55°C ~ 105°C | Bulk | 0.071" (1.80mm) |  | 2641560 |  |  | LEA |  | Board to Cable/Wire | Crimp | 300V | - |  | https://www.unikeyic.com/media/datasheet/88/db/2046/88/5ab8cd425dcdbe712ff796eae0fd8629.pdf | https://www.unikeyic.com/products/solid-state-lighting-ssl-connectors/lear-02v-s/25107232.html
LEBRP-01V-S | JST | 50,000: 0.0579 150,000: 0.0569 250,000: 0.0554 | JST 1 road 4mm LED Connector housing, LEB series, Used forLED lighting、 |  | LEBRP-01 |  | Plug Housing for Tab Contact | - | - | 3A (22 AWG) |  | - | - |  | Natural | Polybutylene Terephthalate (PBT) | - |  |  | - | 1 (Unlimited) |  | Free Hanging (In-Line) | 1 |  | -55°C ~ 105°C | Bulk | - |  | 2641563 |  |  | LEB |  | Board to Cable/Wire | Crimp | 300V | - | 500000 | https://www.unikeyic.com/media/datasheet/61/3f/6f1e/61/ed66302f29e5f03c3a5ff28ccf0ea4f9.pdf | https://www.unikeyic.com/products/solid-state-lighting-ssl-connectors/lebrp-01v-s/14722431.html
LEBRP-02V-S | JST | 1: 0.876 | JST 2 road 4mm LED Connector housing, LEB series, Used forLED lighting、 |  | LEBRP-02 |  | Plug Housing for Tab Contact | - | - | 3A (22 AWG) |  | - | - |  | Natural | Polybutylene Terephthalate (PBT) | - |  |  | - | 1 (Unlimited) |  | Free Hanging (In-Line) | 2 |  | -55°C ~ 105°C | Bulk | - |  | 5067223 |  |  | LEB |  | Board to Cable/Wire | Crimp | 300V | - | 100 | https://www.unikeyic.com/media/datasheet/09/bf/33e6/09/0fbbc3fd69e3071f9dfcac6c76d40ca8.pdf | https://www.unikeyic.com/products/solid-state-lighting-ssl-connectors/lebrp-02v-s/19697716.html
LEHR-02V-S-A (HF) | JST | 30,000: 0.1072 | Conn Housing RCP 2 POS 1.8mm Crimp ST Cable Mount Bag | [7 empty] | LEHR-02V-S-A (HF) JST | [6 empty] | 4.65mm(Length)*7.05mm(height) |  |  |  | wire mounting, free hanging, Through hole mounting |  |  | -55℃~105℃ |  |  |  | Stop production |  |  | bulk | [6 empty] | 300000 | https://www.unikeyic.com/media/datasheet/81/74/0f14/81/3545d92b6c1dea2768a184ada3b21239.pdf | https://www.unikeyic.com/products/solid-state-lighting-ssl-connectors/lehr-02v-s-a-hf/2280155.html
LEK-01RS-2RPT | JST | 1: 0.1239 | [8 empty] | LEK-01RS-2RPT JST | [10 empty] | SMD mount |  |  | -55℃~85℃ |  |  |  | Stop production |  | Compliant | Tape and reel packaging | [6 empty] | 100 | https://www.unikeyic.com/media/datasheet/d5/86/9468/d5/d4232a6b0ddb7c338b40e75f10d83b1b.pdf | https://www.unikeyic.com/products/solid-state-lighting-ssl-connectors/lek-01rs-2rpt/18429816.html
LEXR-02V-S(HF) | JST | 40,000: 0.0625 80,000: 0.0614 120,000: 0.0609 | Wire to Board HDR 2 POS 2.5mm pitch | [7 empty] | LEXR-02V-S(HF) JST | [6 empty] | 7mm(Length)*2.9mm(width) |  |  |  | wire mounting, free hanging, Through hole mounting |  |  | -55℃~105℃ |  |  |  | On sale |  | Compliant | bulk | [6 empty] | 200000 | https://www.unikeyic.com/media/datasheet/fe/d6/e4ac/fe/578d12c8008916e18477dbc5ce852640.pdf | https://www.unikeyic.com/products/solid-state-lighting-ssl-connectors/lexr-02v-s-hf/889131.html
LK 980-01/ 2 | Adels-Contact | 10: 5.0515 | Terminal Block, 2 Pole With Voltage Rating 450 V |  |  |  | Receptacle, Push-In and Insert | - | Copper, Steel | 16A, 24A |  | - | Lever Actuated |  | White | Polyamide (PA66), Nylon 6/6 | - |  |  | - | 1 (Unlimited) |  | Panel Mount | 2 |  | 100°C | Bulk | - |  |  |  |  | Luminaire LK980 |  | Board to Cable/Wire | Push and Insert | 600V | 14-20 AWG | 1440 | https://www.unikeyic.com/media/pdf/EnvironmentalInformation/adels-contact/d8/fb/3682/14830212/2025/12/RoHS-en.pdf | https://www.unikeyic.com/products/solid-state-lighting-ssl-connectors/lk-980-01-2/112632920.html
SLEB-001T-P0.2 | JST | 15,000: 0.0282 30,000: 0.0268 45,000: 0.0261 75,000: 0.0251 105,000: 0.0245 150,000: 0.0239 | Contact PIN Crimp ST Cable Mount 22-26AWG Reel |  | SLEB-001 |  | Contact, Tab | Tin | Copper Alloy | - |  | - | - |  | - | - |  |  |  | - | 1 (Unlimited) |  | Free Hanging (In-Line) | 1 |  | -55°C ~ 105°C | Tape & Reel (TR)Cut Tape (CT) | - |  | 2641562 |  |  | LEB |  | Board to Cable/Wire | Crimp | 300 V | 22-26 AWG | 28485 | https://www.unikeyic.com/media/datasheet/af/15/b24b/af/681292f4b2572ac6c930f4edff91332e.pdf | https://www.unikeyic.com/products/solid-state-lighting-ssl-connectors/sleb-001t-p0-2/34418440.html
SLEH-001T-P0.15 | JST | 10: 0.0158 50: 0.0153 100: 0.0148 | 1.8mm Pitch For LED Lamp Disconnectable Crimp Style Connector | [7 empty] | SLEH-001T-P0.15 JST | [10 empty] | wire mounting, free hanging, Through hole mounting |  |  | -55℃~105℃ |  |  |  | Stop production |  | Non-compliant | Tape and reel packaging | [6 empty] | 59 | https://www.unikeyic.com/media/datasheet/dc/5a/0612/dc/096c716758036d7369ed2ebc624be225.pdf | https://www.unikeyic.com/products/solid-state-lighting-ssl-connectors/sleh-001t-p0-15/32819227.html
SLEN-001T-P0.2 | JST | 72,000: 0.0187 216,000: 0.0183 360,000: 0.0179 | Disconnectable Crimp Style Contact | [7 empty] | SLEN-001T-P0.2 JST | [10 empty] | wire mounting, free hanging, Through hole mounting |  |  | -55℃~105℃ |  |  |  | Stop production |  | Compliant | Tape and reel packaging | [6 empty] | 720000 | https://www.unikeyic.com/media/datasheet/2f/63/2004/2f/01ee0d868564492a97ec8dcfc465a519.pdf | https://www.unikeyic.com/products/solid-state-lighting-ssl-connectors/slen-001t-p0-2/18950317.html
SMDBLANK/ 1 | Adels-Contact |  | 1 Location Through-hole ／ welding | [18 empty] | SMD mount | [8 empty] | Compliant | Tape and reel packaging | [7 empty] | https://www.unikeyic.com/media/about_us/Unikey_ISO_9001_Certification.pdf | https://www.unikeyic.com/products/solid-state-lighting-ssl-connectors/smdblank-1/695523084.html
SMDFLAT 345/ 1 WS | Adels-Contact | 2,000: 0.1483 4,000: 0.1412 6,000: 0.1372 10,000: 0.1323 14,000: 0.1292 20,000: 0.126 | 1 Location Through-hole、 ／ welding | [18 empty] | SMD mount |  |  | -40℃~150℃ | [5 empty] | Compliant | Tape and reel packaging | [6 empty] | 43266 | https://www.unikeyic.com/media/about_us/Unikey_ISO_9001_Certification.pdf | https://www.unikeyic.com/products/solid-state-lighting-ssl-connectors/smdflat-345-1-ws/695451005.html
SSL11-J2A00-000001 | AMPHENOL LTW | 4,000: 0.3849 8,000: 0.3789 12,000: 0.3731 20,000: 0.3183 | SSL 1.1, Plastic, 3A, 02 pins, Jack Connector, Straight With Post, SMT, Receptacle |  | SSL11 |  | Jack Housing for Pin Contact | Gold | Copper Alloy | 3A |  | Detent Lock | Board Guide, Pick and Place, Solder Retention |  | Natural | Thermoplastic | IP68 |  |  | - | 1 (Unlimited) |  | Surface Mount | 2 |  | -40°C ~ 125°C | Tape & Reel (TR) | - |  |  |  |  | - |  | Board to Board or Cable | Solder | 100V | - | 10000 | https://www.unikeyic.com/media/upload/altw/datasheet/SSL11-J2A00-000001.pdf | https://www.unikeyic.com/products/solid-state-lighting-ssl-connectors/ssl11-j2a00-000001/947790.html
SSL11-J2C00-000001 | AMPHENOL LTW | 9,600: 0.3082 19,200: 0.3035 38,400: 0.3011 | SSL 1.1, Plastic, 3A, 02 pins, Jack Connector, Right Angle With Post, SMT, Receptacle |  | SSL11 |  | Jack Housing for Pin Contact | Gold | Copper Alloy | 3A |  | Detent Lock | Board Guide, Pick and Place, Solder Retention |  | Natural | Thermoplastic | IP68 |  |  | - | 1 (Unlimited) |  | Surface Mount | 2 |  | -40°C ~ 105°C | Tape & Reel (TR) | - |  | 7620292 |  |  | - |  | Board to Board or Cable | Solder | 100V | - | 10000 | https://www.unikeyic.com/media/upload/altw/datasheet/SSL11-J2C00-000001.pdf | https://www.unikeyic.com/products/solid-state-lighting-ssl-connectors/ssl11-j2c00-000001/26614438.html
SSL11-J2D00-000001 | AMPHENOL LTW | 1,200: 0.4574 2,400: 0.4356 3,600: 0.4233 6,000: 0.4083 8,400: 0.3987 12,000: 0.3888 | Conn SKT 2 POS Solder RA SMD 4 Terminal 1 Port |  | SSL11 |  | Receptacle, Non-Gendered | Gold | Copper Alloy | 3A |  | Detent Lock | Solder Retention |  | White | Thermoplastic | - |  |  | 100 | 1 (Unlimited) |  | Surface Mount, Right Angle | 2 |  | -40°C ~ 105°C |  | - |  |  |  |  | - |  | Board to Board or Cable | Solder | 100V | - | 2300 | https://www.unikeyic.com/media/upload/altw/datasheet/SSL11-J2D00-000001.pdf | https://www.unikeyic.com/products/solid-state-lighting-ssl-connectors/ssl11-j2d00-000001/944523.html
SSL11-J4A00-000001 | AMPHENOL LTW | 3,200: 0.5137 6,400: 0.5057 9,600: 0.5017 | SSL 1.1, Plastic, 3A, 04 pins, Jack Connector, Straight With Post, SMT, Receptacle |  | SSL11 |  | Jack Housing for Pin Contact | Gold | Copper Alloy | 3A |  | Detent Lock | Board Guide, Pick and Place, Solder Retention |  | Natural | Thermoplastic | IP68 |  |  | - | 1 (Unlimited) |  | Surface Mount | 4 |  | -40°C ~ 105°C | Tape & Reel (TR) | - |  |  |  |  | - |  | Board to Board or Cable | Solder | 100V | - | 10000 | https://www.unikeyic.com/media/upload/altw/datasheet/SSL11-J4A00-000001.pdf | https://www.unikeyic.com/products/solid-state-lighting-ssl-connectors/ssl11-j4a00-000001/20169070.html
SSL11-J4D00-000001 | AMPHENOL LTW | 8,000: 0.319 | Lighting Connectors SSL 1.1 Plastic 3A 04 pins Jack Connector Right Angle Without Post SMT Receptacle |  | SSL11 |  | Jack Housing for Pin Contact | Gold | Copper Alloy | 3A |  | Detent Lock | Pick and Place, Solder Retention |  | Natural | Thermoplastic | IP68 |  |  | - | 1 (Unlimited) |  | Surface Mount | 4 |  | -40°C ~ 105°C | Tape & Reel (TR) | - |  | 7620305 |  |  | - |  | Board to Board or Cable | Solder | 100V | - | 9332 | https://www.unikeyic.com/media/upload/altw/datasheet/SSL11-J4D00-000001.pdf | https://www.unikeyic.com/products/solid-state-lighting-ssl-connectors/ssl11-j4d00-000001/4947196.html
SSL11-J6A00-000001 | AMPHENOL LTW | 200: 0.594 500: 0.583 950: 0.572 1,900: 0.561 3,200: 0.55 | SSL Solution Connectors |  | SSL11 |  | Receptacle, Non-Gendered | Gold | Copper Alloy | 3A |  | Detent Lock | Board Guide, Solder Retention |  | White | Thermoplastic | - |  |  | 100 | 1 (Unlimited) |  | Surface Mount | 6 |  | -40°C ~ 105°C |  | - |  | 7102804 |  |  | - |  | Board to Board or Cable | Solder | 100V | - | 3200 | https://www.unikeyic.com/media/upload/altw/datasheet/SSL11-J6A00-000001.pdf | https://www.unikeyic.com/products/solid-state-lighting-ssl-connectors/ssl11-j6a00-000001/25139945.html
SSL11-J6D00-000001 | AMPHENOL LTW | 8,000: 0.578 16,000: 0.5689 24,000: 0.5644 | SSL 1.1, Plastic, 3A, 06 pins, Jack Connector, Right Angle Without Post, SMT, Receptacle |  | SSL11 |  | Jack Housing for Pin Contact | Gold | Copper Alloy | 3A |  | Detent Lock | Pick and Place, Solder Retention |  | Natural | Thermoplastic | IP68 |  |  | - | 1 (Unlimited) |  | Surface Mount | 6 |  | -40°C ~ 105°C | Tape & Reel (TR) | - |  |  |  |  | - |  | Board to Board or Cable | Solder | 100V | - | 10000 | https://www.unikeyic.com/media/upload/altw/datasheet/SSL11-J6D00-000001.pdf | https://www.unikeyic.com/products/solid-state-lighting-ssl-connectors/ssl11-j6d00-000001/6008514.html
SSL11-P2A00-000001 | AMPHENOL LTW | 4,000: 0.3912 8,000: 0.3852 12,000: 0.3792 20,000: 0.3237 | SSL 1.1, Plastic, 3A, 02 pins, Plug Connector, Straight With Post, SMT, Receptacle |  | SSL11 |  | Plug, Non-Gendered | Gold | Copper Alloy | 3A |  | Detent Lock | Board Guide, Pick and Place, Solder Retention |  | Natural | Thermoplastic | IP68 |  |  | - | 1 (Unlimited) |  | Surface Mount | 2 |  | -40°C ~ 105°C | Tape & Reel (TR) | - |  |  |  |  | - |  | Board to Board or Cable | Solder | 100V | - | 10000 | https://www.unikeyic.com/media/upload/altw/datasheet/SSL11-P2A00-000001.pdf | https://www.unikeyic.com/products/solid-state-lighting-ssl-connectors/ssl11-p2a00-000001/21562282.html
SSL11-P2C00-000001 | AMPHENOL LTW | 9,600: 0.3082 19,200: 0.3035 38,400: 0.3011 | SSL 1.1, Plastic, 3A, 02 pins, Plug Connector, Right Angle With Post, SMT, Receptacle |  | SSL11 |  | Plug, Non-Gendered | Gold | Copper Alloy | 3A |  | Detent Lock | Board Guide, Pick and Place, Solder Retention |  | Natural | Thermoplastic | IP68 |  |  | - | 1 (Unlimited) |  | Surface Mount | 2 |  | -40°C ~ 105°C | Tape & Reel (TR) | - |  | 7620327 |  |  | - |  | Board to Board or Cable | Solder | 100V | - | 10000 | https://www.unikeyic.com/media/upload/altw/datasheet/SSL11-P2C00-000001.pdf | https://www.unikeyic.com/products/solid-state-lighting-ssl-connectors/ssl11-p2c00-000001/25695113.html
SSL11-P2D00-000001 | AMPHENOL LTW | 9,600: 0.3082 19,200: 0.3035 38,400: 0.3011 | Conn PL 2 POS Solder RA SMD 4 Terminal 1 Port |  | SSL11 |  | Plug, Non-Gendered | Gold | Copper Alloy | 3A |  | Detent Lock | Solder Retention |  | White | Thermoplastic | - |  |  | 100 | 1 (Unlimited) |  | Surface Mount, Right Angle | 2 |  | -40°C ~ 105°C |  | - |  | 7102803 |  |  | - |  | Board to Board or Cable | Solder | 100V | - | 10000 | https://www.unikeyic.com/media/upload/altw/datasheet/SSL11-P2D00-000001.pdf | https://www.unikeyic.com/products/solid-state-lighting-ssl-connectors/ssl11-p2d00-000001/964877.html
SSL11-P4A00-000001 | AMPHENOL LTW | 3,200: 0.501 6,400: 0.4932 9,600: 0.4893 | DC Plug Connector |  | SSL11 |  | Plug, Non-Gendered | Gold | Copper Alloy | 3A |  | Detent Lock | Board Guide, Pick and Place, Solder Retention |  | Natural | Thermoplastic | IP68 |  |  | - | 1 (Unlimited) |  | Surface Mount | 4 |  | -40°C ~ 105°C | Tape & Reel (TR) | - |  | 7620340 |  |  | - |  | Board to Board or Cable | Solder | 100V | - | 10000 | https://www.unikeyic.com/media/upload/altw/datasheet/SSL11-P4A00-000001.pdf | https://www.unikeyic.com/products/solid-state-lighting-ssl-connectors/ssl11-p4a00-000001/21673936.html
SSL11-P4D00-000001 | AMPHENOL LTW | 8,000: 0.319 | Lighting Connectors SSL 1.1 Plastic 3A 04 pins Plug Connector Right Angle Without Post SMT Receptacle |  | SSL11 |  | Plug, Non-Gendered | Gold | Copper Alloy | 3A |  | Detent Lock | Pick and Place, Solder Retention |  | Natural | Thermoplastic | IP68 |  |  | - | 1 (Unlimited) |  | Surface Mount | 4 |  | -40°C ~ 105°C | Tape & Reel (TR) | - |  |  |  |  | - |  | Board to Board or Cable | Solder | 100V | - | 9660 | https://www.unikeyic.com/media/upload/altw/datasheet/SSL11-P4D00-000001.pdf | https://www.unikeyic.com/products/solid-state-lighting-ssl-connectors/ssl11-p4d00-000001/2256123.html
SSL11-P6A00-000001 | AMPHENOL LTW | 200: 0.572 500: 0.561 1,000: 0.55 2,000: 0.539 3,200: 0.528 | DC Plug Connector SMT Type |  | SSL11 |  | Plug, Non-Gendered | Gold | Copper Alloy | 3A |  | Detent Lock | Board Guide, Solder Retention |  | White | Thermoplastic | - |  |  | 100 | 1 (Unlimited) |  | Surface Mount | 6 |  | -40°C ~ 105°C |  | - |  | 7102797 |  |  | - |  | Board to Board or Cable | Solder | 100V | - | 4739 | https://www.unikeyic.com/media/upload/altw/datasheet/SSL11-P6A00-000001.pdf | https://www.unikeyic.com/products/solid-state-lighting-ssl-connectors/ssl11-p6a00-000001/34827062.html
SSL11-P6D00-000001 | AMPHENOL LTW | 8,000: 0.495 | Lighting Connectors SSL 1.1 Plastic 3A 06 pins Plug Connector Right Angle Without Post SMT Receptacle |  | SSL11 |  | Plug, Non-Gendered | Gold | Copper Alloy | 3A |  | Detent Lock | Pick and Place, Solder Retention |  | Natural | Thermoplastic | IP68 |  |  | - | 1 (Unlimited) |  | Surface Mount | 6 |  | -40°C ~ 105°C | Tape & Reel (TR) | - |  | 7620355 |  |  | - |  | Board to Board or Cable | Solder | 100V | - | 9778 | https://www.unikeyic.com/media/upload/altw/datasheet/SSL11-P6D00-000001.pdf | https://www.unikeyic.com/products/solid-state-lighting-ssl-connectors/ssl11-p6d00-000001/4975552.html
SSL12-J2D00-000001 | AMPHENOL LTW | 200: 0.627 450: 0.616 900: 0.605 1,800: 0.594 | Wire to Board Connector SKT 2 POS 3mm Solder Straight SMD T/R |  | SSL12 |  | Receptacle, Male Pins | Gold | Copper Alloy | 5A |  | Latch Holder | Solder Retention |  | White | Liquid Crystal Polymer (LCP) | IP68 - Dust Tight, Waterproof |  |  | 30 | 1 (Unlimited) |  | Surface Mount, Right Angle | 2 |  | -40°C ~ 105°C |  | 0.118" (3.00mm) |  | 5253159 |  |  | - |  | Board to Cable/Wire | Solder | 250V | - | 3500 | https://www.unikeyic.com/media/upload/altw/datasheet/SSL12-J2D00-000001.pdf | https://www.unikeyic.com/products/solid-state-lighting-ssl-connectors/ssl12-j2d00-000001/20248757.html
SSL12-J2FJ0-000001 | AMPHENOL LTW | 2,500: 0.3991 5,000: 0.3934 7,500: 0.3818 | Conn Housing RCP 2 POS Crimp ST Cable Mount |  | SSL12 |  | Jack Housing for Pin Contact | - | - | 5A |  | Latch Holder | - |  | White | Polyamide (PA), Nylon | IP68 - Dust Tight, Waterproof |  |  | 30 | 1 (Unlimited) |  | Free Hanging (In-Line) | 2 |  | -40°C ~ 105°C | Bulk | - |  | 5253120 |  |  | - |  | Cable/Wire to Cable/Wire | Crimp | 250V | 20-22 AWG | 7500 | https://www.unikeyic.com/media/upload/altw/datasheet/SSL12-J2FJ0-000001.pdf | https://www.unikeyic.com/products/solid-state-lighting-ssl-connectors/ssl12-j2fj0-000001/15798300.html
SSL12-J2FJ0-000001 | Amphenol | 500: 0.4456 1,000: 0.4366 2,000: 0.4235 | Amphenol Industrial Standard connector plug, SSL12series, 2contact, Cable installation, 5.0A | [7 empty] | SSL12-J2FJ0-000001 Amphenol | [6 empty] | 22.8mm(Length)*11.8mm(width) |  |  |  | wire mounting |  |  | -40℃~105℃ | [5 empty] | Non-compliant | Bagged | [6 empty] | 3900 | https://www.unikeyic.com/media/datasheet/5b/c4/9ac3/5b/43fa4fd11db916523e9c5f65b8ec9228.pdf | https://www.unikeyic.com/products/solid-state-lighting-ssl-connectors/ssl12-j2fj0-000001/34446191.html
SSL12-J4D00-000001 | AMPHENOL LTW | 200: 0.726 400: 0.715 800: 0.693 1,600: 0.682 2,400: 0.671 | Conn Rectangular F 4 POS Solder RA SMD |  | SSL12 |  | Jack Housing for Pin Contact | Gold | Copper Alloy | 5A |  | Detent Lock | Pick and Place, Solder Retention |  | Natural | Thermoplastic | IP68 |  |  | - | 1 (Unlimited) |  | Surface Mount | 4 |  | -40°C ~ 105°C |  | - |  | 7620370 |  |  | - |  | Board to Board or Cable | Solder | 250V | - | 300 | https://www.unikeyic.com/media/upload/altw/datasheet/SSL12-J4D00-000001.pdf | https://www.unikeyic.com/products/solid-state-lighting-ssl-connectors/ssl12-j4d00-000001/1015456.html
SSL12-J4FJ0-000001 | AMPHENOL LTW | 10: 11 | Connector Housing, Female, 4 Pos, Crimp, Straight, Cable Mount |  | SSL12 |  | Jack Housing for Pin Contact | - | - | 5A |  | Locking Ramp | - |  | White | Thermoplastic | IP68 - Dust Tight, Waterproof |  |  | 30 | 1 (Unlimited) |  | Free Hanging (In-Line) | 4 |  | -40°C ~ 105°C | Bulk | - |  | 7102786 |  |  | - |  | Cable/Wire to Cable/Wire | Crimp | 250V | 20-22 AWG | 10 | https://www.unikeyic.com/media/upload/altw/datasheet/SSL12-J4FJ0-000001.pdf | https://www.unikeyic.com/products/solid-state-lighting-ssl-connectors/ssl12-j4fj0-000001/23217396.html
SSL12-P2FP0-M00001 | AMPHENOL LTW | 254: 0.5586 | Conn Housing PL 2 POS Crimp ST Cable Mount |  | SSL12 |  | Plug Housing for Socket Contact | - | - | 5A |  | Latch Lock | - |  | White | Polyamide (PA), Nylon | IP68 - Dust Tight, Waterproof |  |  | 30 | 1 (Unlimited) |  | Free Hanging (In-Line) | 2 |  | -40°C ~ 105°C | Bulk | - |  | 5253121 |  |  | - |  | Cable/Wire to Cable/Wire or Board | Crimp | 250V | 20-22 AWG | 254 | https://www.unikeyic.com/media/upload/altw/datasheet/SSL12-P2FP0-M00001.pdf | https://www.unikeyic.com/products/solid-state-lighting-ssl-connectors/ssl12-p2fp0-m00001/34202816.html
SSL12-P4FP0-M00001 | AMPHENOL LTW | 10: 1.1432 25: 1.0715 50: 1.0203 100: 0.9715 250: 0.9106 500: 0.8671 | Conn Housing PL 4 POS Crimp ST Cable Mount White |  | SSL12 |  | Plug Housing for Socket Contact | - | - | 5A |  | Latch Lock | - |  | White | Thermoplastic | IP68 - Dust Tight, Waterproof |  |  | 30 | 1 (Unlimited) |  | Free Hanging (In-Line) | 4 |  | -40°C ~ 105°C | Bulk | - |  |  |  |  | - |  | Cable/Wire to Cable/Wire or Board | Crimp | 250V | 20-22 AWG | 1131 | https://www.unikeyic.com/media/upload/altw/datasheet/SSL12-P4FP0-M00001.pdf | https://www.unikeyic.com/products/solid-state-lighting-ssl-connectors/ssl12-p4fp0-m00001/4922328.html
X3700H-02-PT | XKB Connection | 6,000: 0.0204 12,000: 0.0196 18,000: 0.0193 | 3.7mm Board to Board Connector(MX3.7)HSG,02P | [7 empty] | X3700H-02-PT XKB Connection | [27 empty] | 60000 | https://www.unikeyic.com/media/datasheet/0b/ca/4593/0bca4593366f7995f47d12cbea7fea00.pdf | https://www.unikeyic.com/products/solid-state-lighting-ssl-connectors/x3700h-02-pt/19830548.html
X3700WF-02HF-LPSN | XKB Connection | 4,500: 0.045 9,000: 0.0431 13,500: 0.0424 | 3.7mm Board to Board Connector(MX3.7 503469),Horizontal SMD,Mother seat,LCP,02P | [7 empty] | X3700WF-02HF-LPSN XKB Connection | [13 empty] | -40℃~85℃ | [13 empty] | 45000 | https://www.unikeyic.com/media/datasheet/64/e0/09d6/64e009d6a66f61940f6b5fd5f24097c4.pdf | https://www.unikeyic.com/products/solid-state-lighting-ssl-connectors/x3700wf-02hf-lpsn/9730061.html
X3700WM-02HF-LPSN | XKB Connection | 3,000: 0.045 6,000: 0.0431 9,000: 0.0424 | 3.7mm Board to Board Connector(MX3.7 503471),Horizontal SMD,Male Socket Header,LCP,02P | [7 empty] | X3700WM-02HF-LPSN XKB Connection | [13 empty] | -40℃~85℃ | [13 empty] | 30000 | https://www.unikeyic.com/media/datasheet/00/2a/a12c/002aa12c6244767b500b78cf60bd0cb9.pdf | https://www.unikeyic.com/products/solid-state-lighting-ssl-connectors/x3700wm-02hf-lpsn/22572318.html
ZFS-CH0-12J | JKL Components | 5: 2.2145 10: 2.0802 50: 1.7502 | JKL Components LED Connector, ZFS Series, 2-Pin, 2-Channel | [7 empty] | ZFS-CH0-12J JKL Components | [6 empty] | 16.3mm*15.5mm*4.7mm | [20 empty] | 165 | https://www.unikeyic.com/media/datasheet/99/e7/1647/99/d6ef1f8d01c530de45571df4dc19ac04.pdf | https://www.unikeyic.com/products/solid-state-lighting-ssl-connectors/zfs-ch0-12j/6734955.html
ZFS-CH0-8J | JKL Components | 5: 1.689 10: 1.6226 | JKL Components Pipe joint LEDConnector, ZFSseries, 2pole, 2road | [7 empty] | ZFS-CH0-8J JKL Components | [6 empty] | 15.5mm*12.4mm*4.89mm |  |  |  | wire mounting, free hanging, Through hole mounting | [6 empty] | On sale |  | Compliant | bulk | [6 empty] | 665 | https://www.unikeyic.com/media/datasheet/85/0f/cc56/85/da78bef30f9190889127f25b3fe46016.pdf | https://www.unikeyic.com/products/solid-state-lighting-ssl-connectors/zfs-ch0-8j/2721835.html