## Wire Splice Terminals
Part Number | Manufacturer | Price | Description | Accessory Type | Application Level | Base Product Number | Cable Opening | Color | Connector Type | Contact Finish | Contact Material | Contact Material-Plating | Contact Tail Length | Contact Type | Current | Current-IEC | Current-UL | Current Rating (Amps) | Datasheet | Features | For Use With / Related Products | Gender | Header Orientation | Height (Max) | Housing Color | Housing Material | Ingress Protection | Insulation | Insulation Height | Length | Length/Width/Height | Length - Overall | Material - Insulation | Material Flammability Rating | Moisture Sensitivity Level (MSL) | Mounting Type | Mounting Type | Number of Levels | Number of Positions | Number of Wire Entries | Operating Temperature | Operating Temperature | Packaging | Pitch | Positions Per Level | Product Status | Rid | RoHS | SPM | Series | Shell Size - Insert | Stripping Length | Stud/Tab Size | Terminal - Width | Terminal Type | Termination | Termination Style | Thickness | Voltage | Voltage - IEC | Voltage - UL | Voltage Rating | Width - Outer Edges | Wire Gauge | Wire Gauge or Range - AWG | Wire Gauge or Range - mm² | Wire Strip Length | Wire Termination | Stock | Datasheet URL | Source URL
016529-000 | TE Connectivity | 4,000: 1.6715 |  |  |  | 0165 |  | Blue | [11 empty] | - | [7 empty] | Fully Insulated Heat Shrink | [6 empty] | 1 (Unlimited) |  |  |  |  | 2 |  |  | Bulk | [6 empty] | - |  |  |  |  | Butt Splice, Inline, Individual Openings | Crimp | [7 empty] | 14-16 AWG |  |  |  |  | 400000 | https://www.unikeyic.com/media/datasheet/e2/c5/8e1c/e2c58e1c667dac2ab240df48e4934afe.pdf | https://www.unikeyic.com/products/wire-splice-terminals/016529-000/25478774.html
0191540012 | molex | 2,500: 0.1821 5,000: 0.1774 7,500: 0.1743 | Splice Terminal 18-22AWG Copper Red 26.3mm Electro Tin InsulKrimp™ T/R |  |  | 019154 |  | Red | [11 empty] | - | [7 empty] | Fully Insulated | [6 empty] | 1 (Unlimited) |  |  |  |  | 2 |  |  | Tape & Reel (TR) | [6 empty] | InsulKrimp |  |  |  |  | Butt Splice, Inline, Individual Openings | Crimp | [7 empty] | 18-22 AWG |  |  |  |  | 25000 | https://www.unikeyic.com/media/datasheet/d2/d7/e664/c5/46d66de5cf944e99edb0eda3312b0bb3.pdf | https://www.unikeyic.com/products/wire-splice-terminals/0191540012/25456947.html
0191540022 | molex | 209: 0.561 550: 0.55 1,100: 0.539 4,000: 0.528 8,000: 0.451 20,000: 0.44 40,000: 0.418 100,000: 0.396 | Splice Terminal (14-16)AWG/(18-22)AWG Copper Blue 27.43mm Tin InsulKrimp™ Bag |  |  | 019154 |  | Blue, Red Stripe | [11 empty] | Step Up/Step Down | [7 empty] | Fully Insulated | [6 empty] | 1 (Unlimited) |  |  |  |  | 2 |  |  | Bulk | [6 empty] | InsulKrimp |  |  |  |  | Butt Splice, Inline, Individual Openings | Crimp | [7 empty] | 14-16 to 18-22 AWG |  |  |  |  | 1908 | https://www.unikeyic.com/media/datasheet/fe/a0/16cb/fea016cb436a5f8872b91e1f91bda652.pdf | https://www.unikeyic.com/products/wire-splice-terminals/0191540022/21816458.html
0191540024 | molex | 2,500: 0.2329 5,000: 0.227 7,500: 0.223 | Splice Terminal 14-16AWG Copper Blue 27.55mm Electro Tin InsulKrimp™ T/R |  |  | 019154 |  | Blue | [11 empty] | - | [7 empty] | Fully Insulated | [6 empty] | 1 (Unlimited) |  |  |  |  | 2 |  |  | Tape & Reel (TR) | [6 empty] | InsulKrimp |  |  |  |  | Butt Splice, Inline, Individual Openings | Crimp | [7 empty] | 14-16 AWG |  |  |  |  | 25000 | https://www.unikeyic.com/media/datasheet/35/31/9a1e/35/0c50dee67d3ae1b13aa4eee7476d8040.pdf | https://www.unikeyic.com/products/wire-splice-terminals/0191540024/23871257.html
0191540028 | molex | 20: 0.3742 500: 0.1719 | Splice Terminal 10-12AWG Copper Yellow 28.8mm Tin InsulKrimp™ Bag |  |  | 019154 |  | Yellow | [11 empty] | - | [7 empty] | Fully Insulated | [6 empty] | 1 (Unlimited) |  |  |  |  | 2 |  |  | Bulk | [6 empty] | InsulKrimp |  |  |  |  | Butt Splice, Inline, Individual Openings | Crimp | [7 empty] | 10-12 AWG |  |  |  |  | 3460 | https://www.unikeyic.com/media/datasheet/32/58/6065/32/3abf9af9b59c9a3b8bc4b1756c8f183e.pdf | https://www.unikeyic.com/products/wire-splice-terminals/0191540028/11098660.html
0191540030 | molex | 2,500: 0.2749 5,000: 0.2679 7,500: 0.2632 | Splice Terminal 10-12AWG Copper Yellow 28.8mm Tin InsulKrimp™ T/R |  |  | 019154 |  | Yellow | [11 empty] | - | [7 empty] | Fully Insulated | [6 empty] | 1 (Unlimited) |  |  |  |  | 2 |  |  | Tape & Reel (TR)Cut Tape (CT) | [6 empty] | InsulKrimp |  |  |  |  | Butt Splice, Inline, Individual Openings | Crimp | [7 empty] | 10-12 AWG |  |  |  |  | 25000 | https://www.unikeyic.com/media/datasheet/d2/d7/e664/d6/25edcb59659e898ab480a69e5253d839.pdf | https://www.unikeyic.com/products/wire-splice-terminals/0191540030/9483741.html
0191540038 | molex | 2,500: 0.3309 5,000: 0.3225 7,500: 0.3169 | Splice Terminal 10-12AWG Copper Yellow 33.1mm Electro Tin InsulKrimp™ T/R |  |  | 019154 |  | Yellow | [11 empty] | - | [7 empty] | Fully Insulated | [6 empty] | 1 (Unlimited) |  |  |  |  | 2 |  |  | Tape & Reel (TR) |  |  |  | 3187948 |  |  | InsulKrimp |  |  |  |  | Butt Splice, Inline, Individual Openings | Crimp | [7 empty] | 10-12 AWG |  |  |  |  | 25000 | https://www.unikeyic.com/media/datasheet/98/be/8ea6/98/68ce234e0f77cee18c4f89c38ebf717a.pdf | https://www.unikeyic.com/products/wire-splice-terminals/0191540038/25537430.html
0191540041 | molex | 250: 0.561 1,000: 0.528 2,000: 0.451 5,000: 0.44 10,000: 0.418 25,000: 0.396 | Splice Terminal 8AWG Copper Red 38.35mm Tin InsulKrimp™ Bag |  |  | 019154 |  | Red | [11 empty] | - | [7 empty] | Fully Insulated | [6 empty] | 1 (Unlimited) |  |  |  |  | 2 |  |  | Bulk | [6 empty] | InsulKrimp |  |  |  |  | Butt Splice, Inline, Individual Openings | Crimp | [7 empty] | 8 AWG |  |  |  |  | 1997 | https://www.unikeyic.com/media/datasheet/3b/0a/f535/3b/7f289e60bbf2e8462a0c1308ea09d82e.pdf | https://www.unikeyic.com/products/wire-splice-terminals/0191540041/3089596.html
0191600022 | molex | 10: 0.7741 50: 0.761 100: 0.7342 | Splice Terminal 12-22AWG Copper 8.1mm Electro Tin Bag |  |  | 019160 |  | - | [11 empty] | - | [7 empty] | Non-Insulated | [6 empty] | 1 (Unlimited) |  |  |  |  | Varies by Wire Size |  |  | Bulk | [6 empty] | 19160 |  |  |  |  | Butt Splice, Closed End, Single Opening | Crimp | [7 empty] | 12-22 AWG |  |  |  |  | 30 | https://www.unikeyic.com/media/datasheet/06/25/e2af/06/55bc37761af49e8f726bcf204973783e.pdf | https://www.unikeyic.com/products/wire-splice-terminals/0191600022/34954329.html
0191600024 | molex | 10: 0.2489 50: 0.2447 100: 0.236 | Splice Terminal 8AWG Copper Natural 27.7mm Tin Carton |  |  | 019160 |  | Natural | [11 empty] | - | [7 empty] | Fully Insulated | [6 empty] | 1 (Unlimited) |  |  |  |  | Varies by Wire Size |  |  | Bulk | [6 empty] | 19160 |  |  |  |  | Butt Splice, Closed End, Single Opening | Crimp | [7 empty] | 8 AWG |  |  |  |  | 43 | https://www.unikeyic.com/media/datasheet/d2/d7/e664/40/a1c4a2aadab4004bb28dd4a4c7b65a8d.pdf | https://www.unikeyic.com/products/wire-splice-terminals/0191600024/20364385.html
0191600028 | molex | 1,750: 0.3619 3,500: 0.3527 5,250: 0.3465 | Splice Terminal 8AWG Copper Natural 27.7mm Tin T/R |  |  | 019160 |  | Natural | [11 empty] | - | [7 empty] | Fully Insulated | [6 empty] | 1 (Unlimited) |  |  |  |  | Varies by Wire Size |  |  | Tape & Reel (TR)Cut Tape (CT) | [6 empty] | 19160 |  |  |  |  | Butt Splice, Closed End, Individual Openings | Crimp | [7 empty] | 8 AWG |  |  |  |  | 17500 | https://www.unikeyic.com/media/datasheet/d2/d7/e664/88/a0dfce4765729f00d4a187c49406ca63.pdf | https://www.unikeyic.com/products/wire-splice-terminals/0191600028/34250197.html
0191600043 | molex | 1: 0.0668 | Splice Terminal 8-22AWG Copper Red 26.4mm Tin Bag |  |  | 019160 |  | Red | [11 empty] | Copper Wire Only, Flame Retardant | [7 empty] | Fully Insulated | [6 empty] | 1 (Unlimited) |  |  |  |  | Varies by Wire Size |  |  | Bulk | [6 empty] | 19160 |  |  |  |  | Twist On Wire Cap | Twist On | [7 empty] | 8-22 AWG |  |  |  |  | 370 | https://www.unikeyic.com/media/datasheet/9d/65/49b1/9d6549b133c87384b21856641509f8ea.pdf | https://www.unikeyic.com/products/wire-splice-terminals/0191600043/1577245.html
0191600045 | molex | 50: 0.2487 100: 0.1967 250: 0.1843 500: 0.1755 1,000: 0.1671 2,500: 0.1566 | Splice Terminal 8-18AWG Copper Red 31.8mm Tin Bag |  |  | 019160 | [28 empty] | 1 (Unlimited) | [7 empty] | Bulk |  |  |  | 3185791 |  |  | 19160 | [18 empty] | 1793 | https://www.unikeyic.com/media/datasheet/d2/d7/e664/17/70bdf3c21390b62f5b7a6f775dbe4962.pdf | https://www.unikeyic.com/products/wire-splice-terminals/0191600045/351715.html
0191600046 | molex | 541: 0.2156 1,500: 0.2123 2,000: 0.2002 4,000: 0.1749 10,000: 0.1705 20,000: 0.1617 | Splice Terminal 8-18AWG Copper Gray 33.3mm Tin Bag |  |  | 019160 |  | Gray | [11 empty] | - | [7 empty] | Fully Insulated | [6 empty] | 1 (Unlimited) |  |  |  |  | 1 |  |  | Bulk | [6 empty] | 19160 |  |  |  |  | Twist On Wire Cap, Wing | Twist On | [7 empty] | 8-18 AWG |  |  |  |  | 1145 | https://www.unikeyic.com/media/datasheet/b5/d6/cddd/b5/2909abb93b003f131552123936cfdcca.pdf | https://www.unikeyic.com/products/wire-splice-terminals/0191600046/34196628.html
0191600130 | molex | 100: 0.1467 250: 0.1375 500: 0.1309 1,000: 0.1247 2,500: 0.1169 | Wire Joint |  |  | 019160 |  | Natural | [11 empty] | - | [7 empty] | Fully Insulated | [6 empty] | 1 (Unlimited) |  |  |  |  | Varies by Wire Size |  |  | Bulk | [6 empty] | 19160 |  |  |  |  | Butt Splice, Closed End, Single Opening | Crimp | [7 empty] | 14-22 AWG |  |  |  |  | 82044 | https://www.unikeyic.com/media/datasheet/df/3d/0cf6/df/555c326b28e67aacc1f3dcccd8e941ea.pdf | https://www.unikeyic.com/products/wire-splice-terminals/0191600130/28587303.html
0191600156 | molex | 3,000: 0.1577 6,000: 0.1537 9,000: 0.1511 | Wire Joint |  |  | 019160 |  | Natural | [11 empty] | - | [7 empty] | Fully Insulated | [6 empty] | 1 (Unlimited) |  |  |  |  | Varies by Wire Size |  |  | Tape & Reel (TR) | [6 empty] | 19160 |  |  |  |  | Butt Splice, Closed End, Single Opening | Crimp | [7 empty] | 10-16 AWG |  |  |  |  | 30000 | https://www.unikeyic.com/media/datasheet/9d/da/7bde/9d/e16d9e2f375dc23a04e955e0c20ca4f4.pdf | https://www.unikeyic.com/products/wire-splice-terminals/0191600156/33749689.html
0191640013 | molex | 1: 0.3749 100: 0.3427 500: 0.3087 | Splice Terminal 18-22AWG Copper Red 38.1mm Tin Perma-Seal™ Bag |  |  | 019164 |  | Red | [11 empty] | - | [7 empty] | Fully Insulated Heat Shrink | [6 empty] | 1 (Unlimited) |  |  |  |  | 2 |  |  | Bulk | [6 empty] | Perma-Seal |  |  |  |  | Butt Splice, Inline, Individual Openings | Crimp | [7 empty] | 18-22 AWG |  |  |  |  | 5 | https://www.unikeyic.com/media/datasheet/f8/35/9b81/f8359b8186e0cde22f88edff2c358a47.pdf | https://www.unikeyic.com/products/wire-splice-terminals/0191640013/30643237.html
0191640582 | molex | 2,000: 1.5312 4,000: 1.4922 6,000: 1.4662 | Splice Terminal 10-16AWG Copper Yellow 45.7mm Tin T/R |  |  | 019164 |  | Yellow, Blue Stripe | [11 empty] | Step Up/Step Down | [7 empty] | Fully Insulated Heat Shrink | [6 empty] | 1 (Unlimited) |  |  |  |  | 2 |  |  | Bulk | [6 empty] | Perma-Seal |  |  |  |  | Butt Splice, Inline, Individual Openings | Crimp | [7 empty] | 10-12 to 14-16 AWG |  |  |  |  | 20000 | https://www.unikeyic.com/media/datasheet/be/16/22cf/be/e2a579e02f72d92722917c0613ff1076.pdf | https://www.unikeyic.com/products/wire-splice-terminals/0191640582/25413261.html
0191890004 | molex | 25: 0.3864 100: 0.352 250: 0.3223 1,000: 0.256 2,000: 0.2225 5,000: 0.216 10,000: 0.2009 | Splice Terminal 18-22AWG Copper 14.7mm Electro Tin Krimptite™ T/R |  |  | 019189 |  | - | [11 empty] | - | [7 empty] | Non-Insulated | [6 empty] | 1 (Unlimited) |  |  |  |  | 2 |  |  | Tape & Reel (TR)Cut Tape (CT) |  |  |  | 3186015 |  |  | Krimptite |  |  |  |  | Butt Splice, Inline, Individual Openings | Crimp | [7 empty] | 18-22 AWG |  |  |  |  | 138 | https://www.unikeyic.com/media/datasheet/d2/d7/e664/16/7d9df133398c48214afc0d15a456c328.pdf | https://www.unikeyic.com/products/wire-splice-terminals/0191890004/11377967.html
0191890010 | molex | 1,000: 0.2425 2,000: 0.2309 3,000: 0.2244 5,000: 0.2165 7,000: 0.2114 10,000: 0.2062 | Splice Terminal 14-16AWG Copper 14.7mm Tin Krimptite™ T/R |  |  | 019189 |  | - | [11 empty] | - | [7 empty] | Non-Insulated | [6 empty] | 1 (Unlimited) |  |  |  |  | 2 |  |  | Tape & Reel (TR)Cut Tape (CT) | [6 empty] | Krimptite |  |  |  |  | Butt Splice, Inline, Individual Openings | Crimp | [7 empty] | 14-16 AWG |  |  |  |  | 2395 | https://www.unikeyic.com/media/datasheet/77/bb/0577/77/a2450e23d2406993493870c265be81d0.pdf | https://www.unikeyic.com/products/wire-splice-terminals/0191890010/9542623.html
0191890017 | molex | 2,500: 0.2189 5,000: 0.2134 7,500: 0.2096 | Splice Terminal, 10-12AWG, Copper, 14.9mm, Electro Tin, Krimptite™, T/R |  |  | 019189 |  | - | [11 empty] | - | [7 empty] | Non-Insulated | [6 empty] | 1 (Unlimited) |  |  |  |  | 2 |  |  | Tape & Reel (TR) | [6 empty] | Krimptite |  |  |  |  | Butt Splice, Inline, Individual Openings | Crimp | [7 empty] | 10-12 AWG |  |  |  |  | 25000 | https://www.unikeyic.com/media/datasheet/d2/d7/e664/25/26a9a8d94a73f8068f82cf2180867bb9.pdf | https://www.unikeyic.com/products/wire-splice-terminals/0191890017/27324022.html
0192000001 | molex | 295: 0.396 750: 0.385 1,500: 0.374 4,000: 0.363 8,000: 0.319 20,000: 0.3102 40,000: 0.2915 100,000: 0.2739 | Splice Terminal 14-16AWG Copper Blue 32mm Tin Avikrimp™ Bag |  |  | 019200 |  | Blue | [11 empty] | Heavy Duty | [7 empty] | Fully Insulated | [6 empty] | 1 (Unlimited) |  |  |  |  | 2 |  |  | Bulk | [6 empty] | Avikrimp |  |  |  |  | Butt Splice, Inline, Individual Openings | Crimp | [7 empty] | 14-16 AWG |  |  |  |  | 9317 | https://www.unikeyic.com/media/datasheet/88/22/c99b/8822c99bedf5633c355c46edf2601c48.pdf | https://www.unikeyic.com/products/wire-splice-terminals/0192000001/1470156.html
0192000023 | molex | 500: 0.385 2,000: 0.363 | Splice Terminal, 14-16AWG, Brass, Blue, 32mm, Tin, Tape | [31 empty] | Vendor Undefined | [7 empty] | Bulk | [6 empty] | * | [18 empty] | 2000 | https://www.unikeyic.com/media/datasheet/d2/d7/e664/78/5ddc73f8af9ee34cc6767632930b06da.pdf | https://www.unikeyic.com/products/wire-splice-terminals/0192000023/12764303.html
0192000025 | molex | 1: 0.8188 10: 0.7567 30: 0.7059 100: 0.574 1,000: 0.5262 | Butt Splice Terminal 18-22AWG Copper Pink 32mm Tin Avikrimp™ Bag |  |  | 019200 |  | Pink | [11 empty] | - | [7 empty] | Fully Insulated | [6 empty] | 1 (Unlimited) |  |  |  |  | 2 |  |  | Bulk | [6 empty] | Avikrimp |  |  |  |  | Butt Splice, Inline, Individual Openings | Crimp | [7 empty] | 18-22 AWG | [5 empty] | https://www.unikeyic.com/media/datasheet/04/c0/7975/04/67500bfc06eff5a01f0cd21cd378f71d.pdf | https://www.unikeyic.com/products/wire-splice-terminals/0192000025/18999917.html
0192020007 | molex | 2,500: 0.2074 5,000: 0.2022 7,500: 0.1987 | Butt Splice Terminal 18-22AWG Copper Dark Red 27.18mm Tin T/R |  |  | 019202 |  | Red | [11 empty] | - | [7 empty] | Fully Insulated | [6 empty] | 1 (Unlimited) |  |  |  |  | 2 |  |  | Tape & Reel (TR) | [6 empty] | 19202 |  |  |  |  | Butt Splice, Inline, Individual Openings | Crimp | [7 empty] | 18-22 AWG |  |  |  |  | 25000 | https://www.unikeyic.com/media/datasheet/d2/d7/e664/55/231411c4fbeafbc8195041959b93306c.pdf | https://www.unikeyic.com/products/wire-splice-terminals/0192020007/27374508.html
0192020010 | molex | 4,000: 0.2381 8,000: 0.2321 12,000: 0.2281 | Splice Terminal 18-22AWG Copper Light Red 27.18mm Electro Tin Loose |  |  | 019202 |  | Red | [11 empty] | - | [7 empty] | Fully Insulated | [6 empty] | 1 (Unlimited) |  |  |  |  | 2 |  |  | Bulk | [6 empty] | NylaKrimp |  |  |  |  | Butt Splice, Inline, Individual Openings | Crimp | [7 empty] | 18-22 AWG |  |  |  |  | 40000 | https://www.unikeyic.com/media/datasheet/71/8c/1509/71/dd2b5f64c430bfc43e2260b80a2e481c.pdf | https://www.unikeyic.com/products/wire-splice-terminals/0192020010/4694480.html
0192020016 | molex | 500: 0.3985 1,000: 0.3794 1,500: 0.3687 2,500: 0.3556 3,500: 0.3473 5,000: 0.3387 | Splice Terminal 18-22AWG Copper Red 26.54mm Electro Tin NylaKrimp™ T/R |  |  | 019202 |  | Red | [11 empty] | - | [7 empty] | Fully Insulated | [6 empty] | 1 (Unlimited) |  |  |  |  | 2 |  |  | Tape & Reel (TR)Cut Tape (CT) | [6 empty] | NylaKrimp |  |  |  |  | Butt Splice, Inline, Individual Openings | Crimp | [7 empty] | 18-22 AWG |  |  |  |  | 2500 | https://www.unikeyic.com/media/datasheet/2a/d4/10a0/2a/f1e417b40412fa8d7899d20c90353526.pdf | https://www.unikeyic.com/products/wire-splice-terminals/0192020016/26217425.html
0192020035 | molex | 1,000: 0.2255 1,500: 0.22 2,500: 0.2079 | Splice Terminal, 14-16AWG, Copper, Blue, 27.4mm, Electro Tin, NylaKrimp™, T/R |  |  | 019202 |  | Blue | [11 empty] | - | [7 empty] | Fully Insulated | [6 empty] | 1 (Unlimited) |  |  |  |  | 2 |  |  | Tape & Reel (TR)Cut Tape (CT) |  |  |  | 8638549 |  |  | NylaKrimp |  |  |  |  | Butt Splice, Inline, Individual Openings | Crimp | [7 empty] | 14-16 AWG |  |  |  |  | 4500 | https://www.unikeyic.com/media/datasheet/d9/36/1ba6/d9/f8c0d5309417987e151d9c48a6a4fdf4.pdf | https://www.unikeyic.com/products/wire-splice-terminals/0192020035/13641730.html
0192020039 | molex | 25: 0.4968 100: 0.429 250: 0.3916 500: 0.3845 1,000: 0.3186 2,500: 0.2981 5,000: 0.284 10,000: 0.2711 | Butt Splice Terminal, 10-12AWG, Copper, Dark Yellow, 29.21mm, Electro Tin, T/R |  |  | 019202 |  | Yellow | [11 empty] | - | [7 empty] | Fully Insulated | [6 empty] | 1 (Unlimited) |  |  |  |  | 2 |  |  | Bulk | [6 empty] | 19202 |  |  |  |  | Butt Splice, Inline, Individual Openings | Crimp | [7 empty] | 10-12 AWG |  |  |  |  | 1990 | https://www.unikeyic.com/media/datasheet/bc/14/2f1e/bc/02f49619f0c91801c2e7082911af8e7f.pdf | https://www.unikeyic.com/products/wire-splice-terminals/0192020039/30316066.html
0192020051 | molex | 2,500: 0.3183 5,000: 0.3103 7,500: 0.3049 | Splice Terminal 10-12AWG Copper Yellow 33mm Electro Tin NylaKrimp™ T/R |  |  | 019202 |  | Yellow | [11 empty] | - | [7 empty] | Fully Insulated | [6 empty] | 1 (Unlimited) |  |  |  |  | 2 |  |  | Tape & Reel (TR) | [6 empty] | NylaKrimp |  |  |  |  | Butt Splice, Inline, Individual Openings | Crimp | [7 empty] | 10-12 AWG |  |  |  |  | 25000 | https://www.unikeyic.com/media/datasheet/75/22/f74c/75/3ced507864021b2585791fcb43327c2e.pdf | https://www.unikeyic.com/products/wire-splice-terminals/0192020051/19791495.html
0192020054 | molex | 250: 0.638 500: 0.627 1,000: 0.594 2,000: 0.517 5,000: 0.506 10,000: 0.473 | Butt Splice Terminal, 8AWG, Copper, Red, 37.08mm, Tin, NylaKrimp™, Bag |  |  | 019202 |  | Red | [11 empty] | - | [7 empty] | Fully Insulated | [6 empty] | 1 (Unlimited) |  |  |  |  | 2 |  |  | Bulk | [6 empty] | NylaKrimp |  |  |  |  | Butt Splice, Inline, Individual Openings | Crimp | [7 empty] | 8 AWG |  |  |  |  | 638 | https://www.unikeyic.com/media/datasheet/d2/d7/e664/92/a0f53941de05c66c2df3ebc3e074f16e.pdf | https://www.unikeyic.com/products/wire-splice-terminals/0192020054/21142599.html
0192020063 | molex | 1,000: 0.1364 3,000: 0.1342 4,000: 0.1276 8,000: 0.1111 20,000: 0.1089 | Butt Splice Terminal 18-22AWG Copper Dark Red 27.18mm Tin Carton |  |  | 019202 |  | Red | [11 empty] | - | [7 empty] | Fully Insulated | [6 empty] | 1 (Unlimited) |  |  |  |  | 2 |  |  | Bulk | [6 empty] | 19202 |  |  |  |  | Butt Splice, Inline, Individual Openings | Crimp | [7 empty] | 18-22 AWG |  |  |  |  | 4000 | https://www.unikeyic.com/media/datasheet/04/7f/c5b0/04/96031a4bf87ed32b6e4bd493cf68468b.pdf | https://www.unikeyic.com/products/wire-splice-terminals/0192020063/34897153.html
0192030165 | molex | 4,000: 0.1173 8,000: 0.1142 12,000: 0.1123 | Splice Terminal, 18-22AWG, Copper, 8.4mm, Nickel, Krimptite™, Carton |  |  | 019203 |  | - | [11 empty] | High Temperature | [7 empty] | Non-Insulated | [6 empty] | 1 (Unlimited) |  |  |  |  | Varies by Wire Size |  |  | Bulk | [6 empty] | VersaKrimp |  |  |  |  | Inline, Individual Openings (Parallel) | Crimp | [7 empty] | 18-22 AWG |  |  |  |  | 40000 | https://www.unikeyic.com/media/datasheet/ed/7e/cf80/ed/4e54fa862e3f66606ef9a00d58975ddd.pdf | https://www.unikeyic.com/products/wire-splice-terminals/0192030165/168876.html
0192030171 | molex | 50: 0.2892 100: 0.2754 250: 0.2581 500: 0.2458 1,000: 0.234 3,000: 0.2166 | Splice Terminal 14-16AWG Copper 17.1mm Nickel Krimptite™ Bag |  |  | 019203 |  | - | [11 empty] | High Temperature | [7 empty] | Non-Insulated | [6 empty] | 1 (Unlimited) |  |  |  |  | 2 |  |  | Bulk | [6 empty] | Krimptite |  |  |  |  | Butt Splice, Inline, Individual Openings | Crimp | [7 empty] | 14-16 AWG |  |  |  |  | 979 | https://www.unikeyic.com/media/datasheet/d2/d7/e664/e7/36c97d1e48599da0b565bd9c49b4fc45.pdf | https://www.unikeyic.com/products/wire-splice-terminals/0192030171/34653285.html
0192030183 | molex | 25: 0.5442 50: 0.4305 100: 0.4099 250: 0.3842 500: 0.3658 1,000: 0.3483 2,500: 0.3265 | Splice Terminal 10-12AWG Copper 21mm Nickel Krimptite Bag |  |  | 019203 |  | - | [11 empty] | High Temperature | [7 empty] | Non-Insulated | [6 empty] | 1 (Unlimited) |  |  |  |  | 2 |  |  | Bulk | [6 empty] | Krimptite |  |  |  |  | Butt Splice, Inline, Individual Openings | Crimp | [7 empty] | 10-12 AWG |  |  |  |  | 1762 | https://www.unikeyic.com/media/datasheet/4e/7c/f7be/4e/5766d592a5d991adb5d32bd6ae7efa99.pdf | https://www.unikeyic.com/products/wire-splice-terminals/0192030183/18040640.html
0192030386 | molex | 2,000: 0.1211 4,000: 0.1181 6,000: 0.1159 | Splice Terminal 10AWG Steel 15.92mm Nickel Krimptite™ Bag |  |  | 019203 |  | - | [11 empty] | High Temperature | [7 empty] | Non-Insulated | [6 empty] | 1 (Unlimited) |  |  |  |  | 2 |  |  | Bulk | [6 empty] | Krimptite |  |  |  |  | Butt Splice, Inline, Individual Openings | Crimp | [7 empty] | 10-12 AWG |  |  |  |  | 20000 | https://www.unikeyic.com/media/datasheet/d2/d7/e664/1a/659309bda26ed133ea5ee53f01267c6f.pdf | https://www.unikeyic.com/products/wire-splice-terminals/0192030386/34617921.html
0192040026 | molex | 80: 0.737 450: 0.726 800: 0.693 | Splice Three Way Terminal, 10-12AWG, Copper, Natural Tin, InsulKrimp™, Bag |  |  | 019204 |  | Natural | [11 empty] | - | [7 empty] | Partial Insulation | [6 empty] | 1 (Unlimited) |  |  |  |  | 3 |  |  | Bulk | [6 empty] | InsulKrimp |  |  |  |  | 3 Way Splice | Crimp | [7 empty] | 10-12 AWG |  |  |  |  | 840 | https://www.unikeyic.com/media/datasheet/de/66/d287/de/28b36807e989dcb6ae3dedd018731df7.pdf | https://www.unikeyic.com/products/wire-splice-terminals/0192040026/33707435.html
0192050010 | molex | 10: 2.0424 100: 2.006 250: 2.006 500: 1.9695 1,000: 1.9695 | Splice Terminal 2/0AWG Copper 19.18mm Electro Tin Bag |  |  | 019205 |  | - | [11 empty] | - | [7 empty] | Non-Insulated | [6 empty] | 1 (Unlimited) |  |  |  |  | Varies by Wire Size |  |  | Bulk | [6 empty] | VersaKrimp |  |  |  |  | Inline, Individual Openings (Parallel) | Crimp | [7 empty] | 2/0 AWG |  |  |  |  | 190 | https://www.unikeyic.com/media/datasheet/d2/d7/e664/48/58124c298127ea9af60e54cd1b652332.pdf | https://www.unikeyic.com/products/wire-splice-terminals/0192050010/14180102.html
0192060012 | molex | 167: 0.704 450: 0.693 850: 0.671 | Splice Terminal, Copper, Red, 27.17mm, Electro Tin Plated |  |  | 019206 |  | Red | [11 empty] | - | [7 empty] | Fully Insulated | [6 empty] | 1 (Unlimited) |  |  |  |  | Varies by Wire Size |  |  | Bulk | [6 empty] | InsulKrimp |  |  |  |  | Inline, Individual Openings (Parallel) | Crimp | [7 empty] | 8 AWG |  |  |  |  | 915 | https://www.unikeyic.com/media/datasheet/de/3b/bf03/de/002682c991d3b51a8aea3f9bb9bd5baf.pdf | https://www.unikeyic.com/products/wire-splice-terminals/0192060012/18730759.html
0192060013 | molex | 10: 1.2168 100: 1.195 500: 1.195 1,000: 1.1733 2,000: 1.1733 3,000: 1.1733 | Splice Terminal Copper Blue 33.02mm Electro Tin |  |  | 019206 |  | Blue | [11 empty] | - | [7 empty] | Fully Insulated | [6 empty] | 1 (Unlimited) |  |  |  |  | Varies by Wire Size |  |  | Bulk | [6 empty] | InsulKrimp |  |  |  |  | Inline, Individual Openings (Parallel) | Crimp | [7 empty] | 6 AWG |  |  |  |  | 623 | https://www.unikeyic.com/media/datasheet/8a/24/0db8/8a/b334992f268b6b32ccb39dff39bde494.pdf | https://www.unikeyic.com/products/wire-splice-terminals/0192060013/19455435.html
0192070004 | molex | 4,000: 0.3897 8,000: 0.3798 12,000: 0.3733 | Splice Terminal 14-16AWG Copper Blue 16.51mm Electro Tin NylaKrimp Bag |  |  | 019207 |  | Blue | [11 empty] | Brazed Seam | [7 empty] | Fully Insulated | [6 empty] | 1 (Unlimited) |  |  |  |  | Varies by Wire Size |  |  | Bulk |  |  |  | 3187773 |  |  | NylaKrimp |  |  |  |  | Inline, Individual Openings (Parallel) | Crimp | [7 empty] | 14-16 AWG |  |  |  |  | 40000 | https://www.unikeyic.com/media/datasheet/d2/d7/e664/32/b4bcee343651785378e5717a77635a72.pdf | https://www.unikeyic.com/products/wire-splice-terminals/0192070004/8920232.html
0192070005 | molex | 2,000: 0.3419 4,000: 0.3333 6,000: 0.3275 | Splice Terminal 10-12AWG Copper Yellow 17.5mm Tin NylaKrimp™ Bag |  |  | 019207 |  | Yellow | [11 empty] | Brazed Seam | [7 empty] | Fully Insulated | [6 empty] | 1 (Unlimited) |  |  |  |  | Varies by Wire Size |  |  | Bulk | [6 empty] | NylaKrimp |  |  |  |  | Inline, Individual Openings (Parallel) | Crimp | [7 empty] | 10-12 AWG |  |  |  |  | 20000 | https://www.unikeyic.com/media/datasheet/2c/de/6c49/2c/f649958a49884a98052b21f0a23680dd.pdf | https://www.unikeyic.com/products/wire-splice-terminals/0192070005/2744859.html
0192150027 | molex | 500: 0.605 1,000: 0.594 2,000: 0.583 2,500: 0.572 8,000: 0.506 20,000: 0.495 40,000: 0.462 100,000: 0.44 | Butt Splice Terminal 10-12AWG Copper 21mm Tin T/R |  |  | 019215 |  | Blue | [11 empty] | Step Up/Step Down | [7 empty] | Fully Insulated | [6 empty] | 1 (Unlimited) |  |  |  |  | 2 |  |  | Tape & Reel (TR)Cut Tape (CT) | [6 empty] | VersaKrimp |  |  |  |  | Butt Splice, Inline, Individual Openings | Crimp | [7 empty] | 10-12 to 14-16 AWG |  |  |  |  | 2500 | https://www.unikeyic.com/media/datasheet/d2/d7/e664/59/c045cc8953ba65ee9d2ac8dd1ec6abcd.pdf | https://www.unikeyic.com/products/wire-splice-terminals/0192150027/32606269.html
0192150028 | molex | 582: 0.2002 1,500: 0.1969 3,000: 0.1936 4,000: 0.187 8,000: 0.1628 20,000: 0.1584 40,000: 0.1496 100,000: 0.143 | Butt Splice Terminal, 10-12AWG, Copper, 21mm, Tin, VersaKrimp, Bag |  |  | 019215 |  | - | [11 empty] | - | [7 empty] | Non-Insulated | [6 empty] | 1 (Unlimited) |  |  |  |  | 2 |  |  | Bulk | [6 empty] | VersaKrimp |  |  |  |  | Butt Splice, Inline, Individual Openings | Crimp | [7 empty] | 10-12 AWG |  |  |  |  | 10620 | https://www.unikeyic.com/media/datasheet/73/be/2dd8/73be2dd85fe56bd3cca0167340ef8c23.pdf | https://www.unikeyic.com/products/wire-splice-terminals/0192150028/24586142.html
0192150035 | molex | 2,500: 0.4758 5,000: 0.4637 7,500: 0.4557 | Butt Splice Terminal 8AWG Copper 21.9mm Tin T/R |  |  | 019215 |  | - | [11 empty] | Brazed Seam | [7 empty] | Non-Insulated | [6 empty] | 1 (Unlimited) |  |  |  |  | 2 |  |  | Tape & Reel (TR) | [6 empty] | VersaKrimp |  |  |  |  | Butt Splice, Inline, Individual Openings | Crimp | [7 empty] | 8 AWG |  |  |  |  | 25000 | https://www.unikeyic.com/media/datasheet/d2/d7/e664/91/4f52677eb113291d94c618693bdaf08e.pdf | https://www.unikeyic.com/products/wire-splice-terminals/0192150035/10462547.html
0192150047 | molex | 1: 4.2228 10: 3.5888 25: 3.3636 50: 3.2028 100: 3.0498 250: 2.8588 500: 2.7224 1,000: 2.5925 2,500: 2.4304 | Butt Splice Terminal 1/0AWG Copper 36.57mm Tin VersaKrimp Bag |  |  | 019215 |  | - | [11 empty] | Brazed Seam | [7 empty] | Non-Insulated | [6 empty] | 1 (Unlimited) |  |  |  |  | 2 |  |  | Bulk | [6 empty] | VersaKrimp |  |  |  |  | Butt Splice, Inline, Individual Openings | Crimp | [7 empty] | 1/0 AWG |  |  |  |  | 152 | https://www.unikeyic.com/media/datasheet/d9/dd/cb4f/d9/bb6ada4696e1a8821cf24cf4d81beadf.pdf | https://www.unikeyic.com/products/wire-splice-terminals/0192150047/8219558.html
0192160004 | molex | 1: 0.158 | Molex Multi-Lock Wire-to-Wire Connector, 14/16/18 AWG, 20.1mm L |  |  | 019216 |  | White | [11 empty] | Hinged Lid | [7 empty] | Fully Insulated | [6 empty] | 1 (Unlimited) |  |  |  |  | 2 |  |  | Bulk | [6 empty] | Multi-Lock |  |  |  |  | Inline, Tap (Suitcase) | IDC | [7 empty] | 14-18 AWG |  |  |  |  | 150 | https://www.unikeyic.com/media/datasheet/72/37/1232/72371232deaa8c1c6f797f01575046f2.pdf | https://www.unikeyic.com/products/wire-splice-terminals/0192160004/6217320.html
1-322325-1 | TE Connectivity | 1: 6.3 | DG 22-16 HT CHROMEL Butt Connector |  |  | 322325 |  | Gray | [11 empty] | High Temperature, Serrated Mating Area | [7 empty] | Non-Insulated | [6 empty] | 1 (Unlimited) |  |  |  |  | 2 |  |  | Bulk | [6 empty] | Diamond Grip, Strato-Therm |  |  |  |  | Butt Splice, Inline, Individual Openings | Crimp | [7 empty] | 16-22 AWG |  |  |  |  | 1500 | https://www.unikeyic.com/media/datasheet/70/19/b38b/70/e00e88f5aabbcfcbafffd34eb95ff8bb.pdf | https://www.unikeyic.com/products/wire-splice-terminals/1-322325-1/23887643.html
1-330021-0 | TE Connectivity | 10: 1.5055 25: 1.4109 50: 1.3435 100: 1.2793 250: 1.1991 500: 1.1419 1,000: 1.0873 | Connector Terminal, Splice Terminal 16-22AWG Steel Transparent 20.96mm Tin T/R |  |  | 330021 |  | Translucent | [11 empty] | - | [7 empty] | Fully Insulated | [6 empty] | 1 (Unlimited) |  |  |  |  | 1 |  |  | Tape & Reel (TR)Cut Tape (CT) |  |  |  | 9085449 |  |  | - |  |  |  |  | Butt Splice, Closed End, Single Opening | Crimp | [7 empty] | 16-22 AWG |  |  |  |  | 1835 | https://www.unikeyic.com/media/datasheet/2c/9b/571d/2c9b571dc0eefae0e8bf761f6d95be93.pdf | https://www.unikeyic.com/products/wire-splice-terminals/1-330021-0/34140148.html
1-34070-1 | TE Connectivity | 2,500: 0.2871 5,000: 0.2827 7,500: 0.2772 10,000: 0.2695 25,000: 0.2464 50,000: 0.2398 100,000: 0.2145 | Connector Terminals, PG Butt Splice 22-16/22-18 MIL |  |  | 34070 |  | Red | [11 empty] | Serrated Mating Area | [7 empty] | Fully Insulated | [6 empty] | 1 (Unlimited) |  |  |  |  | 2 |  |  | Tape & Reel (TR)Cut Tape (CT) |  |  |  | 385203 |  |  | Plasti-Grip |  |  |  |  | Butt Splice, Inline, Individual Openings | Crimp | [7 empty] | 16-22 AWG |  |  |  |  | 7500 | https://www.unikeyic.com/media/datasheet/80/be/d444/80bed444d4d7649dd978108d1ee5c020.pdf | https://www.unikeyic.com/products/wire-splice-terminals/1-34070-1/29339222.html
1-34204-0 | TE Connectivity | 2,000: 0.429 4,000: 0.418 | Splice, PG Butt, 16-14 AWG |  |  | 34204 |  | Blue | [11 empty] | - | [7 empty] | Fully Insulated | [6 empty] | 1 (Unlimited) |  |  |  |  | 2 |  |  | Tape & Reel (TR)Cut Tape (CT) | [6 empty] | Plasti-Grip |  |  |  |  | Butt Splice, Inline, Individual Openings | Crimp | [7 empty] | 14-16 AWG |  |  |  |  | 6000 | https://www.unikeyic.com/media/datasheet/1d/18/f75b/1d/663e3939c57a94f0625bb9218bc10125.pdf | https://www.unikeyic.com/products/wire-splice-terminals/1-34204-0/26204367.html
1-34243-1 | TE Connectivity | 10: 1.1524 25: 1.08 50: 1.0284 100: 0.9792 250: 0.9178 500: 0.874 1,000: 0.8323 | Pg Butt Splc 22-16Comm 22-18Mil |  |  | 34243 |  | Red | [11 empty] | - | [7 empty] | Fully Insulated | [6 empty] | 1 (Unlimited) |  |  |  |  | 2 |  |  | Tape & Reel (TR)Cut Tape (CT) |  |  |  | 291238 |  |  | Plasti-Grip |  |  |  |  | Butt Splice, Inline, Individual Openings | Crimp | [7 empty] | 16-22 AWG |  |  |  |  | 227 | https://www.unikeyic.com/media/datasheet/b4/f3/20d9/b4f320d93eca98560cd4bb5be0d385cd.pdf | https://www.unikeyic.com/products/wire-splice-terminals/1-34243-1/14654624.html
1-35115-0 | TE Connectivity | 1: 0.3493 | TE Connectivity Wire Connector, Closed End, 22-14 AWG, 17.27mm L, Transparent |  |  | 35115 |  | Natural | [11 empty] | - | [7 empty] | Fully Insulated | [6 empty] | 1 (Unlimited) |  |  |  |  | 1 |  |  | Tape & Reel (TR)Cut Tape (CT) | [6 empty] | - |  |  |  |  | Butt Splice, Closed End, Single Opening | Crimp | [7 empty] | 14-22 AWG |  |  |  |  | 1 | https://www.unikeyic.com/media/datasheet/ce/1b/1b30/ce1b1b30169df1e9d7b91b0cbc772602.pdf | https://www.unikeyic.com/products/wire-splice-terminals/1-35115-0/24931129.html
10002 | 3M | 50: 12.1584 100: 11.5781 250: 10.8538 500: 10.3363 1,000: 9.8436 | Barrel Terminal, 4AWG, Copper, Gray, 44.4mm Case |  |  |  |  | Gray | [11 empty] | Copper Wire Only | [7 empty] | Non-Insulated | [6 empty] | 1 (Unlimited) |  |  |  |  | 2 |  |  | Bulk | [6 empty] | Scotchlok™ |  |  |  |  | Butt Splice, Inline, Individual Openings | Crimp | [7 empty] | 4 AWG |  |  |  |  | 194 | https://www.unikeyic.com/media/datasheet/02/10/3721/02103721f307eaac96f83a23cd521393.pdf | https://www.unikeyic.com/products/wire-splice-terminals/10002/10242914.html
10005 | 3M | 10: 16.2847 30: 15.0694 50: 14.536 100: 13.8425 250: 12.9765 500: 12.3579 | Barrel Terminal, (1/0) AWG, Copper, Pink, 47.6mm Case |  |  |  |  | Pink | [11 empty] | Copper Wire Only | [7 empty] | Non-Insulated | [6 empty] | 1 (Unlimited) |  |  |  |  | 2 |  |  | Bulk |  |  |  | 5127042 |  |  | Scotchlok™ |  |  |  |  | Butt Splice, Inline, Individual Openings | Crimp | [7 empty] | 1/0 AWG |  |  |  |  | 10 | https://www.unikeyic.com/media/datasheet/02/10/3721/02103721f307eaac96f83a23cd521393.pdf | https://www.unikeyic.com/products/wire-splice-terminals/10005/2989516.html
10162697-002LF | Amphenol | 15,000: 0.0781 | Amphenol Communications Solutions Crimp Terminal, Female Contact, ComboLock Series, SMD | [6 empty] | Gold | [24 empty] | Not Applicable | [7 empty] | Tape & Reel (TR)Cut Tape (CT) |  |  |  | 15789343 |  |  | ComboLock | [13 empty] | 18-20 AWG |  |  |  |  | 20000 | https://www.unikeyic.com/media/about_us/Unikey_ISO_9001_Certification.pdf | https://www.unikeyic.com/products/wire-splice-terminals/10162697-002lf/15948526.html
1017511 | PHOENIX CONTACT | 1: 4.6075 10: 4.0546 100: 4.0546 250: 3.9809 500: 3.9809 | Phoenix Contact TDPT 2.5/10-SP-5.08 PCB Terminal Block, 10 Pos, 5.08mm Pitch, TH, Screw Termination, Green |  |  |  |  | Green |  |  |  | Tin |  |  | 32 A |  |  |  |  | Lever Actuated | [5 empty] | - | [8 empty] | Not Applicable |  | Through Hole | 1 |  |  |  | -40°C | Bulk | 0.200" (5.08mm) | 10 |  |  |  |  | COMBICON TDPT | [8 empty] | 400 V |  |  |  |  | 12-24 AWG |  |  |  | Screwless - Leg Spring, Push-In Spring | 10 | https://www.unikeyic.com/media/datasheet/5b/b1/8429/5b/11b6336e2f647bbb504477b01fc923e7.pdf | https://www.unikeyic.com/products/wire-splice-terminals/1017511/10246523.html
1030161 | PHOENIX CONTACT | 1: 19.4064 | Phoenix,Screw terminals,RBO10-WD,Phoenix Terminal block, RBO 10-WDseries, single layer, grey, Bolt termination | [65 empty] | 2264 | https://www.unikeyic.com/media/about_us/Unikey_ISO_9001_Certification.pdf | https://www.unikeyic.com/products/wire-splice-terminals/1030161/32257167.html
1054722 | PHOENIX CONTACT | 3: 58.8873 | Phoenix Contact High-current Terminal Block PTPOWER185 Power-Turn Connection 2 Connections 1 Pos AWG 310-3/0 Gray |  |  |  |  | Gray | [7 empty] | 309 A | 290 A |  |  | - | [12 empty] | Polyamide (PA), Nylon | UL94 V-0 | 1 (Unlimited) |  |  | 1 | 2 |  |  |  | Bulk | [6 empty] | CLIPLINE PTPOWER |  | 40mm |  | 31.0mm |  |  | Push In, Spring |  |  | 1000V | - |  |  |  | 350MCM (kcmil)-3/0 AWG | 95-185mm² |  |  | 26 | https://www.unikeyic.com/media/about_us/Unikey_ISO_9001_Certification.pdf | https://www.unikeyic.com/products/wire-splice-terminals/1054722/11022812.html
1062380 | PHOENIX CONTACT | 1: 983.7396 | Phoenix Contact Interface Converter GWEIP/MODBUS2E/2DB9 | [31 empty] | Not Applicable | [7 empty] | Box | [6 empty] | - | [18 empty] | 27 | https://www.unikeyic.com/media/datasheet/23/24/5f4f/23/3ee2240fc53cfaefd0a95cf28ee4b35d.pdf | https://www.unikeyic.com/products/wire-splice-terminals/1062380/21370341.html
1079073 | PHOENIX CONTACT | 1: 2.5724 | Phoenix,Double layer terminal block,PTTBV2,5,Double layer terminal, PTVseries, grey, Push-in termination, 20A |  |  |  |  | Gray | [7 empty] | 26 A | 5 A |  |  | - | [12 empty] | Polyamide (PA), Nylon | UL94 V-0 | 1 (Unlimited) |  |  | 2 | 4 |  |  |  | Bulk | [6 empty] | CLIPLINE PTTBV |  | 8mm ~ 10mm |  | 5.2mm |  |  | Push In, Spring |  |  | 800V | 600V |  |  |  | 12-26 AWG | 0.14-4mm² |  |  | 206 | https://www.unikeyic.com/media/datasheet/2a/db/c274/2adbc274a9c1c1d18be5b82be23802d9.pdf | https://www.unikeyic.com/products/wire-splice-terminals/1079073/12057427.html
10811289 | APTIV | 1: 0.1941 500: 0.1767 | Contact F Crimp ST Cable Mount 18-21AWG | [32 empty] | wire mounting | [11 empty] | Compliant | [20 empty] | 1303 | https://www.unikeyic.com/media/about_us/Unikey_ISO_9001_Certification.pdf | https://www.unikeyic.com/products/wire-splice-terminals/10811289/1968768.html
1088737 | PHOENIX CONTACT | 50: 3.6081 | Phoenix,Double layer terminal block,PTTBV4,Phoenix Rail type terminal block, PTTBVseries, double layer, grey, Push-in termination |  |  |  |  | Gray | [7 empty] | 28 A | 28 A |  |  | - | [12 empty] | Polyamide (PA), Nylon | UL94 V-0 | 1 (Unlimited) |  |  | 2 | 4 |  |  |  | Bulk |  |  |  | 17938016 |  |  | CLIPLINE PTTBV |  | 9mm ~ 11mm |  | 6.2mm |  |  | Push In |  |  | 800V | 800V |  |  |  | 10-26 AWG | 0.2-6mm² |  |  | 50 | https://www.unikeyic.com/media/about_us/Unikey_ISO_9001_Certification.pdf | https://www.unikeyic.com/products/wire-splice-terminals/1088737/31674795.html
1130816 | PHOENIX CONTACT | 20: 10.4249 | Phoenix Contact Connector ES-FT-BPC-B16-25OG |  |  |  |  | Orange | [26 empty] | 1 (Unlimited) | [7 empty] | Box |  |  |  | 12352785 |  |  | - |  |  |  |  | Female, Receptacle (Socket) | Busbar | [7 empty] | - |  |  |  |  | 2000 | https://www.unikeyic.com/media/about_us/Unikey_ISO_9001_Certification.pdf | https://www.unikeyic.com/products/wire-splice-terminals/1130816/513717.html
1155592 | PHOENIX CONTACT | 15: 26.3924 | Phoenix,Connector,ES-FT-BPC-B35-70BK, |  |  |  |  | Black | [26 empty] | 1 (Unlimited) | [7 empty] | Bulk |  |  |  | 16580170 |  |  | - |  |  |  |  | Female, Receptacle (Socket) | Busbar | [7 empty] | - |  |  |  |  | 24 | https://www.unikeyic.com/media/pdf/PCNDesignSpecification/phoenix-contact/c7/c7/b847/1155595/2025/11/PCN-FDC-8326-2022.pdf | https://www.unikeyic.com/products/wire-splice-terminals/1155592/23082981.html
1176270 | PHOENIX CONTACT | 7: 28.996 17: 27.786 | Phoenix Contact Connector ES-BPC-C35BK |  |  |  |  | Black | [26 empty] | 1 (Unlimited) | [7 empty] | Bulk |  |  |  | 16580186 |  |  | - |  |  |  |  | Male, Pin (Plug) | Crimp | [7 empty] | 2 AWG |  |  |  |  | 30 | https://www.unikeyic.com/media/datasheet/7b/38/527a/7b38527afddb540a84113402b838b3fd.pdf | https://www.unikeyic.com/products/wire-splice-terminals/1176270/33244844.html
11840 | Master Appliance | 1: 45.3816 10: 38.569 25: 36.1545 50: 34.43 100: 32.788 250: 30.7381 | CONN BUTT 22-24AWG CLEAR 50PK |  |  |  |  | Clear | [11 empty] | - | [7 empty] | Fully Insulated Heat Shrink | [6 empty] | Not Applicable |  |  |  |  | 2 |  |  | Bulk |  |  |  | 8582717 |  |  | Solderseal™ |  |  |  |  | Butt Splice, Inline, Individual Openings | Solder | [7 empty] | 22-24 AWG |  |  |  |  | 44 | https://www.unikeyic.com/media/datasheet/14/fd/747a/14/4688c14e0a80643d009c7e66b1f17e60.pdf | https://www.unikeyic.com/products/wire-splice-terminals/11840/14131190.html
119198 | RS | 25: 0.5572 250: 0.4246 1,250: 0.3822 6,250: 0.3729 31,250: 0.3041 | RS PRO Wire Connector, Butt Splice, 10 mm², 23mm Length | [65 empty] | 9236 | https://www.unikeyic.com/media/about_us/Unikey_ISO_9001_Certification.pdf | https://www.unikeyic.com/products/wire-splice-terminals/119198/18125782.html
119227 | RS | 10: 1.2363 100: 0.9612 500: 0.8478 2,500: 0.8242 12,500: 0.6784 | RS PRO wire splice connector, Flat connection, 35 mm²wire_gauge, 35mmtotal length | [65 empty] | 2534 | https://www.unikeyic.com/media/about_us/Unikey_ISO_9001_Certification.pdf | https://www.unikeyic.com/products/wire-splice-terminals/119227/18089730.html
119249 | RS | 10: 2.4115 | RS PRO Wire Connector, Butt Splice, 70 mm², 43mm L | [65 empty] | 1212 | https://www.unikeyic.com/media/about_us/Unikey_ISO_9001_Certification.pdf | https://www.unikeyic.com/products/wire-splice-terminals/119249/10519351.html
119A-92A00-R02 | Attend Technolog | 1: 1.5838 10: 1.2823 30: 1.0911 100: 0.9632 300: 0.8867 1,500: 0.8529 | MINI PCI EXPRESS SOCKET H 9.2MM |  |  |  |  | Black |  | Gold | Phosphor Bronze |  |  | - | [5 empty] | Board Guide, Solder Retention |  | Female | [10 empty] | Liquid Crystal Polymer (LCP) |  | 1 (Unlimited) |  | Surface Mount |  | 52 |  |  | -40°C ~ 85°C |  | 0.031" (0.80mm) |  |  | 17634643 |  |  | - | [5 empty] | Solder | [13 empty] | https://www.unikeyic.com/media/datasheet/b5/b0/91bf/b5b091bf569bb4c36d546d2036d3e786.pdf | https://www.unikeyic.com/products/wire-splice-terminals/119a-92a00-r02/3316145.html
1217384-1 | TE Connectivity | 1: 0.0541 | Connector Terminal, Splice |  |  | 1217384 |  | - | [11 empty] | Serrated Mating Area | [7 empty] | Non-Insulated | [6 empty] | 1 (Unlimited) |  |  |  |  | Varies by Wire Size |  |  | Tape & Reel (TR)Cut Tape (CT) |  |  |  | 4142312 |  |  | Amplivar |  |  |  |  | Crimpband, Open Band | Crimp | [7 empty] | 600-3000 CMA |  |  |  |  | 600 | https://www.unikeyic.com/media/datasheet/5e/b3/debb/5eb3debbccf77ceea83a4397d57c3642.pdf | https://www.unikeyic.com/products/wire-splice-terminals/1217384-1/6040939.html
1217990-3 | TE Connectivity | 3,500: 0.0825 7,000: 0.0814 14,000: 0.0792 17,500: 0.0781 28,000: 0.0682 | Terminal Connector |  |  | 1217990 |  | - | [11 empty] | Serrated Termination | [7 empty] | Non-Insulated | [6 empty] | Not Applicable |  |  |  |  | Varies by Wire Size |  |  | Tape & Reel (TR) | [6 empty] | Amplivar |  |  |  |  | Crimpband, Open Band | Crimp | [7 empty] | 6000-14000 CMA |  |  |  |  | 28000 | https://www.unikeyic.com/media/datasheet/27/4c/ae39/27/12f2a642c145886ebdb88a444988a0d1.pdf | https://www.unikeyic.com/products/wire-splice-terminals/1217990-3/12444226.html
1257010000 | Weidmüller | 50: 1.0832 150: 1.0474 300: 1.0295 | [66 empty] | 1707 | https://www.unikeyic.com/media/about_us/Unikey_ISO_9001_Certification.pdf | https://www.unikeyic.com/products/wire-splice-terminals/1257010000/23038371.html
130863-02-E | METZ CONNECT |  | Conn Audio Crimp ST Cable Mount |  |  | 130863-02 |  | - | [11 empty] | - | [7 empty] | Non-Insulated | [6 empty] | Not Applicable |  |  |  |  | 2 |  |  | Bulk | [6 empty] | - |  |  |  |  | Butt Splice, Inline, Individual Openings | IDC | [7 empty] | 22-26 AWG | [5 empty] | https://www.unikeyic.com/media/datasheet/42/62/cd9c/4262cd9cf29c10131d9159006e92e408.pdf | https://www.unikeyic.com/products/wire-splice-terminals/130863-02-e/28407413.html
1406368 | PHOENIX CONTACT | 1: 96.2821 | Phoenix Contact QPDH4PE2 H-Type Splitter, Circular Connector Adapter, QPD Series |  |  |  | 0.236" ~ 0.433" (6.00mm ~ 11.00mm) | Black | H-Distributor |  | Copper | [6 empty] | 20A |  | - | [6 empty] | IP66/IP68/IP69K - Dust Tight, Water Resistant, Waterproof | [6 empty] | UL94 V-0 | 1 (Unlimited) |  | Free Hanging (In-Line) |  | 5 (4 + PE) |  |  | -40°C ~ 100°C | Bulk |  |  |  | 6163003 |  |  | QPD | - |  |  |  |  | IDC | [5 empty] | - | [6 empty] | 3 | https://www.unikeyic.com/media/datasheet/3e/3b/041d/3e/29dcf8118fc963a0d5309fcc6c4bdeb1.pdf | https://www.unikeyic.com/products/wire-splice-terminals/1406368/2558202.html
140723-2 | TE Connectivity | 25: 0.1771 1,000: 0.162 2,500: 0.1458 5,000: 0.1426 10,000: 0.0896 | SPLICE 22-16 AWG .02 TPBR |  |  | 140723 |  | - | [11 empty] | - | [7 empty] | Non-Insulated | [6 empty] | 1 (Unlimited) |  |  |  |  | Varies by Wire Size |  |  | Tape & Reel (TR)Cut Tape (CT) |  |  |  | 4731652 |  |  | - |  |  |  |  | Crimpband, Open Band | Crimp | [7 empty] | 16-22 AWG |  |  |  |  | 14896 | https://www.unikeyic.com/media/datasheet/8f/d6/25e0/8fd625e0897c4187a2dce4db31ac0749.pdf | https://www.unikeyic.com/products/wire-splice-terminals/140723-2/530361.html
140792-2 | TE Connectivity | 210,000: 0.0791 | SPLICE 5000-12000, 0.63mm TPBR |  |  | 140792 |  | - | [11 empty] | - | [7 empty] | Non-Insulated | [6 empty] | 1 (Unlimited) |  |  |  |  | Varies by Wire Size |  |  | Tape & Reel (TR)Cut Tape (CT) |  |  |  | 7221593 |  |  | - |  |  |  |  | Crimpband, Open Band | Crimp | [7 empty] | 5000-13000 CMA |  |  |  |  | 21000000 | https://www.unikeyic.com/media/datasheet/06/12/f7f6/06/16e6d6d903dca0b5fd68996188d3b510.pdf | https://www.unikeyic.com/products/wire-splice-terminals/140792-2/10292652.html
1408465 | PHOENIX CONTACT | 1: 12.266 | Phoenix,Contact insert,HC-COM-17-ESTC,Phoenix Contact Phoenix Contact plug-in, HC-COM-17-ESTC series, Contact plug-in, Male plug, 17P+E, rated_current 10A |  |  |  |  | - | Insert without Contacts | Silver | Copper Alloy |  |  | CK 1.6-ED |  |  |  | 19.5A |  |  |  | Male |  |  |  | Polycarbonate (PC) | [7 empty] | UL94 V-0 | 1 (Unlimited) |  |  |  | 17+Ground |  |  | -40°C ~ 100°C | Bulk | [6 empty] | HEAVYCON® | [6 empty] | Crimp |  |  |  |  | 600V | [6 empty] | 12 | https://www.unikeyic.com/media/datasheet/cf/f1/cf81/cf/de915da05877b8b6a345a7e43944377f.pdf | https://www.unikeyic.com/products/wire-splice-terminals/1408465/32480387.html
1408481 | PHOENIX CONTACT | 2: 24.4739 20: 23.9531 | Phoenix,Contact insert,HC-COM-8-ESTC,Phoenix Contact Phoenix Contact plug-in, HC-COM- 8-ESTC series, Contact plug-in, Male plug, 8P+E, rated_current 16A |  |  |  |  | - | Insert without Contacts | Silver | Copper Alloy |  |  | CK 2.5-ED |  |  |  | 19A |  |  |  | Male |  |  |  | Polycarbonate (PC) | [7 empty] | UL94 V-0 | 1 (Unlimited) |  |  |  | 8+Ground |  |  | -40°C ~ 100°C | Bulk | [6 empty] | HEAVYCON® | [6 empty] | Crimp |  |  |  |  | 600V | [6 empty] | 200 | https://www.unikeyic.com/media/datasheet/upload/2023/07/19/1408481.pdf | https://www.unikeyic.com/products/wire-splice-terminals/1408481/13245453.html
1408504 | PHOENIX CONTACT | 2: 15.8449 20: 15.5077 | Phoenix,Contact insert,HC-COM-4/2-ESTC,Phoenix Contact Phoenix Contact plug-in, HC-COM- 4/2-ESTC series, Contact plug-in, 6P+E, rated_current 40A |  |  |  |  | - | Insert without Contacts | Silver | Copper Alloy |  |  | CK 1.6-ED, CK 4.0-ED |  |  |  | 40A |  |  |  | Male |  |  |  | Polycarbonate (PC) | [7 empty] | UL94 V-0 | 1 (Unlimited) |  |  |  | 4+2+Ground |  |  | -40°C ~ 100°C | Bulk |  |  |  | 2700807 |  |  | HEAVYCON® | [6 empty] | Crimp |  |  |  |  | 600V | [6 empty] | 200 | https://www.unikeyic.com/media/datasheet/upload/2023/07/19/1408504.pdf | https://www.unikeyic.com/products/wire-splice-terminals/1408504/16786808.html
1411425 | PHOENIX CONTACT | 1: 185.5219 10: 181.5746 | Phoenix,HType Distributor,QPDH4PE6,04X12-20BK,Phoenix Contact circular connector adapter, QPDseries | [14 empty] | 40A |  | - |  |  |  |  | Black | Polyamide (PA), Nylon | IP66/IP68/IP69K - Dust Tight, Water Resistant, Waterproof | [6 empty] | UL94 V-0 | Not Applicable |  | Free Hanging (In-Line) |  |  |  |  | -40°C ~ 100°C | Bulk |  |  |  | 7558935 |  |  | QPD | [11 empty] | 690VAC/DC | [6 empty] | 100 | https://www.unikeyic.com/media/datasheet/upload/2023/07/19/1411425.pdf | https://www.unikeyic.com/products/wire-splice-terminals/1411425/14465657.html
141175-1 | TE Connectivity | 360,000: 0.0762 |  |  |  | 141175 |  | - | [11 empty] | Serrated Termination | [7 empty] | Non-Insulated | [6 empty] | Not Applicable |  |  |  |  | Varies by Wire Size |  |  | Tape & Reel (TR) | [6 empty] | Amplivar |  |  |  |  | Crimpband, Open Band | Crimp | [7 empty] | 20-27 AWG |  |  |  |  | 36000000 | https://www.unikeyic.com/media/about_us/Unikey_ISO_9001_Certification.pdf | https://www.unikeyic.com/products/wire-splice-terminals/141175-1/2919635.html
1417184 | PHOENIX CONTACT | 1: 33.1079 | Phoenix,Shielding Layer,VS-08-RJ45-FOLIEN-SET,Phoenix Contact Shielding board, QUICKKON, 1mmlongx40mmwidex8mmthick | Shielding Foil |  |  |  | Silver | [11 empty] | - | RJ45 Plugs | [13 empty] | Not Applicable | [7 empty] | Bulk | [6 empty] | PLUSCON VS | [18 empty] | 100 | https://www.unikeyic.com/media/datasheet/58/d4/6b26/58/463632cfe5b6c2b1775ad45d6135e20f.pdf | https://www.unikeyic.com/products/wire-splice-terminals/1417184/2609175.html
1423995 | PHOENIX CONTACT | 1: 94.3643 10: 92.3565 | Phoenix Contact H-Type Splitter, QPDH4X2, 54X6-10GY | [31 empty] | 1 (Unlimited) | [7 empty] | Bulk |  |  |  | 9170160 |  |  | QPD | [18 empty] | 100 | https://www.unikeyic.com/media/about_us/Unikey_ISO_9001_Certification.pdf | https://www.unikeyic.com/products/wire-splice-terminals/1423995/14285673.html
1430381 | PHOENIX CONTACT | 1: 17.3487 | Phoenix Contact Connector, SACC-M12FS-4CON-PG7-MSKIN, M12 Circular Receptacle, SACC Series, 4-Pin |  |  |  | 0.157" ~ 0.236" (4.00mm ~ 6.00mm) | Black, Silver | Receptacle, Female Sockets |  | Copper Zinc | [6 empty] | 4A |  | Backshell, Coupling Nut | [6 empty] | IP67 - Dust Tight, Waterproof | [6 empty] | UL94 HB | 1 (Unlimited) |  | Free Hanging (In-Line) |  | 4 |  |  | -20°C ~ 80°C | Bulk |  |  |  | 2510451 |  |  | SKINTOP® | M12-4 |  |  |  |  | Screw | [5 empty] | 250V | [6 empty] | 15 | https://www.unikeyic.com/media/datasheet/upload/2023/07/19/1430381.pdf | https://www.unikeyic.com/products/wire-splice-terminals/1430381/11615556.html
1438246-2 | TE Connectivity | 5,000: 0.1086 10,000: 0.1083 15,000: 0.108 30,000: 0.0665 45,000: 0.0526 60,000: 0.0516 | Splice, 16-18AWG, Brass, 14.7mm, Tin, Strip, Automotive |  |  | 1438246 |  | - | [11 empty] | - | [7 empty] | Non-Insulated | [6 empty] | 1 (Unlimited) |  |  |  |  | 2 |  |  | Tape & Reel (TR)Cut Tape (CT) | [6 empty] | - |  |  |  |  | Butt Splice, Inline, Individual Openings | Crimp, Piercing | [7 empty] | 16-18 AWG |  |  |  |  | 95000 | https://www.unikeyic.com/media/datasheet/22/21/a442/22/5bd967975bf995bc428a637161bbf2b7.pdf | https://www.unikeyic.com/products/wire-splice-terminals/1438246-2/19459194.html
1438246-3 | TE Connectivity | 105,000: 0.0972 |  |  |  | 1438246 |  | - | [11 empty] | - | [7 empty] | Non-Insulated | [6 empty] | 1 (Unlimited) |  |  |  |  | 2 |  |  | Tape & Reel (TR) | [6 empty] | - |  |  |  |  | Butt Splice, Inline, Individual Openings | Crimp, Piercing | [7 empty] | 12-14 AWG |  |  |  |  | 10500000 | https://www.unikeyic.com/media/datasheet/22/21/a442/22/5bd967975bf995bc428a637161bbf2b7.pdf | https://www.unikeyic.com/products/wire-splice-terminals/1438246-3/14970204.html
1438246-4 | TE Connectivity | 5,000: 0.0984 10,000: 0.0946 25,000: 0.0931 50,000: 0.092 100,000: 0.0909 150,000: 0.0905 | Splice Terminal, 16-18AWG, Brass, 14.7mm Strip, Automotive |  |  | 1438246 |  | - | [11 empty] | - | [7 empty] | Non-Insulated | [6 empty] | 1 (Unlimited) |  |  |  |  | 2 |  |  | Tape & Reel (TR)Cut Tape (CT) |  |  |  | 5021726 |  |  | - |  |  |  |  | Butt Splice, Inline, Individual Openings | Crimp, Piercing | [7 empty] | 16-18 AWG |  |  |  |  | 30000 | https://www.unikeyic.com/media/datasheet/b8/ef/588a/b8ef588a76dc46cd0aebca87e580b5fd.pdf | https://www.unikeyic.com/products/wire-splice-terminals/1438246-4/20087060.html
1438254-1 | TE Connectivity | 15,000: 0.0356 | ID BAND .020 AL CONN |  |  | 1438254 |  | - | [11 empty] | - | [7 empty] | Non-Insulated | [6 empty] | 1 (Unlimited) |  |  |  |  | Varies by Wire Size |  |  | Bulk | [6 empty] | - |  |  |  |  | Crimpband, Open Band | Crimp | [7 empty] | - |  |  |  |  | 15000 | https://www.unikeyic.com/media/datasheet/7e/e5/0d92/7ee50d92f2626e9ff7d553bc3abe7e46.pdf | https://www.unikeyic.com/products/wire-splice-terminals/1438254-1/2689624.html
1463050 | PHOENIX CONTACT | 1,500: 65.9571 | Phoenix Contact Connector PV-C2F-S-2,5-6(+)VPE50 Solar/PV Connector | [65 empty] | 150000 | https://www.unikeyic.com/media/about_us/Unikey_ISO_9001_Certification.pdf | https://www.unikeyic.com/products/wire-splice-terminals/1463050/2215833.html
148-00077 HelaCon Plus Variobox 100-PC-MIX | HellermannTyton | 1: 61.2594 10: 58.8115 50: 56.3635 | HellermannTyton wire splice connector, 22 → 12 AWGwire_gauge | [65 empty] | 8 | https://www.unikeyic.com/media/about_us/Unikey_ISO_9001_Certification.pdf | https://www.unikeyic.com/products/wire-splice-terminals/148-00077-helacon-plus-variobox-100-pc-mix/28192993.html
148-90036 HCPM-2-PC-CL/YE | HellermannTyton | 100: 29.2421 | HellermannTyton Wire Connector, HelaCon Plus Mini, 0.5-2.5mm² Solid, 1-2.5mm² Stranded | [65 empty] | 3150 | https://www.unikeyic.com/media/about_us/Unikey_ISO_9001_Certification.pdf | https://www.unikeyic.com/products/wire-splice-terminals/148-90036-hcpm-2-pc-cl-ye/19736232.html
148-90037 | HellermannTyton | 25: 0.412 50: 0.3257 100: 0.3101 250: 0.2907 500: 0.2768 1,000: 0.2636 2,500: 0.2471 | Push-In Wire Connector, Double Spring |  |  | 148-90 |  | Transparent - Orange | [11 empty] | - | [7 empty] | Fully Insulated | [6 empty] | Not Applicable |  |  |  |  | 3 |  |  | Bulk | [6 empty] | HelaCon Plus Mini |  |  |  |  | Butt Splice, Closed End, Individual Openings | Push In | [7 empty] | 12-22 AWG |  |  |  |  | 769 | https://www.unikeyic.com/media/datasheet/4a/63/c350/4a/7122c1276ffc8156ade077cf67c64959.pdf | https://www.unikeyic.com/products/wire-splice-terminals/148-90037/34890722.html
148-90038 HCPM-4-PC-CL | HellermannTyton | 100: 25.5339 | HellermannTyton Wire Connector, HelaCon Plus Mini, 0.5-2.5mm² Solid, 1-2.5mm² Stranded | [65 empty] | 2600 | https://www.unikeyic.com/media/about_us/Unikey_ISO_9001_Certification.pdf | https://www.unikeyic.com/products/wire-splice-terminals/148-90038-hcpm-4-pc-cl/15311857.html
148-90039 | HellermannTyton | 25: 0.5359 50: 0.4238 100: 0.4035 250: 0.3782 500: 0.3601 1,000: 0.3429 2,500: 0.3214 | Connector Housing 5 POS Straight |  |  | 148-90 |  | Transparent - Blue | [11 empty] | - | [7 empty] | Fully Insulated | [6 empty] | Not Applicable |  |  |  |  | 5 |  |  | Bulk |  |  |  | 8259485 |  |  | HelaCon Plus Mini |  |  |  |  | Butt Splice, Closed End, Individual Openings | Push In | [7 empty] | 12-22 AWG |  |  |  |  | 4257 | https://www.unikeyic.com/media/datasheet/70/8f/130c/70/8ffb31de7ded770f24a9b0bcc153a753.pdf | https://www.unikeyic.com/products/wire-splice-terminals/148-90039/1116300.html
148-90040 | HellermannTyton | 50: 0.6507 100: 0.6195 250: 0.5807 500: 0.553 1,000: 0.5265 2,500: 0.4936 | Electrical Installation Wire Connectors |  |  | 148-90 |  | Transparent - Purple | [11 empty] | - | [7 empty] | Fully Insulated | [6 empty] | Not Applicable |  |  |  |  | 6 |  |  | Bulk | [6 empty] | HelaCon Plus Mini |  |  |  |  | Butt Splice, Closed End, Individual Openings | Push In | [7 empty] | 12-22 AWG |  |  |  |  | 905 | https://www.unikeyic.com/media/datasheet/cd/f0/c961/cd/2f372e0fc736f2b5c63fc43678839a25.pdf | https://www.unikeyic.com/products/wire-splice-terminals/148-90040/633760.html
148-90040 HCPM-6-PC-CL/VT | HellermannTyton | 1: 27.3773 10: 26.8884 25: 26.3995 100: 26.3995 250: 26.3995 500: 26.3995 | HellermannTyton Wire Connector, HelaCon Plus Mini, 0.5-2.5mm² Solid, 1-2.5mm² Stranded | [65 empty] | 1 | https://www.unikeyic.com/media/about_us/Unikey_ISO_9001_Certification.pdf | https://www.unikeyic.com/products/wire-splice-terminals/148-90040-hcpm-6-pc-cl-vt/12861868.html
148-90041 HCPM-8-PC-BK/CL | HellermannTyton | 10: 30.6721 100: 29.23 | HellermannTyton Wire Connector, HelaCon Plus Mini, 0.5-2.5mm² Solid, 1-2.5mm² Stranded | [65 empty] | 350 | https://www.unikeyic.com/media/about_us/Unikey_ISO_9001_Certification.pdf | https://www.unikeyic.com/products/wire-splice-terminals/148-90041-hcpm-8-pc-bk-cl/30051947.html
148-90048 | HellermannTyton | 500: 0.22 1,000: 0.2095 2,500: 0.1964 | HelaCon Plus Mini, Push-In Style Wire Connector, Double Spring, 2-Port, (PC), Yellow, 500/pkg |  |  | 148-90 |  | Transparent - Yellow | [11 empty] | - | [7 empty] | Fully Insulated | [6 empty] | Not Applicable |  |  |  |  | 2 |  |  | Bulk |  |  |  | 8259488 |  |  | HelaCon Plus Mini |  |  |  |  | Butt Splice, Closed End, Individual Openings | Push In | [7 empty] | 12-22 AWG |  |  |  |  | 841 | https://www.unikeyic.com/media/datasheet/c4/6c/a3d0/c4/c3880215960046795b9a41ce55c2d31d.pdf | https://www.unikeyic.com/products/wire-splice-terminals/148-90048/34946124.html
148-90050 | HellermannTyton | 25: 0.4329 50: 0.3423 100: 0.3259 250: 0.3055 | Push-In Style Wire Connector, Double Spring, 4-Port |  |  | 148-90 |  | Transparent | [11 empty] | - | [7 empty] | Fully Insulated | [6 empty] | Not Applicable |  |  |  |  | 4 |  |  | Bulk |  |  |  | 8259490 |  |  | HelaCon Plus Mini |  |  |  |  | Butt Splice, Closed End, Individual Openings | Push In | [7 empty] | 12-22 AWG |  |  |  |  | 316 | https://www.unikeyic.com/media/datasheet/e1/bf/65a8/e1/84ba00dc7c38a238444ccb534d2d59cc.pdf | https://www.unikeyic.com/products/wire-splice-terminals/148-90050/1347976.html
148-90051 | HellermannTyton | 500: 0.3464 1,000: 0.3298 2,500: 0.3091 | HelaCon Plus Mini, Push-In Style Wire Connector, Double Spring, 5-Port, (PC), Blue, 300/pkg |  |  | 148-90 |  | Transparent - Blue | [11 empty] | - | [7 empty] | Fully Insulated | [6 empty] | Not Applicable |  |  |  |  | 5 |  |  | Bulk |  |  |  | 8259491 |  |  | HelaCon Plus Mini |  |  |  |  | Butt Splice, Closed End, Individual Openings | Push In | [7 empty] | 12-22 AWG |  |  |  |  | 1041 | https://www.unikeyic.com/media/datasheet/88/02/a569/88/b00e9ddc71c859ba5b9e0876bd932831.pdf | https://www.unikeyic.com/products/wire-splice-terminals/148-90051/23981822.html
148-90052 | HellermannTyton | 25: 0.5952 50: 0.5669 100: 0.5398 250: 0.5059 500: 0.4818 1,000: 0.4588 2,500: 0.43 | WIRE CONN PUSH 6PORT VIO |  |  | 148-90 |  | Transparent - Purple | [11 empty] | - | [7 empty] | Fully Insulated | [6 empty] | Not Applicable |  |  |  |  | 6 |  |  | Bulk |  |  |  | 8259492 |  |  | HelaCon Plus Mini |  |  |  |  | Butt Splice, Closed End, Individual Openings | Push In | [7 empty] | 12-22 AWG |  |  |  |  | 411 | https://www.unikeyic.com/media/datasheet/83/ec/208d/83/2b103c2b0aa5ea5a0f4555b7ad0b015c.pdf | https://www.unikeyic.com/products/wire-splice-terminals/148-90052/7739408.html
148-90053 | HellermannTyton | 10: 0.9326 25: 0.7262 50: 0.6914 100: 0.6583 250: 0.617 500: 0.5875 1,000: 0.5595 2,500: 0.5244 | Conn Wire to Board F 8 POS ST Cable Mount Package |  |  | 148-90 |  | Transparent - Black | [11 empty] | - | [7 empty] | Fully Insulated | [6 empty] | Not Applicable |  |  |  |  | 8 |  |  | Bulk |  |  |  | 8259493 |  |  | HelaCon Plus Mini |  |  |  |  | Butt Splice, Closed End, Individual Openings | Push In | [7 empty] | 12-22 AWG |  |  |  |  | 2325 | https://www.unikeyic.com/media/datasheet/e5/9c/a1cd/e5/374dd81892618c533f21b8746a3ab86b.pdf | https://www.unikeyic.com/products/wire-splice-terminals/148-90053/6825260.html
148-90059 | HellermannTyton | 10: 1.1357 25: 1.0651 80: 0.9808 160: 0.9339 320: 0.8893 560: 0.8549 1,040: 0.8183 2,560: 0.7679 | HellermannTyton wire splice connector, Wire Connector Splice, 28 → 14 AWGwire_gauge, 12mmtotal length | [27 empty] | 20.5mm(height) | [37 empty] | 4575 | https://www.unikeyic.com/media/about_us/Unikey_ISO_9001_Certification.pdf | https://www.unikeyic.com/products/wire-splice-terminals/148-90059/4723181.html
148-90061 | HellermannTyton | 1: 2.6801 10: 1.8932 25: 1.7743 50: 1.6896 100: 1.6089 250: 1.5081 500: 1.4361 1,000: 1.3676 2,500: 1.282 | HellermannTyton wire splice connector, Wire Connector Splice, 28 → 14 AWGwire_gauge, 26mmtotal length | [65 empty] | 1660 | https://www.unikeyic.com/media/about_us/Unikey_ISO_9001_Certification.pdf | https://www.unikeyic.com/products/wire-splice-terminals/148-90061/32944872.html
148-90062 | HellermannTyton | 10: 0.6225 | HellermannTyton wire splice connector, Wire Connector Splice, 28 → 14 AWGwire_gauge, 12mmtotal length | [27 empty] | 20.5mm(height) | [37 empty] | 2710 | https://www.unikeyic.com/media/about_us/Unikey_ISO_9001_Certification.pdf | https://www.unikeyic.com/products/wire-splice-terminals/148-90062/10370383.html
148-90067 | HellermannTyton | 1: 2.7449 10: 1.9332 25: 1.812 50: 1.7253 100: 1.6427 250: 1.5399 500: 1.4663 1,000: 1.3963 2,500: 1.309 | HELACON RELEASABLE WIRE CONNECTO | [44 empty] | Compliant | Bagged | [19 empty] | 2192 | https://www.unikeyic.com/media/about_us/Unikey_ISO_9001_Certification.pdf | https://www.unikeyic.com/products/wire-splice-terminals/148-90067/311770153.html
1485800000 | Weidmüller | 1: 0.1708 100: 0.1612 1,000: 0.1585 | [66 empty] | 13000 | https://www.unikeyic.com/media/about_us/Unikey_ISO_9001_Certification.pdf | https://www.unikeyic.com/products/wire-splice-terminals/1485800000/27932234.html
1500253 | PHOENIX CONTACT | 1: 95.1981 | Phoenix Contact SACC-M16FR-14CON-M M16 Circular Connector, SACC Series |  |  |  | 0.236" ~ 0.315" (6.00mm ~ 8.00mm) | Silver | Receptacle, Female Sockets |  | Copper Tin | [6 empty] | - |  | Backshell, Coupling Nut | [6 empty] | IP67 - Dust Tight, Waterproof | [6 empty] | UL94 V-0 | 1 (Unlimited) |  | Free Hanging (In-Line), Angled |  | 14 |  |  | -30°C ~ 95°C | Bulk |  |  |  | 3607301 |  |  | SACC | M16-14 |  |  |  |  | Solder Cup | [5 empty] | - | [6 empty] | 12 | https://www.unikeyic.com/media/datasheet/5f/c2/2e7b/5f/b9c53722f86e37a5b60f225f3df57c69.pdf | https://www.unikeyic.com/products/wire-splice-terminals/1500253/33133654.html
1527480-2 | TE Connectivity | 12,000: 0.1567 | Splice Terminal |  |  | 1527480 |  | - | [11 empty] | - | [7 empty] | Non-Insulated | [6 empty] | 1 (Unlimited) |  |  |  |  | 2 |  |  | Bulk |  |  |  | 2055861 |  |  | - |  |  |  |  | Butt Splice, Inline, Individual Openings | Crimp | [7 empty] | 14-16 AWG |  |  |  |  | 1200000 | https://www.unikeyic.com/media/datasheet/24/b2/f281/24/413b33337202857b9725ba69b8df9b1a.pdf | https://www.unikeyic.com/products/wire-splice-terminals/1527480-2/26485328.html
1527488-2 | TE Connectivity | 12,000: 0.1152 |  |  |  | 1527488 |  | - | [11 empty] | - | [7 empty] | Non-Insulated | [6 empty] | 1 (Unlimited) |  |  |  |  | 2 |  |  | Bulk |  |  |  | 2055862 |  |  | - |  |  |  |  | Butt Splice, Inline, Individual Openings | Crimp | [7 empty] | 18-22 AWG |  |  |  |  | 1200000 | https://www.unikeyic.com/media/datasheet/15/b8/b7c1/15/3b8d81cb08e50aa540ea07fd6063ced5.pdf | https://www.unikeyic.com/products/wire-splice-terminals/1527488-2/28209911.html
1546306-3 | BUCHANAN | 10: 1.2731 25: 1.2731 50: 1.1407 100: 1.1204 500: 1.1204 1,000: 1.1 2,500: 1.1 | Barrier Strip Connector 3 POS 9.53mm Panel Mount 20A/Contact, Carton | [15 empty] | 1546306-3 BUCHANAN | [49 empty] | 1783 | https://www.unikeyic.com/media/datasheet/aa/49/27fe/aa4927fe3933f21f7ea3f8536995c95e.pdf | https://www.unikeyic.com/products/wire-splice-terminals/1546306-3/13732141.html
155353-1 | TE Connectivity | 40,000: 0.0346 | Brass End Feed Splices, Non-Insulation Support |  |  | 155353 |  | - | [11 empty] | - | [7 empty] | Non-Insulated | [6 empty] | 1 (Unlimited) |  |  |  |  | Varies by Wire Size |  |  | Tape & Reel (TR) | [6 empty] | - |  |  |  |  | Crimpband, Open Band | Crimp | [7 empty] | 7000-12000 CMA |  |  |  |  | 4000000 | https://www.unikeyic.com/media/datasheet/5b/87/7679/5b/650bc3a3d130eef079c4ae351c3473d1.pdf | https://www.unikeyic.com/products/wire-splice-terminals/155353-1/22580287.html
1556812 | PHOENIX CONTACT | 1: 42.9999 | Phoenix Contact Connector, SACC-M12FR-5CON-PG9-MSKIN, Circular, 5-Pin |  |  |  | 0.236" ~ 0.315" (6.00mm ~ 8.00mm) | Black, Silver | Receptacle, Female Sockets |  | Copper Zinc | [6 empty] | 4A |  | Backshell, Coupling Nut | [6 empty] | IP67 - Dust Tight, Waterproof | [6 empty] | UL94 HB | 1 (Unlimited) |  | Free Hanging (In-Line), Right Angle |  | 5 |  |  | -20°C ~ 80°C | Bulk | [6 empty] | SKINTOP® | M12-5 |  |  |  |  | Screw | [5 empty] | 48VAC, 60VDC | [6 empty] | 4 | https://www.unikeyic.com/media/datasheet/e3/1f/c08e/e31fc08ef9fd55dbd4427c089c1a7487.pdf | https://www.unikeyic.com/products/wire-splice-terminals/1556812/19267545.html
1556838 | PHOENIX CONTACT | 1: 24.362 | Phoenix,Connector,SACC-M12FS-5CON-PG9-MSKIN,M12 Sensor Connector SKT 5 POS Screw ST Cable Mount 5 Terminal 1 Port |  |  |  | 0.236" ~ 0.315" (6.00mm ~ 8.00mm) | Black, Silver | Receptacle, Female Sockets |  | Copper Zinc | [6 empty] | 4A |  | Backshell, Coupling Nut | [6 empty] | IP67 - Dust Tight, Waterproof | [6 empty] | UL94 HB | 1 (Unlimited) |  | Free Hanging (In-Line) |  | 5 |  |  | -20°C ~ 80°C | Bulk | [6 empty] | SKINTOP® | M12-5 |  |  |  |  | Screw | [5 empty] | 48VAC, 60VDC | [6 empty] | 4 | https://www.unikeyic.com/media/datasheet/28/d6/fb69/28d6fb6981a30b0770add7b08a3d65bf.pdf | https://www.unikeyic.com/products/wire-splice-terminals/1556838/14827202.html
1556870 | PHOENIX CONTACT | 1: 17.5671 10: 17.2534 25: 16.9397 100: 16.9397 250: 16.9397 | Phoenix Contact SACC-M12MS-4CON-PG7-MSKIN M12 Circular Connector Plug, SACC Series |  |  |  | 0.157" ~ 0.236" (4.00mm ~ 6.00mm) | Black, Silver | Plug, Male Pins |  | Copper Zinc | [6 empty] | 4A |  | Backshell | [6 empty] | IP67 - Dust Tight, Waterproof | [6 empty] | UL94 HB | 1 (Unlimited) |  | Free Hanging (In-Line) |  | 4 |  |  | -20°C ~ 80°C | Bulk |  |  |  | 2510486 |  |  | SKINTOP® | M12-4 |  |  |  |  | Screw | [5 empty] | 250V | [6 empty] | 5 | https://www.unikeyic.com/media/datasheet/98/bd/c541/98/7a326d5cc276629cce33fbb8e09cdbbe.pdf | https://www.unikeyic.com/products/wire-splice-terminals/1556870/14335670.html
1559000 | PHOENIX CONTACT | 1: 17.7314 5: 17.1956 | Phoenix Contact SACC-M12FS-5CON-PG7-MSKIN M12 Circular Connector Receptacle, SACC Series, 5 Pos, Cable Mount, Screw Lock, IP67 |  |  |  | 0.157" ~ 0.236" (4.00mm ~ 6.00mm) | Black, Silver | Receptacle, Female Sockets |  | Copper Zinc | [6 empty] | 4A |  | Backshell, Coupling Nut | [6 empty] | IP67 - Dust Tight, Waterproof | [6 empty] | UL94 HB | 1 (Unlimited) |  | Free Hanging (In-Line) |  | 5 |  |  | -20°C ~ 80°C | Bulk | [6 empty] | SKINTOP® | M12-5 |  |  |  |  | Screw | [5 empty] | 48VAC, 60VDC | [6 empty] | 6 | https://www.unikeyic.com/media/datasheet/66/5d/83eb/665d83eb70c4be0a610cae7702148634.pdf | https://www.unikeyic.com/products/wire-splice-terminals/1559000/2125421.html
1561742 | PHOENIX CONTACT | 1: 20.553 | Phoenix,Connector,SACC-M12MR-5CON-PG9-MSKINTOP,Phoenix Contact M12circular connector plug, SACCseries, 5Core, Cable installation, Tighten the screws, IP67 |  |  |  | 0.236" ~ 0.315" (6.00mm ~ 8.00mm) | Black, Silver | Plug, Male Pins |  | Copper Zinc | [6 empty] | 4A |  | Backshell | [6 empty] | IP67 - Dust Tight, Waterproof | [6 empty] | UL94 HB | 1 (Unlimited) |  | Free Hanging (In-Line), Right Angle |  | 5 |  |  | -20°C ~ 80°C | Bulk | [6 empty] | SKINTOP® | M12-5 |  |  |  |  | Screw | [5 empty] | 48VAC, 60VDC | [6 empty] | 3 | https://www.unikeyic.com/media/datasheet/d5/96/b9b9/d596b9b91afab2e0b108ba5f3bf46396.pdf | https://www.unikeyic.com/products/wire-splice-terminals/1561742/14614111.html
1601311-1 | TE Connectivity | 105,000: 0.0103 |  |  |  | 1601311 |  | - | [11 empty] | - | [7 empty] | Non-Insulated | [6 empty] | 1 (Unlimited) |  |  |  |  | Varies by Wire Size |  |  | Bulk | [6 empty] | - |  |  |  |  | Crimpband, Open Band | Crimp | [7 empty] | - |  |  |  |  | 10500000 | https://www.unikeyic.com/media/datasheet/d2/66/7b2b/d2/26ac99a1be61e0d785f75cacc63fa389.pdf | https://www.unikeyic.com/products/wire-splice-terminals/1601311-1/9708492.html
1601330-1 | TE Connectivity | 39,000: 0.1312 |  |  |  | 1601330 |  | - | [11 empty] | Serrated Mating Area | [7 empty] | Non-Insulated | [6 empty] | 1 (Unlimited) |  |  |  |  | Varies by Wire Size |  |  | Bulk | [6 empty] | - |  |  |  |  | Crimpband, Open Band | Crimp | [7 empty] | - |  |  |  |  | 3900000 | https://www.unikeyic.com/media/datasheet/dd/69/465c/dd/c6a9f6944f88cef84f611a8717d0996a.pdf | https://www.unikeyic.com/products/wire-splice-terminals/1601330-1/6890080.html
1601480-1 | TE Connectivity | 100,000: 0.212 |  |  |  | 1601480 |  | - | [11 empty] | - | [7 empty] | - | [6 empty] | 1 (Unlimited) |  |  |  |  | - |  |  | Tape & Reel (TR) |  |  |  | 5438942 |  |  | - |  |  |  |  | - | - | [7 empty] | - |  |  |  |  | 10000000 | https://www.unikeyic.com/media/datasheet/de/5a/7fba/de/8750a741e8e87d31bec00f3b97967ee6.pdf | https://www.unikeyic.com/products/wire-splice-terminals/1601480-1/7746097.html
1601481-1 | TE Connectivity | 100,000: 0.212 | Standard Mag-Mate Terminals Crimp |  |  | 1601481 |  | - | [11 empty] | - | [7 empty] | - | [6 empty] | 1 (Unlimited) |  |  |  |  | - |  |  | Tape & Reel (TR) |  |  |  | 5438941 |  |  | - |  |  |  |  | - | - | [7 empty] | - |  |  |  |  | 10000000 | https://www.unikeyic.com/media/datasheet/de/5a/7fba/de/8750a741e8e87d31bec00f3b97967ee6.pdf | https://www.unikeyic.com/products/wire-splice-terminals/1601481-1/2772217.html
1601511-1 | TE Connectivity | 132,000: 0.015 |  |  |  | 1601511 |  | - | [11 empty] | Ridged | [7 empty] | Non-Insulated | [6 empty] | 1 (Unlimited) |  |  |  |  | Varies by Wire Size |  |  | Tape & Reel (TR) |  |  |  | 2308535 |  |  | RTM |  |  |  |  | Crimpband, Open Band | Crimp | [7 empty] | 16.5-20 AWG |  |  |  |  | 13200000 | https://www.unikeyic.com/media/datasheet/66/ec/277e/66/4d0ceb1055ebfa0bf9b3e0bc7271153c.pdf | https://www.unikeyic.com/products/wire-splice-terminals/1601511-1/23123934.html
1601518-1 | TE Connectivity | 129,000: 0.0204 | Cable Accessories Splice |  |  | 1601518 |  | - | [11 empty] | Serrated Mating Area | [7 empty] | Non-Insulated | [6 empty] | 1 (Unlimited) |  |  |  |  | Varies by Wire Size |  |  | Bulk |  |  |  | 5440404 |  |  | - |  |  |  |  | Crimpband, Open Band | Crimp | [7 empty] | - |  |  |  |  | 12900000 | https://www.unikeyic.com/media/datasheet/ec/64/1123/ec/a39c62d4cb2b0c036d450dbbe8187b99.pdf | https://www.unikeyic.com/products/wire-splice-terminals/1601518-1/15909528.html
1601538-1 | TE Connectivity | 159,000: 0.0273 |  |  |  | 1601538 |  | - | [11 empty] | Serrated Mating Area | [7 empty] | Non-Insulated | [6 empty] | 1 (Unlimited) |  |  |  |  | Varies by Wire Size |  |  | Tape & Reel (TR) | [6 empty] | MTM |  |  |  |  | Crimpband, Open Band | Crimp | [7 empty] | 20-24 AWG |  |  |  |  | 15900000 | https://www.unikeyic.com/media/datasheet/7d/39/ba66/7d/3cdb233cd909b390a6e5379b23675a18.pdf | https://www.unikeyic.com/products/wire-splice-terminals/1601538-1/2348687.html
1601545-1 | TE Connectivity | 180,000: 0.0143 | Connector Terminal Splice |  |  | 1601545 |  | - | [11 empty] | Ridged | [7 empty] | Non-Insulated | [6 empty] | 1 (Unlimited) |  |  |  |  | Varies by Wire Size |  |  | Tape & Reel (TR) | [6 empty] | RTM |  |  |  |  | Crimpband, Open Band | Crimp | [7 empty] | 20-24 AWG |  |  |  |  | 18000000 | https://www.unikeyic.com/media/datasheet/97/d1/eb9e/97/368a45f33f4fbf940e428e1c677ebf0b.pdf | https://www.unikeyic.com/products/wire-splice-terminals/1601545-1/29560656.html
1601559-1 | TE Connectivity | 10,000: 0.0218 42,000: 0.0207 84,000: 0.0203 126,000: 0.0202 168,000: 0.0198 252,000: 0.0198 504,000: 0.0184 | Splice 19-22 AWG Open Barrel For Magnet Wire |  |  | 1601559 |  | - | [11 empty] | Serrated Mating Area | [7 empty] | Non-Insulated | [6 empty] | 1 (Unlimited) |  |  |  |  | Varies by Wire Size |  |  | Tape & Reel (TR) |  |  |  | 2308558 |  |  | MTM |  |  |  |  | Crimpband, Open Band | Crimp | [7 empty] | 19-22 AWG |  |  |  |  | 210000 | https://www.unikeyic.com/media/datasheet/8b/b1/e3e0/8b/410fe8238ac377cb884105a60ada91d8.pdf | https://www.unikeyic.com/products/wire-splice-terminals/1601559-1/6101307.html
1601571-1 | TE Connectivity | 162,000: 0.0166 | Connector Terminals Splice |  |  | 1601571 |  | - | [11 empty] | Ridged | [7 empty] | Non-Insulated | [6 empty] | 1 (Unlimited) |  |  |  |  | Varies by Wire Size |  |  | Tape & Reel (TR) |  |  |  | 2308566 |  |  | RTM |  |  |  |  | Crimpband, Open Band | Crimp | [7 empty] | 19-22 AWG |  |  |  |  | 16200000 | https://www.unikeyic.com/media/datasheet/40/91/cc22/40/94be0b7962ae6508ba0397ab688687a4.pdf | https://www.unikeyic.com/products/wire-splice-terminals/1601571-1/25215726.html
1601575-1 | TE Connectivity | 117,000: 0.0149 | Cable Accessories Splice |  |  | 1601575 |  | - | [11 empty] | Ridged | [7 empty] | Non-Insulated | [6 empty] | 1 (Unlimited) |  |  |  |  | Varies by Wire Size |  |  | Tape & Reel (TR) | [6 empty] | RTM |  |  |  |  | Crimpband, Open Band | Crimp | [7 empty] | 19-22 AWG |  |  |  |  | 11700000 | https://www.unikeyic.com/media/datasheet/4f/42/d52a/4f/a691b1d20eed8e4d47dbb6de065e2a3b.pdf | https://www.unikeyic.com/products/wire-splice-terminals/1601575-1/5456978.html
1601599-1 | TE Connectivity | 117,000: 0.0223 | Connector Terminals Splice |  |  | 1601599 |  | - | [11 empty] | Ridged | [7 empty] | Non-Insulated | [6 empty] | 1 (Unlimited) |  |  |  |  | Varies by Wire Size |  |  | Tape & Reel (TR)Cut Tape (CT) |  |  |  | 2308581 |  |  | RTM |  |  |  |  | Crimpband, Open Band | Crimp | [7 empty] | 15-20 AWG |  |  |  |  | 11700000 | https://www.unikeyic.com/media/datasheet/f4/00/d53f/f4/61577e1543ca5c59bed1cd1b497cf705.pdf | https://www.unikeyic.com/products/wire-splice-terminals/1601599-1/34282150.html
1601631-1 | TE Connectivity | 90,000: 0.0447 | Connector Terminals Splice |  |  | 1601631 |  | - | [11 empty] | Ridged | [7 empty] | Non-Insulated | [6 empty] | 1 (Unlimited) |  |  |  |  | Varies by Wire Size |  |  | Tape & Reel (TR) |  |  |  | 2308606 |  |  | RTM |  |  |  |  | Crimpband, Open Band | Crimp | [7 empty] | 16-20.5 AWG |  |  |  |  | 9000000 | https://www.unikeyic.com/media/datasheet/2d/d3/b2b4/2d/a9c33874b9c1b42ec87e9e788cf4502a.pdf | https://www.unikeyic.com/products/wire-splice-terminals/1601631-1/25431987.html
1601637-1 | TE Connectivity | 114,000: 0.1297 |  |  |  | 1601637 |  | - | [11 empty] | Serrated Mating Area | [7 empty] | Non-Insulated | [6 empty] | 1 (Unlimited) |  |  |  |  | Varies by Wire Size |  |  | Tape & Reel (TR) |  |  |  | 2308609 |  |  | MTM |  |  |  |  | Crimpband, Open Band | Crimp | [7 empty] | 13.5-17.5 AWG |  |  |  |  | 11400000 | https://www.unikeyic.com/media/datasheet/b5/98/1ba8/b5/47f5f6340e43949ad3ab56662715a13b.pdf | https://www.unikeyic.com/products/wire-splice-terminals/1601637-1/31206958.html
1601663-1 | TE Connectivity | 18: 129.3382 |  |  |  | 1601663 |  | - | [11 empty] | - | [7 empty] | Non-Insulated | [6 empty] | 1 (Unlimited) |  |  |  |  | Varies by Wire Size |  |  | Tape & Reel (TR) | [6 empty] | - |  |  |  |  | Crimpband, Open Band | Crimp | [7 empty] | - |  |  |  |  | 1800 | https://www.unikeyic.com/media/datasheet/5f/be/dc33/5f/c2fdbe91591fd6288dc26a0a7b6f3e83.pdf | https://www.unikeyic.com/products/wire-splice-terminals/1601663-1/17798223.html
1601665-1 | TE Connectivity | 46,000: 0.0254 | Splice 14-18 AWG Open Barrel Discrete Wire |  |  | 1601665 |  | - | [11 empty] | Ridged | [7 empty] | Non-Insulated | [6 empty] | 1 (Unlimited) |  |  |  |  | Varies by Wire Size |  |  | Tape & Reel (TR) |  |  |  | 14797530 |  |  | RTM |  |  |  |  | Crimpband, Open Band | Crimp | [7 empty] | 14-18 AWG |  |  |  |  | 4600000 | https://www.unikeyic.com/media/datasheet/a4/44/384b/a4/b91b74cb8c4bf790a55e3fa0f320bfea.pdf | https://www.unikeyic.com/products/wire-splice-terminals/1601665-1/33307482.html
1601672-1 | TE Connectivity | 18: 154.9585 |  |  |  | 1601672 |  | - | [11 empty] | - | [7 empty] | Non-Insulated | [6 empty] | 1 (Unlimited) |  |  |  |  | Varies by Wire Size |  |  | Tape & Reel (TR) |  |  |  | 5440595 |  |  | - |  |  |  |  | Crimpband, Open Band | Crimp | [7 empty] | - |  |  |  |  | 1800 | https://www.unikeyic.com/media/datasheet/1b/1c/587c/1b/58c831804f94385bda49730958b96861.pdf | https://www.unikeyic.com/products/wire-splice-terminals/1601672-1/273087.html
1601681-1 | TE Connectivity | 57,000: 0.0273 |  |  |  | 1601681 |  | - | [11 empty] | Ridged | [7 empty] | Non-Insulated | [6 empty] | 1 (Unlimited) |  |  |  |  | Varies by Wire Size |  |  | Tape & Reel (TR) |  |  |  | 2308639 |  |  | RTM |  |  |  |  | Crimpband, Open Band | Crimp | [7 empty] | 12-16 AWG |  |  |  |  | 5700000 | https://www.unikeyic.com/media/datasheet/c6/a1/ca31/c6/ccc3ca251f03342e0c513c285d93aa77.pdf | https://www.unikeyic.com/products/wire-splice-terminals/1601681-1/34577085.html
1601687-1 | TE Connectivity | 99,000: 0.0209 |  |  |  | 1601687 |  | - | [11 empty] | Ridged | [7 empty] | Non-Insulated | [6 empty] | 1 (Unlimited) |  |  |  |  | Varies by Wire Size |  |  | Tape & Reel (TR) | [6 empty] | RTM |  |  |  |  | Crimpband, Open Band | Crimp | [7 empty] | 13-16.5 AWG |  |  |  |  | 9900000 | https://www.unikeyic.com/media/datasheet/49/10/1516/49/5cf68a191310f8239d631940f536170b.pdf | https://www.unikeyic.com/products/wire-splice-terminals/1601687-1/14246277.html
1601698-1 | TE Connectivity | 81,000: 0.0234 |  |  |  | 1601698 |  | - | [11 empty] | - | [7 empty] | Non-Insulated | [6 empty] | 1 (Unlimited) |  |  |  |  | Varies by Wire Size |  |  | Bulk | [6 empty] | - |  |  |  |  | Crimpband, Open Band | Crimp | [7 empty] | - |  |  |  |  | 8100000 | https://www.unikeyic.com/media/datasheet/da/73/eea9/da/be7d3f99022c3ea21f3a6e5fe2281fdf.pdf | https://www.unikeyic.com/products/wire-splice-terminals/1601698-1/167540.html
1601699-1 | TE Connectivity | 84,000: 0.0495 | Cable Accessories Splice |  |  | 1601699 |  | - | [11 empty] | - | [7 empty] | Non-Insulated | [6 empty] | 1 (Unlimited) |  |  |  |  | Varies by Wire Size |  |  | Bulk |  |  |  | 5440597 |  |  | - |  |  |  |  | Crimpband, Open Band | Crimp | [7 empty] | - |  |  |  |  | 8400000 | https://www.unikeyic.com/media/datasheet/07/90/6c44/07/50f1195635d07e71a6024ad3d1864714.pdf | https://www.unikeyic.com/products/wire-splice-terminals/1601699-1/4377135.html
1601710-1 | TE Connectivity | 57,000: 0.0527 | Connector Terminals Splice |  |  | 1601710 |  | - | [11 empty] | Ridged | [7 empty] | Non-Insulated | [6 empty] | 1 (Unlimited) |  |  |  |  | Varies by Wire Size |  |  | Tape & Reel (TR) | [6 empty] | RTM |  |  |  |  | Crimpband, Open Band | Crimp | [7 empty] | 11.5-14.5 AWG |  |  |  |  | 5700000 | https://www.unikeyic.com/media/datasheet/2f/f1/7cee/2f/82e9690f645ae534f7fb242d8d6f8691.pdf | https://www.unikeyic.com/products/wire-splice-terminals/1601710-1/5697542.html
1601723-1 | TE Connectivity | 69,000: 0.0481 |  |  |  | 1601723 |  | - | [11 empty] | Ridged | [7 empty] | Non-Insulated | [6 empty] | 1 (Unlimited) |  |  |  |  | Varies by Wire Size |  |  | Tape & Reel (TR) |  |  |  | 2308668 |  |  | RTM |  |  |  |  | Crimpband, Open Band | Crimp | [7 empty] | 12-15.5 AWG |  |  |  |  | 6900000 | https://www.unikeyic.com/media/datasheet/85/3c/5d4a/85/5677897c364e2faf0757189b2c815dbb.pdf | https://www.unikeyic.com/products/wire-splice-terminals/1601723-1/20353317.html
1601730-1 | TE Connectivity | 57,000: 0.0521 | Connector Terminals Splice |  |  | 1601730 |  | - | [11 empty] | Ridged | [7 empty] | Non-Insulated | [6 empty] | 1 (Unlimited) |  |  |  |  | Varies by Wire Size |  |  | Tape & Reel (TR) | [6 empty] | RTM |  |  |  |  | Crimpband, Open Band | Crimp | [7 empty] | 12-15.5 AWG |  |  |  |  | 5700000 | https://www.unikeyic.com/media/datasheet/a7/ee/c9a4/a7/01a8e23ef20771545896412a89b60860.pdf | https://www.unikeyic.com/products/wire-splice-terminals/1601730-1/5320393.html
1601733-1 | TE Connectivity | 57,000: 0.0281 | Connector Terminals Splice |  |  | 1601733 |  | - | [11 empty] | Ridged | [7 empty] | Non-Insulated | [6 empty] | 1 (Unlimited) |  |  |  |  | Varies by Wire Size |  |  | Tape & Reel (TR) |  |  |  | 2308677 |  |  | RTM |  |  |  |  | Crimpband, Open Band | Crimp | [7 empty] | 12-15.5 AWG |  |  |  |  | 5700000 | https://www.unikeyic.com/media/datasheet/e6/22/b3c6/e6/2138b239f27f7a6e00702dbd06a9226e.pdf | https://www.unikeyic.com/products/wire-splice-terminals/1601733-1/30481975.html
1601739-1 | TE Connectivity | 50: 0.2675 100: 0.2116 250: 0.1983 500: 0.1888 1,000: 0.1798 2,500: 0.1686 | Cable Accessories Splice |  |  | 1601739 |  | - | [11 empty] | - | [7 empty] | Non-Insulated | [6 empty] | 1 (Unlimited) |  |  |  |  | Varies by Wire Size |  |  | Bulk |  |  |  | 5440598 |  |  | - |  |  |  |  | Crimpband, Open Band | Crimp | [7 empty] | - |  |  |  |  | 33000 | https://www.unikeyic.com/media/datasheet/94/15/557b/94/853c855a3f3fe2b53abf0ffe60f510cb.pdf | https://www.unikeyic.com/products/wire-splice-terminals/1601739-1/27874874.html
1601797-1 | TE Connectivity | 159,000: 0.0235 | Connector Terminals Splice |  |  | 1601797 |  | - | [11 empty] | Ridged | [7 empty] | Non-Insulated | [6 empty] | 1 (Unlimited) |  |  |  |  | Varies by Wire Size |  |  | Tape & Reel (TR) | [6 empty] | RTM |  |  |  |  | Crimpband, Open Band | Crimp | [7 empty] | 20-24 AWG |  |  |  |  | 15900000 | https://www.unikeyic.com/media/datasheet/20/96/b466/20/c61eb21f4cb148d2018da2d82ea4d09e.pdf | https://www.unikeyic.com/products/wire-splice-terminals/1601797-1/34954701.html
160631-3 | TE Connectivity | 8,000: 0.0167 16,000: 0.0164 32,000: 0.016 | Connector Terminal, Splice |  |  | 160631 |  | - | [11 empty] | Serrated Mating Area | [7 empty] | Non-Insulated | [6 empty] | Not Applicable |  |  |  |  | Varies by Wire Size |  |  | Tape & Reel (TR)Cut Tape (CT) |  |  |  | 9384721 |  |  | Amplivar |  |  |  |  | Crimpband, Open Band | Crimp | [7 empty] | 18-26 AWG |  |  |  |  | 256000 | https://www.unikeyic.com/media/datasheet/94/4b/8f94/944b8f9493075dd45f26f34e9a9d344d.pdf | https://www.unikeyic.com/products/wire-splice-terminals/160631-3/29495946.html
160631-6 | TE Connectivity | 8,000: 0.037 | Connector Terminal, Splice | [15 empty] | 160631-6 TE Connectivity | [26 empty] | Stop production |  | Compliant | Tape and reel packaging | [19 empty] | 32000 | https://www.unikeyic.com/media/datasheet/d5/16/8cca/d5/5721c58c606794b2e074eb09e099c12e.pdf | https://www.unikeyic.com/products/wire-splice-terminals/160631-6/13869001.html
160659-2 | TE Connectivity | 50,000: 0.033 | Connector Terminal, Splices Terminal 16-22AWG Strip |  |  | 160659 |  | - | [11 empty] | - | [7 empty] | Non-Insulated | [6 empty] | 1 (Unlimited) |  |  |  |  | Varies by Wire Size |  |  | Bulk |  |  |  | 2054175 |  |  | - |  |  |  |  | Crimpband, Open Band | Crimp | [7 empty] | 16-22 AWG |  |  |  |  | 100000 | https://www.unikeyic.com/media/datasheet/ff/cb/bb27/ffcbbb27d308258605d412f9e164806d.pdf | https://www.unikeyic.com/products/wire-splice-terminals/160659-2/33532972.html
160660-2 | TE Connectivity | 100: 0.0958 500: 0.092 1,000: 0.0858 2,500: 0.0843 5,000: 0.0843 10,000: 0.0843 | Splice Terminal, 18-22AWG, Brass, 3.5mm, Tin Plated, Strip |  |  | 160660 |  | - | [11 empty] | - | [7 empty] | Non-Insulated | [6 empty] | 1 (Unlimited) |  |  |  |  | Varies by Wire Size |  |  | Tape & Reel (TR)Cut Tape (CT) |  |  |  | 8548778 |  |  | - |  |  |  |  | Crimpband, Open Band | Crimp | [7 empty] | 18-22 AWG |  |  |  |  | 16102 | https://www.unikeyic.com/media/datasheet/cb/fd/6dc1/cbfd6dc1d70b597740c320f4f8513cf6.pdf | https://www.unikeyic.com/products/wire-splice-terminals/160660-2/3888541.html
1636088 | PHOENIX CONTACT | 1: 54.2584 | Phoenix,Connector,HC-M-EMV-ST/3-9,5,Phoenix Contact Connector plug-in, HC-M-EMV-ST/3-9.5series |  |  |  |  | - | Module without Contacts | Silver | Copper Alloy |  |  | CK 1.6-ED |  |  |  | 10A |  |  |  | Male |  |  |  | Polycarbonate (PC) | [7 empty] | UL94 V-0 | 1 (Unlimited) |  |  |  | 4 |  |  | -40°C ~ 85°C | Bulk | [6 empty] | HEAVYCON® M | [6 empty] | Crimp |  |  |  |  | 50V | [6 empty] | 16 | https://www.unikeyic.com/media/datasheet/36/30/7d3b/36/51778d9cd5c063aaffe07fdbae333252.pdf | https://www.unikeyic.com/products/wire-splice-terminals/1636088/19831910.html
1636091 | PHOENIX CONTACT | 1: 60.283 | Phoenix,Connector,HC-M-EMV-BU/3-9,5,Phoenix Contact Connector plug-in, HC-M-EMV-BU/3-9.5series |  |  |  |  | - | Module without Contacts | Silver | Copper Alloy |  |  | CK 1.6-ED |  |  |  | 10A |  |  |  | Female |  |  |  | Polycarbonate (PC) | [7 empty] | UL94 V-0 | 1 (Unlimited) |  |  |  | 4 |  |  | -40°C ~ 85°C | Bulk |  |  |  | 2515499 |  |  | HEAVYCON® M | [6 empty] | Crimp |  |  |  |  | 50V | [6 empty] | 16 | https://www.unikeyic.com/media/datasheet/71/b9/5981/71b95981c6d387c1d3e502a5030cdb24.pdf | https://www.unikeyic.com/products/wire-splice-terminals/1636091/1745493.html
1644397 | PHOENIX CONTACT | 10: 16.3341 | Phoenix Contact Thread Adapter VC-M-KV-PG21/M32ST | Cable Gland, Adapter | [16 empty] | Variocon® Bases and Hoods | [13 empty] | Not Applicable | [7 empty] | Bulk | [6 empty] | Variocon® | [18 empty] | 1000 | https://www.unikeyic.com/media/datasheet/e1/05/6a10/e1/586ed8d84af3cc09b22bd28ac313cc12.pdf | https://www.unikeyic.com/products/wire-splice-terminals/1644397/29690516.html
1656479 | PHOENIX CONTACT | 1: 291.2806 | Phoenix Contact Fiber Optic Cable VS-PC-2XPOF-980-SCRJ/SCRJ-5 Cable Assembly 5m SC-RJ to SC-RJ 2 POS PL-PL | [16 empty] | IP20 | [11 empty] | 16.4' (5.0m) |  |  | 1 (Unlimited) | [6 empty] | -20°C ~ 70°C | Bulk |  |  |  | 4449671 |  |  | - | [18 empty] | 100 | https://www.unikeyic.com/media/datasheet/65/bc/6e16/65bc6e16b3f907f382fdab08bd7e02a3.pdf | https://www.unikeyic.com/products/wire-splice-terminals/1656479/21893106.html
170152-2 | TE Connectivity | 10: 0.147 50: 0.1431 100: 0.1381 |  |  |  | 170152 |  | - | [11 empty] | Serrated Mating Area | [7 empty] | Non-Insulated | [6 empty] | 1 (Unlimited) |  |  |  |  | Varies by Wire Size |  |  | Tape & Reel (TR) | [6 empty] | Amplivar |  |  |  |  | Crimpband, Open Band | Crimp | [7 empty] | 15-22 AWG |  |  |  |  | 15 | https://www.unikeyic.com/media/datasheet/d2/6d/4e95/d2/5529d199e3dda1db01ab647e4d7dd3c5.pdf | https://www.unikeyic.com/products/wire-splice-terminals/170152-2/27553456.html
170152-3 | TE Connectivity | 100: 0.0771 250: 0.0667 1,000: 0.0572 2,500: 0.0518 5,000: 0.0497 10,000: 0.041 | Connector Terminal, AMP SPLICE |  |  | 170152 |  | - | [11 empty] | Serrated Mating Area | [7 empty] | Non-Insulated | [6 empty] | 1 (Unlimited) |  |  |  |  | Varies by Wire Size |  |  | Tape & Reel (TR)Cut Tape (CT) |  |  |  | 4729981 |  |  | Amplivar |  |  |  |  | Crimpband, Open Band | Crimp | [7 empty] | 15-22 AWG |  |  |  |  | 32399 | https://www.unikeyic.com/media/datasheet/4c/fe/60cd/4cfe60cd02723dbcc9b229459d75340c.pdf | https://www.unikeyic.com/products/wire-splice-terminals/170152-3/6166580.html
170152-4 | TE Connectivity | 100: 0.0978 250: 0.084 1,000: 0.0671 2,500: 0.0605 5,000: 0.0583 10,000: 0.0421 | Splice 15-22 AWG Open Barrel For Magnet Wire |  |  | 170152 |  | - | [11 empty] | Serrated Mating Area | [7 empty] | Non-Insulated | [6 empty] | 1 (Unlimited) |  |  |  |  | Varies by Wire Size |  |  | Tape & Reel (TR)Cut Tape (CT) |  |  |  | 4729982 |  |  | Amplivar |  |  |  |  | Crimpband, Open Band | Crimp | [7 empty] | 15-22 AWG |  |  |  |  | 94412 | https://www.unikeyic.com/media/datasheet/07/ce/ed0d/07ceed0d7671adede91e2c8dbe10a499.pdf | https://www.unikeyic.com/products/wire-splice-terminals/170152-4/25402102.html
1702257 | PHOENIX CONTACT | 50: 0.1991 | Phoenix Contact Header PST1,3/2-5,0OG Pluggable Terminal Block | [15 empty] | 1702257 PHOENIX CONTACT | [49 empty] | 5000 | https://www.unikeyic.com/media/datasheet/7c/07/7c94/7c/19992f109ea017265dbf4475593e51b8.pdf | https://www.unikeyic.com/products/wire-splice-terminals/1702257/20447002.html
1705481 | PHOENIX CONTACT | 5: 0.6406 | Phoenix,Pin,PST1,3/4-H-5,0,Conn Unshrouded Header HDR 4 POS 5mm Solder RA Thru-Hole |  |  |  |  | Black |  |  | - |  | 0.266" (6.75mm) |  |  | 12A | 16 A |  |  | - |  |  | 90°, Right Angle |  |  | Polyamide (PA), Nylon | - |  | 0.110" (2.79mm) |  |  |  |  | UL94 V-0 | 1 (Unlimited) |  | Through Hole | 1 | 4 |  |  | - | Bulk | 0.197" (5.00mm) | 4 |  | 3606289 |  |  | COMBICON PST | [6 empty] | Solder |  |  | 400 V | 300 V |  |  |  | - | - | - |  | 75 | https://www.unikeyic.com/media/datasheet/c8/60/cd75/c8/f6fa767b55558e78f5a2c56f8dab4a25.pdf | https://www.unikeyic.com/products/wire-splice-terminals/1705481/6453757.html
1709454 | PHOENIX CONTACT | 1: 2.7945 | Phoenix Contact PCB Connector PTSM0,5/6-PI-2,5WH Conn Terminal Block M 6 POS 2.5mm Spring Clamp ST Cable Mount 6A |  |  |  |  | White | [7 empty] | 6A | 5 A |  |  | - |  |  | - | [11 empty] | Not Applicable |  | Free Hanging (In-Line) | 1 | 6 |  |  | - | Bulk | 0.098" (2.50mm) | 6 |  |  |  |  | COMBICON PTSM | [6 empty] | Screwless - Leg Spring, Push-In Spring |  |  | 160 V | 150 V |  |  |  | 20-26 AWG | 0.14-0.5mm² |  |  | 498 | https://www.unikeyic.com/media/datasheet/aa/a4/23cd/aa/3f8a7ba215741748dec7b5897cdd5635.pdf | https://www.unikeyic.com/products/wire-splice-terminals/1709454/29181868.html
1709457 | PHOENIX CONTACT | 10: 1.093 100: 1.0019 500: 1.0019 1,000: 1.0019 | Phoenix Contact Terminal Block, PTSM0.5/2-PL-2.5WH, 2POS, 2.5mm, Spring Clamp, ST, Cable Mount |  |  |  |  | White | [7 empty] | 6A | 5 A |  |  | Latches |  |  | - | [11 empty] | Not Applicable |  | Free Hanging (In-Line) | 1 | 2 |  |  | - | Bulk | 0.098" (2.50mm) | 2 |  | 6002446 |  |  | COMBICON PTSM | [6 empty] | Screwless - Leg Spring, Push-In Spring |  |  | 160 V | 150 V |  |  |  | 20-26 AWG | 0.14-0.5mm² |  |  | 1634 | https://www.unikeyic.com/media/datasheet/24/97/7ee2/24/40723410d26a52fd0efaf77c055e49ac.pdf | https://www.unikeyic.com/products/wire-splice-terminals/1709457/22654629.html
171425-1 | TE Connectivity | 1: 0.5057 10: 0.4175 30: 0.3792 100: 0.3322 | TE Connectivity wire splice connector, ELECTRO-TAPseries, 20 → 18 AWGwire_gauge, 12mmtotal length, red |  |  | 171425 |  | Red | [11 empty] | - | [7 empty] | Fully Insulated | [6 empty] | 1 (Unlimited) |  |  |  |  | 2 |  |  | Bulk |  |  |  | 5272906 |  |  | - |  |  |  |  | Inline, Tap | IDC | [7 empty] | 18-20 AWG | [5 empty] | https://www.unikeyic.com/media/datasheet/c1/1c/ce6e/c1/80735c6dd7161e0ef51c451b8d5fd3f6.pdf | https://www.unikeyic.com/products/wire-splice-terminals/171425-1/15981028.html
1717314 | PHOENIX CONTACT | 100: 1.3851 | Phoenix,Pin,PST1,3/8-H-5,0,Phoenix Contact 5.0mmpitch8pPlug-in terminal blocks Pin, PSTseries, 400.0 v, welding |  |  |  |  | Black |  |  | - |  | 0.266" (6.75mm) |  |  | 12A | 16 A |  |  | - |  |  | 90°, Right Angle |  |  | Polyamide (PA), Nylon | - |  | 0.110" (2.79mm) |  |  |  |  | UL94 V-0 | 1 (Unlimited) |  | Through Hole | 1 | 8 |  |  | - | Bulk | 0.197" (5.00mm) | 8 |  | 2513859 |  |  | COMBICON PST | [6 empty] | Solder |  |  | 400 V | 300 V |  |  |  | - | - | - |  | 10000 | https://www.unikeyic.com/media/datasheet/1d/d4/1331/1dd413310fe5d5bcccc3acba3ac093f3.pdf | https://www.unikeyic.com/products/wire-splice-terminals/1717314/2328605.html
1737116 | PHOENIX CONTACT | 50: 2.0769 | Phoenix Contact PST 1.0/12-H-3.5, 3.5mm Pitch 12-Pin Pluggable Terminal Block Header, 250V, Solder |  |  |  |  | Black |  |  | - |  | 0.260" (6.60mm) |  |  | 8A | 10 A |  |  | - |  |  | 90°, Right Angle |  |  | Polyamide (PA), Nylon | - |  | 0.110" (2.79mm) |  |  |  |  | UL94 V-0 | 1 (Unlimited) |  | Through Hole | 1 | 12 |  |  | - | Bulk | 0.138" (3.50mm) | 12 |  |  |  |  | COMBICON PST | [6 empty] | Solder |  |  | 250 V | 300 V |  |  |  | - | - | - |  | 5000 | https://www.unikeyic.com/media/datasheet/6e/6e/dee1/6e6edee1e40bf6e226d44344d794ff9f.pdf | https://www.unikeyic.com/products/wire-splice-terminals/1737116/16297537.html
1742451-1 | TE Connectivity | 120,000: 0.0656 | Wire Pin 19-23AWG Brass 13.46mm T/R |  |  | 1742451 |  | - | [11 empty] | Serrated Mating Area | [7 empty] | Non-Insulated | [6 empty] | 1 (Unlimited) |  |  |  |  | Varies by Wire Size |  |  | Tape & Reel (TR) | [6 empty] | Amplivar |  |  |  |  | Crimpband, Open Band | Crimp | [7 empty] | 600-1400 CMA |  |  |  |  | 12000000 | https://www.unikeyic.com/media/datasheet/06/91/1bd9/06/7b523fecb87cf4e785c852f88ce13178.pdf | https://www.unikeyic.com/products/wire-splice-terminals/1742451-1/33379783.html
1742898-1 | TE Connectivity | 12,000: 0.1906 24,000: 0.1815 36,000: 0.1763 60,000: 0.1701 | Cable Accessories Splice Brass Tin Strip |  |  | 1742898 |  | - | [11 empty] | Serrated Mating Area | [7 empty] | Non-Insulated | [6 empty] | 1 (Unlimited) |  |  |  |  | Varies by Wire Size |  |  | Tape & Reel (TR)Cut Tape (CT) |  |  |  | 4731657 |  |  | Amplivar |  |  |  |  | Crimpband, Open Band | Crimp | [7 empty] | 14000-22000 CMA |  |  |  |  | 80834 | https://www.unikeyic.com/media/datasheet/90/7f/1494/907f149401a837e97de8d327ff60a44b.pdf | https://www.unikeyic.com/products/wire-splice-terminals/1742898-1/12803260.html
1755778 | PHOENIX CONTACT | 1: 0.9768 10: 0.8019 30: 0.7153 100: 0.6304 500: 0.5792 1,000: 0.553 | Phoenix,MSTBVA2,5/6-G-5,08,PCBsocket,Phoenix,MSTBVA2,5/6-G-5,08,PCBsocket,Phoenix Contact 5.08mmpitch6pPlug-in terminal blocks, MSTBVAseries, plug-in |  |  |  |  | Green |  |  | - |  | 0.154" (3.90mm) |  |  | 12A | 12 A |  |  | - |  |  | Vertical |  |  | Polyamide (PA), Nylon | - |  | 0.472" (12.00mm) |  |  |  |  | UL94 V-0 | 1 (Unlimited) |  | Through Hole | 1 | 6 |  |  | - | Bulk | 0.200" (5.08mm) | 6 |  | 260522 |  |  | COMBICON MSTBVA | [6 empty] | Solder |  |  | 630 V | 300 V |  |  |  | - | - | - |  |  | https://www.unikeyic.com/media/datasheet/db/cd/8d3f/db/4bb6a1abb2011d4c13c5293a376e5359.pdf | https://www.unikeyic.com/products/wire-splice-terminals/1755778/838947.html
1774687 | PHOENIX CONTACT | 50: 6.4064 | Phoenix Contact PV-CM-S2,5-6(-) Connector Photovoltaic Spring-Cage | [16 empty] | 2.5mm² ~ 6.0mm² | [14 empty] | 1 (Unlimited) | [7 empty] | Bulk |  |  |  | 3996710 |  |  | - | [18 empty] | 5000 | https://www.unikeyic.com/media/datasheet/8b/40/0791/8b4007913ce8133b30bf10f6692026a1.pdf | https://www.unikeyic.com/products/wire-splice-terminals/1774687/14623356.html
1776261-2 | BUCHANAN | 1: 11.5815 10: 8.9088 | Conn Eurostyle Block RCP 2 POS 5mm Solder RA Thru-Hole 10A/Contact Carton | [15 empty] | 1776261-2 BUCHANAN | [50 empty] | https://www.unikeyic.com/media/datasheet/07/34/2008/07/ddbd1312cd6974a732f01fe3b7c1f98d.pdf | https://www.unikeyic.com/products/wire-splice-terminals/1776261-2/18381364.html
177766-1 | TE Connectivity | 1: 0.3276 10: 0.3131 100: 0.3013 500: 0.2896 1,000: 0.2821 | TE Connectivity wire splice connector, 24 → 22 AWGwire_gauge, 12mmtotal length, Natural color |  |  | 177766 |  | Natural | [11 empty] | Hinged Lid | [7 empty] | Fully Insulated | [6 empty] | 1 (Unlimited) |  |  |  |  | 2 |  |  | Bulk |  |  |  | 1153003 |  |  | - |  |  |  |  | Inline, Tap | IDC | [7 empty] | 22-24 AWG | [5 empty] | https://www.unikeyic.com/media/datasheet/88/8a/cb90/888acb9020e6f0acc63008b626ab6fca.pdf | https://www.unikeyic.com/products/wire-splice-terminals/177766-1/20645305.html
1785832 | PHOENIX CONTACT | 1: 4.202 | Phoenix Contact UKK3-MSTB-5.08-F Double Deck Terminal Block, Gray, Screw Termination |  |  |  |  | Gray | [12 empty] | CLIPLINE UKK Series | [13 empty] | 1 (Unlimited) |  |  |  | - |  |  |  | Bulk |  |  |  | 349060 |  |  | CLIPLINE | [18 empty] | 60 | https://www.unikeyic.com/media/datasheet/7a/dd/3586/7a/9d67f65b39438ff46ea22bb2bb3e2cda.pdf | https://www.unikeyic.com/products/wire-splice-terminals/1785832/7321238.html
1787178 | RS | 100: 0.0497 | RS PRO Dual Crimp Socket, open casing | [27 empty] | 19mm(Length) | [37 empty] | 1078 | https://www.unikeyic.com/media/about_us/Unikey_ISO_9001_Certification.pdf | https://www.unikeyic.com/products/wire-splice-terminals/1787178/24950753.html
1787179 | RS | 50: 0.32 500: 0.2433 1,000: 0.2356 2,500: 0.2166 5,000: 0.2119 | RS PRO Wire Connector, 0.5 → 0.75 mm², 26 → 22 AWG, 33mm L, Red | [27 empty] | 19.4mm(height) | [37 empty] | 4508 | https://www.unikeyic.com/media/about_us/Unikey_ISO_9001_Certification.pdf | https://www.unikeyic.com/products/wire-splice-terminals/1787179/7374129.html
1787185 | RS | 50: 1.7165 500: 1.5319 1,000: 1.4843 2,500: 1.4527 12,500: 1.1959 | RS PRO Wire Connector, 1.5-2.5 mm², 16-14 AWG, 36mm L, Blue | [65 empty] | 3332 | https://www.unikeyic.com/media/about_us/Unikey_ISO_9001_Certification.pdf | https://www.unikeyic.com/products/wire-splice-terminals/1787185/16269737.html
1787205 | RS | 100: 0.3151 1,000: 0.2396 2,000: 0.2181 5,000: 0.2124 25,000: 0.1758 | RS PRO Wire Terminal Connector, 1.5 → 2.5 mm², 16 → 14 AWG, 27.3mm Total Length, Blue | [65 empty] | 4465 | https://www.unikeyic.com/media/about_us/Unikey_ISO_9001_Certification.pdf | https://www.unikeyic.com/products/wire-splice-terminals/1787205/6770998.html
1787206 | RS | 100: 0.5604 1,000: 0.4001 2,000: 0.3877 5,000: 0.3795 10,000: 0.3719 | RS PRO Wire Connector, 12→10 AWG, 4→6 mm², 27.3mm Total Length, Yellow | [65 empty] | 1440 | https://www.unikeyic.com/media/about_us/Unikey_ISO_9001_Certification.pdf | https://www.unikeyic.com/products/wire-splice-terminals/1787206/6543557.html
1787208 | RS | 100: 0.4132 1,000: 0.3143 2,000: 0.2858 5,000: 0.2802 25,000: 0.2274 | RS PRO Wire Terminal Connector, 1.5 → 2.5 mm², 16 → 14 AWG, 27.3mm Total Length, Blue | [65 empty] | 1900 | https://www.unikeyic.com/media/about_us/Unikey_ISO_9001_Certification.pdf | https://www.unikeyic.com/products/wire-splice-terminals/1787208/27066901.html
1787211 | RS | 100: 0.2904 1,000: 0.2209 2,000: 0.201 5,000: 0.1965 25,000: 0.1619 | RS PRO Wire-to-Wire Connector, 0.5-1.5mm², 22-16 AWG, 26mm L, Red | [65 empty] | 760 | https://www.unikeyic.com/media/about_us/Unikey_ISO_9001_Certification.pdf | https://www.unikeyic.com/products/wire-splice-terminals/1787211/26797767.html
1787212 | RS | 100: 0.694 1,000: 0.4852 2,000: 0.4611 5,000: 0.4382 25,000: 0.4157 | RS PRO Wire Connector, 1.5-2.5 mm², 16-14 AWG, 27mm L, Blue | [65 empty] | 1940 | https://www.unikeyic.com/media/about_us/Unikey_ISO_9001_Certification.pdf | https://www.unikeyic.com/products/wire-splice-terminals/1787212/29581465.html
1787213 | RS | 100: 0.3537 1,000: 0.269 2,000: 0.2448 5,000: 0.2396 25,000: 0.1971 | RS PRO Wire Connector, 1.5-2.5 mm², 16-14 AWG, 27mm L, Blue | [65 empty] | 495 | https://www.unikeyic.com/media/about_us/Unikey_ISO_9001_Certification.pdf | https://www.unikeyic.com/products/wire-splice-terminals/1787213/4917483.html
1787218 | RS | 1: 0.4735 10: 0.4058 30: 0.3551 100: 0.299 500: 0.2841 | RS PRO wire splice connector, 12 → 10 AWG，4 → 6 mm²wire_gauge, 27.3mmtotal length, yellow | [66 empty] | https://www.unikeyic.com/media/about_us/Unikey_ISO_9001_Certification.pdf | https://www.unikeyic.com/products/wire-splice-terminals/1787218/22274289.html
1787224 | RS | 100: 0.0989 1,000: 0.0767 2,000: 0.0729 5,000: 0.0714 25,000: 0.0552 | RS PRO Wire-to-Board Connector, 0.5→1.5 mm², 22→16 AWG, 24.6mm L, Red | [65 empty] | 7584 | https://www.unikeyic.com/media/about_us/Unikey_ISO_9001_Certification.pdf | https://www.unikeyic.com/products/wire-splice-terminals/1787224/23026310.html
1787227 | RS | 100: 0.2151 1,000: 0.1635 2,000: 0.1586 5,000: 0.1458 10,000: 0.1425 | RS PRO wire splice connector, 12 → 10 AWG，4 → 6 mm²wire_gauge, 26.5mmtotal length, yellow | [65 empty] | 1683 | https://www.unikeyic.com/media/about_us/Unikey_ISO_9001_Certification.pdf | https://www.unikeyic.com/products/wire-splice-terminals/1787227/14701904.html
1787229 | RS | 100: 0.1988 1,000: 0.1512 2,000: 0.1465 5,000: 0.1366 25,000: 0.1109 | RS PRO Wire-to-Board Connector, 1.5→2.5 mm², 16→14 AWG, 24.6mm L, Blue | [65 empty] | 3552 | https://www.unikeyic.com/media/about_us/Unikey_ISO_9001_Certification.pdf | https://www.unikeyic.com/products/wire-splice-terminals/1787229/22453913.html
1787230 | RS |  | RS PRO Wire Connector, 12-10 AWG, 4-6 mm², 26.5mm L, Yellow | [66 empty] | https://www.unikeyic.com/media/about_us/Unikey_ISO_9001_Certification.pdf | https://www.unikeyic.com/products/wire-splice-terminals/1787230/9107368.html
1787234 | RS | 100: 0.2023 1,000: 0.1538 2,000: 0.149 5,000: 0.137 25,000: 0.1108 | RS PRO wire splice connector, 1.5 → 2.5 mm²，16 → 14 AWGwire_gauge, 21mmtotal length, Natural color | [27 empty] | 450μm(height) | [37 empty] | 5445 | https://www.unikeyic.com/media/about_us/Unikey_ISO_9001_Certification.pdf | https://www.unikeyic.com/products/wire-splice-terminals/1787234/23180505.html
1787235 | RS | 100: 0.2023 1,000: 0.1538 2,000: 0.149 5,000: 0.1339 25,000: 0.1153 | RS PRO Wire Connector, 1.5-2.5 mm², 16-14 AWG, 21mm L, Natural | [27 empty] | 350μm(height) | [37 empty] | 13034 | https://www.unikeyic.com/media/about_us/Unikey_ISO_9001_Certification.pdf | https://www.unikeyic.com/products/wire-splice-terminals/1787235/11590202.html
1787254 | RS | 100: 0.2682 1,000: 0.204 2,000: 0.1857 5,000: 0.1817 25,000: 0.1495 | RS PRO Wire-to-Wire Connector, 8 AWG, 10mm², 10mm L | [27 empty] | 1.1mm(height) | [37 empty] | 485 | https://www.unikeyic.com/media/about_us/Unikey_ISO_9001_Certification.pdf | https://www.unikeyic.com/products/wire-splice-terminals/1787254/13958144.html
1788348 | RS | 100: 0.172 1,000: 0.1684 2,000: 0.1581 5,000: 0.155 25,000: 0.1269 | RS PRO Wire-to-Board Connector | [27 empty] | 7mm(Length) | [37 empty] | 100 | https://www.unikeyic.com/media/about_us/Unikey_ISO_9001_Certification.pdf | https://www.unikeyic.com/products/wire-splice-terminals/1788348/24887163.html
1788396 | RS | 100: 0.2368 1,000: 0.1802 2,000: 0.1745 5,000: 0.1596 25,000: 0.1319 | RS PRO Wire Connector 1.25mm² 22-16 AWG 15.2mm Natural | [27 empty] | 350μm(height) | [37 empty] | 9310 | https://www.unikeyic.com/media/about_us/Unikey_ISO_9001_Certification.pdf | https://www.unikeyic.com/products/wire-splice-terminals/1788396/21090325.html
1788397 | RS | 100: 0.2451 1,000: 0.1865 2,000: 0.1807 5,000: 0.1651 25,000: 0.137 | RS PRO wire splice connector, 2 mm²，16 → 14 AWGwire_gauge, 15.2mmtotal length, Natural color | [27 empty] | 450μm(height) | [37 empty] | 4171 | https://www.unikeyic.com/media/about_us/Unikey_ISO_9001_Certification.pdf | https://www.unikeyic.com/products/wire-splice-terminals/1788397/6129943.html
1788398 | RS | 100: 0.4488 1,000: 0.3412 2,000: 0.3105 5,000: 0.3049 25,000: 0.2482 | RS PRO wire splice connector, 5.5 mm²，12 → 10 AWGwire_gauge, 17.8mmtotal length, Natural color | [27 empty] | 700μm(height) | [37 empty] | 2156 | https://www.unikeyic.com/media/about_us/Unikey_ISO_9001_Certification.pdf | https://www.unikeyic.com/products/wire-splice-terminals/1788398/30478648.html
1811027-1 | TE Connectivity | 1: 0.5542 | ASSEMBLY,12AWG TAP CONN |  |  | 1811027 |  | Brown | [11 empty] | - | [7 empty] | Fully Insulated | [6 empty] | 1 (Unlimited) |  |  |  |  | 1 |  |  | Bulk | [6 empty] | - |  |  |  |  | Inline, Tap | IDC | [7 empty] | 12 AWG |  |  |  |  | 43 | https://www.unikeyic.com/media/datasheet/99/3d/8957/993d89576c7af2118afaaf2b00bcec12.pdf | https://www.unikeyic.com/products/wire-splice-terminals/1811027-1/30318620.html
1838250000 | Weidmüller | 50: 2.158 100: 2.0396 200: 2.0083 | Weidmuller SL Series Pluggable Terminal Block Receptacle, 5.08mm Pitch, 6-Pin, 300V/400V, Solder Mount, Black |  | Industrial | [13 empty] | 1838250000 Weidmüller | [11 empty] | 33.68mm*12mm*12mm |  |  |  |  | Through hole mounting |  |  |  |  | -50℃~100℃ |  |  |  |  | On sale | [22 empty] | 55 | https://www.unikeyic.com/media/datasheet/e7/9e/39c4/e7/174f3414bbd71b8b14732b0b74edda3f.pdf | https://www.unikeyic.com/products/wire-splice-terminals/1838250000/30839997.html
1844278 | PHOENIX CONTACT | 1: 1.6838 10: 1.372 50: 1.1576 150: 1.0584 500: 1.0012 1,000: 0.9498 | Phoenix,MC1,5/8-G-3,5,PCBsocket,Phoenix,MC1,5/8-G-3,5,PCBsocket,Phoenix Contact 3.5mmpitch8pPlug-in terminal blocks socket head, MC 1.5/ 8-G-3.5series, 250.0 v, welding |  |  |  |  | Green |  |  | - |  | 0.134" (3.40mm) |  |  | 12A | 8 A |  |  | - |  |  | 90°, Right Angle |  |  | Polybutylene Terephthalate (PBT) | - |  | 0.285" (7.25mm) |  |  |  |  | UL94 V-0 | 1 (Unlimited) |  | Through Hole | 1 | 8 |  |  | - | Bulk | 0.138" (3.50mm) | 8 |  | 349199 |  |  | COMBICON MC | [6 empty] | Solder |  |  | 250 V | 300 V |  |  |  | - | - | - |  |  | https://www.unikeyic.com/media/datasheet/63/db/80c7/63db80c75441f566762ecb4deda106e5.pdf | https://www.unikeyic.com/products/wire-splice-terminals/1844278/14904444.html
1886139 | PHOENIX CONTACT | 1: 22.4047 10: 21.928 | Phoenix,shielding clip,HC-D4-BU-2BUS, | Strain Relief | [16 empty] | Heavycon® D40, D64 and M Crimp Inserts | [13 empty] | 1 (Unlimited) | [7 empty] | Bulk |  |  |  | 4459868 |  |  | HEAVYCON® | [18 empty] | 100 | https://www.unikeyic.com/media/datasheet/6c/38/8335/6c38833596cae64d78d090c1823d421a.pdf | https://www.unikeyic.com/products/wire-splice-terminals/1886139/13096983.html
1886142 | PHOENIX CONTACT | 1: 25.6685 | Phoenix Contact Shield Clamp HC-D4-ST-1BUS Connector Accessories Shield Straight | Strain Relief | [16 empty] | Heavycon® D40, D64 and M Crimp Inserts | [13 empty] | 1 (Unlimited) | [7 empty] | Bulk |  |  |  | 4459871 |  |  | HEAVYCON® | [18 empty] | 248 | https://www.unikeyic.com/media/datasheet/f4/55/e4c3/f4/681dc0b5279f0b1e68dc5c4e2cae66ce.pdf | https://www.unikeyic.com/products/wire-splice-terminals/1886142/19643543.html
1886143 | PHOENIX CONTACT | 1: 23.5108 10: 23.0106 | Phoenix Contact Shielding Clamp HC-D4-1BU, Extension Clamp | Strain Relief | [16 empty] | Heavycon® D40, D64 and M Crimp Inserts | [13 empty] | 1 (Unlimited) | [7 empty] | Bulk | [6 empty] | HEAVYCON® | [18 empty] | 100 | https://www.unikeyic.com/media/datasheet/a1/78/04a7/a1/9cadf99f486687a4b65b20b1feab15d9.pdf | https://www.unikeyic.com/products/wire-splice-terminals/1886143/17661193.html
191540048 | molex | 70: 1.683 200: 1.661 350: 1.617 400: 1.562 800: 1.364 2,000: 1.331 4,000: 1.243 10,000: 1.199 | Splice Terminal 4AWG Copper Yellow 51.8mm Electro Tin InsulKrimp™ Bag |  |  | 019154 |  | Yellow | [11 empty] | - | [7 empty] | Fully Insulated | [6 empty] | 1 (Unlimited) |  |  |  |  | 2 |  |  | Bulk |  |  |  | 3187937 |  |  | InsulKrimp |  |  |  |  | Butt Splice, Inline, Individual Openings | Crimp | [7 empty] | 4 AWG |  |  |  |  | 1220 | https://www.unikeyic.com/media/datasheet/5e/79/29a2/5e/0eae2e45908bcb7788a571f57004b2b4.pdf | https://www.unikeyic.com/products/wire-splice-terminals/191540048/3084121.html
191600002 | molex | 10: 0.1289 50: 0.1266 100: 0.1222 | Splice Terminal 10-16AWG Copper Natural 22.86mm Tin Carton |  |  | 019160 |  | Natural | [11 empty] | - | [7 empty] | Fully Insulated | [6 empty] | 1 (Unlimited) |  |  |  |  | Varies by Wire Size |  |  | Bulk | [6 empty] | 19160 |  |  |  |  | Butt Splice, Closed End, Single Opening | Crimp | [7 empty] | 10-16 AWG |  |  |  |  | 75 | https://www.unikeyic.com/media/datasheet/d2/d7/e664/40/a1c4a2aadab4004bb28dd4a4c7b65a8d.pdf | https://www.unikeyic.com/products/wire-splice-terminals/191600002/24382754.html
191600009 | molex | 1,389: 0.0836 4,000: 0.0814 7,000: 0.0803 14,000: 0.0792 16,000: 0.077 40,000: 0.0671 100,000: 0.0649 200,000: 0.0627 | Molex Splicing terminal, 19160series, closed end, 19.3mmtotal length, Natural color |  |  | 019160 |  | Natural | [11 empty] | - | [7 empty] | Fully Insulated | [6 empty] | 1 (Unlimited) |  |  |  |  | Varies by Wire Size |  |  | Bulk | [6 empty] | 19160 |  |  |  |  | Butt Splice, Closed End, Single Opening | Crimp | [7 empty] | 12-22 AWG |  |  |  |  | 94119 | https://www.unikeyic.com/media/datasheet/d6/fe/98be/d6fe98bedaed31cf9669c09017006a12.pdf | https://www.unikeyic.com/products/wire-splice-terminals/191600009/28661626.html
191600040 | molex | 10: 0.0803 50: 0.0788 100: 0.076 | Splice Terminal 14-22AWG Copper Blue 17.5mm Tin Bag |  |  | 019160 |  | Blue | [11 empty] | Copper Wire Only, Flame Retardant | [7 empty] | Fully Insulated | [6 empty] | 1 (Unlimited) |  |  |  |  | Varies by Wire Size |  |  | Bulk |  |  |  | 1016725 |  |  | 19160 |  |  |  |  | Twist On Wire Cap | Twist On | [7 empty] | 14-22 AWG |  |  |  |  | 21 | https://www.unikeyic.com/media/datasheet/d2/d7/e664/49/3587b3fabf711a0a883fc4983848f676.pdf | https://www.unikeyic.com/products/wire-splice-terminals/191600040/22243058.html
191600042 | molex | 2,381: 0.0495 4,000: 0.0429 10,000: 0.0418 20,000: 0.0396 50,000: 0.0385 | Splice Terminal 10-22AWG Copper Yellow 24.1mm Tin Bag |  |  | 019160 |  | Yellow | [11 empty] | Copper Wire Only, Flame Retardant | [7 empty] | Fully Insulated | [6 empty] | 1 (Unlimited) |  |  |  |  | Varies by Wire Size |  |  | Bulk | [6 empty] | 19160 |  |  |  |  | Twist On Wire Cap | Twist On | [7 empty] | 10-22 AWG |  |  |  |  | 39900 | https://www.unikeyic.com/media/datasheet/d2/d7/e664/49/3587b3fabf711a0a883fc4983848f676.pdf | https://www.unikeyic.com/products/wire-splice-terminals/191600042/34576299.html
191600044 | molex | 2,000: 0.0605 4,000: 0.0539 10,000: 0.0517 20,000: 0.0495 | Splice Terminal 10-18AWG Copper Yellow 25.9mm Tin Plated Bag |  |  | 019160 |  | Yellow | [11 empty] | - | [7 empty] | Fully Insulated | [6 empty] | 1 (Unlimited) |  |  |  |  | 1 |  |  | Bulk | [6 empty] | 19160 |  |  |  |  | Twist On Wire Cap, Wing | Twist On | [7 empty] | 10-18 AWG |  |  |  |  | 3404 | https://www.unikeyic.com/media/datasheet/ef/78/2af1/ef/fbcb6568ee18135fa9290a7c2825c63d.pdf | https://www.unikeyic.com/products/wire-splice-terminals/191600044/14965846.html
191600047 | molex | 676: 0.1727 1,700: 0.1705 2,000: 0.1606 4,000: 0.1397 10,000: 0.1364 20,000: 0.1298 | Splice Terminal 6-14AWG Copper Blue 40.1mm Tin Bag |  |  | 019160 |  | Blue | [11 empty] | - | [7 empty] | Fully Insulated | [6 empty] | 1 (Unlimited) |  |  |  |  | 1 |  |  | Bulk | [6 empty] | 19160 |  |  |  |  | Twist On Wire Cap, Wing | Twist On | [7 empty] | 6-14 AWG |  |  |  |  | 2700 | https://www.unikeyic.com/media/datasheet/bf/05/c184/bf/02e4244806c702729816ebdb015a0805.pdf | https://www.unikeyic.com/products/wire-splice-terminals/191600047/12044146.html
191600071 | molex | 25: 0.3094 500: 0.2905 1,000: 0.2506 2,500: 0.2365 5,000: 0.2052 10,000: 0.1987 | Splice Terminal, 12-22AWG, Copper, Natural Finish, 21.84mm, Tin Plated, T/R |  |  | 019160 |  | Natural | [11 empty] | - | [7 empty] | Fully Insulated | [6 empty] | 1 (Unlimited) |  |  |  |  | Varies by Wire Size |  |  | Tape & Reel (TR)Cut Tape (CT) | [6 empty] | 19160 |  |  |  |  | Butt Splice, Closed End, Single Opening | Crimp | [7 empty] | 12-22 AWG |  |  |  |  | 4011 | https://www.unikeyic.com/media/datasheet/d2/d7/e664/f2/9398e059595f05b777a20b3039dc477f.pdf | https://www.unikeyic.com/products/wire-splice-terminals/191600071/670184.html
191600083 | molex | 1,000: 0.1727 2,000: 0.1694 2,500: 0.1595 8,000: 0.1397 20,000: 0.1353 40,000: 0.1287 100,000: 0.121 | Splice Terminal, 10-16AWG, Copper, Natural Finish, 22.86mm, Tin Plated, T/R |  |  | 019160 |  | Natural | [11 empty] | - | [7 empty] | Fully Insulated | [6 empty] | 1 (Unlimited) |  |  |  |  | Varies by Wire Size |  |  | Tape & Reel (TR)Cut Tape (CT) | [6 empty] | 19160 |  |  |  |  | Butt Splice, Closed End, Individual Openings | Crimp | [7 empty] | 10-16 AWG |  |  |  |  | 16000 | https://www.unikeyic.com/media/datasheet/1e/bd/781b/1e/95de8d9fb49f9690d8ab59e175f7586b.pdf | https://www.unikeyic.com/products/wire-splice-terminals/191600083/12067264.html
191600171 | molex | 7: 9.141 | Splice Terminal Copper Natural 15.5mm Tin Bag |  |  | 019160 |  | Natural | [11 empty] | - | [7 empty] | Fully Insulated | [6 empty] | 1 (Unlimited) |  |  |  |  | Varies by Wire Size |  |  | Bulk | [6 empty] | 19160 |  |  |  |  | Butt Splice, Closed End, Single Opening | Crimp | [7 empty] | 14-22 AWG |  |  |  |  | 40 | https://www.unikeyic.com/media/datasheet/d2/d7/e664/14/c5c13185d9d9ed198be36944494fceec.pdf | https://www.unikeyic.com/products/wire-splice-terminals/191600171/4861704.html
191600190 | molex | 25: 0.2749 100: 0.2519 250: 0.2233 1,000: 0.1728 2,000: 0.1717 | Splice Terminal, 10-18AWG, 18.44mm, Carton |  |  | 019160 |  | - | [11 empty] | - | [7 empty] | Fully Insulated | [6 empty] | 1 (Unlimited) |  |  |  |  | Varies by Wire Size |  |  | Bulk | [6 empty] | 19160 |  |  |  |  | Butt Splice, Closed End, Single Opening | Crimp | [7 empty] | 10-18 AWG |  |  |  |  | 660 | https://www.unikeyic.com/media/datasheet/d2/d7/e664/15/4da2ff3ccbd380667e24ef415197eecb.pdf | https://www.unikeyic.com/products/wire-splice-terminals/191600190/12870465.html
191600194 | molex | 770: 0.0759 1,250: 0.0737 | Splice Terminal, 8-22AWG, Copper, Tan, 28.9mm, Tin Plated, Bag |  |  | 019160 |  | Tan | [11 empty] | - | [7 empty] | Fully Insulated | [6 empty] | 1 (Unlimited) |  |  |  |  | 1 |  |  | Bulk |  |  |  | 3185711 |  |  | 19160 |  |  |  |  | Twist On Wire Cap, Wing | Twist On | [7 empty] | 8-22 AWG |  |  |  |  | 2100 | https://www.unikeyic.com/media/datasheet/d2/d7/e664/e7/0e273d42fec8269b5ce3df30cfcac23f.pdf | https://www.unikeyic.com/products/wire-splice-terminals/191600194/2918014.html
191640011 | molex | 45: 1.342 250: 1.32 450: 1.298 800: 1.232 | Splice Terminal, 18-22AWG, Copper, Red, 31.75mm, Tin, Perma-Seal™ Bag |  |  |  |  | Red | [11 empty] | - | [7 empty] | Fully Insulated | [6 empty] | Vendor Undefined |  |  |  |  | 3 |  |  | Box | [6 empty] | Perma-Seal |  |  |  |  | Butt Splice, Inline, Individual Openings | Crimp | [7 empty] | 8-22 AWG |  |  |  |  | 3325 | https://www.unikeyic.com/media/datasheet/d2/d7/e664/71/4de8b90e314684fbd5ccdab3592d417a.pdf | https://www.unikeyic.com/products/wire-splice-terminals/191640011/34722776.html
191640043 | molex | 10: 1.2974 25: 1.2974 50: 1.1624 100: 1.1624 250: 1.1417 500: 1.1417 1,000: 1.1209 2,500: 1.1209 | Splice Terminal 14-22AWG Copper Blue 38.1mm Tin Perma-Seal™ Bag |  |  | 019164 |  | Blue, Red Stripe | [11 empty] | Step Up/Step Down | [7 empty] | Fully Insulated Heat Shrink | [6 empty] | 1 (Unlimited) |  |  |  |  | 2 |  |  | Bulk | [6 empty] | Perma-Seal |  |  |  |  | Butt Splice, Inline, Individual Openings | Crimp | [7 empty] | 14-16 to 18-22 AWG |  |  |  |  | 552 | https://www.unikeyic.com/media/datasheet/e6/02/f790/e6/57c086cd4ca7940231c232d5687c8036.pdf | https://www.unikeyic.com/products/wire-splice-terminals/191640043/7197342.html
191640045 | molex | 500: 0.451 1,500: 0.44 2,000: 0.418 4,000: 0.374 10,000: 0.363 20,000: 0.341 50,000: 0.3267 | Molex Connector Housing, Mating Terminal, Mating Header, 14 AWG, 16 AWG, 39.4mm L |  |  | 019164 |  | Blue | [11 empty] | - | [7 empty] | Fully Insulated Heat Shrink | [6 empty] | 1 (Unlimited) |  |  |  |  | 2 |  |  | Tape & Reel (TR)Cut Tape (CT) | [6 empty] | Perma-Seal |  |  |  |  | Butt Splice, Inline, Individual Openings | Crimp | [7 empty] | 14-16 AWG |  |  |  |  | 1500 | https://www.unikeyic.com/media/datasheet/d2/d7/e664/86/25aab13bf84daeffe1220207881252ba.pdf | https://www.unikeyic.com/products/wire-splice-terminals/191640045/2378997.html
191640057 | molex | 1: 1.7112 | Molex Butt terminal, Butt joint, 10 AWG,12 AWGwire_gauge, 45.7mmtotal length |  |  | 019164 |  | Yellow | [11 empty] | - | [7 empty] | Fully Insulated Heat Shrink | [6 empty] | 1 (Unlimited) |  |  |  |  | 2 |  |  | Tape & Reel (TR)Cut Tape (CT) | [6 empty] | Perma-Seal |  |  |  |  | Butt Splice, Inline, Individual Openings | Crimp | [7 empty] | 10-12 AWG |  |  |  |  | 12 | https://www.unikeyic.com/media/datasheet/d2/d7/e664/a2/2e55e7f8ce987343492439fac3b33825.pdf | https://www.unikeyic.com/products/wire-splice-terminals/191640057/34292454.html
191640077 | molex | 1: 1.1833 10: 0.986 100: 0.8574 250: 0.8013 1,000: 0.7632 | Molex Butt terminal, Butt joint, 10 AWG,12 AWG,14 AWG,16 AWGwire_gauge, 45.7mmtotal length |  |  | 019164 |  | Yellow, Blue Stripe | [11 empty] | Step Up/Step Down | [7 empty] | Fully Insulated Heat Shrink | [6 empty] | 1 (Unlimited) |  |  |  |  | 2 |  |  | Bulk |  |  |  | 1784881 |  |  | Perma-Seal |  |  |  |  | Butt Splice, Inline, Individual Openings | Crimp | [7 empty] | 10-12 to 14-16 AWG |  |  |  |  | 600 | https://www.unikeyic.com/media/datasheet/d2/d7/e664/d6/0bb5d7626dee1f988edf8fbcc43a139e.pdf | https://www.unikeyic.com/products/wire-splice-terminals/191640077/25389348.html
191640079 | molex | 10: 1.5581 30: 1.532 50: 1.4783 | Splice Terminal 8AWG Copper Red 50.8mm Tin Perma-Seal™ Bag |  |  | 019164 |  | Red | [11 empty] | - | [7 empty] | Fully Insulated Heat Shrink | [6 empty] | 1 (Unlimited) |  |  |  |  | 2 |  |  | Bulk |  |  |  | 1649628 |  |  | Perma-Seal |  |  |  |  | Butt Splice, Inline, Individual Openings | Crimp | [7 empty] | 8 AWG |  |  |  |  | 60 | https://www.unikeyic.com/media/datasheet/4b/b3/019a/4b/2208fa9227fe8ebfc7f5730536db6bb2.pdf | https://www.unikeyic.com/products/wire-splice-terminals/191640079/26048070.html
191890008 | molex | 1: 0.0881 | Molex Butt terminal, 19189series, Flat connection, 14 → 16 awgwire_gauge, 14.7mmtotal length |  |  | 019189 |  | - | [11 empty] | - | [7 empty] | Non-Insulated | [6 empty] | 1 (Unlimited) |  |  |  |  | 2 |  |  | Bulk |  |  |  | 3187529 |  |  | Krimptite |  |  |  |  | Butt Splice, Inline, Individual Openings | Crimp | [7 empty] | 14-16 AWG |  |  |  |  | 30 | https://www.unikeyic.com/media/datasheet/c6/f2/b0cc/c6/06e4e3d69e2793aceb0f268e6842d7c6.pdf | https://www.unikeyic.com/products/wire-splice-terminals/191890008/11597755.html
191890015 | molex |  | Splice Terminal 10-12AWG Copper 14.9mm Tin Krimptite™ Bag |  |  | 019189 |  | - | [11 empty] | - | [7 empty] | Non-Insulated | [6 empty] | 1 (Unlimited) |  |  |  |  | 2 |  |  | Bulk | [6 empty] | Krimptite |  |  |  |  | Butt Splice, Inline, Individual Openings | Crimp | [7 empty] | 10-12 AWG | [5 empty] | https://www.unikeyic.com/media/datasheet/26/e9/6159/26/91143d37b8d4057f41c30831d4194e54.pdf | https://www.unikeyic.com/products/wire-splice-terminals/191890015/22482448.html
191890063 | molex | 1,613: 0.0726 4,100: 0.0715 5,000: 0.066 12,000: 0.0583 30,000: 0.0572 | Splice Terminal 14-16AWG Copper 14.7mm Electro Tin Krimptite™ Bulk |  |  | 019189 |  | - | [11 empty] | - | [7 empty] | Non-Insulated | [6 empty] | 1 (Unlimited) |  |  |  |  | 2 |  |  | Bulk |  |  |  | 3185636 |  |  | Krimptite |  |  |  |  | Butt Splice, Inline, Individual Openings | Crimp | [7 empty] | 14-16 AWG |  |  |  |  | 1712 | https://www.unikeyic.com/media/datasheet/d2/d7/e664/d9/1dffbb3af75587ef0c14d67c0282ac22.pdf | https://www.unikeyic.com/products/wire-splice-terminals/191890063/14231924.html
191890064 | molex | 1,389: 0.0836 3,500: 0.0814 5,000: 0.077 12,000: 0.0671 30,000: 0.066 | Splice Terminal, 18-22AWG, Copper, 14.7mm, Electro Tin, Krimptite™, Bulk |  |  | 019189 |  | - | [11 empty] | - | [7 empty] | Non-Insulated | [6 empty] | 1 (Unlimited) |  |  |  |  | 2 |  |  | Bulk | [6 empty] | Krimptite |  |  |  |  | Butt Splice, Inline, Individual Openings | Crimp | [7 empty] | 18-22 AWG |  |  |  |  | 3256 | https://www.unikeyic.com/media/datasheet/d2/d7/e664/6e/3e194082a8b28e48d9f810e00bb3161c.pdf | https://www.unikeyic.com/products/wire-splice-terminals/191890064/34870868.html
191890066 | molex | 782: 0.1496 2,000: 0.1474 2,500: 0.1386 8,000: 0.121 20,000: 0.1188 | Splice Terminal 10-12AWG Copper 14.9mm Electro Tin Krimptite™ Bulk |  |  | 019189 |  | - | [11 empty] | - | [7 empty] | Non-Insulated | [6 empty] | 1 (Unlimited) |  |  |  |  | 2 |  |  | Bulk | [6 empty] | Krimptite |  |  |  |  | Butt Splice, Inline, Individual Openings | Crimp | [7 empty] | 10-12 AWG |  |  |  |  | 1640 | https://www.unikeyic.com/media/datasheet/d2/d7/e664/4a/2e11344d58b84a9a09e1db3d9763b8bb.pdf | https://www.unikeyic.com/products/wire-splice-terminals/191890066/22963522.html
191990007 | molex | 10: 0.475 250: 0.465 500: 0.455 | Molex Crimp Terminal, 19199 Series, Flat Contact, 18-22 AWG, 1.3mm L, Red |  |  | 019199 |  | Red | [11 empty] | - | [7 empty] | Fully Insulated | [6 empty] | 1 (Unlimited) |  |  |  |  | 2 |  |  | Bulk | [6 empty] | Avikrimp |  |  |  |  | Butt Splice, Inline, Individual Openings | Crimp | [7 empty] | 18-22 AWG |  |  |  |  | 60 | https://www.unikeyic.com/media/datasheet/17/be/f1f2/17/2d90bdb9ead6dc947714566c5ab7d86e.pdf | https://www.unikeyic.com/products/wire-splice-terminals/191990007/14073356.html
191990009 | molex | 1: 0.4563 | Splice Terminal 14-16AWG Copper Blue 32mm Tin Bag |  |  | 019199 |  | Blue | [11 empty] | - | [7 empty] | Fully Insulated | [6 empty] | 1 (Unlimited) |  |  |  |  | 2 |  |  | Bulk |  |  |  | 279188 |  |  | Avikrimp |  |  |  |  | Butt Splice, Inline, Individual Openings | Crimp | [7 empty] | 14-16 AWG |  |  |  |  | 95 | https://www.unikeyic.com/media/datasheet/aa/75/46b7/aa/34388680070df9c71061e880a705d613.pdf | https://www.unikeyic.com/products/wire-splice-terminals/191990009/27847649.html
192000002 | molex | 25: 0.8315 100: 0.7172 250: 0.6437 1,000: 0.5314 3,000: 0.4979 5,000: 0.4763 10,000: 0.4633 | Splice Terminal 18-22AWG Copper Red 32mm Tin Avikrimp™ Bag |  |  | 019200 |  | Red | [11 empty] | - | [7 empty] | Fully Insulated | [6 empty] | 1 (Unlimited) |  |  |  |  | 2 |  |  | Bulk | [6 empty] | Avikrimp |  |  |  |  | Butt Splice, Inline, Individual Openings | Crimp | [7 empty] | 18-22 AWG |  |  |  |  | 5735 | https://www.unikeyic.com/media/datasheet/76/dd/47ea/76/c7a2665b83037f0f0f20923d9fa2f427.pdf | https://www.unikeyic.com/products/wire-splice-terminals/192000002/31389106.html
192020013 | molex | 1,389: 0.0836 4,000: 0.0781 8,000: 0.0693 20,000: 0.066 40,000: 0.0627 | Splice Terminal, 18-22AWG, Copper, Red, 26.3mm, Tin, NylaKrimp™, Bag |  |  | 019202 |  | Red | [11 empty] | Brazed Seam | [7 empty] | Fully Insulated | [6 empty] | 1 (Unlimited) |  |  |  |  | 2 |  |  | Bulk | [6 empty] | NylaKrimp |  |  |  |  | Butt Splice, Inline, Individual Openings | Crimp | [7 empty] | 18-22 AWG |  |  |  |  | 7148 | https://www.unikeyic.com/media/datasheet/88/22/c99b/8822c99bedf5633c355c46edf2601c48.pdf | https://www.unikeyic.com/products/wire-splice-terminals/192020013/32967853.html
192020027 | molex | 4,000: 0.2447 8,000: 0.2385 12,000: 0.2343 | Butt Splice Terminal 14-16AWG Copper Dark Blue 27.17mm Electro Tin T/R |  |  | 019202 |  | Blue | [11 empty] | - | [7 empty] | Fully Insulated | [6 empty] | 1 (Unlimited) |  |  |  |  | 2 |  |  | Bulk | [6 empty] | NylaKrimp |  |  |  |  | Butt Splice, Inline, Individual Openings | Crimp | [7 empty] | 14-16 AWG |  |  |  |  | 40000 | https://www.unikeyic.com/media/datasheet/1f/27/d9f7/1f/634ee1a7395ad14ce46cabc49b74de54.pdf | https://www.unikeyic.com/products/wire-splice-terminals/192020027/25093248.html
192020029 | molex | 2,500: 0.2174 5,000: 0.2119 7,500: 0.2082 | Butt Splice Terminal, 14-16AWG, Copper, Blue, 27.17mm, Electro Tin, T/R |  |  | 019202 |  | Blue | [11 empty] | - | [7 empty] | Fully Insulated | [6 empty] | 1 (Unlimited) |  |  |  |  | 2 |  |  | Tape & Reel (TR) | [6 empty] | NylaKrimp |  |  |  |  | Butt Splice, Inline, Individual Openings | Crimp | [7 empty] | 14-16 AWG |  |  |  |  | 25000 | https://www.unikeyic.com/media/datasheet/36/c1/c99d/36/d79a5b5deedc26497836635ad3a56d6b.pdf | https://www.unikeyic.com/products/wire-splice-terminals/192020029/1568118.html
192020055 | molex | 100: 1.364 300: 1.342 400: 1.254 800: 1.111 2,000: 1.078 4,000: 1.023 | Butt Splice Terminal, 6AWG, Copper, Blue, 45.33mm, Tin, NylaKrimp™, Bag |  |  | 019202 |  | Blue | [11 empty] | - | [7 empty] | Fully Insulated | [6 empty] | 1 (Unlimited) |  |  |  |  | 2 |  |  | Bulk | [6 empty] | NylaKrimp |  |  |  |  | Butt Splice, Inline, Individual Openings | Crimp | [7 empty] | 6 AWG |  |  |  |  | 399 | https://www.unikeyic.com/media/datasheet/fc/9e/5dd8/fc/3af98cd3a3ffb5cba18425a1f1220560.pdf | https://www.unikeyic.com/products/wire-splice-terminals/192020055/17340569.html
192020056 | molex | 85: 1.386 250: 1.364 400: 1.298 800: 1.133 2,000: 1.111 | Butt Splice Terminal 4AWG Copper Yellow 51.68mm Tin NylaKrimp Bag |  |  | 019202 |  | Yellow | [11 empty] | - | [7 empty] | Fully Insulated | [6 empty] | 1 (Unlimited) |  |  |  |  | 2 |  |  | Bulk | [6 empty] | NylaKrimp |  |  |  |  | Butt Splice, Inline, Individual Openings | Crimp | [7 empty] | 4 AWG |  |  |  |  | 320 | https://www.unikeyic.com/media/datasheet/c2/5d/0475/c2/e625f2dc9f5d74d74297e44a7ad36c70.pdf | https://www.unikeyic.com/products/wire-splice-terminals/192020056/14084301.html
192030166 | molex | 1,124: 0.1034 2,900: 0.1012 4,000: 0.0968 8,000: 0.0836 20,000: 0.0825 | Splice Terminal 18-22AWG Copper 17.1mm Nickel Krimptite™ Bag |  |  | 019203 |  | - | [11 empty] | High Temperature | [7 empty] | Non-Insulated | [6 empty] | 1 (Unlimited) |  |  |  |  | 2 |  |  | Bulk | [6 empty] | Krimptite |  |  |  |  | Butt Splice, Inline, Individual Openings | Crimp | [7 empty] | 18-22 AWG |  |  |  |  | 2500 | https://www.unikeyic.com/media/datasheet/91/16/74de/91/f37946bf911b05f8a5feeb9247a33230.pdf | https://www.unikeyic.com/products/wire-splice-terminals/192030166/24438075.html
192030172 | molex | 782: 0.1496 2,000: 0.1463 4,000: 0.1375 8,000: 0.121 20,000: 0.1177 40,000: 0.1122 | Splice Terminal 14-16AWG Copper 8.4mm Nickel VersaKrimp |  |  | 019203 |  | - | [11 empty] | High Temperature | [7 empty] | Non-Insulated | [6 empty] | 1 (Unlimited) |  |  |  |  | Varies by Wire Size |  |  | Bulk | [6 empty] | VersaKrimp |  |  |  |  | Inline, Individual Openings (Parallel) | Crimp | [7 empty] | 14-16 AWG |  |  |  |  | 11000 | https://www.unikeyic.com/media/datasheet/0e/8c/9684/0e/9b97b4a0ed94d44c1de6d906a3a7176b.pdf | https://www.unikeyic.com/products/wire-splice-terminals/192030172/17903158.html
192040029 | molex | 1: 1.4293 | Splice Four Way Terminal 10-12AWG Copper Natural Tin Avikrimp™ Bag | [31 empty] | Vendor Undefined | [7 empty] | Box | [6 empty] | * | [18 empty] | 35 | https://www.unikeyic.com/media/datasheet/25/e8/e15a/25/cad41bdd3d7048db4e2177ab14028998.pdf | https://www.unikeyic.com/products/wire-splice-terminals/192040029/25977655.html
192050001 | molex | 1: 0.0652 500: 0.0545 | Splice Terminal, 14-16AWG, Copper, 8mm, Electro Tin, Bag |  |  | 019205 |  | - | [11 empty] | - | [7 empty] | Non-Insulated | [6 empty] | 1 (Unlimited) |  |  |  |  | Varies by Wire Size |  |  | Bulk | [6 empty] | VersaKrimp |  |  |  |  | Inline, Individual Openings (Parallel) | Crimp | [7 empty] | 14-16 AWG |  |  |  |  | 33 | https://www.unikeyic.com/media/datasheet/d2/d7/e664/48/be78eaba8930e66ab73c5acbdfe45041.pdf | https://www.unikeyic.com/products/wire-splice-terminals/192050001/9294491.html
192050003 | molex | 10: 0.2203 50: 0.2165 100: 0.2088 | Splice Terminal 10-12AWG Copper 8mm Electro Tin Bag |  |  | 019205 |  | - | [11 empty] | - | [7 empty] | Non-Insulated | [6 empty] | 1 (Unlimited) |  |  |  |  | Varies by Wire Size |  |  | Bulk | [6 empty] | VersaKrimp |  |  |  |  | Inline, Individual Openings (Parallel) | Crimp | [7 empty] | 10-12 AWG |  |  |  |  | 54 | https://www.unikeyic.com/media/datasheet/d2/d7/e664/a2/0e1e06a4cd0c4bdb98273012f9e1cffe.pdf | https://www.unikeyic.com/products/wire-splice-terminals/192050003/25424189.html
192050004 | molex | 506: 0.231 1,500: 0.2266 2,000: 0.2134 4,000: 0.1881 10,000: 0.1815 20,000: 0.1716 50,000: 0.1639 | Splice Terminal 8AWG Copper 9.91mm Electro Tin Bag |  |  | 019205 |  | - | [11 empty] | - | [7 empty] | Non-Insulated | [6 empty] | 1 (Unlimited) |  |  |  |  | Varies by Wire Size |  |  | Bulk | [6 empty] | VersaKrimp |  |  |  |  | Inline, Individual Openings (Parallel) | Crimp | [7 empty] | 8 AWG |  |  |  |  | 8680 | https://www.unikeyic.com/media/datasheet/d2/d7/e664/d5/e6d85f4a26f5862e5bcfb2171112764b.pdf | https://www.unikeyic.com/products/wire-splice-terminals/192050004/32194534.html
192050006 | molex | 250: 0.369 500: 0.3596 750: 0.3503 | Splice Terminal 6AWG Copper 11.68mm Electro Tin Bag |  |  | 019205 |  | - | [11 empty] | - | [7 empty] | Non-Insulated | [6 empty] | 1 (Unlimited) |  |  |  |  | Varies by Wire Size |  |  | Bulk | [6 empty] | VersaKrimp |  |  |  |  | Inline, Individual Openings (Parallel) | Crimp | [7 empty] | 6 AWG |  |  |  |  | 1750 | https://www.unikeyic.com/media/datasheet/d2/d7/e664/ca/0d30cae7ae3a9748a5f00ba56e10d787.pdf | https://www.unikeyic.com/products/wire-splice-terminals/192050006/24295861.html
192050009 | molex | 99: 1.188 250: 1.166 400: 1.111 800: 0.968 2,000: 0.935 4,000: 0.902 | Splice Terminal, 1/0AWG, Copper, 19.43mm, Electro Tin, Bag |  |  | 019205 |  | - | [11 empty] | - | [7 empty] | Non-Insulated | [6 empty] | 1 (Unlimited) |  |  |  |  | Varies by Wire Size |  |  | Bulk | [6 empty] | VersaKrimp |  |  |  |  | Inline, Individual Openings (Parallel) | Crimp | [7 empty] | 1/0 AWG |  |  |  |  | 500 | https://www.unikeyic.com/media/datasheet/d2/d7/e664/54/507685354f4faece2ff608597ad8628f.pdf | https://www.unikeyic.com/products/wire-splice-terminals/192050009/3001736.html
192050012 | molex | 1: 7.3872 10: 6.2813 25: 5.8873 50: 5.6061 100: 5.3384 250: 5.0042 500: 4.7655 1,000: 4.5383 2,500: 4.2545 | Splice Terminal (3/0)AWG Copper 39.11mm Tin VersaKrimp™ Bag |  |  | 019205 |  | - | [11 empty] | - | [7 empty] | Non-Insulated | [6 empty] | 1 (Unlimited) |  |  |  |  | 2 |  |  | Bulk |  |  |  | 3187602 |  |  | VersaKrimp |  |  |  |  | Butt Splice, Inline, Individual Openings | Crimp | [7 empty] | 3/0 AWG |  |  |  |  | 20 | https://www.unikeyic.com/media/datasheet/d2/d7/e664/83/d683dfa4a0e71b17a74cd3d9cfd0e77b.pdf | https://www.unikeyic.com/products/wire-splice-terminals/192050012/5597397.html
192050013 | molex | 1: 5.9076 10: 5.0209 25: 4.7058 50: 4.4811 100: 4.2672 250: 4 500: 3.8092 1,000: 3.6275 2,500: 3.4006 | Splice Terminal (4/0)AWG Copper 39.11mm Tin VersaKrimp Bag |  |  | 019205 |  | - | [11 empty] | - | [7 empty] | Non-Insulated | [6 empty] | 1 (Unlimited) |  |  |  |  | 2 |  |  | Bulk | [6 empty] | VersaKrimp |  |  |  |  | Butt Splice, Inline, Individual Openings | Crimp | [7 empty] | 4/0 AWG |  |  |  |  | 87 | https://www.unikeyic.com/media/datasheet/d2/d7/e664/f2/f5c2b18dfdefe4e5ce15d826641082ab.pdf | https://www.unikeyic.com/products/wire-splice-terminals/192050013/26862575.html
192060002 | molex | 25: 0.4738 100: 0.4092 250: 0.3729 1,000: 0.3175 3,000: 0.2938 5,000: 0.27 10,000: 0.2646 | Splice Terminal 18-22AWG Copper Red Electro Tin Bag |  |  | 019206 |  | - | [11 empty] | - | [7 empty] | Fully Insulated | [6 empty] | 1 (Unlimited) |  |  |  |  | Varies by Wire Size |  |  | Bulk | [6 empty] | InsulKrimp |  |  |  |  | Inline, Individual Openings (Parallel) | Crimp | [7 empty] | 18-22 AWG |  |  |  |  | 1002 | https://www.unikeyic.com/media/datasheet/b6/fb/8c0f/b6/2b2e48e2223239a0682265ac7678249d.pdf | https://www.unikeyic.com/products/wire-splice-terminals/192060002/13885845.html
192060005 | molex | 544: 0.2145 1,400: 0.2112 2,800: 0.2068 4,000: 0.1991 8,000: 0.1749 20,000: 0.1705 | Splice Terminal 14-16AWG Copper Blue 18.67mm Electro Tin Bag |  |  | 019206 |  | Blue | [11 empty] | - | [7 empty] | Fully Insulated | [6 empty] | 1 (Unlimited) |  |  |  |  | Varies by Wire Size |  |  | Bulk | [6 empty] | InsulKrimp |  |  |  |  | Inline, Individual Openings (Parallel) | Crimp | [7 empty] | 14-16 AWG |  |  |  |  | 1800 | https://www.unikeyic.com/media/datasheet/20/36/b6ef/20/edb2bdaf38f27d0630deb373f4a20e49.pdf | https://www.unikeyic.com/products/wire-splice-terminals/192060005/27308061.html
192060010 | molex | 200: 0.583 500: 0.572 1,000: 0.561 2,000: 0.55 4,000: 0.473 10,000: 0.462 | Splice Terminal 10-12AWG Copper Yellow Electro Tin Bag |  |  | 019206 |  | - | [11 empty] | - | [7 empty] | Fully Insulated | [6 empty] | 1 (Unlimited) |  |  |  |  | Varies by Wire Size |  |  | Bulk | [6 empty] | InsulKrimp |  |  |  |  | Inline, Individual Openings (Parallel) | Crimp | [7 empty] | 10-12 AWG |  |  |  |  | 18815 | https://www.unikeyic.com/media/datasheet/33/12/12fa/331212fa3886d4e522f8cd8a5a536c28.pdf | https://www.unikeyic.com/products/wire-splice-terminals/192060010/3104842.html
192080002 | molex | 10: 0.3558 50: 0.3498 100: 0.3376 | Splice Terminal 10-12AWG Copper 8.4mm Electro Tin Bag | [15 empty] | 192080002 molex | [11 empty] | 8.4mm(Length) |  |  |  |  | Through hole mounting | [9 empty] | Final sale |  |  | bulk | [19 empty] | 80 | https://www.unikeyic.com/media/datasheet/e7/97/759d/e7/e630d45cf01f09a2ece20b78f1959f6d.pdf | https://www.unikeyic.com/products/wire-splice-terminals/192080002/595072.html
192150009 | molex | 10: 0.1219 50: 0.1197 100: 0.1155 | Butt Splice Terminal 18-22AWG Copper 17.1mm Tin VersaKrimp Bag |  |  | 019215 |  | - | [11 empty] | Brazed Seam | [7 empty] | Non-Insulated | [6 empty] | 1 (Unlimited) |  |  |  |  | 2 |  |  | Bulk | [6 empty] | VersaKrimp |  |  |  |  | Butt Splice, Inline, Individual Openings | Crimp | [7 empty] | 18-22 AWG |  |  |  |  | 30 | https://www.unikeyic.com/media/datasheet/b4/ff/6864/b4ff68640dfac03a968b80c508e9499b.pdf | https://www.unikeyic.com/products/wire-splice-terminals/192150009/15498086.html
192150018 | molex | 1,000: 0.1364 3,000: 0.1342 5,000: 0.132 8,000: 0.1254 16,000: 0.1111 40,000: 0.1078 80,000: 0.1012 200,000: 0.0968 | Butt Splice Terminal 14-16AWG Copper 17.1mm Tin VersaKrimp Bag |  |  | 019215 |  | - | [11 empty] | - | [7 empty] | Non-Insulated | [6 empty] | 1 (Unlimited) |  |  |  |  | 2 |  |  | Bulk | [6 empty] | VersaKrimp |  |  |  |  | Butt Splice, Inline, Individual Openings | Crimp | [7 empty] | 14-16 AWG |  |  |  |  | 5550 | https://www.unikeyic.com/media/datasheet/d2/d7/e664/ff/8779d6213e39f627b9fcde2bcce4c8dd.pdf | https://www.unikeyic.com/products/wire-splice-terminals/192150018/12133620.html
192150022 | molex | 8,000: 0.1566 16,000: 0.1527 24,000: 0.15 | Conn Splice Terminal, 14AWG, 15.37mm, Box |  |  | 019215 |  | - | [11 empty] | - | [7 empty] | Non-Insulated | [6 empty] | 1 (Unlimited) |  |  |  |  | 2 |  |  | Bulk | [6 empty] | VersaKrimp |  |  |  |  | Butt Splice, Inline, Individual Openings | Crimp | [7 empty] | 14-16 AWG |  |  |  |  | 80000 | https://www.unikeyic.com/media/datasheet/80/db/cd16/80/63de7ea0b199b7ae7f6571077654e36c.pdf | https://www.unikeyic.com/products/wire-splice-terminals/192150022/34270413.html
192150023 | molex | 500: 0.5545 2,000: 0.5121 4,000: 0.4781 | Molex Crimp Terminal, 19215 Series, Butt Connect, 10-16 AWG, 21mm Length |  |  | 019215 |  | Blue | [11 empty] | Step Up/Step Down | [7 empty] | Non-Insulated | [6 empty] | 1 (Unlimited) |  |  |  |  | 2 |  |  | Bulk |  |  |  | 279191 |  |  | VersaKrimp |  |  |  |  | Butt Splice, Inline, Individual Openings | Crimp | [7 empty] | 10-12 to 14-16 AWG |  |  |  |  | 4000 | https://www.unikeyic.com/media/datasheet/63/b4/fc29/63/e594049b0c8187290b77cb6b7b648e6c.pdf | https://www.unikeyic.com/products/wire-splice-terminals/192150023/15874625.html
192150037 | molex | 1: 1.5548 | Butt Splice Terminal, 8-10AWG, Copper, 21.69mm, Tin, Bag |  |  | 019215 |  | Yellow | [11 empty] | Step Up/Step Down | [7 empty] | Non-Insulated | [6 empty] | 1 (Unlimited) |  |  |  |  | 2 |  |  | Box | [6 empty] | VersaKrimp |  |  |  |  | Butt Splice, Inline, Individual Openings | Crimp | [7 empty] | 8 to 10-12 AWG |  |  |  |  | 18 | https://www.unikeyic.com/media/datasheet/03/cb/cbee/03/1b07dec22c1d8b815f697f0c3be9eb1f.pdf | https://www.unikeyic.com/products/wire-splice-terminals/192150037/30659258.html
192150042 | molex | 92: 1.276 250: 1.243 500: 1.221 950: 1.199 1,000: 1.177 2,000: 1.023 5,000: 1.001 10,000: 0.946 25,000: 0.913 | Butt Splice Terminal 6-8AWG Copper 26.54mm Tin Step Down Bag |  |  | 019215 |  | Red | [11 empty] | Step Up/Step Down | [7 empty] | Non-Insulated | [6 empty] | 1 (Unlimited) |  |  |  |  | 2 |  |  | Bulk | [6 empty] | VersaKrimp |  |  |  |  | Butt Splice, Inline, Individual Openings | Crimp | [7 empty] | 6 to 8 AWG |  |  |  |  | 2000 | https://www.unikeyic.com/media/datasheet/d2/d7/e664/df/40c0c784cbfc580708a4df38ca919f22.pdf | https://www.unikeyic.com/products/wire-splice-terminals/192150042/32594571.html
192150049 | molex | 56: 2.112 150: 2.068 200: 1.958 400: 1.716 1,000: 1.672 2,000: 1.584 | Parallel Splice Terminal 3/0AWG Copper 19.43mm Tin VersaKrimp Bag |  |  | 019215 |  | - | [11 empty] | - | [7 empty] | Non-Insulated | [6 empty] | 1 (Unlimited) |  |  |  |  | Varies by Wire Size |  |  | Bulk | [6 empty] | VersaKrimp |  |  |  |  | Inline, Individual Openings (Parallel) | Crimp | [7 empty] | 3/0 AWG |  |  |  |  | 201 | https://www.unikeyic.com/media/datasheet/d2/d7/e664/3a/f94379cd392a9bbf499191984681e91f.pdf | https://www.unikeyic.com/products/wire-splice-terminals/192150049/15298732.html
192160003 | molex | 901: 0.1298 2,500: 0.1199 8,000: 0.1045 20,000: 0.1023 40,000: 0.0968 | Molex Wire-to-Board Connector, 19216 Series, Multi-Lock, 14-16 AWG, 20.01mm L, Blue |  |  | 019216 |  | Blue | [11 empty] | Hinged Lid | [7 empty] | Fully Insulated | [6 empty] | 1 (Unlimited) |  |  |  |  | 2 |  |  | Bulk |  |  |  | 1649636 |  |  | Multi-Lock |  |  |  |  | Inline, Tap (Suitcase) | IDC | [7 empty] | 14-18 AWG |  |  |  |  | 4363 | https://www.unikeyic.com/media/datasheet/9e/bf/07a4/9e/0a538aceae8ab8376d35f4ee20d47d0b.pdf | https://www.unikeyic.com/products/wire-splice-terminals/192160003/24481176.html
192160005 | molex | 841: 0.1386 2,500: 0.1287 8,000: 0.1133 20,000: 0.11 40,000: 0.1023 100,000: 0.0968 | Splice Terminal 18-22AWG Copper Red 20.1mm Tin Bag |  |  | 019216 |  | Red | [11 empty] | Hinged Lid | [7 empty] | Fully Insulated | [6 empty] | 1 (Unlimited) |  |  |  |  | 2 |  |  | Bulk | [6 empty] | Multi-Lock |  |  |  |  | Inline, Tap (Suitcase) | IDC | [7 empty] | 18-22 AWG |  |  |  |  | 166683 | https://www.unikeyic.com/media/datasheet/de/ef/0e08/de/1e5055b3bd799c8abd83e9166f883b2a.pdf | https://www.unikeyic.com/products/wire-splice-terminals/192160005/507526.html
192160011 | molex | 10: 0.4173 50: 0.4103 100: 0.3959 | Wire Tap 18-22AWG Copper Red/Natural 19.18mm Tin Bag |  |  | 019216 |  | Red | [11 empty] | Hinged Lid | [7 empty] | Fully Insulated | [6 empty] | 1 (Unlimited) |  |  |  |  | 1 |  |  | Bulk | [6 empty] | - |  |  |  |  | Inline, Individual Openings (Parallel) | IDC | [7 empty] | 18-22 AWG |  |  |  |  | 50 | https://www.unikeyic.com/media/datasheet/ea/30/a52e/ea/d7557ff6c55bf99c310f3354eb4a22ca.pdf | https://www.unikeyic.com/products/wire-splice-terminals/192160011/19939643.html
1928499629 | Robert Bosch | 1: 0.351 | BTC 4.8 / Terminal Ag / >4.0 - 6.0 | [65 empty] | 4940 | https://www.unikeyic.com/media/about_us/Unikey_ISO_9001_Certification.pdf | https://www.unikeyic.com/products/wire-splice-terminals/1928499629/5390615.html
1933189 | PHOENIX CONTACT | 5: 0.2712 50: 0.2147 250: 0.1903 | Phoenix Contact Header, PST 1.3/2-5.0, 5.0mm Pitch, 2-Pin, Pluggable Terminal Block, 300V, Solder |  |  |  |  | Black |  |  | - |  | 0.138" (3.50mm) |  |  | 12A | 16 A |  |  | - |  |  | Vertical |  |  | Polyamide (PA), Nylon | - |  | 0.079" (2.00mm) |  |  |  |  | UL94 V-0 | 1 (Unlimited) |  | Through Hole | 1 | 2 |  |  | - | Bulk | 0.197" (5.00mm) | 2 |  |  |  |  | COMBICON PST | [6 empty] | Solder |  |  | 400 V | 300 V |  |  |  | - | - | - |  |  | https://www.unikeyic.com/media/datasheet/09/eb/2c3c/09eb2c3cad1ae87bd53a58970d69d3c8.pdf | https://www.unikeyic.com/products/wire-splice-terminals/1933189/9182029.html
1933202 | PHOENIX CONTACT | 1: 0.4068 | Phoenix Contact PST1,3/4-5,0 Unshrouded Header HDR 4 POS 5mm Solder ST Top Entry TH |  |  |  |  | Black |  |  | - |  | 0.138" (3.50mm) |  |  | 12A | 16 A |  |  | - |  |  | Vertical |  |  | Polyamide (PA), Nylon | - |  | 0.079" (2.00mm) |  |  |  |  | UL94 V-0 | 1 (Unlimited) |  | Through Hole | 1 | 4 |  |  | - | Bulk | 0.197" (5.00mm) | 4 |  |  |  |  | COMBICON PST | [6 empty] | Solder |  |  | 400 V | 300 V |  |  |  | - | - | - |  | 642 | https://www.unikeyic.com/media/datasheet/6e/bb/b19e/6e/a9a53a799e725e5efb700e203f9a99e4.pdf | https://www.unikeyic.com/products/wire-splice-terminals/1933202/395030.html
1933215 | PHOENIX CONTACT | 1: 0.4225 | Phoenix Contact PST1,3/5-5,0 Conn Unshrouded Header HDR 5 POS 5mm Solder ST Thru-Hole |  |  |  |  | Black |  |  | - |  | 0.138" (3.50mm) |  |  | 12A | 16 A |  |  | - |  |  | Vertical |  |  | Polyamide (PA), Nylon | - |  | 0.079" (2.00mm) |  |  |  |  | UL94 V-0 | 1 (Unlimited) |  | Through Hole | 1 | 5 |  |  | - | Bulk | 0.197" (5.00mm) | 5 |  |  |  |  | COMBICON PST | [6 empty] | Solder |  |  | 400 V | 300 V |  |  |  | - | - | - |  | 2 | https://www.unikeyic.com/media/datasheet/af/91/8948/af91894803aec01a2bef70f38ca23516.pdf | https://www.unikeyic.com/products/wire-splice-terminals/1933215/29059764.html
1933228 | PHOENIX CONTACT | 1: 0.6204 | Phoenix Contact Header PST1,3/6-5,0 Conn Unshrouded HDR 6 POS 5mm Solder ST Thru-Hole |  |  |  |  | Black |  |  | - |  | 0.138" (3.50mm) |  |  | 12A | 16 A |  |  | - |  |  | Vertical |  |  | Polyamide (PA), Nylon | - |  | 0.079" (2.00mm) |  |  |  |  | UL94 V-0 | 1 (Unlimited) |  | Through Hole | 1 | 6 |  |  | - | Bulk | 0.197" (5.00mm) | 6 |  | 568686 |  |  | COMBICON PST | [6 empty] | Solder |  |  | 400 V | 300 V |  |  |  | - | - | - |  | 100 | https://www.unikeyic.com/media/datasheet/91/a9/9ecd/91a99ecd18c39282137973ca65a22f00.pdf | https://www.unikeyic.com/products/wire-splice-terminals/1933228/34003441.html
1933231 | PHOENIX CONTACT | 1: 1.0616 | Phoenix,Pin,PST1,3/7-5,0,Conn Unshrouded Header M 7 POS 5mm Solder ST Thru-Hole |  |  |  |  | Black |  |  | - |  | 0.138" (3.50mm) |  |  | 12A | 16 A |  |  | - |  |  | Vertical |  |  | Polyamide (PA), Nylon | - |  | 0.079" (2.00mm) |  |  |  |  | UL94 V-0 | 1 (Unlimited) |  | Through Hole | 1 | 7 |  |  | - | Bulk | 0.197" (5.00mm) | 7 |  |  |  |  | COMBICON PST | [6 empty] | Solder |  |  | 400 V | 300 V |  |  |  | - | - | - |  | 158 | https://www.unikeyic.com/media/datasheet/96/39/11e8/96/c387815a59baddd728b0e84279511f4f.pdf | https://www.unikeyic.com/products/wire-splice-terminals/1933231/12804496.html
1933244 | PHOENIX CONTACT | 1: 0.6773 | Phoenix,Pin,PST1,3/8-5,0,Conn Unshrouded Header HDR 8 POS 5mm Solder ST Thru-Hole |  |  |  |  | Black |  |  | - |  | 0.138" (3.50mm) |  |  | 12A | 16 A |  |  | - |  |  | Vertical |  |  | Polyamide (PA), Nylon | - |  | 0.079" (2.00mm) |  |  |  |  | UL94 V-0 | 1 (Unlimited) |  | Through Hole | 1 | 8 |  |  | - | Bulk | 0.197" (5.00mm) | 8 |  |  |  |  | COMBICON PST | [6 empty] | Solder |  |  | 400 V | 300 V |  |  |  | - | - | - |  | 104 | https://www.unikeyic.com/media/datasheet/e2/06/3720/e20637202871ebf16d444b6051090deb.pdf | https://www.unikeyic.com/products/wire-splice-terminals/1933244/28132052.html
1933257 | PHOENIX CONTACT | 200: 0.957 500: 0.913 | Phoenix,Pin,PST1,3/9-5,0,Conn Unshrouded Header M 9 POS 5mm Solder ST Thru-Hole |  |  |  |  | Black |  |  | - |  | 0.138" (3.50mm) |  |  | 12A | 16 A |  |  | - |  |  | Vertical |  |  | Polyamide (PA), Nylon | - |  | 0.079" (2.00mm) |  |  |  |  | UL94 V-0 | 1 (Unlimited) |  | Through Hole | 1 | 9 |  |  | - | Bulk | 0.197" (5.00mm) | 9 |  |  |  |  | COMBICON PST | [6 empty] | Solder |  |  | 400 V | 300 V |  |  |  | - | - | - |  | 1850 | https://www.unikeyic.com/media/datasheet/bc/b7/2967/bcb7296789922151229d1741af0300b0.pdf | https://www.unikeyic.com/products/wire-splice-terminals/1933257/14642776.html
1933273 | PHOENIX CONTACT | 1: 1.265 | Phoenix Contact Header, PST1,3/11-5,0, Unshrouded, 11 Pos, 5mm, Solder, ST, TH |  |  |  |  | Black |  |  | - |  | 0.138" (3.50mm) |  |  | 12A | 16 A |  |  | - |  |  | Vertical |  |  | Polyamide (PA), Nylon | - |  | 0.079" (2.00mm) |  |  |  |  | UL94 V-0 | 1 (Unlimited) |  | Through Hole | 1 | 11 |  |  | - | Bulk | 0.197" (5.00mm) | 11 |  | 568691 |  |  | COMBICON PST | [6 empty] | Solder |  |  | 400 V | 300 V |  |  |  | - | - | - |  | 39 | https://www.unikeyic.com/media/datasheet/45/6f/2b5c/45/334ceac890ba6ef693a75cf5da6099d2.pdf | https://www.unikeyic.com/products/wire-splice-terminals/1933273/24480048.html
1935624 | PHOENIX CONTACT | 1: 3.0313 10: 2.4844 | Phoenix Contact PST Series Pluggable Terminal Block Header, 5.0mm Pitch, 24-Pin, 400V, Solder Mount |  |  |  |  | Black |  |  | - |  | 0.138" (3.50mm) |  |  | 12A | 16 A |  |  | - |  |  | Vertical |  |  | Polyamide (PA), Nylon | - |  | 0.079" (2.00mm) |  |  |  |  | UL94 V-0 | 1 (Unlimited) |  | Through Hole | 1 | 24 |  |  | - | Bulk | 0.197" (5.00mm) | 24 |  |  |  |  | COMBICON PST | [6 empty] | Solder |  |  | 400 V | 300 V |  |  |  | - | - | - |  | 9208 | https://www.unikeyic.com/media/datasheet/b4/2c/4637/b4/a1d73ff50c1f797d779291851a6c0d4c.pdf | https://www.unikeyic.com/products/wire-splice-terminals/1935624/27573923.html
1942510 | PHOENIX CONTACT | 50: 4.1926 | Phoenix Contact FKC 2.5 HC/ 5-STF-5.08 PCB Plug-in Connector, 630V, Spring Terminal, Green |  |  |  |  | Green |  |  | - |  | - |  |  | 16A | 16 A |  |  | Mating Flange, Retention Latches (Non-Wire Side) |  |  | - |  |  | Polyamide (PA), Nylon | - |  | 0.591" (15.00mm) |  |  |  |  | UL94 V-0 | Not Applicable |  | Free Hanging (In-Line) | 1 | 5 |  |  | - | Bulk | 0.200" (5.08mm) | 5 |  | 7558802 |  |  | COMBICON FKC | [6 empty] | Screwless - Leg Spring, Push-In Spring |  |  | 320 V | 300 V |  |  |  | 12-26 AWG | 0.2-2.5mm² | 10mm |  | 5000 | https://www.unikeyic.com/media/datasheet/10/4e/b2fd/104eb2fdd6699bcb357697e70c495107.pdf | https://www.unikeyic.com/products/wire-splice-terminals/1942510/34827549.html
194300001 | molex | 1,042: 0.1122 3,000: 0.11 4,000: 0.1034 8,000: 0.0913 20,000: 0.0891 | Junction Box Splice Terminal 12-22AWG Brass Red 10.5mm See and Splice™ Bag |  |  | 019430 |  | Red | [11 empty] | Flame Retardant | [7 empty] | Fully Insulated | [6 empty] | 1 (Unlimited) |  |  |  |  | 2 |  |  | Bulk | [6 empty] | See and Splice |  |  |  |  | Butt Splice, Closed End, Individual Openings | Push In | [7 empty] | 12-22 AWG |  |  |  |  | 2124 | https://www.unikeyic.com/media/datasheet/f7/9c/fa5e/f7/30f76cc8cfbef4044edc0b00195576d0.pdf | https://www.unikeyic.com/products/wire-splice-terminals/194300001/1619381.html
194300002 | molex | 710: 0.1639 2,000: 0.1606 4,000: 0.1529 8,000: 0.1342 20,000: 0.1309 | Junction Box Splice Terminal 12-22AWG Orange 13.5mm See and Splice™ Bag |  |  | 019430 |  | Orange | [11 empty] | Flame Retardant | [7 empty] | Fully Insulated | [6 empty] | 1 (Unlimited) |  |  |  |  | 3 |  |  | Bulk | [6 empty] | See and Splice |  |  |  |  | Butt Splice, Closed End, Individual Openings | Push In | [7 empty] | 12-22 AWG |  |  |  |  | 3723 | https://www.unikeyic.com/media/datasheet/f7/9c/fa5e/f7/30f76cc8cfbef4044edc0b00195576d0.pdf | https://www.unikeyic.com/products/wire-splice-terminals/194300002/3520322.html
194300004 | molex | 100: 0.3269 500: 0.3154 1,000: 0.2795 2,000: 0.2718 3,000: 0.2641 | Splice Terminal, 12-22AWG, Brass, Gray, 21.1mm, See and Splice™, Bag |  |  | 019430 |  | Gray | [11 empty] | Flame Retardant | [7 empty] | Fully Insulated | [6 empty] | 1 (Unlimited) |  |  |  |  | 5 |  |  | Bulk | [6 empty] | See and Splice |  |  |  |  | Butt Splice, Closed End, Individual Openings | Push In | [7 empty] | 12-22 AWG |  |  |  |  | 236 | https://www.unikeyic.com/media/datasheet/fe/d6/c4c4/a0/c8cd27174a1eeb1bfef77e60929f3fc2.pdf | https://www.unikeyic.com/products/wire-splice-terminals/194300004/6916800.html
1945096 | PHOENIX CONTACT | 1: 0.317 10: 0.2531 50: 0.2195 250: 0.2075 500: 0.1957 | Phoenix,Pin,PST1,0/2-3,5,Phoenix Contact 3.5mmpitch2pPlug-in terminal blocks Pin, COMBICON PSTseries, 250.0 v, welding |  |  |  |  | Black |  |  | - |  | 0.150" (3.81mm) |  |  | 8A | 10 A |  |  | - |  |  | Vertical |  |  | Polyamide (PA), Nylon | - |  | 0.512" (13.00mm) |  |  |  |  | UL94 V-0 | 1 (Unlimited) |  | Through Hole | 1 | 2 |  |  | - | Bulk | 0.138" (3.50mm) | 2 |  |  |  |  | COMBICON PST | [6 empty] | Solder |  |  | 250 V | 300 V |  |  |  | - | - | - |  |  | https://www.unikeyic.com/media/datasheet/1d/c4/dba6/1d/d524760f9e49cb6ff4f8112d79a70ef0.pdf | https://www.unikeyic.com/products/wire-splice-terminals/1945096/20400312.html
1945106 | PHOENIX CONTACT | 1: 0.4855 10: 0.3762 30: 0.3281 100: 0.271 | Phoenix,Pin,PST1,0/3-3,5,Conn Unshrouded Header HDR 3 POS 3.5mm Solder ST Thru-Hole |  |  |  |  | Black |  |  | - |  | 0.150" (3.81mm) |  |  | 8A | 10 A |  |  | - |  |  | Vertical |  |  | Polyamide (PA), Nylon | - |  | 0.512" (13.00mm) |  |  |  |  | UL94 V-0 | 1 (Unlimited) |  | Through Hole | 1 | 3 |  |  | - | Bulk | 0.138" (3.50mm) | 3 |  | 950878 |  |  | COMBICON PST | [6 empty] | Solder |  |  | 250 V | 300 V |  |  |  | - | - | - |  |  | https://www.unikeyic.com/media/datasheet/1d/c4/dba6/1d/d524760f9e49cb6ff4f8112d79a70ef0.pdf | https://www.unikeyic.com/products/wire-splice-terminals/1945106/1658088.html
1945119 | PHOENIX CONTACT | 1: 0.5081 10: 0.414 50: 0.3493 150: 0.3194 500: 0.3021 1,000: 0.2866 | Phoenix,Pin,PST1,0/4-3,5,Conn Unshrouded Header M 4 POS 3.5mm Solder ST Top Entry Thru-Hole |  |  |  |  | Black |  |  | - |  | 0.150" (3.81mm) |  |  | 8A | 10 A |  |  | - |  |  | Vertical |  |  | Polyamide (PA), Nylon | - |  | 0.512" (13.00mm) |  |  |  |  | UL94 V-0 | 1 (Unlimited) |  | Through Hole | 1 | 4 |  |  | - | Bulk | 0.138" (3.50mm) | 4 |  | 950879 |  |  | COMBICON PST | [6 empty] | Solder |  |  | 250 V | 300 V |  |  |  | - | - | - |  |  | https://www.unikeyic.com/media/datasheet/24/4a/b570/244ab57027f1ab11e8c85727738a8c7b.pdf | https://www.unikeyic.com/products/wire-splice-terminals/1945119/27958204.html
1945151 | PHOENIX CONTACT | 1: 0.8223 | Phoenix,Pin,PST1,0/8-3,5,Conn Unshrouded Header HDR 8 POS 3.5mm Solder ST Thru-Hole |  |  |  |  | Black |  |  | - |  | 0.150" (3.81mm) |  |  | 8A | 10 A |  |  | - |  |  | Vertical |  |  | Polyamide (PA), Nylon | - |  | 0.512" (13.00mm) |  |  |  |  | UL94 V-0 | 1 (Unlimited) |  | Through Hole | 1 | 8 |  |  | - | Bulk | 0.138" (3.50mm) | 8 |  |  |  |  | COMBICON PST | [6 empty] | Solder |  |  | 250 V | 300 V |  |  |  | - | - | - |  | 53 | https://www.unikeyic.com/media/datasheet/1d/c4/dba6/1d/d524760f9e49cb6ff4f8112d79a70ef0.pdf | https://www.unikeyic.com/products/wire-splice-terminals/1945151/26029801.html
1945164 | PHOENIX CONTACT | 10: 0.8898 | Phoenix,Pin,PST1,0/9-3,5,Conn Unshrouded Header M 9 POS 3.5mm Solder ST Thru-Hole |  |  |  |  | Black |  |  | - |  | 0.150" (3.81mm) |  |  | 8A | 10 A |  |  | - |  |  | Vertical |  |  | Polyamide (PA), Nylon | - |  | 0.512" (13.00mm) |  |  |  |  | UL94 V-0 | 1 (Unlimited) |  | Through Hole | 1 | 9 |  |  | - | Bulk | 0.138" (3.50mm) | 9 |  | 950884 |  |  | COMBICON PST | [6 empty] | Solder |  |  | 250 V | 300 V |  |  |  | - | - | - |  | 260 | https://www.unikeyic.com/media/datasheet/1d/c4/dba6/1d/d524760f9e49cb6ff4f8112d79a70ef0.pdf | https://www.unikeyic.com/products/wire-splice-terminals/1945164/30106937.html
1995635 | PHOENIX CONTACT | 10: 0.3082 | Phoenix,Pin,PST1,3/2-H-5,0,Conn Unshrouded Header HDR 2 POS 5mm Solder RA Thru-Hole Cardboard |  |  |  |  | Black |  |  | - |  | 0.266" (6.75mm) |  |  | 12A | 16 A |  |  | - |  |  | 90°, Right Angle |  |  | Polyamide (PA), Nylon | - |  | 0.110" (2.79mm) |  |  |  |  | UL94 V-0 | 1 (Unlimited) |  | Through Hole | 1 | 2 |  |  | - | Bulk | 0.197" (5.00mm) | 2 |  |  |  |  | COMBICON PST | [6 empty] | Solder |  |  | 400 V | 300 V |  |  |  | - | - | - |  | 68 | https://www.unikeyic.com/media/datasheet/a8/37/b90a/a8/0a435a6ad982be5c4b12e8289520833e.pdf | https://www.unikeyic.com/products/wire-splice-terminals/1995635/25877839.html
1SET211001R0000 | TE Connectivity | 511: 0.2156 1,500: 0.2068 | Terminal Butt Splice Closed End Individual Openings Connector Push In 12-22 AWG Red |  |  |  |  | Red | [11 empty] | - | [7 empty] | Fully Insulated | [6 empty] | 1 (Unlimited) |  |  |  |  | 2 |  |  | Bag | [6 empty] | - |  |  |  |  | Butt Splice, Closed End, Individual Openings | Push In | [7 empty] | 12-22 AWG |  |  |  |  | 6000 | https://www.unikeyic.com/media/datasheet/66/6b/0bdb/666b0bdb77e04cde1f03332eaef31458.pdf | https://www.unikeyic.com/products/wire-splice-terminals/1set211001r0000/12073844.html
1SET212001R0000 | TE Connectivity | 118: 0.935 367: 0.891 | Adopts tool-free IDC（IDC (Insulation Displacement Connection)）Technology's ENTRELEC Waterproof Splice Connector。Current rating from 0.75 arrive 4 mm² And from 18 arrive 12 AWG。 |  |  |  |  | Translucent - Yellow | [11 empty] | - | [7 empty] | Fully Insulated | [6 empty] | 1 (Unlimited) |  |  |  |  | 2 |  |  | Box |  |  |  | 15657486 |  |  | - |  |  |  |  | Butt Splice, Inline, Individual Openings | IDC | [7 empty] | 12-14 AWG |  |  |  |  | 686 | https://www.unikeyic.com/media/about_us/Unikey_ISO_9001_Certification.pdf | https://www.unikeyic.com/products/wire-splice-terminals/1set212001r0000/9036180.html
1SNA110251R0500 | TE Connectivity | 5: 0.6862 50: 0.6617 300: 0.6225 1,000: 0.5735 | [32 empty] | Vendor Undefined | [7 empty] | Box |  |  |  | 14757256 |  |  | * | [18 empty] | 10 | https://www.unikeyic.com/media/datasheet/6b/62/5f00/f2/01030477c345b6e38ff89d6bddcbd5a4.pdf | https://www.unikeyic.com/products/wire-splice-terminals/1sna110251r0500/14598798.html
1SNA113546R1400 | TE Connectivity | 5: 0.9658 50: 0.9313 300: 0.8761 1,000: 0.8071 | Lateral Jumper Bars Grey | [65 empty] | 130 | https://www.unikeyic.com/media/about_us/Unikey_ISO_9001_Certification.pdf | https://www.unikeyic.com/products/wire-splice-terminals/1sna113546r1400/682624559.html
1SNA116536R0500 | TE Connectivity | 5: 1.3595 50: 1.3109 300: 1.2332 1,000: 1.1361 | [66 empty] | 250 | https://www.unikeyic.com/media/about_us/Unikey_ISO_9001_Certification.pdf | https://www.unikeyic.com/products/wire-splice-terminals/1sna116536r0500/682601570.html
1SNA125116R0100 | TE Connectivity | 150: 1.045 300: 1.023 550: 1.012 1,100: 0.99 | Terminal Block Connector 2 POS 6mm Pitch Screw Cable Mount Box | [15 empty] | 1SNA125116R0100 TE Connectivity | [16 empty] | DIN rail mounting | [9 empty] | On sale |  | Compliant | boxed | [19 empty] | 155 | https://www.unikeyic.com/media/datasheet/c6/cc/ad36/c6ccad36436db0b0d13fbd10acf94a21.pdf | https://www.unikeyic.com/products/wire-splice-terminals/1sna125116r0100/16217041.html
1SNA190003R2200 | TE Connectivity | 5: 9.3009 50: 8.9688 300: 8.4373 1,000: 7.7729 | Conn Distribution Terminal Block 2 POS Solder Lug DIN Rail Box |  | Industrial | [13 empty] | 1SNA190003R2200 TE Connectivity | [16 empty] | DIN rail mounting |  |  |  |  | -55℃~110℃ | [6 empty] | Compliant | [20 empty] | 5 | https://www.unikeyic.com/media/datasheet/56/45/8561/56458561abb814b60759e6b83ad44e20.pdf | https://www.unikeyic.com/products/wire-splice-terminals/1sna190003r2200/1574959.html
1SNA199420R2100 | TE Connectivity | 5: 0.3182 50: 0.3069 300: 0.2887 1,000: 0.2659 | Terminal Block Accessories |  | Industrial | [13 empty] | 1SNA199420R2100 TE Connectivity | [11 empty] | 23.8mm(Length)*17.5mm(height) | [9 empty] | -55℃~110℃ | [6 empty] | Non-compliant | Bagged | [19 empty] | 990 | https://www.unikeyic.com/media/datasheet/19/9e/54cd/199e54cd5b6fea6e17e4af035c53970d.pdf | https://www.unikeyic.com/products/wire-splice-terminals/1sna199420r2100/18433600.html
2-1377174-1 | TE Connectivity | 1: 2.4839 10: 1.7549 25: 1.6447 50: 1.566 | Butt Terminal 16-22AWG Copper Red Tin Loose |  |  | 1377174 |  | Red | [11 empty] | Serrated Mating Area | [7 empty] | Fully Insulated | [6 empty] | 1 (Unlimited) |  |  |  |  | 2 |  |  | Bulk | [6 empty] | PIDG |  |  |  |  | Butt Splice, Inline, Individual Openings | Crimp | [7 empty] | 16-22 AWG |  |  |  |  | 76 | https://www.unikeyic.com/media/datasheet/f3/95/7e1d/f3957e1daab42215525ec47d0088dae1.pdf | https://www.unikeyic.com/products/wire-splice-terminals/2-1377174-1/17374997.html
2-2834245-1 | TE Connectivity | 1: 0.0695 | 2P Flex Grip Wire Connector |  |  | 2834245 |  | Green | [11 empty] | Releasable | [7 empty] | Fully Insulated | [6 empty] | Not Applicable |  |  |  |  | 2 |  |  | Bulk |  |  |  | 8538181 |  |  | Flex Grip |  |  |  |  | Butt Splice, Closed End, Individual Openings | Push In | [7 empty] | 14-24 AWG |  |  |  |  | 197 | https://www.unikeyic.com/media/datasheet/aa/86/d671/aa86d6710a1a9603d9f0533a12cd3953.pdf | https://www.unikeyic.com/products/wire-splice-terminals/2-2834245-1/13235355.html
2-320559-4 | TE Connectivity | 2,500: 0.5173 5,000: 0.5085 10,000: 0.4976 | Pre-insulated Diamond Grip Butt joint |  |  | 320559 |  | Red | [11 empty] | Serrated Mating Area | [7 empty] | Fully Insulated | [6 empty] | 1 (Unlimited) |  |  |  |  | 2 |  |  | Tape & Reel (TR)Cut Tape (CT) |  |  |  | 388598 |  |  | PIDG |  |  |  |  | Butt Splice, Inline, Individual Openings | Crimp | [7 empty] | 16-22 AWG |  |  |  |  | 2500 | https://www.unikeyic.com/media/datasheet/ce/22/db09/ce22db09ceb2afe8864cc193de209387.pdf | https://www.unikeyic.com/products/wire-splice-terminals/2-320559-4/21784083.html
2-320562-3 | TE Connectivity | 1: 1.2928 | Pre-insulated Diamond Grip Butt Connector |  |  | 320562 |  | Blue | [11 empty] | Serrated Mating Area | [7 empty] | Fully Insulated | [6 empty] | 1 (Unlimited) |  |  |  |  | 2 |  |  | Tape & Reel (TR)Cut Tape (CT) |  |  |  | 388601 |  |  | PIDG |  |  |  |  | Butt Splice, Inline, Individual Openings | Crimp | [7 empty] | 14-16 AWG |  |  |  |  | 25 | https://www.unikeyic.com/media/datasheet/58/d5/3703/58d53703660581934df2bbf818c09c18.pdf | https://www.unikeyic.com/products/wire-splice-terminals/2-320562-3/209955.html
2-323876-4 | TE Connectivity | 1,000: 5.0004 | SOLIS HT Butt Connector, 22-16/22-18 AWG |  |  | 323876 |  | Orange | [11 empty] | Brazed Seam, Serrated Mating Area | [7 empty] | Non-Insulated | [6 empty] | 1 (Unlimited) |  |  |  |  | 2 |  |  | Bulk | [6 empty] | Strato-Therm |  |  |  |  | Butt Splice, Inline, Individual Openings | Crimp | [7 empty] | 16-22 AWG |  |  |  |  | 100000 | https://www.unikeyic.com/media/datasheet/7a/a4/1ae8/7a/28dae9e8aee8bd715e0ea97a73b84e87.pdf | https://www.unikeyic.com/products/wire-splice-terminals/2-323876-4/4148796.html
2-324463-5 | TE Connectivity | 6: 18.491 18: 17.754 | Seamless Tubular Copper-Tin Wire-to-Wire Connector, 2 AWG to 1000 MCM, C-Type Crimp Tool Mount |  |  | 324463 |  | - | [11 empty] | - | [7 empty] | Non-Insulated | [6 empty] | 1 (Unlimited) |  |  |  |  | 2 |  |  | Bulk |  |  |  | 1864940 |  |  | Ampower |  |  |  |  | Butt Splice, Inline, Individual Openings | Crimp | [7 empty] | 300MCM (kcmil) |  |  |  |  | 25 | https://www.unikeyic.com/media/datasheet/55/54/93f8/55/9b8e924a8626a0fd1de2ae82b383cb9a.pdf | https://www.unikeyic.com/products/wire-splice-terminals/2-324463-5/1966073.html
2-324467-3 | TE Connectivity | 250: 35.1616 | Seamless Tubular Copper-Tin Butt Joint for 2 AWG to 1000 MCM Wires, Installable with C Crimp Tool |  |  | 324467 |  | - | [11 empty] | - | [7 empty] | Non-Insulated | [6 empty] | 1 (Unlimited) |  |  |  |  | 2 |  |  | Bulk |  |  |  | 1864944 |  |  | Ampower |  |  |  |  | Butt Splice, Inline, Individual Openings | Crimp | [7 empty] | 600MCM (kcmil) |  |  |  |  | 25000 | https://www.unikeyic.com/media/datasheet/ba/b2/6d32/ba/d6ba30aa03ecfb2dee2079457f46103e.pdf | https://www.unikeyic.com/products/wire-splice-terminals/2-324467-3/32605313.html
2-324485-1 | TE Connectivity | 3,500: 1.7241 | Wire Cap Red .080-.115in |  |  | 324485 |  | Red | [11 empty] | - | [7 empty] | Fully Insulated | [6 empty] | 1 (Unlimited) |  |  |  |  | 1 | [6 empty] | 1153084 |  |  | - |  |  |  |  | Butt Splice, Closed End, Single Opening | Crimp | [7 empty] | - |  |  |  |  | 3500 | https://www.unikeyic.com/media/datasheet/f2/29/22f6/f22922f6e23d29bea0f763e4367618e4.pdf | https://www.unikeyic.com/products/wire-splice-terminals/2-324485-1/27519907.html
2-328308-1 | TE Connectivity | 2,500: 1.155 5,000: 1.045 | WIRE CAP,BLUE 16-14 |  |  | 328308 |  | Blue | [11 empty] | Serrated Mating Area | [7 empty] | Fully Insulated | [6 empty] | 1 (Unlimited) |  |  |  |  | 1 | [6 empty] | 1864800 |  |  | PIDG |  |  |  |  | Butt Splice, Closed End, Single Opening | Crimp | [7 empty] | 14-16 AWG |  |  |  |  | 7500 | https://www.unikeyic.com/media/datasheet/2f/5b/40f1/2f/4f74b18d510989ca91ee21e9a72cb2c6.pdf | https://www.unikeyic.com/products/wire-splice-terminals/2-328308-1/2188829.html
2-328375-3 | TE Connectivity | 1,000: 0.2636 3,000: 0.2439 | Splices 14-22AWG Copper Purple 19.69mm Loose |  |  | 328375 |  | Purple | [11 empty] | - | [7 empty] | Fully Insulated | [6 empty] | 1 (Unlimited) |  |  |  |  | 1 |  |  | Bulk | [6 empty] | - |  |  |  |  | Butt Splice, Closed End, Single Opening | Crimp | [7 empty] | 14-22 AWG |  |  |  |  | 5633 | https://www.unikeyic.com/media/datasheet/d8/a4/88c7/d8a488c7b7a7dfd38e48d44394968bee.pdf | https://www.unikeyic.com/products/wire-splice-terminals/2-328375-3/34529758.html
2-328730-1 | TE Connectivity | 500: 0.3831 1,125: 0.3756 2,250: 0.357 3,375: 0.3524 4,500: 0.3472 | Connector Terminals, Splice 10-22AWG Copper Transparent 18.29mm Tin T/R |  |  | 328730 |  | Natural | [11 empty] | - | [7 empty] | Fully Insulated | [6 empty] | 1 (Unlimited) |  |  |  |  | 1 |  |  | Tape & Reel (TR)Cut Tape (CT) | [6 empty] | - |  |  |  |  | Butt Splice, Closed End, Single Opening | Crimp | [7 empty] | 10-22 AWG |  |  |  |  | 10975 | https://www.unikeyic.com/media/datasheet/cd/23/1e66/cd/c8b875b4599536b7a0cbd27f1b57e4ea.pdf | https://www.unikeyic.com/products/wire-splice-terminals/2-328730-1/3464490.html
2-328890-1 | TE Connectivity | 2,500: 0.9152 | Connector Terminal, Splices Terminal 16-22AWG Tape Mounted |  |  | 328890 |  | Transparent | [11 empty] | - | [7 empty] | Fully Insulated | [6 empty] | 1 (Unlimited) |  |  |  |  | 1 |  |  | Tape & Reel (TR) | [6 empty] | - |  |  |  |  | Butt Splice, Closed End, Single Opening | Crimp | [7 empty] | 16-22 AWG |  |  |  |  | 250000 | https://www.unikeyic.com/media/datasheet/66/3d/4235/66/e7e72d71590347b97b9cc92d1a5929ae.pdf | https://www.unikeyic.com/products/wire-splice-terminals/2-328890-1/13927860.html
2-34067-1 | TE Connectivity | 2,500: 0.4971 5,000: 0.4886 10,000: 0.4781 | Cable Accessories Splice 16-22AWG Copper Red 27.05mm Tin T/R |  |  | 34067 |  | Red | [11 empty] | - | [7 empty] | Fully Insulated | [6 empty] | 1 (Unlimited) |  |  |  |  | 2 |  |  | Tape & Reel (TR)Cut Tape (CT) |  |  |  | 292025 |  |  | Plasti-Grip |  |  |  |  | Butt Splice, Inline, Individual Openings | Crimp | [7 empty] | 16-22 AWG |  |  |  |  | 7500 | https://www.unikeyic.com/media/datasheet/ed/60/cb85/ed60cb85621e6502040cf93bb46d1041.pdf | https://www.unikeyic.com/products/wire-splice-terminals/2-34067-1/16969013.html
2-34071-1 | TE Connectivity | 1: 0.4514 | TE Connectivity Wire Connector, PLASTI-GRIP Series, Butt Splice, 16-14 AWG, 27.05mm L, Blue |  |  | 34071 |  | Blue | [11 empty] | Serrated Mating Area | [7 empty] | Fully Insulated | [6 empty] | 1 (Unlimited) |  |  |  |  | 2 |  |  | Tape & Reel (TR)Cut Tape (CT) | [6 empty] | Plasti-Grip |  |  |  |  | Butt Splice, Inline, Individual Openings | Crimp | [7 empty] | 14-16 AWG |  |  |  |  | 23 | https://www.unikeyic.com/media/datasheet/e4/58/7122/e45871225bb0ff3446ae6842af93e876.pdf | https://www.unikeyic.com/products/wire-splice-terminals/2-34071-1/25695206.html
2-34071-3 | TE Connectivity | 1: 0.7242 | Splice Cable Copper Blue 28.07mm Tin T/R Automotive |  |  | 34071 |  | Blue | [11 empty] | Serrated Mating Area | [7 empty] | Fully Insulated | [6 empty] | 1 (Unlimited) |  |  |  |  | 2 |  |  | Tape & Reel (TR)Cut Tape (CT) |  |  |  | 289220 |  |  | Plasti-Grip |  |  |  |  | Butt Splice, Inline, Individual Openings | Crimp | [7 empty] | 14-16 AWG |  |  |  |  | 50 | https://www.unikeyic.com/media/datasheet/45/cd/47d8/45cd47d88a3cf039672ab031856e8614.pdf | https://www.unikeyic.com/products/wire-splice-terminals/2-34071-3/12362433.html
2-34072-2 | TE Connectivity |  | Splice Terminal Copper Yellow 29.46mm Tin T/R Automotive |  |  | 34072 |  | Yellow | [11 empty] | Serrated Mating Area | [7 empty] | Fully Insulated | [6 empty] | 1 (Unlimited) |  |  |  |  | 2 |  |  | Tape & Reel (TR)Cut Tape (CT) |  |  |  | 2233542 |  |  | Plasti-Grip |  |  |  |  | Butt Splice, Inline, Individual Openings | Crimp | [7 empty] | 10-12 AWG | [5 empty] | https://www.unikeyic.com/media/datasheet/43/dc/2032/43dc203264123d2ee166566ac35e6800.pdf | https://www.unikeyic.com/products/wire-splice-terminals/2-34072-2/4694474.html
2-34945-2 | TE Connectivity | 6,000: 1.9612 | PG Butt Connector, 12-10 AWG |  |  | 34945 |  | Yellow | [11 empty] | Serrated Mating Area | [7 empty] | Fully Insulated | [6 empty] | 1 (Unlimited) |  |  |  |  | 2 | [9 empty] | Plasti-Grip |  |  |  |  | Butt Splice, Inline, Individual Openings | Crimp | [7 empty] | 10-12 AWG |  |  |  |  | 600000 | https://www.unikeyic.com/media/datasheet/32/90/1299/32/74ab6d1b45327a6988640f8f7058e450.pdf | https://www.unikeyic.com/products/wire-splice-terminals/2-34945-2/8935592.html
2-35244-1 | TE Connectivity | 25: 1.7745 100: 1.6621 250: 1.6578 500: 1.6086 1,000: 0.9891 1,500: 0.7833 2,000: 0.7676 | Connector Terminal Splice Butt 16-14 AWG |  |  | 35244 |  | Blue | [11 empty] | Serrated Mating Area | [7 empty] | Fully Insulated | [6 empty] | 1 (Unlimited) |  |  |  |  | 2 |  |  | Bulk |  |  |  | 1153100 |  |  | Plasti-Grip |  |  |  |  | Butt Splice, Inline, Individual Openings | Crimp | [7 empty] | 14-16 AWG |  |  |  |  | 2025 | https://www.unikeyic.com/media/datasheet/b2/2d/2387/b2/6c0951405e597027a829c773955b9d88.pdf | https://www.unikeyic.com/products/wire-splice-terminals/2-35244-1/18823717.html
2-35653-1 | TE Connectivity | 10: 0.8839 50: 0.8486 100: 0.792 250: 0.7778 500: 0.7778 1,500: 0.7778 | Connector Terminals, Splice, 10-22AWG, Copper, Transparent, 19.69mm, Tin, T/R |  |  | 35653 |  | Natural | [11 empty] | - | [7 empty] | Fully Insulated | [6 empty] | 1 (Unlimited) |  |  |  |  | 1 |  |  | Tape & Reel (TR)Cut Tape (CT) | [6 empty] | - |  |  |  |  | Butt Splice, Closed End, Single Opening | Crimp | [7 empty] | 10-22 AWG |  |  |  |  | 1411 | https://www.unikeyic.com/media/datasheet/a1/45/fe80/a145fe805a9136d04eb14e28ccfa210a.pdf | https://www.unikeyic.com/products/wire-splice-terminals/2-35653-1/1688825.html
2-55825-1 | TE Connectivity | 5,000: 4.2936 | 16-14 PRE-INSUL SEALED SPLICE CONN |  |  | 55825 |  | Blue | [11 empty] | - | [7 empty] | Fully Insulated Heat Shrink | [6 empty] | 1 (Unlimited) |  |  |  |  | 2 |  |  | Tape & Reel (TR) |  |  |  | 1149774 |  |  | - |  |  |  |  | Butt Splice, Inline, Individual Openings | Crimp | [7 empty] | 14-16 AWG |  |  |  |  | 500000 | https://www.unikeyic.com/media/datasheet/3b/53/6fbe/3b/33f07ede0dfddf6bc1b9f8f5d89f2e26.pdf | https://www.unikeyic.com/products/wire-splice-terminals/2-55825-1/29307056.html
2002-2231 | WAGO | 50: 1.4322 250: 1.4118 500: 1.3504 | Terminal Block, 2002 Series, 4-Pos, Push-In, 22-12 AWG, 24A |  |  | 2002 |  | Gray | [7 empty] | 28 A | 20 A |  |  | - | [12 empty] | Polyamide (PA66), Nylon 6/6 | - | 1 (Unlimited) |  |  | 2 | 4 |  |  |  | Bulk |  |  |  | 13549241 |  |  | TOPJOB®S |  | 10mm ~ 12mm |  | 5.2mm |  |  | Push In, Spring |  |  | 500V | 300V |  |  |  | 12-18 AWG | 0.75-4mm² |  |  | 1030 | https://www.unikeyic.com/media/datasheet/f8/4b/60e9/f8/550b7cc9d3b6de297ffff4310e2a8cb8.pdf | https://www.unikeyic.com/products/wire-splice-terminals/2002-2231/28404604.html
204210S | Thomas & Betts | 100: 3.7909 200: 3.6045 300: 3.499 500: 3.3697 700: 3.2866 1,000: 3.2003 | INSUL PRC WIRE SPLICE CU 12-4 AW | [27 empty] | 13.46mm(height) | [37 empty] | 500 | https://www.unikeyic.com/media/about_us/Unikey_ISO_9001_Certification.pdf | https://www.unikeyic.com/products/wire-splice-terminals/204210s/702333853.html
204210SH | Thomas & Betts | 5: 9.9245 25: 7.5708 50: 7.5492 100: 7.035 300: 6.4575 500: 6.4365 1,000: 6.279 2,500: 6.0375 | An insulation piercing splice terminal for magnet wire that eliminates the need for stripping, brazing, or welding. | [65 empty] | 60 | https://www.unikeyic.com/media/about_us/Unikey_ISO_9001_Certification.pdf | https://www.unikeyic.com/products/wire-splice-terminals/204210sh/2049832.html
2050710 | RS | 100: 0.5007 300: 0.3865 1,500: 0.2986 | RS PRO Wire Connector, Closed End, 1 → 2.6 mm², 21mm Total Length, Transparent | [15 empty] | 2050710 RS | [49 empty] | 59301 | https://www.unikeyic.com/media/datasheet/upload/2023/08/01/A700000007947374.pdf | https://www.unikeyic.com/products/wire-splice-terminals/2050710/10256306.html
2052-381 | WAGO | 25: 0.8419 250: 0.8096 2,500: 0.7772 | [45 empty] | Compliant | bulk | [19 empty] | 14767 | https://www.unikeyic.com/media/about_us/Unikey_ISO_9001_Certification.pdf | https://www.unikeyic.com/products/wire-splice-terminals/2052-381/16580190.html
2201915 | PHOENIX CONTACT | 10: 14.0458 | Phoenix Contact Connector, PBR42ARD |  |  |  |  | Red |  | - | - | [9 empty] | INTERFACE PLC Series | [13 empty] | 1 (Unlimited) | [7 empty] | Bulk | - | [5 empty] | INTERFACE | [18 empty] | 1000 | https://www.unikeyic.com/media/datasheet/37/38/3237/373832374180b21b6ddcfcf397a5c877.pdf | https://www.unikeyic.com/products/wire-splice-terminals/2201915/20131451.html
2201916 | PHOENIX CONTACT | 10: 13.7917 | Phoenix,connect,PBR42ABU, |  |  |  |  | Blue |  | - | - | [9 empty] | INTERFACE PLC Series | [13 empty] | 1 (Unlimited) | [7 empty] | Bulk | - |  |  | 17940189 |  |  | INTERFACE | [18 empty] | 10 | https://www.unikeyic.com/media/datasheet/0f/aa/bd49/0faabd49f06a7b7a2c2e4e1f37cf2fb7.pdf | https://www.unikeyic.com/products/wire-splice-terminals/2201916/16527970.html
221-423/995-012 | WAGO | 12: 1.0955 60: 1.0798 120: 1.0329 | [66 empty] | 20000 | https://www.unikeyic.com/media/about_us/Unikey_ISO_9001_Certification.pdf | https://www.unikeyic.com/products/wire-splice-terminals/221-423-995-012/697300248.html
2213600-1 | TE Connectivity | 1: 0.5742 | TE Connectivity Wire Terminal Connector, TH, 1.5-2.5 mm², 14-12 AWG, 16-14 AWG, 2.5-4 mm², 48mm L |  |  | 2213600 |  | Translucent - Blue, Yellow | [11 empty] | Step Up/Step Down | [7 empty] | Fully Insulated | [6 empty] | Not Applicable |  |  |  |  | 2 |  |  | Bulk |  |  |  | 6229566 |  |  | CoolSplice |  |  |  |  | Butt Splice, Inline, Individual Openings | IDC | [7 empty] | 12-14 to 14-16 AWG |  |  |  |  | 51 | https://www.unikeyic.com/media/datasheet/b8/6b/f1fa/b86bf1faf3f4a33b314b528c00bebb51.pdf | https://www.unikeyic.com/products/wire-splice-terminals/2213600-1/11958657.html
2213600-2 | TE Connectivity | 1: 0.5742 | TE Connectivity Wire-to-Board Connector, Inline, 0.75-1.5mm² 2.5-4mm² 14-12AWG 18-16AWG |  |  | 2213600 |  | Translucent - Red, Yellow | [11 empty] | Step Up/Step Down | [7 empty] | Fully Insulated | [6 empty] | Not Applicable |  |  |  |  | 2 |  |  | Bulk |  |  |  | 6229567 |  |  | CoolSplice |  |  |  |  | Butt Splice, Inline, Individual Openings | IDC | [7 empty] | 12-14 to 16-18 AWG |  |  |  |  | 56 | https://www.unikeyic.com/media/datasheet/63/84/7376/63847376d7cca6daaa52d4740db95876.pdf | https://www.unikeyic.com/products/wire-splice-terminals/2213600-2/29116218.html
2213600-6 | TE Connectivity | 1: 1.2818 | CoolSplice Connector, IPx8 Outdoor Straight Wire-to-Wire, Color-Coded Button with Standard Crimp |  |  | 2213600 |  | Translucent - Blue, Red | [11 empty] | Step Up/Step Down | [7 empty] | Fully Insulated | [6 empty] | Not Applicable |  |  |  |  | 2 |  |  | Bulk |  |  |  | 6229571 |  |  | CoolSplice |  |  |  |  | Butt Splice, Inline, Individual Openings | IDC | [7 empty] | 14-16 to 16-18 AWG |  |  |  |  | 50 | https://www.unikeyic.com/media/datasheet/b8/6b/f1fa/b86bf1faf3f4a33b314b528c00bebb51.pdf | https://www.unikeyic.com/products/wire-splice-terminals/2213600-6/22743893.html
2213600-7 | TE Connectivity | 117: 2.057 234: 1.815 351: 1.771 663: 1.738 1,326: 1.694 10,101: 1.452 50,115: 1.298 | TE Connectivity Wire-to-Wire Connector, 2213600-7 Series, 12-14 AWG, 48mm L, Yellow |  |  | 2213600 |  | Translucent - Yellow | [11 empty] | - | [7 empty] | Fully Insulated | [6 empty] | Not Applicable |  |  |  |  | 2 |  |  | Bulk | [6 empty] | CoolSplice |  |  |  |  | Butt Splice, Inline, Individual Openings | IDC | [7 empty] | 12-14 AWG |  |  |  |  | 1092 | https://www.unikeyic.com/media/datasheet/d0/41/6c83/d0416c839868448eced2e299c19a06bd.pdf | https://www.unikeyic.com/products/wire-splice-terminals/2213600-7/31084590.html
2213600-8 | TE Connectivity | 1: 0.5742 | CoolSplice IPx8 level push-in connector。，，。 |  |  | 2213600 |  | Translucent - Red | [11 empty] | - | [7 empty] | Fully Insulated | [6 empty] | Not Applicable |  |  |  |  | 2 |  |  | Bulk |  |  |  | 9450928 |  |  | CoolSplice |  |  |  |  | Butt Splice, Inline, Individual Openings | IDC | [7 empty] | 16-18 AWG |  |  |  |  | 20 | https://www.unikeyic.com/media/datasheet/a1/52/2497/a1522497312ab12fbf4210e66c339845.pdf | https://www.unikeyic.com/products/wire-splice-terminals/2213600-8/8182668.html
2213800-2 | TE Connectivity | 1: 1.8794 10: 1.6466 100: 1.3864 | TE Connectivity wire splice connector, Direct plug-in, The maximum is 0.75 mm²，The maximum is 18 AWGwire_gauge, 36.4mmtotal length, transparent |  |  | 2213800 |  | Translucent - Blue | [11 empty] | - | [7 empty] | Fully Insulated | [6 empty] | Not Applicable |  |  |  |  | 4 |  |  | Bulk | [6 empty] | CoolSplice |  |  |  |  | Butt Splice, Inline, Individual Openings | IDC | [7 empty] | 18 AWG | [5 empty] | https://www.unikeyic.com/media/datasheet/41/00/2805/41002805e8f6bb3bfa4a23da30ed37c9.pdf | https://www.unikeyic.com/products/wire-splice-terminals/2213800-2/2091685.html
2213800-3 | TE Connectivity | 1: 0.5742 | CoolSplice Connector IPx8 Straight Wire-to-Wire Crimp Terminal, Color-Coded Button |  |  | 2213800 |  | Translucent - Green | [11 empty] | - | [7 empty] | Fully Insulated | [6 empty] | Not Applicable |  |  |  |  | 4 |  |  | Bulk |  |  |  | 6560994 |  |  | CoolSplice |  |  |  |  | Butt Splice, Inline, Individual Openings | IDC | [7 empty] | 20-22 AWG |  |  |  |  | 10 | https://www.unikeyic.com/media/datasheet/a3/c7/a78c/a3c7a78c0cc3d7cda8e321c8da35f21e.pdf | https://www.unikeyic.com/products/wire-splice-terminals/2213800-3/6371495.html
2213800-4 | TE Connectivity | 75: 1.661 255: 1.452 405: 1.43 750: 1.397 2,010: 1.375 10,110: 1.353 50,100: 1.199 | TE Connectivity Wire Connector, Inline, 0.34-0.52 mm², 22-20 AWG, 36.4mm L, Transparent |  |  | 2213800 |  | Translucent - Blue | [11 empty] | - | [7 empty] | Fully Insulated | [6 empty] | Not Applicable |  |  |  |  | 4 |  |  | Bulk | [6 empty] | CoolSplice |  |  |  |  | Butt Splice, Inline, Individual Openings | IDC | [7 empty] | 20-22 AWG |  |  |  |  | 7130 | https://www.unikeyic.com/media/datasheet/e3/57/70ea/e35770ea3c3ff045c384ed5e9fdd7170.pdf | https://www.unikeyic.com/products/wire-splice-terminals/2213800-4/8846498.html
224-101 | WAGO | 500: 0.2287 2,500: 0.2254 5,000: 0.2156 | Wago Connector Lighting Connectors, 224series |  |  |  |  | Gray | [11 empty] | Releasable | [7 empty] | Fully Insulated | [6 empty] | Not Applicable |  |  |  |  | 2 |  |  | Box | [6 empty] | - |  |  |  |  | Butt Splice, Inline, Individual Openings | Push In | [7 empty] | 16-20 AWG |  |  |  |  | 12926 | https://www.unikeyic.com/media/datasheet/90/0c/6a2b/90/b450ca30511503256a5852825e713c80.pdf | https://www.unikeyic.com/products/wire-splice-terminals/224-101/6870155.html
224933-0003 | molex | 1: 7.2023 10: 6.338 100: 6.2227 250: 6.2227 500: 6.2227 1,000: 6.2227 | TERMINAL BLOCK, WTB, 3POS, 18-4AWG; | [65 empty] | 52 | https://www.unikeyic.com/media/about_us/Unikey_ISO_9001_Certification.pdf | https://www.unikeyic.com/products/wire-splice-terminals/224933-0003/869956450.html
2278937 | PHOENIX CONTACT | 500: 0.0238 | Phoenix,screw kit,SCI-GS4KM3SCREWL16, | [65 empty] | 50000 | https://www.unikeyic.com/media/about_us/Unikey_ISO_9001_Certification.pdf | https://www.unikeyic.com/products/wire-splice-terminals/2278937/1297928.html
2299502-1 | TE Connectivity | 1,000: 0.0218 2,500: 0.021 5,000: 0.0196 10,000: 0.0192 20,000: 0.0192 | Wire Terminator, 14-22 AWG, Closed End for Stripped Wire |  |  | 2299502 |  | Gray | [11 empty] | - | [7 empty] | Fully Insulated | [6 empty] | Not Applicable |  |  |  |  | Varies by Wire Size |  |  | Bulk | [6 empty] | - |  |  |  |  | Twist On Wire Cap | Twist On | [7 empty] | 14-22 AWG |  |  |  |  | 8289 | https://www.unikeyic.com/media/datasheet/0f/9b/77b4/0f9b77b4a92c551927b5e01008432cad.pdf | https://www.unikeyic.com/products/wire-splice-terminals/2299502-1/23363767.html
2299506-1 | TE Connectivity | 1: 0.3259 | Cable Accessories Splice Steel Blue Bag |  |  | 2299506 |  | Blue | [11 empty] | - | [7 empty] | Fully Insulated | [6 empty] | Not Applicable |  |  |  |  | Varies by Wire Size |  |  | Bulk | [6 empty] | - |  |  |  |  | Twist On Wire Cap, Wing | Twist On | [7 empty] | 6-14 AWG |  |  |  |  | 118 | https://www.unikeyic.com/media/datasheet/5b/e8/6797/5be8679785d52999198ed4f37f6fe063.pdf | https://www.unikeyic.com/products/wire-splice-terminals/2299506-1/18271092.html
2299507-1 | TE Connectivity | 500: 0.1243 1,000: 0.1183 2,500: 0.1109 | Cable Accessories Splice Steel Red Bag |  |  | 2299507 |  | Red | [11 empty] | - | [7 empty] | Fully Insulated | [6 empty] | Not Applicable |  |  |  |  | Varies by Wire Size |  |  | Bulk | [6 empty] | - |  |  |  |  | Twist On Wire Cap, Wing | Twist On | [7 empty] | 8-18 AWG |  |  |  |  | 15190 | https://www.unikeyic.com/media/datasheet/15/08/97bd/150897bdf7924f2a7582327ff25a877b.pdf | https://www.unikeyic.com/products/wire-splice-terminals/2299507-1/1525729.html
22L009 | Thomas & Betts | 1: 2.6796 10: 2.4009 100: 2.3581 250: 2.3581 500: 2.3152 1,000: 2.3152 | MAGNET WIRE TERMINAL, CRIMP, 16-5AWG; Product Range:Sta-Kon Series; Termination:Crimp; Wire Size AWG Min:16AWG; Wire Size AWG Max:5AWG; Conductor Area CSA:-; Terminal Type:Magnet Wire Terminal; Insulator Colour:- 37C4785 | [65 empty] | 97 | https://www.unikeyic.com/media/about_us/Unikey_ISO_9001_Certification.pdf | https://www.unikeyic.com/products/wire-splice-terminals/22l009/6091956.html
231-312/037-000 | WAGO | 25: 6.1634 125: 6.0754 250: 5.8112 | 1-Conductor Female Plug, Locking Lever, 2.5 mm², Pin Spacing 5.08 mm, 12-Pole |  |  |  |  | Orange |  |  | Copper Alloy |  | - |  |  | 16A | 15 A |  |  | Lever Actuated, Retention Latches (Non-Wire Side) |  |  | - |  |  | Polyamide (PA66), Nylon 6/6 | - |  | 0.563" (14.30mm) |  |  |  |  | UL94 V-0 | Not Applicable |  | Free Hanging (In-Line) | 1 | 12 |  |  | -60°C ~ 85°C | Box | 0.200" (5.08mm) | 12 |  |  |  |  | MCSMIDI Classic | [6 empty] | Screwless - Push-In Spring |  |  | 630 V | 600 V |  |  |  | 12-28 AWG | 0.08-2.5mm² | 8-9mm |  | 108 | https://www.unikeyic.com/media/about_us/Unikey_ISO_9001_Certification.pdf | https://www.unikeyic.com/products/wire-splice-terminals/231-312-037-000/20410448.html
231-314/026-000 | WAGO | 1: 10.2441 | [28 empty] | 14.3mm(Length)*72.62mm(width) |  |  |  |  | wire mounting, free hanging, Through hole mounting |  |  |  |  | -60℃~85℃ |  |  |  |  | On sale |  |  | boxed | [19 empty] | 20 | https://www.unikeyic.com/media/about_us/Unikey_ISO_9001_Certification.pdf | https://www.unikeyic.com/products/wire-splice-terminals/231-314-026-000/24361711.html
2324697-3 | TE Connectivity | 10: 0.5359 100: 0.4802 500: 0.4716 1,000: 0.4716 2,500: 0.463 5,000: 0.463 | TERMINAL, CLOSED END SPLICE, 12AWG, ORG; Product Range:-; Termination:Crimp; Wire Size AWG Min:22AWG; Wire Size AWG Max:12AWG; Conductor Area CSA:2.5mm²; Insulator Colour:Orange; Insulator Material:PC (Polycarbonate); SV |  |  | 2324697 |  | Orange | [11 empty] | - | [7 empty] | Fully Insulated | [6 empty] | 1 (Unlimited) |  |  |  |  | 3 |  |  | Bulk | [6 empty] | Push Grip |  |  |  |  | Butt Splice, Closed End, Individual Openings | Push In | [7 empty] | 12-22 AWG |  |  |  |  | 7761 | https://www.unikeyic.com/media/datasheet/02/ad/45e8/02ad45e8a90ccf9720449bd620f935c3.pdf | https://www.unikeyic.com/products/wire-splice-terminals/2324697-3/13331747.html
2324697-5 | TE Connectivity | 10: 0.6814 50: 0.6814 100: 0.6106 250: 0.6106 500: 0.5997 1,500: 0.5997 | TERMINAL, CLOSED END SPLICE, 12AWG, BLU; Product Range:-; Termination:Crimp; Wire Size AWG Min:22AWG; Wire Size AWG Max:12AWG; Conductor Area CSA:2.5mm²; Insulator Colour:Blue (Transparent); Insulator Material:PC (Polyca |  |  | 2324697 |  | Blue | [11 empty] | - | [7 empty] | Fully Insulated | [6 empty] | 1 (Unlimited) |  |  |  |  | 5 |  |  | Bulk | [6 empty] | Push Grip |  |  |  |  | Butt Splice, Closed End, Individual Openings | Push In | [7 empty] | 12-22 AWG |  |  |  |  | 4959 | https://www.unikeyic.com/media/datasheet/4d/d1/7c75/4dd17c75393e4b1a59ff73aaf8ef26b4.pdf | https://www.unikeyic.com/products/wire-splice-terminals/2324697-5/26614461.html
2378100-1 | TE Connectivity | 10: 0.9766 100: 0.8952 500: 0.8952 1,000: 0.8789 2,500: 0.8789 | WIRE SPLICE CONN, 14-12AWG, RED, PC; | [15 empty] | 2378100-1 TE Connectivity | [28 empty] | Compliant | Bagged | [19 empty] | 1151 | https://www.unikeyic.com/media/datasheet/2a/56/18ac/2a5618aca060f92dd0a00fd0eec3de1d.pdf | https://www.unikeyic.com/products/wire-splice-terminals/2378100-1/726253927.html
2378100-2 | TE Connectivity | 10: 0.9603 100: 0.8803 500: 0.8803 1,000: 0.8643 2,500: 0.8643 | WIRE SPLICE CONN, 16-14AWG, ORANGE, PC; | [15 empty] | 2378100-2 TE Connectivity | [28 empty] | Compliant | Bagged | [19 empty] | 1130 | https://www.unikeyic.com/media/datasheet/2a/56/18ac/2a5618aca060f92dd0a00fd0eec3de1d.pdf | https://www.unikeyic.com/products/wire-splice-terminals/2378100-2/726256150.html
2378100-3 | TE Connectivity | 10: 0.9417 100: 0.8632 500: 0.8632 1,000: 0.8475 2,500: 0.8475 | WIRE SPLICE CONN, 18-16AWG, BLUE, PC; | [15 empty] | 2378100-3 TE Connectivity | [28 empty] | Compliant | Bagged | [19 empty] | 1173 | https://www.unikeyic.com/media/datasheet/2a/56/18ac/2a5618aca060f92dd0a00fd0eec3de1d.pdf | https://www.unikeyic.com/products/wire-splice-terminals/2378100-3/726255371.html
2383941-7 | BUCHANAN | 1: 8.9483 7: 8.0176 22: 7.8745 60: 7.8745 150: 7.8745 | TB, WIRE TO BRD, R/A, 7WAY, 18AWG; | [65 empty] | 147 | https://www.unikeyic.com/media/about_us/Unikey_ISO_9001_Certification.pdf | https://www.unikeyic.com/products/wire-splice-terminals/2383941-7/1013363370.html
2388553-2 | TE Connectivity | 500: 0.1268 2,500: 0.1191 5,000: 0.1156 | Splices, Closed End Splice, Push In Connector |  |  |  |  | Transparent - Red | [11 empty] | - | [7 empty] | Fully Insulated | [6 empty] | 1 (Unlimited) |  |  |  |  | 2 |  |  | Bag |  |  |  | 20838271 |  |  | - |  |  |  |  | Butt Splice, Inline, Individual Openings | IDC | [7 empty] | - |  |  |  |  | 44840 | https://www.unikeyic.com/media/datasheet/88/72/4cc5/88724cc5e35bca52f389eb701f36369d.pdf | https://www.unikeyic.com/products/wire-splice-terminals/2388553-2/15346651.html
239-4240 | RS | 100: 0.3579 | RS PRO spring terminal Insulated spade terminal, Mother seat, 2.8 x 0.5mmconnector, Maximum wire gauge0.5mm² | [65 empty] | 12375 | https://www.unikeyic.com/media/about_us/Unikey_ISO_9001_Certification.pdf | https://www.unikeyic.com/products/wire-splice-terminals/239-4240/16042819.html
23R | Klauke | 10: 1.0932 50: 1.0526 250: 0.9949 500: 0.9695 1,000: 0.9453 | Klauke Wire Connector, Cu Series, Butt Splice, 35mm Total Length | [65 empty] | 1230 | https://www.unikeyic.com/media/about_us/Unikey_ISO_9001_Certification.pdf | https://www.unikeyic.com/products/wire-splice-terminals/23r/18403265.html
243-212 | WAGO | 50: 0.6569 250: 0.6475 500: 0.6193 | Phoenix Contact Terminal Block, 243 Series, 8-Channel, 5.75mm Pitch, Wire Mount, Push-In, 6A, 250V |  |  |  |  | Gray, Yellow | [11 empty] | Releasable | [7 empty] | Fully Insulated | [6 empty] | Not Applicable |  |  |  |  | 8 |  |  | Box | [6 empty] | - |  |  |  |  | Butt Splice, Inline, Individual Openings | Push In | [7 empty] | 20-22 AWG |  |  |  |  | 1008 | https://www.unikeyic.com/media/datasheet/32/90/404d/32/94038998f793f1bf2636b9a7eea51b9f.pdf | https://www.unikeyic.com/products/wire-splice-terminals/243-212/2115365.html
2439670000 | Weidmüller | 47: 2.486 150: 2.442 | Weidmuller 2.5mmpitch4pPlug-in terminal blocks plug | [15 empty] | 2439670000 Weidmüller | [16 empty] | PCBinstall, board mount | [11 empty] | Compliant | boxed, bulk | [19 empty] | 182 | https://www.unikeyic.com/media/datasheet/2e/0b/9d80/2e0b9d80f50e01b06f89ef2c4d7e6e16.pdf | https://www.unikeyic.com/products/wire-splice-terminals/2439670000/21395704.html
26R | Klauke | 10: 2.509 50: 2.3716 250: 2.3134 500: 2.2516 1,000: 2.2007 | Klauke Wire Connector, Cu Series, Butt Splice, 50mm Total Length | [65 empty] | 120 | https://www.unikeyic.com/media/about_us/Unikey_ISO_9001_Certification.pdf | https://www.unikeyic.com/products/wire-splice-terminals/26r/28563574.html
2700091 | PHOENIX CONTACT | 1: 109.0402 | Phoenix Contact PSD-SCE-SMSPRING Base & Cover, PSD-S Series, Assembly Element, 12-240V |  |  | 27000 | [13 empty] | - | [6 empty] | IP65 - Dust Tight, Water Resistant | [7 empty] | Not Applicable | [6 empty] | -30°C ~ 50°C | Bulk | [6 empty] | PSD-S | [6 empty] | Spring Terminal | [11 empty] | 5 | https://www.unikeyic.com/media/datasheet/0a/53/4c3e/0a/f0248e0a90c52f96b0f906d349428dc8.pdf | https://www.unikeyic.com/products/wire-splice-terminals/2700091/31701162.html
2700092 | PHOENIX CONTACT | 1: 46.0686 5: 45.246 10: 45.246 | Phoenix,Connector Linking Part,PSD-SCE-TMSPRING, |  |  | 27000 | [13 empty] | - | [6 empty] | IP65 - Dust Tight, Water Resistant | [7 empty] | Not Applicable | [6 empty] | -30°C ~ 50°C | Bulk |  |  |  | 3604941 |  |  | PSD-S | [6 empty] | Spring Terminal | [11 empty] | 1 | https://www.unikeyic.com/media/datasheet/e6/6b/0a4a/e66b0a4a5db7c3aed8c0e1ae5206cce8.pdf | https://www.unikeyic.com/products/wire-splice-terminals/2700092/32544277.html
2700095 | PHOENIX CONTACT | 1: 56.6239 | Phoenix,Connector Linking Part,PSD-SCE-TMSCREW, |  |  | 27000 | [13 empty] | - | [6 empty] | IP65 - Dust Tight, Water Resistant | [7 empty] | Not Applicable | [6 empty] | -30°C ~ 50°C | Bulk |  |  |  | 4483547 |  |  | PSD-S | [6 empty] | Screw Terminal | [11 empty] | 5 | https://www.unikeyic.com/media/datasheet/0b/20/1789/0b20178992b72a7b9231a7c0aa8b36a5.pdf | https://www.unikeyic.com/products/wire-splice-terminals/2700095/16651638.html
2707445 | RS | 500: 0.1288 2,500: 0.1186 5,000: 0.1078 | RS PRO 878006 wire splice connector | [27 empty] | 800μm(height) | [37 empty] | 3840 | https://www.unikeyic.com/media/about_us/Unikey_ISO_9001_Certification.pdf | https://www.unikeyic.com/products/wire-splice-terminals/2707445/692932073.html
2707448 | RS | 500: 0.1642 2,500: 0.15 | RS PRO 878106 wire splice connector | [27 empty] | 800μm(height) | [37 empty] | 20160 | https://www.unikeyic.com/media/about_us/Unikey_ISO_9001_Certification.pdf | https://www.unikeyic.com/products/wire-splice-terminals/2707448/694185089.html
2707454 | RS | 500: 0.4287 5,000: 0.3686 10,000: 0.3433 | RS PRO BNT5 wire splice connector | [27 empty] | 1mm(height) | [37 empty] | 960 | https://www.unikeyic.com/media/about_us/Unikey_ISO_9001_Certification.pdf | https://www.unikeyic.com/products/wire-splice-terminals/2707454/694073097.html
2707455 | RS | 500: 0.8528 2,500: 0.6946 5,000: 0.649 | RS PRO BNT8 wire splice connector | [27 empty] | 1.2mm(height) | [37 empty] | 1455 | https://www.unikeyic.com/media/about_us/Unikey_ISO_9001_Certification.pdf | https://www.unikeyic.com/products/wire-splice-terminals/2707455/693550133.html
2707457 | RS | 1,000: 0.0971 5,000: 0.0824 10,000: 0.0746 | RS PRO BVS1 wire splice connector | [65 empty] | 14550 | https://www.unikeyic.com/media/about_us/Unikey_ISO_9001_Certification.pdf | https://www.unikeyic.com/products/wire-splice-terminals/2707457/692931811.html
2707614 | RS | 1,000: 0.0427 5,000: 0.0307 10,000: 0.0284 | RS PRO PNT1 wire splice connector | [27 empty] | 800μm(height) | [37 empty] | 10670 | https://www.unikeyic.com/media/about_us/Unikey_ISO_9001_Certification.pdf | https://www.unikeyic.com/products/wire-splice-terminals/2707614/692929777.html
2707624 | RS | 500: 0.1735 5,000: 0.1389 10,000: 0.1175 | RS PRO PVT1 wire splice connector | [65 empty] | 1485 | https://www.unikeyic.com/media/about_us/Unikey_ISO_9001_Certification.pdf | https://www.unikeyic.com/products/wire-splice-terminals/2707624/692923645.html
2744458 | PHOENIX CONTACT | 1: 511.145 5: 511.145 10: 511.145 25: 511.145 50: 511.145 | Phoenix,Interface Converter,PSM-ME-RS232/TTY-P, | [17 empty] | - | [13 empty] | 1 (Unlimited) | [7 empty] | Bulk | [6 empty] | - | [18 empty] | 3 | https://www.unikeyic.com/media/datasheet/51/d2/e0bd/51d2e0bdb6ff29c347f8f97413ec3169.pdf | https://www.unikeyic.com/products/wire-splice-terminals/2744458/27397464.html
2770846 | PHOENIX CONTACT | 50: 4.6687 500: 4.5693 | Phoenix,Double layer terminal block,UKK3-MSTBVH-5,08,Phoenix Double layer terminal, UKK 3-MSTBVH-5.08series, double layer, grey, plug-in，screw termination | [12 empty] | 12 A | 10 A |  |  | - |  |  |  | 2.354" (59.80mm) | Gray |  |  |  |  | 2.232" (56.70mm) |  |  | Polyamide (PA), Nylon | UL94 V-2 | 1 (Unlimited) |  | DIN Rail | 2 | 4 |  |  | - | Bulk |  |  |  | 349467 |  |  | CLIPLINE UKK |  | 8mm |  | 5.1mm |  |  | Plug Receptacles, Screw |  |  | 250 V | 300 V |  |  |  | 12-30 AWG | 0.2-4mm² |  |  | 5000 | https://www.unikeyic.com/media/datasheet/97/0d/3386/970d3386a26e06ab93dc87d4c7aa97c2.pdf | https://www.unikeyic.com/products/wire-splice-terminals/2770846/9708441.html
2771094 | PHOENIX CONTACT | 50: 6.183 500: 6.0515 | Phoenix,Double layer terminal block,UKKB3BU,Phoenix Double layer terminal, UKKB 3 BUseries, double layer, Blue, Screw-down terminations |  |  |  |  | Blue | [7 empty] | 32 A | 20 A |  |  | - | [12 empty] | Polyamide (PA), Nylon | UL94 V-0 | Not Applicable |  |  | 2 | 4 |  |  |  | Bulk | [6 empty] | CLIPLINE UKKB |  | 8mm |  | 5.2mm |  |  | Screw |  |  | 500V | 600V |  |  |  | 12-28 AWG | 0.2-4mm² |  |  | 5000 | https://www.unikeyic.com/media/datasheet/02/0a/67d4/020a67d4e2af57589b4bab3b57f0de7d.pdf | https://www.unikeyic.com/products/wire-splice-terminals/2771094/24813961.html
277157-1 | TE Connectivity | 1: 242.957 2: 212.201 3: 206.965 5: 201.971 50: 197.219 100: 181.401 250: 171.325 500: 161.238 1,000: 151.162 | COPALUM Sealed Butt Connector, Copper, Closed Barrel, 8-000 AWG |  |  | 277157 |  | - | [11 empty] | - | [7 empty] | Non-Insulated | [6 empty] | Not Applicable |  |  |  |  | 2 |  |  | Bulk | [6 empty] | Copalum |  |  |  |  | Butt Splice, Inline, Individual Openings | Crimp | [7 empty] | 6 AWG (Al), 8 AWG (Cu) |  |  |  |  | 10 | https://www.unikeyic.com/media/datasheet/31/2d/18c4/31/a46baa9956e9e8682a4b5d7b6100992e.pdf | https://www.unikeyic.com/products/wire-splice-terminals/277157-1/28588739.html
277160-1 | TE Connectivity | 1: 161.994 | COPALUM Sealed Butt Connector, Copper, Closed Barrel, 8-000 AWG |  |  | 277160 |  | - | [11 empty] | - | [7 empty] | Non-Insulated | [6 empty] | Not Applicable |  |  |  |  | 2 |  |  | Bulk |  |  |  | 288104 |  |  | Copalum |  |  |  |  | Butt Splice, Inline, Individual Openings | Crimp | [7 empty] | 1/0 AWG (Al), 2 AWG (Cu) |  |  |  |  | 50 | https://www.unikeyic.com/media/datasheet/c0/9f/474a/c0/f20c2f59218a92f36e9e684f2682b390.pdf | https://www.unikeyic.com/products/wire-splice-terminals/277160-1/19996886.html
277161-1 | TE Connectivity | 1: 433.3068 10: 269.7624 | COPALUM Sealed Butt Connector, Copper, Closed Barrel, 8-000 AWG |  |  | 277161 |  | - | [11 empty] | - | [7 empty] | Non-Insulated | [6 empty] | Not Applicable |  |  |  |  | 2 |  |  | Bulk | [6 empty] | Copalum |  |  |  |  | Butt Splice, Inline, Individual Openings | Crimp | [7 empty] | 2/0 AWG (Al), 1/0 AWG (Cu) |  |  |  |  | 2 | https://www.unikeyic.com/media/datasheet/63/39/f032/63/59054d7a5c591efc2ac5a706ba274815.pdf | https://www.unikeyic.com/products/wire-splice-terminals/277161-1/12454102.html
2773-2401 | WAGO | 10: 0.7776 100: 0.7257 250: 0.7128 500: 0.7128 1,000: 0.6998 2,500: 0.6998 | TERMINAL BLOCK, PLUGGABLE, 2POS, 12AWG; | [65 empty] | 223 | https://www.unikeyic.com/media/about_us/Unikey_ISO_9001_Certification.pdf | https://www.unikeyic.com/products/wire-splice-terminals/2773-2401/681926270.html
2773-402/VE00-2500 | WAGO | 2,500: 0.151 7,500: 0.1451 | [5 empty] | Transparent - White | [11 empty] | - | [7 empty] | Fully Insulated | [6 empty] | Not Applicable |  |  |  |  | 2 |  |  | Bag | [6 empty] | COMPACT PUSHWIRE® |  |  |  |  | Inline, Individual Openings (Parallel) | Push In | [7 empty] | 12-20 AWG |  |  |  |  | 368052 | https://www.unikeyic.com/media/about_us/Unikey_ISO_9001_Certification.pdf | https://www.unikeyic.com/products/wire-splice-terminals/2773-402-ve00-2500/2077004.html
2773-404/VE00-0500 | WAGO | 50: 0.2737 100: 0.2166 250: 0.203 | PUSHWIRE SPLICE 20-12AWG 4POS | [42 empty] | On sale |  | Compliant | bulk, Bagged | [19 empty] | 399 | https://www.unikeyic.com/media/about_us/Unikey_ISO_9001_Certification.pdf | https://www.unikeyic.com/products/wire-splice-terminals/2773-404-ve00-0500/3471312.html
2773-408 | WAGO | 1: 0.9094 50: 0.873 100: 0.8148 250: 0.8003 500: 0.8003 1,500: 0.8003 | TERMINAL BLOCK, PLUGGABLE, 8POS, 12AWG; | [27 empty] | 13mm(Length) | [37 empty] | 38 | https://www.unikeyic.com/media/about_us/Unikey_ISO_9001_Certification.pdf | https://www.unikeyic.com/products/wire-splice-terminals/2773-408/2688996.html
2773-408/K000-0002 | WAGO | 1: 14.5368 10: 12.3584 25: 11.5841 50: 11.0309 100: 10.5045 250: 9.8472 500: 9.3777 1,000: 8.9307 | CONN SPLICE 20-12AWG 8COND 40PCS |  |  |  |  | Transparent - Gray | [11 empty] | - | [7 empty] | Insulated | [6 empty] | Not Applicable |  |  |  |  | 8 |  |  | Box |  |  |  | 15540643 |  |  | COMPACT PUSHWIRE® |  |  |  |  | Inline, Individual Openings (Parallel) | Push In | [7 empty] | 12 AWG |  |  |  |  | 20 | https://www.unikeyic.com/media/datasheet/91/11/9031/9111903105c2f09ee0049aa1e28e4417.pdf | https://www.unikeyic.com/products/wire-splice-terminals/2773-408-k000-0002/4674541.html
2774017 | PHOENIX CONTACT | 50: 0.976 | Phoenix,Double layer terminal block,UKK5,Phoenix Double layer terminal, UKK 5series, double layer, grey, screw termination, 32A |  |  |  |  | Gray | [7 empty] | 32 A | 30 A |  |  | - | [12 empty] | Polyamide (PA), Nylon | UL94 V-0 | Not Applicable |  |  | 2 | 4 |  |  |  | Bulk |  |  |  | 308296 |  |  | CLIPLINE UKK |  | 8mm |  | 6.2mm |  |  | Screw |  |  | 500V | 600V |  |  |  | 10-26 AWG | 0.2-4mm² |  |  | 1510 | https://www.unikeyic.com/media/datasheet/03/4e/dee8/034edee8576c1d0f35bd86e54d812d31.pdf | https://www.unikeyic.com/products/wire-splice-terminals/2774017/3507571.html
2775485 | PHOENIX CONTACT | 1: 37.2805 | Phoenix Contact UKKB10/2.5-PV Double Layer Terminal Block, Gray, Screw Termination |  |  |  |  | Gray | [7 empty] | 57 A |  |  |  | - | [12 empty] | Polyamide (PA), Nylon | UL94 V-0 | 1 (Unlimited) |  |  | 3; 2 Connected | 6 |  |  |  | Bulk |  |  |  | 349492 |  |  | CLIPLINE UKKB |  | - |  | 10.2mm |  |  | Screw |  |  | 500V | 600V |  |  |  | - | 0.5-16mm² |  |  | 3 | https://www.unikeyic.com/media/datasheet/96/62/c409/9662c409bfce0fffdee9e1ecc5af44c5.pdf | https://www.unikeyic.com/products/wire-splice-terminals/2775485/1481834.html
280002-1 | TE Connectivity | 30,000: 0.0319 270,000: 0.0286 510,000: 0.0275 | Connector Terminal, Splice |  |  | 280002 |  | - | [11 empty] | Serrated Mating Area | [7 empty] | Non-Insulated | [6 empty] | 1 (Unlimited) |  |  |  |  | Varies by Wire Size |  |  | Bag | [6 empty] | Amplivar |  |  |  |  | Crimpband, Open Band | Crimp | [7 empty] | 1500-5000 CMA |  |  |  |  | 720000 | https://www.unikeyic.com/media/datasheet/6c/af/4973/6c/486495a074b1d691df6adc5525a4de5b.pdf | https://www.unikeyic.com/products/wire-splice-terminals/280002-1/14422100.html
280003-2 | TE Connectivity | 30,000: 0.0286 60,000: 0.0275 90,000: 0.0253 120,000: 0.0217 | Splice 13-18AWG Brass 8.13mm Tin Strip | [15 empty] | 280003-2 TE Connectivity | [11 empty] | 8.13mm(Length) | [14 empty] | Stop production |  | Compliant | Tape and reel packaging | [19 empty] | 120000 | https://www.unikeyic.com/media/datasheet/c4/2a/c4ea/c4/9ad2b6206634c82bc4487a3a1bf6f5ab.pdf | https://www.unikeyic.com/products/wire-splice-terminals/280003-2/8380093.html
280007-2 | TE Connectivity | 30,000: 0.0153 60,000: 0.015 120,000: 0.0147 | AMPLIVAR SPLICE Tin Plated |  |  | 280007 |  | - | [11 empty] | Serrated Mating Area | [7 empty] | Non-Insulated | [6 empty] | 1 (Unlimited) |  |  |  |  | Varies by Wire Size |  |  | Tape & Reel (TR)Cut Tape (CT) |  |  |  | 5440200 |  |  | Amplivar |  |  |  |  | Crimpband, Open Band | Crimp | [7 empty] | 600-3000 CMA |  |  |  |  | 60000 | https://www.unikeyic.com/media/datasheet/7d/0e/692d/7d0e692d4ffc377e5b98e4207295717a.pdf | https://www.unikeyic.com/products/wire-splice-terminals/280007-2/2236872.html
2810476 | PHOENIX CONTACT | 1: 291.4371 | Phoenix Contact Feedthrough Isolator MINIMCR-BL-RPS-I-I | [65 empty] | 2 | https://www.unikeyic.com/media/about_us/Unikey_ISO_9001_Certification.pdf | https://www.unikeyic.com/products/wire-splice-terminals/2810476/6307903.html
282834-2 | TE Connectivity | 1: 1.4838 10: 1.2555 30: 1.1358 100: 0.9997 500: 0.9393 1,200: 0.9114 | TE Connectivity PCBTerminal block Buchananseries, 2road, 2.54mmPitch, Through-hole, Screw-down terminations, green |  |  | 282834 |  | Green |  |  |  | Brass - Tin Plated |  |  | 10 A |  |  |  |  | - | [5 empty] | Polyamide (PA66), Nylon 6/6 | [8 empty] | 1 (Unlimited) |  | Through Hole | 1 |  |  |  | -40°C ~ 105°C | Bulk | 0.100" (2.54mm) | 2 |  |  |  |  | Buchanan | [8 empty] | 150 V |  |  |  |  | 16-30 AWG |  |  |  | Screw - Rising Cage Clamp |  | https://www.unikeyic.com/media/datasheet/27/0d/30b6/270d30b6c6a7b741ddb371941e9aac97.pdf | https://www.unikeyic.com/products/wire-splice-terminals/282834-2/5139963.html
282834-6 | BUCHANAN | 1: 6.7415 10: 5.9325 100: 5.8247 250: 5.8247 500: 5.8247 1,000: 5.8247 | Conn Eurostyle Block HDR 6 POS 2.54mm Solder ST Thru-Hole 10A/Contact Box | [15 empty] | 282834-6 BUCHANAN | [49 empty] | 383 | https://www.unikeyic.com/media/datasheet/7d/7d/6f50/7d/e565e0a8e114d3e6d6fee529a5d39298.pdf | https://www.unikeyic.com/products/wire-splice-terminals/282834-6/763012.html
2839295 | PHOENIX CONTACT | 1: 11.3168 | Phoenix Contact Shielded Connector SSA3-6, Shielded |  |  |  |  | White | [12 empty] | TRABTECH Series | [13 empty] | 1 (Unlimited) |  |  |  | - |  |  |  | Bulk | [6 empty] | TRABTECH | [18 empty] | 10 | https://www.unikeyic.com/media/datasheet/49/0f/eb16/490feb16588e8c5292c41df441bc291d.pdf | https://www.unikeyic.com/products/wire-splice-terminals/2839295/28352219.html
2853899 | PHOENIX CONTACT | 10: 3.8138 | Phoenix Contact Shielded Clamp ME-SAS Phoenix Clamp Mounting Material | Clamp | [16 empty] | ME Housing Systems | [13 empty] | 1 (Unlimited) | [7 empty] | Bulk | [6 empty] | ME | [18 empty] | 1000 | https://www.unikeyic.com/media/datasheet/17/8a/be72/17/16ecf5c11d50625e5c6951451df42eb3.pdf | https://www.unikeyic.com/products/wire-splice-terminals/2853899/21139295.html
2859233 | PHOENIX CONTACT | 10: 13.685 100: 13.3938 | Phoenix,Shield Connection,SSA3-6/S1, |  |  |  |  | Green, Yellow | [12 empty] | - | [13 empty] | 1 (Unlimited) |  |  |  | - |  |  |  | Bulk | [6 empty] | - | [18 empty] | 1000 | https://www.unikeyic.com/media/datasheet/72/df/6e5c/72df6e5c7b4ec08c58fd0468033f84e0.pdf | https://www.unikeyic.com/products/wire-splice-terminals/2859233/22299040.html
2913600000 | Weidmüller | 1: 2.829 10: 2.0355 25: 1.683 42: 1.507 84: 1.404 252: 1.1772 504: 1.1016 1,008: 1.0314 5,040: 0.9958 | [45 empty] | Compliant | Tube | [19 empty] | 127 | https://www.unikeyic.com/media/about_us/Unikey_ISO_9001_Certification.pdf | https://www.unikeyic.com/products/wire-splice-terminals/2913600000/695462386.html
293545-3 | TE Connectivity | 1: 1.3239 | Connector Terminal, Splice, Transparent |  |  | 293545 |  | Translucent - Yellow | [11 empty] | - | [7 empty] | Fully Insulated | [6 empty] | 1 (Unlimited) |  |  |  |  | 4 |  |  | Bulk |  |  |  | 3198279 |  |  | CoolSplice |  |  |  |  | Inline, Tap | IDC | [7 empty] | 20-22 AWG |  |  |  |  | 6 | https://www.unikeyic.com/media/datasheet/94/7c/0e59/947c0e59f19a105fd30a29876104491b.pdf | https://www.unikeyic.com/products/wire-splice-terminals/293545-3/23884252.html
293545-4 | TE Connectivity | 150: 1.0077 360: 0.9835 660: 0.9713 1,305: 0.947 | Terminal Splice 18AWG Phosphor Bronze Transparent 36.4mm Box | [15 empty] | 293545-4 TE Connectivity | [26 empty] | Stop production |  | Compliant | bulk | [19 empty] | 1778 | https://www.unikeyic.com/media/datasheet/94/7c/0e59/947c0e59f19a105fd30a29876104491b.pdf | https://www.unikeyic.com/products/wire-splice-terminals/293545-4/6887660.html
3-2834245-1 | TE Connectivity | 1,790: 0.374 3,580: 0.363 5,370: 0.319 10,740: 0.286 | Conn Flex Grip Wire 3 POS Spring Clamp ST Cable Mount 16A/Contact Bag/Box |  |  | 2834245 |  | Green | [11 empty] | Releasable | [7 empty] | Fully Insulated | [6 empty] | Not Applicable |  |  |  |  | 3 |  |  | Bulk |  |  |  | 8538182 |  |  | Flex Grip |  |  |  |  | Butt Splice, Closed End, Individual Openings | Push In | [7 empty] | 14-24 AWG |  |  |  |  | 20581 | https://www.unikeyic.com/media/datasheet/83/77/350e/8377350eacf5327b78a5520bf79ec484.pdf | https://www.unikeyic.com/products/wire-splice-terminals/3-2834245-1/3469929.html
30-0095 | IDEAL Industries | 1: 21.7523 | TERMINAL, WIRE SPLICE, 12-24AWG; | [65 empty] | 45 | https://www.unikeyic.com/media/about_us/Unikey_ISO_9001_Certification.pdf | https://www.unikeyic.com/products/wire-splice-terminals/30-0095/682110026.html
30-1033 | IDEAL Industries | 1: 22.2712 10: 21.8735 25: 21.4758 100: 21.4758 250: 21.4758 500: 21.4758 | 3 PORT PUSH IN CONNECTORS 100-PACK; | [15 empty] | 30-1033 IDEAL Industries | [11 empty] | 9.02mm(Length) | [9 empty] | 105℃(max) | [6 empty] | Non-compliant | [20 empty] | 57 | https://www.unikeyic.com/media/datasheet/d5/00/3acf/d5/a6901fbe901db4987ad613815ee3a204.pdf | https://www.unikeyic.com/products/wire-splice-terminals/30-1033/5103022.html
30-1342S | IDEAL Industries | 1: 4.3193 | Ideal Industries 30-1342S | [65 empty] | 10 | https://www.unikeyic.com/media/about_us/Unikey_ISO_9001_Certification.pdf | https://www.unikeyic.com/products/wire-splice-terminals/30-1342s/724303527.html
3000610 | PHOENIX CONTACT | 1: 1.7832 | Phoenix Contact UTTB4HV Double Terminal Block, UTTB 4 Series, Gray, Screw Mount, 30A |  |  |  |  | Gray | [7 empty] | 30 A | 30 A |  |  | - | [12 empty] | Polyamide (PA), Nylon | UL94 V-0 | 1 (Unlimited) |  |  | 2 | 4 |  |  |  | Bulk | [6 empty] | CLIPLINE UTTB |  | 9mm |  | 6.2mm |  |  | Screw |  |  | 1000V | 600V |  |  |  | 10-26 AWG | 0.14-6mm² |  |  | 56 | https://www.unikeyic.com/media/datasheet/29/8b/0502/298b0502b7fd3305b6748505816905d2.pdf | https://www.unikeyic.com/products/wire-splice-terminals/3000610/21914166.html
3000715 | PHOENIX CONTACT | 1: 2.5399 | Phoenix Contact PTTB 2.5-PV BU Series, Blue, Push-In Terminal Block, 26A |  |  |  |  | Blue | [7 empty] | 22 A | 20 A |  |  | - | [12 empty] | Polyamide (PA), Nylon | UL94 V-0 | 1 (Unlimited) |  |  | 2; Connected | 4 |  |  |  | Bulk |  |  |  | 4484691 |  |  | CLIPLINE PTTB |  | 10mm |  | 5.2mm |  |  | Push In |  |  | 500V | 300V |  |  |  | 12-26 AWG | 0.14-4mm² |  |  | 6 | https://www.unikeyic.com/media/datasheet/48/2d/21f1/482d21f1f389557c53ab5b977870a98d.pdf | https://www.unikeyic.com/products/wire-splice-terminals/3000715/31172504.html
3003567 | PHOENIX CONTACT | 1: 39.2064 | Phoenix Contact UKKB10-PV, UKKB Series, Double Layer, Gray, Screw Terminal, 57A |  |  |  |  | Gray | [7 empty] | 57 A | 65 A |  |  | - | [12 empty] | Polyamide (PA), Nylon | UL94 V-0 | Not Applicable |  |  | 2; Connected | 4 |  |  |  | Bulk | [6 empty] | CLIPLINE UKKB |  | 11mm |  | 10.2mm |  |  | Screw |  |  | 500V | 600V |  |  |  | 6-24 AWG | 0.5-16mm² |  |  | 1 | https://www.unikeyic.com/media/datasheet/44/5b/0760/44/145e03be134566c0f20c2a29a943e50f.pdf | https://www.unikeyic.com/products/wire-splice-terminals/3003567/27199874.html
3006205 | PHOENIX CONTACT | 2: 21.39 25: 19.0836 50: 17.6295 | Phoenix,Terminal block installation,UIK16BU,Phoenix Rail type terminal block, UIK 16 BUseries, single layer, Blue, screw termination, 76A |  |  |  |  | Blue | [7 empty] | 76 A | 85 A |  |  | - | [12 empty] | Polyamide (PA), Nylon | UL94 V-2 | Not Applicable |  |  | 1 | 2 |  |  |  | Bulk | [6 empty] | CLIPLINE UIK |  | 11mm |  | 12.2mm |  |  | Screw |  |  | 400V | 600V |  |  |  | 4-22 AWG | 2.5-25mm² |  |  | 9 | https://www.unikeyic.com/media/datasheet/8f/cc/bd1c/8f/0d7f57bc31eca35bbb0d566bdfb37b08.pdf | https://www.unikeyic.com/products/wire-splice-terminals/3006205/3170200.html
3009066 | PHOENIX CONTACT | 10: 27.5728 | Phoenix Contact UKH50-IBBU DIN Rail Terminal Block, Single Layer, Blue, Screw Term, 150A |  |  |  |  | Blue | [7 empty] | 150 A | 150 A |  |  | - | [12 empty] | Polyamide (PA), Nylon | UL94 V-0 | Not Applicable |  |  | 1 | 2 |  |  |  | Bulk | [6 empty] | CLIPLINE UKH |  | 24mm |  | 20.0mm |  |  | Screw |  |  | 1000V | 600V |  |  |  | 1/0-6 AWG | 16-50mm² |  |  | 80 | https://www.unikeyic.com/media/datasheet/c9/0c/5be5/c9/1654ea0df59ac1835f7e5a74135e6fa2.pdf | https://www.unikeyic.com/products/wire-splice-terminals/3009066/30868065.html
3009105 | PHOENIX CONTACT | 10: 21.4888 | Phoenix Contact UKH50BU High Current Terminal Block |  |  |  |  | Blue | [7 empty] | 150 A | 150 A |  |  | - | [12 empty] | Polyamide (PA), Nylon | UL94 V-0 | Not Applicable |  |  | 1 | 2 |  |  |  | Bulk | [6 empty] | CLIPLINE UKH |  | 24mm |  | 20.0mm |  |  | Screw |  |  | 1000V | 600V |  |  |  | 1/0-6 AWG | 16-70mm² |  |  | 1400 | https://www.unikeyic.com/media/datasheet/bf/7b/83f0/bf7b83f078a776e209e9b1fd63f70f68.pdf | https://www.unikeyic.com/products/wire-splice-terminals/3009105/34864494.html
3009118 | PHOENIX CONTACT | 10: 6.7885 | Phoenix,High current terminal block,UKH50,Phoenix Rail type terminal block, UKH 50series, grey, screw termination, 150A |  |  |  |  | Gray | [7 empty] | 150 A | 150 A |  |  | - | [12 empty] | Polyamide (PA), Nylon | UL94 V-0 | 1 (Unlimited) |  |  | 1 | 2 |  |  |  | Bulk | [6 empty] | CLIPLINE UKH |  | 24mm |  | 20.0mm |  |  | Screw |  |  | 1000V | 600V |  |  |  | 1/0-6 AWG | 16-70mm² |  |  | 260 | https://www.unikeyic.com/media/datasheet/2c/95/54fc/2c/f8e6456014e5df131706138b05d0df33.pdf | https://www.unikeyic.com/products/wire-splice-terminals/3009118/14144257.html
3010013 | PHOENIX CONTACT | 1: 9.9446 | Phoenix,High current terminal block,UKH95,Phoenix Straight-through terminal block , UKH 95series, single layer, grey, screw termination, 232A |  |  |  |  | Gray | [7 empty] | 232 A | 230 A |  |  | - | [12 empty] | Polyamide (PA), Nylon | UL94 V-0 | 1 (Unlimited) |  |  | 1 | 2 |  |  |  | Bulk |  |  |  | 349862 |  |  | CLIPLINE UKH |  | 33mm |  | 25.0mm |  |  | Screw |  |  | 1000V | 600V |  |  |  | 4/0-2 AWG | 25-95mm² |  |  | 5 | https://www.unikeyic.com/media/datasheet/60/ec/a020/60/99ba970e4438003aaf853292359fb568.pdf | https://www.unikeyic.com/products/wire-splice-terminals/3010013/10114721.html
3010110 | PHOENIX CONTACT | 1: 81.0346 5: 79.5875 10: 78.1405 25: 78.1405 50: 78.1405 | Phoenix Contact UKH150 High Current Terminal Block, UKH 150 Series, Gray, Screw Termination, 309A |  |  |  |  | Gray | [7 empty] | 309 A | 285 A |  |  | - | [12 empty] | Polyamide (PA), Nylon | UL94 V-0 | 1 (Unlimited) |  |  | 1 | 2 |  |  |  | Bulk | [6 empty] | CLIPLINE UKH |  | 40mm |  | 31.0mm |  |  | Screw |  |  | 1000V | 600V |  |  |  | 300MCM (kcmil)-2 AWG | 35-150mm² |  |  | 7 | https://www.unikeyic.com/media/datasheet/fe/9a/ff60/fe/dd1c0c02c2be7a775638dbf1c5f794f2.pdf | https://www.unikeyic.com/products/wire-splice-terminals/3010110/24460656.html
3010123 | PHOENIX CONTACT | 3: 43.115 | Phoenix,High current terminal block,UKH150BU, |  |  |  |  | Blue | [7 empty] | 309 A | 285 A |  |  | - | [12 empty] | Polyamide (PA), Nylon | UL94 V-0 | Not Applicable |  |  | 1 | 2 |  |  |  | Bulk | [6 empty] | CLIPLINE UKH |  | 40mm |  | 31.0mm |  |  | Screw |  |  | 1000V | 600V |  |  |  | 300MCM (kcmil)-2 AWG | 35-150mm² |  |  | 48 | https://www.unikeyic.com/media/datasheet/c3/76/3f29/c3763f295695b69d837ac7dfc932e70a.pdf | https://www.unikeyic.com/products/wire-splice-terminals/3010123/19586656.html
3010136 | PHOENIX CONTACT | 1: 28.7643 | Phoenix,High current terminal block,UKH95BU,Phoenix High Current Connector, UKH 95 BUseries, Blue, screw termination, 232A |  |  |  |  | Blue | [7 empty] | 232 A | 230 A |  |  | - | [12 empty] | Polyamide (PA), Nylon | UL94 V-0 | Not Applicable |  |  | 1 | 2 |  |  |  | Bulk | [6 empty] | CLIPLINE UKH |  | 33mm |  | 25.0mm |  |  | Screw |  |  | 1000V | 600V |  |  |  | 4/0-2 AWG | 25-95mm² |  |  | 31 | https://www.unikeyic.com/media/datasheet/98/34/1c24/98/944914aba541b072e82eee49d97fc90a.pdf | https://www.unikeyic.com/products/wire-splice-terminals/3010136/424261.html
3010217 | PHOENIX CONTACT | 10: 14.222 | Phoenix Contact UKH240 High Current Terminal Block, UKH 240 Series, Gray, Screw, 415A |  |  |  |  | Gray | [7 empty] | 415 A | 380 A |  |  | - | [12 empty] | Polyamide (PA), Nylon | UL94 V-0 | 1 (Unlimited) |  |  | 1 | 2 |  |  |  | Bulk |  |  |  | 349864 |  |  | CLIPLINE UKH |  | 40mm |  | 36.0mm |  |  | Screw |  |  | 1000V | 600V |  |  |  | 500MCM (kcmil)-2/0 AWG | 70-240mm² |  |  | 21 | https://www.unikeyic.com/media/datasheet/e9/6e/c986/e96ec9867ac6b4684bca238c3f545a43.pdf | https://www.unikeyic.com/products/wire-splice-terminals/3010217/13246751.html
301505 | PHOENIX CONTACT | 1: 9.9638 10: 9.1335 100: 8.9675 250: 8.9675 500: 8.9675 | Phoenix Contact ISSBI10-6 Conn Jumper M 10 POS ST | [15 empty] | 301505 PHOENIX CONTACT | [49 empty] | 59 | https://www.unikeyic.com/media/datasheet/9d/ad/3113/9d/bac85ce3843ffab570824fddc96be286.pdf | https://www.unikeyic.com/products/wire-splice-terminals/301505/53524.html
3025163 | PHOENIX CONTACT | 1: 5.797 10: 4.7235 50: 3.9854 150: 3.6438 500: 3.4469 1,000: 3.2701 | Phoenix,Shield Terminal,SK8,Connector Accessories Shield Right Angle Silver |  |  |  |  | - | [12 empty] | CLIPLINE Series | [13 empty] | 1 (Unlimited) |  |  |  | - |  |  |  | Bulk |  |  |  | 349880 |  |  | CLIPLINE | [19 empty] | https://www.unikeyic.com/media/datasheet/c2/e4/9af7/c2e49af76760a6c61fde766b339e0412.pdf | https://www.unikeyic.com/products/wire-splice-terminals/3025163/31722415.html
3025176 | PHOENIX CONTACT | 1: 4.3435 | Phoenix,Shield Terminal,SK14,Connector Accessories Shield Right Angle Silver |  |  |  |  | - | [12 empty] | CLIPLINE Series | [13 empty] | 1 (Unlimited) |  |  |  | - |  |  |  | Bulk | [6 empty] | CLIPLINE | [18 empty] | 3 | https://www.unikeyic.com/media/datasheet/5e/c9/31ab/5ec931abc680f032e92f5261f4addfa9.pdf | https://www.unikeyic.com/products/wire-splice-terminals/3025176/25091593.html
3025189 | PHOENIX CONTACT | 10: 4.8707 | Phoenix Contact Shielded Terminal Block SK20 |  |  |  |  | - | [12 empty] | CLIPLINE Series | [13 empty] | Not Applicable |  |  |  | - |  |  |  | Bulk | [6 empty] | CLIPLINE | [18 empty] | 40 | https://www.unikeyic.com/media/datasheet/0d/45/3f8b/0d/0247065eabf55022639206fffaab6f3d.pdf | https://www.unikeyic.com/products/wire-splice-terminals/3025189/1067960.html
3025406 | PHOENIX CONTACT | 1: 16.7402 | Phoenix Contact SK5-D Shielded Terminal Block, Shielded Connector, Screw Mount |  |  |  |  | - | [12 empty] | CLIPLINE Series | [13 empty] | 1 (Unlimited) |  |  |  | - |  |  |  | Bulk | [6 empty] | CLIPLINE | [18 empty] | 10 | https://www.unikeyic.com/media/datasheet/56/b7/b444/56/2fb7ba8638b865408cbf3d00d8c78512.pdf | https://www.unikeyic.com/products/wire-splice-terminals/3025406/23312933.html
3026256 | PHOENIX CONTACT | 3: 10.0165 10: 9.097 | Phoenix,Jumper Block,ISSBI10-5,Phoenix Jumper strip, ISSBI10- 5series |  |  |  |  | - |  | - | Copper | [9 empty] | - | [13 empty] | Not Applicable |  |  |  | 10 |  |  |  | Bulk | - | [5 empty] | - | [18 empty] | 8 | https://www.unikeyic.com/media/datasheet/e7/2a/1fba/e7/5ef5ab382b891cc25a3f718aa676598d.pdf | https://www.unikeyic.com/products/wire-splice-terminals/3026256/1499317.html
3026463 | PHOENIX CONTACT | 1: 8.4339 | Phoenix Contact Shielded Terminal Block SK35 |  |  |  |  | - | [12 empty] | CLIPLINE Series | [13 empty] | 1 (Unlimited) |  |  |  | - |  |  |  | Bulk | [6 empty] | CLIPLINE | [18 empty] | 10 | https://www.unikeyic.com/media/datasheet/88/7b/9002/887b9002edbc01e25fe7bfe81976c74f.pdf | https://www.unikeyic.com/products/wire-splice-terminals/3026463/1318767.html
3026861 | PHOENIX CONTACT |  | Phoenix,Shield Terminal,SK8-D,Phoenix Shielded Connector, Shield Connection Clip, Screw installation |  |  |  |  | - | [12 empty] | CLIPLINE Series | [13 empty] | 1 (Unlimited) |  |  |  | - |  |  |  | Bulk |  |  |  | 3604223 |  |  | CLIPLINE | [19 empty] | https://www.unikeyic.com/media/datasheet/7e/2b/2fcc/7e/30fa0768c127639ce7925e01b28d72cb.pdf | https://www.unikeyic.com/products/wire-splice-terminals/3026861/24769590.html
3026874 | PHOENIX CONTACT | 10: 10.6794 | Phoenix Contact SK14-D Shielded Terminal Block, Single Layer, Silver, Screw Mount |  |  |  |  | - | [12 empty] | CLIPLINE Series | [13 empty] | Not Applicable |  |  |  | - |  |  |  | Bulk | [6 empty] | CLIPLINE | [18 empty] | 382 | https://www.unikeyic.com/media/datasheet/cf/15/f9e6/cf/c00cf27b33bd532b6cd6962c2d7f60cc.pdf | https://www.unikeyic.com/products/wire-splice-terminals/3026874/7846675.html
3026890 | PHOENIX CONTACT | 10: 14.7632 100: 14.4491 | Phoenix,Shield Terminal,SK35-D, |  |  |  |  | - | [12 empty] | CLIPLINE Series | [13 empty] | 1 (Unlimited) |  |  |  | - |  |  |  | Bulk | [6 empty] | CLIPLINE | [18 empty] | 1000 | https://www.unikeyic.com/media/datasheet/b6/d5/1b5d/b6/5c01b1cfb71feb6594bebe5eae6ca2df.pdf | https://www.unikeyic.com/products/wire-splice-terminals/3026890/21641060.html
3026997 | PHOENIX CONTACT | 1: 14.3692 | Phoenix Contact Shielded Terminal SK28, Clamp, Extension Connector, SK 28 Series, For Busbar |  |  |  |  | - | [12 empty] | CLIPLINE Series | [13 empty] | Not Applicable |  |  |  | - |  |  |  | Bulk | [6 empty] | CLIPLINE | [18 empty] | 25 | https://www.unikeyic.com/media/datasheet/76/5f/00a9/76/957b9b6d59103b3e1144dac4ea9469e7.pdf | https://www.unikeyic.com/products/wire-splice-terminals/3026997/29577336.html
3027006 | PHOENIX CONTACT | 1: 14.3952 | Phoenix,Shield Terminal,SK28-D, |  |  |  |  | - | [12 empty] | CLIPLINE Series | [13 empty] | 1 (Unlimited) |  |  |  | - |  |  |  | Bulk | [6 empty] | CLIPLINE | [18 empty] | 18 | https://www.unikeyic.com/media/datasheet/43/d6/2307/43d62307b92daa932dd1653bcddbc780.pdf | https://www.unikeyic.com/products/wire-splice-terminals/3027006/34387815.html
3027954 | PHOENIX CONTACT | 500: 9.6653 5,000: 9.4597 | Phoenix Contact Shielded Terminal Block SK8VPE500 |  |  |  |  | - | [12 empty] | CLIPLINE Series | [13 empty] | 1 (Unlimited) |  |  |  | - |  |  |  | Bulk | [6 empty] | CLIPLINE | [18 empty] | 50000 | https://www.unikeyic.com/media/datasheet/9d/7e/a1a1/9d7ea1a19fd4245ba61a18507270c994.pdf | https://www.unikeyic.com/products/wire-splice-terminals/3027954/22412427.html
3031157 | PHOENIX CONTACT | 50: 0.6977 | Phoenix,Double layer terminal block,STTB1,5,Phoenix Double layer terminal, STTB 1.5series, grey, 17.5A |  |  |  |  | Gray | [7 empty] | 17.5 A | 15 A |  |  | - | [12 empty] | Polyamide (PA), Nylon | UL94 V-0 | Not Applicable |  |  | 2 | 4 |  |  |  | Bulk |  |  |  | 2527492 |  |  | CLIPLINE STTB |  | 10mm |  | 4.2mm |  |  | Push In, Spring |  |  | 500V | 300V |  |  |  | 14-26 AWG | 0.08-1.5mm² |  |  | 2150 | https://www.unikeyic.com/media/datasheet/ce/1a/3267/ce1a3267c8b16469a80d624a4004fda6.pdf | https://www.unikeyic.com/products/wire-splice-terminals/3031157/27303347.html
3031160 | PHOENIX CONTACT | 50: 1.8746 | Phoenix Contact STTB 1.5 BU Series Double Layer Blue Spring Clamp Terminal Block 17.5A |  |  |  |  | Blue | [7 empty] | 17.5 A | 15 A |  |  | - | [12 empty] | Polyamide (PA), Nylon | UL94 V-0 | Not Applicable |  |  | 2 | 4 |  |  |  | Bulk | [6 empty] | CLIPLINE STTB |  | 10mm |  | 4.2mm |  |  | Push In, Spring |  |  | 500V | 300V |  |  |  | 14-26 AWG | 0.08-1.5mm² |  |  | 560 | https://www.unikeyic.com/media/datasheet/71/ee/aa76/71eeaa76727894558a5288023851ee50.pdf | https://www.unikeyic.com/products/wire-splice-terminals/3031160/25583553.html
3031283 | PHOENIX CONTACT | 1: 1.4167 | Phoenix,Double layer terminal block,STTB2,5BU,Phoenix Double layer terminal, STTB 2.5 BUseries, double layer, Blue, Spring clamp termination, 22A |  |  |  |  | Blue | [7 empty] | 22 A | 20 A |  |  | - | [12 empty] | Polyamide (PA), Nylon | UL94 V-0 | Not Applicable |  |  | 2 | 4 |  |  |  | Bulk | [6 empty] | CLIPLINE STTB |  | 10mm |  | 5.2mm |  |  | Push In, Spring |  |  | 500V | 600V |  |  |  | 12-28 AWG | 0.08-4mm² |  |  | 50 | https://www.unikeyic.com/media/datasheet/54/47/6a10/6a/fbb8d7c26c8a38e921e3bb603d381152.pdf | https://www.unikeyic.com/products/wire-splice-terminals/3031283/32445386.html
3031429 | PHOENIX CONTACT | 28: 3.971 87: 3.784 347: 3.608 | Phoenix Contact STTB4, Double-Level Terminal Block, 4 POS, DIN Rail, 32A |  |  |  |  | Gray | [7 empty] | 30 A | 30 A |  |  | - | [12 empty] | Polyamide (PA), Nylon | UL94 V-0 | 1 (Unlimited) |  |  | 2 | 4 |  |  |  | Bulk |  |  |  | 2527514 |  |  | CLIPLINE STTB |  | 10mm |  | 6.2mm |  |  | Push In, Spring |  |  | 500V | 600V |  |  |  | 10-28 AWG | 0.08-6mm² |  |  | 520 | https://www.unikeyic.com/media/datasheet/e2/68/6f37/e2/9451efdc1a8730da08d414d521d1b2f6.pdf | https://www.unikeyic.com/products/wire-splice-terminals/3031429/18989651.html
3031432 | PHOENIX CONTACT | 1: 3.8142 | Phoenix,Double layer terminal block,STTB4BU,Conn Feed-Through Modular Terminal Block F 4 POS T DIN Rail 32A |  |  |  |  | Blue | [7 empty] | 30 A | 30 A |  |  | - | [12 empty] | Polyamide (PA), Nylon | UL94 V-0 | 1 (Unlimited) |  |  | 2 | 4 |  |  |  | Bulk |  |  |  | 3596762 |  |  | CLIPLINE STTB |  | 10mm |  | 6.2mm |  |  | Push In, Spring |  |  | 500V | 600V |  |  |  | 10-28 AWG | 0.08-6mm² |  |  | 60 | https://www.unikeyic.com/media/datasheet/d8/d0/10b7/d8d010b7668b734f46fa2a43478785ef.pdf | https://www.unikeyic.com/products/wire-splice-terminals/3031432/33587163.html
3031542 | PHOENIX CONTACT | 50: 5.4789 | Phoenix,Double layer terminal block,STTB4-PV,Phoenix Rail type terminal block, STTB 4-PVseries, double layer, grey, Spring clamp termination, 30A |  |  |  |  | Gray | [7 empty] | 30 A | 30 A |  |  | - | [12 empty] | Polyamide (PA), Nylon | UL94 V-0 | 1 (Unlimited) |  |  | 2; Connected | 4 |  |  |  | Bulk |  |  |  | 2527515 |  |  | CLIPLINE STTB |  | 10mm |  | 6.2mm |  |  | Push In, Spring |  |  | 500V | 600V |  |  |  | 10-28 AWG | 0.08-6mm² |  |  | 2661 | https://www.unikeyic.com/media/datasheet/05/48/3a1c/05/87a82f7ac08d07d0261d8af18e72605a.pdf | https://www.unikeyic.com/products/wire-splice-terminals/3031542/27022020.html
3033171 | PHOENIX CONTACT | 9: 12.254 29: 11.671 | Phoenix Contact STTBU4-PE Terminal Block, Double Row, Screw Termination, 36A |  |  |  |  | Green, Yellow | [11 empty] | - | [12 empty] | Polyamide (PA), Nylon | UL94 V-0 | Not Applicable |  |  | 2; Connected | 4 |  |  |  | Bulk | [6 empty] | CLIPLINE STTBU |  | 10mm |  | 6.2mm |  |  | Push In; Screw |  |  | - | - |  |  |  | 10-26 AWG | 0.14-6mm² |  |  | 71 | https://www.unikeyic.com/media/datasheet/21/60/0400/21/c5f6fdd8bec2b1cdff8b727c0bc1057c.pdf | https://www.unikeyic.com/products/wire-splice-terminals/3033171/21582773.html
3033184 | PHOENIX CONTACT | 50: 7.3135 500: 7.1579 | Phoenix Contact STTBU4-PV Double Terminal Block, STTBu 4 Series, Gray, Spring Cage Termination, 30A |  |  |  |  | Gray | [7 empty] | 30 A |  |  |  | - | [12 empty] | Polyamide (PA), Nylon | UL94 V-0 | 1 (Unlimited) |  |  | 2; Connected | 4 |  |  |  | Bulk | [6 empty] | CLIPLINE STTBU |  | 10mm |  | 6.2mm |  |  | Push In Spring; Screw |  |  | 500V | - |  |  |  | 10-26 AWG | 0.14-6mm² |  |  | 5000 | https://www.unikeyic.com/media/datasheet/cf/40/0693/cf4006938525440b3138f3af1e16c4f8.pdf | https://www.unikeyic.com/products/wire-splice-terminals/3033184/1735804.html
3035069 | PHOENIX CONTACT | 29: 3.861 90: 3.674 | Phoenix,Double layer terminal block,STTBS4BU, |  |  |  |  | Blue | [7 empty] | 28 A | 30 A |  |  | - | [12 empty] | Polyamide (PA), Nylon | UL94 V-0 | Not Applicable |  |  | 2 | 4 |  |  |  | Bulk | [6 empty] | CLIPLINE STTBS |  | 10mm |  | 6.2mm |  |  | Push In, Spring |  |  | 500V | 600V |  |  |  | 10-28 AWG | 0.08-6mm² |  |  | 189 | https://www.unikeyic.com/media/datasheet/93/f1/23b6/93f123b63877fbc3f52604bb9d0a3e48.pdf | https://www.unikeyic.com/products/wire-splice-terminals/3035069/9107772.html
3035289 | PHOENIX CONTACT | 50: 6.3854 500: 6.2495 | Phoenix Contact Double Layer Terminal Block, STTBS2, 5-PVBU |  |  |  |  | Blue | [7 empty] | 22 A | 20 A |  |  | - | [12 empty] | Polyamide (PA), Nylon | UL94 V-0 | Not Applicable |  |  | 2; Connected | 4 |  |  |  | Bulk | [6 empty] | CLIPLINE STTBS |  | 10mm |  | 5.2mm |  |  | Push In, Spring |  |  | 500V | 300V |  |  |  | 12-28 AWG | 0.08-4mm² |  |  | 5000 | https://www.unikeyic.com/media/datasheet/9f/e7/eb5c/9f/0bd1b0789ef60ed201ef6aad9482f3ff.pdf | https://www.unikeyic.com/products/wire-splice-terminals/3035289/9401828.html
3035373 | PHOENIX CONTACT | 1: 3.4113 | Phoenix Contact STTB2.5OG Clipline Series, Double Layer, Orange, Spring Clamp, 22A |  |  |  |  | Orange | [7 empty] | 22 A | 20 A |  |  | - | [12 empty] | Polyamide (PA), Nylon | UL94 V-0 | 1 (Unlimited) |  |  | 2 | 4 |  |  |  | Bulk | [6 empty] | CLIPLINE STTB |  | 10mm |  | 5.2mm |  |  | Push In, Spring |  |  | 500V | 300V |  |  |  | 12-28 AWG | 0.08-4mm² |  |  | 64 | https://www.unikeyic.com/media/datasheet/49/8e/7c85/49/06546374064ed64ca298bba6a214da30.pdf | https://www.unikeyic.com/products/wire-splice-terminals/3035373/13164943.html
3035519 | PHOENIX CONTACT | 50: 3.1531 | Phoenix,Double layer terminal block,STTB2,5-BE,Double layer terminal, 5, STTB 2series, grey, Spring cage termination, 26A |  |  |  |  | Gray | [7 empty] | 22 A |  |  |  | - | [12 empty] | Polyamide (PA), Nylon | UL94 V-0 | 1 (Unlimited) |  |  | 2 | 4 |  |  |  | Bulk |  |  |  | 3604168 |  |  | CLIPLINE STTB |  | 10mm |  | 5.2mm |  |  | Push In, Spring |  |  | 500V | - |  |  |  | 12-28 AWG | 0.08-4mm² |  |  | 100 | https://www.unikeyic.com/media/datasheet/2b/39/53ae/2b/f8f458244add9e179aa3b9ddeacf2fda.pdf | https://www.unikeyic.com/products/wire-splice-terminals/3035519/2801286.html
3035564 | PHOENIX CONTACT | 1: 18.6566 | Phoenix Contact Double Deck Terminal Block STTB 2.5-PT100 MD Series Gray 26A |  |  |  |  | Gray | [7 empty] | 22 A |  |  |  | Temperature Sensor | [12 empty] | Polyamide (PA), Nylon | UL94 V-0 | 1 (Unlimited) |  |  | 2; Connected | 4 |  |  |  | Bulk |  |  |  | 6163344 |  |  | CLIPLINE STTB |  | 10mm |  | 7.4mm |  |  | Push In, Spring |  |  | 500V | - |  |  |  | 12-28 AWG | 0.08-4mm² |  |  | 480 | https://www.unikeyic.com/media/datasheet/55/67/6271/55/a2b4f4223be1960c801140eea304d9c6.pdf | https://www.unikeyic.com/products/wire-splice-terminals/3035564/5415209.html
3038464 | PHOENIX CONTACT | 50: 1.3381 | PHOENIX Contact STTBS 2.5 Series, Double Layer, DIN Rail Terminal Block, Gray, Spring Clamp, 22A |  |  |  |  | Gray | [7 empty] | 22 A | 20 A |  |  | - | [12 empty] | Polyamide (PA), Nylon | UL94 V-0 | Not Applicable |  |  | 2 | 4 |  |  |  | Bulk |  |  |  | 2527517 |  |  | CLIPLINE STTBS |  | 10mm |  | 5.2mm |  |  | Push In, Spring |  |  | 500V | 600V |  |  |  | 12-28 AWG | 0.08-4mm² |  |  | 90 | https://www.unikeyic.com/media/datasheet/b9/0f/70d2/b9/ab751613e7ce58f2bb73c55e04f72017.pdf | https://www.unikeyic.com/products/wire-splice-terminals/3038464/24713954.html
3038493 | PHOENIX CONTACT | 50: 2.7395 | Phoenix,Double layer terminal block,STTBS2,5BU,Phoenix Rail type terminal block, STTBS 2.5 BUseries, double layer, Blue, Spring clamp termination, 22A |  |  |  |  | Blue | [7 empty] | 22 A | 20 A |  |  | - | [12 empty] | Polyamide (PA), Nylon | UL94 V-0 | Not Applicable |  |  | 2 | 4 |  |  |  | Bulk | [6 empty] | CLIPLINE STTBS |  | 10mm |  | 5.2mm |  |  | Push In, Spring |  |  | 500V | 600V |  |  |  | 12-28 AWG | 0.08-4mm² |  |  | 1200 | https://www.unikeyic.com/media/datasheet/51/c8/ab5b/51/d06bf3aba149733cb2a2b09cd38c2852.pdf | https://www.unikeyic.com/products/wire-splice-terminals/3038493/22677743.html
3038516 | PHOENIX CONTACT | 50: 1.7971 | Phoenix Contact STTB 2.5-TWIN Series DIN Rail Terminal Block, Double Layer, Gray, Spring Clamp, 22A |  |  |  |  | Gray | [7 empty] | 22 A | 20 A |  |  | - | [12 empty] | Polyamide (PA), Nylon | UL94 V-0 | Not Applicable |  |  | 2 | 6 |  |  |  | Bulk | [6 empty] | CLIPLINE STTB |  | 10mm |  | 5.2mm |  |  | Push In, Spring |  |  | 500V | 600V |  |  |  | 12-28 AWG | 0.08-4mm² |  |  | 100 | https://www.unikeyic.com/media/datasheet/4a/9b/4006/4a9b40061f7374463a16d393abcdb0bb.pdf | https://www.unikeyic.com/products/wire-splice-terminals/3038516/24886858.html
3038529 | PHOENIX CONTACT | 19: 6.105 57: 5.808 226: 5.544 | Phoenix Contact STTB2.5-TWINBU Double Layer Terminal Block, Blue, Spring Clamp |  |  |  |  | Blue | [7 empty] | 22 A | 20 A |  |  | - | [12 empty] | Polyamide (PA), Nylon | UL94 V-0 | Not Applicable |  |  | 2 | 6 |  |  |  | Bulk | [6 empty] | CLIPLINE STTB |  | 10mm |  | 5.2mm |  |  | Push In, Spring |  |  | 500V | 600V |  |  |  | 12-28 AWG | 0.08-4mm² |  |  | 250 | https://www.unikeyic.com/media/datasheet/55/8d/0bb2/55/38703e8b6b9f43f9e060b42838fcea01.pdf | https://www.unikeyic.com/products/wire-splice-terminals/3038529/4661439.html
3040054 | PHOENIX CONTACT | 1: 1.7733 | Phoenix Contact STTB 2.5/2P Double Deck Terminal Block, Gray, Spring Clamp, 22A | [12 empty] | 22 A | 20 A |  |  | - |  |  |  | 2.165" (55.00mm) | Gray |  |  |  |  | 2.913" (74.00mm) |  |  | Polyamide (PA), Nylon | UL94 V-0 | 1 (Unlimited) |  | DIN Rail | 2 | 4 |  |  | - | Bulk |  |  |  | 2527497 |  |  | CLIPLINE STTB |  | 10mm |  | 5.2mm |  |  | Plug Receptacles, Push In, Spring |  |  | 500 V | 600 V |  |  |  | 12-28 AWG | 0.08-4mm² |  |  | 40 | https://www.unikeyic.com/media/datasheet/bb/c1/a932/bbc1a9327cdd82b2b71a312142bf2920.pdf | https://www.unikeyic.com/products/wire-splice-terminals/3040054/2042541.html
3040070 | PHOENIX CONTACT | 11: 10.868 | Phoenix Contact STTB 2.5/2P-PV Series, Gray, Insert Termination, 22A, Double Layer Terminal Block | [12 empty] | 22 A | 20 A |  |  | - |  |  |  | 2.165" (55.00mm) | Gray |  |  |  |  | 2.913" (74.00mm) |  |  | Polyamide (PA), Nylon | UL94 V-0 | 1 (Unlimited) |  | DIN Rail | 2; Connected | 4 |  |  | - | Bulk |  |  |  | 2527499 |  |  | CLIPLINE STTB |  | 10mm |  | 5.2mm |  |  | Plug Receptacles, Push In, Spring |  |  | 500 V | 600 V |  |  |  | 12-28 AWG | 0.08-4mm² |  |  | 529 | https://www.unikeyic.com/media/datasheet/11/03/e827/1103e827489507b7cdf7fb00d08c5873.pdf | https://www.unikeyic.com/products/wire-splice-terminals/3040070/5505869.html
3040591 | PHOENIX CONTACT | 50: 3.3658 | Phoenix,shielding clip,PSH3-6,Shield connection clamp, color: black |  |  |  |  | Black | [12 empty] | CLIPLINE Series | [13 empty] | 1 (Unlimited) |  |  |  | - |  |  |  | Bulk |  |  |  | 3604125 |  |  | CLIPLINE | [18 empty] | 3048 | https://www.unikeyic.com/media/datasheet/8d/05/dd83/8d05dd83b58ec2be7233509a7ac665b9.pdf | https://www.unikeyic.com/products/wire-splice-terminals/3040591/477551.html
3040672 | PHOENIX CONTACT | 1: 5.148 | Phoenix Contact STTB2 5/2PBU Double-Level Terminal Block, 4 Pos, DIN Rail, 22A | [12 empty] | 22 A | 20 A |  |  | - |  |  |  | 2.165" (55.00mm) | Blue |  |  |  |  | 2.913" (74.00mm) |  |  | Polyamide (PA), Nylon | UL94 V-0 | 1 (Unlimited) |  | DIN Rail | 2 | 4 |  |  | - | Bulk | [6 empty] | CLIPLINE STTB |  | 10mm |  | 5.2mm |  |  | Plug Receptacles, Push In, Spring |  |  | 500 V | 600 V |  |  |  | 12-28 AWG | 0.08-4mm² |  |  | 149 | https://www.unikeyic.com/media/datasheet/e6/54/a349/e654a3497af42426b8b75cb440d2e801.pdf | https://www.unikeyic.com/products/wire-splice-terminals/3040672/34881734.html
3040928 | PHOENIX CONTACT | 50: 6.9437 500: 6.7959 | Phoenix Contact, Double Layer Terminal Block, STTB2, 5/2P-PVSO | [15 empty] | 3040928 PHOENIX CONTACT | [11 empty] | 71.5mm(Length)*5.2mm(width) | [37 empty] | 5000 | https://www.unikeyic.com/media/datasheet/dd/50/294f/dd/493ae2333517a9ccf29759484817356b.pdf | https://www.unikeyic.com/products/wire-splice-terminals/3040928/28334906.html
3044733 | PHOENIX CONTACT | 20: 9.185 | Phoenix,Double layer terminal block,UTTB4-PV,Phoenix Double layer terminal, UTTB4-PVseries, double layer, grey, screw termination, 30A |  |  |  |  | Gray | [7 empty] | 30 A | 30 A |  |  | - | [12 empty] | Polyamide (PA), Nylon | UL94 V-0 | Not Applicable |  |  | 2; Connected | 4 |  |  |  | Bulk |  |  |  | 2426330 |  |  | CLIPLINE UTTB |  | 9mm |  | 6.2mm |  |  | Screw |  |  | 800V | 600V |  |  |  | 10-26 AWG | 0.14-6mm² |  |  | 40 | https://www.unikeyic.com/media/datasheet/26/29/9125/2629912586ae5529e0d23e6c360e978b.pdf | https://www.unikeyic.com/products/wire-splice-terminals/3044733/29421344.html
3044791 | PHOENIX CONTACT | 1: 4.0646 | Phoenix,Double layer terminal block,UTTB4BU,Phoenix Double layer terminal, UTTB 4 BUseries, double layer, Blue, screw termination, 30A |  |  |  |  | Blue | [7 empty] | 30 A | 30 A |  |  | - | [12 empty] | Polyamide (PA), Nylon | UL94 V-0 | Not Applicable |  |  | 2 | 4 |  |  |  | Bulk | [6 empty] | CLIPLINE UTTB |  | 9mm |  | 6.2mm |  |  | Screw |  |  | 800V | 600V |  |  |  | 10-26 AWG | 0.14-6mm² |  |  | 147 | https://www.unikeyic.com/media/datasheet/4e/e2/597f/4ee2597f3501c56d260f4cbbe6911eb9.pdf | https://www.unikeyic.com/products/wire-splice-terminals/3044791/8004592.html
3044814 | PHOENIX CONTACT | 50: 1.6783 | Phoenix,Double layer terminal block,UTTB4,Phoenix Double layer terminal, UTTB Cliplineseries, double layer, grey, screw termination, 30A |  |  |  |  | Gray | [7 empty] | 30 A | 30 A |  |  | - | [12 empty] | Polyamide (PA), Nylon | UL94 V-0 | 1 (Unlimited) |  |  | 2 | 4 |  |  |  | Box | [6 empty] | CLIPLINE UTTB |  | 9mm |  | 6.2mm |  |  | Screw |  |  | 800V | 600V |  |  |  | 10-26 AWG | 0.14-6mm² |  |  | 200 | https://www.unikeyic.com/media/datasheet/8e/90/71a1/8e/95e43aeb0bded2e2c4b24d7f614572fa.pdf | https://www.unikeyic.com/products/wire-splice-terminals/3044814/22941415.html
3049013 | PHOENIX CONTACT | 1: 2.0814 | Phoenix,Screw terminals,RT3,Phoenix Straight-through terminal block , RT 3 Cliplineseries, single layer, grey, Bolt termination, 24A |  |  |  |  | Gray | [7 empty] | 24 A | 30 A |  |  | - | [12 empty] | Polyamide (PA), Nylon | UL94 V-0 | Not Applicable |  |  | 1 | 2 |  |  |  | Box | [6 empty] | CLIPLINE RT |  | - |  | 12.3mm |  |  | Bolt and Nut |  |  | 1000V | 600V |  |  |  | 14-26 AWG | 0.1-2.5mm² |  |  | 14 | https://www.unikeyic.com/media/datasheet/34/85/a7bb/3485a7bb18bbed50683a134cbb109e99.pdf | https://www.unikeyic.com/products/wire-splice-terminals/3049013/25260271.html
3049042 | PHOENIX CONTACT | 1: 4.3569 | Phoenix Contact RT8 Clipline Terminal Block, Bolt Termination, Single Layer, Gray, 125A |  |  |  |  | Gray | [7 empty] | 125 A | 115 A |  |  | - | [12 empty] | Polyamide (PA), Nylon | UL94 V-0 | 1 (Unlimited) |  |  | 1 | 2 |  |  |  | Bulk |  |  |  | 2527043 |  |  | CLIPLINE RT |  | - |  | 20.3mm |  |  | Bolt and Nut |  |  | 1000V | 600V |  |  |  | 2-14 AWG | 2.5-35mm² |  |  | 50 | https://www.unikeyic.com/media/datasheet/65/56/cbc0/6556cbc0d1a29472988edf692096a54e.pdf | https://www.unikeyic.com/products/wire-splice-terminals/3049042/15551313.html
3049123 | PHOENIX CONTACT | 1: 6.014 10: 5.2923 100: 5.1961 250: 5.1961 500: 5.1961 | Phoenix Contact Bolt Terminal Block, RT5BU, RT 5 BU Series, Blue, Bolt Termination, 41A |  |  |  |  | Blue | [7 empty] | 41 A | 30 A |  |  | - | [12 empty] | Polyamide (PA), Nylon | UL94 V-0 | 1 (Unlimited) |  |  | 1 | 2 |  |  |  | Bulk |  |  |  | 3604045 |  |  | CLIPLINE RT |  | - |  | 16.3mm |  |  | Bolt and Nut |  |  | 1000V | 600V |  |  |  | - | 0.1-6mm² |  |  | 132 | https://www.unikeyic.com/media/datasheet/24/07/58f4/24/b3fcb40c092b17d42e0099743b3c681c.pdf | https://www.unikeyic.com/products/wire-splice-terminals/3049123/6744642.html
3049148 | PHOENIX CONTACT | 1: 16.4182 | Phoenix Contact Bolt Terminal Block, RT8BU, Non-Fuse, RT 8 BU Series, Single Layer, Blue, Bolt Termination, 125A |  |  |  |  | Blue | [7 empty] | 125 A | 30 A |  |  | - | [12 empty] | Polyamide (PA), Nylon | UL94 V-0 | Not Applicable |  |  | 1 | 2 |  |  |  | Bulk |  |  |  | 4473070 |  |  | CLIPLINE RT |  | - |  | 20.3mm |  |  | Bolt and Nut |  |  | 1000V | 600V |  |  |  | 2-14 AWG | 2.5-35mm² |  |  | 42 | https://www.unikeyic.com/media/datasheet/fe/48/f82e/fe/4d3d5572662203b4343e19aa91272e3c.pdf | https://www.unikeyic.com/products/wire-splice-terminals/3049148/13317945.html
3049204 | PHOENIX CONTACT | 1: 19.399 | Phoenix,High Current Terminal,HVM6/1,Phoenix Plywood screws, Bridge screw, HV M6/1series | [12 empty] | 125 A |  |  |  | - |  |  |  | 2.579" (65.50mm) | Gray |  |  |  |  | 2.638" (67.00mm) |  |  | Polyamide (PA), Nylon | UL94 V-0 | Not Applicable |  | DIN Rail | 1 | 1 |  |  | - | Bulk |  |  |  | 2515590 |  |  | CLIPLINE HV |  | - |  | 16.0mm |  |  | Stud |  |  | 1 kV |  |  |  |  | 2-14 AWG | 2.5-35mm² |  |  | 80 | https://www.unikeyic.com/media/datasheet/3d/0e/8662/3d0e86629cb7e6fbb67e72447a1553d3.pdf | https://www.unikeyic.com/products/wire-splice-terminals/3049204/2642314.html
3049301 | PHOENIX CONTACT | 25: 9.7569 | Phoenix,High Current Terminal,HVM8/1,Phoenix Plywood screws, Bridge screw, HV M8/1series | [12 empty] | 150 A |  |  |  | - |  |  |  | 2.894" (73.50mm) | Gray |  |  |  |  | 2.638" (67.00mm) |  |  | Polyamide (PA), Nylon | UL94 V-0 | Not Applicable |  | DIN Rail | 1 | 1 |  |  | - | Bulk |  |  |  | 2515592 |  |  | CLIPLINE HV |  | - |  | 21.0mm |  |  | Stud |  |  | 1 kV |  |  |  |  | 1/0-14 AWG | 2.5-50mm² |  |  | 934 | https://www.unikeyic.com/media/datasheet/88/f0/6b4c/88/32d395c65b5039bdcbed3da89590fd3c.pdf | https://www.unikeyic.com/products/wire-splice-terminals/3049301/11579182.html
3049343 | PHOENIX CONTACT | 25: 8.2369 | Phoenix Contact Bolt Terminal Block, RTO8, DIN Rail, Gray, 125A |  |  |  |  | Gray | [7 empty] | 125 A | 115 A |  |  | - | [12 empty] | Polyamide (PA), Nylon | UL94 V-0 | Not Applicable |  |  | 1 | 2 |  |  |  | Bulk | [6 empty] | CLIPLINE RTO |  | - |  | 20.2mm |  |  | Bolt and Nut |  |  | 1000V | 600V |  |  |  | 2-14 AWG | 2.5-35mm² |  |  | 76 | https://www.unikeyic.com/media/datasheet/34/9f/b52b/34/fe21837dfaf3423b012a9af80aee1348.pdf | https://www.unikeyic.com/products/wire-splice-terminals/3049343/27262304.html
3049369 | PHOENIX CONTACT | 10: 4.6967 | Phoenix,Connector Linking Part,HVM8/1-VS2,Phoenix Connection Element, HV M8/1-VS 2series, used forDIN Rail terminals |  |  |  |  | - | [12 empty] | CLIPLINE HV Series | [13 empty] | 1 (Unlimited) |  |  |  | 2 |  |  |  | Bulk | [6 empty] | CLIPLINE | [18 empty] | 237 | https://www.unikeyic.com/media/datasheet/4d/ef/441a/4def441a29c41799fe8254490a2d1262.pdf | https://www.unikeyic.com/products/wire-splice-terminals/3049369/6506613.html
3049408 | PHOENIX CONTACT | 1: 23.2706 | Phoenix,High Current Terminal,HVM10/1, | [12 empty] | 269 A |  |  |  | - |  |  |  | 3.287" (83.50mm) | Gray |  |  |  |  | 2.638" (67.00mm) |  |  | Polyamide (PA), Nylon | UL94 V-0 | Not Applicable |  | DIN Rail | 1 | 1 |  |  | - | Bulk | [6 empty] | CLIPLINE HV |  | - |  | 32.0mm |  |  | Stud |  |  | 1 kV |  |  |  |  | 250MCM (kcmil)-10 AWG | 6-120mm² |  |  | 24 | https://www.unikeyic.com/media/datasheet/e4/32/68ad/e43268ad83efcf7b3b0b527e23fb9446.pdf | https://www.unikeyic.com/products/wire-splice-terminals/3049408/1510770.html
3049424 | PHOENIX CONTACT | 50: 10.0818 | Phoenix Contact RT5-PE Terminal Block, DIN Rail, Bolt Termination, 41A |  |  |  |  | Green, Yellow | [11 empty] | - | [12 empty] | Polyamide (PA), Nylon | UL94 V-0 | Not Applicable |  |  | 1 | 2 |  |  |  | Box | [6 empty] | CLIPLINE RT |  | - |  | 16.3mm |  |  | Bolt and Nut |  |  | - | - |  |  |  | 10-26 AWG | 0.1-6mm² |  |  | 1060 | https://www.unikeyic.com/media/datasheet/5e/1d/42d2/5e/1f34d4ccb70e1e935fd1501e5f3e8cb2.pdf | https://www.unikeyic.com/products/wire-splice-terminals/3049424/33239495.html
3049440 | PHOENIX CONTACT | 10: 4.6966 100: 4.5967 | Phoenix Contact HVM5/1-VS3, HV M5/1-VS 3 Series Connector |  |  |  |  | - | [12 empty] | CLIPLINE HV Series | [13 empty] | 1 (Unlimited) |  |  |  | 3 |  |  |  | Bulk | [6 empty] | CLIPLINE | [18 empty] | 1000 | https://www.unikeyic.com/media/datasheet/09/d4/6ed7/09/4c3fd65a542318994cc14458692b0146.pdf | https://www.unikeyic.com/products/wire-splice-terminals/3049440/6421095.html
3049505 | PHOENIX CONTACT | 1: 26.1622 | Phoenix,High Current Terminal,HVM12/1,Phoenix Plywood screws, Bridge screw, HV M12/1series | [12 empty] | 269 A |  |  |  | - |  |  |  | 3.287" (83.50mm) | Gray |  |  |  |  | 2.638" (67.00mm) |  |  | Polyamide (PA), Nylon | UL94 V-0 | 1 (Unlimited) |  | DIN Rail | 1 | 1 |  |  | - | Bulk | [6 empty] | CLIPLINE HV |  | - |  | 32.0mm |  |  | Stud |  |  | 1 kV |  |  |  |  | 250MCM (kcmil)-10 AWG | 6-120mm² |  |  | 12 | https://www.unikeyic.com/media/datasheet/b0/5f/6f78/b05f6f78421ece7ebc49682866114a0e.pdf | https://www.unikeyic.com/products/wire-splice-terminals/3049505/19333285.html
3049518 | PHOENIX CONTACT | 50: 2.5576 500: 2.5032 | Phoenix Contact Bolt Terminal Block, RTO3, Non-Fuse Type, RTO 3 Series, Single Layer, Gray, Screw Termination, 24A |  |  |  |  | Gray | [7 empty] | 24 A | 30 A |  |  | - | [12 empty] | Polyamide (PA), Nylon | UL94 V-0 | 1 (Unlimited) |  |  | 1 | 2 |  |  |  | Bulk |  |  |  | 3604037 |  |  | CLIPLINE RTO |  | - |  | 12.3mm |  |  | Bolt and Nut |  |  | 1000V | 600V |  |  |  | - | 0.1-2.5mm² |  |  | 5000 | https://www.unikeyic.com/media/datasheet/8a/92/88d6/8a/953f726569cc16eaeaa88a079e8e1ca0.pdf | https://www.unikeyic.com/products/wire-splice-terminals/3049518/7677545.html
3049521 | PHOENIX CONTACT | 50: 3.2257 | Phoenix Contact Bolt Terminal Block RTO5 Non-Fuse Single Layer Gray 41A |  |  |  |  | Gray | [7 empty] | 41 A | 30 A |  |  | - | [12 empty] | Polyamide (PA), Nylon | UL94 V-0 | 1 (Unlimited) |  |  | 1 | 2 |  |  |  | Bulk | [6 empty] | CLIPLINE RTO |  | - |  | 16.3mm |  |  | Bolt and Nut |  |  | 1000V | 600V |  |  |  | 10-26 AWG | 0.1-6mm² |  |  | 1873 | https://www.unikeyic.com/media/datasheet/44/b2/5c3f/44/9e5024acb04a8bb424e7867330d609f5.pdf | https://www.unikeyic.com/products/wire-splice-terminals/3049521/28105928.html
3049550 | PHOENIX CONTACT | 1: 21.7487 | Phoenix Contact High Current Terminal Block, HVM8/2, Clamping Screw, Bridge Screw, HV M8/2 Series | [12 empty] | 150 A |  |  |  | - |  |  |  | 2.894" (73.50mm) | Gray |  |  |  |  | 2.638" (67.00mm) |  |  | Polyamide (PA), Nylon | UL94 V-0 | Not Applicable |  | DIN Rail | 1 | 2 |  |  | - | Bulk |  |  |  | 2515593 |  |  | CLIPLINE HV |  | - |  | 21.0mm |  |  | Stud |  |  | 1 kV |  |  |  |  | 1/0-14 AWG | 2.5-50mm² |  |  | 122 | https://www.unikeyic.com/media/datasheet/d8/24/e4b2/d824e4b29270a496cb9663d54518670c.pdf | https://www.unikeyic.com/products/wire-splice-terminals/3049550/30766183.html
3049563 | PHOENIX CONTACT | 10: 13.2724 | Phoenix Contact, High Current Terminal, HVM10/2, Phoenix Contact Clamping Screw, Bridge Screw, HV M10/2 Series | [12 empty] | 269 A |  |  |  | - |  |  |  | 3.287" (83.50mm) | Gray |  |  |  |  | 2.638" (67.00mm) |  |  | Polyamide (PA), Nylon | UL94 V-0 | Not Applicable |  | DIN Rail | 1 | 2 |  |  | - | Bulk | [6 empty] | CLIPLINE HV |  | - |  | 32.0mm |  |  | Stud |  |  | 1 kV |  |  |  |  | 250MCM (kcmil)-10 AWG | 6-120mm² |  |  | 45 | https://www.unikeyic.com/media/datasheet/28/66/2c66/28/1a530ef9320d623018f8da6a811a7fef.pdf | https://www.unikeyic.com/products/wire-splice-terminals/3049563/22450491.html
3049628 | PHOENIX CONTACT | 50: 7.2298 500: 7.076 | Phoenix,Screw terminals,RTO5-PE, |  |  |  |  | Green, Yellow | [11 empty] | - | [12 empty] | Polyamide (PA), Nylon | UL94 V-0 | 1 (Unlimited) |  |  | 1 | 2 |  |  |  | Bulk |  |  |  | 2527044 |  |  | CLIPLINE RTO |  | - |  | 16.3mm |  |  | Bolt and Nut |  |  | - | - |  |  |  | 10-26 AWG | 0.1-16mm² |  |  | 5000 | https://www.unikeyic.com/media/datasheet/7e/4e/bca4/7e4ebca4b85ee2ada0a0360b3690233d.pdf | https://www.unikeyic.com/products/wire-splice-terminals/3049628/6416514.html
3049631 | PHOENIX CONTACT | 10: 9.1524 100: 8.9577 | Phoenix,Connector Linking Part,HVM12/1-VS2,Phoenix Connection Element, HV M12/1-VS 2series |  |  |  |  | - | [12 empty] | CLIPLINE HV Series | [13 empty] | 1 (Unlimited) |  |  |  | 2 |  |  |  | Bulk | [6 empty] | CLIPLINE | [18 empty] | 1000 | https://www.unikeyic.com/media/datasheet/a9/79/e90a/a979e90a6fce34bc9bdc7bbeed0b3ca4.pdf | https://www.unikeyic.com/products/wire-splice-terminals/3049631/17719987.html
3049644 | PHOENIX CONTACT | 10: 10.3248 100: 10.1051 | Phoenix Contact Connector HVM12/1-VS3 HV M12/1-VS 3 Series |  |  |  |  | - | [12 empty] | CLIPLINE HV Series | [13 empty] | 1 (Unlimited) |  |  |  | 3 |  |  |  | Bulk |  |  |  | 4473618 |  |  | CLIPLINE | [18 empty] | 1000 | https://www.unikeyic.com/media/datasheet/f0/9e/203c/f0/46d9b84102c8354e79aab14b946b5e2b.pdf | https://www.unikeyic.com/products/wire-splice-terminals/3049644/16517236.html
3050196 | PHOENIX CONTACT | 1: 6.8821 | Phoenix,Double layer terminal block,QTTCB1,5/2P,Phoenix Double layer terminal, QTTC 1.5 Cliplineseries, double layer, grey, Plug-in termination, 17.5A | [12 empty] | 17.5 A | 10 A |  |  | - |  |  |  | 2.260" (57.40mm) | Gray |  |  |  |  | 3.457" (87.80mm) |  |  | Polyamide (PA), Nylon | UL94 V-0 | 1 (Unlimited) |  | DIN Rail | 2 | 4 |  |  | - | Bulk |  |  |  | 2514078 |  |  | CLIPLINE QTTCB |  | - |  | 5.2mm |  |  | Plug Receptacles, IDC |  |  | 500 V | 600 V |  |  |  | 16-24 AWG | 0.25-1.5mm² |  |  | 100 | https://www.unikeyic.com/media/datasheet/04/3d/7216/04/6e20b7a4eff2ade83a384d85371e52e3.pdf | https://www.unikeyic.com/products/wire-splice-terminals/3050196/32043524.html
3058059 | PHOENIX CONTACT | 1: 1.4431 | Phoenix,Screw terminals,RBO5,Phoenix No fuse DIN Rail terminals, RBO 5series, single layer, grey, Bolt termination, 57A | [12 empty] | 57 A | 45 A |  |  | - |  |  |  | 2.150" (54.60mm) | Gray |  |  |  |  | 2.098" (53.30mm) |  |  | Polyamide (PA), Nylon | UL94 V-0 | 1 (Unlimited) |  | DIN Rail | 1 | 2 |  |  | - | Bulk |  |  |  | 2700750 |  |  | CLIPLINE RBO |  | - |  | 13.0mm |  |  | Bolt and Nut |  |  | 800 V | 600 V |  |  |  | 8-26 AWG | 0.1-10mm² |  |  | 200 | https://www.unikeyic.com/media/datasheet/b0/2d/3f88/b02d3f88ae94f1d3f4d1547a4f7ae16a.pdf | https://www.unikeyic.com/products/wire-splice-terminals/3058059/29108152.html
3058143 | PHOENIX CONTACT | 1: 1.2698 | Phoenix Contact Bolt Terminal Block RSC5, RSC 5 Series, Single Level, Gray, Bolt Termination | [12 empty] | 57 A | 45 A |  |  | - |  |  |  | 2.150" (54.60mm) | Gray |  |  |  |  | 2.098" (53.30mm) |  |  | Polyamide (PA), Nylon | UL94 V-0 | 1 (Unlimited) |  | DIN Rail | 1 | 2 |  |  | - | Bulk |  |  |  | 2700754 |  |  | CLIPLINE RBO |  | - |  | 13.0mm |  |  | Screw |  |  | 800 V | 600 V |  |  |  | 8-26 AWG | 0.1-6mm² |  |  | 2 | https://www.unikeyic.com/media/datasheet/f4/e6/fba0/f4/99165fd5339018fd8cb92f50dcc8fad1.pdf | https://www.unikeyic.com/products/wire-splice-terminals/3058143/21747688.html
3060351 | PHOENIX CONTACT | 50: 3.9793 | Phoenix,Double layer terminal block,UTTB2,5/2P,Phoenix Double layer terminal, UTTB 2.5/2Pseries, double layer, grey, screw termination, 24A | [12 empty] | 24 A | 20 A |  |  | - |  |  |  | 2.854" (72.50mm) | Gray |  |  |  |  | 2.925" (74.30mm) |  |  | Polyamide (PA), Nylon | UL94 V-0 | Not Applicable |  | DIN Rail | 2 | 4 |  |  | - | Bulk | [6 empty] | CLIPLINE UTTB |  | 9mm |  | 5.2mm |  |  | Plug Receptacles, Screw |  |  | 500 V | 600 V |  |  |  | 12-26 AWG | 0.14-4mm² |  |  | 10965 | https://www.unikeyic.com/media/datasheet/4a/a8/e301/4aa8e3010a99125a889a421023d7fb58.pdf | https://www.unikeyic.com/products/wire-splice-terminals/3060351/21208094.html
3060377 | PHOENIX CONTACT | 50: 4.4698 500: 4.3747 | Phoenix Contact UTTB2, 5/2P-PV, Double Terminal Block, UTTB 2 Series, Gray, Screw Termination, 24A | [12 empty] | 24 A | 20 A |  |  | - |  |  |  | 2.854" (72.50mm) | Gray |  |  |  |  | 2.925" (74.30mm) |  |  | Polyamide (PA), Nylon | UL94 V-0 | 1 (Unlimited) |  | DIN Rail | 2; Connected | 4 |  |  | - | Bulk | [6 empty] | CLIPLINE UTTB |  | 9mm |  | 5.2mm |  |  | Plug Receptacles, Screw |  |  | 500 V | 300 V |  |  |  | 12-26 AWG | 0.14-4mm² |  |  | 5000 | https://www.unikeyic.com/media/datasheet/2b/d8/c0fc/2bd8c0fc0435fb9f30844f7ae3292d32.pdf | https://www.unikeyic.com/products/wire-splice-terminals/3060377/2939874.html
3061486 | PHOENIX CONTACT | 1: 3.5932 | Phoenix Contact STTB2 5/4P Double Deck Terminal Block | [12 empty] | 22 A | 20 A |  |  | - |  |  |  | 2.165" (55.00mm) | Gray |  |  |  |  | 3.890" (98.81mm) |  |  | Polyamide (PA), Nylon | UL94 V-0 | Not Applicable |  | DIN Rail | 2 | 4 |  |  | - | Bulk | [6 empty] | CLIPLINE STTB |  | 10mm |  | 5.2mm |  |  | Plug Receptacles |  |  | 500 V | 300 V |  |  |  | 12-28 AWG | 0.08-4mm² |  |  | 92 | https://www.unikeyic.com/media/datasheet/24/35/44b8/24/ef92ebd420ae5d2133634f91ba07b8f9.pdf | https://www.unikeyic.com/products/wire-splice-terminals/3061486/30299813.html
3062786 | PHOENIX CONTACT | 1: 7.4466 | Phoenix,Shield Terminal,SKS8-SNS35,Phoenix Clip Extension Link Clip, For Busbar Shielding |  |  |  |  | - | [12 empty] | CLIPLINE Series | [13 empty] | 1 (Unlimited) |  |  |  | - |  |  |  | Bulk |  |  |  | 4472854 |  |  | CLIPLINE | [18 empty] | 10 | https://www.unikeyic.com/media/datasheet/43/8f/a263/43/21ec99a2ea045710610c4971b7bdce5b.pdf | https://www.unikeyic.com/products/wire-splice-terminals/3062786/25827866.html
3062809 | PHOENIX CONTACT | 10: 21.1765 100: 20.7259 | Phoenix,Shield Terminal,SKS20-SNS35, |  |  |  |  | - | [12 empty] | CLIPLINE Series | [13 empty] | 1 (Unlimited) |  |  |  | - |  |  |  | Bulk | [6 empty] | CLIPLINE | [18 empty] | 1000 | https://www.unikeyic.com/media/datasheet/59/95/ef77/59/0f7041d8d31e8e0138966b998305a215.pdf | https://www.unikeyic.com/products/wire-splice-terminals/3062809/22304115.html
3062922 | PHOENIX CONTACT | 50: 1.0468 500: 1.0245 | Phoenix Contact AKG4RD Terminal Block, AKG 4 RD Series, Single Layer, Red, Screw Termination | [12 empty] | 41 A | 20 A |  |  | - |  |  |  | 0.929" (23.60mm) | Red |  |  |  |  | 0.933" (23.70mm) |  |  | Polyamide (PA), Nylon | UL94 V-2 |  |  | Bus Bar | 1 | 1 |  |  | - | Bulk | [6 empty] | CLIPLINE AKG |  | 16mm |  | 7.0mm |  |  | Screw |  |  | 300 V |  |  |  |  | 12-22 AWG | 0.5-6mm² |  |  | 5000 | https://www.unikeyic.com/media/datasheet/58/48/f6f1/5848f6f172f937b10b343aad5473fd03.pdf | https://www.unikeyic.com/products/wire-splice-terminals/3062922/24656683.html
3062935 | PHOENIX CONTACT | 50: 1.1062 | Phoenix,Terminal blocks,AKG4GN,Phoenix Terminal block, AKG 4 GNseries, single layer, green, Screw-down terminations | [12 empty] | 41 A | 20 A |  |  | - |  |  |  | 1.024" (26.00mm) | Green |  |  |  |  | 0.933" (23.70mm) |  |  | Polyamide (PA), Nylon | UL94 V-2 | 1 (Unlimited) |  | Bus Bar | 1 | 1 |  |  | - | Bulk |  |  |  | 5199670 |  |  | CLIPLINE AKG |  | 16mm |  | 7.0mm |  |  | Screw |  |  | 300 V | 300 V |  |  |  | 12-22 AWG | 0.5-6mm² |  |  | 404 | https://www.unikeyic.com/media/datasheet/3c/77/86e5/3c7786e52564ded65a7c9c1832f86b21.pdf | https://www.unikeyic.com/products/wire-splice-terminals/3062935/17399457.html
3062964 | PHOENIX CONTACT | 50: 1.9232 | Phoenix Contact AKG16GN Terminal Block, AKG 16 GN Series, Single Layer, Green, Screw Termination | [12 empty] | 65 A | 65 A |  |  | - |  |  |  | 1.142" (29.00mm) | Green |  |  |  |  | 0.933" (23.70mm) |  |  | Polyamide (PA), Nylon | UL94 V-2 |  |  | Bus Bar | 1 | 1 |  |  | -60°C ~ 105°C | Bulk | [6 empty] | CLIPLINE AKG |  | 16mm |  | 9.8mm |  |  | Screw |  |  | 300 V |  |  |  |  | 6-18 AWG | 1.5-16mm² |  |  | 50 | https://www.unikeyic.com/media/datasheet/31/19/13a8/311913a8f68965457b7f5d47cd6b0c96.pdf | https://www.unikeyic.com/products/wire-splice-terminals/3062964/30604680.html
3071081 | PHOENIX CONTACT | 10: 8.8698 100: 8.681 | Phoenix Contact Connector HVM10/1M6/1-STL2 HV M10/1 M6/1-STL2 Series | [15 empty] | 3071081 PHOENIX CONTACT | [49 empty] | 1000 | https://www.unikeyic.com/media/datasheet/35/87/b040/35/cb4706a31a40486409f8f13915c995de.pdf | https://www.unikeyic.com/products/wire-splice-terminals/3071081/4745137.html
3071094 | PHOENIX CONTACT | 10: 3.6463 100: 3.5687 | Phoenix Contact Connector, HVM8/1M6/1-STL, HV M8/1 M6/1-STL Series | [15 empty] | 3071094 PHOENIX CONTACT | [49 empty] | 1000 | https://www.unikeyic.com/media/datasheet/da/49/631b/da/8a8609606511f487845a325a1e8d2948.pdf | https://www.unikeyic.com/products/wire-splice-terminals/3071094/5707378.html
3073827 | PHOENIX CONTACT | 1: 3.7528 | Phoenix,Terminal block installation,UTI16,Phoenix Straight-through terminal block , UTI 16series, single layer, grey, screw termination, 76A |  |  |  |  | Gray | [7 empty] | 76 A |  |  |  | - | [12 empty] | Polyamide (PA), Nylon | UL94 V-2 | 1 (Unlimited) |  |  | 1 | 2 |  |  |  | Bulk | [6 empty] | CLIPLINE UTI |  | 12mm |  | 12.2mm |  |  | Screw |  |  | 400V | - |  |  |  | 4-10 AWG | 6-25mm² |  |  | 280 | https://www.unikeyic.com/media/datasheet/81/5a/18ce/815a18ce00d6c124ab7861afee7ce459.pdf | https://www.unikeyic.com/products/wire-splice-terminals/3073827/20639896.html
3074088 | PHOENIX CONTACT | 1: 5.2933 | Phoenix Contact UTI35 DIN Rail Terminal Block, Single Layer, Gray, Screw Termination, 125A |  |  |  |  | Gray | [7 empty] | 125 A |  |  |  | - | [12 empty] | Polyamide (PA), Nylon | UL94 V-2 | 1 (Unlimited) |  |  | 1 | 2 |  |  |  | Bulk |  |  |  | 3603980 |  |  | CLIPLINE UTI |  | 16mm |  | 15.2mm |  |  | Screw |  |  | 800V | - |  |  |  | 2-18 AWG | 0.75-35mm² |  |  | 80 | https://www.unikeyic.com/media/datasheet/6b/bd/690e/6b/3bdeefb958b7a10ec4b4dec257e2523f.pdf | https://www.unikeyic.com/products/wire-splice-terminals/3074088/12808005.html
3075935 | PHOENIX CONTACT | 40: 3.1962 400: 3.1282 | Phoenix Contact Bolt Terminal Block RBO6-F RBO 6-F Series Single Layer Gray Screw Termination |  |  |  |  | Gray | [7 empty] | 125 A | 115 A |  |  | - | [12 empty] | Polyamide (PA), Nylon | UL94 V-0 | Not Applicable |  |  | 1 | 2 |  |  |  | Bulk |  |  |  | 4473141 |  |  | CLIPLINE RBO |  | - |  | 17.0mm |  |  | Bolt and Nut |  |  | 800V | 600V |  |  |  | 2-12 AWG | 2.5-35mm² |  |  | 4000 | https://www.unikeyic.com/media/datasheet/cc/18/fc4e/cc/17c4f613785921ff50baf574c9046da1.pdf | https://www.unikeyic.com/products/wire-splice-terminals/3075935/12543299.html
3076167 | PHOENIX CONTACT | 2: 119.7419 20: 117.1942 | Phoenix Contact Bolt Terminal Block, RBO8-3L/N/FE-HC, DIN Rail Mount | [15 empty] | 3076167 PHOENIX CONTACT | [11 empty] | 184mm*145mm*66mm | [37 empty] | 200 | https://www.unikeyic.com/media/datasheet/66/01/fee3/66/57ff19acab369d0b564a32c2a4dc5a8d.pdf | https://www.unikeyic.com/products/wire-splice-terminals/3076167/29288174.html
3076280 | PHOENIX CONTACT | 2: 112.0794 20: 109.6947 | Phoenix Contact Bolt Terminal Block RBO8-3L/N/FE Fuseless DIN Rail Single Layer 192A | [15 empty] | 3076280 PHOENIX CONTACT | [11 empty] | 136mm(Length)*145mm(width) | [37 empty] | 200 | https://www.unikeyic.com/media/datasheet/62/2c/4717/622c4717a5a1006d79910597d98ed112.pdf | https://www.unikeyic.com/products/wire-splice-terminals/3076280/233198.html
3076361 | PHOENIX CONTACT | 3: 124.5292 30: 121.8796 | Phoenix,High current terminal block,UKH70-3L/N, | [15 empty] | 3076361 PHOENIX CONTACT | [11 empty] | 70.5mm(Length)*81.2mm(width) | [37 empty] | 300 | https://www.unikeyic.com/media/datasheet/35/c9/e816/35c9e816aa963c5bb6e7c958df714efd.pdf | https://www.unikeyic.com/products/wire-splice-terminals/3076361/17271700.html
3076523 | PHOENIX CONTACT | 3: 143.5423 30: 140.4882 | Phoenix,High current terminal block,UKH70-3L/N-F, | [15 empty] | 3076523 PHOENIX CONTACT | [11 empty] | 103.4mm*81.2mm*80mm |  |  |  |  | threaded mounting | [32 empty] | 300 | https://www.unikeyic.com/media/datasheet/ba/5d/8604/ba/faecfbcd6f2ce3567f87b97ef235c142.pdf | https://www.unikeyic.com/products/wire-splice-terminals/3076523/18933011.html
3076565 | PHOENIX CONTACT | 3: 143.5423 30: 140.4882 | Phoenix Contact UKH70-3L/FE-F High Current Terminal Block | [15 empty] | 3076565 PHOENIX CONTACT | [11 empty] | 103.4mm*81.2mm*80mm |  |  |  |  | threaded mounting | [32 empty] | 300 | https://www.unikeyic.com/media/datasheet/ee/89/b124/ee/5ecf15dcb011936f63832126730b8928.pdf | https://www.unikeyic.com/products/wire-splice-terminals/3076565/11423791.html
313085 | PHOENIX CONTACT | 1: 13.8299 10: 13.8299 25: 13.3359 100: 13.3359 250: 13.3359 | Phoenix Contact UGSK/S+GS Disconnect and Test Terminal Block, 2 POS, Screw, DIN Rail, 41A | [15 empty] | 313085 PHOENIX CONTACT | [49 empty] | 48 | https://www.unikeyic.com/media/datasheet/upload/2023/07/19/0313085.pdf | https://www.unikeyic.com/products/wire-splice-terminals/313085/32788159.html
314 | 3M | 50: 1.8701 250: 1.8309 1,250: 1.7749 | 3M Wire Connector, Scotchlok Series, Lead, 22 to 14 AWG, 24.1mm L, Blue | [15 empty] | 314 3M | [11 empty] | 800μm(height) | [37 empty] | 44650 | https://www.unikeyic.com/media/datasheet/04/8a/451c/048a451c7aaaa8b6af2d1085fde407f6.pdf | https://www.unikeyic.com/products/wire-splice-terminals/314/6969142.html
314U-BIN | 3M | 10: 0.542 100: 0.4856 500: 0.4769 1,000: 0.4683 5,000: 0.4683 | Splice Terminal, 14-22AWG, Brass, White, 23.4mm, Tin Plated |  |  | 314 |  | White | [11 empty] | Flame Retardant | [7 empty] | Fully Insulated | [6 empty] | 1 (Unlimited) |  |  |  |  | 3 |  |  | Bulk |  |  |  | 5127651 |  |  | Scotchlok™ |  |  |  |  | Inline, Tap | IDC | [7 empty] | 14-22 AWG |  |  |  |  | 204 | https://www.unikeyic.com/media/datasheet/6e/78/beeb/6e78beeb23afa76982f1226fd01a489f.pdf | https://www.unikeyic.com/products/wire-splice-terminals/314u-bin/34887790.html
31819 | TE Connectivity | 1: 0.3814 10: 0.2962 100: 0.2421 500: 0.2218 1,000: 0.2047 | TE Connectivity wire splice connector, SOLISTRANDseries, Flat connection, 16 → 14 AWGwire_gauge, 14.4mmtotal length |  |  | 3181 |  | - | [11 empty] | Brazed Seam, Serrated Mating Area | [7 empty] | Non-Insulated | [6 empty] | 1 (Unlimited) |  |  |  |  | 2 |  |  | Bulk | [6 empty] | Solistrand |  |  |  |  | Butt Splice, Inline, Individual Openings | Crimp | [7 empty] | 14-16 AWG | [5 empty] | https://www.unikeyic.com/media/datasheet/65/eb/45da/65eb45dafa57d0166aaed6167fd3c39d.pdf | https://www.unikeyic.com/products/wire-splice-terminals/31819/13674179.html
31834 | TE Connectivity | 5,000: 1.6786 | SPLICE DG BUTT STRAP 12-10 |  |  | 3183 |  | - | [11 empty] | Serrated Mating Area | [7 empty] | Partial Insulation | [6 empty] | 1 (Unlimited) |  |  |  |  | 2 |  |  | Bulk | [6 empty] | Diamond Grip |  |  |  |  | Butt Splice, Inline, Individual Openings | Crimp | [7 empty] | 10-12 AWG |  |  |  |  | 500000 | https://www.unikeyic.com/media/datasheet/54/07/2478/54/f465f80766918b9783648a2f41a95b30.pdf | https://www.unikeyic.com/products/wire-splice-terminals/31834/8111261.html
320238 | TE Connectivity | 1: 5.9291 10: 5.2176 100: 5.2176 250: 5.1228 500: 5.1228 1,000: 5.1228 | TE Connectivity Wire Connector, Solistrand Series, Butt Splice, 4 AWG, 28.96mm L |  |  | 3202 |  | - | [11 empty] | Brazed Seam | [7 empty] | Non-Insulated | [6 empty] | 1 (Unlimited) |  |  |  |  | 2 |  |  | Bulk | [6 empty] | Solistrand |  |  |  |  | Butt Splice, Inline, Individual Openings | Crimp | [7 empty] | 4 AWG |  |  |  |  | 960 | https://www.unikeyic.com/media/datasheet/68/ac/7481/68/593c30222c039238b61439f8db827d96.pdf | https://www.unikeyic.com/products/wire-splice-terminals/320238/10690292.html
3203176 | PHOENIX CONTACT | 100: 0.0454 1,000: 0.0444 | Phoenix,Cold head,AI0,75-8BU-CN, | [65 empty] | 10000 | https://www.unikeyic.com/media/about_us/Unikey_ISO_9001_Certification.pdf | https://www.unikeyic.com/products/wire-splice-terminals/3203176/18229159.html
3203228 | PHOENIX CONTACT | 1: 0.1336 | Phoenix Contact AI6-12GN-CN Cold Press Terminal | [65 empty] | 2412 | https://www.unikeyic.com/media/about_us/Unikey_ISO_9001_Certification.pdf | https://www.unikeyic.com/products/wire-splice-terminals/3203228/24299401.html
3203231 | PHOENIX CONTACT | 100: 0.1225 | Phoenix Contact Crimp Terminal, AI0, 75-10BU-CN | [65 empty] | 8000 | https://www.unikeyic.com/media/about_us/Unikey_ISO_9001_Certification.pdf | https://www.unikeyic.com/products/wire-splice-terminals/3203231/18740385.html
3203244 | PHOENIX CONTACT | 100: 0.0907 1,000: 0.0888 | Phoenix,Cold head,AI1-10RD-CN, | [65 empty] | 10000 | https://www.unikeyic.com/media/about_us/Unikey_ISO_9001_Certification.pdf | https://www.unikeyic.com/products/wire-splice-terminals/3203244/5958821.html
3203257 | PHOENIX CONTACT | 100: 0.1117 1,000: 0.1093 | Phoenix,Cold head,AI1,5-10BK-CN, | [65 empty] | 10000 | https://www.unikeyic.com/media/about_us/Unikey_ISO_9001_Certification.pdf | https://www.unikeyic.com/products/wire-splice-terminals/3203257/15391826.html
3203260 | PHOENIX CONTACT | 100: 0.1117 1,000: 0.1093 | Phoenix Contact Cold Press Terminal AI2, 5-10GY-CN | [65 empty] | 10000 | https://www.unikeyic.com/media/about_us/Unikey_ISO_9001_Certification.pdf | https://www.unikeyic.com/products/wire-splice-terminals/3203260/17999418.html
3203273 | PHOENIX CONTACT | 100: 0.1082 1,000: 0.1059 | Phoenix,Cold head,AI4-12OG-CN, | [65 empty] | 10000 | https://www.unikeyic.com/media/about_us/Unikey_ISO_9001_Certification.pdf | https://www.unikeyic.com/products/wire-splice-terminals/3203273/4610360.html
3205117 | PHOENIX CONTACT | 50: 3.9883 500: 3.9034 | Phoenix Contact QTTCB 1.5 OG Pluggable Terminal Block, 2-Row, 5 Pos, Orange, Quick Connect, 17.5A |  |  |  |  | Orange | [7 empty] | 17.5 A |  |  |  | - | [12 empty] | Polyamide (PA), Nylon | UL94 V-0 | Not Applicable |  |  | 2 | 4 |  |  |  | Bulk | [6 empty] | CLIPLINE QTTCB |  | - |  | 5.2mm |  |  | IDC |  |  | 500V | - |  |  |  | 16-24 AWG | 0.25-1.5mm² |  |  | 5000 | https://www.unikeyic.com/media/datasheet/d6/6f/4e8a/d66f4e8acef692cde77021e681c11f80.pdf | https://www.unikeyic.com/products/wire-splice-terminals/3205117/1495401.html
3205118 | PHOENIX CONTACT | 50: 4.0197 500: 3.9341 | Phoenix Contact Double-Level Terminal Block QTTCB1.5RD, Quick Connection |  |  |  |  | Red | [7 empty] | 17.5 A |  |  |  | - | [12 empty] | Polyamide (PA), Nylon | UL94 V-0 | Not Applicable |  |  | 2 | 4 |  |  |  | Bulk |  |  |  | 7557963 |  |  | CLIPLINE QTTCB |  | - |  | 5.2mm |  |  | IDC |  |  | 500V | - |  |  |  | 16-24 AWG | 0.25-1.5mm² |  |  | 5000 | https://www.unikeyic.com/media/datasheet/5d/45/1289/5d45128981c72f4ced8cb84ea5e62060.pdf | https://www.unikeyic.com/products/wire-splice-terminals/3205118/25623002.html
3205129 | PHOENIX CONTACT | 1: 6.7255 | Phoenix,Double layer terminal block,QTTCB1,5BU, |  |  |  |  | Blue | [7 empty] | 17.5 A | 10 A |  |  | - | [12 empty] | Polyamide (PA), Nylon | UL94 V-0 | 1 (Unlimited) |  |  | 2 | 4 |  |  |  | Bulk | [6 empty] | CLIPLINE QTTCB |  | - |  | 5.2mm |  |  | IDC |  |  | 500V | 600V |  |  |  | 16-24 AWG | 0.25-1.5mm² |  |  | 168 | https://www.unikeyic.com/media/datasheet/a0/a3/5c0c/a0/60322c6c0fa5c29310192e79429a96f9.pdf | https://www.unikeyic.com/products/wire-splice-terminals/3205129/20725209.html
320562 | TE Connectivity |  | TE Connectivity wire splice connector, PIDGseries, Flat connection, 16 → 14 AWGwire_gauge, 32.13mmtotal length, Blue |  |  | 3205 |  | Blue | [11 empty] | Serrated Mating Area | [7 empty] | Fully Insulated | [6 empty] | 1 (Unlimited) |  |  |  |  | 2 |  |  | Bulk | [6 empty] | PIDG |  |  |  |  | Butt Splice, Inline, Individual Openings | Crimp | [7 empty] | 14-16 AWG | [5 empty] | https://www.unikeyic.com/media/datasheet/a2/a5/7790/a2a57790bc58d5ea766e04be7e39cc1d.pdf | https://www.unikeyic.com/products/wire-splice-terminals/320562/1944965.html
3206377 | PHOENIX CONTACT | 50: 8.8314 500: 8.6435 | Phoenix Contact QTTCB 1 5/2P-PV Series, Double Deck Terminal Block, Gray, 17.5A | [12 empty] | 17.5 A | 10 A |  |  | - |  |  |  | 2.260" (57.40mm) | Gray |  |  |  |  | 3.457" (87.80mm) |  |  | Polyamide (PA), Nylon | UL94 V-0 | 1 (Unlimited) |  | DIN Rail | 2 | 4 |  |  | - | Bulk | [6 empty] | CLIPLINE QTTCB |  | - |  | 5.2mm |  |  | Plug Receptacles, IDC |  |  | 500 V | 600 V |  |  |  | 16-24 AWG | 0.25-1.5mm² |  |  | 5000 | https://www.unikeyic.com/media/datasheet/9a/28/97c1/9a2897c1d430a53df66605747644e217.pdf | https://www.unikeyic.com/products/wire-splice-terminals/3206377/18822607.html
3206380 | PHOENIX CONTACT | 50: 8.0254 500: 7.8546 | Phoenix,Double layer terminal block,QTTCBS1,5-PV, | [15 empty] | 3206380 PHOENIX CONTACT | [11 empty] | 88.2mm(Length)*5.2mm(width) |  |  |  |  | spring mount, Push-in type | [9 empty] | On sale |  |  | bulk | [19 empty] | 5000 | https://www.unikeyic.com/media/datasheet/06/c9/8e19/06c98e1991043676b04968bad9ab7a81.pdf | https://www.unikeyic.com/products/wire-splice-terminals/3206380/10426294.html
320788 | TE Connectivity | 1: 0.6375 | SPLICE, CE 18-8 AWG Connector |  |  | 3207 |  | Green | [11 empty] | - | [7 empty] | Fully Insulated | [6 empty] | 1 (Unlimited) |  |  |  |  | 1 |  |  | Bulk |  |  |  | 255833 |  |  | - |  |  |  |  | Butt Splice, Closed End, Single Opening | Crimp | [7 empty] | 8-18 AWG |  |  |  |  | 40 | https://www.unikeyic.com/media/datasheet/c1/5d/3bdf/c15d3bdfb48f3887ce680dd87ad71537.pdf | https://www.unikeyic.com/products/wire-splice-terminals/320788/6637704.html
3208511 | PHOENIX CONTACT | 1: 1.8614 10: 1.5167 50: 1.2797 150: 1.17 500: 1.1068 1,000: 1.05 | Phoenix,Double layer terminal block,PTTB1,5/S,Phoenix Double layer terminal, PTTB 1.5/Sseries, double layer, grey, Push-in termination, 16A |  |  |  |  | Gray | [7 empty] | 16 A | 5 A |  |  | - | [12 empty] | Polyamide (PA), Nylon | UL94 V-0 | Not Applicable |  |  | 2 | 4 |  |  |  | Bulk | [6 empty] | CLIPLINE PTTB |  | 8mm |  | 3.5mm |  |  | Push In, Spring |  |  | 500V | 600V |  |  |  | 14-26 AWG | 0.14-1.5mm² |  |  |  | https://www.unikeyic.com/media/datasheet/04/ef/5734/04ef5734f943d87ea31c121356b8192c.pdf | https://www.unikeyic.com/products/wire-splice-terminals/3208511/26332247.html
3208540 | PHOENIX CONTACT | 50: 2.8579 | Phoenix Contact Double Terminal Block PTTB 1.5/S-PV, Gray, Push-In, 16A |  |  |  |  | Gray | [7 empty] | 16 A | 5 A |  |  | - | [12 empty] | Polyamide (PA), Nylon | UL94 V-0 | Not Applicable |  |  | 2; Connected | 4 |  |  |  | Bulk | [6 empty] | CLIPLINE PTTB |  | 8mm |  | 3.5mm |  |  | Push In, Spring |  |  | 500V | 600V |  |  |  | 14-26 AWG | 0.14-1.5mm² |  |  | 1492 | https://www.unikeyic.com/media/datasheet/e6/11/0dc8/e6110dc847ac161b3f295347b9f230d7.pdf | https://www.unikeyic.com/products/wire-splice-terminals/3208540/26232158.html
3208694 | PHOENIX CONTACT | 1: 26.949 | Phoenix Contact FC4-PCB/8 Pluggable Terminal Block Receptacle, FC Series, 320V, Solder Mount |  |  |  |  | Gray | [7 empty] | 30A |  |  |  | - |  |  | 90°, Right Angle | [11 empty] | 1 (Unlimited) |  | Through Hole | 2 | 8 |  |  | -50°C ~ 100°C | Bulk | 0.240" (6.10mm) | 4 |  | 6162213 |  |  | CLIPLINE COMBI UT | [6 empty] | Solder |  |  | 320 V |  |  |  |  | - | - |  |  | 9 | https://www.unikeyic.com/media/datasheet/42/19/2853/42/82540c4cc199b3c2654095b2a4af6d44.pdf | https://www.unikeyic.com/products/wire-splice-terminals/3208694/13531624.html
3208736 | PHOENIX CONTACT | 1: 35.9545 | Phoenix Contact Connector FC4-PCB/10, PCB Mount |  |  |  |  | Gray | [7 empty] | 30A |  |  |  | - |  |  | 90°, Right Angle | [11 empty] | 1 (Unlimited) |  | Through Hole | 2 | 10 |  |  | -50°C ~ 100°C | Bulk | 0.240" (6.10mm) | 5 |  | 6162211 |  |  | CLIPLINE COMBI UT | [6 empty] | Solder |  |  | 320 V |  |  |  |  | - | - |  |  | 16 | https://www.unikeyic.com/media/datasheet/82/fc/87ef/82fc87ef46ea5516a607ba29264bcbaf.pdf | https://www.unikeyic.com/products/wire-splice-terminals/3208736/1162892.html
3209604 | PHOENIX CONTACT | 50: 1.4331 | Phoenix Contact Double Terminal Block PTTBS 2.5 Series, Double, Gray, Push-In Termination, 22A |  |  |  |  | Gray | [7 empty] | 22 A | 20 A |  |  | - | [12 empty] | Polyamide (PA), Nylon | UL94 V-0 | 1 (Unlimited) |  |  | 2 | 4 |  |  |  | Box | [6 empty] | CLIPLINE PTTB |  | 10mm |  | 5.2mm |  |  | Push In, Spring |  |  | 500V | 600V |  |  |  | 12-26 AWG | 0.14-4mm² |  |  | 400 | https://www.unikeyic.com/media/datasheet/0e/3d/11b9/0e3d11b904234e18cc3dab3f3e507b8a.pdf | https://www.unikeyic.com/products/wire-splice-terminals/3209604/9405919.html
3209617 | PHOENIX CONTACT | 1: 1.9624 | Phoenix Contact Double-Level Terminal Block, PTTBS2.5BU, 4 POS, DIN Rail, 22A |  |  |  |  | Blue | [7 empty] | 22 A | 20 A |  |  | - | [12 empty] | Polyamide (PA), Nylon | UL94 V-0 | 1 (Unlimited) |  |  | 2 | 4 |  |  |  | Box | [6 empty] | CLIPLINE PTTB |  | 10mm |  | 5.2mm |  |  | Push In, Spring |  |  | 500V | 600V |  |  |  | 12-26 AWG | 0.14-4mm² |  |  | 23 | https://www.unikeyic.com/media/datasheet/d2/bd/f5ff/d2/544cfbbf64b45c2c6585e2bfb5cb2498.pdf | https://www.unikeyic.com/products/wire-splice-terminals/3209617/26120969.html
321026 | TE Connectivity | 1,000: 0.2326 2,000: 0.2286 4,000: 0.2237 | TE Connectivity Wire-to-Board Connector, PLASTI-GRIP Series, Flat, 26-22 AWG, 15.75mm L, Yellow |  |  | 3210 |  | Yellow | [11 empty] | Serrated Mating Area | [7 empty] | Fully Insulated | [6 empty] | 1 (Unlimited) |  |  |  |  | 2 |  |  | Bulk | [6 empty] | Plasti-Grip |  |  |  |  | Butt Splice, Inline, Individual Openings | Crimp | [7 empty] | 22-26 AWG |  |  |  |  | 1000 | https://www.unikeyic.com/media/datasheet/9d/fa/95ac/9dfa95acd4d75c50b53ffe167b997a46.pdf | https://www.unikeyic.com/products/wire-splice-terminals/321026/16784158.html
3210567 | PHOENIX CONTACT | 1: 1.018 10: 0.9667 50: 0.9194 100: 0.8877 | Phoenix,Double layer terminal block,PTTB2,5,Phoenix Double layer terminal, PTTB 2.5series, double layer, grey, Push-in termination, 22A |  |  |  |  | Gray | [7 empty] | 26 A | 5 A |  |  | - | [12 empty] | Polyamide (PA), Nylon | UL94 V-0 | 1 (Unlimited) |  |  | 2 | 4 |  |  |  | Box |  |  |  | 2263923 |  |  | CLIPLINE PTTB |  | 10mm |  | 5.2mm |  |  | Push In, Spring |  |  | 500V | 600V |  |  |  | 12-26 AWG | 0.14-4mm² |  |  |  | https://www.unikeyic.com/media/datasheet/e3/56/d33b/e3/1ecd6adc510e9b070273d82505b67cb7.pdf | https://www.unikeyic.com/products/wire-splice-terminals/3210567/680464.html
3210570 | PHOENIX CONTACT | 50: 1.1661 | Phoenix,Double layer terminal block,PTTB2,5BU,Phoenix Double layer terminal, PTTB 2.5 BUseries, double layer, Blue, Push-in termination, 22A |  |  |  |  | Blue | [7 empty] | 22 A | 20 A |  |  | - | [12 empty] | Polyamide (PA), Nylon | UL94 V-0 | 1 (Unlimited) |  |  | 2 | 4 |  |  |  | Box |  |  |  | 2263784 |  |  | CLIPLINE PTTB |  | 10mm |  | 5.2mm |  |  | Push In, Spring |  |  | 500V | 600V |  |  |  | 12-26 AWG | 0.14-4mm² |  |  | 650 | https://www.unikeyic.com/media/datasheet/1d/42/b3e7/1d42b3e75949f1eba19ba9250593cf97.pdf | https://www.unikeyic.com/products/wire-splice-terminals/3210570/30888586.html
3210602 | PHOENIX CONTACT | 1: 13.819 10: 13.3255 100: 13.3255 250: 13.3255 500: 13.3255 | Phoenix,Double layer terminal block,PTTBS2,5-TWIN-PE, |  |  |  |  | Green, Yellow | [11 empty] | - | [12 empty] | Polyamide (PA), Nylon | UL94 V-0 | 1 (Unlimited) |  |  | 2 | 6 |  |  |  | Bulk | [6 empty] | CLIPLINE PTTB |  | 10mm |  | 5.2mm |  |  | Push In, Spring |  |  | - | - |  |  |  | 12-26 AWG | 0.14-4mm² |  |  | 49 | https://www.unikeyic.com/media/datasheet/4e/85/f8a7/4e/15c64d528ba59211bae0e5707c1aa86b.pdf | https://www.unikeyic.com/products/wire-splice-terminals/3210602/22553525.html
3210609 | PHOENIX CONTACT | 50: 5.9875 | Phoenix,Double layer terminal block,PTTBS2,5-QUATTRO,Conn Double-Level Terminal Block 8 POS Spring Clamp T DIN Rail 20A |  |  |  |  | Gray | [7 empty] | 24 A | 20 A |  |  | - | [12 empty] | Polyamide (PA), Nylon | UL94 V-0 | 1 (Unlimited) |  |  | 2 | 8 |  |  |  | Bulk | [6 empty] | CLIPLINE PTTB |  | 10mm |  | 5.2mm |  |  | Push In, Spring |  |  | 800V | 600V |  |  |  | 12-26 AWG | 0.14-4mm² |  |  | 5412 | https://www.unikeyic.com/media/datasheet/c9/88/95d4/c98895d43813e0bef20a3ccb474b5961.pdf | https://www.unikeyic.com/products/wire-splice-terminals/3210609/8871532.html
3210611 | PHOENIX CONTACT | 12: 14.828 28: 14.234 | Phoenix,Double layer terminal block,PTTBS2,5-QUATTRO-PE,Phoenix Double layer terminal, PTTBS 2.5-QUATTRO-PEseries, Push-in termination |  |  |  |  | Green, Yellow | [11 empty] | - | [12 empty] | Polyamide (PA), Nylon | UL94 V-0 | 1 (Unlimited) |  |  | 2 | 8 |  |  |  | Bulk |  |  |  | 5699655 |  |  | CLIPLINE PTTB |  | 10mm |  | 5.2mm |  |  | Push In, Spring |  |  | - | - |  |  |  | 12-26 AWG | 0.14-4mm² |  |  | 75 | https://www.unikeyic.com/media/datasheet/73/5e/bcef/735ebceff4f0e974877849576c2122a4.pdf | https://www.unikeyic.com/products/wire-splice-terminals/3210611/3316743.html
3210907 | PHOENIX CONTACT | 1: 7.0454 | Phoenix Contact Double-Level Terminal Block PTTB2,5/2P-PV F 4 POS T DIN Rail 22A | [12 empty] | 22 A | 20 A |  |  | - |  |  |  | 2.165" (55.00mm) | Gray |  |  |  |  | 2.815" (71.50mm) |  |  | Polyamide (PA), Nylon | UL94 V-0 | 1 (Unlimited) |  | DIN Rail | 2 | 4 |  |  | - | Box | [6 empty] | CLIPLINE PTTB |  | 10mm |  | 5.2mm |  |  | Plug Receptacles, Push In, Spring |  |  | 500 V | 600 V |  |  |  | 12-24 AWG | 0.14-4mm² |  |  | 440 | https://www.unikeyic.com/media/datasheet/22/95/61e5/22/809521d156bb69fb01a48e4f609a92dd.pdf | https://www.unikeyic.com/products/wire-splice-terminals/3210907/29995909.html
3210994 | PHOENIX CONTACT | 1: 1.5653 | Phoenix,Double layer terminal block,PTTB2,5-L/N,Phoenix Double layer terminal, PTTB 2.5-L/Nseries, double layer, grey, Push-in termination, 22A |  |  |  |  | Gray | [7 empty] | 22 A | 20 A |  |  | - | [12 empty] | Polyamide (PA), Nylon | UL94 V-0 | 1 (Unlimited) |  |  | 2 | 4 |  |  |  | Box | [6 empty] | CLIPLINE PTTB |  | 10mm |  | 5.2mm |  |  | Push In, Spring |  |  | 500V | 300V |  |  |  | 12-26 AWG | 0.14-4mm² |  |  | 30 | https://www.unikeyic.com/media/datasheet/e1/52/aeae/e152aeae4ea33d07a2f3201eaf13e30f.pdf | https://www.unikeyic.com/products/wire-splice-terminals/3210994/14809256.html
3211456 | PHOENIX CONTACT | 1: 11.7634 | Phoenix,Double layer terminal block,PTTB2,5-LA24RD,Phoenix Breaking terminal, PTU 4-TG-Pseries, grey, Push-in termination, 20A |  |  |  |  | Gray | [7 empty] | 20 A | 20 A |  |  | LED | [12 empty] | Polyamide (PA), Nylon | UL94 V-0 | 1 (Unlimited) |  |  | 2; Connected | 4 |  |  |  | Box | [6 empty] | CLIPLINE PTTB |  | 10mm |  | 5.2mm |  |  | Push In, Spring |  |  | 500V | 300V |  |  |  | 12-24 AWG | 0.14-4mm² |  |  | 80 | https://www.unikeyic.com/media/datasheet/41/a0/7881/41/6726c5c5f96034840dd8ee5ccd867574.pdf | https://www.unikeyic.com/products/wire-splice-terminals/3211456/2412791.html
3211793 | PHOENIX CONTACT | 20: 5.643 | Phoenix Contact PTTB4BU Push-In Terminal Block, Double Layer, Blue, 28A |  |  |  |  | Blue | [7 empty] | 28 A | 28 A |  |  | - | [12 empty] | Polyamide (PA), Nylon | UL94 V-0 | 1 (Unlimited) |  |  | 2 | 4 |  |  |  | Box | [6 empty] | CLIPLINE PTTB |  | 10mm |  | 6.2mm |  |  | Push In, Spring |  |  | 500V | 600V |  |  |  | 10-24 AWG | 0.2-4mm² |  |  | 45 | https://www.unikeyic.com/media/datasheet/dc/b5/ef03/dc/429b81b8407c054234e4f967265780b6.pdf | https://www.unikeyic.com/products/wire-splice-terminals/3211793/2697665.html
3211825 | PHOENIX CONTACT | 50: 5.3676 | Phoenix Contact PTTB4-PV Double Terminal Block, Gray, Push-In Termination, 30A |  |  |  |  | Gray | [7 empty] | 30 A | 30 A |  |  | - | [12 empty] | Polyamide (PA), Nylon | UL94 V-0 | 1 (Unlimited) |  |  | 2; Connected | 4 |  |  |  | Box | [6 empty] | CLIPLINE PTTB |  | 10mm |  | 6.2mm |  |  | Push In, Spring |  |  | 500V | 600V |  |  |  | 10-24 AWG | 0.2-4mm² |  |  | 2320 | https://www.unikeyic.com/media/datasheet/c7/42/16ff/c7/42e299c85b8877b44a24783a578da4c4.pdf | https://www.unikeyic.com/products/wire-splice-terminals/3211825/10017777.html
3211832 | PHOENIX CONTACT | 1: 3.6675 | Phoenix Contact Double-level Terminal Block PTTBS4, Push-in, 0.2-6mm² AWG 24-10, 6.2mm, Gray, NS 35/7.5 & NS 35/15 |  |  |  |  | Gray | [7 empty] | 28 A |  |  |  | - | [12 empty] | Polyamide (PA), Nylon | UL94 V-0 | Not Applicable |  |  | 2 | 4 |  |  |  | Bulk | [6 empty] | CLIPLINE PT |  | 10mm ~ 12mm |  | 6.2mm |  |  | Push In |  |  | 800V | - |  |  |  | 10-24 AWG | 0.2-6mm² |  |  | 92 | https://www.unikeyic.com/media/datasheet/07/fb/9dd8/07/1460535915a6e2df1627e99cdc54951a.pdf | https://www.unikeyic.com/products/wire-splice-terminals/3211832/24789083.html
3212064 | PHOENIX CONTACT | 10: 4.6164 | Phoenix Contact PTPOWER35 High Current Terminal Block, PTPOWER 35 Series, Single Layer, Gray, Push-In Termination, 109A |  |  |  |  | Gray | [7 empty] | 125 A | 115 A |  |  | - | [12 empty] | Polyamide (PA), Nylon | UL94 V-0 | 1 (Unlimited) |  |  | 1 | 2 |  |  |  | Bulk | [6 empty] | CLIPLINE PTPOWER |  | 25mm |  | 16.0mm |  |  | Push In, Spring |  |  | 1000V | 1000V |  |  |  | 2-14 AWG | 2.5-35mm² |  |  | 190 | https://www.unikeyic.com/media/datasheet/9c/bd/b699/9c/a0e574dc09aca8badea9fde125974494.pdf | https://www.unikeyic.com/products/wire-splice-terminals/3212064/7162161.html
3212065 | PHOENIX CONTACT | 10: 10.8502 | Phoenix,High current terminal block,PTPOWER35BU, |  |  |  |  | Blue | [7 empty] | 125 A | 115 A |  |  | - | [12 empty] | Polyamide (PA), Nylon | UL94 V-0 | 1 (Unlimited) |  |  | 1 | 2 |  |  |  | Bulk | [6 empty] | CLIPLINE PTPOWER |  | 25mm |  | 16.0mm |  |  | Push In, Spring |  |  | 1000V | 1000V |  |  |  | 2-14 AWG | 2.5-35mm² |  |  | 184 | https://www.unikeyic.com/media/datasheet/80/3c/6280/803c628060e2992fce923f108232c478.pdf | https://www.unikeyic.com/products/wire-splice-terminals/3212065/2178784.html
3212068 | PHOENIX CONTACT | 1: 42.406 | Phoenix Contact High Current Terminal Block PTPOWER35-3L Gray Push-In Termination 125A |  |  |  |  | Gray | [7 empty] | 125 A | 115 A |  |  | - | [12 empty] | Polyamide (PA), Nylon | UL94 V-0 | 1 (Unlimited) |  |  | 2 | 4 |  |  |  | Bulk |  |  |  | 5875447 |  |  | CLIPLINE PTPOWER |  | 25mm |  | 48.0mm |  |  | Push In, Spring |  |  | 1000V | 1000V |  |  |  | 2-14 AWG | 2.5-35mm² |  |  | 4 | https://www.unikeyic.com/media/datasheet/e1/23/8704/e1/0ac1a8a11d9cb24f41295ffbe4e3d5b6.pdf | https://www.unikeyic.com/products/wire-splice-terminals/3212068/34616992.html
3212069 | PHOENIX CONTACT | 1: 53.8649 | Phoenix Contact High-Current Terminal Block PTPOWER35-3L/N 8 POS T DIN Rail 125A |  |  |  |  | Blue, Gray | [7 empty] | 125 A | 115 A |  |  | - | [12 empty] | Polyamide (PA), Nylon | UL94 V-0 | 1 (Unlimited) |  |  | 2 | 4 |  |  |  | Bulk | [6 empty] | CLIPLINE PTPOWER |  | 25mm |  | 48.0mm |  |  | Push In, Spring |  |  | 1000V | 1000V |  |  |  | 2-14 AWG | 2.5-35mm² |  |  | 57 | https://www.unikeyic.com/media/datasheet/14/4a/67bc/14/d367cb7d2e22ce28a91bb59c54cde653.pdf | https://www.unikeyic.com/products/wire-splice-terminals/3212069/438991.html
3212071 | PHOENIX CONTACT | 1: 25.5608 | Phoenix,High current terminal block,PTPOWER35-3L/N/FE,Phoenix Component wiring strip, PTPOWER 35series, Push-in termination, 125A |  |  |  |  | Black, Blue, Gray, Yellow | [7 empty] | 125 A | 115 A |  |  | - | [12 empty] | Polyamide (PA), Nylon | UL94 V-0 | 1 (Unlimited) |  |  | 2 | 4 |  |  |  | Bulk | [6 empty] | CLIPLINE PTPOWER |  | 25mm |  | 48.0mm |  |  | Push In, Spring |  |  | 1000V | 1000V |  |  |  | 2-14 AWG | 2.5-35mm² |  |  | 1 | https://www.unikeyic.com/media/datasheet/f5/9e/c21c/f59ec21c1c4f8571ec54b6dff11677df.pdf | https://www.unikeyic.com/products/wire-splice-terminals/3212071/20891920.html
3212076 | PHOENIX CONTACT | 1: 55.4239 | Phoenix,High current terminal block,PTPOWER35-3L/N/FE-F,Conn High-Current Terminal Block 10 POS T DIN Rail 125A | [12 empty] | 125 A | 115 A |  |  | - |  |  |  | 2.689" (68.30mm) | Black, Blue, Gray, Yellow |  |  |  |  | 4.732" (120.19mm) |  |  | Polyamide (PA), Nylon | UL94 V-0 | 1 (Unlimited) |  | Direct Mount | 2 | 4 |  |  | - | Bulk |  |  |  | 5875454 |  |  | CLIPLINE PTPOWER |  | 25mm |  | 80.0mm |  |  | Push In, Spring |  |  | 1 kV | 600 V |  |  |  | 2-14 AWG | 2.5-35mm² |  |  | 2 | https://www.unikeyic.com/media/datasheet/63/83/e0fd/6383e0fd87742fae2c5e13ce054e10a6.pdf | https://www.unikeyic.com/products/wire-splice-terminals/3212076/20006251.html
3212078 | PHOENIX CONTACT | 10: 8.6999 | Phoenix Contact PTPOWER35-F, Terminal Block, 2 POS, DIN Rail, 125A | [12 empty] | 125 A | 115 A |  |  | - |  |  |  | 2.453" (62.30mm) | Gray |  |  |  |  | 3.606" (91.59mm) |  |  | Polyamide (PA), Nylon | UL94 V-0 | 1 (Unlimited) |  | Direct Mount | 1 | 2 |  |  | - | Bulk | [6 empty] | CLIPLINE PTPOWER |  | 25mm |  | 16.0mm |  |  | Push In, Spring |  |  | 1 kV | 600 V |  |  |  | 2-14 AWG | 2.5-35mm² |  |  | 10 | https://www.unikeyic.com/media/datasheet/a5/fd/3360/a5/2296a946a72c99b0b962138690a734b5.pdf | https://www.unikeyic.com/products/wire-splice-terminals/3212078/31804106.html
3212439 | PHOENIX CONTACT | 1: 1.4431 | Phoenix Contact PTTB 1.5/S/2P Series Double Layer Terminal, Gray, Push-In, 16A | [12 empty] | 16 A | 15 A |  |  | - |  |  |  | 1.972" (50.10mm) | Gray |  |  |  |  | 2.728" (69.30mm) |  |  | Polyamide (PA), Nylon | UL94 V-0 | 1 (Unlimited) |  | DIN Rail | 2 | 4 |  |  | - | Bulk |  |  |  | 3603874 |  |  | CLIPLINE PTTB |  | 8mm |  | 3.5mm |  |  | Plug Receptacles, Push In, Spring |  |  | 500 V | 300 V |  |  |  | 14-26 AWG | 0.14-1.5mm² |  |  | 100 | https://www.unikeyic.com/media/datasheet/a8/21/8d06/a8218d0644a5fd150c2f189a40181d66.pdf | https://www.unikeyic.com/products/wire-splice-terminals/3212439/1665597.html
3213140 | PHOENIX CONTACT | 1: 8.2871 | Phoenix,High current terminal block,UKH70,Phoenix Straight-through terminal block , UKH 70series, single layer, grey, screw termination, 192A |  |  |  |  | Gray | [7 empty] | 192 A | 192 A |  |  | - | [12 empty] | Polyamide (PA), Nylon | UL94 V-0 | Not Applicable |  |  | 1 | 2 |  |  |  | Bulk | [6 empty] | CLIPLINE UKH |  | 24mm |  | 20.3mm |  |  | Screw |  |  | 1000V | 1000V |  |  |  | 3/0-6 AWG | 16-95mm² |  |  | 10 | https://www.unikeyic.com/media/datasheet/3c/98/a22a/3c98a22a70cb66dae12d5ed3839267a7.pdf | https://www.unikeyic.com/products/wire-splice-terminals/3213140/14024461.html
3213878 | PHOENIX CONTACT | 50: 2.1424 500: 2.0968 | Phoenix Contact PTTB 1.5/S/4PBU Double Deck Terminal, Blue, Insert Termination, 16A | [15 empty] | 3213878 PHOENIX CONTACT | [11 empty] | 93.9mm(Length)*3.5mm(width) | [9 empty] | -60℃~105℃ | [27 empty] | 5000 | https://www.unikeyic.com/media/datasheet/14/28/6508/14/4f52a51ba3864eced04bf8ca5294034c.pdf | https://www.unikeyic.com/products/wire-splice-terminals/3213878/22067184.html
3213968 | PHOENIX CONTACT | 1: 1.5553 | Phoenix,Terminal block installation,PTI2,5,Phoenix Non-fusible terminal blocks, PTIseries, 2road, Push-in termination, 26 → 12 awgwire_gauge, 24A, 800 V |  |  |  |  | Gray | [7 empty] | 24 A | 20 A |  |  | - | [12 empty] | Polyamide (PA), Nylon | UL94 V-0 | Not Applicable |  |  | 1 | 2 |  |  |  | Bulk | [6 empty] | CLIPLINE PTI |  | 10mm |  | 5.2mm |  |  | Push In, Spring |  |  | 800V | 600V |  |  |  | 12-26 AWG | 0.14-4mm² |  |  | 73 | https://www.unikeyic.com/media/datasheet/8f/55/3f7a/8f553f7ab0ea5a512cc2e64ce8565d4f.pdf | https://www.unikeyic.com/products/wire-splice-terminals/3213968/20264228.html
3213970 | PHOENIX CONTACT | 50: 1.9642 | Phoenix Contact PTI4 Straight Terminal Block, Gray, Push-In, 32A |  |  |  |  | Gray | [7 empty] | 32 A |  |  |  | - | [12 empty] | Polyamide (PA), Nylon | UL94 V-0 |  |  |  | 1 | 2 |  |  |  | Bulk |  |  |  | 17937925 |  |  | CLIPLINE PTI |  | 10mm ~ 12mm |  | 6.2mm |  |  | Push In |  |  | 800V | - |  |  |  | 10-24 AWG | 0.2-6mm² |  |  | 50 | https://www.unikeyic.com/media/datasheet/46/1d/3421/461d3421fa5c4c839c6f65a0a44d2299.pdf | https://www.unikeyic.com/products/wire-splice-terminals/3213970/9560706.html
3214495 | PHOENIX CONTACT | 50: 2.375 | Phoenix,Double layer terminal block,PTTBS1,5/S/2P,Phoenix Double layer terminal, PTTBS 1.5/S/2Pseries, double layer, grey, Plug-in termination, 16A | [12 empty] | 16 A | 15 A |  |  | - |  |  |  | 2.461" (62.50mm) | Gray |  |  |  |  | 3.071" (78.00mm) |  |  | Polyamide (PA), Nylon | UL94 V-0 | Not Applicable |  | DIN Rail | 2 | 4 |  |  | - | Bulk | [6 empty] | CLIPLINE PTTBS |  | 8mm |  | 3.5mm |  |  | Plug Receptacles, Push In, Spring |  |  | 500 V | 300 V |  |  |  | 14-26 AWG | 0.14-1.5mm² |  |  | 50 | https://www.unikeyic.com/media/datasheet/54/c9/8d0f/54c98d0f9b3396dff0cc2fc66aae7710.pdf | https://www.unikeyic.com/products/wire-splice-terminals/3214495/24751120.html
3214660 | PHOENIX CONTACT | 50: 2.481 | Phoenix,Double layer terminal block,PTTBS1,5/SBU,Phoenix Double layer terminal, PTTBS 1.5/S BUseries, Blue, Push-in termination, 16A |  |  |  |  | Blue | [7 empty] | 16 A | 15 A |  |  | - | [12 empty] | Polyamide (PA), Nylon | UL94 V-0 | Not Applicable |  |  | 2 | 4 |  |  |  | Bulk |  |  |  | 4473217 |  |  | CLIPLINE PTTBS |  | 8mm |  | 3.5mm |  |  | Push In, Spring |  |  | 500V | 300V |  |  |  | 14-26 AWG | 0.14-1.5mm² |  |  | 100 | https://www.unikeyic.com/media/datasheet/2c/8d/e794/2c8de79442a9585e07d537c44137bded.pdf | https://www.unikeyic.com/products/wire-splice-terminals/3214660/1910139.html
3214686 | PHOENIX CONTACT | 50: 6.8895 | Phoenix Contact PTTBS 1.5/S-PV Double Terminal Block, Push-in Termination, 16A, Gray |  |  |  |  | Gray | [7 empty] | 16 A | 15 A |  |  | - | [12 empty] | Polyamide (PA), Nylon | UL94 V-0 | Not Applicable |  |  | 2; Connected | 4 |  |  |  | Bulk | [6 empty] | CLIPLINE PTTBS |  | 8mm |  | 3.5mm |  |  | Push In, Spring |  |  | 500V | 300V |  |  |  | 14-26 AWG | 0.14-1.5mm² |  |  | 1600 | https://www.unikeyic.com/media/datasheet/03/16/c4d4/0316c4d465139a4f88379126f7220b49.pdf | https://www.unikeyic.com/products/wire-splice-terminals/3214686/18008068.html
3215042 | PHOENIX CONTACT | 50: 35.3709 500: 34.6183 | Phoenix,Double layer terminal block,PTTB2,5-ILA100,Phoenix Double layer terminal, PTTB 2.5-ILA 100series, grey, Push-in termination, 100mA | [27 empty] | 68mm(Length) | [9 empty] | -60℃~105℃ | [27 empty] | 5000 | https://www.unikeyic.com/media/about_us/Unikey_ISO_9001_Certification.pdf | https://www.unikeyic.com/products/wire-splice-terminals/3215042/22795624.html
321519 | TE Connectivity | 1,000: 0.2677 3,000: 0.2506 5,000: 0.2461 8,000: 0.2419 10,000: 0.24 25,000: 0.2319 50,000: 0.1862 100,000: 0.1838 | Splices 10-22AWG Copper Purple 31.75mm Tin Loose |  |  | 3215 |  | Purple | [11 empty] | - | [7 empty] | Fully Insulated | [6 empty] | 1 (Unlimited) |  |  |  |  | 1 |  |  | Bulk | [6 empty] | - |  |  |  |  | Butt Splice, Closed End, Single Opening | Crimp | [7 empty] | 10-22 AWG |  |  |  |  | 16963 | https://www.unikeyic.com/media/datasheet/e9/f6/434c/e9/3e50f0e967af0f31695ad0f6cb398529.pdf | https://www.unikeyic.com/products/wire-splice-terminals/321519/30473339.html
3216053 | PHOENIX CONTACT | 1: 14.6851 | Phoenix,Double layer terminal block,UKKB5BU,Phoenix Double layer terminal, UKKB 5 BUseries, double layer, Blue, Screw-down terminations |  |  |  |  | Blue | [7 empty] | 32 A | 30 A |  |  | - | [12 empty] | Polyamide (PA), Nylon | UL94 V-0 | Not Applicable |  |  | 2 | 4 |  |  |  | Bulk |  |  |  | 4473226 |  |  | CLIPLINE UKKB |  | 8mm |  | 6.2mm |  |  | Screw |  |  | 500V | 600V |  |  |  | 10-26 AWG | 0.2-4mm² |  |  | 33 | https://www.unikeyic.com/media/datasheet/2e/ae/0911/2eae091109965a5eafe8428ff19396ff.pdf | https://www.unikeyic.com/products/wire-splice-terminals/3216053/16256974.html
322276 | TE Connectivity | 15: 8.107 40: 7.777 150: 7.469 400: 7.172 | Splices Copper 28.55mm Tin Loose |  |  | 3222 |  | - | [11 empty] | Brazed Seam | [7 empty] | Non-Insulated | [6 empty] | 1 (Unlimited) |  |  |  |  | 2 |  |  | Bulk |  |  |  | 14816565 |  |  | Solistrand |  |  |  |  | Inline, Individual Openings (Parallel) | Crimp | [7 empty] | 300-350MCM (kcmil) |  |  |  |  | 1070 | https://www.unikeyic.com/media/datasheet/bf/1e/9756/bf/1609acd1b51a63980855fa8eb8ccdc0b.pdf | https://www.unikeyic.com/products/wire-splice-terminals/322276/16685841.html
322277 | TE Connectivity | 1: 19.2094 | SPLICE, SOLIS PARA 400MCM | [15 empty] | 322277 TE Connectivity | [16 empty] | Through hole mounting | [9 empty] | On sale |  | Compliant | bulk | [19 empty] | 5 | https://www.unikeyic.com/media/datasheet/2e/ea/c673/2e/75501e60ca10c1ae23b62dc033d3666b.pdf | https://www.unikeyic.com/products/wire-splice-terminals/322277/18930602.html
322324 | TE Connectivity | 10: 1.9012 100: 1.8673 250: 1.8673 500: 1.8333 1,000: 1.8333 | TE Connectivity STRATO-THERM Series Splice Wire Connector 322324, 22→16 AWG, 14.68mm L |  |  | 3223 |  | Orange | [11 empty] | Brazed Seam, Serrated Mating Area | [7 empty] | Non-Insulated | [6 empty] | 1 (Unlimited) |  |  |  |  | 2 |  |  | Bulk |  |  |  | 292727 |  |  | Strato-Therm |  |  |  |  | Butt Splice, Inline, Individual Openings | Crimp | [7 empty] | 16-22 AWG |  |  |  |  | 980 | https://www.unikeyic.com/media/datasheet/1a/94/8eba/1a948eba77c610dcd86625c4f2380edd.pdf | https://www.unikeyic.com/products/wire-splice-terminals/322324/9933088.html
322325 | TE Connectivity | 1: 4.088 | DG 22-16COM 22-18MIL HT Butt Connector |  |  | 3223 |  | Orange | [11 empty] | High Temperature, Serrated Mating Area | [7 empty] | Non-Insulated | [6 empty] | 1 (Unlimited) |  |  |  |  | 2 |  |  | Bulk | [6 empty] | Diamond Grip, Strato-Therm |  |  |  |  | Butt Splice, Inline, Individual Openings | Crimp | [7 empty] | 16-22 AWG |  |  |  |  | 473 | https://www.unikeyic.com/media/datasheet/70/19/b38b/70/e00e88f5aabbcfcbafffd34eb95ff8bb.pdf | https://www.unikeyic.com/products/wire-splice-terminals/322325/4608854.html
322326 | TE Connectivity | 1: 1.1048 | TE Connectivity wire splice connector, STRATO-THERMseries, parallel, 22 → 16 AWGwire_gauge, 7.65mmtotal length |  |  | 3223 |  | Orange | [11 empty] | Brazed Seam, High Temperature, Serrated Mating Area | [7 empty] | Non-Insulated | [6 empty] | 1 (Unlimited) |  |  |  |  | 2 |  |  | Bulk | [6 empty] | Strato-Therm |  |  |  |  | Inline, Individual Openings (Parallel) | Crimp | [7 empty] | 16-22 AWG |  |  |  |  | 46 | https://www.unikeyic.com/media/datasheet/a2/0b/8d3e/a20b8d3e7baf649ecbe077936aac6277.pdf | https://www.unikeyic.com/products/wire-splice-terminals/322326/14482485.html
322345 | TE Connectivity | 10: 1.8252 100: 1.7926 250: 1.7926 500: 1.76 1,000: 1.76 | TE Connectivity Wire Connector STRATO-THERM Series Butt Connect 16-14 AWG 14.4mm L |  |  | 3223 |  | Orange | [11 empty] | Brazed Seam, High Temperature, Serrated Mating Area | [7 empty] | Non-Insulated | [6 empty] | 1 (Unlimited) |  |  |  |  | 2 |  |  | Bulk | [6 empty] | Solistrand, Strato-Therm |  |  |  |  | Butt Splice, Inline, Individual Openings | Crimp | [7 empty] | 14-16 AWG |  |  |  |  | 833 | https://www.unikeyic.com/media/datasheet/11/c5/920d/11/93ed01b62ef97fe086d78ce44783f132.pdf | https://www.unikeyic.com/products/wire-splice-terminals/322345/31980523.html
322823 | TE Connectivity | 1: 6.578 10: 5.731 25: 5.3244 50: 4.3524 100: 4.1364 250: 3.8772 500: 3.6936 1,000: 3.51 2,000: 3.2508 | DIAMOND GRIP 22-16 HR SPLICE |  |  | 3228 |  | - | [11 empty] | Serrated Mating Area | [7 empty] | Non-Insulated | [6 empty] | 1 (Unlimited) |  |  |  |  | 2 |  |  | Bulk | [6 empty] | Diamond Grip, Strato-Therm |  |  |  |  | Butt Splice, Inline, Individual Openings | Crimp | [7 empty] | 16-22 AWG |  |  |  |  | 39 | https://www.unikeyic.com/media/datasheet/6f/9e/25ee/6f/240c44126017a586072a1fc8663c6fba.pdf | https://www.unikeyic.com/products/wire-splice-terminals/322823/27088658.html
322824 | TE Connectivity | 15,000: 0.9047 | SPLICE,SOLIS BUTT HR 16-14 CONN |  |  | 3228 |  | - | [11 empty] | Brazed Seam, Serrated Mating Area | [7 empty] | Non-Insulated | [6 empty] | 1 (Unlimited) |  |  |  |  | 2 |  |  | Bulk |  |  |  | 14813547 |  |  | Solistrand, Strato-Therm |  |  |  |  | Butt Splice, Inline, Individual Openings | Crimp | [7 empty] | 14-16 AWG |  |  |  |  | 1500000 | https://www.unikeyic.com/media/datasheet/28/d8/12c0/28/8d2c42d3db21c08207a44e05ea5f9ba8.pdf | https://www.unikeyic.com/products/wire-splice-terminals/322824/34832148.html
323696 | TE Connectivity | 1: 5.7109 10: 5.0256 100: 5.0256 250: 4.9342 500: 4.9342 1,000: 4.9342 | TE Connectivity STRATO-THERM series Flat connection wire splice connector 323696, 12 → 10 AWGWire specification, 14.4mmtotal length |  |  | 3236 |  | Orange | [11 empty] | Brazed Seam, High Temperature, Serrated Mating Area | [7 empty] | Non-Insulated | [6 empty] | 1 (Unlimited) |  |  |  |  | 2 |  |  | Bulk | [6 empty] | Strato-Therm |  |  |  |  | Butt Splice, Inline, Individual Openings | Crimp | [7 empty] | 10-12 AWG |  |  |  |  | 174 | https://www.unikeyic.com/media/datasheet/89/8d/592d/898d592d2a9f53d85628180ef09bb7e8.pdf | https://www.unikeyic.com/products/wire-splice-terminals/323696/34199832.html
323699 | TE Connectivity | 5,000: 7.6154 |  |  |  | 3236 |  | Orange | [11 empty] | High Temperature, Serrated Mating Area | [7 empty] | Non-Insulated | [6 empty] | 1 (Unlimited) |  |  |  |  | 2 |  |  | Bulk | [6 empty] | Diamond Grip, Strato-Therm |  |  |  |  | Butt Splice, Inline, Individual Openings | Crimp | [7 empty] | 10-12 AWG |  |  |  |  | 500000 | https://www.unikeyic.com/media/datasheet/e3/6c/b604/e3/39517dcde32391d5732dcd757a3f730c.pdf | https://www.unikeyic.com/products/wire-splice-terminals/323699/15151701.html
323754 | TE Connectivity | 1: 0.5625 100: 0.5161 | TE Connectivity Wire Connector, STRATO-THERM Series, Parallel, 12→10 AWG, 8.46mm Total Length |  |  | 3237 |  | - | [11 empty] | Brazed Seam, Serrated Mating Area | [7 empty] | Non-Insulated | [6 empty] | 1 (Unlimited) |  |  |  |  | 2 |  |  | Bulk |  |  |  | 292787 |  |  | Solistrand, Strato-Therm |  |  |  |  | Inline, Individual Openings (Parallel) | Crimp | [7 empty] | 10-12 AWG |  |  |  |  | 3 | https://www.unikeyic.com/media/datasheet/c7/58/f1d3/c758f1d313db2c20392c769e8d96a865.pdf | https://www.unikeyic.com/products/wire-splice-terminals/323754/1656964.html
323756 | TE Connectivity | 1: 1.092 | SPLICE,SOLIS BUTT HR 12-10 |  |  | 3237 |  | - | [11 empty] | Brazed Seam, Serrated Mating Area | [7 empty] | Non-Insulated | [6 empty] | 1 (Unlimited) |  |  |  |  | 2 |  |  | Bulk | [6 empty] | Solistrand, Strato-Therm |  |  |  |  | Butt Splice, Inline, Individual Openings | Crimp | [7 empty] | 10-12 AWG |  |  |  |  | 2450 | https://www.unikeyic.com/media/datasheet/f0/60/e014/f0/61dfa64edb6923a44c02ffd4495f473a.pdf | https://www.unikeyic.com/products/wire-splice-terminals/323756/23846443.html
323795 | TE Connectivity | 10: 0.8951 100: 0.8205 500: 0.8205 1,000: 0.8056 2,500: 0.8056 | TE Connectivity Wire Connector STRATO-THERM Series Butt Connect 16-14 AWG 14.4mm L |  |  | 3237 |  | - | [11 empty] | Brazed Seam, Serrated Mating Area | [7 empty] | Non-Insulated | [6 empty] | 1 (Unlimited) |  |  |  |  | 2 |  |  | Bulk | [6 empty] | Solistrand, Strato-Therm |  |  |  |  | Butt Splice, Inline, Individual Openings | Crimp | [7 empty] | 14-16 AWG |  |  |  |  | 5327 | https://www.unikeyic.com/media/datasheet/69/fc/56eb/69fc56ebd0c60eca1223a042e34641c7.pdf | https://www.unikeyic.com/products/wire-splice-terminals/323795/33605700.html
324001 | TE Connectivity | 1,000: 0.231 2,000: 0.2266 3,000: 0.2233 5,000: 0.2189 40,000: 0.1991 | TE Connectivity wire splice connector, SOLISTRANDseries, docking, 24 → 20 AWGwire_gauge, 12.45mmtotal length |  |  | 3240 |  | - | [11 empty] | Brazed Seam, Serrated Mating Area | [7 empty] | Non-Insulated | [6 empty] | 1 (Unlimited) |  |  |  |  | 2 |  |  | Bulk | [6 empty] | Solistrand |  |  |  |  | Butt Splice, Inline, Individual Openings | Crimp | [7 empty] | 20-24 AWG |  |  |  |  | 68282 | https://www.unikeyic.com/media/datasheet/be/55/8a03/be558a03b92c7242002f5c02c02dac1e.pdf | https://www.unikeyic.com/products/wire-splice-terminals/324001/24851923.html
3240016 | PHOENIX CONTACT | 1: 0.1721 10: 0.1386 50: 0.116 150: 0.108 500: 0.101 1,000: 0.0949 | Phoenix,Otype cable end,C-RCI1,5/M3,Ring Tongue Terminal 16-21AWG Copper Red 17.5mm Tin |  |  |  |  | Red |  | Tin | Copper | [8 empty] | - | [7 empty] | Insulated |  |  |  | 0.689" (17.50mm) | Plastic |  | 1 (Unlimited) |  | Free Hanging (In-Line) | [5 empty] | Bulk |  |  |  | 3603864 |  |  | CLIPLINE |  |  | M3 Stud |  | Circular | Crimp |  | 0.030" (0.76mm) |  |  |  |  | 0.217" (5.50mm) | 16-20 AWG | [5 empty] | https://www.unikeyic.com/media/datasheet/16/35/1a64/16351a64861a5539a0b5b5d0d1904d88.pdf | https://www.unikeyic.com/products/wire-splice-terminals/3240016/14093210.html
3240019 | PHOENIX CONTACT | 100: 0.1967 | Phoenix Contact C-RCI1,5/M5 O-Ring Cable End, Circular Terminal, Insulated Terminal, 5.3mm Inner Ring Dia |  |  |  |  | Red |  | Tin | Copper | [8 empty] | - | [7 empty] | Insulated |  |  |  | 0.854" (21.70mm) | Plastic |  | 1 (Unlimited) |  | Free Hanging (In-Line) | [5 empty] | Bulk | [6 empty] | CLIPLINE |  |  | M5 Stud |  | Circular | Crimp |  | 0.030" (0.76mm) |  |  |  |  | 0.315" (8.00mm) | 16-20 AWG |  |  |  |  | 755 | https://www.unikeyic.com/media/datasheet/db/9c/b1da/db9cb1dae6200e39dcd71e0d0b087434.pdf | https://www.unikeyic.com/products/wire-splice-terminals/3240019/1105329.html
3240021 | PHOENIX CONTACT | 100: 0.1967 | Phoenix,Otype cable end,C-RCI2,5/M3,Ring Terminal Copper Blue 20.6mm Tin |  |  |  |  | Blue |  | Tin | Copper | [8 empty] | - | [7 empty] | Insulated |  |  |  | 0.811" (20.60mm) | Plastic |  | 1 (Unlimited) |  | Free Hanging (In-Line) | [5 empty] | Bulk |  |  |  | 4458679 |  |  | CLIPLINE |  |  | M3 Stud |  | Circular | Crimp |  | 0.031" (0.79mm) |  |  |  |  | 0.260" (6.60mm) | 14-16 AWG |  |  |  |  | 1983 | https://www.unikeyic.com/media/datasheet/00/c4/c06d/00c4c06d975182a4f54a2bad5dc58c5a.pdf | https://www.unikeyic.com/products/wire-splice-terminals/3240021/34012407.html
3240023 | PHOENIX CONTACT | 100: 0.1967 | Phoenix Contact C-RCI2,5/M4 Lug Terminal Copper Blue 23mm |  |  |  |  | Blue |  | Tin | Copper | [8 empty] | - | [7 empty] | Insulated |  |  |  | 0.905" (22.99mm) | Plastic |  | 1 (Unlimited) |  | Free Hanging (In-Line) | [5 empty] | Bulk | [6 empty] | CLIPLINE |  |  | M4 Stud |  | Circular | Crimp |  | 0.031" (0.79mm) |  |  |  |  | 0.335" (8.51mm) | 14-16 AWG |  |  |  |  | 9358 | https://www.unikeyic.com/media/datasheet/0c/65/0e65/0c/420e88129e96d8b9a232edad987287dd.pdf | https://www.unikeyic.com/products/wire-splice-terminals/3240023/6886096.html
3240025 | PHOENIX CONTACT | 1: 0.1978 10: 0.1673 50: 0.1449 150: 0.1368 | Phoenix,Otype cable end,C-RCI2,5/M6,Lug Terminal Copper Blue 28.1mm |  |  |  |  | Blue |  | Tin | Copper | [8 empty] | - | [7 empty] | Insulated |  |  |  | 1.106" (28.10mm) | Plastic |  | 1 (Unlimited) |  | Free Hanging (In-Line) | [5 empty] | Bulk | [6 empty] | CLIPLINE |  |  | M6 Stud |  | Circular | Crimp |  | 0.031" (0.79mm) |  |  |  |  | 0.472" (12.00mm) | 14-16 AWG | [5 empty] | https://www.unikeyic.com/media/datasheet/cf/82/0afe/cf820afef812860d39ae30ad2db9b89c.pdf | https://www.unikeyic.com/products/wire-splice-terminals/3240025/32216062.html
3240026 | PHOENIX CONTACT | 1: 0.3229 | Phoenix Contact C-RCI2,5/M8 Lug Terminal Copper Blue 28.1mm Tin |  |  |  |  | Blue |  | Tin | Copper | [8 empty] | - | [7 empty] | Insulated |  |  |  | 1.106" (28.10mm) | Plastic |  | 1 (Unlimited) |  | Free Hanging (In-Line) | [5 empty] | Bulk | [6 empty] | CLIPLINE |  |  | M8 Stud |  | Circular | Crimp |  | 0.031" (0.79mm) |  |  |  |  | 0.472" (12.00mm) | 14-16 AWG |  |  |  |  | 400 | https://www.unikeyic.com/media/datasheet/8b/a5/3a2c/8ba53a2c59f73bff0865c227d9f24880.pdf | https://www.unikeyic.com/products/wire-splice-terminals/3240026/373134.html
3240028 | PHOENIX CONTACT | 50: 0.2932 | Phoenix,Otype cable end,C-RCI6/M5,Phoenix Contact Yellow round terminal Insulated terminal, C-RCI 6/M5series, M5bolt, 5.3mmInner ring diameter, Maximum wire gauge6mm² |  |  |  |  | Yellow |  | Tin | Copper | [8 empty] | - | [7 empty] | Insulated |  |  |  | 1.051" (26.70mm) | Plastic |  | 1 (Unlimited) |  | Free Hanging (In-Line) | [5 empty] | Bulk | [6 empty] | CLIPLINE |  |  | M5 Stud |  | Circular | Crimp |  | 0.039" (0.99mm) |  |  |  |  | 0.374" (9.50mm) | 10 AWG |  |  |  |  | 270 | https://www.unikeyic.com/media/datasheet/9c/41/7efc/9c/dbfce01f7a5eb9410f2545f12a60c7e2.pdf | https://www.unikeyic.com/products/wire-splice-terminals/3240028/17738650.html
3240029 | PHOENIX CONTACT | 25: 0.3118 | Phoenix,Otype cable end,C-RCI6/M6,Phoenix Contact round terminal Insulated terminal |  |  |  |  | Yellow |  | Tin | Copper | [8 empty] | - | [7 empty] | Insulated |  |  |  | 1.287" (32.70mm) | Plastic |  | 1 (Unlimited) |  | Free Hanging (In-Line) | [5 empty] | Bulk |  |  |  | 4458683 |  |  | CLIPLINE |  |  | M6 Stud |  | Circular | Crimp |  | 0.039" (0.99mm) |  |  |  |  | 0.472" (12.00mm) | 10-12 AWG |  |  |  |  | 12489 | https://www.unikeyic.com/media/datasheet/56/16/7394/56/69b6c35429a62c41cfd845f7ec1c88a9.pdf | https://www.unikeyic.com/products/wire-splice-terminals/3240029/3629835.html
3240030 | PHOENIX CONTACT | 25: 0.3118 | Phoenix,Otype cable end,C-RCI6/M8,Phoenix Contact round terminal Insulated terminal, 8.5mmInner ring diameter |  |  |  |  | Yellow |  | Tin | Copper | [8 empty] | - | [7 empty] | Insulated |  |  |  | 1.374" (34.90mm) | Plastic |  | 1 (Unlimited) |  | Free Hanging (In-Line) | [5 empty] | Bulk | [6 empty] | CLIPLINE |  |  | M8 Stud |  | Circular | Crimp |  | 0.039" (0.99mm) |  |  |  |  | 0.591" (15.00mm) | 10-12 AWG |  |  |  |  | 589 | https://www.unikeyic.com/media/datasheet/67/f1/5ba6/67f15ba636ec6da82dfa33fdd261c9ea.pdf | https://www.unikeyic.com/products/wire-splice-terminals/3240030/14639069.html
3240031 | PHOENIX CONTACT | 25: 0.4232 | Phoenix,Otype cable end,C-RCI6/M10, |  |  |  |  | Yellow |  | Tin | Copper | [8 empty] | - | [7 empty] | Insulated |  |  |  | 1.374" (34.90mm) | Plastic |  | 1 (Unlimited) |  | Free Hanging (In-Line) | [5 empty] | Bulk | [6 empty] | CLIPLINE |  |  | M10 Stud |  | Circular | Crimp |  | 0.039" (0.99mm) |  |  |  |  | 0.591" (15.00mm) | 10-12 AWG |  |  |  |  | 104 | https://www.unikeyic.com/media/datasheet/4c/b8/b124/4c/3bf8a86e566a5366b6f56172d9a4248f.pdf | https://www.unikeyic.com/products/wire-splice-terminals/3240031/451053.html
3240051 | PHOENIX CONTACT | 100: 0.6002 1,000: 0.5874 | Phoenix Contact Connector, C-SCFI1,5/4,8X0,8, |  |  |  |  | Red |  | Tin | Brass | [8 empty] | - |  | Female | [5 empty] | Non-Mating End Insulated |  |  |  | 0.768" (19.50mm) |  |  | 1 (Unlimited) |  | Free Hanging (In-Line) | [5 empty] | Bulk |  |  |  | 4458649 |  |  | CLIPLINE |  |  |  |  | Standard | Crimp | [7 empty] | 16-20 AWG |  |  |  |  | 10000 | https://www.unikeyic.com/media/datasheet/81/70/ac0a/81/da24b4cde237f6f832f9ef56d8d91307.pdf | https://www.unikeyic.com/products/wire-splice-terminals/3240051/8488421.html
3240056 | PHOENIX CONTACT | 50: 0.2673 | Phoenix,Connector,C-SCFI6/6,3X0,8,Slip-on Sleeve Brass Yellow 25mm |  |  |  |  | Yellow |  | Tin | Brass | [8 empty] | - |  | Female | [5 empty] | Non-Mating End Insulated |  |  |  | 0.984" (25.00mm) |  |  | 1 (Unlimited) |  | Free Hanging (In-Line) | [5 empty] | Bulk |  |  |  | 4458653 |  |  | CLIPLINE |  |  |  |  | Standard | Crimp | [7 empty] | 10-12 AWG |  |  |  |  | 356 | https://www.unikeyic.com/media/datasheet/06/fb/da7a/06fbda7ab90c4b88898be79d236ee7b2.pdf | https://www.unikeyic.com/products/wire-splice-terminals/3240056/887781.html
3240058 | PHOENIX CONTACT | 1: 0.0877 | Phoenix Contact C-SCMI1,5/6,3X0,8 Connector, Insulated Flat Terminal, Male, 6.3 x 0.8mm Tab, Max Wire 1.5mm² |  |  |  |  | Red |  | Tin | Brass | [8 empty] | - |  | Male | [5 empty] | Non-Mating End Insulated |  |  |  | 0.866" (22.00mm) |  |  | 1 (Unlimited) |  | Free Hanging (In-Line) | [5 empty] | Bulk | [6 empty] | CLIPLINE |  |  |  |  | Standard | Crimp | [7 empty] | 16-20 AWG |  |  |  |  | 50 | https://www.unikeyic.com/media/datasheet/da/0a/73e1/da0a73e1e01f0c997ca32f35f0099332.pdf | https://www.unikeyic.com/products/wire-splice-terminals/3240058/3254825.html
3240059 | PHOENIX CONTACT | 50: 0.2094 500: 0.2049 | Phoenix Contact C-SCMI2 Connector, Insulated Flat Terminal, C-SCMI Series, Male, 6.3 x 0.8mm Tab, Max Wire 2.5mm² |  |  |  |  | Blue |  | Tin | Brass | [8 empty] | - |  | Male | [5 empty] | Non-Mating End Insulated |  |  |  | 0.886" (22.50mm) |  |  | 1 (Unlimited) |  | Free Hanging (In-Line) | [5 empty] | Bulk |  |  |  | 4458655 |  |  | CLIPLINE |  |  |  |  | Standard | Crimp | [7 empty] | 14-16 AWG |  |  |  |  | 5000 | https://www.unikeyic.com/media/datasheet/c1/3b/9515/c13b9515f82fcc0f2482567c853014d1.pdf | https://www.unikeyic.com/products/wire-splice-terminals/3240059/13661927.html
3240060 | PHOENIX CONTACT | 50: 0.499 500: 0.4884 | Phoenix Contact Connector, C-SCMI6/6,3X0,8, Insulated Flat Terminal, C-SCMI Series, Male, 6.3 x 0.8mm Tab, Max Wire 6mm² |  |  |  |  | Yellow |  | Tin | Brass | [8 empty] | - |  | Male | [5 empty] | Non-Mating End Insulated |  |  |  | 0.965" (24.51mm) |  |  | 1 (Unlimited) |  | Free Hanging (In-Line) | [5 empty] | Bulk | [6 empty] | CLIPLINE |  |  |  |  | Standard | Crimp | [7 empty] | 10-12 AWG |  |  |  |  | 5000 | https://www.unikeyic.com/media/datasheet/11/bd/3fb2/11bd3fb27a54f65ad89376afd86a774c.pdf | https://www.unikeyic.com/products/wire-splice-terminals/3240060/20484361.html
3240061 | PHOENIX CONTACT | 10: 0.3274 100: 0.2933 500: 0.2933 1,000: 0.2881 2,500: 0.2881 | Butt Terminal 15-20AWG Copper Red 25mm |  |  |  |  | Red | [11 empty] | - | [7 empty] | Fully Insulated | [6 empty] | 1 (Unlimited) |  |  |  |  | 2 |  |  | Bulk | [6 empty] | - |  |  |  |  | Butt Splice, Inline, Individual Openings | Crimp | [7 empty] | 16-20 AWG |  |  |  |  | 205 | https://www.unikeyic.com/media/datasheet/21/6c/f991/216cf9919953c48f32c400b66fe7ca5f.pdf | https://www.unikeyic.com/products/wire-splice-terminals/3240061/24457478.html
3240062 | PHOENIX CONTACT | 50: 0.1967 | Butt Connector Blue F |  |  |  |  | Blue | [11 empty] | - | [7 empty] | Fully Insulated | [6 empty] | 1 (Unlimited) |  |  |  |  | 2 |  |  | Bulk | [6 empty] | - |  |  |  |  | Butt Splice, Inline, Individual Openings | Crimp | [7 empty] | 14-16 AWG |  |  |  |  | 30107 | https://www.unikeyic.com/media/datasheet/be/cd/e01d/be/bc889ae0922718c49e29037e285280f2.pdf | https://www.unikeyic.com/products/wire-splice-terminals/3240062/14585365.html
3240063 | PHOENIX CONTACT | 25: 0.4444 125: 0.4312 | Phoenix Contact Wire-to-Board Connector, Flat, Yellow |  |  |  |  | Yellow | [11 empty] | - | [7 empty] | Fully Insulated | [6 empty] | 1 (Unlimited) |  |  |  |  | 2 |  |  | Bulk | [6 empty] | - |  |  |  |  | Butt Splice, Inline, Individual Openings | Crimp | [7 empty] | 10-12 AWG |  |  |  |  | 75 | https://www.unikeyic.com/media/datasheet/2a/00/1036/2a0010367090f6738757d2166d315aa6.pdf | https://www.unikeyic.com/products/wire-splice-terminals/3240063/24419613.html
3240070 | PHOENIX CONTACT | 100: 0.2556 | Phoenix Contact C-RC1/M3DIN Circular Terminal Bare Terminal 3.2mm Inner Diameter |  |  |  |  | - |  | Tin | Copper | [8 empty] | - | [7 empty] | Non-Insulated |  |  |  | 0.551" (14.00mm) | - |  | 1 (Unlimited) |  | Free Hanging (In-Line) | [5 empty] | Bulk | [6 empty] | CLIPLINE |  |  | M3 Stud |  | Circular | Crimp |  | 0.031" (0.79mm) |  |  |  |  | 0.236" (6.00mm) | 18-20 AWG |  |  |  |  | 400 | https://www.unikeyic.com/media/datasheet/9b/71/3724/9b/86c34ea92b4b54c33067f625cc16b6c9.pdf | https://www.unikeyic.com/products/wire-splice-terminals/3240070/34676055.html
3240073 | PHOENIX CONTACT | 1: 0.2301 | Phoenix,Otype cable end,C-RC1/M5DIN, |  |  |  |  | - |  | Tin | Electrolytic Copper | [8 empty] | - | [7 empty] | Non-Insulated |  |  |  | 0.709" (18.00mm) | - |  | 1 (Unlimited) |  | Free Hanging (In-Line) | [5 empty] | Bulk | [6 empty] | CLIPLINE |  |  | M5 Stud |  | Circular | Crimp |  | 0.031" (0.79mm) |  |  |  |  | 0.394" (10.00mm) | 18-20 AWG |  |  |  |  | 531 | https://www.unikeyic.com/media/datasheet/ce/e1/5fd2/ce/1a80e196875d34411b3c2012aa2f01e1.pdf | https://www.unikeyic.com/products/wire-splice-terminals/3240073/19483749.html
3240074 | PHOENIX CONTACT | 1: 0.2339 | Phoenix,Otype cable end,C-RC1/M6DIN,Lug Terminal Copper Silver 18mm |  |  |  |  | - |  | Tin | Electrolytic Copper | [8 empty] | - | [7 empty] | Non-Insulated |  |  |  | 0.709" (18.01mm) | - |  | 1 (Unlimited) |  | Free Hanging (In-Line) | [5 empty] | Bulk |  |  |  | 4458693 |  |  | CLIPLINE |  |  | M6 Stud |  | Circular | Crimp |  | 0.031" (0.79mm) |  |  |  |  | 0.394" (10.00mm) | 18-20 AWG |  |  |  |  | 800 | https://www.unikeyic.com/media/datasheet/29/6a/80cf/29/a4b718e7ef988c0c3d639fc06a111f83.pdf | https://www.unikeyic.com/products/wire-splice-terminals/3240074/11313453.html
3240076 | PHOENIX CONTACT | 100: 0.2116 | Phoenix Contact Ring Cable Terminal C-RC2.5/M3DIN Phoenix Contact Circular Terminal Bare Terminal 3.2mm Inner Dia |  |  |  |  | - |  | Tin | Copper | [8 empty] | - | [7 empty] | Non-Insulated |  |  |  | 0.551" (14.00mm) | - |  | 1 (Unlimited) |  | Free Hanging (In-Line) | [5 empty] | Bulk | [6 empty] | CLIPLINE |  |  | M3 Stud |  | Circular | Crimp |  | 0.031" (0.79mm) |  |  |  |  | 0.236" (6.00mm) | 14-18 AWG |  |  |  |  | 5196 | https://www.unikeyic.com/media/datasheet/ed/f8/eebb/edf8eebb919f0e0cdb4f4ae15578bac3.pdf | https://www.unikeyic.com/products/wire-splice-terminals/3240076/2262223.html
3240078 | PHOENIX CONTACT | 1: 0.1867 10: 0.1577 50: 0.1366 150: 0.1289 500: 0.122 1,000: 0.1158 | Phoenix,Otype cable end,C-RC2,5/M4DIN,Phoenix Contact round terminal Bare terminal, 4.3mmInner ring diameter |  |  |  |  | - |  | Tin | Electrolytic Copper | [8 empty] | - | [7 empty] | Non-Insulated |  |  |  | 0.630" (16.00mm) | - |  | 1 (Unlimited) |  | Free Hanging (In-Line) | [5 empty] | Bulk | [6 empty] | CLIPLINE |  |  | M4 Stud |  | Circular | Crimp |  | 0.031" (0.79mm) |  |  |  |  | 0.315" (8.00mm) | 14-18 AWG | [5 empty] | https://www.unikeyic.com/media/datasheet/a7/a9/b39a/a7/fa7987454c2c132ce1a8df2c4ecfbfb3.pdf | https://www.unikeyic.com/products/wire-splice-terminals/3240078/15215629.html
3240081 | PHOENIX CONTACT | 100: 0.4968 500: 0.4428 | Phoenix Contact C-RC2.5/M8DIN Lug Terminal Copper Silver 24mm |  |  |  |  | - |  | Tin | Electrolytic Copper | [8 empty] | - | [7 empty] | Non-Insulated |  |  |  | 0.945" (24.00mm) | - |  | 1 (Unlimited) |  | Free Hanging (In-Line) | [5 empty] | Bulk | [6 empty] | CLIPLINE |  |  | M8 Stud |  | Circular | Crimp |  | 0.031" (0.79mm) |  |  |  |  | 0.551" (14.00mm) | 14-18 AWG |  |  |  |  | 1200 | https://www.unikeyic.com/media/datasheet/54/47/6a10/01/13d2daca8c5fbcac809dd236f44fb86b.pdf | https://www.unikeyic.com/products/wire-splice-terminals/3240081/25089202.html
3240084 | PHOENIX CONTACT | 50: 0.3638 | Phoenix,Otype cable end,C-RC6/M5DIN,Lug Terminal Copper Silver 20mm |  |  |  |  | - |  | Tin | Copper | [8 empty] | - | [7 empty] | Non-Insulated |  |  |  | 0.787" (20.00mm) | - |  | 1 (Unlimited) |  | Free Hanging (In-Line) | [5 empty] | Bulk | [6 empty] | CLIPLINE |  |  | M5 Stud |  | Circular | Crimp |  | 0.039" (0.99mm) |  |  |  |  | 0.394" (10.00mm) | 10-14 AWG |  |  |  |  | 1049 | https://www.unikeyic.com/media/datasheet/39/79/f82f/39/f010e1a7545c087c984898e6522a64bb.pdf | https://www.unikeyic.com/products/wire-splice-terminals/3240084/9218330.html
3240085 | PHOENIX CONTACT | 50: 0.3749 | Phoenix Contact Ring Cable Terminal, C-RC6/M6DIN, Lug Terminal, Copper, Silver Plated, 22mm |  |  |  |  | - |  | Tin | Copper | [8 empty] | - | [7 empty] | Non-Insulated |  |  |  | 0.866" (22.00mm) | - |  | 1 (Unlimited) |  | Free Hanging (In-Line) | [5 empty] | Bulk |  |  |  | 3603841 |  |  | CLIPLINE |  |  | M6 Stud |  | Circular | Crimp |  | 0.039" (0.99mm) |  |  |  |  | 0.433" (11.00mm) | 10-14 AWG |  |  |  |  | 135 | https://www.unikeyic.com/media/datasheet/3c/83/06fe/3c/f66028085383e527d3a4ff29f0617434.pdf | https://www.unikeyic.com/products/wire-splice-terminals/3240085/15068268.html
3240086 | PHOENIX CONTACT | 1: 0.4492 | Phoenix Contact C-RC6/M8DIN Lug Terminal Copper Silver 26mm |  |  |  |  | - |  | Tin | Copper | [8 empty] | - | [7 empty] | Non-Insulated |  |  |  | 1.024" (26.00mm) | - |  | 1 (Unlimited) |  | Free Hanging (In-Line) | [5 empty] | Bulk | [6 empty] | CLIPLINE |  |  | M8 Stud |  | Circular | Crimp |  | 0.039" (0.99mm) |  |  |  |  | 0.551" (14.00mm) | 10-14 AWG |  |  |  |  | 452 | https://www.unikeyic.com/media/datasheet/6f/0a/e876/6f0ae8765bb089a92f6a99d920b956a5.pdf | https://www.unikeyic.com/products/wire-splice-terminals/3240086/15578883.html
3240087 | PHOENIX CONTACT | 5: 0.7935 | Phoenix Contact C-RC6/M10DIN Lug Terminal, Copper, Silver Plated, 30mm |  |  |  |  | - |  | Tin | Copper | [8 empty] | - | [7 empty] | Non-Insulated |  |  |  | 1.181" (30.00mm) | - |  | 1 (Unlimited) |  | Free Hanging (In-Line) | [5 empty] | Bulk | [6 empty] | CLIPLINE |  |  | M10 Stud |  | Circular | Crimp |  | 0.039" (0.99mm) |  |  |  |  | 0.709" (18.00mm) | 10-14 AWG |  |  |  |  | 909 | https://www.unikeyic.com/media/datasheet/fe/e4/84d1/fee484d1fa586757326c93c315de809f.pdf | https://www.unikeyic.com/products/wire-splice-terminals/3240087/28655108.html
3240089 | PHOENIX CONTACT | 1: 0.4136 10: 0.3484 50: 0.3034 100: 0.2871 300: 0.2747 | Phoenix,Otype cable end,C-RC10/M5DIN,Lug Terminal Copper Silver 21mm |  |  |  |  | - |  | Tin | Copper | [8 empty] | - | [7 empty] | Non-Insulated |  |  |  | 0.827" (21.00mm) | - |  | 1 (Unlimited) |  | Free Hanging (In-Line) | [5 empty] | Bulk | [6 empty] | CLIPLINE |  |  | M5 Stud |  | Circular | Crimp |  | 0.043" (1.10mm) |  |  |  |  | 0.394" (10.00mm) | 8 AWG | [5 empty] | https://www.unikeyic.com/media/datasheet/54/fb/7da2/54fb7da2ec39be640c63c53ffe2554f9.pdf | https://www.unikeyic.com/products/wire-splice-terminals/3240089/18128385.html
3240090 | PHOENIX CONTACT | 1: 0.3169 | Phoenix,Otype cable end,C-RC10/M6DIN,Lug Terminal Copper Silver 23mm |  |  |  |  | - |  | Tin | Copper | [8 empty] | - | [7 empty] | Non-Insulated |  |  |  | 0.906" (23.00mm) | - |  | 1 (Unlimited) |  | Free Hanging (In-Line) | [5 empty] | Bulk | [6 empty] | CLIPLINE |  |  | M6 Stud |  | Circular | Crimp |  | 0.043" (1.10mm) |  |  |  |  | 0.433" (11.00mm) | 8 AWG |  |  |  |  | 58 | https://www.unikeyic.com/media/datasheet/10/62/455b/1062455b3613d7e5e9d7305cffab8e04.pdf | https://www.unikeyic.com/products/wire-splice-terminals/3240090/28702100.html
3240092 | PHOENIX CONTACT | 25: 1.173 100: 1.067 | Phoenix Contact C-RC10/M10DIN Circular Terminal, Bare Terminal, 10.5mm Inner Dia |  |  |  |  | - |  | Tin | Electrolytic Copper | [8 empty] | - | [7 empty] | Non-Insulated |  |  |  | 1.181" (30.00mm) | - |  | 1 (Unlimited) |  | Free Hanging (In-Line) | [5 empty] | Bulk | [6 empty] | CLIPLINE |  |  | M10 Stud |  | Circular | Crimp |  | 0.043" (1.10mm) |  |  |  |  | 0.709" (18.00mm) | 8 AWG |  |  |  |  | 500 | https://www.unikeyic.com/media/datasheet/a2/31/8762/a23187624815956cb15c47cc1cbf9948.pdf | https://www.unikeyic.com/products/wire-splice-terminals/3240092/11119464.html
3240093 | PHOENIX CONTACT | 1: 1.469 | Phoenix Contact C-RC10/M12DIN Lug Terminal Copper Silver 34mm |  |  |  |  | - |  | Tin | Electrolytic Copper | [8 empty] | - | [7 empty] | Non-Insulated |  |  |  | 1.339" (34.00mm) | - |  | 1 (Unlimited) |  | Free Hanging (In-Line) | [5 empty] | Bulk |  |  |  | 4458702 |  |  | CLIPLINE |  |  | M12 Stud |  | Circular | Crimp |  | 0.043" (1.10mm) |  |  |  |  | 0.866" (22.00mm) | 8 AWG |  |  |  |  | 96 | https://www.unikeyic.com/media/datasheet/93/45/3bef/93/7f020e69faaa6386d0a848c105268f5d.pdf | https://www.unikeyic.com/products/wire-splice-terminals/3240093/17363058.html
3240094 | PHOENIX CONTACT | 20: 1.4835 100: 1.3284 | Phoenix Contact Lug Terminal, Copper, Silver Plated, 26mm |  |  |  |  | - |  | Tin | Electrolytic Copper | [8 empty] | - | [7 empty] | Non-Insulated |  |  |  | 1.024" (26.00mm) | - |  | 1 (Unlimited) |  | Free Hanging (In-Line) | [5 empty] | Bulk | [6 empty] | CLIPLINE |  |  | M5 Stud |  | Circular | Crimp |  | 0.043" (1.10mm) |  |  |  |  | 0.433" (11.00mm) | 6 AWG |  |  |  |  | 200 | https://www.unikeyic.com/media/datasheet/55/71/1164/55/2c7b6be7990cdcaaf0581244cd6a4a51.pdf | https://www.unikeyic.com/products/wire-splice-terminals/3240094/33185695.html
3240101 | PHOENIX CONTACT | 10: 2.53 50: 2.2572 100: 2.1492 | Phoenix Contact C-RC25/M8DIN Lug Terminal, Copper, Silver Plated, 33mm |  |  |  |  | - |  | Tin | Electrolytic Copper | [8 empty] | - | [7 empty] | Non-Insulated |  |  |  | 1.299" (33.00mm) | - |  | 1 (Unlimited) |  | Free Hanging (In-Line) | [5 empty] | Bulk | [6 empty] | CLIPLINE |  |  | M8 Stud |  | Circular | Crimp |  | 0.059" (1.50mm) |  |  |  |  | 0.630" (16.00mm) | 4 AWG |  |  |  |  | 414 | https://www.unikeyic.com/media/datasheet/8b/39/5cd9/8b395cd93f5f66a478de51df535ce2ed.pdf | https://www.unikeyic.com/products/wire-splice-terminals/3240101/2931250.html
3240105 | PHOENIX CONTACT | 1: 0.9938 | Phoenix Contact C-RC35/M6DIN Lug Terminal, Copper, Silver Plated, 34mm |  |  |  |  | - |  | Tin | Electrolytic Copper | [8 empty] | - | [7 empty] | Non-Insulated |  |  |  | 1.339" (34.00mm) | - |  | 1 (Unlimited) |  | Free Hanging (In-Line) | [5 empty] | Bulk | [6 empty] | CLIPLINE |  |  | M6 Stud |  | Circular | Crimp |  | 0.063" (1.60mm) |  |  |  |  | 0.591" (15.00mm) | 2 AWG |  |  |  |  | 50 | https://www.unikeyic.com/media/datasheet/5f/38/809f/5f/36b6928f2c6595ca6c38a57feba59796.pdf | https://www.unikeyic.com/products/wire-splice-terminals/3240105/6322805.html
3240112 | PHOENIX CONTACT | 1: 4.901 | Phoenix Contact C-RC50/M10DIN Ring Terminal, Copper, Silver Plated, 43mm |  |  |  |  | - |  | Tin | Copper | [8 empty] | - | [7 empty] | Non-Insulated |  |  |  | 1.693" (43.00mm) | - |  | 1 (Unlimited) |  | Free Hanging (In-Line) | [5 empty] | Bulk | [6 empty] | CLIPLINE |  |  | M10 Stud |  | Circular | Crimp |  | 0.071" (1.80mm) |  |  |  |  | 0.709" (18.00mm) | 1/0 AWG |  |  |  |  | 107 | https://www.unikeyic.com/media/datasheet/bd/9b/0270/bd/e8b147c309641ab5df9f354d2fe45f20.pdf | https://www.unikeyic.com/products/wire-splice-terminals/3240112/7965543.html
3240113 | PHOENIX CONTACT | 1: 4.9045 | Phoenix Contact C-RC50/M12DIN Lug Terminal, Copper, Silver Plated, 47mm |  |  |  |  | - |  | Tin | Electrolytic Copper | [8 empty] | - | [7 empty] | Non-Insulated |  |  |  | 1.850" (47.00mm) | - |  | 1 (Unlimited) |  | Free Hanging (In-Line) | [5 empty] | Bulk | [6 empty] | CLIPLINE |  |  | M12 Stud |  | Circular | Crimp |  | 0.071" (1.80mm) |  |  |  |  | 0.866" (22.00mm) | 1/0 AWG |  |  |  |  | 19 | https://www.unikeyic.com/media/datasheet/da/65/1a58/da/06ec10f93a758855bf18ef8a2874df92.pdf | https://www.unikeyic.com/products/wire-splice-terminals/3240113/525467.html
3240114 | PHOENIX CONTACT | 100: 3.9115 1,000: 3.8283 | Phoenix Contact C-RC50/M16DIN Ring Terminal |  |  |  |  | - |  | Tin | Electrolytic Copper | [8 empty] | - | [7 empty] | Non-Insulated |  |  |  | 2.126" (54.00mm) | - |  | 1 (Unlimited) |  | Free Hanging (In-Line) | [5 empty] | Bulk | [6 empty] | CLIPLINE |  |  | M16 Stud |  | Circular | Crimp |  | 0.071" (1.80mm) |  |  |  |  | 1.102" (27.99mm) | 1/0 AWG |  |  |  |  | 10000 | https://www.unikeyic.com/media/datasheet/75/0a/178a/75/ae11dc2fa17123f8bcbacd2f4e51c3b7.pdf | https://www.unikeyic.com/products/wire-splice-terminals/3240114/21018931.html
3240119 | PHOENIX CONTACT | 100: 4.8431 1,000: 4.7401 | Phoenix Contact C-RC70/M16DIN Lug Terminal Copper 56mm |  |  |  |  | - |  | - | Copper | [8 empty] | - | [7 empty] | Non-Insulated |  |  |  | 2.205" (56.00mm) | - |  | 1 (Unlimited) |  | Free Hanging (In-Line) | [5 empty] | Bulk | [6 empty] | CLIPLINE |  |  | M16 Stud |  | Circular | Crimp |  | 0.079" (2.01mm) |  |  |  |  | 1.102" (27.99mm) | 2/0 AWG |  |  |  |  | 10000 | https://www.unikeyic.com/media/datasheet/d9/05/312f/d9/7a21aa999569b33703b6330c2dc26301.pdf | https://www.unikeyic.com/products/wire-splice-terminals/3240119/14895623.html
3240121 | PHOENIX CONTACT | 50: 6.9193 500: 6.772 | Phoenix Contact C-RC95/M10DIN Ring Terminal |  |  |  |  | - |  | Tin | Electrolytic Copper | [8 empty] | - | [7 empty] | Non-Insulated |  |  |  | 2.126" (54.00mm) | - |  | 1 (Unlimited) |  | Free Hanging (In-Line) | [5 empty] | Bulk | [6 empty] | CLIPLINE |  |  | M10 Stud |  | Circular | Crimp |  | 0.098" (2.49mm) |  |  |  |  | 0.945" (24.00mm) | 3/0 AWG |  |  |  |  | 5000 | https://www.unikeyic.com/media/datasheet/59/3f/5034/59/e7364411f336c71d2eeced5c8201a5d0.pdf | https://www.unikeyic.com/products/wire-splice-terminals/3240121/22994172.html
3240122 | PHOENIX CONTACT | 32: 3.454 | Phoenix,Otype cable end,C-RC95/M12DIN, |  |  |  |  | - |  | Tin | Electrolytic Copper | [8 empty] | - | [7 empty] | Non-Insulated |  |  |  | 2.126" (54.00mm) | - |  | 1 (Unlimited) |  | Free Hanging (In-Line) | [5 empty] | Bulk | [6 empty] | CLIPLINE |  |  | M12 Stud |  | Circular | Crimp |  | 0.098" (2.49mm) |  |  |  |  | 0.945" (24.00mm) | 3/0 AWG |  |  |  |  | 40 | https://www.unikeyic.com/media/datasheet/8d/89/e710/8d89e7100e46c7a5e2945477164e010e.pdf | https://www.unikeyic.com/products/wire-splice-terminals/3240122/9297551.html
3240125 | PHOENIX CONTACT | 25: 10.6459 125: 9.581 | Phoenix Contact C-RC120/M10DIN Ring Terminal, Silver, Bare, C-RC Series, M10 Bolt, 10.5mm ID, Max Wire 120mm² |  |  |  |  | - |  | - | Copper | [8 empty] | - | [7 empty] | Non-Insulated |  |  |  | 2.205" (56.00mm) | - |  | 1 (Unlimited) |  | Free Hanging (In-Line) | [5 empty] | Bulk | [6 empty] | CLIPLINE |  |  | M10 Stud |  | Circular | Crimp |  | 0.118" (3.00mm) |  |  |  |  | 0.945" (24.00mm) | 250MCM (kcmil) |  |  |  |  | 25 | https://www.unikeyic.com/media/datasheet/c4/5d/72df/c4/bb45256ecff41858004bb0442ca7f466.pdf | https://www.unikeyic.com/products/wire-splice-terminals/3240125/7996090.html
3240128 | PHOENIX CONTACT | 25: 12.6556 250: 12.3864 | Phoenix,Otype cable end,C-RC150/M10DIN, |  |  |  |  | - |  | - | Copper | [8 empty] | - | [7 empty] | Non-Insulated |  |  |  | 2.559" (65.00mm) | - |  | 1 (Unlimited) |  | Free Hanging (In-Line) | [5 empty] | Bulk | [6 empty] | CLIPLINE |  |  | M10 Stud |  | Circular | Crimp |  | 0.126" (3.20mm) |  |  |  |  | 1.181" (30.00mm) | 300MCM (kcmil) |  |  |  |  | 2500 | https://www.unikeyic.com/media/datasheet/b6/74/a102/b6/62dad26169af57957667e2328a18e2ab.pdf | https://www.unikeyic.com/products/wire-splice-terminals/3240128/26739047.html
3240131 | PHOENIX CONTACT | 20: 18.2036 200: 17.8163 | Phoenix,Otype cable end,C-RC185/M10DIN, |  |  |  |  | - |  | - | Copper | [8 empty] | - | [7 empty] | Non-Insulated |  |  |  | 2.913" (74.00mm) | - |  | 1 (Unlimited) |  | Free Hanging (In-Line) | [5 empty] | Bulk | [6 empty] | CLIPLINE |  |  | M10 Stud |  | Circular | Crimp |  | 0.138" (3.51mm) |  |  |  |  | 1.417" (36.00mm) | 350MCM (kcmil) |  |  |  |  | 2000 | https://www.unikeyic.com/media/datasheet/3c/9b/5460/3c9b5460b5ba05f1c03071c8a2767760.pdf | https://www.unikeyic.com/products/wire-splice-terminals/3240131/20167847.html
3240135 | PHOENIX CONTACT | 10: 23.4236 100: 22.9252 | Phoenix,Otype cable end,C-RC240/M12DIN,Phoenix Contact round terminal Bare terminal, 13mmInner ring diameter |  |  |  |  | - |  | - | Copper | [8 empty] | - | [7 empty] | Non-Insulated |  |  |  | 2.953" (75.00mm) | - |  | 1 (Unlimited) |  | Free Hanging (In-Line) | [5 empty] | Bulk | [6 empty] | CLIPLINE |  |  | M12 Stud |  | Circular | Crimp |  | 0.157" (3.99mm) |  |  |  |  | 1.500" (38.10mm) | 500MCM (kcmil) |  |  |  |  | 1000 | https://www.unikeyic.com/media/datasheet/66/73/2d4d/66732d4d075fb0fc4f96f7431235f2e3.pdf | https://www.unikeyic.com/products/wire-splice-terminals/3240135/5374618.html
3240154 | PHOENIX CONTACT | 100: 0.3175 1,000: 0.3108 | Phoenix Contact C-SCF 1.5/4.8X0.5 Flat Terminal Block |  |  |  |  | - |  | Tin | Brass | [8 empty] | - |  | Female | [5 empty] | Non-Insulated |  |  |  | 0.614" (15.60mm) |  |  | 1 (Unlimited) |  | Free Hanging (In-Line) | [5 empty] | Bulk |  |  |  | 4458658 |  |  | CLIPLINE |  |  |  |  | Standard | Crimp | [7 empty] | 16-20 AWG |  |  |  |  | 10000 | https://www.unikeyic.com/media/datasheet/1b/ca/a57f/1bcaa57f9a44ba968257178b38e0779d.pdf | https://www.unikeyic.com/products/wire-splice-terminals/3240154/24822830.html
3240156 | PHOENIX CONTACT | 1: 48.4488 | Phoenix Contact C-SCF 1.5/6.3X0.8 Series Terminal Block, Flat Type |  |  |  |  | - |  | Tin | Brass | [8 empty] | - |  | Female | [5 empty] | Non-Insulated |  |  |  | 0.756" (19.20mm) |  |  | 1 (Unlimited) |  | Free Hanging (In-Line) | [5 empty] | Bulk | [6 empty] | CLIPLINE |  |  |  |  | Standard | Crimp | [7 empty] | 16-20 AWG |  |  |  |  | 500 | https://www.unikeyic.com/media/datasheet/7a/69/772b/7a/277fa37bd7ee43f2a62943b470d42741.pdf | https://www.unikeyic.com/products/wire-splice-terminals/3240156/1329384.html
3240159 | PHOENIX CONTACT | 10: 0.6632 100: 0.5943 500: 0.5836 1,000: 0.573 2,500: 0.573 | Phoenix,Connector,C-SCF2,5/6,3X0,8, |  |  |  |  | - |  | Tin | Brass | [8 empty] | - |  | Female | [5 empty] | Non-Insulated |  |  |  | 0.756" (19.20mm) |  |  | 1 (Unlimited) |  | Free Hanging (In-Line) | [5 empty] | Bulk | [6 empty] | CLIPLINE |  |  |  |  | Standard | Crimp | [7 empty] | 14-16 AWG |  |  |  |  | 234 | https://www.unikeyic.com/media/datasheet/cb/32/2cf2/cb/25fe67df132a20849141e5c5c38b6e79.pdf | https://www.unikeyic.com/products/wire-splice-terminals/3240159/7895834.html
3240160 | PHOENIX CONTACT | 100: 0.4013 1,000: 0.3927 | Phoenix Contact Connector, C-SCF6/6, 3x0.8mm, 8 Pos |  |  |  |  | - |  | Tin | Brass | [8 empty] | - |  | Female | [5 empty] | Non-Insulated |  |  |  | 0.756" (19.20mm) |  |  | 1 (Unlimited) |  | Free Hanging (In-Line) | [5 empty] | Bulk | [6 empty] | CLIPLINE |  |  |  |  | Standard | Crimp | [7 empty] | 10-12 AWG |  |  |  |  | 10000 | https://www.unikeyic.com/media/datasheet/9c/b8/a114/9c/100c983d247aeda2bfc42b76d9f3095c.pdf | https://www.unikeyic.com/products/wire-splice-terminals/3240160/23289992.html
3240162 | PHOENIX CONTACT | 100: 0.4222 1,000: 0.4132 | Phoenix Contact Connector C-SCM2,5/6,3X0,8 |  |  |  |  | - |  | Tin | Brass | [8 empty] | - |  | Male | [5 empty] | Non-Insulated |  |  |  | 0.787" (20.00mm) |  |  | 1 (Unlimited) |  | Free Hanging (In-Line) | [5 empty] | Bulk |  |  |  | 4458666 |  |  | CLIPLINE |  |  |  |  | Standard | Crimp | [7 empty] | 14-16 AWG |  |  |  |  | 10000 | https://www.unikeyic.com/media/datasheet/d9/73/15a1/d97315a1b4a70945ee5d4415124f24b8.pdf | https://www.unikeyic.com/products/wire-splice-terminals/3240162/33169935.html
3240210 | PHOENIX CONTACT | 1: 5.9178 | Phoenix Contact Shielded Terminal, SKS8, Clamp, SKS 8 Series, For Busbar Shielding |  |  |  |  | - | [12 empty] | CLIPLINE Series | [13 empty] | 1 (Unlimited) |  |  |  | - |  |  |  | Bulk | [6 empty] | CLIPLINE | [18 empty] | 10 | https://www.unikeyic.com/media/datasheet/5a/3e/1327/5a/651d385efbfe6b7a3e3552feca9da935.pdf | https://www.unikeyic.com/products/wire-splice-terminals/3240210/31781113.html
3240211 | PHOENIX CONTACT | 1: 13.5117 | Phoenix Contact Shielded Terminal Block SKS14 |  |  |  |  | - | [12 empty] | CLIPLINE Series | [13 empty] | 1 (Unlimited) |  |  |  | - |  |  |  | Bulk |  |  |  | 3603826 |  |  | CLIPLINE | [18 empty] | 14 | https://www.unikeyic.com/media/datasheet/45/47/6337/4547633789b93e0a20301a203f20cb05.pdf | https://www.unikeyic.com/products/wire-splice-terminals/3240211/10115994.html
3240212 | PHOENIX CONTACT | 10: 15.6739 100: 15.3404 | Phoenix Contact SKS20 Shielded Terminal Block |  |  |  |  | - | [12 empty] | CLIPLINE Series | [13 empty] | 1 (Unlimited) |  |  |  | - |  |  |  | Bulk |  |  |  | 4458852 |  |  | CLIPLINE | [18 empty] | 1000 | https://www.unikeyic.com/media/datasheet/6d/80/0285/6d8002858775afcf99097aef0373a743.pdf | https://www.unikeyic.com/products/wire-splice-terminals/3240212/4920845.html
3240213 | PHOENIX CONTACT | 1: 5.728 | Phoenix Contact Shielded Terminal, SKS8-D, Clamping Extension Connector, SKS 8-D Series, For Conductive Mounting Plate |  |  |  |  | - | [12 empty] | CLIPLINE Series | [13 empty] | 1 (Unlimited) |  |  |  | - |  |  |  | Bulk | [6 empty] | CLIPLINE | [18 empty] | 8 | https://www.unikeyic.com/media/datasheet/21/b1/53b3/21b153b35cdf6a5ede643aab13379f7b.pdf | https://www.unikeyic.com/products/wire-splice-terminals/3240213/33621894.html
3240214 | PHOENIX CONTACT | 10: 12.4315 | Phoenix,Shield Terminal,SKS14-D,Phoenix Clip Extension Link Clip, SKS 14-Dseries, For Conductive Mounting Plate |  |  |  |  | - | [12 empty] | CLIPLINE Series | [13 empty] | 1 (Unlimited) |  |  |  | - |  |  |  | Bulk | [6 empty] | CLIPLINE | [18 empty] | 219 | https://www.unikeyic.com/media/datasheet/b7/0f/2d00/b7/f7bd78b515db492530d8a61723099851.pdf | https://www.unikeyic.com/products/wire-splice-terminals/3240214/27278196.html
3240215 | PHOENIX CONTACT | 10: 16.6001 | Phoenix Contact SKS20-D Shielded Terminal Block, Clamping Extension Connector, SKS 20-D Series, For Conductive Mounting Plate |  |  |  |  | - | [12 empty] | CLIPLINE Series | [13 empty] | 1 (Unlimited) |  |  |  | - |  |  |  | Bulk | [6 empty] | CLIPLINE | [18 empty] | 437 | https://www.unikeyic.com/media/datasheet/1f/f5/bb14/1ff5bb14b2073ee523f26903f6768420.pdf | https://www.unikeyic.com/products/wire-splice-terminals/3240215/29711820.html
3240217 | PHOENIX CONTACT | 10: 14.6131 100: 14.3022 | Phoenix Contact SKS14-NS35 Connector Accessories Shield Clamp Straight Silver |  |  |  |  | - | [12 empty] | CLIPLINE Series | [13 empty] | 1 (Unlimited) |  |  |  | - |  |  |  | Bulk | [6 empty] | CLIPLINE | [18 empty] | 1000 | https://www.unikeyic.com/media/datasheet/de/8f/91f6/de/3d74097839be8fbc708f264ae743ed24.pdf | https://www.unikeyic.com/products/wire-splice-terminals/3240217/33988647.html
3240219 | PHOENIX CONTACT | 1: 2.1196 | Phoenix,Otype cable end,C-RCI10/M5,Ring Tongue Terminal Copper Red 31.3mm |  |  |  |  | Red |  | Tin | Copper | [8 empty] | - | [7 empty] | Insulated |  |  |  | 1.232" (31.30mm) | Plastic |  | 1 (Unlimited) |  | Free Hanging (In-Line) | [5 empty] | Bulk | [6 empty] | CLIPLINE |  |  | M5 Stud |  | Circular | Crimp |  | 0.043" (1.10mm) |  |  |  |  | 0.394" (10.00mm) | 8 AWG |  |  |  |  | 516 | https://www.unikeyic.com/media/datasheet/f9/64/5068/f9/86697e7d8bcae2533b3bae12e99e51c5.pdf | https://www.unikeyic.com/products/wire-splice-terminals/3240219/30021663.html
3240220 | PHOENIX CONTACT | 50: 2.1158 | Phoenix Contact C-RCI10/M6 Ring Terminal |  |  |  |  | Red |  | Tin | Copper | [8 empty] | - | [7 empty] | Insulated |  |  |  | 1.232" (31.30mm) | Plastic |  | 1 (Unlimited) |  | Free Hanging (In-Line) | [5 empty] | Bulk | [6 empty] | CLIPLINE |  |  | M6 Stud |  | Circular | Crimp |  | 0.043" (1.10mm) |  |  |  |  | 0.433" (11.00mm) | 8 AWG |  |  |  |  | 720 | https://www.unikeyic.com/media/datasheet/fb/a9/50d8/fb/425607e2a6bed144fe2ba1263a6a2534.pdf | https://www.unikeyic.com/products/wire-splice-terminals/3240220/1964396.html
3240221 | PHOENIX CONTACT | 1: 2.1196 | Phoenix,Otype cable end,C-RCI10/M8,Ring Tongue Terminal Copper Red 37.3mm Tin |  |  |  |  | Red |  | Tin | Copper | [8 empty] | - | [7 empty] | Insulated |  |  |  | 1.468" (37.29mm) | Plastic |  | 1 (Unlimited) |  | Free Hanging (In-Line) | [5 empty] | Bulk | [6 empty] | CLIPLINE |  |  | M8 Stud |  | Circular | Crimp |  | 0.043" (1.10mm) |  |  |  |  | 0.551" (14.00mm) | 8 AWG |  |  |  |  | 160 | https://www.unikeyic.com/media/datasheet/32/c7/704d/32c7704d75e997de2f09cb98de637314.pdf | https://www.unikeyic.com/products/wire-splice-terminals/3240221/32878885.html
3241202 | PHOENIX CONTACT | 100: 1.2282 1,000: 1.2021 | Phoenix Contact Ring Cable Terminal, C-RCEI 1,5/M3,5 |  |  |  |  | Red |  | Tin | Copper | [8 empty] | - | [7 empty] | Insulated |  |  |  | 0.689" (17.50mm) | - |  | 1 (Unlimited) |  | Free Hanging (In-Line) | [5 empty] | Bulk |  |  |  | 5188842 |  |  | - |  |  | M3.5 Stud |  | Circular | Crimp |  | 0.029" (0.74mm) |  |  |  |  | 0.217" (5.50mm) | 16-20 AWG |  |  |  |  | 10000 | https://www.unikeyic.com/media/datasheet/5d/45/9330/5d/35161d6b4c794af5323e2f04238e6296.pdf | https://www.unikeyic.com/products/wire-splice-terminals/3241202/1830392.html
3241204 | PHOENIX CONTACT | 100: 1.2282 1,000: 1.2021 | Phoenix Contact C-RCEI1,5/M5 Ring Terminal |  |  |  |  | Red |  | Tin | Copper | [8 empty] | - | [7 empty] | Insulated |  |  |  | 0.854" (21.70mm) | - |  | 1 (Unlimited) |  | Free Hanging (In-Line) | [5 empty] | Bulk | [6 empty] | - |  |  | M5 Stud |  | Circular | Crimp |  | 0.029" (0.74mm) |  |  |  |  | 0.315" (8.00mm) | 16-20 AWG |  |  |  |  | 10000 | https://www.unikeyic.com/media/datasheet/eb/f5/b6bd/ebf5b6bd68b4f0c89a5a990ac323cc99.pdf | https://www.unikeyic.com/products/wire-splice-terminals/3241204/26716193.html
3241206 | PHOENIX CONTACT | 100: 1.2282 1,000: 1.2021 | Phoenix Contact Circular Cable Terminal, C-RCEI2,5/M3,5 |  |  |  |  | Blue |  | Tin | Copper | [8 empty] | - | [7 empty] | Insulated |  |  |  | 0.811" (20.60mm) | - |  | 1 (Unlimited) |  | Free Hanging (In-Line) | [5 empty] | Bulk | [6 empty] | - |  |  | M3.5 Stud |  | Circular | Crimp |  | 0.032" (0.81mm) |  |  |  |  | 0.260" (6.60mm) | 14-16 AWG |  |  |  |  | 10000 | https://www.unikeyic.com/media/datasheet/1e/59/1892/1e/9c1903a513df1ccc5b989a29dcb89871.pdf | https://www.unikeyic.com/products/wire-splice-terminals/3241206/4622619.html
3241209 | PHOENIX CONTACT | 100: 1.5144 1,000: 1.4821 | Phoenix,Otype cable end,C-RCEI2,5/M6, |  |  |  |  | Blue |  | Tin | Copper | [8 empty] | - | [7 empty] | Insulated |  |  |  | 1.106" (28.10mm) | - |  | 1 (Unlimited) |  | Free Hanging (In-Line) | [5 empty] | Bulk | [6 empty] | - |  |  | M6 Stud |  | Circular | Crimp |  | 0.032" (0.81mm) |  |  |  |  | 0.472" (12.00mm) | 14-16 AWG |  |  |  |  | 10000 | https://www.unikeyic.com/media/datasheet/3c/03/a7ae/3c03a7ae035c232a179c57fe237c1c88.pdf | https://www.unikeyic.com/products/wire-splice-terminals/3241209/11044346.html
3241210 | PHOENIX CONTACT | 100: 1.8982 1,000: 1.8578 | Phoenix Contact O-Type Cable End, C-RCEI2,5/M8 |  |  |  |  | Blue |  | Tin | Copper | [8 empty] | - | [7 empty] | Insulated |  |  |  | 1.106" (28.10mm) | - |  | 1 (Unlimited) |  | Free Hanging (In-Line) | [5 empty] | Bulk | [6 empty] | - |  |  | M8 Stud |  | Circular | Crimp |  | 0.032" (0.81mm) |  |  |  |  | 0.472" (12.00mm) | 14-16 AWG |  |  |  |  | 10000 | https://www.unikeyic.com/media/datasheet/e8/30/da5d/e8/0b8696b30a15d6ae216c5037a474d015.pdf | https://www.unikeyic.com/products/wire-splice-terminals/3241210/3914649.html
3241212 | PHOENIX CONTACT | 1: 2.613 | Phoenix,Otype cable end,C-RCEI6/M6, |  |  |  |  | Yellow |  | Tin | Copper | [8 empty] | - | [7 empty] | Insulated |  |  |  | 1.287" (32.69mm) | - |  | 1 (Unlimited) |  | Free Hanging (In-Line) | [5 empty] | Bulk | [6 empty] | - |  |  | M6 Stud |  | Circular | Crimp |  | 0.039" (0.99mm) |  |  |  |  | 0.472" (12.00mm) | 10-12 AWG |  |  |  |  | 90 | https://www.unikeyic.com/media/datasheet/64/5a/9ef1/645a9ef1608f4ef7e4605eecf45fd2dd.pdf | https://www.unikeyic.com/products/wire-splice-terminals/3241212/33560733.html
3241213 | PHOENIX CONTACT | 100: 1.8982 1,000: 1.8578 | Phoenix Contact C-RCEI6/M8, Ring Terminal |  |  |  |  | Yellow |  | Tin | Copper | [8 empty] | - | [7 empty] | Insulated |  |  |  | 1.374" (34.90mm) | - |  | 1 (Unlimited) |  | Free Hanging (In-Line) | [5 empty] | Bulk | [6 empty] | - |  |  | M8 Stud |  | Circular | Crimp |  | 0.039" (0.99mm) |  |  |  |  | 0.591" (15.00mm) | 10-12 AWG |  |  |  |  | 10000 | https://www.unikeyic.com/media/datasheet/ab/7e/d18c/ab/3f8a232c6af49a968817e6270635cdfe.pdf | https://www.unikeyic.com/products/wire-splice-terminals/3241213/26893246.html
324138 | TE Connectivity | 218: 0.506 10,000: 0.506 25,000: 0.418 100,000: 0.352 | Conn Terminals Splice Terminal 16-22AWG Copper Natural/Red Tin Loose |  |  | 3241 |  | Natural | [11 empty] | - | [7 empty] | Fully Insulated | [6 empty] | 1 (Unlimited) |  |  |  |  | 2 |  |  | Bulk |  |  |  | 1136262 |  |  | Plasti-Grip |  |  |  |  | Butt Splice, Inline, Individual Openings | Crimp | [7 empty] | 16-22 AWG |  |  |  |  | 1000 | https://www.unikeyic.com/media/datasheet/68/07/b8fc/68/20bbaa58cde5aac1d4266f64d463666a.pdf | https://www.unikeyic.com/products/wire-splice-terminals/324138/23173313.html
324444 | TE Connectivity | 1: 14.3458 10: 13.5427 | Seamless Tubular Tin-Plated Copper Parallel Connector for 2 AWG to 1000 MCM Wires, C-Type Crimp Tool Install |  |  | 3244 |  | - | [11 empty] | - | [7 empty] | Non-Insulated | [6 empty] | 1 (Unlimited) |  |  |  |  | 2 |  |  | Bulk | [6 empty] | Ampower |  |  |  |  | Inline, Individual Openings (Parallel) | Crimp | [7 empty] | 2/0 AWG |  |  |  |  | 2 | https://www.unikeyic.com/media/datasheet/71/c1/d309/71/835d556e54983d7f3518389816bd450e.pdf | https://www.unikeyic.com/products/wire-splice-terminals/324444/13496059.html
324446 | TE Connectivity | 5: 21.054 50: 16.2225 100: 15.5505 250: 15.393 500: 15.246 750: 15.0885 1,000: 14.9415 | Seamless Tin-Plated Copper Parallel Connector for 2 AWG to 1000 MCM, C Crimp Tool |  |  | 3244 |  | - | [11 empty] | - | [7 empty] | Non-Insulated | [6 empty] | 1 (Unlimited) |  |  |  |  | 2 |  |  | Bulk | [6 empty] | Ampower |  |  |  |  | Inline, Individual Openings (Parallel) | Crimp | [7 empty] | 4/0 AWG |  |  |  |  | 500 | https://www.unikeyic.com/media/datasheet/49/d7/4c54/49/ba41c6ec128379cb3a2b38bd7a05bff2.pdf | https://www.unikeyic.com/products/wire-splice-terminals/324446/1438615.html
324448 | TE Connectivity | 25: 14.5044 50: 13.02 125: 12.18 250: 11.424 375: 11.3925 500: 11.067 | Seamless Tin-Plated Copper Parallel Connector for 2 AWG to 1000 MCM, C Crimp Tool |  |  | 3244 |  | - | [11 empty] | - | [7 empty] | Non-Insulated | [6 empty] | 1 (Unlimited) |  |  |  |  | 2 |  |  | Bulk | [6 empty] | Ampower |  |  |  |  | Inline, Individual Openings (Parallel) | Crimp | [7 empty] | 300MCM (kcmil) |  |  |  |  | 556 | https://www.unikeyic.com/media/datasheet/4f/b9/02b4/4fb902b4b7d7fc38bf88b3bbb8c36584.pdf | https://www.unikeyic.com/products/wire-splice-terminals/324448/15900475.html
324449 | TE Connectivity | 1: 27.255 10: 21.8592 25: 19.1268 100: 18.468 250: 17.8956 | Tin-Plated Copper Seamless Tubular Parallel Splice, 2 AWG to 1000 MCM, C-Type Crimp Tool Install |  |  | 3244 |  | - | [11 empty] | - | [7 empty] | Non-Insulated | [6 empty] | 1 (Unlimited) |  |  |  |  | 2 |  |  | Bulk | [6 empty] | Ampower |  |  |  |  | Inline, Individual Openings (Parallel) | Crimp | [7 empty] | 350MCM (kcmil) |  |  |  |  | 1 | https://www.unikeyic.com/media/datasheet/67/e8/4ed9/67/8ea15d1ad424cbf578a30b8e6bdd48db.pdf | https://www.unikeyic.com/products/wire-splice-terminals/324449/34646369.html
324452 | TE Connectivity | 25: 24.843 50: 23.658 100: 22.5295 250: 21.1206 500: 20.1139 | Seamless Tubular Tin-Plated Copper Parallel Connector for 2 AWG to 1000 MCM Wires, C-Type Crimp Tool Install |  |  | 3244 |  | - | [11 empty] | - | [7 empty] | Non-Insulated | [6 empty] | 1 (Unlimited) |  |  |  |  | 2 |  |  | Bulk | [6 empty] | Ampower |  |  |  |  | Inline, Individual Openings (Parallel) | Crimp | [7 empty] | 600MCM (kcmil) |  |  |  |  | 250 | https://www.unikeyic.com/media/datasheet/b3/e2/b7c1/b3/0ed184e9602b8f28ab23ab6573f1abfb.pdf | https://www.unikeyic.com/products/wire-splice-terminals/324452/2547012.html
324453 | TE Connectivity | 7: 16.72 100: 16.72 200: 14.751 250: 13.805 500: 12.881 | Seamless Tubular Tin-Plated Copper Parallel Connector for 2 AWG to 1000 MCM Wires, C-Type Crimp Tool Install |  |  | 3244 |  | - | [11 empty] | - | [7 empty] | Non-Insulated | [6 empty] | 1 (Unlimited) |  |  |  |  | 2 |  |  | Bulk | [6 empty] | Ampower |  |  |  |  | Inline, Individual Openings (Parallel) | Crimp | [7 empty] | 700MCM (kcmil) |  |  |  |  | 350 | https://www.unikeyic.com/media/datasheet/d1/70/ba96/d1/2e2b0d72ae9b27c21a807850fc69d99b.pdf | https://www.unikeyic.com/products/wire-splice-terminals/324453/7112645.html
324454 | TE Connectivity | 100: 29.3308 | Tin-Plated Copper Seamless Tubular Parallel Connector for 2 AWG-1000 MCM Wires, C-Type Crimp Tool |  |  | 3244 |  | - | [11 empty] | - | [7 empty] | Non-Insulated | [6 empty] | 1 (Unlimited) |  |  |  |  | 2 |  |  | Bulk |  |  |  | 1150449 |  |  | Ampower |  |  |  |  | Inline, Individual Openings (Parallel) | Crimp | [7 empty] | 800MCM (kcmil) |  |  |  |  | 10000 | https://www.unikeyic.com/media/datasheet/47/c6/989e/47/39da1e0afec4a3b815e849ab5b977464.pdf | https://www.unikeyic.com/products/wire-splice-terminals/324454/27195023.html
324457 | TE Connectivity | 15: 8.404 35: 8.261 70: 8.118 150: 7.975 | Seamless Copper-Tin Butt Connector for 2 AWG to 1000 MCM Wire, C-Type Crimp Tool Install |  |  | 3244 |  | - | [11 empty] | - | [7 empty] | Non-Insulated | [6 empty] | 1 (Unlimited) |  |  |  |  | 2 |  |  | Bulk | [6 empty] | Ampower |  |  |  |  | Butt Splice, Inline, Individual Openings | Crimp | [7 empty] | 2 AWG |  |  |  |  | 439 | https://www.unikeyic.com/media/datasheet/a3/32/8c98/a3/7ed3ce623009d4ba0ddd7ddb4da9ae17.pdf | https://www.unikeyic.com/products/wire-splice-terminals/324457/15336667.html
324458 | TE Connectivity | 5: 18.392 50: 14.1645 100: 13.587 250: 13.4505 500: 13.314 750: 13.188 1,000: 13.0515 | Seamless Tubular Copper-Tin Butt Joint for 2 AWG to 1000 MCM, C Crimp Tool Install |  |  | 3244 |  | - | [11 empty] | - | [7 empty] | Non-Insulated | [6 empty] | 1 (Unlimited) |  |  |  |  | 2 |  |  | Bulk |  |  |  | 292815 |  |  | Ampower |  |  |  |  | Butt Splice, Inline, Individual Openings | Crimp | [7 empty] | 1/0 AWG |  |  |  |  | 500 | https://www.unikeyic.com/media/datasheet/af/9b/4337/af/84a9873e348cfd6f1a0d3976e8dd7ece.pdf | https://www.unikeyic.com/products/wire-splice-terminals/324458/7890637.html
3244601 | PHOENIX CONTACT | 10: 15.7538 | Phoenix,High current terminal block,UKH70BU,Phoenix High Current Connector, UKH 70series, Blue, screw termination, 192A |  |  |  |  | Blue | [7 empty] | 192 A | 192 A |  |  | - | [12 empty] | Polyamide (PA), Nylon | UL94 V-0 | Not Applicable |  |  | 1 | 2 |  |  |  | Bulk | [6 empty] | CLIPLINE UKH |  | 24mm |  | 20.3mm |  |  | Screw |  |  | 1000V | 1000V |  |  |  | 3/0-6 AWG | 16-95mm² |  |  | 63 | https://www.unikeyic.com/media/datasheet/7d/18/b341/7d18b341da50dcb2ded57788952f5583.pdf | https://www.unikeyic.com/products/wire-splice-terminals/3244601/8140755.html
3244614 | PHOENIX CONTACT | 5: 10.9472 | Phoenix Contact Bolt Terminal Block RBO10, Double Deck, Gray, Screw Termination | [12 empty] | 309 A | 310 A |  |  | - |  |  |  | 3.327" (84.50mm) | Gray |  |  |  |  | 5.669" (144.00mm) |  |  | Polyamide (PA), Nylon | UL94 V-0 | Not Applicable |  | DIN Rail | 1 | 2 |  |  | - | Bulk | [6 empty] | CLIPLINE RBO |  | - |  | 41.0mm |  |  | Bolt and Nut |  |  | 1 kV | 1 kV |  |  |  | 350MCM (kcmil)-10 AWG | 6-150mm² |  |  | 5 | https://www.unikeyic.com/media/datasheet/b1/ee/90b6/b1/ab7b6b0acc29f850cfd39cfee4362291.pdf | https://www.unikeyic.com/products/wire-splice-terminals/3244614/24748755.html
3244615 | PHOENIX CONTACT | 1: 32.9849 | Phoenix Contact RBO10-FE, DIN Rail Terminal Block, Fuseless, Single Layer, Bolt Termination, 309A | [15 empty] | 3244615 PHOENIX CONTACT | [11 empty] | 144mm(Length)*41mm(width) | [37 empty] | 7 | https://www.unikeyic.com/media/datasheet/a8/3c/1ae6/a8/0d3c272023be3530d283b7f04462b1b3.pdf | https://www.unikeyic.com/products/wire-splice-terminals/3244615/996398.html
3244616 | PHOENIX CONTACT | 5: 28.0783 50: 27.4809 | Phoenix,Screw terminals,RBO10BU,Phoenix No fuse DIN Rail terminals, RBO 10 BUseries, single layer, Blue, Bolt termination, 309A | [12 empty] | 309 A | 310 A |  |  | - |  |  |  | 3.327" (84.50mm) | Blue |  |  |  |  | 5.669" (144.00mm) |  |  | Polyamide (PA), Nylon | UL94 V-0 | Not Applicable |  | DIN Rail | 1 | 2 |  |  | - | Bulk |  |  |  | 4484785 |  |  | CLIPLINE RBO |  | - |  | 41.0mm |  |  | Bolt and Nut, Screw |  |  | 1 kV | 1 kV |  |  |  | 350MCM (kcmil)-10 AWG | 6-150mm² |  |  | 500 | https://www.unikeyic.com/media/datasheet/9d/32/a67f/9d/457c29aea77171ab10bf4dfb08f4dd93.pdf | https://www.unikeyic.com/products/wire-splice-terminals/3244616/21854527.html
324462 | TE Connectivity | 5: 42.3468 10: 42.2496 25: 40.971 50: 40.866 63: 40.761 125: 21.756 188: 15.267 250: 14.9625 | Seamless Tubular Copper-Tin Butt Joint for 2 AWG to 1000 MCM, C Crimp Tool Install |  |  | 3244 |  | - | [11 empty] | - | [7 empty] | Non-Insulated | [6 empty] | 1 (Unlimited) |  |  |  |  | 2 |  |  | Bulk |  |  |  | 292819 |  |  | Ampower |  |  |  |  | Butt Splice, Inline, Individual Openings | Crimp | [7 empty] | 250MCM (kcmil) |  |  |  |  | 45 | https://www.unikeyic.com/media/datasheet/df/e2/64da/df/3b31971ded03ccc86f51868f48e725b7.pdf | https://www.unikeyic.com/products/wire-splice-terminals/324462/21069278.html
3244627 | PHOENIX CONTACT | 5: 28.6641 | Phoenix Contact RBO12 Bolt Terminal Block, DIN Rail, Fuseless, Single Layer, Gray, Screw Termination, 415A | [12 empty] | 415 A | 420 A |  |  | - |  |  |  | 3.575" (90.80mm) | Gray |  |  |  |  | 6.457" (164.00mm) |  |  | Polyamide (PA), Nylon | UL94 V-0 | 1 (Unlimited) |  | DIN Rail | 1 | 2 |  |  | - | Bulk | [6 empty] | CLIPLINE RBO |  | - |  | - |  |  | Bolt and Nut |  |  | 1 kV | 1 kV |  |  |  | 600MCM (kcmil)-8 AWG | 10-240mm² |  |  | 15 | https://www.unikeyic.com/media/datasheet/e4/04/385c/e4/e44cf9e0544b2c840b177b92959c3ac7.pdf | https://www.unikeyic.com/products/wire-splice-terminals/3244627/28082556.html
3244628 | PHOENIX CONTACT | 5: 35.9257 50: 35.1613 | Phoenix Contact Bolt Terminal Block, RBO12-FE, Non-Fuse Type, RBO 12-FE Series, Single Layer, Bolt Termination, 415A |  |  |  |  | Black, Yellow | [7 empty] | 415 A | 420 A |  |  | - | [12 empty] | Polyamide (PA), Nylon | UL94 V-0 | 1 (Unlimited) |  |  | 1 | 2 |  |  |  | Bulk | [6 empty] | CLIPLINE PTIO |  | - |  | 49.0mm |  |  | Bolt and Nut |  |  | 1000V | 600V |  |  |  | 500MCM (kcmil)-8 AWG | 10-240mm² |  |  | 500 | https://www.unikeyic.com/media/datasheet/ec/0d/6925/ec0d69252e57fddecb837bd26174b24a.pdf | https://www.unikeyic.com/products/wire-splice-terminals/3244628/1156673.html
3244629 | PHOENIX CONTACT | 1: 173.8302 | Phoenix,Screw terminals,RBO12BU,Phoenix No fuse DIN Rail terminals, RBO 12 BUseries, single layer, Blue, Bolt termination, 415A | [12 empty] | 415 A | 420 A |  |  | - |  |  |  | 3.575" (90.80mm) | Blue |  |  |  |  | 6.457" (164.00mm) |  |  | Polyamide (PA), Nylon | UL94 V-0 | 1 (Unlimited) |  | DIN Rail | 1 | 2 |  |  | - | Bulk | [6 empty] | CLIPLINE RBO |  | - |  | - |  |  | Bolt and Nut |  |  | 1 kV | 1 kV |  |  |  | 600MCM (kcmil)-8 AWG | 10-240mm² |  |  | 5 | https://www.unikeyic.com/media/datasheet/40/e0/311f/40e0311fda4a7cf04111a430dbe02caf.pdf | https://www.unikeyic.com/products/wire-splice-terminals/3244629/864928.html
324463 | TE Connectivity | 1: 40.595 10: 26.6436 25: 24.2235 50: 23.5515 63: 22.68 125: 22.5435 188: 22.4175 250: 22.281 | Seamless Tubular Copper-Tin Wire-to-Wire Connector, 2 AWG to 1000 MCM, C-Type Crimp Tool Mount |  |  | 3244 |  | - | [11 empty] | - | [7 empty] | Non-Insulated | [6 empty] | 1 (Unlimited) |  |  |  |  | 2 |  |  | Bulk |  |  |  | 14779625 |  |  | Ampower |  |  |  |  | Butt Splice, Inline, Individual Openings | Crimp | [7 empty] | 300MCM (kcmil) |  |  |  |  | 19 | https://www.unikeyic.com/media/datasheet/55/54/93f8/55/9b8e924a8626a0fd1de2ae82b383cb9a.pdf | https://www.unikeyic.com/products/wire-splice-terminals/324463/13390995.html
3244630 | PHOENIX CONTACT | 5: 42.1684 | Phoenix Contact Bolt Terminal Block RBO16, Double Row, Gray, Bolt Termination | [12 empty] | 520 A | 540 A |  |  | - |  |  |  | 3.909" (99.30mm) | Gray |  |  |  |  | 6.457" (164.00mm) |  |  | Polyamide (PA), Nylon | UL94 V-0 | 1 (Unlimited) |  | DIN Rail | 1 | 2 |  |  | - | Bulk |  |  |  | 5198452 |  |  | CLIPLINE RBO |  | - |  | - |  |  | Bolt and Nut |  |  | 1 kV | 1 kV |  |  |  | 1000MCM (kcmil)-4 AWG | 25-300mm² |  |  | 34 | https://www.unikeyic.com/media/datasheet/64/a1/af67/64/c8c337c342c9bbb731a360c8ec75d2e9.pdf | https://www.unikeyic.com/products/wire-splice-terminals/3244630/9220043.html
3244631 | PHOENIX CONTACT | 5: 39.6453 50: 38.8018 | Phoenix Contact Bolt Terminal Block, RBO16-FE, Fuseless DIN Rail Terminal, RBO 16-FE Series, Single Layer, Screw Termination, 520A | [15 empty] | 3244631 PHOENIX CONTACT | [11 empty] | 164mm(Length)*54.8mm(width) |  |  |  |  | DIN rail mounting |  |  |  |  | -60℃~85℃ | [27 empty] | 500 | https://www.unikeyic.com/media/datasheet/25/19/c20a/25/18acf627cdfcebde5c5189aa38c15e2b.pdf | https://www.unikeyic.com/products/wire-splice-terminals/3244631/15039929.html
3244632 | PHOENIX CONTACT | 5: 39.6453 50: 38.8018 | Phoenix Contact RBO16BU Terminal Block, DIN Rail, No Fuse, Single, Blue, Bolt Termination, 520A | [15 empty] | 3244632 PHOENIX CONTACT | [11 empty] | 164mm(Length)*54.8mm(width) | [9 empty] | -60℃~105℃ | [27 empty] | 500 | https://www.unikeyic.com/media/datasheet/b5/12/f2fe/b5/78905f4d111f3567ee9ca82d6e04dc23.pdf | https://www.unikeyic.com/products/wire-splice-terminals/3244632/25313645.html
324487 | TE Connectivity | 1: 1.3842 | TE Connectivity wire splice connector, PIDG series, Spare wire cover, 13.08mmtotal length, yellow |  |  | 3244 |  | Yellow | [11 empty] | - | [7 empty] | Fully Insulated | [6 empty] | 1 (Unlimited) |  |  |  |  | 1 |  |  | Bulk | [6 empty] | PIDG |  |  |  |  | Butt Splice, Closed End, Single Opening | Crimp | [7 empty] | - |  |  |  |  | 13 | https://www.unikeyic.com/media/datasheet/4c/ad/a41e/4cada41e3e2a0e4ddff50eefa9f0b558.pdf | https://www.unikeyic.com/products/wire-splice-terminals/324487/8415066.html
324621 | TE Connectivity | 100: 59.7218 | [5 empty] | Blue | [11 empty] | - | [7 empty] | Fully Insulated | [6 empty] | 1 (Unlimited) |  |  |  |  | 2 |  |  | Bulk | [6 empty] | Terminyl |  |  |  |  | Butt Splice, Inline, Individual Openings | Crimp | [7 empty] | 6 AWG |  |  |  |  | 10000 | https://www.unikeyic.com/media/datasheet/ef/5a/ef2c/ef/dd51567340dcde371ebdb1c9479aca41.pdf | https://www.unikeyic.com/products/wire-splice-terminals/324621/31382889.html
324625 | TE Connectivity | 1: 54.5445 50: 47.1345 100: 47.019 250: 46.893 500: 46.7775 750: 46.662 1,000: 46.5465 |  |  |  | 3246 |  | Red | [11 empty] | - | [7 empty] | Fully Insulated | [6 empty] | 1 (Unlimited) |  |  |  |  | 2 |  |  | Bulk | [6 empty] | Terminyl |  |  |  |  | Butt Splice, Inline, Individual Openings | Crimp | [7 empty] | 8 AWG |  |  |  |  | 100 | https://www.unikeyic.com/media/datasheet/bd/f9/c3c4/bd/b0b60c28f9b33c398614ece98b495862.pdf | https://www.unikeyic.com/products/wire-splice-terminals/324625/22298458.html
32463 | TE Connectivity | 25: 0.6279 250: 0.5389 1,000: 0.445 3,000: 0.4169 5,000: 0.3456 10,000: 0.3283 | SPLICE BUTT STRAP 22-16 |  |  | 3246 |  | - | [11 empty] | Brazed Seam, Serrated Mating Area | [7 empty] | Non-Insulated | [6 empty] | 1 (Unlimited) |  |  |  |  | 2 |  |  | Bulk |  |  |  | 313458 |  |  | Budget |  |  |  |  | Butt Splice, Inline, Individual Openings | Crimp | [7 empty] | 16-22 AWG |  |  |  |  | 16465 | https://www.unikeyic.com/media/datasheet/de/29/1920/de/d07ff1caf51ab950a94d58e850acf1e8.pdf | https://www.unikeyic.com/products/wire-splice-terminals/32463/23626205.html
32464 | TE Connectivity | 3,000: 0.3021 |  |  |  | 3246 |  | - | [11 empty] | Serrated Mating Area | [7 empty] | Non-Insulated | [6 empty] | 1 (Unlimited) |  |  |  |  | 2 |  |  | Bulk | [6 empty] | Budget |  |  |  |  | Butt Splice, Inline, Individual Openings | Crimp | [7 empty] | 14-16 AWG |  |  |  |  | 300000 | https://www.unikeyic.com/media/datasheet/01/9f/923c/01/a32d853c913f0fd81d4d285ec333b26f.pdf | https://www.unikeyic.com/products/wire-splice-terminals/32464/3667339.html
324693 | TE Connectivity | 1: 0.6742 | WIRE CAP, NAT .048-.075 |  |  | 3246 |  | Transparent | [11 empty] | - | [7 empty] | Fully Insulated | [6 empty] | 1 (Unlimited) |  |  |  |  | 1 |  |  | Bulk | [6 empty] | PIDG |  |  |  |  | Butt Splice, Closed End, Single Opening | Crimp | [7 empty] | - |  |  |  |  | 112 | https://www.unikeyic.com/media/datasheet/5c/80/2e1a/5c/84efff2430f9f36aaa131c0852563f68.pdf | https://www.unikeyic.com/products/wire-splice-terminals/324693/22618905.html
324695 | TE Connectivity | 10: 4.738 250: 2.793 500: 2.6775 1,250: 2.6565 2,500: 2.625 3,750: 2.604 5,000: 2.5725 |  |  |  | 3246 |  | Blue | [11 empty] | - | [7 empty] | Fully Insulated | [6 empty] | 1 (Unlimited) |  |  |  |  | 1 |  |  | Bulk | [6 empty] | PIDG |  |  |  |  | Butt Splice, Closed End, Single Opening | Crimp | [7 empty] | - |  |  |  |  | 3648 | https://www.unikeyic.com/media/datasheet/60/89/0e2d/60/4a4e955f5864e68a57188b6dc2931dd0.pdf | https://www.unikeyic.com/products/wire-splice-terminals/324695/25172574.html
3247022 | PHOENIX CONTACT | 10: 48.2534 100: 47.2267 | Phoenix,High current terminal block,UKH95-F, |  |  |  |  | Gray | [7 empty] | 232 A | 230 A |  |  | - | [12 empty] | Polyamide (PA), Nylon | UL94 V-0 |  |  |  | 1 | 2 |  |  |  | Bulk | [6 empty] | CLIPLINE UKH |  | 33mm |  | 25.0mm |  |  | Screw |  |  | 1000V | 600V |  |  |  | 4/0-2 AWG | 25-95mm² |  |  | 300 | https://www.unikeyic.com/media/datasheet/71/c5/2f42/71c52f42989e20acbd5f8cfecf2e1121.pdf | https://www.unikeyic.com/products/wire-splice-terminals/3247022/7470718.html
3247035 | PHOENIX CONTACT | 1: 74.2439 | Phoenix,High current terminal block,UKH150-F,High Current Connector, UKH 150series, grey, screw termination, 309A | [12 empty] | 309 A | 285 A |  |  | - |  |  |  | 4.370" (111.00mm) | Gray |  |  |  |  | 5.358" (136.09mm) |  |  | Polyamide (PA), Nylon | UL94 V-0 | 1 (Unlimited) |  | Direct Mount | 1 | 2 |  |  | - | Bulk | [6 empty] | CLIPLINE UKH |  | 40mm |  | 31.0mm |  |  | Screw |  |  | 1 kV | 600 V |  |  |  | 300MCM (kcmil)-2 AWG | 35-150mm² |  |  | 12 | https://www.unikeyic.com/media/datasheet/ec/d3/cacf/ec/88651b1e95a00dbe35b0276872aad481.pdf | https://www.unikeyic.com/products/wire-splice-terminals/3247035/18282564.html
3247048 | PHOENIX CONTACT | 2: 63.987 | Phoenix Contact High Current Terminal Block UKH240-F | [15 empty] | 3247048 PHOENIX CONTACT | [11 empty] | 136.1mm*36mm*124mm | [37 empty] | 2 | https://www.unikeyic.com/media/datasheet/32/56/0db4/32560db42bf7fa60f1807df18ce7d661.pdf | https://www.unikeyic.com/products/wire-splice-terminals/3247048/21797536.html
3247051 | PHOENIX CONTACT | 10: 31.3332 | Phoenix,High current terminal block,UKH70-F,High Current Connector, UKH 70series, grey, 192A |  |  |  |  | Gray | [7 empty] | 192 A | 192 A |  |  | - | [12 empty] | Polyamide (PA), Nylon | UL94 V-0 |  |  |  | 1 | 2 |  |  |  | Bulk | [6 empty] | CLIPLINE UKH |  | 24mm |  | 20.3mm |  |  | Screw |  |  | 1000V | 1000V |  |  |  | 3/0-6 AWG | 16-95mm² |  |  | 20 | https://www.unikeyic.com/media/datasheet/c2/d5/5c0d/c2d55c0dd6e6ba8fabbc4346e4be84b0.pdf | https://www.unikeyic.com/products/wire-splice-terminals/3247051/29912737.html
3247055 | PHOENIX CONTACT | 3: 64.7411 | Phoenix,High current terminal block,UKH150-FE, |  |  |  |  | Black, Yellow | [7 empty] | 309 A | 285 A |  |  | - | [12 empty] | Polyamide (PA), Nylon | UL94 V-0 | 1 (Unlimited) |  |  | 1 | 2 |  |  |  | Bulk | [6 empty] | CLIPLINE UKH |  | 40mm |  | 31.0mm |  |  | Screw |  |  | 1000V | 600V |  |  |  | 300MCM (kcmil)-2 AWG | 35-150mm² |  |  | 32 | https://www.unikeyic.com/media/datasheet/7f/fd/ff14/7f/304ded67927963336f6be33f6a0d86b5.pdf | https://www.unikeyic.com/products/wire-splice-terminals/3247055/14392916.html
3247056 | PHOENIX CONTACT | 1: 87.8187 | Phoenix,High current terminal block,UKH240-FE,Phoenix High Current Connector, UKH 240series, 415A |  |  |  |  | Black, Yellow | [7 empty] | 415 A | 380 A |  |  | - | [12 empty] | Polyamide (PA), Nylon | UL94 V-0 | 1 (Unlimited) |  |  | 1 | 2 |  |  |  | Bulk | [6 empty] | CLIPLINE UKH |  | 40mm |  | - |  |  | Screw |  |  | 1000V | 600V |  |  |  | 500MCM (kcmil)-2/0 AWG | 70-240mm² |  |  | 3 | https://www.unikeyic.com/media/datasheet/96/ee/5526/96ee5526c9c4b2a5c2ab621341339af4.pdf | https://www.unikeyic.com/products/wire-splice-terminals/3247056/9212790.html
3247400 | PHOENIX CONTACT | 1: 33.6159 | Phoenix,High current terminal block,UKH501500V, | [15 empty] | 3247400 PHOENIX CONTACT | [11 empty] | 81.4mm*20mm*76mm |  |  |  |  | DIN rail mounting |  |  |  |  | -60℃~85℃ | [7 empty] | bulk | [19 empty] | 21 | https://www.unikeyic.com/media/datasheet/f2/fa/8297/f2fa82979daeae60509c776db719c48a.pdf | https://www.unikeyic.com/products/wire-splice-terminals/3247400/18921658.html
3247402 | PHOENIX CONTACT | 10: 28.6156 100: 28.0068 | Phoenix,High current terminal block,UKH501500VBU, | [15 empty] | 3247402 PHOENIX CONTACT | [11 empty] | 81.4mm*20mm*76mm | [37 empty] | 1000 | https://www.unikeyic.com/media/datasheet/4c/97/beac/4c97beac82d3f94230a231847f679c3f.pdf | https://www.unikeyic.com/products/wire-splice-terminals/3247402/34710091.html
3247420 | PHOENIX CONTACT | 3: 28.4978 | Phoenix Contact High Current Terminal Block, UKH951500VBU | [15 empty] | 3247420 PHOENIX CONTACT | [11 empty] | 85.5mm*25mm*90mm | [37 empty] | 3 | https://www.unikeyic.com/media/datasheet/a8/09/4646/a8094646ca5e877da91cd7e66c2ff860.pdf | https://www.unikeyic.com/products/wire-splice-terminals/3247420/20587936.html
3247461 | PHOENIX CONTACT | 10: 48.8744 100: 47.8346 | Phoenix Contact High Current Terminal Block UKH701500V | [15 empty] | 3247461 PHOENIX CONTACT | [11 empty] | 81.4mm*20.3mm*78.3mm | [37 empty] | 1000 | https://www.unikeyic.com/media/datasheet/f9/02/05f2/f90205f232e9659d56cc3489513a58d7.pdf | https://www.unikeyic.com/products/wire-splice-terminals/3247461/25678477.html
3247975 | PHOENIX CONTACT | 1: 30.7206 | Phoenix,Screw terminals,RBO8-FE-HC,Phoenix Non-fusible terminal blocks, RBO 8-FE-HCseries, single layer, Bolt termination, 192A | [12 empty] | 192 A | 175 A |  |  | - |  |  |  | 2.933" (74.50mm) | Black, Yellow |  |  |  |  | 7.244" (184.00mm) |  |  | Polyamide (PA), Nylon | UL94 V-0 | 1 (Unlimited) |  | DIN Rail | 1 | 2 |  |  | - | Bulk | [6 empty] | CLIPLINE RBO |  | - |  | - |  |  | Bolt and Nut |  |  | 1.5 kV | 600 V |  |  |  | 2/0-8 AWG | 6-70mm² |  |  | 5 | https://www.unikeyic.com/media/datasheet/0e/af/c93a/0eafc93a07e618a9e29c278f31355053.pdf | https://www.unikeyic.com/products/wire-splice-terminals/3247975/32205408.html
3247976 | PHOENIX CONTACT | 5: 25.2565 | Phoenix,Screw terminals,RBO10-HC,Conn Bolt Connection Terminal Block 2 POS Screw T DIN Rail 309A | [12 empty] | 309 A | 310 A |  |  | - |  |  |  | 3.327" (84.50mm) | Gray |  |  |  |  | 9.252" (235.00mm) |  |  | Polyamide (PA), Nylon | UL94 V-0 | 1 (Unlimited) |  | DIN Rail | 1 | 2 |  |  | - | Bulk | [6 empty] | CLIPLINE RBO |  | - |  | - |  |  | Bolt and Nut |  |  | 1 kV | 1 kV |  |  |  | 350MCM (kcmil)-10 AWG | 6-150mm² |  |  | 17 | https://www.unikeyic.com/media/datasheet/b0/5f/a2e8/b05fa2e81c0b658c1f781f63640114c7.pdf | https://www.unikeyic.com/products/wire-splice-terminals/3247976/27037651.html
3247977 | PHOENIX CONTACT | 1: 35.42 | Phoenix Contact Bolt Terminal Block RBO10-HCBU Non-Fuse Type RBO 10-HC BU Series Single Layer Blue Screw Termination 309A | [12 empty] | 309 A | 310 A |  |  | - |  |  |  | 3.327" (84.50mm) | Blue |  |  |  |  | 9.252" (235.00mm) |  |  | Polyamide (PA), Nylon | UL94 V-0 | 1 (Unlimited) |  | DIN Rail | 1 | 2 |  |  | - | Bulk | [6 empty] | CLIPLINE RBO |  | - |  | - |  |  | Bolt and Nut |  |  | 1 kV | 1 kV |  |  |  | 350MCM (kcmil)-10 AWG | 6-150mm² |  |  | 11 | https://www.unikeyic.com/media/datasheet/39/cd/d7b8/39/2886de63629fc19c6f6d516bf9f77163.pdf | https://www.unikeyic.com/products/wire-splice-terminals/3247977/34957065.html
3247986 | PHOENIX CONTACT | 1: 45.5745 5: 44.7607 10: 44.7607 25: 43.9468 50: 43.9468 | Phoenix Contact Bolt Terminal RBO12-HC, Fuseless DIN Rail Terminal, RBO 12-HC Series, Single Layer, Gray, Screw Termination, 415A |  |  |  |  | Gray | [8 empty] | 420 A |  |  | - | [12 empty] | Polyamide (PA), Nylon | UL94 V-0 | Not Applicable |  |  | 1 | 2 |  |  |  | Bulk | [6 empty] | RBO |  | - |  | 49.0mm |  |  | Bolt and Nut |  |  | - | 1000V |  |  |  | 600MCM (kcmil)-8 AWG | 10-240mm² |  |  | 12 | https://www.unikeyic.com/media/datasheet/70/ab/26dc/70/07361bb1707c5795ab4285cd90f2bc4f.pdf | https://www.unikeyic.com/products/wire-splice-terminals/3247986/29312783.html
3247987 | PHOENIX CONTACT | 5: 38.0158 50: 37.2069 | Phoenix,Screw terminals,RBO12-HCBU,Phoenix No fuse DIN Rail terminals, RBO 12-HC BUseries, single layer, Blue, Bolt termination, 415A | [15 empty] | 3247987 PHOENIX CONTACT | [11 empty] | 265mm*49mm*49mm |  |  |  |  | DIN rail mounting |  |  |  |  | -60℃~105℃ | [27 empty] | 500 | https://www.unikeyic.com/media/datasheet/39/dd/d318/39/e7969e4f66393e8a4f6687b6fb773c3a.pdf | https://www.unikeyic.com/products/wire-splice-terminals/3247987/5636637.html
3247988 | PHOENIX CONTACT | 5: 38.0158 50: 37.2069 | Phoenix Contact Bolt Terminal Block RBO12-FE-HC Non-Blowout RBO 12-FE-HC Single Layer Stud Termination 415A |  |  |  |  | Black, Yellow | [7 empty] | 415 A | 420 A |  |  | - | [12 empty] | Polyamide (PA), Nylon | UL94 V-0 | 1 (Unlimited) |  |  | 1 | 2 |  |  |  | Bulk | [6 empty] | CLIPLINE RBO |  | - |  | 49.0mm |  |  | Bolt and Nut |  |  | 1500V | 600V |  |  |  | 500MCM (kcmil)-8 AWG | 10-240mm² |  |  | 500 | https://www.unikeyic.com/media/datasheet/62/82/60b6/62/1a2b63acaf98fa21fa79548f64441357.pdf | https://www.unikeyic.com/products/wire-splice-terminals/3247988/6285600.html
3247990 | PHOENIX CONTACT | 5: 41.9517 50: 41.0591 | Phoenix Contact RBO16-HCBU, DIN Rail Terminal Block, No Fuse, Single Level, Blue, Screw Termination, 520A | [12 empty] | 520 A | 540 A |  |  | - |  |  |  | 3.909" (99.30mm) | Blue |  |  |  |  | 6.457" (164.00mm) |  |  | Polyamide (PA), Nylon | UL94 V-0 | 1 (Unlimited) |  | DIN Rail | 1 | 2 |  |  | - | Bulk | [6 empty] | CLIPLINE RBO |  | - |  | - |  |  | Bolt and Nut |  |  | 1 kV | 1 kV |  |  |  | 1000MCM (kcmil)-4 AWG | 25-300mm² |  |  | 500 | https://www.unikeyic.com/media/datasheet/1d/67/ed08/1d/71a09a93e1eb9a57c10f7b9cc5b27f92.pdf | https://www.unikeyic.com/products/wire-splice-terminals/3247990/15496809.html
3247991 | PHOENIX CONTACT | 5: 41.9517 50: 41.0591 | Phoenix,Screw terminals,RBO16-FE-HC,Phoenix No fuse DIN Rail terminals, RBO 16-FE-HCseries, single layer, Bolt termination, 520A | [12 empty] | 520 A | 540 A |  |  | - |  |  |  | 3.909" (99.30mm) | Black, Yellow |  |  |  |  | 6.457" (164.00mm) |  |  | Polyamide (PA), Nylon | UL94 V-0 | 1 (Unlimited) |  | DIN Rail | 1 | 2 |  |  | - | Bulk | [6 empty] | CLIPLINE RBO |  | - |  | - |  |  | Bolt and Nut |  |  | 1 kV | 1 kV |  |  |  | 1000MCM (kcmil)-4 AWG | 25-300mm² |  |  | 500 | https://www.unikeyic.com/media/datasheet/1c/4e/484f/1c4e484f87829972a220803db2d93208.pdf | https://www.unikeyic.com/products/wire-splice-terminals/3247991/9744004.html
3260050 | PHOENIX CONTACT | 10: 10.5599 | Phoenix Contact PTPOWER50 High Current Terminal Block, Gray, Push-In Termination, 150A |  |  |  |  | Gray | [7 empty] | 150 A | 140 A |  |  | - | [12 empty] | Polyamide (PA), Nylon | UL94 V-0 | 1 (Unlimited) |  |  | 1 | 2 |  |  |  | Bulk | [6 empty] | CLIPLINE PTPOWER |  | 30mm |  | 20.0mm |  |  | Push In, Spring |  |  | 1500V | 1000V |  |  |  | 1/0-8 AWG | 10-70mm² |  |  | 130 | https://www.unikeyic.com/media/datasheet/ed/2d/ff9f/ed2dff9f51133f2f8094cf092ea2633f.pdf | https://www.unikeyic.com/products/wire-splice-terminals/3260050/10327539.html
3260051 | PHOENIX CONTACT | 10: 24.9076 | Phoenix Contact PTPOWER50BU, High Current Terminal Block, Push-in Termination, 150A |  |  |  |  | Blue | [7 empty] | 150 A | 140 A |  |  | - | [12 empty] | Polyamide (PA), Nylon | UL94 V-0 | 1 (Unlimited) |  |  | 1 | 2 |  |  |  | Bulk | [6 empty] | CLIPLINE PTPOWER |  | 30mm |  | 20.0mm |  |  | Push In, Spring |  |  | 1500V | 1000V |  |  |  | 1/0-8 AWG | 10-70mm² |  |  | 13 | https://www.unikeyic.com/media/datasheet/5f/ec/4188/5fec41884b3170d46528f4f087c7b722.pdf | https://www.unikeyic.com/products/wire-splice-terminals/3260051/26431455.html
3260054 | PHOENIX CONTACT | 1: 111.4753 | Phoenix Contact PTPOWER50-3L/N, Push-In Terminal Block, 150A |  |  |  |  | Blue, Gray | [7 empty] | 150 A | 140 A |  |  | - | [12 empty] | Polyamide (PA), Nylon | UL94 V-0 | 1 (Unlimited) |  |  | 2 | 4 |  |  |  | Bulk | [6 empty] | CLIPLINE PTPOWER |  | 30mm |  | 60.0mm |  |  | Push In, Spring |  |  | 1500V | 1000V |  |  |  | 1/0-8 AWG | 10-70mm² |  |  | 9 | https://www.unikeyic.com/media/datasheet/c4/a5/0f4f/c4/eefab5cb6990196ca5163faf65670d6e.pdf | https://www.unikeyic.com/products/wire-splice-terminals/3260054/27083728.html
3260056 | PHOENIX CONTACT | 2: 139.1149 | Phoenix Contact High-Current Terminal Block PTPOWER50-3L/N/FE 10 POS T DIN Rail 150A |  |  |  |  | Black, Blue, Gray, Yellow | [7 empty] | 150 A | 140 A |  |  | - | [12 empty] | Polyamide (PA), Nylon | UL94 V-0 | 1 (Unlimited) |  |  | 2 | 4 |  |  |  | Bulk | [6 empty] | CLIPLINE PTPOWER |  | 30mm |  | 60.0mm |  |  | Push In, Spring |  |  | 1500V | 1000V |  |  |  | 1/0-8 AWG | 10-70mm² |  |  | 2 | https://www.unikeyic.com/media/datasheet/0a/37/e039/0a37e0398a7c538d71635b6c09213272.pdf | https://www.unikeyic.com/products/wire-splice-terminals/3260056/1706845.html
3260100 | PHOENIX CONTACT | 1: 13.1387 | Phoenix,High current terminal block,PTPOWER95,Phoenix Rail type terminal block, PTPOWER 95series, single layer, grey, Push-in termination, 232A |  |  |  |  | Gray | [7 empty] | 232 A | 230 A |  |  | - | [12 empty] | Polyamide (PA), Nylon | UL94 V-0 | 1 (Unlimited) |  |  | 1 | 2 |  |  |  | Bulk | [6 empty] | CLIPLINE PTPOWER |  | 40mm |  | 25.0mm |  |  | Push In, Spring |  |  | 1500V | 1000V |  |  |  | 4/0-4 AWG | 25-95mm² |  |  | 1 | https://www.unikeyic.com/media/datasheet/4a/09/c7b1/4a09c7b1a5db578ddef8a3e8b9d403b8.pdf | https://www.unikeyic.com/products/wire-splice-terminals/3260100/17679486.html
3260103 | PHOENIX CONTACT | 1: 14.8901 | Phoenix Contact PTPOWER95BU, DIN Rail Terminal Block, Push-In, 232A, Blue |  |  |  |  | Blue | [7 empty] | 232 A | 230 A |  |  | - | [12 empty] | Polyamide (PA), Nylon | UL94 V-0 | 1 (Unlimited) |  |  | 1 | 2 |  |  |  | Bulk | [6 empty] | CLIPLINE PTPOWER |  | 40mm |  | 25.0mm |  |  | Push In, Spring |  |  | 1500V | 1000V |  |  |  | 4/0-4 AWG | 25-95mm² |  |  | 1 | https://www.unikeyic.com/media/datasheet/03/20/63c0/032063c058bee89617c39ac2f2fcee9f.pdf | https://www.unikeyic.com/products/wire-splice-terminals/3260103/22172728.html
3260109 | PHOENIX CONTACT | 1: 121.5206 5: 121.5206 10: 119.3112 25: 119.3112 50: 119.3112 | Phoenix Contact High Current Terminal Block PTPOWER95-3L |  |  |  |  | Gray | [7 empty] | 232 A | 230 A |  |  | - | [12 empty] | Polyamide (PA), Nylon | UL94 V-0 | 1 (Unlimited) |  |  | 2 | 4 |  |  |  | Bulk | [6 empty] | CLIPLINE PTPOWER |  | 40mm |  | 75.0mm |  |  | Push In, Spring |  |  | 1500V | 1000V |  |  |  | 4/0-4 AWG | 25-95mm² |  |  | 2 | https://www.unikeyic.com/media/datasheet/c3/76/265c/c3/6d8b1e25f8e6ccb53c55aa5282ae1689.pdf | https://www.unikeyic.com/products/wire-splice-terminals/3260109/11200437.html
3260121 | PHOENIX CONTACT | 3: 123.2207 30: 120.599 | Phoenix,High current terminal block,PTPOWER95-3L-F,Conn High-Current Terminal Block 6 POS Screw 232A |  |  |  |  | Gray |  |  |  | - |  |  | 230 A |  |  |  |  | Flange (Mounting) | [5 empty] | Polyamide (PA), Nylon | [8 empty] | 1 (Unlimited) |  | Panel Mount | 1 |  |  |  | - | Bulk | - | 2 |  |  |  |  | CLIPLINE PTPOWER | [8 empty] | 1 kV |  |  |  |  | 4/0-4 AWG |  |  |  | Screwless | 300 | https://www.unikeyic.com/media/datasheet/4c/3c/781e/4c/eaf929f84fe1b1379c9702c0790e462b.pdf | https://www.unikeyic.com/products/wire-splice-terminals/3260121/904798.html
3260130 | PHOENIX CONTACT | 2: 211.5345 20: 207.0338 | Phoenix,High current terminal block,PTPOWER95-3L/N/FE-F,Phoenix High Current Connector, PTPOWER 95-3L/N/FE-Fseries, 232A |  |  |  |  | Black, Blue, Gray, Yellow |  |  |  | - |  |  | 230 A |  |  |  |  | Flange (Mounting) | [5 empty] | Polyamide (PA), Nylon | [8 empty] | 1 (Unlimited) |  | Panel Mount | 1 |  |  |  | - | Bulk | - | 2 |  |  |  |  | CLIPLINE PTPOWER | [8 empty] | 1 kV |  |  |  |  | 4/0-4 AWG |  |  |  | Screwless | 200 | https://www.unikeyic.com/media/datasheet/0b/39/1205/0b391205e26518432cedc99fa08751fe.pdf | https://www.unikeyic.com/products/wire-splice-terminals/3260130/29840430.html
326745 | TE Connectivity | 10: 1.174 25: 1.1003 50: 1.0478 100: 0.9977 250: 0.9352 500: 0.8905 | SPLICE,SOLIS BUTT STRAP 22-20 CONN |  |  | 3267 |  | - | [11 empty] | Serrated Mating Area | [7 empty] | Non-Insulated | [6 empty] | 1 (Unlimited) |  |  |  |  | 2 |  |  | Bulk | [6 empty] | Solistrand |  |  |  |  | Butt Splice, Inline, Individual Openings | Crimp | [7 empty] | 20-22 AWG |  |  |  |  | 865 | https://www.unikeyic.com/media/datasheet/e3/61/661f/e3/a7ab4526c623bbf44ea8cc47f093bbf3.pdf | https://www.unikeyic.com/products/wire-splice-terminals/326745/8584969.html
3270521 | PHOENIX CONTACT | 10: 11.594 | [46 empty] | bulk | [19 empty] | 14 | https://www.unikeyic.com/media/about_us/Unikey_ISO_9001_Certification.pdf | https://www.unikeyic.com/products/wire-splice-terminals/3270521/871143179.html
327635 | TE Connectivity | 1,000: 1.1089 3,000: 1.0263 | Pre-insulated Diamond Grip Step-down Butt Connector |  |  | 3276 |  | Red | [11 empty] | Step Up/Step Down | [7 empty] | Non-Insulated | [6 empty] | 1 (Unlimited) |  |  |  |  | 2 |  |  | Bulk |  |  |  | 292870 |  |  | PIDG |  |  |  |  | Butt Splice, Inline, Individual Openings | Crimp | [7 empty] | 14-16 to 18-22 AWG |  |  |  |  | 1948 | https://www.unikeyic.com/media/datasheet/42/ed/f25a/42edf25ae4db9edd1f217cb876d54d38.pdf | https://www.unikeyic.com/products/wire-splice-terminals/327635/7657545.html
327637 | TE Connectivity | 10: 1.3797 100: 1.3551 500: 1.3305 1,000: 1.3305 2,500: 1.3305 | Pre-insulated Diamond Grip Buck Butt Connector |  |  | 3276 |  | Blue | [11 empty] | Step Up/Step Down | [7 empty] | Non-Insulated | [6 empty] | 1 (Unlimited) |  |  |  |  | 2 |  |  | Bulk |  |  |  | 292872 |  |  | PIDG |  |  |  |  | Butt Splice, Inline, Individual Openings | Crimp | [7 empty] | 10-12 to 14-16 AWG |  |  |  |  | 320 | https://www.unikeyic.com/media/datasheet/9d/94/2f04/9d/01373a398e102d7165c454f17ae9548f.pdf | https://www.unikeyic.com/products/wire-splice-terminals/327637/7431687.html
328308 | TE Connectivity | 1,000: 0.4006 2,000: 0.3938 4,000: 0.3853 | Conn Terminals Splice Terminal 14-16AWG Copper Blue 11.3mm Tin Loose |  |  |  |  | Blue | [11 empty] | Serrated Mating Area | [7 empty] | Fully Insulated | [6 empty] | 1 (Unlimited) |  |  |  |  | 1 |  |  | Bulk | [6 empty] | PIDG |  |  |  |  | Butt Splice, Closed End, Single Opening | Crimp | [7 empty] | 14-16 AWG |  |  |  |  | 2000 | https://www.unikeyic.com/media/datasheet/54/ed/b47f/54edb47fdde7400a28814a3a04a18bd4.pdf | https://www.unikeyic.com/products/wire-splice-terminals/328308/5446655.html
328309 | TE Connectivity | 1,000: 0.3418 2,000: 0.3359 4,000: 0.3288 | TE Connectivity wire splice connector, 328series, Spare wire cover, 12 → 10 AWGwire_gauge, 12.14mmtotal length, yellow |  |  | 3283 |  | Yellow | [11 empty] | Serrated Mating Area | [7 empty] | Fully Insulated | [6 empty] | 1 (Unlimited) |  |  |  |  | 1 |  |  | Bulk | [6 empty] | PIDG |  |  |  |  | Butt Splice, Closed End, Single Opening | Crimp | [7 empty] | 10-12 AWG |  |  |  |  | 3000 | https://www.unikeyic.com/media/datasheet/b9/fd/61cc/b9fd61cc7dfdb65c29281c43a2a0562f.pdf | https://www.unikeyic.com/products/wire-splice-terminals/328309/8371759.html
328569 | TE Connectivity | 1: 82.654 50: 49.3395 100: 48.846 250: 48.363 500: 47.8905 750: 47.418 1,000: 46.9455 | Conn Terminals Splice Copper Red Tin Loose |  |  | 3285 |  | Red, Yellow | [11 empty] | Step Up/Step Down | [7 empty] | Fully Insulated | [6 empty] | 1 (Unlimited) |  |  |  |  | 2 |  |  | Bulk | [6 empty] | Terminyl |  |  |  |  | Butt Splice, Inline, Individual Openings | Crimp | [7 empty] | 8 to 10-12 AWG |  |  |  |  | 279 | https://www.unikeyic.com/media/datasheet/77/be/a2a1/77/bb25abf9a1127c466861d7dfc409a0c0.pdf | https://www.unikeyic.com/products/wire-splice-terminals/328569/8642073.html
328588 | TE Connectivity | 100: 2.7324 300: 2.2785 500: 2.1105 1,000: 1.953 2,000: 1.89 3,000: 1.8165 4,000: 1.806 | SPLICE SOLIS Butt Strap 24-20 |  |  | 3285 |  | - | [11 empty] | Brazed Seam, Serrated Mating Area | [7 empty] | Non-Insulated | [6 empty] | 1 (Unlimited) |  |  |  |  | 2 |  |  | Bulk |  |  |  | 292882 |  |  | Solistrand |  |  |  |  | Butt Splice, Inline, Individual Openings | Crimp | [7 empty] | 20-24 AWG |  |  |  |  | 3905 | https://www.unikeyic.com/media/datasheet/c7/2f/cac1/c72fcac1e58f3a6eb70671ae988643a1.pdf | https://www.unikeyic.com/products/wire-splice-terminals/328588/34019561.html
328600 | TE Connectivity | 5: 18.062 250: 16.527 500: 16.0335 1,250: 15.876 2,500: 15.834 3,750: 15.8025 5,000: 15.7605 | Splice Terminal 10-12AWG Copper 19.43mm Gold Loose |  |  | 3286 |  | - | [11 empty] | Brazed Seam, Serrated Mating Area | [7 empty] | Non-Insulated | [6 empty] | 1 (Unlimited) |  |  |  |  | 2 |  |  | Bulk | [6 empty] | Solistrand |  |  |  |  | Butt Splice, Inline, Individual Openings | Crimp | [7 empty] | 10-12 AWG |  |  |  |  | 130 | https://www.unikeyic.com/media/datasheet/d7/74/9d05/d7/3585a10697b7b6b11e9a2e86e97d1c3d.pdf | https://www.unikeyic.com/products/wire-splice-terminals/328600/10753987.html
328605 | TE Connectivity | 1,000: 11.2729 | SOLIS Butt Splice AU 8 |  |  |  |  | - | [11 empty] | - | [7 empty] | Non-Insulated | [6 empty] | 1 (Unlimited) |  |  |  |  | 2 |  |  | Bulk | [6 empty] | Solistrand |  |  |  |  | Butt Splice, Inline, Individual Openings | Crimp | [7 empty] | 8 AWG |  |  |  |  | 100000 | https://www.unikeyic.com/media/datasheet/ff/4e/27de/ff/3af696c68acd1022f8a656051659e0af.pdf | https://www.unikeyic.com/products/wire-splice-terminals/328605/11639384.html
328854 | TE Connectivity | 1,000: 8.2868 |  |  |  | 3288 |  | Green, Red Bands | [11 empty] | - | [7 empty] | Fully Insulated | [6 empty] | 1 (Unlimited) |  |  |  |  | 1 |  |  | Bulk | [6 empty] | Strato-Therm |  |  |  |  | Wire Cap for Unstripped Wire | Crimp | [7 empty] | - |  |  |  |  | 100000 | https://www.unikeyic.com/media/datasheet/c5/d4/e3b8/c5/b0cd13abd6b0b5215ce15010cffa44ef.pdf | https://www.unikeyic.com/products/wire-splice-terminals/328854/471421.html
328855 | TE Connectivity | 1,000: 8.2868 | Wire Cap, TFL .044-.051 |  |  | 3288 |  | Blue, Green Bands | [11 empty] | - | [7 empty] | Fully Insulated | [6 empty] | 1 (Unlimited) |  |  |  |  | 1 |  |  | Bulk | [6 empty] | Strato-Therm |  |  |  |  | Wire Cap for Unstripped Wire | Crimp | [7 empty] | - |  |  |  |  | 100000 | https://www.unikeyic.com/media/datasheet/20/04/5059/20/e9597e9ed4a429f105e5de15fbd2625f.pdf | https://www.unikeyic.com/products/wire-splice-terminals/328855/34450967.html
328856 | TE Connectivity | 1,000: 8.2868 |  |  |  | 3288 |  | Green, Yellow Bands | [11 empty] | - | [7 empty] | Fully Insulated | [6 empty] | 1 (Unlimited) |  |  |  |  | 1 |  |  | Bulk | [6 empty] | Strato-Therm |  |  |  |  | Wire Cap for Unstripped Wire | Crimp | [7 empty] | - |  |  |  |  | 100000 | https://www.unikeyic.com/media/datasheet/8e/62/06cd/8e/2803537195c266f380524bf99ed7108e.pdf | https://www.unikeyic.com/products/wire-splice-terminals/328856/31534962.html
328857 | TE Connectivity | 5: 26.8704 50: 17.367 100: 16.695 250: 16.128 500: 15.855 750: 15.813 1,000: 15.414 | [5 empty] | Brown, Green Bands | [11 empty] | - | [7 empty] | Fully Insulated | [6 empty] | 1 (Unlimited) |  |  |  |  | 1 |  |  | Bulk |  |  |  | 2285670 |  |  | Strato-Therm |  |  |  |  | Wire Cap for Unstripped Wire | Crimp | [7 empty] | - |  |  |  |  | 750 | https://www.unikeyic.com/media/datasheet/9b/4e/d5ec/9b/19aaa0e67d44c855d3feb9ba18ad3db8.pdf | https://www.unikeyic.com/products/wire-splice-terminals/328857/17616883.html
328861 | TE Connectivity | 1,000: 10.2127 | WIRE CAP,TFL .125-.138 |  |  | 3288 |  | - | [11 empty] | - | [7 empty] | Non-Insulated | [6 empty] | 1 (Unlimited) |  |  |  |  | 1 |  |  | Bulk | [6 empty] | Strato-Therm |  |  |  |  | Butt Splice, Closed End, Single Opening | Crimp | [7 empty] | - |  |  |  |  | 100000 | https://www.unikeyic.com/media/datasheet/f1/45/b5fd/f1/5e65a9bc871eb69b1914d29c0f6208b8.pdf | https://www.unikeyic.com/products/wire-splice-terminals/328861/17168509.html
328890 | TE Connectivity | 500: 0.374 1,000: 0.3561 2,500: 0.3338 | SPLICE,CE 22-16 AWG CONN |  |  | 3288 |  | Transparent | [11 empty] | - | [7 empty] | Fully Insulated | [6 empty] | 1 (Unlimited) |  |  |  |  | 1 |  |  | Bulk |  |  |  | 292885 |  |  | - |  |  |  |  | Butt Splice, Closed End, Single Opening | Crimp | [7 empty] | 16-22 AWG |  |  |  |  | 10134 | https://www.unikeyic.com/media/datasheet/66/3d/4235/66/e7e72d71590347b97b9cc92d1a5929ae.pdf | https://www.unikeyic.com/products/wire-splice-terminals/328890/30944506.html
329647 | TE Connectivity | 2,000: 16.6266 | [16 empty] | 329647 TE Connectivity | [16 empty] | Through hole mounting | [9 empty] | On sale |  |  | bulk | [19 empty] | 200000 | https://www.unikeyic.com/media/datasheet/71/b6/9422/71b69422d172bd3e7ac7b77344a28a6e.pdf | https://www.unikeyic.com/products/wire-splice-terminals/329647/21970681.html
330367 | TE Connectivity | 25: 0.462 50: 0.462 100: 0.4139 500: 0.4065 1,000: 0.4065 | TE Connectivity wire splice connector, Solistrandseries, Flat connection, 22 → 16 AWGwire_gauge, 14.69mmtotal length |  |  | 3303 |  | - | [11 empty] | Brazed Seam, Serrated Mating Area | [7 empty] | Non-Insulated | [6 empty] | 1 (Unlimited) |  |  |  |  | 2 |  |  | Bulk | [6 empty] | Solistrand |  |  |  |  | Butt Splice, Inline, Individual Openings | Crimp | [7 empty] | 16-22 AWG |  |  |  |  | 3022 | https://www.unikeyic.com/media/datasheet/ee/5e/ab6b/ee5eab6b185f4edac590444537be331d.pdf | https://www.unikeyic.com/products/wire-splice-terminals/330367/13226224.html
330369 | TE Connectivity | 25: 0.525 50: 0.525 100: 0.4704 500: 0.462 1,000: 0.462 2,500: 0.462 | TE Connectivity Wire Connector, Solistrand Series, Butt Splice, 12 → 10 AWG, 14.4mm Total Length |  |  | 3303 |  | - | [11 empty] | Brazed Seam, Serrated Mating Area | [7 empty] | Non-Insulated | [6 empty] | 1 (Unlimited) |  |  |  |  | 2 |  |  | Bulk |  |  |  | 255787 |  |  | Solistrand |  |  |  |  | Butt Splice, Inline, Individual Openings | Crimp | [7 empty] | 10-12 AWG |  |  |  |  | 5182 | https://www.unikeyic.com/media/datasheet/1b/ca/1066/1bca1066d2880934463996fc26671a36.pdf | https://www.unikeyic.com/products/wire-splice-terminals/330369/13168857.html
34067 | TE Connectivity | 1: 0.2608 | Butt Splice Terminal 16-22AWG Copper Red 27.05mm Tin Loose |  |  | 3406 |  | Red | [11 empty] | - | [7 empty] | Fully Insulated | [6 empty] | 1 (Unlimited) |  |  |  |  | 2 |  |  | Bulk | [6 empty] | Plasti-Grip |  |  |  |  | Butt Splice, Inline, Individual Openings | Crimp | [7 empty] | 16-22 AWG |  |  |  |  | 30 | https://www.unikeyic.com/media/datasheet/96/30/bbaf/9630bbaf835c7c1e0b7a0c77d51ceb26.pdf | https://www.unikeyic.com/products/wire-splice-terminals/34067/23869990.html
34068 | TE Connectivity | 1: 0.5847 100: 0.5365 | TE Connectivity Wire Connector, PLASTI-GRIP Series, Butt Splice, 16-14 AWG, 27.05mm L, Blue |  |  | 3406 |  | Blue | [11 empty] | Serrated Mating Area | [7 empty] | Fully Insulated | [6 empty] | 1 (Unlimited) |  |  |  |  | 2 |  |  | Bulk | [6 empty] | Plasti-Grip |  |  |  |  | Butt Splice, Inline, Individual Openings | Crimp | [7 empty] | 14-16 AWG |  |  |  |  | 100 | https://www.unikeyic.com/media/datasheet/bb/bd/b957/bb/9a5cc4a722a635df7cdc8cd1d7c8d2bb.pdf | https://www.unikeyic.com/products/wire-splice-terminals/34068/2646480.html
34069 | TE Connectivity | 500: 0.451 1,000: 0.44 2,500: 0.429 5,000: 0.418 | PG Butt Splice 12-10 AWG |  |  | 3406 |  | Yellow | [11 empty] | Serrated Mating Area | [7 empty] | Fully Insulated | [6 empty] | 1 (Unlimited) |  |  |  |  | 2 |  |  | Bulk | [6 empty] | Plasti-Grip |  |  |  |  | Butt Splice, Inline, Individual Openings | Crimp | [7 empty] | 10-12 AWG |  |  |  |  | 9299 | https://www.unikeyic.com/media/datasheet/87/28/852f/8728852f366fac40454efc57f2b8f080.pdf | https://www.unikeyic.com/products/wire-splice-terminals/34069/8837986.html
34070 | TE Connectivity | 1,000: 0.1716 7,000: 0.1617 13,000: 0.1595 25,000: 0.154 100,000: 0.1353 | TE Connectivity wire splice connector, PLASTI-GRIPseries, Flat connection, 22. →16 awgwire_gauge, 27.33mmtotal length, red |  |  | 3407 |  | Red | [11 empty] | Serrated Mating Area | [7 empty] | Fully Insulated | [6 empty] | 1 (Unlimited) |  |  |  |  | 2 |  |  | Bulk | [6 empty] | Plasti-Grip |  |  |  |  | Butt Splice, Inline, Individual Openings | Crimp | [7 empty] | 16-22 AWG |  |  |  |  | 96819 | https://www.unikeyic.com/media/datasheet/6b/71/956b/6b71956bf052ce03d184aa56874702d7.pdf | https://www.unikeyic.com/products/wire-splice-terminals/34070/21116249.html
34130 | TE Connectivity | 10: 0.6296 100: 0.4784 500: 0.3228 1,000: 0.2436 5,000: 0.1957 10,000: 0.1782 | TE Connectivity wire splice connector, SOLISTRANDseries, parallel, 22 → 16 AWGwire_gauge, 7.65mmtotal length |  |  | 3413 |  | - | [11 empty] | Brazed Seam, Serrated Mating Area | [7 empty] | Non-Insulated | [6 empty] | 1 (Unlimited) |  |  |  |  | 2 |  |  | Bulk |  |  |  | 14773587 |  |  | Solistrand |  |  |  |  | Inline, Individual Openings (Parallel) | Crimp | [7 empty] | 16-22 AWG | [5 empty] | https://www.unikeyic.com/media/datasheet/89/69/4dca/89694dca29b681b155f01684e402343e.pdf | https://www.unikeyic.com/products/wire-splice-terminals/34130/2829181.html
34130-4 | TE Connectivity | 1,000: 2.8059 3,000: 2.5968 | Splice Terminal 16-22AWG Copper 7.65mm Tin Loose |  |  | 34130 |  | - | [11 empty] | Brazed Seam, Serrated Mating Area | [7 empty] | Non-Insulated | [6 empty] | 1 (Unlimited) |  |  |  |  | 2 |  |  | Bulk | [6 empty] | Solistrand |  |  |  |  | Inline, Individual Openings (Parallel) | Crimp | [7 empty] | 16-22 AWG |  |  |  |  | 1767 | https://www.unikeyic.com/media/datasheet/ea/43/ca7e/ea/5ad2c8ac13f9b0cce10bc529676a395a.pdf | https://www.unikeyic.com/products/wire-splice-terminals/34130-4/322075.html
34135 | TE Connectivity | 1: 1.2761 | SPLICE,PG PARA 12-10 CONN |  |  | 3413 |  | Yellow | [11 empty] | Serrated Mating Area | [7 empty] | Fully Insulated | [6 empty] | 1 (Unlimited) |  |  |  |  | 2 |  |  | Bulk | [6 empty] | Plasti-Grip |  |  |  |  | Inline, Individual Openings (Parallel) | Crimp | [7 empty] | 10-12 AWG |  |  |  |  | 40 | https://www.unikeyic.com/media/datasheet/40/2a/0a92/40/7af6916136e505c5d32a0300193bc865.pdf | https://www.unikeyic.com/products/wire-splice-terminals/34135/9254942.html
34136 | TE Connectivity | 1: 0.1408 | TE Connectivity Wire Connector, Parallel, 12-10 AWG, 22.1mm Total Length, Yellow |  |  |  |  | Yellow | [11 empty] | Serrated Mating Area | [7 empty] | Fully Insulated | [6 empty] | 1 (Unlimited) |  |  |  |  | 2 |  |  | Bulk | [6 empty] | Plasti-Grip |  |  |  |  | Inline, Individual Openings (Parallel) | Crimp | [7 empty] | 10-12 AWG |  |  |  |  | 100 | https://www.unikeyic.com/media/datasheet/48/c8/9228/48/f58ba6b8e58fd92081386f1f8fdfbb01.pdf | https://www.unikeyic.com/products/wire-splice-terminals/34136/19531536.html
34137-4 | TE Connectivity | 25: 5.489 55: 5.39 150: 5.291 250: 5.192 1,000: 5.093 10,000: 4.444 25,000: 3.762 50,000: 3.41 100,000: 3.047 | Splice Terminal 14-16AWG Copper 7.65mm Tin Loose |  |  | 34137 |  | - | [11 empty] | Brazed Seam, Serrated Mating Area | [7 empty] | Non-Insulated | [6 empty] | 1 (Unlimited) |  |  |  |  | 2 |  |  | Bulk |  |  |  | 5273492 |  |  | Solistrand |  |  |  |  | Inline, Individual Openings (Parallel) | Crimp | [7 empty] | 14-16 AWG |  |  |  |  | 4550 | https://www.unikeyic.com/media/datasheet/a6/db/1155/a6/7709a2e156e2ed5ab74175adc17fc657.pdf | https://www.unikeyic.com/products/wire-splice-terminals/34137-4/8957931.html
34138 | TE Connectivity | 1: 0.14 | TE Connectivity wire splice connector, SOLISTRANDseries, parallel, 12→10AWGwire_gauge, 8.71mmtotal length |  |  | 3413 |  | - | [11 empty] | Brazed Seam, Serrated Mating Area | [7 empty] | Non-Insulated | [6 empty] | 1 (Unlimited) |  |  |  |  | 2 |  |  | Bulk | [6 empty] | Solistrand |  |  |  |  | Inline, Individual Openings (Parallel) | Crimp | [7 empty] | 10-12 AWG |  |  |  |  | 2017 | https://www.unikeyic.com/media/datasheet/19/7a/5a4d/19/6a0940692644f7b64e96984609bb5f43.pdf | https://www.unikeyic.com/products/wire-splice-terminals/34138/10096635.html
34138-3 | TE Connectivity | 25: 2.75 500: 1.491 1,000: 1.3755 2,500: 1.2915 5,000: 1.239 7,500: 1.2285 10,000: 1.218 | Splice Terminal 10-12AWG Copper 8.71mm Tin Lead Loose |  |  | 34138 |  | - | [11 empty] | Brazed Seam, Serrated Mating Area | [7 empty] | Non-Insulated | [6 empty] | 1 (Unlimited) |  |  |  |  | 2 |  |  | Bulk | [6 empty] | Solistrand |  |  |  |  | Inline, Individual Openings (Parallel) | Crimp | [7 empty] | 10-12 AWG |  |  |  |  | 1678 | https://www.unikeyic.com/media/datasheet/de/eb/995d/deeb995d6033c9c4c69a49a07f9e25e7.pdf | https://www.unikeyic.com/products/wire-splice-terminals/34138-3/11057339.html
34203 | TE Connectivity | 1: 0.1986 | TE Connectivity PLASTI-GRIP Wire Connector, Butt Splice, 22-16 AWG, 26.16mm L, Red |  |  | 3420 |  | Red | [11 empty] | Serrated Mating Area | [7 empty] | Fully Insulated | [6 empty] | 1 (Unlimited) |  |  |  |  | 2 |  |  | Bulk |  |  |  | 292934 |  |  | Plasti-Grip |  |  |  |  | Butt Splice, Inline, Individual Openings | Crimp | [7 empty] | 16-22 AWG |  |  |  |  | 198 | https://www.unikeyic.com/media/datasheet/41/41/b895/4141b895e463a37b9ca6c660cc60e761.pdf | https://www.unikeyic.com/products/wire-splice-terminals/34203/28747531.html
34204 | TE Connectivity | 1: 0.3581 | SPLC,PG Butt Connector 16-14 |  |  |  |  | Blue | [11 empty] | - | [7 empty] | Fully Insulated | [6 empty] | 1 (Unlimited) |  |  |  |  | 2 |  |  | Bulk |  |  |  | 14801381 |  |  | Plasti-Grip |  |  |  |  | Butt Splice, Inline, Individual Openings | Crimp | [7 empty] | 14-16 AWG |  |  |  |  | 100 | https://www.unikeyic.com/media/datasheet/1d/18/f75b/1d/663e3939c57a94f0625bb9218bc10125.pdf | https://www.unikeyic.com/products/wire-splice-terminals/34204/23062089.html
34205 | TE Connectivity | 100: 1.133 | Conn Terminals Splice Terminal 10-12AWG Copper Yellow 28.58mm Tin Loose |  |  | 3420 |  | Yellow | [11 empty] | Serrated Mating Area | [7 empty] | Fully Insulated | [6 empty] | 1 (Unlimited) |  |  |  |  | 2 |  |  | Bulk |  |  |  | 1136214 |  |  | Plasti-Grip |  |  |  |  | Butt Splice, Inline, Individual Openings | Crimp | [7 empty] | 10-12 AWG |  |  |  |  | 325 | https://www.unikeyic.com/media/datasheet/a3/d6/002f/a3/d70db358af8a12016efc53c959d0e8ec.pdf | https://www.unikeyic.com/products/wire-splice-terminals/34205/34590247.html
34243 | TE Connectivity | 1: 0.3437 | PG BUTT SPLC 22-16COMM22-18MIL |  |  |  |  | Red | [11 empty] | - | [7 empty] | Fully Insulated | [6 empty] | 1 (Unlimited) |  |  |  |  | 2 |  |  | Bulk | [6 empty] | Plasti-Grip |  |  |  |  | Butt Splice, Inline, Individual Openings | Crimp | [7 empty] | 16-22 AWG |  |  |  |  | 2 | https://www.unikeyic.com/media/datasheet/38/77/6b13/38/6ea5b4748f3dcb5ba732c7bab50df606.pdf | https://www.unikeyic.com/products/wire-splice-terminals/34243/1157391.html
34318 | TE Connectivity | 500: 0.2499 1,000: 0.2457 2,000: 0.2404 | TE Connectivity wire splice connector, SOLISTRANDseries, parallel, 8 AWGwire_gauge, 9.53mmtotal length |  |  | 3431 |  | - | [11 empty] | Brazed Seam, Serrated Mating Area | [7 empty] | Non-Insulated | [6 empty] | 1 (Unlimited) |  |  |  |  | 2 |  |  | Bulk |  |  |  | 287768 |  |  | Solistrand |  |  |  |  | Inline, Individual Openings (Parallel) | Crimp | [7 empty] | 8 AWG |  |  |  |  | 3500 | https://www.unikeyic.com/media/datasheet/89/69/4dca/89694dca29b681b155f01684e402343e.pdf | https://www.unikeyic.com/products/wire-splice-terminals/34318/9063365.html
34319-3 | TE Connectivity | 15: 10.516 30: 10.329 55: 10.153 150: 9.966 1,000: 9.064 | Connector Terminal, for Splice Terminal | [31 empty] | Vendor Undefined | [7 empty] | Box |  |  |  | 14707794 |  |  | * | [18 empty] | 2266 | https://www.unikeyic.com/media/datasheet/34/75/057e/3475057e7b07a6c06b6e164ad539d1ed.pdf | https://www.unikeyic.com/products/wire-splice-terminals/34319-3/24942241.html
34320 | TE Connectivity | 1: 1.2125 100: 1.1125 | TE Connectivity wire splice connector, SOLISTRANDseries, parallel, 4 AWGwire_gauge, 13.49mmtotal length |  |  | 3432 |  | - | [11 empty] | Brazed Seam | [7 empty] | Non-Insulated | [6 empty] | 1 (Unlimited) |  |  |  |  | 2 |  |  | Bulk | [6 empty] | Solistrand |  |  |  |  | Inline, Individual Openings (Parallel) | Crimp | [7 empty] | 4 AWG |  |  |  |  | 41 | https://www.unikeyic.com/media/datasheet/da/33/2204/da3322041c7d56f9a7486627b8f2d064.pdf | https://www.unikeyic.com/products/wire-splice-terminals/34320/7649086.html
34322 | TE Connectivity | 1: 0.8312 50: 0.623 100: 0.5401 | TE Connectivity Wire Connector, SOLISTRAND Series, Butt Splice, 6 AWG, 25.78mm Length |  |  | 3432 |  | - | [11 empty] | Brazed Seam | [7 empty] | Non-Insulated | [6 empty] | 1 (Unlimited) |  |  |  |  | 2 |  |  | Bulk | [6 empty] | Solistrand |  |  |  |  | Butt Splice, Inline, Individual Openings | Crimp | [7 empty] | 6 AWG |  |  |  |  | 2 | https://www.unikeyic.com/media/datasheet/50/4c/d9ba/504cd9babbfedebc92668e081bf0d21a.pdf | https://www.unikeyic.com/products/wire-splice-terminals/34322/4688040.html
34323 | TE Connectivity | 45: 3.102 250: 2.904 500: 2.728 1,000: 2.706 5,000: 2.453 10,000: 2.332 25,000: 1.947 100,000: 1.661 | SPLICE SOLIS Butt 4 |  |  | 3432 |  | - | [11 empty] | Brazed Seam | [7 empty] | Non-Insulated | [6 empty] | 1 (Unlimited) |  |  |  |  | 2 |  |  | Bulk |  |  |  | 14801946 |  |  | Solistrand |  |  |  |  | Butt Splice, Inline, Individual Openings | Crimp | [7 empty] | 4 AWG |  |  |  |  | 785 | https://www.unikeyic.com/media/datasheet/e6/aa/0d00/e6aa0d00d206bb585ab37f2fe501019b.pdf | https://www.unikeyic.com/products/wire-splice-terminals/34323/18892765.html
34864 | TE Connectivity | 10: 0.8338 25: 0.7625 100: 0.6578 250: 0.5897 1,000: 0.4892 3,000: 0.4579 5,000: 0.4363 10,000: 0.4158 | Splices 16-22AWG Copper Blue 20.32mm Tin Loose |  |  |  |  | Blue | [11 empty] | - | [7 empty] | Fully Insulated | [6 empty] | 1 (Unlimited) |  |  |  |  | 1 |  |  | Bulk |  |  |  | 292947 |  |  | - |  |  |  |  | Butt Splice, Closed End, Single Opening | Crimp | [7 empty] | 14-22 AWG |  |  |  |  | 3815 | https://www.unikeyic.com/media/datasheet/bf/5e/e1a6/bf/1ec6f774ff55aad756acd464cbbaa270.pdf | https://www.unikeyic.com/products/wire-splice-terminals/34864/10246622.html
34865 | TE Connectivity | 1: 1.4365 | Splices 10-22AWG Copper Yellow 25.65mm Tin Loose |  |  | 3486 |  | Yellow | [11 empty] | - | [7 empty] | Fully Insulated | [6 empty] | 1 (Unlimited) |  |  |  |  | 1 |  |  | Bulk | [6 empty] | - |  |  |  |  | Butt Splice, Closed End, Single Opening | Crimp | [7 empty] | 10-22 AWG |  |  |  |  | 99 | https://www.unikeyic.com/media/datasheet/59/1c/3b69/591c3b69702c6910902bd7f1072a2f6f.pdf | https://www.unikeyic.com/products/wire-splice-terminals/34865/7832408.html
35187 | TE Connectivity | 1: 2.2116 100: 2.0291 | TE Connectivity Wire Connector, Solistrand Series, Parallel, 2 AWG, 16.26mm Length |  |  | 3518 |  | - | [11 empty] | Brazed Seam | [7 empty] | Non-Insulated | [6 empty] | 1 (Unlimited) |  |  |  |  | 2 |  |  | Bulk | [6 empty] | Solistrand |  |  |  |  | Inline, Individual Openings (Parallel) | Crimp | [7 empty] | 2 AWG |  |  |  |  | 30 | https://www.unikeyic.com/media/datasheet/1b/e5/585a/1be5585aeb060693d8b88e16afbb449f.pdf | https://www.unikeyic.com/products/wire-splice-terminals/35187/25558578.html
35189 | TE Connectivity | 1: 2.2767 | Splices, 2AWG, Copper, 32.13mm, Tin, Loose |  |  | 3518 |  | - | [11 empty] | Brazed Seam | [7 empty] | Non-Insulated | [6 empty] | 1 (Unlimited) |  |  |  |  | 2 |  |  | Bulk | [6 empty] | Solistrand |  |  |  |  | Inline, Individual Openings (Parallel) | Crimp | [7 empty] | 2 AWG |  |  |  |  | 20 | https://www.unikeyic.com/media/datasheet/4c/a2/ed9a/4c/09c2baa01bbc9acf592c492c362caf6a.pdf | https://www.unikeyic.com/products/wire-splice-terminals/35189/16849391.html
35653 | TE Connectivity | 10: 0.2673 100: 0.2602 500: 0.2512 | TE Connectivity Wire Connector, Closed End, 22-10 AWG, 19.69mm Length, Natural |  |  | 3565 |  | Natural | [11 empty] | - | [7 empty] | Fully Insulated | [6 empty] | 1 (Unlimited) |  |  |  |  | 1 |  |  | Bulk |  |  |  | 255835 |  |  | - |  |  |  |  | Butt Splice, Closed End, Single Opening | Crimp | [7 empty] | 10-22 AWG |  |  |  |  | 20 | https://www.unikeyic.com/media/datasheet/dd/4f/02a6/dd4f02a64b5a0a423c8baa2c7a9dd77f.pdf | https://www.unikeyic.com/products/wire-splice-terminals/35653/2651822.html
357607100 | molex | 12,000: 0.0073 | Splice Terminal, 16AWG, Reel | [15 empty] | 357607100 molex | [16 empty] | push-in |  |  |  |  | -30℃~105℃ |  |  |  |  | On sale |  |  | Tape and reel packaging | [19 empty] | 36000 | https://www.unikeyic.com/media/datasheet/d2/d7/e664/58/8dd6681eb33ac9bbe6b90ff860c9e57c.pdf | https://www.unikeyic.com/products/wire-splice-terminals/357607100/29546233.html
357607200 | molex | 10: 0.215 50: 0.2094 100: 0.202 | Splice Terminal, 12AWG, Brass, 10mm, T/R | [15 empty] | 357607200 molex | [11 empty] | 10mm(Length)*4.2mm(height) |  |  |  |  | wire mounting |  |  |  |  | -30℃~105℃ | [6 empty] | Compliant | [20 empty] | 30 | https://www.unikeyic.com/media/datasheet/01/17/6326/01176326e39d644f423ebc718d06b198.pdf | https://www.unikeyic.com/products/wire-splice-terminals/357607200/5154689.html
36906 | TE Connectivity | 1: 1.0354 | TE Connectivity Wire Connector, SOLISTRAND Series, Butt Splice, 8 AWG, 21.01mm L |  |  |  |  | - | [11 empty] | Brazed Seam | [7 empty] | Non-Insulated | [6 empty] | 1 (Unlimited) |  |  |  |  | 2 |  |  | Bulk | [6 empty] | Solistrand |  |  |  |  | Butt Splice, Inline, Individual Openings | Crimp | [7 empty] | 8 AWG |  |  |  |  | 50 | https://www.unikeyic.com/media/datasheet/ba/b6/fc4b/bab6fc4b143c74a32e3c8632ea082c6f.pdf | https://www.unikeyic.com/products/wire-splice-terminals/36906/1419278.html
36946 | TE Connectivity | 50: 2.871 250: 2.673 500: 2.607 1,000: 2.497 5,000: 1.914 10,000: 1.606 | Splices (1/0)AWG Copper 18.64mm Tin Loose |  |  | 3694 |  | - | [11 empty] | Brazed Seam | [7 empty] | Non-Insulated | [6 empty] | 1 (Unlimited) |  |  |  |  | 2 |  |  | Bulk |  |  |  | 287836 |  |  | Solistrand |  |  |  |  | Inline, Individual Openings (Parallel) | Crimp | [7 empty] | 1/0 AWG |  |  |  |  | 91 | https://www.unikeyic.com/media/datasheet/8e/5e/dbf9/8e5edbf948b01b57ac63490ecf9e5976.pdf | https://www.unikeyic.com/products/wire-splice-terminals/36946/14054328.html
36958 | TE Connectivity | 5: 15.609 10: 15.1632 25: 14.6664 50: 14.217 100: 13.629 250: 12.495 500: 12.4635 | SPLICE SOLIS BUTT 2/0 CONN |  |  | 3695 |  | - | [11 empty] | Brazed Seam | [7 empty] | Non-Insulated | [6 empty] | 1 (Unlimited) |  |  |  |  | 2 |  |  | Bulk | [6 empty] | Solistrand |  |  |  |  | Butt Splice, Inline, Individual Openings | Crimp | [7 empty] | 2/0 AWG |  |  |  |  | 450 | https://www.unikeyic.com/media/datasheet/ec/0f/9b85/ec/19341c9d72f976fa3c71f919c2755b6d.pdf | https://www.unikeyic.com/products/wire-splice-terminals/36958/22017253.html
36959 | TE Connectivity | 1: 12.7421 | TE Connectivity wire splice connector, SOLISTRANDseries, Flat connection, 0000 AWGwire_gauge, 37.59mmtotal length |  |  | 3695 |  | - | [11 empty] | Brazed Seam | [7 empty] | Non-Insulated | [6 empty] | 1 (Unlimited) |  |  |  |  | 2 |  |  | Bulk | [6 empty] | Solistrand |  |  |  |  | Butt Splice, Inline, Individual Openings | Crimp | [7 empty] | 3/0 AWG |  |  |  |  | 5 | https://www.unikeyic.com/media/datasheet/cc/e4/6b7e/cc/70869728c576c5f0c587c858b068867f.pdf | https://www.unikeyic.com/products/wire-splice-terminals/36959/27202401.html
36960 | TE Connectivity | 50: 19.8303 100: 18.8844 250: 17.7032 500: 16.8594 | SPLICE,SOLIS BUTT 4/0 |  |  | 3696 |  | - | [11 empty] | Brazed Seam | [7 empty] | Non-Insulated | [6 empty] | 1 (Unlimited) |  |  |  |  | 2 |  |  | Bulk |  |  |  | 293107 |  |  | Solistrand |  |  |  |  | Butt Splice, Inline, Individual Openings | Crimp | [7 empty] | 4/0 AWG |  |  |  |  | 120 | https://www.unikeyic.com/media/datasheet/69/03/764b/69/348b45fec45c89ff26f554e60210334c.pdf | https://www.unikeyic.com/products/wire-splice-terminals/36960/1591747.html
36965 | TE Connectivity | 1: 0.3143 10: 0.2694 30: 0.2357 100: 0.1985 500: 0.1886 | TE Connectivity Wire Connector, Closed End, 22-10 AWG, 28.58mm L, Purple |  |  | 3696 |  | Purple | [11 empty] | - | [7 empty] | Fully Insulated | [6 empty] | 1 (Unlimited) |  |  |  |  | 1 |  |  | Bulk |  |  |  | 255829 |  |  | - |  |  |  |  | Butt Splice, Closed End, Single Opening | Crimp | [7 empty] | 10-22 AWG | [5 empty] | https://www.unikeyic.com/media/datasheet/13/de/9da9/13de9da9e84f6b309ff05f54a1a7f99b.pdf | https://www.unikeyic.com/products/wire-splice-terminals/36965/27180534.html
404017 | PHOENIX CONTACT | 10: 1.0561 50: 1.0138 100: 0.9463 250: 0.9294 500: 0.9294 | Phoenix Contact AK4 Conn Fast Connection Terminal Block F Screw ST 32A | [15 empty] | 404017 PHOENIX CONTACT | [11 empty] | 23.5mm(Length)*7mm(height) | [37 empty] | 475 | https://www.unikeyic.com/media/datasheet/upload/2023/07/19/0404017.pdf | https://www.unikeyic.com/products/wire-splice-terminals/404017/34654462.html
404033 | PHOENIX CONTACT | 10: 1.521 100: 1.4938 500: 1.4666 1,000: 1.4666 | Phoenix,Terminal blocks,AK16,Conn Pick-Off Terminal Block F 1 POS Screw Cable Mount 76A | [15 empty] | 404033 PHOENIX CONTACT | [11 empty] | 10mm(height) |  |  |  |  | wire mounting | [32 empty] | 294 | https://www.unikeyic.com/media/datasheet/a1/07/3f87/a1/f6abf74c2687f7773c4a4026f8273c51.pdf | https://www.unikeyic.com/products/wire-splice-terminals/404033/14776304.html
40509 | TE Connectivity | 1: 0.1167 100: 0.1072 | Splice Terminal (4/0)AWG Brass 3.86mm Electro Tin Strip Automotive |  |  | 4050 |  | - | [11 empty] | Ridged | [7 empty] | Non-Insulated | [6 empty] | 1 (Unlimited) |  |  |  |  | Varies by Wire Size |  |  | Tape & Reel (TR)Cut Tape (CT) | [6 empty] | - |  |  |  |  | Crimpband, Open Band | Crimp | [7 empty] | 3300-9000 CMA |  |  |  |  | 60 | https://www.unikeyic.com/media/datasheet/0f/9f/e2f2/0f9fe2f22a3e45930b3c49a5aed2153e.pdf | https://www.unikeyic.com/products/wire-splice-terminals/40509/4423223.html
40864 | TE Connectivity | 50,000: 0.0147 100,000: 0.0145 | Terminal Crimpband Open Band Connector Crimp |  |  | 4086 |  | - | [11 empty] | - | [7 empty] | Non-Insulated | [6 empty] | 1 (Unlimited) |  |  |  |  | Varies by Wire Size |  |  | Tape & Reel (TR) |  |  |  | 5120472 |  |  | - |  |  |  |  | Crimpband, Open Band | Crimp | [7 empty] | - |  |  |  |  | 150000 | https://www.unikeyic.com/media/datasheet/6d/a8/4956/6d/2999904413a3ab1c9fc18b86bd710b07.pdf | https://www.unikeyic.com/products/wire-splice-terminals/40864/18784998.html
40868 | TE Connectivity | 1: 0.1424 | Splice Terminal Brass 3.96mm Tin Strip Automotive |  |  | 4086 |  | - | [11 empty] | Ridged | [7 empty] | Non-Insulated | [6 empty] | 1 (Unlimited) |  |  |  |  | Varies by Wire Size |  |  | Tape & Reel (TR)Cut Tape (CT) | [6 empty] | - |  |  |  |  | Crimpband, Open Band | Crimp | [7 empty] | 2500-4700 CMA |  |  |  |  | 82897 | https://www.unikeyic.com/media/datasheet/5d/14/c0fc/5d14c0fc04e8474007129d3717be8a7d.pdf | https://www.unikeyic.com/products/wire-splice-terminals/40868/24113411.html
41215 | TE Connectivity | 50,000: 0.0408 |  |  |  | 4121 |  | - | [11 empty] | - | [7 empty] | Non-Insulated | [6 empty] | 1 (Unlimited) |  |  |  |  | Varies by Wire Size |  |  | Tape & Reel (TR) |  |  |  | 1150690 |  |  | - |  |  |  |  | Crimpband, Open Band | Crimp | [7 empty] | 2200-4500 CMA |  |  |  |  | 5000000 | https://www.unikeyic.com/media/datasheet/93/d2/576a/93/878ca0c9728f9f76725f4fc41a2b66d1.pdf | https://www.unikeyic.com/products/wire-splice-terminals/41215/8892530.html
41282 | TE Connectivity | 24,000: 0.0585 | Splice Terminal Brass 4.57mm Strip Automotive |  |  | 4128 |  | - | [11 empty] | - | [7 empty] | Non-Insulated | [6 empty] | 1 (Unlimited) |  |  |  |  | Varies by Wire Size |  |  | Tape & Reel (TR)Cut Tape (CT) |  |  |  | 293177 |  |  | - |  |  |  |  | Crimpband, Open Band | Crimp | [7 empty] | - |  |  |  |  | 24000 | https://www.unikeyic.com/media/datasheet/65/fe/976c/65fe976c40dc3b7e00b1e97941c6d470.pdf | https://www.unikeyic.com/products/wire-splice-terminals/41282/5900099.html
41313 | TE Connectivity | 150,000: 0.0392 |  |  |  | 4131 |  | - | [11 empty] | - | [7 empty] | Non-Insulated | [6 empty] | 1 (Unlimited) |  |  |  |  | Varies by Wire Size |  |  | Tape & Reel (TR) | [6 empty] | - |  |  |  |  | Crimpband, Open Band | Crimp | [7 empty] | 800-2500 CMA |  |  |  |  | 15000000 | https://www.unikeyic.com/media/datasheet/fd/5f/e305/fd/39aac03422a3c1997fc5e46757a0e506.pdf | https://www.unikeyic.com/products/wire-splice-terminals/41313/19334619.html
41996 | TE Connectivity | 60,000: 0.0525 | Splice Terminal Brass 6.35mm Tin Reel Automotive |  |  | 4199 |  | - | [11 empty] | - | [7 empty] | Non-Insulated | [6 empty] | 1 (Unlimited) |  |  |  |  | Varies by Wire Size |  |  | Tape & Reel (TR) |  |  |  | 293257 |  |  | - |  |  |  |  | Crimpband, Open Band | Crimp | [7 empty] | 7400-10000 CMA |  |  |  |  | 6000000 | https://www.unikeyic.com/media/datasheet/69/15/135a/69/81530d66c64cc54b20572f28bf7d3412.pdf | https://www.unikeyic.com/products/wire-splice-terminals/41996/29184973.html
423027 | PHOENIX CONTACT | 10: 2.1837 100: 2.1447 500: 2.1057 1,000: 2.1057 | Phoenix Contact Terminal Block AKG16GNYE | [15 empty] | 423027 PHOENIX CONTACT | [11 empty] | 23.5mm(Length)*10mm(height) | [37 empty] | 242 | https://www.unikeyic.com/media/datasheet/b8/06/7c1c/b8/365b40cc24a700502b841e5d78119f42.pdf | https://www.unikeyic.com/products/wire-splice-terminals/423027/23866159.html
42329-1 | TE Connectivity | 5,000: 0.0517 7,500: 0.0505 33,000: 0.0479 66,000: 0.0469 132,000: 0.0468 165,000: 0.0467 264,000: 0.0466 | SPLICE, 1200-2600, .012, NPST |  |  | 42329 |  | - | [11 empty] | - | [7 empty] | Non-Insulated | [6 empty] | 1 (Unlimited) |  |  |  |  | Varies by Wire Size |  |  | Tape & Reel (TR)Cut Tape (CT) |  |  |  | 4142569 |  |  | - |  |  |  |  | Crimpband, Open Band | Crimp | [7 empty] | 3200-3900 CMA |  |  |  |  | 11500 | https://www.unikeyic.com/media/datasheet/d7/a3/37db/d7a337db4c3c6070be3b7511f4d51714.pdf | https://www.unikeyic.com/products/wire-splice-terminals/42329-1/9646892.html
424026 | PHOENIX CONTACT | 1: 4.5226 10: 3.9799 100: 3.9799 250: 3.9075 500: 3.9075 | Phoenix Contact AKG35GNYE Terminal Block | [15 empty] | 424026 PHOENIX CONTACT | [11 empty] | 27mm(Length)*14.3mm(height) | [37 empty] | 136 | https://www.unikeyic.com/media/datasheet/34/ca/097b/34/3f6cd26d374244a202a8d03469a775e5.pdf | https://www.unikeyic.com/products/wire-splice-terminals/424026/24825322.html
42779-2 | TE Connectivity | 25: 0.1656 100: 0.1484 250: 0.1221 1,000: 0.1023 2,500: 0.0918 5,000: 0.0886 10,000: 0.0842 | SPLICE AMPLIVAR 3000-7000 |  |  | 42779 |  | - | [11 empty] | Serrated Mating Area | [7 empty] | Non-Insulated | [6 empty] | 1 (Unlimited) |  |  |  |  | Varies by Wire Size |  |  | Tape & Reel (TR) |  |  |  | 14824121 |  |  | Amplivar |  |  |  |  | Crimpband, Open Band | Crimp | [7 empty] | 3000-7000 CMA |  |  |  |  | 22576 | https://www.unikeyic.com/media/datasheet/53/9c/778a/53/a1ca6e0d28d46fa73b11aba4af67d72b.pdf | https://www.unikeyic.com/products/wire-splice-terminals/42779-2/29546033.html
433078 | RS | 100: 0.251 500: 0.1807 2,500: 0.1458 | RS PRO wire splice connector, Flat connection, 0.5 → 1.5 mm²wire_gauge, 15mmtotal length | [65 empty] | 19285 | https://www.unikeyic.com/media/about_us/Unikey_ISO_9001_Certification.pdf | https://www.unikeyic.com/products/wire-splice-terminals/433078/4674250.html
454100-000 | TE Connectivity | 250: 0.484 600: 0.44 1,200: 0.429 10,000: 0.418 25,000: 0.396 50,000: 0.374 | TE Connectivity Wire Connector, DuraSeal Series, Butt Splice, 16-14 AWG, 31.5mm L, Blue | [15 empty] | 454100-000 TE Connectivity | [26 empty] | On sale |  | Compliant | boxed, bulk | [19 empty] | 50000 | https://www.unikeyic.com/media/datasheet/a9/70/9718/a970971805c5b5a54d0b6819696b253b.pdf | https://www.unikeyic.com/products/wire-splice-terminals/454100-000/20039045.html
4580724 | RS | 10: 1.6782 500: 1.2135 | RS PRO Wire Connector | [65 empty] | 1680 | https://www.unikeyic.com/media/about_us/Unikey_ISO_9001_Certification.pdf | https://www.unikeyic.com/products/wire-splice-terminals/4580724/13753793.html
485020-1 | TE Connectivity | 1: 0.0065 | SPLICE 6000-8000 .020 TPST |  |  | 485020 |  | - | [11 empty] | - | [7 empty] | Non-Insulated | [6 empty] | 1 (Unlimited) |  |  |  |  | Varies by Wire Size |  |  | Tape & Reel (TR)Cut Tape (CT) |  |  |  | 288382 |  |  | - |  |  |  |  | Crimpband, Open Band | Crimp | [7 empty] | 6000-8000 CMA |  |  |  |  | 4700 | https://www.unikeyic.com/media/datasheet/de/d4/174a/ded4174aeecf72ac990ed194d6013c98.pdf | https://www.unikeyic.com/products/wire-splice-terminals/485020-1/10415483.html
485043-1 | TE Connectivity | 2,500: 0.0172 7,500: 0.0167 12,500: 0.0162 | SPLICE 4000-9000 .020 BR |  |  | 485043 |  | - | [11 empty] | Ridged | [7 empty] | Non-Insulated | [6 empty] | 1 (Unlimited) |  |  |  |  | Varies by Wire Size |  |  | Tape & Reel (TR)Cut Tape (CT) |  |  |  | 665812 |  |  | - |  |  |  |  | Crimpband, Open Band | Crimp | [7 empty] | 4000-9000 CMA |  |  |  |  | 30000 | https://www.unikeyic.com/media/datasheet/05/bf/e1c5/05bfe1c547a18362e81d48e256a3b49f.pdf | https://www.unikeyic.com/products/wire-splice-terminals/485043-1/18339476.html
4PCV-02-006 | BUCHANAN | 10: 1.3254 100: 1.3017 500: 1.3017 1,000: 1.2781 2,500: 1.2781 | Conn Barrier Strip 2 POS 8.26mm Solder ST Thru-Hole 20A/Contact Package | [15 empty] | 4PCV-02-006 BUCHANAN | [49 empty] | 209 | https://www.unikeyic.com/media/datasheet/aa/49/27fe/aa4927fe3933f21f7ea3f8536995c95e.pdf | https://www.unikeyic.com/products/wire-splice-terminals/4pcv-02-006/26655957.html
5-1377173-5 | TE Connectivity | 2,000: 0.751 | PIDG Ring Tongue |  |  | 1377173 |  | Red | [11 empty] | Serrated Mating Area | [7 empty] | Fully Insulated | [6 empty] | 1 (Unlimited) |  |  |  |  | 2 |  |  | Bulk | [6 empty] | Plasti-Grip |  |  |  |  | Inline, Individual Openings (Parallel) | Crimp | [7 empty] | 16-22 AWG |  |  |  |  | 200000 | https://www.unikeyic.com/media/datasheet/d1/be/80f9/d1/cab746bb8cbdb865fd08c0797b5ea34b.pdf | https://www.unikeyic.com/products/wire-splice-terminals/5-1377173-5/504443.html
5-1377173-6 | TE Connectivity | 1,000: 1.5089 | Ring and Spade Tongue Terminals |  |  | 1377173 |  | Blue | [11 empty] | Serrated Mating Area | [7 empty] | Fully Insulated | [6 empty] | 1 (Unlimited) |  |  |  |  | 2 |  |  | Bulk |  |  |  | 5589525 |  |  | Plasti-Grip |  |  |  |  | Inline, Individual Openings (Parallel) | Crimp | [7 empty] | 14-16 AWG |  |  |  |  | 100000 | https://www.unikeyic.com/media/datasheet/d1/be/80f9/d1/cab746bb8cbdb865fd08c0797b5ea34b.pdf | https://www.unikeyic.com/products/wire-splice-terminals/5-1377173-6/2347638.html
5-2834245-1 | TE Connectivity | 2,000: 0.0867 4,000: 0.0857 6,000: 0.0838 | Conn Flex Grip Wire 5 POS Spring Clamp ST Cable Mount 16A/Contact Bag/Box |  |  | 2834245 |  | Green | [11 empty] | - | [7 empty] | Fully Insulated | [6 empty] | Not Applicable |  |  |  |  | 5 |  |  | Bulk |  |  |  | 8538183 |  |  | Flex Grip |  |  |  |  | Butt Splice, Closed End, Individual Openings | Push In | [7 empty] | 14-24 AWG |  |  |  |  | 20000 | https://www.unikeyic.com/media/datasheet/83/77/350e/8377350eacf5327b78a5520bf79ec484.pdf | https://www.unikeyic.com/products/wire-splice-terminals/5-2834245-1/5687357.html
50920 | TE Connectivity | 1: 1.1625 | SPLICE,CE 22-16 AWG Connector |  |  | 5092 |  | Natural | [11 empty] | - | [7 empty] | Fully Insulated | [6 empty] | 1 (Unlimited) |  |  |  |  | 1 |  |  | Bulk |  |  |  | 1150936 |  |  | - |  |  |  |  | Butt Splice, Closed End, Single Opening | Crimp | [7 empty] | 16-22 AWG |  |  |  |  | 10 | https://www.unikeyic.com/media/datasheet/79/32/641d/79/18c8be3896357ee2282d846b00e81890.pdf | https://www.unikeyic.com/products/wire-splice-terminals/50920/33379594.html
5104775 | RS | 25: 31.0032 | RS PRO Wire Connector, Butt Splice, 26-22 AWG, 12.5mm L, White/Yellow | [65 empty] | 108110 | https://www.unikeyic.com/media/about_us/Unikey_ISO_9001_Certification.pdf | https://www.unikeyic.com/products/wire-splice-terminals/5104775/28531545.html
5104797 | RS | 25: 22.1076 | RS PRO wire splice connector, 26 → 22 AWGwire_gauge, 12.5mmtotal length, Blue，white | [65 empty] | 11780 | https://www.unikeyic.com/media/about_us/Unikey_ISO_9001_Certification.pdf | https://www.unikeyic.com/products/wire-splice-terminals/5104797/13967761.html
5104832 | RS | 50: 7.8054 250: 6.4271 | RS PRO wire splice connector, T Tap, 20 → 18 AWGwire_gauge, 37mmtotal length, red | [65 empty] | 5593 | https://www.unikeyic.com/media/about_us/Unikey_ISO_9001_Certification.pdf | https://www.unikeyic.com/products/wire-splice-terminals/5104832/20150248.html
5104854 | RS | 1: 34.9449 | RS PRO wire splice connector, T Tap, 12 AWGwire_gauge, 37mmtotal length, yellow | [65 empty] | 6080 | https://www.unikeyic.com/media/about_us/Unikey_ISO_9001_Certification.pdf | https://www.unikeyic.com/products/wire-splice-terminals/5104854/11840024.html
5104860 | RS | 50: 4.7335 250: 3.6582 | RS PRO Wire Connector, 16-14 AWG, 49mm L, Blue/Red | [65 empty] | 2016 | https://www.unikeyic.com/media/about_us/Unikey_ISO_9001_Certification.pdf | https://www.unikeyic.com/products/wire-splice-terminals/5104860/18563382.html
5104898 | RS | 50: 5.0419 250: 3.9437 | RS PRO Wire Connector, 20 → 18 AWG, 34mm L, Red | [65 empty] | 61797 | https://www.unikeyic.com/media/about_us/Unikey_ISO_9001_Certification.pdf | https://www.unikeyic.com/products/wire-splice-terminals/5104898/30487410.html
5104911 | RS | 50: 8.4502 250: 6.9544 | RS PRO Wire-to-Wire Connector, 18-14 AWG, 34mm L, Blue | [65 empty] | 3977 | https://www.unikeyic.com/media/about_us/Unikey_ISO_9001_Certification.pdf | https://www.unikeyic.com/products/wire-splice-terminals/5104911/15495192.html
5105346 | RS | 4: 13.7567 | RS PRO Wire Connector, T-Splitter, 18-14 AWG, 37mm L, Blue | [65 empty] | 5937 | https://www.unikeyic.com/media/about_us/Unikey_ISO_9001_Certification.pdf | https://www.unikeyic.com/products/wire-splice-terminals/5105346/3157858.html
5108755 | RS | 50: 16.1354 250: 13.305 | RS PRO wire splice connector, 18 → 14 AWGwire_gauge, 27mmtotal length, white | [65 empty] | 8256 | https://www.unikeyic.com/media/about_us/Unikey_ISO_9001_Certification.pdf | https://www.unikeyic.com/products/wire-splice-terminals/5108755/21767941.html
51892 | TE Connectivity | 1: 1.641 | Conn Terminals Splice Terminal 8AWG Copper 21.01mm Tin Loose |  |  | 5189 |  | - | [11 empty] | Brazed Seam | [7 empty] | Non-Insulated | [6 empty] | 1 (Unlimited) |  |  |  |  | 2 |  |  | Bulk |  |  |  | 2055994 |  |  | Solistrand |  |  |  |  | Inline, Individual Openings (Parallel) | Crimp | [7 empty] | 8 AWG |  |  |  |  | 50 | https://www.unikeyic.com/media/datasheet/ee/12/07d9/ee/770c1c314c63a4b0980a9d9d86de79bf.pdf | https://www.unikeyic.com/products/wire-splice-terminals/51892/19053180.html
51942 | TE Connectivity | 500: 12.8985 | COPALUM Wire Connector, Copper, Closed Barrel, 16-0000 AWG |  |  | 5194 |  | - | [11 empty] | - | [7 empty] | Non-Insulated | [6 empty] | Not Applicable |  |  |  |  | 2 |  |  | Bulk |  |  |  | 293653 |  |  | Copalum |  |  |  |  | Butt Splice, Inline, Individual Openings | Crimp | [7 empty] | 4 AWG (Al), 6 AWG (Cu) |  |  |  |  | 50000 | https://www.unikeyic.com/media/datasheet/17/45/585c/1745585c526ffb4c7474310fd03fb383.pdf | https://www.unikeyic.com/products/wire-splice-terminals/51942/12965351.html
52013 | TE Connectivity | 250: 30.0375 | COPALUM Stranded/Solid Butt Connector, Copper, Closed Barrel, 16-0000 AWG |  |  | 5201 |  | - | [11 empty] | - | [7 empty] | Non-Insulated | [6 empty] | 1 (Unlimited) |  |  |  |  | 2 |  |  | Bulk | [6 empty] | Copalum |  |  |  |  | Butt Splice, Inline, Individual Openings | Crimp | [7 empty] | 2/0 AWG (Al), 1/0 AWG (Cu) |  |  |  |  | 25000 | https://www.unikeyic.com/media/datasheet/e4/0f/763c/e4/f0ac3f9a0be58ef3d952b9f5dd0a86c6.pdf | https://www.unikeyic.com/products/wire-splice-terminals/52013/14028416.html
52745 | TE Connectivity | 1: 8.2901 | COPALUM Stranded/Solid Parallel Connector, Copper Material, Closed Barrel Type, 16-0000 AWG |  |  |  |  | - | [11 empty] | - | [7 empty] | Non-Insulated | [6 empty] | Not Applicable |  |  |  |  | 2 |  |  | Bulk |  |  |  | 288126 |  |  | Copalum |  |  |  |  | Inline, Individual Openings (Parallel) | Crimp | [7 empty] | 8 AWG |  |  |  |  | 5 | https://www.unikeyic.com/media/datasheet/6f/28/7b28/6f287b28dd76de0cc7047b9efff03e1c.pdf | https://www.unikeyic.com/products/wire-splice-terminals/52745/10765695.html
52746 | TE Connectivity | 100: 5.3058 250: 4.9737 500: 4.7364 1,000: 4.5106 2,500: 4.2286 | COPALUM Stranded/Solid Parallel Connector, Copper, Closed Barrel, 16-0000 AWG |  |  | 5274 |  | - | [11 empty] | - | [7 empty] | Non-Insulated | [6 empty] | Not Applicable |  |  |  |  | 2 |  |  | Bulk |  |  |  | 288116 |  |  | Copalum |  |  |  |  | Inline, Individual Openings (Parallel) | Crimp | [7 empty] | 6 AWG |  |  |  |  | 775 | https://www.unikeyic.com/media/datasheet/4f/4b/9dc1/4f4b9dc1f184f1375eca5f00342916af.pdf | https://www.unikeyic.com/products/wire-splice-terminals/52746/22632695.html
52747 | TE Connectivity | 100: 8.1261 250: 7.6176 500: 7.2543 1,000: 6.9085 | COPALUM Stranded/Solid Parallel Connector, Copper Material, Closed Barrel Type, 16-0000 AWG |  |  | 5274 |  | - | [11 empty] | - | [7 empty] | Non-Insulated | [6 empty] | Not Applicable |  |  |  |  | 2 |  |  | Bulk |  |  |  | 288117 |  |  | Copalum |  |  |  |  | Inline, Individual Openings (Parallel) | Crimp | [7 empty] | 4 AWG |  |  |  |  | 665 | https://www.unikeyic.com/media/datasheet/a4/11/0478/a41104784b46b6ba17c685f9a3c6dc67.pdf | https://www.unikeyic.com/products/wire-splice-terminals/52747/10672249.html
52748 | TE Connectivity | 400: 9.4 | COPALUM Stranded/Solid Parallel Connector, Copper Material, Closed Barrel Type, 16-0000 AWG |  |  | 5274 |  | - | [11 empty] | - | [7 empty] | Non-Insulated | [6 empty] | Not Applicable |  |  |  |  | 2 |  |  | Bulk | [6 empty] | Copalum |  |  |  |  | Inline, Individual Openings (Parallel) | Crimp | [7 empty] | 2 AWG |  |  |  |  | 40000 | https://www.unikeyic.com/media/datasheet/01/37/fdb0/01/d80feb8b91ee316cb5e635f0efa00954.pdf | https://www.unikeyic.com/products/wire-splice-terminals/52748/34147422.html
52791 | TE Connectivity | 2,000: 3.0037 | COPALUM Stranded/Solid Parallel Connector, Copper Material, Closed Barrel Type, 16-0000 AWG |  |  |  |  | - | [11 empty] | Brazed Seam | [7 empty] | Non-Insulated | [6 empty] | Not Applicable |  |  |  |  | 2 |  |  | Bulk | [6 empty] | Copalum |  |  |  |  | Inline, Individual Openings (Parallel) | Crimp | [7 empty] | 14-16 AWG |  |  |  |  | 200000 | https://www.unikeyic.com/media/datasheet/8c/ee/60f9/8c/a017d1b760a988b2c68786ea7e6fcbdc.pdf | https://www.unikeyic.com/products/wire-splice-terminals/52791/16769924.html
52792 | TE Connectivity | 1: 2.7082 100: 2.4849 | COPALUM Stranded wire/，With closed crimping barrel type，The wire diameter range is 16-0000 AWG。 |  |  |  |  | - | [11 empty] | Brazed Seam | [7 empty] | Non-Insulated | [6 empty] | Not Applicable |  |  |  |  | 2 |  |  | Bulk | [6 empty] | Copalum |  |  |  |  | Inline, Individual Openings (Parallel) | Crimp | [7 empty] | 10-12 AWG |  |  |  |  | 6 | https://www.unikeyic.com/media/datasheet/f3/bb/746e/f3bb746e67d81f61d4a0fb58dc045918.pdf | https://www.unikeyic.com/products/wire-splice-terminals/52792/27067731.html
531352 | RS | 25: 0.5164 125: 0.4937 625: 0.3189 | RS PRO Wire-to-Wire Connector, 18-14 AWG, 27mm L, Blue | [65 empty] | 10402 | https://www.unikeyic.com/media/about_us/Unikey_ISO_9001_Certification.pdf | https://www.unikeyic.com/products/wire-splice-terminals/531352/7516764.html
531368 | RS | 25: 0.2865 | RS PRO wire splice connector, T Tap, 18 → 14 AWGwire_gauge, 37mmtotal length, Blue | [65 empty] | 20985 | https://www.unikeyic.com/media/about_us/Unikey_ISO_9001_Certification.pdf | https://www.unikeyic.com/products/wire-splice-terminals/531368/9832059.html
53440-1 | TE Connectivity | 1: 0.6602 | ELECTRO-TAP, 18-14 AWG Run Tap |  |  | 53440 |  | Blue | [11 empty] | Hinged Lid | [7 empty] | Fully Insulated | [6 empty] | 1 (Unlimited) |  |  |  |  | 2 |  |  | Bulk | [6 empty] | - |  |  |  |  | Inline, Tap | IDC | [7 empty] | 14-18 AWG |  |  |  |  | 1 | https://www.unikeyic.com/media/datasheet/8f/12/6b16/8f/93b5f9dbc3d5e5512d2aaab1e35bfb0a.pdf | https://www.unikeyic.com/products/wire-splice-terminals/53440-1/25013362.html
534913 | RS | 100: 0.5019 200: 0.3952 1,000: 0.3188 | RS PRO Wire-to-Wire Connector, Closed End, 2.5-6 mm², 24.1mm L, Transparent | [65 empty] | 20273 | https://www.unikeyic.com/media/about_us/Unikey_ISO_9001_Certification.pdf | https://www.unikeyic.com/products/wire-splice-terminals/534913/5454957.html
53546-1 | TE Connectivity | 6,000: 2.0319 | Pre-insulated Diamond Grip Butt Connector |  |  | 53546 |  | Natural, Yellow Stripe | [11 empty] | - | [7 empty] | Fully Insulated | [6 empty] | 1 (Unlimited) |  |  |  |  | 2 |  |  | Bulk | [6 empty] | PIDG |  |  |  |  | Butt Splice, Inline, Individual Openings | Crimp | [7 empty] | 22-26 AWG |  |  |  |  | 600000 | https://www.unikeyic.com/media/datasheet/92/8d/b380/928db380818ecbcb2417aee58fe98c65.pdf | https://www.unikeyic.com/products/wire-splice-terminals/53546-1/5810868.html
53548-1 | TE Connectivity | 1: 2.7403 10: 2.4553 100: 2.4114 250: 2.4114 500: 2.3676 1,000: 2.3676 | Pre-insulated Diamond Grip Butt Connector |  |  | 53548 |  | Natural, Red Stripe | [11 empty] | Radiation Resistant, Serrated Mating Area | [7 empty] | Fully Insulated | [6 empty] | 1 (Unlimited) |  |  |  |  | 2 |  |  | Bulk | [6 empty] | PIDG |  |  |  |  | Butt Splice, Inline, Individual Openings | Crimp | [7 empty] | 16-22 AWG |  |  |  |  | 1771 | https://www.unikeyic.com/media/datasheet/d6/55/d1bb/d655d1bb27683fb58ee6ef66cbff385f.pdf | https://www.unikeyic.com/products/wire-splice-terminals/53548-1/12879202.html
53549-1 | TE Connectivity | 2,000: 2.4737 | Insulated Diamond Grip Butt Connector |  |  | 53549 |  | Natural, Blue Stripe | [11 empty] | Radiation Resistant, Serrated Mating Area | [7 empty] | Fully Insulated | [6 empty] | 1 (Unlimited) |  |  |  |  | 2 |  |  | Bulk |  |  |  | 14824298 |  |  | PIDG |  |  |  |  | Butt Splice, Inline, Individual Openings | Crimp | [7 empty] | 14-16 AWG |  |  |  |  | 200000 | https://www.unikeyic.com/media/datasheet/14/2a/9938/142a99387e469e42b38a523f06b09cc7.pdf | https://www.unikeyic.com/products/wire-splice-terminals/53549-1/17175324.html
53915-2 | TE Connectivity | 500: 0.8921 1,125: 0.8505 2,250: 0.8484 3,375: 0.8463 4,500: 0.776 | Connector Terminals, Nylon Molded Splices |  |  | 53915 |  | Transparent | [11 empty] | - | [7 empty] | Fully Insulated | [6 empty] | 1 (Unlimited) |  |  |  |  | 1 |  |  | Tape & Reel (TR)Cut Tape (CT) |  |  |  | 293970 |  |  | - |  |  |  |  | Butt Splice, Closed End, Single Opening | Crimp | [7 empty] | 10-22 AWG |  |  |  |  | 46310 | https://www.unikeyic.com/media/datasheet/73/af/2550/73/f5c3100dbe8a6c8b84e4d2740d750f4e.pdf | https://www.unikeyic.com/products/wire-splice-terminals/53915-2/7980889.html
54106 | Thomas & Betts | 1: 12.6208 | [43 empty] | On sale |  | Compliant | [21 empty] | https://www.unikeyic.com/media/about_us/Unikey_ISO_9001_Certification.pdf | https://www.unikeyic.com/products/wire-splice-terminals/54106/28768086.html
55792-1 | TE Connectivity | 1,000: 0.3097 3,000: 0.2839 5,000: 0.2799 8,000: 0.2723 10,000: 0.2715 25,000: 0.2183 50,000: 0.2178 100,000: 0.1835 | PG Butt SPLC 22-16Comm22-18Mil Connector |  |  | 55792 |  | Transparent, Red Stripe | [11 empty] | Serrated Mating Area | [7 empty] | Fully Insulated | [6 empty] | 1 (Unlimited) |  |  |  |  | 2 |  |  | Bulk | [6 empty] | Plasti-Grip |  |  |  |  | Butt Splice, Inline, Individual Openings | Crimp | [7 empty] | 16-22 AWG |  |  |  |  | 5843 | https://www.unikeyic.com/media/datasheet/71/95/58cf/71/3dd90d78a726b7b2b513ae6b5e05e835.pdf | https://www.unikeyic.com/products/wire-splice-terminals/55792-1/1423896.html
55793-1 | TE Connectivity | 1: 0.7597 | SPLICE,BUTT,P.G. 12-10 |  |  | 55793 |  | Transparent, Yellow Stripe | [11 empty] | - | [7 empty] | Fully Insulated | [6 empty] | 1 (Unlimited) |  |  |  |  | 2 |  |  | Bulk |  |  |  | 1151114 |  |  | Plasti-Grip |  |  |  |  | Butt Splice, Inline, Individual Openings | Crimp | [7 empty] | 10-12 AWG |  |  |  |  | 10 | https://www.unikeyic.com/media/datasheet/1b/3d/7efa/1b3d7efab470d6cf161dd12f00733b71.pdf | https://www.unikeyic.com/products/wire-splice-terminals/55793-1/27761591.html
55793-2 | TE Connectivity | 1: 0.8374 | Splices, 10-12AWG, Copper, Natural/Yellow, 29.46mm, Tin, T/R |  |  | 55793 |  | Transparent, Yellow Stripe | [11 empty] | - | [7 empty] | Fully Insulated | [6 empty] | 1 (Unlimited) |  |  |  |  | 2 |  |  | Tape & Reel (TR)Cut Tape (CT) |  |  |  | 2285476 |  |  | Plasti-Grip |  |  |  |  | Butt Splice, Inline, Individual Openings | Crimp | [7 empty] | 10-12 AWG |  |  |  |  | 39 | https://www.unikeyic.com/media/datasheet/bc/23/aadb/bc/fda5acaa8d0e170776377711b4503bc5.pdf | https://www.unikeyic.com/products/wire-splice-terminals/55793-2/113336.html
558-BULK | 3M | 25: 0.6839 50: 0.6839 100: 0.6127 250: 0.6127 500: 0.6018 1,000: 0.6018 | Tap Terminal 16-22AWG Brass Red F 19.3mm Tin Bulk Automotive |  |  | 558 |  | Red | [11 empty] | Flame Retardant, Hinged Lid(s) | [7 empty] | Fully Insulated | [6 empty] | 1 (Unlimited) |  |  |  |  | 2 |  |  | Bulk |  |  |  | 3864011 |  |  | Scotchlok™ |  |  |  |  | Inline, Tap (Suitcase) | IDC | [7 empty] | 16-22 AWG |  |  |  |  | 1403 | https://www.unikeyic.com/media/datasheet/79/d7/cfdf/79d7cfdfcc21dc4bcfea1ebc4f13005b.pdf | https://www.unikeyic.com/products/wire-splice-terminals/558-bulk/7879960.html
558-POUCH | 3M | 1: 56.2864 5: 55.2813 10: 54.2762 25: 54.2762 50: 54.2762 | TERMINAL, WIRE TAP, 22-16AWG, RED; Product Range:Scotchlok Series; Termination:Crimp; Wire Size AWG Min:22AWG; Wire Size AWG Max:16AWG; Conductor Area CSA:1.5mm²; Terminal Type:Wire Tap Splice; Insula 57AC5184 |  |  |  |  | Red | [11 empty] | Hinged Lid | [7 empty] | Insulated | [6 empty] | Not Applicable |  |  |  |  | 1 |  |  | Bulk |  |  |  | 13981716 |  |  | Scotchlok™ |  |  |  |  | Inline, Tap | IDC | [7 empty] | 16-22 AWG |  |  |  |  | 18 | https://www.unikeyic.com/media/about_us/Unikey_ISO_9001_Certification.pdf | https://www.unikeyic.com/products/wire-splice-terminals/558-pouch/29868618.html
55824-1 | TE Connectivity | 1: 2.0402 | 22-18 PRE-INSUL SEALED SPLICE |  |  | 55824 |  | Red | [11 empty] | - | [7 empty] | Fully Insulated Heat Shrink | [6 empty] | 1 (Unlimited) |  |  |  |  | 2 |  |  | Bulk | [6 empty] | - |  |  |  |  | Butt Splice, Inline, Individual Openings | Crimp | [7 empty] | 18-22 AWG |  |  |  |  | 7 | https://www.unikeyic.com/media/datasheet/88/45/f821/8845f8219a9120a7c856419db26a87a6.pdf | https://www.unikeyic.com/products/wire-splice-terminals/55824-1/11737492.html
55825-1 | TE Connectivity | 1: 1.025 | 16-14 PRE-INSUL SEALED SPLICE |  |  | 55825 |  | Blue | [11 empty] | - | [7 empty] | Fully Insulated Heat Shrink | [6 empty] | 1 (Unlimited) |  |  |  |  | 2 |  |  | Bulk | [6 empty] | - |  |  |  |  | Butt Splice, Inline, Individual Openings | Crimp | [7 empty] | 14-16 AWG |  |  |  |  | 8 | https://www.unikeyic.com/media/datasheet/8d/9e/8842/8d9e88429a60fcbfb8a922668de50aec.pdf | https://www.unikeyic.com/products/wire-splice-terminals/55825-1/30706511.html
55826-1 | TE Connectivity | 2,000: 2.0319 | Conn Terminal, 12-10 PRE-INSUL SEALED SPLICE |  |  | 55826 |  | Yellow | [11 empty] | - | [7 empty] | Fully Insulated Heat Shrink | [6 empty] | 1 (Unlimited) |  |  |  |  | 2 |  |  | Bulk | [6 empty] | - |  |  |  |  | Butt Splice, Inline, Individual Openings | Crimp | [7 empty] | 10-12 AWG |  |  |  |  | 200000 | https://www.unikeyic.com/media/datasheet/ed/a6/8208/ed/8eab4e27cfd066735ea4f8415dd56c2e.pdf | https://www.unikeyic.com/products/wire-splice-terminals/55826-1/8098395.html
55845-1 | TE Connectivity | 5: 9.384 25: 8.5212 50: 8.4024 100: 8.0535 300: 7.854 500: 7.77 1,000: 7.644 |  |  |  | 55845 |  | Red | [11 empty] | - | [7 empty] | Fully Insulated Heat Shrink | [6 empty] | 1 (Unlimited) |  |  |  |  | 2 |  |  | Bulk | [6 empty] | - |  |  |  |  | Butt Splice, Inline, Individual Openings | Crimp | [7 empty] | 8 AWG |  |  |  |  | 500 | https://www.unikeyic.com/media/datasheet/a3/f6/d312/a3/94b778a9a5d46e33fbde353e13856d37.pdf | https://www.unikeyic.com/products/wire-splice-terminals/55845-1/3924063.html
55984-1 | TE Connectivity | 1: 513.216 5: 468.0165 7: 463.386 13: 458.7975 19: 454.251 25: 449.757 | COPALUM Sealed Butt Connector, Copper, Closed Barrel, 8-000 AWG |  |  | 55984 |  | Blue | [11 empty] | Aluminum to Copper Wire | [7 empty] | Non-Insulated | [6 empty] | Not Applicable |  |  |  |  | 2 |  |  | Bulk | [6 empty] | Copalum |  |  |  |  | Butt Splice, Inline, Individual Openings | Crimp | [7 empty] | 6 AWG |  |  |  |  | 50 | https://www.unikeyic.com/media/datasheet/58/5e/a659/58/f3a4f37bf3ba9e038ceb9160ad646bc3.pdf | https://www.unikeyic.com/products/wire-splice-terminals/55984-1/6741589.html
560-BULK | 3M | 250: 0.2214 500: 0.2189 1,250: 0.2128 2,500: 0.2107 3,750: 0.2043 5,000: 0.2038 | Splice Terminal 14-18AWG Brass Light Blue 20.32mm Tin Bulk |  |  | 560 |  | Blue | [11 empty] | Flame Retardant, Hinged Lid(s) | [7 empty] | Fully Insulated | [6 empty] | 1 (Unlimited) |  |  |  |  | 2 |  |  | Bulk |  |  |  | 3864016 |  |  | Scotchlok™ |  |  |  |  | Inline, Tap (Suitcase) | IDC | [7 empty] | 14-18 AWG |  |  |  |  | 4972 | https://www.unikeyic.com/media/datasheet/1a/e9/c23c/1ae9c23c0f0d0462c8bee42aceca77b8.pdf | https://www.unikeyic.com/products/wire-splice-terminals/560-bulk/34317880.html
5615 | Adafruit | 1: 3.2512 | SNAP ACTION 2-TO-6 WIRING BLOCK |  |  |  |  | Transparent | [11 empty] | - | [7 empty] | Fully Insulated | [6 empty] | 1 (Unlimited) |  |  |  |  | 8 |  |  | Bulk |  |  |  | 17282416 |  |  | - |  |  |  |  | Butt Splice, Closed End, Individual Opening | Push In | [7 empty] | 12-24 AWG |  |  |  |  | 1567 | https://www.unikeyic.com/media/about_us/Unikey_ISO_9001_Certification.pdf | https://www.unikeyic.com/products/wire-splice-terminals/5615/701781303.html
562-BIN | 3M | 10: 0.8442 25: 0.657 50: 0.6255 100: 0.5956 250: 0.5582 500: 0.5316 1,000: 0.5062 3,000: 0.4684 | Terminal Inline、 (Carrying Case Suitcase) Connector IDC 10-12 AWG Yellow |  |  | 562 |  | Yellow | [11 empty] | Flame Retardant, Hinged Lid(s) | [7 empty] | Fully Insulated | [6 empty] | 1 (Unlimited) |  |  |  |  | 2 |  |  | Bulk | [6 empty] | Scotchlok™ |  |  |  |  | Inline, Tap (Suitcase) | IDC | [7 empty] | 10-12 AWG |  |  |  |  | 1512 | https://www.unikeyic.com/media/datasheet/8c/3a/d115/8c3ad115069e3b098dbc1990c1b02752.pdf | https://www.unikeyic.com/products/wire-splice-terminals/562-bin/12866712.html
567-BIN | 3M | 50: 0.8947 250: 0.8046 500: 0.7895 1,000: 0.7539 3,000: 0.7382 5,000: 0.7308 8,000: 0.7235 15,000: 0.7193 | CONN INLINE TAP 14-18 AWG IDC |  |  | 567 |  | Brown | [11 empty] | Flame Retardant, Hinged Lid(s) | [7 empty] | Fully Insulated | [6 empty] | 1 (Unlimited) |  |  |  |  | 2 |  |  | Bulk |  |  |  | 2213688 |  |  | Scotchlok™ |  |  |  |  | Inline, Tap (Suitcase) | IDC | [7 empty] | 10-12 AWG; 14-18 AWG |  |  |  |  | 4952 | https://www.unikeyic.com/media/datasheet/18/50/ac55/1850ac5535b034bae3442c7265dfb0e5.pdf | https://www.unikeyic.com/products/wire-splice-terminals/567-bin/27912610.html
6-1195312-4 | TE Connectivity | 1,000: 13.156 2,500: 10.425 5,000: 8.58 |  |  |  | 1195312 |  | Blue, Blue Stripe | [11 empty] | - | [7 empty] | Fully Insulated Heat Shrink | [6 empty] | 1 (Unlimited) |  |  |  |  | 2 |  |  | Bulk |  |  |  | 5331404 |  |  | - |  |  |  |  | Butt Splice, Inline, Individual Openings | Crimp | [7 empty] | 18-22 AWG |  |  |  |  | 10000 | https://www.unikeyic.com/media/datasheet/5e/ac/6157/5e/bef9b88ed1e82293b7693f5131ac403e.pdf | https://www.unikeyic.com/products/wire-splice-terminals/6-1195312-4/30578842.html
603502-2 | TE Connectivity | 500: 4.0286 | PRE-INSUL SEALED SPLICE 22-16 |  |  | 603502 |  | Red | [11 empty] | - | [7 empty] | Fully Insulated Heat Shrink | [6 empty] | 1 (Unlimited) |  |  |  |  | 2 |  |  | Bulk |  |  |  | 2054357 |  |  | - |  |  |  |  | Butt Splice, Inline, Individual Openings | Crimp | [7 empty] | 16-22 AWG |  |  |  |  | 50000 | https://www.unikeyic.com/media/datasheet/e2/51/78fa/e2/400e873a2af09ebda29a23e06bceb034.pdf | https://www.unikeyic.com/products/wire-splice-terminals/603502-2/25606718.html
603503-2 | TE Connectivity |  | Pre-Insulated Sealed Splice 16-14 AWG |  |  | 603503 |  | Blue | [11 empty] | - | [7 empty] | Fully Insulated Heat Shrink | [6 empty] | 1 (Unlimited) |  |  |  |  | 2 |  |  | Bulk | [6 empty] | - |  |  |  |  | Butt Splice, Inline, Individual Openings | Crimp | [7 empty] | 14-16 AWG | [5 empty] | https://www.unikeyic.com/media/datasheet/13/d0/6307/13d063077d246475e3b43015d63ceda3.pdf | https://www.unikeyic.com/products/wire-splice-terminals/603503-2/24645902.html
603504-2 | TE Connectivity | 1: 4.4472 | 12-10 PRE-INSUL SEALED SPLICE |  |  | 603504 |  | Yellow | [11 empty] | - | [7 empty] | Fully Insulated Heat Shrink | [6 empty] | 1 (Unlimited) |  |  |  |  | 2 |  |  | Bulk | [6 empty] | - |  |  |  |  | Butt Splice, Inline, Individual Openings | Crimp | [7 empty] | 10-12 AWG |  |  |  |  | 3 | https://www.unikeyic.com/media/datasheet/1c/9a/deec/1c9adeecfc5d2512b2e4561c53541340.pdf | https://www.unikeyic.com/products/wire-splice-terminals/603504-2/29205736.html
60470-1 | TE Connectivity | 2,500: 0.2114 7,500: 0.1927 10,000: 0.1908 30,000: 0.1898 60,000: 0.1888 90,000: 0.1878 120,000: 0.187 | SPLICE 3300-9000 .020 ST BLK |  |  | 60470 |  | - | [11 empty] | Ridged | [7 empty] | Non-Insulated | [6 empty] | 1 (Unlimited) |  |  |  |  | Varies by Wire Size |  |  | Tape & Reel (TR)Cut Tape (CT) | [6 empty] | - |  |  |  |  | Crimpband, Open Band | Crimp | [7 empty] | 3300-9000 CMA |  |  |  |  | 25839 | https://www.unikeyic.com/media/datasheet/51/87/fc6f/51/147dda7acb66b12e382fcfd7a87ff9df.pdf | https://www.unikeyic.com/products/wire-splice-terminals/60470-1/22023155.html
605180-1 | TE Connectivity | 50: 33.7481 | 4/0 BUTT SPLICE HST PRE-PAK |  |  | 605180 |  | - | [11 empty] | - | [7 empty] | Non-Insulated | [6 empty] | 1 (Unlimited) |  |  |  |  | - |  |  | Bulk | [6 empty] | - |  |  |  |  | Butt Splice, Inline, Individual Openings | Crimp | [7 empty] | 4/0 AWG |  |  |  |  | 5000 | https://www.unikeyic.com/media/about_us/Unikey_ISO_9001_Certification.pdf | https://www.unikeyic.com/products/wire-splice-terminals/605180-1/2177286.html
605181-1 | TE Connectivity | 50: 19.7895 | 1/0 Butt Splice, HST Pre-Pack |  |  | 605181 |  | - | [11 empty] | - | [7 empty] | Non-Insulated | [6 empty] | 1 (Unlimited) |  |  |  |  | - |  |  | Bulk | [6 empty] | - |  |  |  |  | Butt Splice, Inline, Individual Openings | Crimp | [7 empty] | 1/0 AWG |  |  |  |  | 5000 | https://www.unikeyic.com/media/about_us/Unikey_ISO_9001_Certification.pdf | https://www.unikeyic.com/products/wire-splice-terminals/605181-1/890613.html
605182-1 | TE Connectivity | 50: 27.2105 | 3/0 BUTT SPLICE HST PRE-PAK CONN |  |  | 605182 |  | - | [11 empty] | - | [7 empty] | Non-Insulated | [6 empty] | 1 (Unlimited) |  |  |  |  | - |  |  | Bulk | [6 empty] | - |  |  |  |  | Butt Splice, Inline, Individual Openings | Crimp | [7 empty] | 3/0 AWG |  |  |  |  | 5000 | https://www.unikeyic.com/media/about_us/Unikey_ISO_9001_Certification.pdf | https://www.unikeyic.com/products/wire-splice-terminals/605182-1/25271705.html
605183-1 | TE Connectivity | 50: 22.4398 | 2/0 BUTT SPLICE HST PRE-PAK CONN |  |  | 605183 |  | - | [11 empty] | - | [7 empty] | Non-Insulated | [6 empty] | 1 (Unlimited) |  |  |  |  | - |  |  | Bulk | [6 empty] | - |  |  |  |  | Butt Splice, Inline, Individual Openings | Crimp | [7 empty] | 2/0 AWG |  |  |  |  | 5000 | https://www.unikeyic.com/media/about_us/Unikey_ISO_9001_Certification.pdf | https://www.unikeyic.com/products/wire-splice-terminals/605183-1/1858449.html
60933-2 | TE Connectivity | 1: 0.0494 | SPLICE 2200-2900 .012 TPST |  |  | 60933 |  | - | [11 empty] | - | [7 empty] | Non-Insulated | [6 empty] | 1 (Unlimited) |  |  |  |  | Varies by Wire Size |  |  | Tape & Reel (TR)Cut Tape (CT) | [6 empty] | - |  |  |  |  | Crimpband, Open Band | Crimp | [7 empty] | 2200-2900 CMA |  |  |  |  | 617 | https://www.unikeyic.com/media/datasheet/ff/2e/9541/ff2e9541cd7673651d054025d1b6517b.pdf | https://www.unikeyic.com/products/wire-splice-terminals/60933-2/1253780.html
61021-1 | TE Connectivity | 20,000: 0.0846 | SPLICE 18-16 AWG .0126 NPST |  |  | 61021 |  | - | [11 empty] | - | [7 empty] | Non-Insulated | [6 empty] | 1 (Unlimited) |  |  |  |  | Varies by Wire Size |  |  | Tape & Reel (TR)Cut Tape (CT) |  |  |  | 294317 |  |  | - |  |  |  |  | Crimpband, Open Band | Crimp | [7 empty] | 16-18 AWG |  |  |  |  | 2000000 | https://www.unikeyic.com/media/datasheet/bb/83/3812/bb8338129f6d57508868174e3d758b2e.pdf | https://www.unikeyic.com/products/wire-splice-terminals/61021-1/22201560.html
61299-1 | TE Connectivity | 3,500: 0.0396 7,000: 0.0389 14,000: 0.0381 | SPLICE 7000-12500 .031 TPST |  |  | 61299 |  | - | [11 empty] | Ridged | [7 empty] | Non-Insulated | [6 empty] | 1 (Unlimited) |  |  |  |  | Varies by Wire Size |  |  | Tape & Reel (TR)Cut Tape (CT) | [6 empty] | - |  |  |  |  | Crimpband, Open Band | Crimp | [7 empty] | 7000-12000 CMA |  |  |  |  | 14000 | https://www.unikeyic.com/media/datasheet/41/ab/4d3f/41ab4d3fa799085ef25cb3b067940110.pdf | https://www.unikeyic.com/products/wire-splice-terminals/61299-1/22837478.html
61299-3 | TE Connectivity | 3,500: 0.1177 7,000: 0.1112 10,500: 0.1069 | SPLICE 7000-12500 .031 BR |  |  | 61299 |  | - | [11 empty] | Ridged | [7 empty] | Non-Insulated | [6 empty] | 1 (Unlimited) |  |  |  |  | Varies by Wire Size |  |  | Tape & Reel (TR)Cut Tape (CT) |  |  |  | 290245 |  |  | - |  |  |  |  | Crimpband, Open Band | Crimp | [7 empty] | 7000-12000 CMA |  |  |  |  | 105000 | https://www.unikeyic.com/media/datasheet/82/bc/d242/82bcd242ebfd289051717c6c63d8b449.pdf | https://www.unikeyic.com/products/wire-splice-terminals/61299-3/33865306.html
61300-1 | TE Connectivity | 1: 0.1043 | SPLICE IS 10000-16000 .031 TPST CONN |  |  | 61300 |  | - | [11 empty] | Ridged | [7 empty] | Non-Insulated | [6 empty] | 1 (Unlimited) |  |  |  |  | 2 |  |  | Tape & Reel (TR)Cut Tape (CT) |  |  |  | 2233548 |  |  | - |  |  |  |  | Butt Splice, Inline, Individual Openings | Crimp | [7 empty] | 10000-16000 CMA |  |  |  |  | 160 | https://www.unikeyic.com/media/datasheet/99/be/28bb/99be28bb6774cb2bd8dfd02f8939968e.pdf | https://www.unikeyic.com/products/wire-splice-terminals/61300-1/28183975.html
6139766 | RS | 100: 0.5973 500: 0.573 2,500: 0.5214 5,000: 0.5083 25,000: 0.4195 | RS PRO Wire-to-Wire Connector, Butt Splice, 12-10 AWG, 26mm L, Yellow | [15 empty] | 6139766 RS | [49 empty] | 32010 | https://www.unikeyic.com/media/datasheet/upload/2023/08/01/A700000007947390.pdf | https://www.unikeyic.com/products/wire-splice-terminals/6139766/27023756.html
6139772 | RS | 100: 0.217 500: 0.1688 2,500: 0.1489 5,000: 0.1444 25,000: 0.1194 | RS PRO Wire Connector, Parallel, 22-16 AWG, 16.5mm L, Red | [65 empty] | 4606 | https://www.unikeyic.com/media/about_us/Unikey_ISO_9001_Certification.pdf | https://www.unikeyic.com/products/wire-splice-terminals/6139772/11021422.html
61492-1 | TE Connectivity | 100: 0.0631 500: 0.0631 1,000: 0.0565 2,500: 0.0565 | Splice Terminal Brass 3.96mm Strip Automotive |  |  | 61492 |  | - | [11 empty] | Ridged | [7 empty] | Non-Insulated | [6 empty] | 1 (Unlimited) |  |  |  |  | Varies by Wire Size |  |  | Tape & Reel (TR)Cut Tape (CT) |  |  |  | 2233564 |  |  | - |  |  |  |  | Crimpband, Open Band | Crimp | [7 empty] | 2500-4700 CMA |  |  |  |  | 47644 | https://www.unikeyic.com/media/datasheet/86/58/07f4/865807f4125e7638af8a8cfb8416559a.pdf | https://www.unikeyic.com/products/wire-splice-terminals/61492-1/34691474.html
62194-5 | TE Connectivity | 60,000: 0.0571 | MIN AMPLIVAR SPLICE 016 TPBR |  |  | 62194 |  | - | [11 empty] | Serrated Mating Area | [7 empty] | Non-Insulated | [6 empty] | 1 (Unlimited) |  |  |  |  | Varies by Wire Size |  |  | Tape & Reel (TR)Cut Tape (CT) |  |  |  | 14814793 |  |  | Amplivar |  |  |  |  | Crimpband, Open Band | Crimp | [7 empty] | 400-1300 CMA |  |  |  |  | 6000000 | https://www.unikeyic.com/media/datasheet/d8/a1/4107/d8/2088f2e7ad129d1a31f483360e07d67d.pdf | https://www.unikeyic.com/products/wire-splice-terminals/62194-5/414620.html
62194-6 | TE Connectivity | 20,000: 0.0548 | MINI AMPLIVAR SPLICE 016TPBR |  |  | 62194 |  | - | [11 empty] | Serrated Mating Area | [7 empty] | Non-Insulated | [6 empty] | 1 (Unlimited) |  |  |  |  | Varies by Wire Size |  |  | Tape & Reel (TR) |  |  |  | 5124708 |  |  | Amplivar |  |  |  |  | Crimpband, Open Band | Crimp | [7 empty] | 400-1300 CMA |  |  |  |  | 2000000 | https://www.unikeyic.com/media/datasheet/d8/a1/4107/d8/2088f2e7ad129d1a31f483360e07d67d.pdf | https://www.unikeyic.com/products/wire-splice-terminals/62194-6/1327975.html
62341-1 | TE Connectivity | 12,000: 0.048 24,000: 0.0472 48,000: 0.0461 | MIN AMVAR SPL 480-1500 014TPBR |  |  | 62341 |  | - | [11 empty] | Ridged | [7 empty] | Non-Insulated | [6 empty] | 1 (Unlimited) |  |  |  |  | Varies by Wire Size |  |  | Tape & Reel (TR)Cut Tape (CT) | [6 empty] | Amplivar |  |  |  |  | Crimpband, Open Band | Crimp | [7 empty] | 480-1700 CMA |  |  |  |  | 12000 | https://www.unikeyic.com/media/datasheet/9f/b2/06d3/9f/5b37f2ef72fffce00b3beb775a57cfce.pdf | https://www.unikeyic.com/products/wire-splice-terminals/62341-1/3475261.html
62357-1 | TE Connectivity | 12,500: 0.0473 25,000: 0.0473 | SPLICE 7400-10000 .025 BR |  |  | 62357 |  | - | [11 empty] | - | [7 empty] | Non-Insulated | [6 empty] | 1 (Unlimited) |  |  |  |  | Varies by Wire Size |  |  | Tape & Reel (TR)Cut Tape (CT) |  |  |  | 665815 |  |  | - |  |  |  |  | Crimpband, Open Band | Crimp | [7 empty] | 7400-10000 CMA |  |  |  |  | 37500 | https://www.unikeyic.com/media/datasheet/00/00/3264/0000326407c5c52b069b490f1751cae3.pdf | https://www.unikeyic.com/products/wire-splice-terminals/62357-1/8214712.html
62382-1 | TE Connectivity | 1: 0.031 | SPLICE 25/26 .012 BR |  |  | 62382 |  | - | [11 empty] | Ridged | [7 empty] | Non-Insulated | [6 empty] | 1 (Unlimited) |  |  |  |  | Varies by Wire Size |  |  | Tape & Reel (TR)Cut Tape (CT) |  |  |  | 290412 |  |  | - |  |  |  |  | Crimpband, Open Band | Crimp | [7 empty] | 150-480 CMA |  |  |  |  | 950 | https://www.unikeyic.com/media/datasheet/ec/79/e651/ec79e651c2f0e9e4441970baa16709b1.pdf | https://www.unikeyic.com/products/wire-splice-terminals/62382-1/4388274.html
62419-1 | TE Connectivity | 108,000: 0.1113 | SPLICE 1600-4100 .020 TPBR |  |  | 62419 |  | - | [11 empty] | Serrated Mating Area, Step Up/Step Down | [7 empty] | Non-Insulated | [6 empty] | 1 (Unlimited) |  |  |  |  | Varies by Wire Size |  |  | Tape & Reel (TR)Cut Tape (CT) |  |  |  | 4142785 |  |  | - |  |  |  |  | Butt Splice, Inline, Individual Openings | Crimp | [7 empty] | 14-16 to 16-18 AWG |  |  |  |  | 10800000 | https://www.unikeyic.com/media/datasheet/b4/0f/8005/b40f8005ec4d72b709914c79625c4366.pdf | https://www.unikeyic.com/products/wire-splice-terminals/62419-1/1304442.html
62419-3 | TE Connectivity | 25: 0.3462 100: 0.3146 250: 0.2816 1,000: 0.2614 3,000: 0.2516 6,000: 0.23 9,000: 0.2052 | SPLICE 18-16/18-14 AWG .020 NPST |  |  | 62419 |  | - | [11 empty] | Serrated Mating Area, Step Up/Step Down | [7 empty] | Non-Insulated | [6 empty] | 1 (Unlimited) |  |  |  |  | Varies by Wire Size |  |  | Tape & Reel (TR)Cut Tape (CT) |  |  |  | 2285508 |  |  | - |  |  |  |  | Butt Splice, Inline, Individual Openings | Crimp | [7 empty] | 14-16 to 16-18 AWG |  |  |  |  | 2726 | https://www.unikeyic.com/media/datasheet/c8/56/ae90/c8/07baf9bb60e917e9ce0525dcb8db2af8.pdf | https://www.unikeyic.com/products/wire-splice-terminals/62419-3/32795736.html
62516-2 | TE Connectivity | 1: 0.1273 | SPLICE IS 1600-4100 .0126 BR CONN |  |  | 62516 |  | - | [11 empty] | - | [7 empty] | Non-Insulated | [6 empty] | 1 (Unlimited) |  |  |  |  | 2 |  |  | Tape & Reel (TR)Cut Tape (CT) |  |  |  | 4030741 |  |  | - |  |  |  |  | Crimpband, Open Band | Crimp | [7 empty] | 1600-4100 CMA |  |  |  |  | 95 | https://www.unikeyic.com/media/datasheet/ae/36/b690/ae36b690fe4cdd57f70764865e81cbbf.pdf | https://www.unikeyic.com/products/wire-splice-terminals/62516-2/17608717.html
626207-1 | TE Connectivity | 300,000: 0.0334 | Splice Terminal 18-20AWG Strip |  |  | 626207 |  | - | [11 empty] | - | [7 empty] | Non-Insulated | [6 empty] | 1 (Unlimited) |  |  |  |  | 2 |  |  | Tape & Reel (TR) | [6 empty] | - |  |  |  |  | Crimpband, Open Band | Crimp | [7 empty] | 18-20 AWG |  |  |  |  | 30000000 | https://www.unikeyic.com/media/datasheet/b2/bb/c6bf/b2bbc6bfc0fc22e4a92338ee792c670d.pdf | https://www.unikeyic.com/products/wire-splice-terminals/626207-1/13880056.html
626315-1 | TE Connectivity | 20,000: 0.0583 |  |  |  | 626315 |  | - | [11 empty] | - | [7 empty] | Non-Insulated | [6 empty] | 1 (Unlimited) |  |  |  |  | Varies by Wire Size |  |  | Tape & Reel (TR) |  |  |  | 5124306 |  |  | - |  |  |  |  | Crimpband, Open Band | Crimp | [7 empty] | 15000-25000 CMA |  |  |  |  | 2000000 | https://www.unikeyic.com/media/datasheet/0c/f4/7a47/0c/48e23fc9fd5f9b678b3cb1774004c8c3.pdf | https://www.unikeyic.com/products/wire-splice-terminals/626315-1/30335927.html
626437-1 | TE Connectivity | 100: 0.189 200: 0.1827 400: 0.1781 | Conn Terminal, Electro Tap Assy |  |  | 626437 |  | Blue | [11 empty] | - | [7 empty] | Fully Insulated | [6 empty] | 1 (Unlimited) |  |  |  |  | 2 |  |  | Bulk |  |  |  | 14788806 |  |  | - |  |  |  |  | Inline, Tap | Crimp | [7 empty] | 13.5-17 AWG |  |  |  |  | 9450 | https://www.unikeyic.com/media/datasheet/9e/e4/8764/9ee487641c2772cda5b69baa5013a4a0.pdf | https://www.unikeyic.com/products/wire-splice-terminals/626437-1/19603381.html
626584-1 | TE Connectivity | 60,000: 0.0512 |  |  |  | 626584 |  | - | [11 empty] | - | [7 empty] | Non-Insulated | [6 empty] | 1 (Unlimited) |  |  |  |  | Varies by Wire Size |  |  | Tape & Reel (TR) |  |  |  | 5124593 |  |  | - |  |  |  |  | Crimpband, Open Band | Crimp | [7 empty] | 1500-5000 CMA |  |  |  |  | 6000000 | https://www.unikeyic.com/media/datasheet/4e/44/0235/4e/c81db926d4f836655ed314bac884b131.pdf | https://www.unikeyic.com/products/wire-splice-terminals/626584-1/25286184.html
62754-1 | TE Connectivity | 1: 0.1516 10: 0.124 100: 0.1049 500: 0.0974 1,000: 0.0909 | SPLICE 14000-30000 .030 BR |  |  | 62754 |  | - | [11 empty] | Ridged | [7 empty] | Non-Insulated | [6 empty] | 1 (Unlimited) |  |  |  |  | Varies by Wire Size |  |  | Tape & Reel (TR)Cut Tape (CT) |  |  |  | 290236 |  |  | - |  |  |  |  | Crimpband, Open Band | Crimp | [7 empty] | 14000-30000 CMA | [5 empty] | https://www.unikeyic.com/media/datasheet/9e/bd/011a/9e/e10862946948b7ac201b6ae59c428c62.pdf | https://www.unikeyic.com/products/wire-splice-terminals/62754-1/1022364.html
62759-2 | TE Connectivity | 20,000: 0.0332 40,000: 0.0327 80,000: 0.0319 | SPLICE 400-1300 .016 TPBR |  |  | 62759 |  | - | [11 empty] | Ridged | [7 empty] | Non-Insulated | [6 empty] | 1 (Unlimited) |  |  |  |  | Varies by Wire Size |  |  | Tape & Reel (TR)Cut Tape (CT) |  |  |  | 1151359 |  |  | - |  |  |  |  | Crimpband, Open Band | Crimp | [7 empty] | 400-1300 CMA |  |  |  |  | 60000 | https://www.unikeyic.com/media/datasheet/45/98/8bf7/45988bf742ae2b5973a74a29e21377fc.pdf | https://www.unikeyic.com/products/wire-splice-terminals/62759-2/10229464.html
63318-1 | TE Connectivity | 150,000: 0.0171 | SPLICE 20AWG .005 ST |  |  | 63318 |  | - | [11 empty] | - | [7 empty] | Non-Insulated | [6 empty] | 1 (Unlimited) |  |  |  |  | Varies by Wire Size |  |  | Tape & Reel (TR) |  |  |  | 5124883 |  |  | - |  |  |  |  | Crimpband, Open Band | Crimp | [7 empty] | 20 AWG |  |  |  |  | 15000000 | https://www.unikeyic.com/media/datasheet/e4/18/f302/e4/2b3c3984e2fa162ed739d4d89c4dacce.pdf | https://www.unikeyic.com/products/wire-splice-terminals/63318-1/12330961.html
63414-1 | TE Connectivity | 3,500: 0.0898 7,000: 0.0855 10,500: 0.0831 17,500: 0.0802 24,500: 0.0783 35,000: 0.0763 | SPLICE 9000-16000 .031 TPST |  |  | 63414 |  | - | [11 empty] | Ridged | [7 empty] | Non-Insulated | [6 empty] | 1 (Unlimited) |  |  |  |  | Varies by Wire Size |  |  | Tape & Reel (TR)Cut Tape (CT) |  |  |  | 1151377 |  |  | - |  |  |  |  | Crimpband, Open Band | Crimp | [7 empty] | 9000-16000 CMA |  |  |  |  | 27049 | https://www.unikeyic.com/media/datasheet/c6/4a/99f5/c64a99f581ce576b5137027ed55457a3.pdf | https://www.unikeyic.com/products/wire-splice-terminals/63414-1/1760529.html
63625-2 | TE Connectivity | 3,500: 0.1712 7,000: 0.163 10,500: 0.1584 17,500: 0.1528 24,500: 0.1492 35,000: 0.1455 | SPLICE 5000 -16000 .025 TPBR |  |  | 63625 |  | - | [11 empty] | - | [7 empty] | Non-Insulated | [6 empty] | 1 (Unlimited) |  |  |  |  | Varies by Wire Size |  |  | Tape & Reel (TR)Cut Tape (CT) |  |  |  | 4142901 |  |  | - |  |  |  |  | Crimpband, Open Band | Crimp | [7 empty] | 5000-16000 CMA |  |  |  |  | 22143 | https://www.unikeyic.com/media/datasheet/ba/55/f1ef/ba55f1efbccca635c8d353c06b7091a2.pdf | https://www.unikeyic.com/products/wire-splice-terminals/63625-2/4161469.html
650072N006 | TE Connectivity | 500: 14.8421 | Connectors & Interconnects, Terminals, Wire Splice Connectors |  |  | 650072 |  | Blue, Blue Stripe | [11 empty] | - | [7 empty] | Fully Insulated Heat Shrink | [6 empty] | 1 (Unlimited) |  |  |  |  | Varies by Wire Size |  |  | Bulk | [6 empty] | - |  |  |  |  | Butt Splice, Inline, Individual Openings | Crimp | [7 empty] | 20-24 AWG |  |  |  |  | 50000 | https://www.unikeyic.com/media/about_us/Unikey_ISO_9001_Certification.pdf | https://www.unikeyic.com/products/wire-splice-terminals/650072n006/23435516.html
650075-000 | TE Connectivity | 1: 1.4038 | TE Connectivity Wire-to-Wire Connector, MiniSeal Series, Butt Splice, 20-16 AWG, Blue |  |  | 650075 |  | Blue, Blue Stripe | [11 empty] | - | [7 empty] | Fully Insulated Heat Shrink | [6 empty] | 1 (Unlimited) |  |  |  |  | 2 |  |  | Bulk | [6 empty] | MiniSeal |  |  |  |  | Butt Splice, Inline, Individual Openings | Crimp | [7 empty] | 16-20 AWG |  |  |  |  | 1 | https://www.unikeyic.com/media/datasheet/7d/6a/7dc0/7d6a7dc00af7d1df219d21f32e6205b4.pdf | https://www.unikeyic.com/products/wire-splice-terminals/650075-000/30321345.html
650076-000 | TE Connectivity | 1: 2.0493 | Splice Terminal 12-16AWG Copper Red 27.94mm Tin Bag/Box |  |  | 650076 |  | Blue, Yellow Stripe | [11 empty] | - | [7 empty] | Fully Insulated Heat Shrink | [6 empty] | 1 (Unlimited) |  |  |  |  | 2 |  |  | Bulk | [6 empty] | MiniSeal |  |  |  |  | Butt Splice, Inline, Individual Openings | Crimp | [7 empty] | 12-16 AWG |  |  |  |  | 1 | https://www.unikeyic.com/media/datasheet/22/6c/10a5/226c10a5bf38222543ab6ad0e36714d8.pdf | https://www.unikeyic.com/products/wire-splice-terminals/650076-000/324211.html
650082-000 | TE Connectivity | 25: 4.664 65: 4.114 150: 4.015 250: 3.927 2,500: 3.839 5,000: 2.75 10,000: 2.464 25,000: 2.2 50,000: 1.914 | Connector Terminals, Splice Terminal 16-20AWG Copper Alloy Blue 27.94mm Tin Bag/Box |  |  | 650082 |  | Blue, Blue Stripe | [11 empty] | - | [7 empty] | Fully Insulated Heat Shrink | [6 empty] | 1 (Unlimited) |  |  |  |  | Varies by Wire Size |  |  | Bulk | [6 empty] | - |  |  |  |  | Inline, Individual Openings (Parallel) | Crimp | [7 empty] | 779-2680 CMA |  |  |  |  | 2498 | https://www.unikeyic.com/media/datasheet/4b/45/4a60/4b454a6083d779d11f7b55485651e897.pdf | https://www.unikeyic.com/products/wire-splice-terminals/650082-000/19835861.html
650099-000 | TE Connectivity | 600: 10.9196 | Connector Terminals Stub Splice Sealing Cross-Linked Polyvinylidene Fluoride Transparent Blue |  |  | 650099 |  | Blue, Yellow Stripe | [11 empty] | - | [7 empty] | Fully Insulated Heat Shrink | [6 empty] | 1 (Unlimited) |  |  |  |  | Varies by Wire Size |  |  | Bulk |  |  |  | 2324320 |  |  | - |  |  |  |  | Inline, Individual Openings (Parallel) | Crimp | [7 empty] | 1900-6755 CMA |  |  |  |  | 60000 | https://www.unikeyic.com/media/datasheet/b4/ca/95b7/b4/0a0257181a24c30dc65c03be4223896f.pdf | https://www.unikeyic.com/products/wire-splice-terminals/650099-000/22984950.html
650101-000 | TE Connectivity | 5: 12.914 25: 12.4308 50: 11.8755 125: 11.823 250: 11.7915 375: 11.76 500: 9.345 | Splice Terminal 12-18AWG Copper Alloy Yellow 6.99mm Nickel Bag/Box |  |  | 650101 |  | Blue, Yellow Stripe | [11 empty] | - | [7 empty] | Fully Insulated Heat Shrink | [6 empty] | 1 (Unlimited) |  |  |  |  | Varies by Wire Size |  |  | Bulk | [6 empty] | - |  |  |  |  | Inline, Individual Openings (Parallel) | Crimp | [7 empty] | 1900-6755 CMA |  |  |  |  | 153 | https://www.unikeyic.com/media/datasheet/4d/c2/59d8/4d/ee79042aaff81fd856825b715d35b7f7.pdf | https://www.unikeyic.com/products/wire-splice-terminals/650101-000/8090928.html
650139-000 | TE Connectivity | 15: 7.425 40: 7.293 75: 7.172 150: 7.04 1,000: 6.402 2,500: 5.192 5,000: 4.334 10,000: 3.894 | Splice Terminal 16-20AWG Copper Alloy Blue 27.94mm Tin Bag/Box |  |  | 650139 |  | Blue, Blue Stripe | [11 empty] | - | [7 empty] | Fully Insulated Heat Shrink | [6 empty] | 1 (Unlimited) |  |  |  |  | Varies by Wire Size |  |  | Bulk |  |  |  | 2324313 |  |  | - |  |  |  |  | Butt Splice, Inline, Individual Openings | Crimp | [7 empty] | 16-24 AWG |  |  |  |  | 16026 | https://www.unikeyic.com/media/datasheet/d2/01/d400/d201d400031cd4955325d200105ea80b.pdf | https://www.unikeyic.com/products/wire-splice-terminals/650139-000/3453721.html
650140-000 | TE Connectivity | 1: 6.5842 | Splice Terminal 12-22AWG Copper Alloy Yellow 27.94mm Tin Bag/Box |  |  | 650140 |  | Blue, Yellow Stripe | [11 empty] | - | [7 empty] | Fully Insulated Heat Shrink | [6 empty] | 1 (Unlimited) |  |  |  |  | Varies by Wire Size |  |  | Bulk | [6 empty] | - |  |  |  |  | Butt Splice, Inline, Individual Openings | Crimp | [7 empty] | 16-24 AWG |  |  |  |  | 10 | https://www.unikeyic.com/media/datasheet/0e/8a/6884/0e/aed882802496bfa4129021f7b716c520.pdf | https://www.unikeyic.com/products/wire-splice-terminals/650140-000/6509096.html
650167-000 | TE Connectivity | 500: 13.0928 | Connector Terminals In-Line Splice, Sealing, XLPE, Transparent Blue |  |  | 650167 |  | Blue, Red Stripe | [11 empty] | - | [7 empty] | Fully Insulated Heat Shrink | [6 empty] | 1 (Unlimited) |  |  |  |  | Varies by Wire Size |  |  | Bulk | [6 empty] | - |  |  |  |  | Butt Splice, Inline, Individual Openings | Crimp | [7 empty] | 304-1510 CMA |  |  |  |  | 50000 | https://www.unikeyic.com/media/datasheet/af/5b/3b4a/af/b6f6cabd370898792913228f941823d3.pdf | https://www.unikeyic.com/products/wire-splice-terminals/650167-000/16608094.html
680105-000 | TE Connectivity | 80: 1.43 200: 1.408 400: 1.375 800: 1.353 3,000: 1.232 | Splice, 7.11mm Length |  |  | 680105 |  | Blue | [11 empty] | - | [7 empty] | Non-Insulated | [6 empty] | 1 (Unlimited) |  |  |  |  | 2 |  |  | Bulk |  |  |  | 1829881 |  |  | MiniSeal |  |  |  |  | Butt Splice, Inline, Individual Openings | Crimp | [7 empty] | 779-2680 CMA |  |  |  |  | 3000 | https://www.unikeyic.com/media/datasheet/9a/60/cb8d/9a60cb8d27d3c512225d8fe90d79c5fe.pdf | https://www.unikeyic.com/products/wire-splice-terminals/680105-000/27768008.html
680106-000 | TE Connectivity | 10: 3.22 50: 2.6352 250: 2.3415 500: 2.2155 1,000: 1.8375 3,000: 1.785 5,000: 1.7745 8,000: 1.764 | Splice, 7.11mm Length |  |  | 680106 |  | Yellow | [11 empty] | - | [7 empty] | Non-Insulated | [6 empty] | 1 (Unlimited) |  |  |  |  | 2 |  |  | Bulk | [6 empty] | MiniSeal |  |  |  |  | Butt Splice, Inline, Individual Openings | Crimp | [7 empty] | 1900-6755 CMA |  |  |  |  | 4900 | https://www.unikeyic.com/media/datasheet/30/76/d8ed/3076d8ed173ea1f3323e5ae2eedf9422.pdf | https://www.unikeyic.com/products/wire-splice-terminals/680106-000/34779270.html
680327-000 | TE Connectivity | 1,000: 2.1583 2,500: 2.0232 | Splice Terminal 16-20AWG Copper Blue 14.61mm Tin Bag/Box |  |  | 680327 |  | Blue | [11 empty] | - | [7 empty] | Non-Insulated | [6 empty] | 1 (Unlimited) |  |  |  |  | 2 |  |  | Bulk |  |  |  | 2312232 |  |  | MiniSeal |  |  |  |  | Butt Splice, Inline, Individual Openings | Crimp | [7 empty] | 16-20 AWG |  |  |  |  | 7025 | https://www.unikeyic.com/media/datasheet/d2/42/eadb/d242eadb49c943d1d6fd8ef5942c9c14.pdf | https://www.unikeyic.com/products/wire-splice-terminals/680327-000/22840929.html
680328-000 | TE Connectivity | 1: 3.88 10: 3.2937 25: 3.0875 50: 2.9401 100: 2.7996 250: 2.6243 500: 2.499 1,000: 2.3798 3,000: 2.2024 | Connector Terminals Splice |  |  | 680328 |  | Yellow | [11 empty] | - | [7 empty] | Non-Insulated | [6 empty] | Not Applicable |  |  |  |  | 2 |  |  | Bulk | [6 empty] | MiniSeal |  |  |  |  | Butt Splice, Inline, Individual Openings | Crimp | [7 empty] | 12-16 AWG |  |  |  |  | 5223 | https://www.unikeyic.com/media/datasheet/4a/6c/f985/4a/6e843c340e34e1f96b8291034f378dca.pdf | https://www.unikeyic.com/products/wire-splice-terminals/680328-000/28133144.html
691305130012 | WURTH | 320: 2.2954 | Wurth Elektronik 3.5mm Pitch 12-Pin Pluggable Terminal Block Receptacle, 3051 Series, 2.5 kV AC, 300 V AC, Solder, Green |  | Industrial | [13 empty] | 691305130012 WURTH | [11 empty] | 45.5mm(Length)*7.2mm(width) |  |  |  |  | Through hole mounting |  |  |  |  | -40℃~105℃ | [6 empty] | Compliant | bulk | [19 empty] | 325 | https://www.unikeyic.com/media/datasheet/dd/0d/2bef/dd/1b29565321b915f57ed6bc49260c2b99.pdf | https://www.unikeyic.com/products/wire-splice-terminals/691305130012/30940600.html
691311500111 | WURTH | 5: 1.9926 30: 1.9102 60: 1.8702 | Wurth Elektronik WR-TBL Series Pluggable Terminal Block Receptacle, 5.08mm Pitch, 11P, 300V, Solder |  | Industrial | [25 empty] | 57.88mm(Length) |  |  |  |  | PCB mounting |  |  |  |  | -40℃~105℃ | [27 empty] | 6 | https://www.unikeyic.com/media/about_us/Unikey_ISO_9001_Certification.pdf | https://www.unikeyic.com/products/wire-splice-terminals/691311500111/6842469.html
691322310018 | WURTH | 2: 4.3817 30: 4.2879 60: 4.1942 | Wurth Elektronik 3.81mm Pitch 18P Pluggable Terminal Block Receptacle, WR-TBL Series, 300V, Solder |  | Industrial | [30 empty] | PCB mounting |  |  |  |  | -40℃~105℃ | [6 empty] | Compliant | bulk | [19 empty] | 5 | https://www.unikeyic.com/media/about_us/Unikey_ISO_9001_Certification.pdf | https://www.unikeyic.com/products/wire-splice-terminals/691322310018/28049228.html
691340500002 | WURTH | 1: 2.7 10: 2.4192 100: 2.376 250: 2.376 500: 2.3328 1,000: 2.3328 | Wurth Elektronik Pluggable Terminal Block, Header, 2P, 5.08mm Pitch, 3405 Series, 1.6kV, Solder, Green |  | Industrial | [25 empty] | 20.32mm(Length)*15.1mm(width) |  |  |  |  | wire mounting |  |  |  |  | -40℃~105℃ | [6 empty] | Compliant | bulk | [19 empty] | 253 | https://www.unikeyic.com/media/about_us/Unikey_ISO_9001_Certification.pdf | https://www.unikeyic.com/products/wire-splice-terminals/691340500002/10791369.html
691344510004 | WURTH | 1: 5.575 10: 4.906 100: 4.906 250: 4.8168 500: 4.8168 1,000: 4.8168 | Wurth Elektronik Pluggable Terminal Block Header 5.08mm Pitch 4P 3445 Series 1.6kV Solder Green |  | Industrial | [13 empty] | 691344510004 WURTH | [11 empty] | 20.32mm(Length)*26mm(width) |  |  |  |  | wire mounting |  |  |  |  | -40℃~105℃ | [6 empty] | Compliant | bulk | [19 empty] | 85 | https://www.unikeyic.com/media/datasheet/15/cd/aea4/15/34befdeb22ec41ab48ceeacb044b39ff.pdf | https://www.unikeyic.com/products/wire-splice-terminals/691344510004/22243687.html
691364300003 | WURTH | 1: 2.879 10: 2.5797 | Wurth Elektronik 3.81mmpitch3pPlug-in terminal blocks plug, 3643series, 1.6 kV, welding, green |  | Industrial | [25 empty] | 15.8mm(width) |  |  |  |  | wire mounting |  |  |  |  | -40℃~105℃ | [6 empty] | Compliant | bulk | [20 empty] | https://www.unikeyic.com/media/about_us/Unikey_ISO_9001_Certification.pdf | https://www.unikeyic.com/products/wire-splice-terminals/691364300003/9424579.html
691366110003 | WURTH | 10: 1.7472 100: 1.716 250: 1.716 500: 1.6848 1,000: 1.6848 | Wurth Elektronik Pluggable Terminal Block Header 3.5mm Pitch 3-Pin 3661 Series 1.6kV 2.5kV 300V AC Screw Mount Green |  | Industrial | [25 empty] | 10.5mm(Length) |  |  |  |  | wire mounting |  |  |  |  | -40℃~105℃ | [6 empty] | Compliant | bulk | [19 empty] | 323 | https://www.unikeyic.com/media/about_us/Unikey_ISO_9001_Certification.pdf | https://www.unikeyic.com/products/wire-splice-terminals/691366110003/7407377.html
691403900002B | WURTH | 10: 0.9264 100: 0.8492 500: 0.8492 1,000: 0.8338 2,500: 0.8338 | Wurth Elektronik PCB Terminal Block, 4039 Series, 2 Channel, 2.54mm Pitch, PCB Mount, Solder Termination, Green | [27 empty] | 7.62mm(Length)*12.8mm(width) |  |  |  |  | Through hole mounting | [11 empty] | Compliant | bulk | [19 empty] | 38 | https://www.unikeyic.com/media/about_us/Unikey_ISO_9001_Certification.pdf | https://www.unikeyic.com/products/wire-splice-terminals/691403900002b/12122907.html
691406710003B | WURTH | 1: 2.7125 10: 2.4304 100: 2.387 250: 2.387 500: 2.3436 1,000: 2.3436 | Wurth Elektronik PCB Terminal Block WR-TBL Series, 3-Pos, 5mm Pitch, Wire Mount | [32 empty] | wire mounting | [32 empty] | 254 | https://www.unikeyic.com/media/about_us/Unikey_ISO_9001_Certification.pdf | https://www.unikeyic.com/products/wire-splice-terminals/691406710003b/22088433.html
691411510010 | WURTH | 1: 5.9974 10: 5.3425 | Wurth Elektronik PCBTerminal block 4115series, 10road, 5.08mmPitch, Through hole mounting, Welding termination, grey | [15 empty] | 691411510010 WURTH | [11 empty] | 52.3mm(Length)*12.5mm(width) |  |  |  |  | Through hole mounting | [11 empty] | Compliant | bulk | [19 empty] | 33 | https://www.unikeyic.com/media/datasheet/0b/8a/ff7f/0b/71681cbeb38c91500a3f25b1fbe9656a.pdf | https://www.unikeyic.com/products/wire-splice-terminals/691411510010/4641931.html
691412120002B | WURTH | 10: 0.38 100: 0.3405 500: 0.3344 1,000: 0.3344 2,500: 0.3283 5,000: 0.3283 | Wurth Elektronik PCBTerminal block 412Bseries, 2road, 3.5mmPitch, Printed circuit board installation, Welding termination, grey |  | Industrial | [25 empty] | 8.5mm(Length)*12mm(width) |  |  |  |  | Through hole mounting |  |  |  |  | -40℃~105℃ | [6 empty] | Compliant | bulk | [19 empty] | 91 | https://www.unikeyic.com/media/about_us/Unikey_ISO_9001_Certification.pdf | https://www.unikeyic.com/products/wire-splice-terminals/691412120002b/7945296.html
691412120009B | WURTH | 1: 2.4712 10: 1.9623 50: 1.9083 100: 1.8376 | Wurth Elektronik PCB Terminal Block, 412B Series, 9 Pos, 3.5mm Pitch, PCB Mount, Solder Termination, Gray | [27 empty] | 33mm(Length)*12mm(width) |  |  |  |  | Through hole mounting | [11 empty] | Compliant | bulk | [19 empty] | 37 | https://www.unikeyic.com/media/about_us/Unikey_ISO_9001_Certification.pdf | https://www.unikeyic.com/products/wire-splice-terminals/691412120009b/32218765.html
696058-1 | TE Connectivity | 25: 44.3496 | 228.60 9.00AM PowerR Cable Pigtail |  |  | 696058 |  | - | [11 empty] | Heavy Duty | [7 empty] | Non-Insulated | [6 empty] | 1 (Unlimited) |  |  |  |  | 2 |  |  | Bulk | [6 empty] | Ampower |  |  |  |  | Butt Splice, Inline, Individual Openings | Crimp | [7 empty] | 450-550MCM (kcmil) |  |  |  |  | 2500 | https://www.unikeyic.com/media/datasheet/a7/ee/b97c/a7/926849389f72553e1133a9c3a06a6e9e.pdf | https://www.unikeyic.com/products/wire-splice-terminals/696058-1/1446397.html
696254-000 | TE Connectivity | 120: 50.8872 | Connector Terminals Splice Coaxial Cable Cross-Linked Modified Polyolefin Transparent Clear |  |  | 696254 |  | Clear | [11 empty] | - | [7 empty] | Fully Insulated Heat Shrink | [6 empty] | 1 (Unlimited) |  |  |  |  | 2 |  |  | Bulk | [6 empty] | - |  |  |  |  | Butt Splice, Inline, Individual Openings | Crimp | [7 empty] | Coaxial Cable |  |  |  |  | 12000 | https://www.unikeyic.com/media/datasheet/9f/56/2509/9f/e8e8ad75d0dc64683d71fe6e3444aeec.pdf | https://www.unikeyic.com/products/wire-splice-terminals/696254-000/14311985.html
696425-1 | TE Connectivity | 25: 1.449 100: 1.3068 250: 1.2744 500: 1.218 1,000: 1.1865 3,000: 1.1445 5,000: 1.1235 8,000: 1.113 | Cable Accessories, Splice Butt PVF2 PIDG |  |  | 696425 |  | Natural, Yellow Stripe | [11 empty] | Serrated Mating Area | [7 empty] | Fully Insulated | [6 empty] | 1 (Unlimited) |  |  |  |  | 2 |  |  | Bulk | [6 empty] | PIDG |  |  |  |  | Butt Splice, Inline, Individual Openings | Crimp | [7 empty] | 22-26 AWG |  |  |  |  | 455 | https://www.unikeyic.com/media/datasheet/b6/c4/780c/b6/4c84f4c3792c07efa70d3284c0be1d89.pdf | https://www.unikeyic.com/products/wire-splice-terminals/696425-1/507400.html
696426-1 | TE Connectivity | 1: 2.9555 10: 2.5185 25: 2.145 100: 2.0088 250: 1.8792 500: 1.7928 1,000: 1.6956 2,000: 1.5876 5,000: 1.4796 | Connector Terminal Splice 20-24AWG Copper 26.29mm Tin Loose |  |  | 696426 |  | Natural | [11 empty] | Radiation Resistant, Serrated Mating Area | [7 empty] | Fully Insulated | [6 empty] | 1 (Unlimited) |  |  |  |  | 2 |  |  | Bulk | [6 empty] | PIDG |  |  |  |  | Butt Splice, Inline, Individual Openings | Crimp | [7 empty] | 20-24 AWG |  |  |  |  | 2075 | https://www.unikeyic.com/media/datasheet/b0/42/2081/b0422081bd3c9d843caa649d19eb4340.pdf | https://www.unikeyic.com/products/wire-splice-terminals/696426-1/27545602.html
696427-1 | TE Connectivity | 25: 2.0815 250: 1.8468 500: 1.6485 1,250: 1.3755 2,500: 1.2495 3,750: 1.239 5,000: 1.1865 | Connector Terminal Splice, Copper, Tin-Plated, 32.13mm, Loose |  |  | 696427 |  | Natural, Red Stripe | [11 empty] | Radiation Resistant, Serrated Mating Area | [7 empty] | Fully Insulated | [6 empty] | 1 (Unlimited) |  |  |  |  | 2 |  |  | Bulk | [6 empty] | PIDG |  |  |  |  | Butt Splice, Inline, Individual Openings | Crimp | [7 empty] | 16-22 AWG |  |  |  |  | 4509 | https://www.unikeyic.com/media/datasheet/8e/50/2662/8e/3baa2080226a4222db622b8e98c5e45a.pdf | https://www.unikeyic.com/products/wire-splice-terminals/696427-1/20067281.html
696429-1 | TE Connectivity | 10: 5.94 50: 5.8104 100: 5.6385 250: 5.628 500: 3.465 750: 2.7405 1,000: 2.688 | Connector Terminal Splice 10-12AWG Copper Natural 42.06mm Tin Lead Loose |  |  | 696429 |  | Natural, Yellow Stripe | [11 empty] | Radiation Resistant, Serrated Mating Area | [7 empty] | Fully Insulated | [6 empty] | 1 (Unlimited) |  |  |  |  | 2 |  |  | Bulk |  |  |  | 1124117 |  |  | PIDG |  |  |  |  | Butt Splice, Inline, Individual Openings | Crimp | [7 empty] | 10-12 AWG |  |  |  |  | 950 | https://www.unikeyic.com/media/datasheet/97/f3/0a80/97/31b37507d4fc2942ecda57f7f253b3fa.pdf | https://www.unikeyic.com/products/wire-splice-terminals/696429-1/6751022.html
696730-1 | TE Connectivity | 100: 1.518 200: 1.496 400: 1.463 750: 1.441 | Pre-insulated Diamond Grip Butt Connector |  |  | 696730 |  | Yellow, Black Stripe | [11 empty] | Heavy Duty, Serrated Termination | [7 empty] | Fully Insulated | [6 empty] | 1 (Unlimited) |  |  |  |  | 2 |  |  | Bulk |  |  |  | 5273261 |  |  | PIDG |  |  |  |  | Butt Splice, Inline, Individual Openings | Crimp | [7 empty] | 14-16 AWG |  |  |  |  | 2500 | https://www.unikeyic.com/media/datasheet/ca/71/98c4/ca/a4dbd4f9272221396c8ce45d0b36bc83.pdf | https://www.unikeyic.com/products/wire-splice-terminals/696730-1/2821589.html
7000005801 | 3M | 1: 506.9567 | 3M 7000005801 Splice Connector | [65 empty] | 1000 | https://www.unikeyic.com/media/about_us/Unikey_ISO_9001_Certification.pdf | https://www.unikeyic.com/products/wire-splice-terminals/7000005801/5444301.html
708263 | PHOENIX CONTACT | 100: 0.3106 | Phoenix Contact DFK-MSTB-SS Connector Accessories Screw Set Straight | [15 empty] | 708263 PHOENIX CONTACT | [28 empty] | Compliant | bulk | [19 empty] | 10000 | https://www.unikeyic.com/media/datasheet/b8/6a/ebcf/b8/d3f601a02c79bccb751722c082f4aeae.pdf | https://www.unikeyic.com/products/wire-splice-terminals/708263/559001.html
710015 | PHOENIX CONTACT | 100: 0.3106 | Phoenix,screw kit,DFK-MCSS,Connector Accessories Screw Set Straight Package | [15 empty] | 710015 PHOENIX CONTACT | [49 empty] | 10000 | https://www.unikeyic.com/media/datasheet/upload/2023/07/19/0710015.pdf | https://www.unikeyic.com/products/wire-splice-terminals/710015/7669710.html
713-1409 | WAGO | 1: 9.9988 10: 9.1655 100: 8.9989 250: 8.9989 500: 8.9989 1,000: 8.9989 | Headers And Female Connectors |  |  |  |  | Black |  |  | Electrolytic Copper |  | 0.150" (3.81mm) |  |  | 10A | 10 A |  |  | - |  |  | Vertical |  |  | Polyphthalamide (PPA), Glass Filled | - |  | 0.531" (13.50mm) |  |  |  |  | UL94 V-0 | 1 (Unlimited) |  | Through Hole | 1 | 18 |  |  | -60°C ~ 100°C | Box | 0.138" (3.50mm) | 18 |  | 15573627 |  |  | MCSMINI HD | [6 empty] | Solder |  |  | 250 V | 150 V |  |  |  | - | - | - |  | 10 | https://www.unikeyic.com/media/datasheet/f4/94/87b9/f4/cebbf696143427706e04703d538625d8.pdf | https://www.unikeyic.com/products/wire-splice-terminals/713-1409/30974518.html
713-1426 | WAGO | 1: 7.3114 10: 6.434 100: 6.317 250: 6.317 500: 6.317 1,000: 6.317 | Wago 3.5mm Pitch 12-Pin Pluggable Terminal Block Receptacle, 713 Series |  |  |  |  | Black |  |  | Electrolytic Copper |  | 0.150" (3.81mm) |  |  | 10A | 10 A |  |  | - |  |  | 90°, Right Angle |  |  | Polyphthalamide (PPA), Glass Filled | - |  | 0.524" (13.30mm) |  |  |  |  | UL94 V-0 | 1 (Unlimited) |  | Through Hole | 2 | 12 |  |  | -60°C ~ 100°C | Box | 0.138" (3.50mm) | 6 |  | 15546625 |  |  | MCSMINI HD | [6 empty] | Solder |  |  | 250 V | 150 V |  |  |  | - | - | - |  | 57 | https://www.unikeyic.com/media/datasheet/e6/c0/b537/e6/4ca8b48489033a681ad216a3af283a18.pdf | https://www.unikeyic.com/products/wire-splice-terminals/713-1426/13530270.html
734-404 | WAGO | 100: 1.5181 1,000: 1.4597 10,000: 1.4013 | [5 empty] | Gray |  |  | Electrolytic Copper |  | 0.142" (3.60mm) |  |  | 10A | 10 A |  |  | - |  |  | 90°, Right Angle |  |  | Polyamide (PA66), Nylon 6/6 | - |  | 0.906" (23.00mm) |  |  |  |  | UL94 V-0 | 1 (Unlimited) |  | Through Hole | 2 | 8 |  |  | -60°C ~ 100°C | Box | 0.138" (3.50mm) | 4 |  | 15587530 |  |  | MCSMINI | [6 empty] | Solder |  |  | 320 V | 300 V |  |  |  | - | - | - |  | 104 | https://www.unikeyic.com/media/about_us/Unikey_ISO_9001_Certification.pdf | https://www.unikeyic.com/products/wire-splice-terminals/734-404/23671084.html
735398-0 | TE Connectivity | 100: 1.4942 200: 1.4231 400: 1.397 | TE Connectivity Wire Terminal Connector 17-13 AWG 17.5mm L Blue | [15 empty] | 735398-0 TE Connectivity | [49 empty] | 100 | https://www.unikeyic.com/media/datasheet/a4/5f/fc54/a4/8a7c96a454f1a015d2d3d69c9fa714b8.pdf | https://www.unikeyic.com/products/wire-splice-terminals/735398-0/25057332.html
735410 | TE Connectivity | 100: 0.3028 200: 0.2977 400: 0.2912 | TE Connectivity Wire Connector, 20→18 AWG, 17.5mm L, Red |  |  | 7354 |  | Red | [11 empty] | - | [7 empty] | Fully Insulated | [6 empty] | 1 (Unlimited) |  |  |  |  | 2 |  |  | Bulk | [6 empty] | - |  |  |  |  | Inline, Tap | Crimp | [7 empty] | 18-20 AWG |  |  |  |  | 5400 | https://www.unikeyic.com/media/datasheet/28/7f/6fd1/287f6fd1e2bbcebf015f48a33772f5b5.pdf | https://www.unikeyic.com/products/wire-splice-terminals/735410/2884448.html
735410-0 | TE Connectivity | 10: 0.833 30: 0.8164 50: 0.7973 | TE Connectivity wire splice connector, 20 → 18.5 AWGwire_gauge, 17.5mmtotal length, red | [15 empty] | 735410-0 TE Connectivity | [11 empty] | 15mm(Length)*17.5mm(height) | [37 empty] | 1150 | https://www.unikeyic.com/media/datasheet/9f/e2/969a/9f/7635b0a00d20b842416e56249b7aaa60.pdf | https://www.unikeyic.com/products/wire-splice-terminals/735410-0/1252247.html
735411 | TE Connectivity | 1: 1.1712 | TE Connectivity wire splice connector, 11 → 10 AWGwire_gauge, 17.5mmtotal length, yellow |  |  | 7354 |  | Yellow | [11 empty] | Hinged Lid | [7 empty] | Fully Insulated | [6 empty] | 1 (Unlimited) |  |  |  |  | 2 |  |  | Bulk | [6 empty] | - |  |  |  |  | Inline, Tap | Crimp | [7 empty] | 10-11.5 AWG |  |  |  |  | 35 | https://www.unikeyic.com/media/datasheet/73/9a/a91b/73/e69bf47b81f3f2f90cda488e6e16c9be.pdf | https://www.unikeyic.com/products/wire-splice-terminals/735411/29626905.html
745-300 | WAGO | 10: 0.1803 100: 0.1387 500: 0.1288 | Wago end plate, Snap-on Plate |  |  |  |  | Gray | [12 empty] | Terminal Blocks | [13 empty] | Not Applicable |  |  |  | - |  |  |  | Box | [6 empty] | - | [19 empty] | https://www.unikeyic.com/media/datasheet/fa/3d/db9b/fa/11018ed289c6af86c27d6ab9a3020e3b.pdf | https://www.unikeyic.com/products/wire-splice-terminals/745-300/2603807.html
7461120 | WURTH | 1: 3.4125 10: 3.0576 100: 3.003 250: 2.9484 500: 2.9484 1,000: 2.9484 | Wurth Screw Terminal Block | [15 empty] | 7461120 WURTH | [28 empty] | Non-compliant | bulk | [19 empty] | 807 | https://www.unikeyic.com/media/datasheet/30/da/bb39/30/76294a96706625e3f183ef3c84d5e0bb.pdf | https://www.unikeyic.com/products/wire-splice-terminals/7461120/5584192.html
7461166 | WURTH | 1: 3.925 10: 3.454 100: 3.454 250: 3.3912 500: 3.3912 1,000: 3.3912 | Wurth Screw Terminal Block | [15 empty] | 7461166 WURTH | [49 empty] | 285 | https://www.unikeyic.com/media/datasheet/57/28/8378/57/34dc8314c928d40625bc6bc5132193df.pdf | https://www.unikeyic.com/products/wire-splice-terminals/7461166/11002061.html
769-103/022-000 | WAGO | 10: 4.0738 50: 3.7021 100: 3.3453 | [5 empty] | Gray |  |  | Copper |  | - |  |  | 32A |  |  |  | - |  |  | - |  |  | Polyamide (PA66), Nylon 6/6 | - |  | 1.043" (26.50mm) |  |  |  |  | UL94 V-0 | Not Applicable |  | Free Hanging (In-Line) | 1 (Mate), 2 (Input) | 3 |  |  | - | Box | 0.197" (5.00mm) | 3 |  |  |  |  | X-COM® | [6 empty] | Screwless - Push-In Spring |  |  | 500 V |  |  |  |  | 12-28 AWG | 0.08-4mm² | 8-9mm |  | 43 | https://www.unikeyic.com/media/datasheet/7e/91/03b3/7e/8e87d2ad4a732b6d43027c543fff3b28.pdf | https://www.unikeyic.com/products/wire-splice-terminals/769-103-022-000/401008.html
773-114/K194-4045 | WAGO | 1: 20.7261 10: 17.6106 25: 16.5077 50: 15.7197 | Terminal 、Inline、 Connector Push-in type 12-14 AWG |  |  |  |  | Green | [11 empty] | Releasable | [7 empty] | Fully Insulated | [6 empty] | Not Applicable |  |  |  |  | 4 |  |  | Bulk |  |  |  | 15579738 |  |  | - |  |  |  |  | Butt Splice, Inline, Individual Openings | Push In | [7 empty] | 12-14 AWG |  |  |  |  | 67 | https://www.unikeyic.com/media/about_us/Unikey_ISO_9001_Certification.pdf | https://www.unikeyic.com/products/wire-splice-terminals/773-114-k194-4045/15074766.html
7931100302 | DSG-Canusa | 100: 0.4708 | DSG-Canusa 7931100302 Splice Connector | [15 empty] | 7931100302 DSG-Canusa | [11 empty] | 36mm(Length) | [37 empty] | 900 | https://www.unikeyic.com/media/datasheet/24/1a/b3d1/24/a7b0261a9617bd427b1c5547ae8d37ca.pdf | https://www.unikeyic.com/products/wire-splice-terminals/7931100302/20764460.html
7940126719 | Weidmüller | 1: 112.9464 5: 92.826 10: 84.294 30: 83.8845 50: 66.654 100: 65.9295 250: 65.7615 | [16 empty] | 7940126719 Weidmüller | [29 empty] | bulk | [19 empty] | 8 | https://www.unikeyic.com/media/datasheet/94/3c/f9f9/943cf9f9ae48272219520b62babcaf2b.pdf | https://www.unikeyic.com/products/wire-splice-terminals/7940126719/18582715.html
796740-2 | BUCHANAN | 10: 1.9012 100: 1.8673 250: 1.8673 500: 1.8333 1,000: 1.8333 | TB, WIRE TO BRD, R/A, 2WAY, 12AWG; | [65 empty] | 991 | https://www.unikeyic.com/media/about_us/Unikey_ISO_9001_Certification.pdf | https://www.unikeyic.com/products/wire-splice-terminals/796740-2/15493008.html
8-31818-1 | TE Connectivity | 100: 0.8075 300: 0.7472 500: 0.7207 1,000: 0.6863 2,500: 0.6433 | Splices 16-22AWG Copper 14.68mm Tin Loose |  |  | 31818 |  | - | [11 empty] | Brazed Seam, Serrated Mating Area | [7 empty] | Non-Insulated | [6 empty] | 1 (Unlimited) |  |  |  |  | 2 |  |  | Bulk |  |  |  | 298204 |  |  | Solistrand |  |  |  |  | Butt Splice, Inline, Individual Openings | Crimp | [7 empty] | 16-22 AWG |  |  |  |  | 1038 | https://www.unikeyic.com/media/datasheet/f7/b6/0c0b/f7/329f16178af47fab83f44e3fa16b8ec8.pdf | https://www.unikeyic.com/products/wire-splice-terminals/8-31818-1/33484340.html
8-31819-6 | TE Connectivity | 5: 10.166 50: 9.5256 100: 9.24 250: 9.2085 500: 4.8825 750: 3.4335 1,000: 3.36 | Splices, 14-16AWG Copper, 14.4mm, Tin, Loose |  |  | 31819 |  | - | [11 empty] | Brazed Seam, Serrated Mating Area | [7 empty] | Non-Insulated | [6 empty] | 1 (Unlimited) |  |  |  |  | 2 |  |  | Bulk | [6 empty] | Solistrand |  |  |  |  | Butt Splice, Inline, Individual Openings | Crimp | [7 empty] | 14-16 AWG |  |  |  |  | 960 | https://www.unikeyic.com/media/datasheet/bb/c0/1385/bb/3f44672537dec4307b546dd84b213958.pdf | https://www.unikeyic.com/products/wire-splice-terminals/8-31819-6/12321358.html
8-320562-2 | TE Connectivity | 1: 61.5228 5: 60.4242 10: 59.3256 25: 59.3256 50: 59.3256 100: 59.3256 | Pre-insulated Diamond Grip Butt Connector |  |  | 320562 |  | Blue | [11 empty] | Serrated Mating Area | [7 empty] | Fully Insulated | [6 empty] | 1 (Unlimited) |  |  |  |  | 2 |  |  | Bulk | [6 empty] | PIDG |  |  |  |  | Butt Splice, Inline, Individual Openings | Crimp | [7 empty] | 14-16 AWG |  |  |  |  | 22 | https://www.unikeyic.com/media/datasheet/a9/54/3069/a9543069d2a3d597e8a093e48b46b8b4.pdf | https://www.unikeyic.com/products/wire-splice-terminals/8-320562-2/1843832.html
8-320562-5 | TE Connectivity | 100: 2.2707 300: 2.1012 500: 2.0269 1,000: 1.9301 2,500: 1.8094 | Pre-insulated Diamond Grip Butt Connector |  |  | 320562 |  | Blue | [11 empty] | Serrated Mating Area | [7 empty] | Fully Insulated | [6 empty] | 1 (Unlimited) |  |  |  |  | 2 |  |  | Bulk | [6 empty] | PIDG |  |  |  |  | Butt Splice, Inline, Individual Openings | Crimp | [7 empty] | 14-16 AWG |  |  |  |  | 990 | https://www.unikeyic.com/media/datasheet/8a/b5/c96e/8ab5c96e7cafd808ab84609ff2d579fe.pdf | https://www.unikeyic.com/products/wire-splice-terminals/8-320562-5/30512808.html
8-320570-2 | TE Connectivity | 50: 2.8171 100: 2.6826 250: 2.5145 500: 2.3945 1,000: 2.2803 2,500: 2.1376 | Pre-insulated Diamond Grip Butt Connector |  |  | 320570 |  | Yellow | [11 empty] | Serrated Mating Area | [7 empty] | Fully Insulated | [6 empty] | 1 (Unlimited) |  |  |  |  | 2 |  |  | Bulk |  |  |  | 298211 |  |  | PIDG |  |  |  |  | Butt Splice, Inline, Individual Openings | Crimp | [7 empty] | 10-12 AWG |  |  |  |  | 357 | https://www.unikeyic.com/media/datasheet/0a/d1/49f3/0ad149f3848705510a3e4681dc104379.pdf | https://www.unikeyic.com/products/wire-splice-terminals/8-320570-2/29759396.html
8-32151-2 | TE Connectivity | 50: 0.979 | Splice Terminal, 10-12AWG, Copper, 14.35mm, Tin, Loose |  |  | 32151 |  | - | [11 empty] | Brazed Seam, Serrated Mating Area | [7 empty] | Non-Insulated | [6 empty] | 1 (Unlimited) |  |  |  |  | 2 |  |  | Bulk | [6 empty] | Solistrand |  |  |  |  | Butt Splice, Inline, Individual Openings | Crimp | [7 empty] | 10-12 AWG |  |  |  |  | 90 | https://www.unikeyic.com/media/datasheet/5e/31/2f08/5e/8eb5bab1dd7b6f2c7c715f6d485cacdf.pdf | https://www.unikeyic.com/products/wire-splice-terminals/8-32151-2/22562139.html
8-323994-2 | TE Connectivity | 50: 2.37 100: 2.2568 250: 2.1154 500: 2.0144 1,000: 1.9183 2,500: 1.7983 | Pre-insulated Diamond Grip Butt Connector |  |  | 323994 |  | Yellow | [11 empty] | Serrated Mating Area | [7 empty] | Fully Insulated | [6 empty] | 1 (Unlimited) |  |  |  |  | 2 |  |  | Bulk |  |  |  | 2259090 |  |  | PIDG |  |  |  |  | Butt Splice, Inline, Individual Openings | Crimp | [7 empty] | 22-26 AWG |  |  |  |  | 466 | https://www.unikeyic.com/media/datasheet/06/e9/da0a/06e9da0a5964e04c1cc06e9b364274c6.pdf | https://www.unikeyic.com/products/wire-splice-terminals/8-323994-2/1688617.html
8-328427-1 | TE Connectivity | 1: 0.8323 | Connector Terminals Splice Terminal 14-16AWG Copper Natural/Blue 26.16mm Tin Loose |  |  | 328427 |  | Natural | [11 empty] | Serrated Mating Area | [7 empty] | Fully Insulated | [6 empty] | 1 (Unlimited) |  |  |  |  | 2 |  |  | Bulk | [6 empty] | Plasti-Grip |  |  |  |  | Butt Splice, Inline, Individual Openings | Crimp | [7 empty] | 14-16 AWG |  |  |  |  | 100 | https://www.unikeyic.com/media/datasheet/6e/78/7344/6e/d2ffabc4c53c2969c3c82e768577f950.pdf | https://www.unikeyic.com/products/wire-splice-terminals/8-328427-1/33208267.html
8-328730-1 | TE Connectivity | 1: 0.9516 | Connector Terminals Splice 10-22AWG Copper Natural 18.29mm Tin Loose |  |  | 328730 |  | Natural | [11 empty] | - | [7 empty] | Fully Insulated | [6 empty] | 1 (Unlimited) |  |  |  |  | 1 |  |  | Bulk | [6 empty] | - |  |  |  |  | Butt Splice, Closed End, Single Opening | Crimp | [7 empty] | 10-22 AWG |  |  |  |  | 25 | https://www.unikeyic.com/media/datasheet/2a/22/6203/2a2262031860c1ff8c4ac1576861e84f.pdf | https://www.unikeyic.com/products/wire-splice-terminals/8-328730-1/23418320.html
8-34071-1 | TE Connectivity | 300: 0.517 1,100: 0.506 2,000: 0.484 5,000: 0.44 10,000: 0.418 25,000: 0.341 | Splice Copper Blue 27.05mm Tin Loose |  |  | 34071 |  | Blue | [11 empty] | Serrated Mating Area | [7 empty] | Fully Insulated | [6 empty] | 1 (Unlimited) |  |  |  |  | 2 |  |  | Bulk | [6 empty] | Plasti-Grip |  |  |  |  | Butt Splice, Inline, Individual Openings | Crimp | [7 empty] | 14-16 AWG |  |  |  |  | 29092 | https://www.unikeyic.com/media/datasheet/8b/86/5290/8b/3e7d4b77069ce045adefc8faa616e8cf.pdf | https://www.unikeyic.com/products/wire-splice-terminals/8-34071-1/21024698.html
8-34072-1 | TE Connectivity | 10: 1.6905 25: 1.584 100: 1.4796 300: 1.404 500: 1.1448 1,000: 1.08 2,500: 1.0541 5,000: 1.0282 | Splice Terminal, Copper, Yellow, 29.46mm, Tin-Plated, Loose |  |  | 34072 |  | Yellow | [11 empty] | Serrated Mating Area | [7 empty] | Fully Insulated | [6 empty] | 1 (Unlimited) |  |  |  |  | 2 |  |  | Bulk | [6 empty] | Plasti-Grip |  |  |  |  | Butt Splice, Inline, Individual Openings | Crimp | [7 empty] | 10-12 AWG |  |  |  |  | 406 | https://www.unikeyic.com/media/datasheet/bc/3b/913d/bc/8b8e537b2c4ff61a3744756b1840c2af.pdf | https://www.unikeyic.com/products/wire-splice-terminals/8-34072-1/873493.html
8-34130-1 | TE Connectivity | 100: 0.8665 300: 0.6999 1,000: 0.6521 2,500: 0.6022 5,000: 0.6007 7,500: 0.5698 10,000: 0.5128 15,000: 0.5066 | Connector Terminals Splice Terminal 16-22AWG Copper 7.65mm Tin Loose |  |  | 34130 |  | - | [11 empty] | Brazed Seam, Serrated Mating Area | [7 empty] | Non-Insulated | [6 empty] | 1 (Unlimited) |  |  |  |  | 2 |  |  | Bulk | [6 empty] | Solistrand |  |  |  |  | Inline, Individual Openings (Parallel) | Crimp | [7 empty] | 16-22 AWG |  |  |  |  | 195 | https://www.unikeyic.com/media/datasheet/ea/43/ca7e/ea/5ad2c8ac13f9b0cce10bc529676a395a.pdf | https://www.unikeyic.com/products/wire-splice-terminals/8-34130-1/25532730.html
8-34138-2 | TE Connectivity | 50: 1.1061 100: 1.0531 250: 0.9872 500: 0.94 1,000: 0.8951 2,500: 0.8391 | SPLICE, SOLIS PARA 12-10 |  |  | 34138 |  | - | [11 empty] | Brazed Seam, Serrated Mating Area | [7 empty] | Non-Insulated | [6 empty] | 1 (Unlimited) |  |  |  |  | 2 |  |  | Bulk | [6 empty] | Solistrand |  |  |  |  | Inline, Individual Openings (Parallel) | Crimp | [7 empty] | 10-12 AWG |  |  |  |  | 368 | https://www.unikeyic.com/media/datasheet/cc/49/2b77/cc492b77259fa2dc12949bb6a23d3772.pdf | https://www.unikeyic.com/products/wire-splice-terminals/8-34138-2/6510813.html
8-34318-3 | TE Connectivity | 200: 0.638 450: 0.627 900: 0.616 1,300: 0.583 | Splices 8AWG Copper 9.53mm Tin Loose |  |  | 34318 |  | - | [11 empty] | Brazed Seam, Serrated Mating Area | [7 empty] | Non-Insulated | [6 empty] | 1 (Unlimited) |  |  |  |  | 2 |  |  | Bulk | [6 empty] | Solistrand |  |  |  |  | Inline, Individual Openings (Parallel) | Crimp | [7 empty] | 8 AWG |  |  |  |  | 3325 | https://www.unikeyic.com/media/datasheet/92/ca/7d84/92/a1e3060a73e7a87e7e21fef0a27a186a.pdf | https://www.unikeyic.com/products/wire-splice-terminals/8-34318-3/6480693.html
8-53549-2 | TE Connectivity | 500: 8.2515 | Insulated Diamond Grip Butt Connector |  |  | 53549 |  | Natural, Blue Stripe | [11 empty] | Radiation Resistant, Serrated Mating Area | [7 empty] | Fully Insulated | [6 empty] | 1 (Unlimited) |  |  |  |  | 2 |  |  | Bulk | [6 empty] | PIDG |  |  |  |  | Butt Splice, Inline, Individual Openings | Crimp | [7 empty] | 14-16 AWG |  |  |  |  | 50000 | https://www.unikeyic.com/media/datasheet/60/b8/6406/60/58200d7489574a255d478332f27496c5.pdf | https://www.unikeyic.com/products/wire-splice-terminals/8-53549-2/24100033.html
8-55824-2 | TE Connectivity | 1: 3.4704 | 22-18 PRE-INSUL SEALED SPLICE |  |  | 55824 |  | Red | [11 empty] | - | [7 empty] | Fully Insulated Heat Shrink | [6 empty] | 1 (Unlimited) |  |  |  |  | 2 |  |  | Bulk |  |  |  | 255861 |  |  | - |  |  |  |  | Butt Splice, Inline, Individual Openings | Crimp | [7 empty] | 18-22 AWG |  |  |  |  | 20 | https://www.unikeyic.com/media/datasheet/ec/e2/f1e3/ece2f1e3f6ff4c6338153928c0e3d82d.pdf | https://www.unikeyic.com/products/wire-splice-terminals/8-55824-2/5848877.html
8-55825-2 | TE Connectivity | 1: 3.3122 | 16-14 PRE-INSUL SEALED SPLICE |  |  | 55825 |  | Blue | [11 empty] | - | [7 empty] | Fully Insulated Heat Shrink | [6 empty] | 1 (Unlimited) |  |  |  |  | 2 |  |  | Bulk | [6 empty] | - |  |  |  |  | Butt Splice, Inline, Individual Openings | Crimp | [7 empty] | 14-16 AWG |  |  |  |  | 10 | https://www.unikeyic.com/media/datasheet/79/ce/5253/79ce5253ca52f934cb715f9ed756111b.pdf | https://www.unikeyic.com/products/wire-splice-terminals/8-55825-2/31920942.html
8000078309 | Weidmüller | 1: 4.0193 19: 2.6077 38: 2.3654 57: 2.242 114: 2.0606 266: 1.8847 513: 1.7779 1,007: 1.6904 5,016: 1.5503 | TERM BLOCK HDR 4POS 7.50MM | [44 empty] | Compliant | Tube | [19 empty] | 20 | https://www.unikeyic.com/media/about_us/Unikey_ISO_9001_Certification.pdf | https://www.unikeyic.com/products/wire-splice-terminals/8000078309/10007948.html
8000078317 | Weidmüller | 1: 2.7403 10: 2.7403 25: 2.4553 50: 2.4553 100: 2.4114 250: 2.4114 500: 2.3676 1,000: 2.3676 | TERMINAL BLOCK, HEADER, 5POS, TH; Gender:Header; Pitch Spacing:7.5mm; No. of Positions:5Positions; Rated Current:30.6A; Rated Voltage:630V; Block Orientation:Through Hole Vertical; Product Range:OMNIMAT | [44 empty] | Compliant | Tube | [19 empty] | 33 | https://www.unikeyic.com/media/about_us/Unikey_ISO_9001_Certification.pdf | https://www.unikeyic.com/products/wire-splice-terminals/8000078317/31509811.html
801884 | PHOENIX CONTACT | 1: 0.1439 | Phoenix Contact O-Type Cable Terminal, C-RCT-SC10/M6 | [27 empty] | 26mm(Length) | [37 empty] | 40 | https://www.unikeyic.com/media/about_us/Unikey_ISO_9001_Certification.pdf | https://www.unikeyic.com/products/wire-splice-terminals/801884/31454443.html
8199870 | RS | 10: 0.8699 150: 0.6841 750: 0.5179 | RS PRO Wire-to-Board Connector |  | Industrial | [35 empty] | -55℃~125℃ | [27 empty] | 5301 | https://www.unikeyic.com/media/about_us/Unikey_ISO_9001_Certification.pdf | https://www.unikeyic.com/products/wire-splice-terminals/8199870/31719056.html
8199883 | RS | 10: 1.7642 500: 1.2756 2,500: 1.0498 | RS PRO Wire-to-Wire Connector | [65 empty] | 1363 | https://www.unikeyic.com/media/about_us/Unikey_ISO_9001_Certification.pdf | https://www.unikeyic.com/products/wire-splice-terminals/8199883/23080349.html
8417670 | RS | 100: 0.4227 500: 0.3255 2,500: 0.2515 | RS PRO Wire Connector, Butt Splice, 6 mm², 20mm Total Length | [65 empty] | 21120 | https://www.unikeyic.com/media/about_us/Unikey_ISO_9001_Certification.pdf | https://www.unikeyic.com/products/wire-splice-terminals/8417670/4414619.html
8417673 | RS | 100: 0.5768 500: 0.4387 1,000: 0.3995 2,500: 0.3883 5,000: 0.3762 | RS PRO Wire Connector, Butt Splice, 10 mm², 23mm Length | [65 empty] | 24651 | https://www.unikeyic.com/media/about_us/Unikey_ISO_9001_Certification.pdf | https://www.unikeyic.com/products/wire-splice-terminals/8417673/16840744.html
8417686 | RS | 100: 0.9798 500: 0.8744 2,500: 0.7196 | RS PRO Wire Connector, Flat, 25 mm², 35mm L | [65 empty] | 9310 | https://www.unikeyic.com/media/about_us/Unikey_ISO_9001_Certification.pdf | https://www.unikeyic.com/products/wire-splice-terminals/8417686/30368769.html
8417689 | RS | 50: 1.381 250: 1.3129 1,250: 1.0144 | RS PRO Wire Connector, Butt Splice, 35 mm², 40mm L | [65 empty] | 2205 | https://www.unikeyic.com/media/about_us/Unikey_ISO_9001_Certification.pdf | https://www.unikeyic.com/products/wire-splice-terminals/8417689/11298880.html
8417692 | RS | 50: 2.0425 250: 1.8227 1,250: 1.5 | RS PRO Wire Terminal Connector, Flat, 70mm², 45mm L | [65 empty] | 1435 | https://www.unikeyic.com/media/about_us/Unikey_ISO_9001_Certification.pdf | https://www.unikeyic.com/products/wire-splice-terminals/8417692/3516702.html
866 | Adafruit | 1: 3.3925 | Snap-action 3-Wire Block Connector (12-28 AWG) - Pack of 3 |  |  |  |  | Transparent | [11 empty] | Releasable | [7 empty] | Fully Insulated | [6 empty] | 1 (Unlimited) |  |  |  |  | 3 |  |  | Bulk | [6 empty] | - |  |  |  |  | Butt Splice, Closed End, Individual Openings | Push In | [7 empty] | 12-24 AWG |  |  |  |  | 20 | https://www.unikeyic.com/media/datasheet/d6/7c/01ce/d6/9f30f534fcd45b9553124ffb786952d5.pdf | https://www.unikeyic.com/products/wire-splice-terminals/866/10068594.html
86774-1 | TE Connectivity | 50,000: 1.3658 |  |  |  | 86774 |  | - | [11 empty] | - | [7 empty] | Non-Insulated | [6 empty] | 1 (Unlimited) |  |  |  |  | Varies by Wire Size |  |  | Bulk |  |  |  | 295297 |  |  | - |  |  |  |  | Crimpband, Open Band | Crimp | [7 empty] | 22-26 AWG |  |  |  |  | 5000000 | https://www.unikeyic.com/media/datasheet/a2/84/ce4f/a2/9592f2b8e3fd6c26c6b7ffcf79e5e1b0.pdf | https://www.unikeyic.com/products/wire-splice-terminals/86774-1/34966393.html
873-902/VE00-5000 | WAGO | 300: 1.4396 1,000: 1.3924 | Conn Housing SKT 2 POS Crimp ST Cable Mount Bag |  |  |  |  | Yellow | [11 empty] | Releasable | [7 empty] | Fully Insulated | [6 empty] | Not Applicable |  |  |  |  | 2 |  |  | Bulk |  |  |  | 15598309 |  |  | - |  |  |  |  | Butt Splice, Inline, Individual Openings | Push In | [7 empty] | 12-18 AWG |  |  |  |  | 284353 | https://www.unikeyic.com/media/datasheet/5f/69/1f6b/5f691f6b673a6bb1d937ba044c5ed857.pdf | https://www.unikeyic.com/products/wire-splice-terminals/873-902-ve00-5000/27996455.html
873-903/K194-4045 | WAGO | 1: 46.3141 10: 39.3685 25: 36.9042 50: 35.1438 100: 33.4678 250: 31.3756 | Terminal 、Inline、 Connector Push-in type 12-16 AWG Yellow |  |  |  |  | Yellow | [11 empty] | Releasable | [7 empty] | Fully Insulated | [6 empty] | Not Applicable |  |  |  |  | 3 |  |  | Bulk |  |  |  | 15522492 |  |  | - |  |  |  |  | Butt Splice, Inline, Individual Openings | Push In | [7 empty] | 12-16 AWG |  |  |  |  | 18 | https://www.unikeyic.com/media/about_us/Unikey_ISO_9001_Certification.pdf | https://www.unikeyic.com/products/wire-splice-terminals/873-903-k194-4045/21025731.html
873-903/VE00-0500 | WAGO | 250: 1.9234 750: 1.8644 | Conn Housing PL 6 POS Crimp ST Cable Mount Yellow Bag |  |  |  |  | Yellow | [11 empty] | Releasable | [7 empty] | Fully Insulated | [6 empty] | Not Applicable |  |  |  |  | 3 |  |  | Bulk |  |  |  | 15558181 |  |  | - |  |  |  |  | Butt Splice, Inline, Individual Openings | Push In | [7 empty] | 12-16 AWG |  |  |  |  | 67026 | https://www.unikeyic.com/media/about_us/Unikey_ISO_9001_Certification.pdf | https://www.unikeyic.com/products/wire-splice-terminals/873-903-ve00-0500/7796990.html
880458-1 | TE Connectivity | 1: 0.396 | Connector Terminal, Splice Brass Tin Bag |  |  | 880458 |  | Natural | [11 empty] | - | [7 empty] | Fully Insulated | [6 empty] | 1 (Unlimited) |  |  |  |  | 2 |  |  | Bulk | [6 empty] | - |  |  |  |  | Inline, Tap | IDC | [7 empty] | 10-11 AWG |  |  |  |  | 2065 | https://www.unikeyic.com/media/datasheet/c3/fa/91df/c3/980045cf5864215d8dfe10d282a158d7.pdf | https://www.unikeyic.com/products/wire-splice-terminals/880458-1/5947922.html
905-BULK | 3M | 25: 0.4186 100: 0.3817 250: 0.341 1,000: 0.3164 2,500: 0.297 5,000: 0.2894 10,000: 0.2808 | Splice Terminal (14-18)AWG/(18-22)AWG Brass Red 20.3mm Tin Bulk |  |  | 905 |  | Red | [11 empty] | Hinged Lid | [7 empty] | Fully Insulated | [6 empty] | 1 (Unlimited) |  |  |  |  | 2 |  |  | Bulk |  |  |  | 3864349 |  |  | Scotchlok™ |  |  |  |  | Inline, Tap (Suitcase) | IDC | [7 empty] | 14-22 AWG |  |  |  |  | 111280 | https://www.unikeyic.com/media/datasheet/49/a4/e51f/49a4e51fd72b56ff5047b4b1daa5e40f.pdf | https://www.unikeyic.com/products/wire-splice-terminals/905-bulk/33744255.html
9200490000 | Weidmüller | 100: 0.9031 500: 0.6847 1,000: 0.6132 2,500: 0.5523 5,000: 0.5502 7,500: 0.5492 10,000: 0.5471 15,000: 0.546 | [16 empty] | 9200490000 Weidmüller | [16 empty] | Through hole mounting | [9 empty] | On sale |  |  | bulk | [19 empty] | 1500 | https://www.unikeyic.com/media/datasheet/f0/ce/3f5d/f0ce3f5dd1ef0f375282b99a7a2cd1f3.pdf | https://www.unikeyic.com/products/wire-splice-terminals/9200490000/33089301.html
9200500000 | Weidmüller | 10: 1.1486 25: 0.8943 50: 0.8515 100: 0.8109 300: 0.7503 500: 0.7237 1,000: 0.6891 2,500: 0.646 | Terminal Connector | [15 empty] | 9200500000 Weidmüller | [16 empty] | Through hole mounting | [9 empty] | On sale | [22 empty] | 99 | https://www.unikeyic.com/media/datasheet/15/3c/15f7/15/a4303118c6146956055cf1fbf4301f6d.pdf | https://www.unikeyic.com/products/wire-splice-terminals/9200500000/22289464.html
94792-A | 3M | 25: 0.5598 50: 0.5329 100: 0.5074 250: 0.4756 500: 0.4529 1,000: 0.4313 2,500: 0.4043 | Terminal 、Inline、 Connector 10-12 AWG |  |  | 94792 |  | - | [11 empty] | - | [7 empty] | Fully Insulated | [6 empty] | 1 (Unlimited) |  |  |  |  | 2 |  |  | Bulk |  |  |  | 503945 |  |  | - |  |  |  |  | Butt Splice, Inline, Individual Openings | Crimp | [7 empty] | 10-12 AWG |  |  |  |  | 772 | https://www.unikeyic.com/media/about_us/Unikey_ISO_9001_Certification.pdf | https://www.unikeyic.com/products/wire-splice-terminals/94792-a/27863411.html
952X-BOTTLE | 3M | 1: 28.3007 5: 28.3007 10: 27.7954 25: 27.29 50: 27.29 100: 27.29 | TERMINAL, TAP SPLICE, 0.25IN, QD, BLUE; Product Range:Scotchlok Series; Termination:IDC / IDT; Wire Size AWG Min:18AWG; Wire Size AWG Max:14AWG; Conductor Area CSA:2mm²; Terminal Type:Wire Tap Splice; I |  |  | 952X |  | Blue | [11 empty] | Flame Retardant, Hinged Lid(s) | [7 empty] | Fully Insulated | [6 empty] | 1 (Unlimited) |  |  |  |  | 1 |  |  | Bulk |  |  |  | 3864357 |  |  | Scotchlok™ |  |  |  |  | Inline, Tap | IDC | [7 empty] | 14-18 AWG |  |  |  |  | 3 | https://www.unikeyic.com/media/datasheet/0c/b8/970c/0cb8970c1c4b657d99a8368201d05195.pdf | https://www.unikeyic.com/products/wire-splice-terminals/952x-bottle/1639631.html
963920-1 | TE Connectivity | 30,000: 0.1943 | BUTT SPLICE LP 0.2-0.5 MM2 PTP CUSN4 |  |  | 963920 |  | - | [11 empty] | - | [7 empty] | Non-Insulated | [6 empty] | 1 (Unlimited) |  |  |  |  | Varies by Wire Size |  |  | Bulk |  |  |  | 5124202 |  |  | - |  |  |  |  | Crimpband, Open Band | Crimp | [7 empty] | - |  |  |  |  | 3000000 | https://www.unikeyic.com/media/datasheet/fc/4c/49c0/fc/f366c8883a81d6d53e24bcb669347d13.pdf | https://www.unikeyic.com/products/wire-splice-terminals/963920-1/777546.html
963921-1 | TE Connectivity | 5,000: 0.1516 | Cable Accessories Splice |  |  | 963921 |  | - | [11 empty] | Serrated Mating Area | [7 empty] | Non-Insulated | [6 empty] | 1 (Unlimited) |  |  |  |  | Varies by Wire Size |  |  | Tape & Reel (TR) |  |  |  | 5124207 |  |  | - |  |  |  |  | Butt Splice, Inline, Individual Openings | Crimp | [7 empty] | 17-18 AWG |  |  |  |  | 500000 | https://www.unikeyic.com/media/datasheet/d2/44/aa70/d2/77dca061a1807f2446986dfddc63c886.pdf | https://www.unikeyic.com/products/wire-splice-terminals/963921-1/15599106.html
967398-000 | TE Connectivity | 50: 0.7622 250: 0.5256 500: 0.5203 1,000: 0.4974 3,000: 0.4312 5,000: 0.4262 8,000: 0.4236 15,000: 0.4134 | TE Connectivity Wire-to-Board Connector, DuraSeal Series, Butt, 22 → 18 AWG, Red | [15 empty] | 967398-000 TE Connectivity | [16 empty] | Through hole mounting | [9 empty] | On sale |  | Compliant | boxed, bulk | [19 empty] | 74735 | https://www.unikeyic.com/media/datasheet/2d/44/7ceb/2d447ceb9f2327fa9efd7786b3ff44c7.pdf | https://www.unikeyic.com/products/wire-splice-terminals/967398-000/17684642.html
97 99 251 | KNIPEX Tools | 1: 98.7101 | Knipex wire splice connector, 97series, 16 → 14 AWGwire_gauge, 120mmtotal length, Blue | [65 empty] | 100 | https://www.unikeyic.com/media/about_us/Unikey_ISO_9001_Certification.pdf | https://www.unikeyic.com/products/wire-splice-terminals/97-99-251/681726884.html
97 99 271 | KNIPEX Tools | 1: 32.1461 | Knipex Wire Connector, 97/99 Series, Butt Splice, 16-14 AWG, 120mm, Blue | [65 empty] | 100 | https://www.unikeyic.com/media/about_us/Unikey_ISO_9001_Certification.pdf | https://www.unikeyic.com/products/wire-splice-terminals/97-99-271/584211054.html
A36675-000 | TE Connectivity | 600: 10.1067 |  |  | Industrial | [13 empty] | A36675-000 TE Connectivity | [11 empty] | 14.86mm(Length) | [9 empty] | -55℃~200℃ |  |  |  |  | On sale |  | Compliant | bulk | [19 empty] | 60000 | https://www.unikeyic.com/media/datasheet/06/bb/1492/06/2d44469e4c208c7ca3d8e4d9d393a5b0.pdf | https://www.unikeyic.com/products/wire-splice-terminals/a36675-000/5494264.html
AI-70315 | Mueller Electric | 10: 0.9859 100: 0.9037 500: 0.9037 1,000: 0.8873 2,500: 0.8873 | TERMINAL, BUTT SPLICE, 26-24AWG/PINK/RED; |  |  |  |  | - | [11 empty] | Butted Seam | [7 empty] | Fully Insulated | [6 empty] | 1 (Unlimited) |  |  |  |  | 2 |  |  | Bag | [6 empty] | - |  |  |  |  | Butt Splice, Inline, Individual Openings | Crimp | [7 empty] | 18-26 AWG |  |  |  |  | 357 | https://www.unikeyic.com/media/about_us/Unikey_ISO_9001_Certification.pdf | https://www.unikeyic.com/products/wire-splice-terminals/ai-70315/12701557.html
AICD2-0-5 | ASI-EZ | 1: 37.6272 5: 31.968 10: 30.1212 | DUAL SIDED MULTI TAP CONNECTOR 6 | [44 empty] | Compliant | bulk | [19 empty] | 75 | https://www.unikeyic.com/media/about_us/Unikey_ISO_9001_Certification.pdf | https://www.unikeyic.com/products/wire-splice-terminals/aicd2-0-5/691438690.html
B 0824 SK | JST | 1: 3.5846 | JST C-0.5A Splice Connector | [65 empty] | 1800 | https://www.unikeyic.com/media/about_us/Unikey_ISO_9001_Certification.pdf | https://www.unikeyic.com/products/wire-splice-terminals/b-0824-sk/999985971.html
B-006-04 | TE Connectivity | 35: 3.344 90: 2.926 200: 2.849 350: 2.783 2,200: 2.717 2,500: 2.31 5,000: 1.991 10,000: 1.749 25,000: 1.573 | Sealing Sleeve, 15mm Length |  |  | B-006 |  | - | [11 empty] | - | [7 empty] | - | [6 empty] | 1 (Unlimited) |  |  |  |  | - |  |  | Box | [6 empty] | - |  |  |  |  | - | - | [7 empty] | - |  |  |  |  | 2500 | https://www.unikeyic.com/media/about_us/Unikey_ISO_9001_Certification.pdf | https://www.unikeyic.com/products/wire-splice-terminals/b-006-04/19391745.html
B14-PS-M | Thomas & Betts | 50: 1.298 500: 0.8856 1,000: 0.7245 3,000: 0.7224 5,000: 0.7203 8,000: 0.7193 10,000: 0.7172 15,000: 0.7151 | Splice Terminal 14-16AWG Copper 8mm Tin | [15 empty] | B14-PS-M Thomas & Betts | [28 empty] | Non-compliant | [20 empty] | 11444 | https://www.unikeyic.com/media/datasheet/0f/67/7b29/0f/6db77028c3d99f79a80e4545c8192b31.pdf | https://www.unikeyic.com/products/wire-splice-terminals/b14-ps-m/12095332.html
B86UF | Thomas & Betts | 25: 3.7976 50: 3.7265 100: 3.1892 250: 2.31 500: 2.31 750: 2.31 1,000: 2.31 | Terminal Lug | [65 empty] | 1505 | https://www.unikeyic.com/media/about_us/Unikey_ISO_9001_Certification.pdf | https://www.unikeyic.com/products/wire-splice-terminals/b86uf/10040340.html
BPC1/0-X | PANDUIT | 10: 14.2931 25: 13.8853 | Wire Splice Connector Terminals |  |  | BPC1 |  | Red | [11 empty] | Cap, Gel Filled, Insulating Rubber Sleeve, Pigtail | [7 empty] | Non-Insulated | [6 empty] | Not Applicable |  |  |  |  | 1 |  |  | Bulk | [6 empty] | Pan-Lug™ |  |  |  |  | Bi-Metal Splice, Single End | Crimp | [7 empty] | 1/0 AWG |  |  |  |  | 30 | https://www.unikeyic.com/media/datasheet/08/5a/813a/08/8d15dd36f80694c0d80d1403d506a9d0.pdf | https://www.unikeyic.com/products/wire-splice-terminals/bpc1-0-x/9076116.html
BS10-D | PANDUIT | 25: 0.4829 50: 0.3925 100: 0.384 250: 0.3732 500: 0.3651 1,000: 0.3572 2,500: 0.3471 | Butt Splice Terminal 10-12AWG Copper 16mm Tin Bottle |  |  | BS10 |  | - | [11 empty] | Brazed Seam, Serrated Mating Area | [7 empty] | Non-Insulated | [6 empty] | Not Applicable |  |  |  |  | 2 |  |  | Bulk | [6 empty] | Pan-Term® |  |  |  |  | Butt Splice, Inline, Individual Openings | Crimp | [7 empty] | 10-12 AWG |  |  |  |  | 400 | https://www.unikeyic.com/media/datasheet/6a/f4/a838/6a/1ee4f15d33411fb887c5d854d3c4c24c.pdf | https://www.unikeyic.com/products/wire-splice-terminals/bs10-d/25914773.html
BS14-M | PANDUIT | 10: 0.2995 100: 0.2683 500: 0.2683 1,000: 0.2635 2,500: 0.2588 5,000: 0.2588 | Butt Splice Terminal, 14-16AWG, Copper, 15.7mm, Tin Plated, Box |  |  | BS14 |  | - | [11 empty] | Brazed Seam, Serrated Mating Area | [7 empty] | Non-Insulated | [6 empty] | Not Applicable |  |  |  |  | 2 |  |  | Bulk | [6 empty] | Pan-Term® |  |  |  |  | Butt Splice, Inline, Individual Openings | Crimp | [7 empty] | 14-16 AWG |  |  |  |  | 2109 | https://www.unikeyic.com/media/datasheet/6a/f4/a838/6a/1ee4f15d33411fb887c5d854d3c4c24c.pdf | https://www.unikeyic.com/products/wire-splice-terminals/bs14-m/1188964.html
BSH14-Q | PANDUIT | 125: 3.216 | Butt Splice Terminal 14-16AWG Copper Blue 36.8mm Tin Bag |  |  | BSH14 |  | Blue | [11 empty] | - | [7 empty] | Fully Insulated Heat Shrink | [6 empty] | Not Applicable |  |  |  |  | 2 |  |  | Bulk | [6 empty] | Pan-Term® |  |  |  |  | Butt Splice, Inline, Individual Openings | Crimp | [7 empty] | 14-16 AWG |  |  |  |  | 125 | https://www.unikeyic.com/media/datasheet/85/5d/7da8/85/c2b51aeffd6cdabfa4ec1eb2d7df1fe8.pdf | https://www.unikeyic.com/products/wire-splice-terminals/bsh14-q/27554599.html
BSN14-M | PANDUIT | 100: 0.3563 200: 0.3445 300: 0.3356 | Butt Splice Terminal, 14-16AWG, Copper, Blue, 29.2mm, Tin Plated |  |  | BSN14 |  | Blue | [11 empty] | - | [7 empty] | Fully Insulated | [6 empty] | Not Applicable |  |  |  |  | 2 |  |  | Bulk |  |  |  | 447767 |  |  | Pan-Term® |  |  |  |  | Butt Splice, Inline, Individual Openings | Crimp | [7 empty] | 14-16 AWG |  |  |  |  | 3474 | https://www.unikeyic.com/media/datasheet/da/18/aa31/da/a528683151e5743570f4e6003eb06f26.pdf | https://www.unikeyic.com/products/wire-splice-terminals/bsn14-m/437586.html
BSN18-C | PANDUIT | 100: 0.9888 300: 0.9553 500: 0.9401 1,000: 0.9198 2,500: 0.8936 | Butt Splice Terminal, 18-22AWG, Copper, Red, 29.2mm, Tin Plated, Bottle |  |  | BSN18 |  | Red | [11 empty] | - | [7 empty] | Fully Insulated | [6 empty] | Not Applicable |  |  |  |  | 2 |  |  | Bulk | [6 empty] | Pan-Term® |  |  |  |  | Butt Splice, Inline, Individual Openings | Crimp | [7 empty] | 18-22 AWG |  |  |  |  | 1050 | https://www.unikeyic.com/media/datasheet/da/18/aa31/da/a528683151e5743570f4e6003eb06f26.pdf | https://www.unikeyic.com/products/wire-splice-terminals/bsn18-c/10812867.html
BSV10X-Q | PANDUIT | 25: 1.5962 50: 1.5619 100: 1.5283 250: 1.4849 500: 1.4529 1,000: 1.4215 2,500: 1.3809 | Butt Splice Terminal 10-12AWG Copper Yellow 29.97mm Tin PAN-TERM Bottle |  |  | BSV10X |  | Yellow | [11 empty] | Brazed Seam | [7 empty] | Fully Insulated | [6 empty] | Not Applicable |  |  |  |  | 2 |  |  | Bulk | [6 empty] | Pan-Term® |  |  |  |  | Butt Splice, Inline, Individual Openings | Crimp | [7 empty] | 10-12 AWG |  |  |  |  | 2460 | https://www.unikeyic.com/media/datasheet/28/cd/6569/28cd6569ca019e338e0c923e16ff60c5.pdf | https://www.unikeyic.com/products/wire-splice-terminals/bsv10x-q/8455750.html
BSV14X-L | PANDUIT | 10: 1.0488 100: 0.9614 500: 0.9614 1,000: 0.9439 2,500: 0.9439 | Butt Splice Terminal 14-16AWG Copper Blue 26.42mm Tin PAN-TERM Bottle |  |  | BSV14X |  | Blue | [11 empty] | Brazed Seam | [7 empty] | Fully Insulated | [6 empty] | Not Applicable |  |  |  |  | 2 |  |  | Bulk | [6 empty] | Pan-Term® |  |  |  |  | Butt Splice, Inline, Individual Openings | Crimp | [7 empty] | 14-16 AWG |  |  |  |  | 421 | https://www.unikeyic.com/media/datasheet/28/cd/6569/28cd6569ca019e338e0c923e16ff60c5.pdf | https://www.unikeyic.com/products/wire-splice-terminals/bsv14x-l/32455416.html
BSV14X-M | PANDUIT | 25: 0.4608 50: 0.4608 100: 0.4128 500: 0.4055 1,000: 0.4055 | Butt Splice Terminal, 14-16AWG, Copper, Blue, 26.42mm, Tin, PAN-TERM®, Box |  |  | BSV14X |  | Blue | [11 empty] | Brazed Seam | [7 empty] | Fully Insulated | [6 empty] | Not Applicable |  |  |  |  | 2 |  |  | Bulk | [6 empty] | Pan-Term® |  |  |  |  | Butt Splice, Inline, Individual Openings | Crimp | [7 empty] | 14-16 AWG |  |  |  |  | 1417 | https://www.unikeyic.com/media/datasheet/28/cd/6569/28cd6569ca019e338e0c923e16ff60c5.pdf | https://www.unikeyic.com/products/wire-splice-terminals/bsv14x-m/29614625.html
BSV18X-E | PANDUIT | 20: 1.2312 40: 1.2045 60: 1.1893 | Conn Terminals Splice 18-22AWG Copper Red 26.2mm Tin Bag |  |  | BSV18X |  | Red | [11 empty] | Brazed Seam | [7 empty] | Fully Insulated | [6 empty] | Not Applicable |  |  |  |  | 2 |  |  | Bulk |  |  |  | 4568648 |  |  | Pan-Term® |  |  |  |  | Butt Splice, Inline, Individual Openings | Crimp | [7 empty] | 18-22 AWG |  |  |  |  | 77 | https://www.unikeyic.com/media/datasheet/8a/1a/f23f/8a/9446adddae8c4d2827d5130427a16eae.pdf | https://www.unikeyic.com/products/wire-splice-terminals/bsv18x-e/22929090.html
BSV18X-LY | PANDUIT | 10: 1.0569 100: 0.9688 500: 0.9688 1,000: 0.9512 2,500: 0.9512 | Butt Splice Terminal 18-22AWG Copper Red 16.16mm Tin PAN-TERM® Bottle |  |  | BSV18X |  | Red | [11 empty] | Brazed Seam | [7 empty] | Fully Insulated | [6 empty] | Not Applicable |  |  |  |  | 2 |  |  | Bulk |  |  |  | 317370 |  |  | Pan-Term® |  |  |  |  | Butt Splice, Inline, Individual Openings | Crimp | [7 empty] | 18-22 AWG |  |  |  |  | 538 | https://www.unikeyic.com/media/datasheet/28/cd/6569/28cd6569ca019e338e0c923e16ff60c5.pdf | https://www.unikeyic.com/products/wire-splice-terminals/bsv18x-ly/6126528.html
BSV18X-MY | PANDUIT | 1,000: 0.4093 2,000: 0.378 4,000: 0.3591 8,000: 0.3413 16,000: 0.3245 | Butt Splice Terminal, 18-22AWG, Copper, Red, 16.16mm, Tin, PAN-TERM®, Box |  |  | BSV18X |  | Red | [11 empty] | Brazed Seam | [7 empty] | Fully Insulated | [6 empty] | Not Applicable |  |  |  |  | 2 |  |  | Bulk | [6 empty] | Pan-Term® |  |  |  |  | Butt Splice, Inline, Individual Openings | Crimp | [7 empty] | 18-22 AWG |  |  |  |  | 2004 | https://www.unikeyic.com/media/datasheet/28/cd/6569/28cd6569ca019e338e0c923e16ff60c5.pdf | https://www.unikeyic.com/products/wire-splice-terminals/bsv18x-my/25699829.html
BU-192020019 | Mueller Electric | 100: 0.1862 500: 0.1738 1,000: 0.1707 2,500: 0.1707 5,000: 0.1707 | TERMINAL, BUTT SPLICE, 16-14AWG, BLUE; |  |  |  |  | - | [11 empty] | Butted Seam | [7 empty] | Fully Insulated | [6 empty] | 1 (Unlimited) |  |  |  |  | 2 |  |  | Bag | [6 empty] | - |  |  |  |  | Butt Splice, Inline, Individual Openings | Crimp | [7 empty] | 14-16 AWG |  |  |  |  | 450 | https://www.unikeyic.com/media/about_us/Unikey_ISO_9001_Certification.pdf | https://www.unikeyic.com/products/wire-splice-terminals/bu-192020019/683352424.html
C 11-9 | NEMIQ | 1: 4.9878 10: 4.5005 25: 4.3254 | NEMIQ C 11-9 Splice Connector | [65 empty] | 43 | https://www.unikeyic.com/media/about_us/Unikey_ISO_9001_Certification.pdf | https://www.unikeyic.com/products/wire-splice-terminals/c-11-9/1006526702.html
C-203-01 | TE Connectivity | 550: 0.2068 2,000: 0.1991 6,000: 0.1914 15,000: 0.1837 | Conn Terminals, Splices 18-22AWG Copper Red 31.5mm Tin Loose |  |  | C-203 |  | Red | [11 empty] | - | [7 empty] | Fully Insulated Heat Shrink | [6 empty] | 1 (Unlimited) |  |  |  |  | 2 |  |  | Bulk |  |  |  | 2312214 |  |  | PolyCrimp |  |  |  |  | Butt Splice, Inline, Individual Openings | Crimp | [7 empty] | 18-22 AWG |  |  |  |  | 45272 | https://www.unikeyic.com/media/datasheet/b6/16/c08f/b6/923b60416f995c12746b364dda5f393f.pdf | https://www.unikeyic.com/products/wire-splice-terminals/c-203-01/10810406.html
C-203-03 | TE Connectivity | 250: 0.44 2,000: 0.418 3,000: 0.396 | Terminal Splices 10-12AWG Copper Yellow 37.5mm Tin Loose | [15 empty] | C-203-03 TE Connectivity | [16 empty] | Through hole mounting | [9 empty] | On sale |  |  | bulk, , Bagged | [19 empty] | 6869 | https://www.unikeyic.com/media/datasheet/b6/16/c08f/b6/923b60416f995c12746b364dda5f393f.pdf | https://www.unikeyic.com/products/wire-splice-terminals/c-203-03/18611319.html
C-8 | JST | 10: 0.3819 100: 0.3422 500: 0.3361 1,000: 0.3361 2,500: 0.33 5,000: 0.33 | JST Wire-to-Wire Connector, C Series, Flat, 8 AWG, 6.64 → 10.52 mm², 21mm Total Length |  |  |  |  | - | [11 empty] | - | [7 empty] | Non-Insulated | [6 empty] | 1 (Unlimited) |  |  |  |  | 2 |  |  | Bulk | [6 empty] | - |  |  |  |  | Butt Splice, Inline, Individual Openings | Crimp | [7 empty] | 8 AWG |  |  |  |  | 4921 | https://www.unikeyic.com/media/datasheet/9d/ad/0652/9d/2ff7daa9676f126148c5db3b2d5a247e.pdf | https://www.unikeyic.com/products/wire-splice-terminals/c-8/9080203.html
C100MJ2,5 | MECATRACTION | 100: 0.414 | MECATRACTION Connector, Flat, 2.5mm², 14.5mm Len | [65 empty] | 300 | https://www.unikeyic.com/media/about_us/Unikey_ISO_9001_Certification.pdf | https://www.unikeyic.com/products/wire-splice-terminals/c100mj2-5/247398070.html
C115366-2776C | C&K | 1: 59.422 5: 45.198 10: 42.2604 13: 40.6875 25: 39.4065 38: 37.779 50: 37.4115 | [5 empty] | Natural | [11 empty] | - | [7 empty] | Fully Insulated | [6 empty] | 1 (Unlimited) |  |  |  |  | 1 |  |  | Bulk |  |  |  | 17866088 |  |  | Spacesplice |  |  |  |  | Butt Splice, Inline, Individual Openings | Crimp | [7 empty] | 20-28 AWG |  |  |  |  | 50 | https://www.unikeyic.com/media/about_us/Unikey_ISO_9001_Certification.pdf | https://www.unikeyic.com/products/wire-splice-terminals/c115366-2776c/13572389.html
C115366-3014C | C&K | 20: 37.6569 60: 37.0293 | [5 empty] | Natural | [11 empty] | - | [7 empty] | Fully Insulated | [6 empty] | 1 (Unlimited) |  |  |  |  | 4 |  |  | Bulk | [6 empty] | Spacesplice |  |  |  |  | 4 Way Tap | Crimp | [7 empty] | 20-28 AWG |  |  |  |  | 2000 | https://www.unikeyic.com/media/about_us/Unikey_ISO_9001_Certification.pdf | https://www.unikeyic.com/products/wire-splice-terminals/c115366-3014c/1477837.html
CE-2 | JST | 20,000: 0.0273 | JST Wire-to-Wire Connector, CE Series, 1-3 mm², 16-14 AWG, 21mm L | [15 empty] | CE-2 JST | [49 empty] | 200000 | https://www.unikeyic.com/media/datasheet/72/af/00ba/72/d15c10ccebedb8ac430bf5462600a841.pdf | https://www.unikeyic.com/products/wire-splice-terminals/ce-2/33720505.html
CE2-TOR | JST | 5,000: 0.0533 15,000: 0.0524 25,000: 0.0511 | [5 empty] | - | [11 empty] | - | [7 empty] | Fully Insulated | [6 empty] | 1 (Unlimited) |  |  |  |  | Varies by Wire Size |  |  | Bulk |  |  |  | 3774198 |  |  | - |  |  |  |  | Butt Splice, Closed End, Single Opening | Crimp | [7 empty] | 14-16 AWG |  |  |  |  | 50000 | https://www.unikeyic.com/media/datasheet/50/4f/e6e1/50/f47ed66c1cc7e6b37b86ba385b5953ff.pdf | https://www.unikeyic.com/products/wire-splice-terminals/ce2-tor/29831065.html
CIR-2/0 | 3M | 1: 83.9955 10: 73.5695 | Terminal 、Inline、 Connector 2/0 AWG |  |  |  |  | - | [11 empty] | - | [7 empty] | Non-Insulated | [6 empty] | 1 (Unlimited) |  |  |  |  | 2 |  |  | Bulk |  |  |  | 14300439 |  |  | Scotchlok™ |  |  |  |  | Butt Splice, Inline, Individual Openings | Crimp | [7 empty] | 2/0 AWG |  |  |  |  | 10 | https://www.unikeyic.com/media/datasheet/6c/36/18ba/6c3618bae41a8dc8d5294d87dd9549c1.pdf | https://www.unikeyic.com/products/wire-splice-terminals/cir-2-0/26963189.html
CNMB/2/2 | CamdenBoss | 1: 10.8557 | CAMDENBOSS DIN Rail Enclosure, CNMB Series, 36×58×90mm, Polycarbonate | [15 empty] | CNMB/2/2 CamdenBoss | [11 empty] | 36mm*58mm*90mm | [16 empty] | Non-compliant | [20 empty] | 118 | https://www.unikeyic.com/media/datasheet/e5/c2/ab3e/e5/ed2693b7cb18f59155fff6253f68d7ed.pdf | https://www.unikeyic.com/products/wire-splice-terminals/cnmb-2-2/32161683.html
CNMB/2/TG508P | CamdenBoss | 3: 5.6256 | CAMDENBOSS Multi-hole Terminal Cover, Made of polycarbonate, used forCNMB DIN DIN Rail Module Box, 36mmlong | [15 empty] | CNMB/2/TG508P CamdenBoss | [11 empty] | 36mm*14mm*20mm | [16 empty] | Non-compliant | [20 empty] | 50 | https://www.unikeyic.com/media/datasheet/85/58/c2de/85/c4940fd6965d1ae71a3e5d49e7f55598.pdf | https://www.unikeyic.com/products/wire-splice-terminals/cnmb-2-tg508p/26549897.html
CNMB/2ST/2 | CamdenBoss | 1: 12.05 5: 11.568 10: 10.7968 20: 10.604 50: 10.604 | CAMDENBOSS DIN Rail Enclosure CNMB Series 36 × 58 × 90mm Polycarbonate | [15 empty] | CNMB/2ST/2 CamdenBoss | [11 empty] | 36mm*58mm*90mm |  |  |  |  | top mount | [11 empty] | Non-compliant | [20 empty] | 19 | https://www.unikeyic.com/media/datasheet/d3/87/87a4/d3/09bd53a5c92b18da642e1af1f25bad26.pdf | https://www.unikeyic.com/products/wire-splice-terminals/cnmb-2st-2/1426331.html
CNMB/3/2 | CamdenBoss | 1: 9.478 | CAMDENBOSS DIN Rail Enclosure, CNMB Series, 53 × 58 × 90mm, PC | [27 empty] | 53mm*87.6mm*90mm | [16 empty] | Non-compliant | [20 empty] | 281 | https://www.unikeyic.com/media/about_us/Unikey_ISO_9001_Certification.pdf | https://www.unikeyic.com/products/wire-splice-terminals/cnmb-3-2/3976716.html
CNMB/4/TG508 | CamdenBoss | 10: 0.8775 50: 0.8424 100: 0.7862 250: 0.7862 | CAMDENBOSS Terminal protective cover, Made of polycarbonate, used forCNMB DIN DIN Rail Module Box, 71mmlong | [15 empty] | CNMB/4/TG508 CamdenBoss | [11 empty] | 71mm*14mm*20mm | [16 empty] | Compliant | [20 empty] | 67 | https://www.unikeyic.com/media/datasheet/2e/35/c49b/2e/2f13149107a1beb25149bab7ac815622.pdf | https://www.unikeyic.com/products/wire-splice-terminals/cnmb-4-tg508/25616359.html
CNMB/5/2 | CamdenBoss | 1: 13.3942 | CAMDENBOSS DIN Rail Enclosure, CNMB Series, 88 × 58 × 90mm, Polycarbonate | [27 empty] | 88mm*58mm*90mm | [16 empty] | Non-compliant | [20 empty] | 28 | https://www.unikeyic.com/media/about_us/Unikey_ISO_9001_Certification.pdf | https://www.unikeyic.com/products/wire-splice-terminals/cnmb-5-2/18893986.html
CNMB/5/KIT | CamdenBoss | 1: 14.4403 3: 13.4325 | CAMDENBOSS DINRail housing, CNMBseries, 88 x 58 x 90mm, 88mmlong, Made of polycarbonate |  |  |  |  | Light Gray | [11 empty] | - | [13 empty] | UL94 V-0 | 1 (Unlimited) | [7 empty] | Bag | [6 empty] | - | [7 empty] | - | [10 empty] | 9 | https://www.unikeyic.com/media/datasheet/90/3a/e8a2/903ae8a2f75fe2d3b2bbfececf934a33.pdf | https://www.unikeyic.com/products/wire-splice-terminals/cnmb-5-kit/7872087.html
CNMB/5/PG | CamdenBoss | 10: 2.275 25: 2.184 50: 2.0384 100: 2.0384 | CAMDENBOSS Cover, Polycarbonate, For CNMB DIN Rail Enclosure, 85mm L | [15 empty] | CNMB/5/PG CamdenBoss | [11 empty] | 85mm*42mm*5mm | [16 empty] | Compliant | [20 empty] | 23 | https://www.unikeyic.com/media/datasheet/c0/84/4bb4/c0/bfa60327c2b10b9966a5a0bd6a1f8b0a.pdf | https://www.unikeyic.com/products/wire-splice-terminals/cnmb-5-pg/33291550.html
CR2091-000 | TE Connectivity | 2,000: 0.0572 5,000: 0.0561 10,000: 0.055 20,000: 0.0539 120,000: 0.0495 | Terminals CPGI-WC-CG-RD-BULK | [15 empty] | CR2091-000 TE Connectivity | [26 empty] | On sale |  |  | boxed | [19 empty] | 129955 | https://www.unikeyic.com/media/datasheet/6c/00/5779/6c0057794385d01b064e689327574296.pdf | https://www.unikeyic.com/products/wire-splice-terminals/cr2091-000/26333866.html
CR2092-000 | TE Connectivity | 3,000: 0.0528 6,000: 0.0517 11,000: 0.0506 21,000: 0.0495 25,000: 0.0484 50,000: 0.0385 | Terminals CPGI-WC-CG-YW-BULK | [15 empty] | CR2092-000 TE Connectivity | [26 empty] | On sale |  | Compliant | boxed | [19 empty] | 72000 | https://www.unikeyic.com/media/datasheet/cd/80/0cf2/cd/2a71fac76e50686a7b821ceb657c6466.pdf | https://www.unikeyic.com/products/wire-splice-terminals/cr2092-000/3242587.html
CR2107-000 | TE Connectivity | 2,000: 0.066 4,500: 0.0649 8,500: 0.0638 17,000: 0.0627 20,000: 0.0616 50,000: 0.0484 | Terminal Twist On Wire Cap Wing Connector Twist O | [15 empty] | CR2107-000 TE Connectivity | [11 empty] | 31.8mm(Length) | [9 empty] | 105℃(max) |  |  |  |  | On sale |  | Compliant | boxed | [19 empty] | 105000 | https://www.unikeyic.com/media/datasheet/7d/cf/289b/7d/ebaa02761b94ed55b5745168a36393b8.pdf | https://www.unikeyic.com/products/wire-splice-terminals/cr2107-000/309933.html
CTAP2/0-2/0-X | PANDUIT | 1: 29.623 10: 28.4688 20: 26.892 50: 23.5872 | Cable Accessories Copper Compression Tap Copper |  |  | CTAP2 |  | - | [11 empty] | - | [7 empty] | Non-Insulated | [6 empty] | Not Applicable |  |  |  |  | Varies by Wire Size |  |  | Bulk | [6 empty] | - |  |  |  |  | Crimpband, Open Band | Crimp | [7 empty] | 2/0-1/0 AWG |  |  |  |  | 5 | https://www.unikeyic.com/media/datasheet/87/2b/41c5/87/9982edb49abf486c8d1f9a75c85a48ce.pdf | https://www.unikeyic.com/products/wire-splice-terminals/ctap2-0-2-0-x/20797265.html
CTAP4-4-L | PANDUIT | 1: 7.7797 10: 7.2324 25: 7.0269 | Cable Accessories Copper Compression Tap |  |  | CTAP4 |  | - | [11 empty] | - | [7 empty] | Non-Insulated | [6 empty] | Not Applicable |  |  |  |  | Varies by Wire Size |  |  | Bulk | [6 empty] | - |  |  |  |  | Crimpband, Open Band | Crimp | [7 empty] | 4 AWG |  |  |  |  | 29 | https://www.unikeyic.com/media/datasheet/87/2b/41c5/87/9982edb49abf486c8d1f9a75c85a48ce.pdf | https://www.unikeyic.com/products/wire-splice-terminals/ctap4-4-l/16379976.html
CTAP4/0-2-X | PANDUIT | 10: 25.6738 25: 24.9415 50: 24.4002 100: 23.8702 250: 23.1858 500: 22.6804 1,000: 22.1854 2,500: 21.5462 | Cable Accessories Copper Compression Tap |  |  | CTAP4 |  | - | [11 empty] | - | [7 empty] | Non-Insulated | [6 empty] | Not Applicable |  |  |  |  | Varies by Wire Size |  |  | Bulk | [6 empty] | - |  |  |  |  | Crimpband, Open Band | Crimp | [7 empty] | 4/0-3/0 AWG |  |  |  |  | 19 | https://www.unikeyic.com/media/datasheet/87/2b/41c5/87/9982edb49abf486c8d1f9a75c85a48ce.pdf | https://www.unikeyic.com/products/wire-splice-terminals/ctap4-0-2-x/148916.html
CTAPF1-12-C | PANDUIT | 1: 7.722 10: 7.1874 25: 6.9828 50: 6.8319 100: 6.6841 250: 6.4934 500: 6.3525 1,000: 6.2145 2,500: 6.0364 | Splice Terminal 1-3AWG Copper 46.2mm |  |  | CTAPF1 |  | Black | [11 empty] | - | [7 empty] | Non-Insulated | [6 empty] | Not Applicable |  |  |  |  | Varies by Wire Size |  |  | Bulk | [6 empty] | - |  |  |  |  | Crimpband, Open Band | Crimp | [7 empty] | 1-12 AWG |  |  |  |  | 22 | https://www.unikeyic.com/media/datasheet/30/08/69eb/30/2a72ae14460c2caa907490b5ee057f8f.pdf | https://www.unikeyic.com/products/wire-splice-terminals/ctapf1-12-c/6311889.html
CTAPF1/0-12-L | PANDUIT | 1: 10.3572 10: 9.639 25: 9.364 50: 9.1616 100: 8.9634 250: 8.7073 500: 8.5182 1,000: 8.3329 2,500: 8.0938 | Splice Terminal (1/0)-2AWG Copper 46.2mm |  |  | CTAPF1 |  | Orange | [11 empty] | - | [7 empty] | Non-Insulated | [6 empty] | Not Applicable |  |  |  |  | Varies by Wire Size |  |  | Bulk |  |  |  | 4580359 |  |  | - |  |  |  |  | Crimpband, Open Band | Crimp | [7 empty] | 1/0-12 AWG |  |  |  |  | 76 | https://www.unikeyic.com/media/datasheet/24/07/6209/24/ed4b9988bae5121c9e64e69af7e8689e.pdf | https://www.unikeyic.com/products/wire-splice-terminals/ctapf1-0-12-l/31515052.html
CTAPF2-12-C | PANDUIT | 100: 5.7334 250: 5.5699 500: 5.4491 1,000: 5.3308 2,500: 5.1781 | Splice Terminal 2-4AWG Copper 31.8mm |  |  | CTAPF2 |  | Pink | [11 empty] | - | [7 empty] | Non-Insulated | [6 empty] | Not Applicable |  |  |  |  | Varies by Wire Size |  |  | Bulk | [6 empty] | - |  |  |  |  | Crimpband, Open Band | Crimp | [7 empty] | 2-12 AWG |  |  |  |  | 158 | https://www.unikeyic.com/media/datasheet/30/08/69eb/30/2a72ae14460c2caa907490b5ee057f8f.pdf | https://www.unikeyic.com/products/wire-splice-terminals/ctapf2-12-c/49766.html
CTAPF2/0-12-Q | PANDUIT | 1: 18.009 10: 14.2992 25: 13.4028 50: 12.3444 100: 12.2364 250: 11.6964 500: 11.3292 | Splice Terminal (2/0)-1AWG Copper 46.2mm |  |  | CTAPF2 |  | Purple | [11 empty] | - | [7 empty] | Non-Insulated | [6 empty] | Not Applicable |  |  |  |  | Varies by Wire Size |  |  | Bulk |  |  |  | 4580364 |  |  | - |  |  |  |  | Crimpband, Open Band | Crimp | [7 empty] | 2/0-12 AWG |  |  |  |  | 45 | https://www.unikeyic.com/media/datasheet/30/08/69eb/30/2a72ae14460c2caa907490b5ee057f8f.pdf | https://www.unikeyic.com/products/wire-splice-terminals/ctapf2-0-12-q/8104941.html
CTAPF3/0-12-Q | PANDUIT | 1: 12.0744 10: 11.2309 | Splice Terminal (3/0)-(1/0)AWG Copper 46.2mm |  |  | CTAPF3 |  | Yellow | [11 empty] | - | [7 empty] | Non-Insulated | [6 empty] | Not Applicable |  |  |  |  | Varies by Wire Size |  |  | Bulk | [6 empty] | - |  |  |  |  | Crimpband, Open Band | Crimp | [7 empty] | 3/0-12 AWG |  |  |  |  | 15 | https://www.unikeyic.com/media/datasheet/30/08/69eb/30/2a72ae14460c2caa907490b5ee057f8f.pdf | https://www.unikeyic.com/products/wire-splice-terminals/ctapf3-0-12-q/2682124.html
CTAPF4-12-C | PANDUIT | 1: 5.0892 10: 4.7395 25: 4.6051 50: 4.5057 | Splice Terminal 6-12AWG Copper 38.1mm |  |  | CTAPF4 |  | Brown | [11 empty] | - | [7 empty] | Non-Insulated | [6 empty] | Not Applicable |  |  |  |  | Varies by Wire Size |  |  | Bulk |  |  |  | 4580372 |  |  | - |  |  |  |  | Crimpband, Open Band | Crimp | [7 empty] | 6-12 AWG |  |  |  |  | 47 | https://www.unikeyic.com/media/datasheet/30/08/69eb/30/2a72ae14460c2caa907490b5ee057f8f.pdf | https://www.unikeyic.com/products/wire-splice-terminals/ctapf4-12-c/25050698.html
CTAPF6-12-C | PANDUIT | 1: 4.0392 10: 3.7584 25: 3.6521 50: 3.5733 | Splice Terminal 6-8AWG Copper 17mm |  |  | CTAPF6 |  | Gray | [11 empty] | - | [7 empty] | Non-Insulated | [6 empty] | Not Applicable |  |  |  |  | Varies by Wire Size |  |  | Bulk |  |  |  | 4580374 |  |  | - |  |  |  |  | Crimpband, Open Band | Crimp | [7 empty] | 6-10 AWG |  |  |  |  | 27 | https://www.unikeyic.com/media/datasheet/24/07/6209/24/ed4b9988bae5121c9e64e69af7e8689e.pdf | https://www.unikeyic.com/products/wire-splice-terminals/ctapf6-12-c/13631256.html
CTB0100/3 | CamdenBoss | 10: 1.2992 100: 1.276 500: 1.276 1,000: 1.2528 2,500: 1.2528 | TERMINAL BLOCK INTERLOCKING 3 WAY; | [27 empty] | 9.8mm(width) | [37 empty] | 63 | https://www.unikeyic.com/media/about_us/Unikey_ISO_9001_Certification.pdf | https://www.unikeyic.com/products/wire-splice-terminals/ctb0100-3/15603986.html
CTB922HD/4 | CamdenBoss | 10: 1.0596 100: 0.9713 500: 0.9713 1,000: 0.9536 2,500: 0.9536 | 3.5mm Female Connector, 4 Way | [65 empty] | 9002 | https://www.unikeyic.com/media/about_us/Unikey_ISO_9001_Certification.pdf | https://www.unikeyic.com/products/wire-splice-terminals/ctb922hd-4/19693884.html
CTBP3051/2 | CamdenBoss | 100: 0.2374 500: 0.2374 1,000: 0.2332 2,500: 0.2332 5,000: 0.2332 | Conn Terminal Block F 2 POS 3.5mm Solder ST Thru-Hole 10A |  | Industrial | [13 empty] | CTBP3051/2 CamdenBoss | [11 empty] | 7mm(Length)*6.8mm(height) |  |  |  |  | Through hole mounting |  |  |  |  | -40℃~105℃ | [6 empty] | Compliant | [20 empty] | 23816 | https://www.unikeyic.com/media/datasheet/14/fa/0bd5/14/0689ac5429a062e849f553b3ce065277.pdf | https://www.unikeyic.com/products/wire-splice-terminals/ctbp3051-2/19310215.html
CTJ120E04A | TE Connectivity | 4: 34.001 9: 33.374 | Terminal Block Module |  | Military | [13 empty] | CTJ120E04A TE Connectivity | [49 empty] | 10 | https://www.unikeyic.com/media/datasheet/4e/21/637b/91/81a5d187bbcfc13ca131dc7bc52b475c.pdf | https://www.unikeyic.com/products/wire-splice-terminals/ctj120e04a/11503516.html
D-150-0168 | TE Connectivity | 10: 21.2865 | [16 empty] | D-150-0168 TE Connectivity | [16 empty] | wire mounting, welding mounting |  |  |  |  | 150℃(max) |  |  |  |  | On sale |  | Non-compliant | [20 empty] | 100 | https://www.unikeyic.com/media/datasheet/fb/30/8c5e/fb/e0aaf7173aab6ecc2e6a10f2e34a9134.pdf | https://www.unikeyic.com/products/wire-splice-terminals/d-150-0168/11259175.html
D-150-0169 | TE Connectivity | 10: 22.7057 | Splices, SolderShield Splice Kit, 16–20 AWG Wire Size, 1.5–0.5 mm² Wire Size, Sealable | [39 empty] | Bulk |  |  |  | 18855168 |  |  | * | [18 empty] | 100 | https://www.unikeyic.com/media/datasheet/94/74/b4bc/94/862dbbf080506dff732a5020e1ad0f9c.pdf | https://www.unikeyic.com/products/wire-splice-terminals/d-150-0169/31780917.html
D-150-0180 | TE Connectivity | 1: 37.4486 | [16 empty] | D-150-0180 TE Connectivity | [11 empty] | 105.92mm(Length) | [14 empty] | On sale |  | Non-compliant | bulk | [19 empty] | 34 | https://www.unikeyic.com/media/datasheet/51/15/ebd0/51/25fa57dfe6b84ecfce53c1e6f83e8119.pdf | https://www.unikeyic.com/products/wire-splice-terminals/d-150-0180/16441520.html
D-150-0181 | TE Connectivity | 1: 50.0957 |  |  | Industrial | [13 empty] | D-150-0181 TE Connectivity | [21 empty] | -55℃~150℃ |  |  |  |  | On sale |  | Non-compliant | bulk | [19 empty] | 50 | https://www.unikeyic.com/media/datasheet/5c/d1/120d/5c/fc89b3242c36294cae3651fa89e68278.pdf | https://www.unikeyic.com/products/wire-splice-terminals/d-150-0181/1895059.html
D-200-82 | TE Connectivity | 1: 3.492 | TE Connectivity wire splice connector, MiniSealseries, Flat connection, 20 → 26 AWGwire_gauge, red |  |  | D-200 |  | Blue, Red Stripe | [11 empty] | - | [7 empty] | Fully Insulated Heat Shrink | [6 empty] | 1 (Unlimited) |  |  |  |  | 2 |  |  | Bulk | [6 empty] | MiniSeal |  |  |  |  | Butt Splice, Inline, Individual Openings | Crimp | [7 empty] | 20-26 AWG |  |  |  |  | 9 | https://www.unikeyic.com/media/datasheet/ba/17/7c5c/ba177c5cfc07d839f8fe4751c90d6d35.pdf | https://www.unikeyic.com/products/wire-splice-terminals/d-200-82/14297969.html
D-200-83 | TE Connectivity | 1: 10.207 100: 9.3651 | TE Connectivity Wire-to-Board Connector MiniSeal Series Butt Connect 16-20 AWG Blue |  |  | D-200 |  | Blue, Blue Stripe | [11 empty] | - | [7 empty] | Fully Insulated Heat Shrink | [6 empty] | 1 (Unlimited) |  |  |  |  | 2 |  |  | Bulk |  |  |  | 2324305 |  |  | MiniSeal |  |  |  |  | Butt Splice, Inline, Individual Openings | Crimp | [7 empty] | 16-20 AWG |  |  |  |  | 7 | https://www.unikeyic.com/media/datasheet/1b/a3/56eb/1ba356eba1257748524b9f66137d299f.pdf | https://www.unikeyic.com/products/wire-splice-terminals/d-200-83/2792089.html
D-436-0129 | TE Connectivity | 1: 17.779 10: 14.8068 50: 14.2344 100: 12.906 200: 11.772 500: 11.016 | Splice, 10-12 AWG, Closed Barrel, Insulated |  |  | D-436 |  | Blue | [11 empty] | - | [7 empty] | Fully Insulated Heat Shrink | [6 empty] | 1 (Unlimited) |  |  |  |  | Varies by Wire Size |  |  | Bulk |  |  |  | 5331325 |  |  | - |  |  |  |  | Inline, Individual Openings (Parallel) | Crimp | [7 empty] | 10-12 AWG |  |  |  |  | 222 | https://www.unikeyic.com/media/datasheet/7e/3c/d53e/7e/6f393de0b7612d7c7e2025a9952444f6.pdf | https://www.unikeyic.com/products/wire-splice-terminals/d-436-0129/8249071.html
D-436-0130 | TE Connectivity | 15: 9.273 35: 9.097 65: 8.943 150: 8.767 700: 8.602 1,000: 5.786 2,500: 5.214 5,000: 4.466 10,000: 4.015 | Connector Terminal Stub Splice Sealing, Cross-Linked Polyvinylidene Fluoride, Transparent, Blue Bag/Box |  |  | D-436 |  | Blue | [11 empty] | - | [7 empty] | Fully Insulated Heat Shrink | [6 empty] | 1 (Unlimited) |  |  |  |  | Varies by Wire Size |  |  | Bulk | [6 empty] | - |  |  |  |  | Butt Splice, Inline, Individual Openings | Crimp | [7 empty] | 8 AWG |  |  |  |  | 378 | https://www.unikeyic.com/media/datasheet/4f/86/d373/4f/7589f5a3ba7ee8e719cd3cbf400709fa.pdf | https://www.unikeyic.com/products/wire-splice-terminals/d-436-0130/28694746.html
D-436-26 | TE Connectivity | 1: 1.652 | Connector Terminals, In-Line Splice Sealing, Cross-Linked Polyvinylidene Fluoride, Transparent Blue Bag/Box |  |  | D-436 |  | Translucent - Blue | [11 empty] | - | [7 empty] | Fully Insulated Heat Shrink | [6 empty] | 1 (Unlimited) |  |  |  |  | 2 |  |  | Bulk |  |  |  | 3318050 |  |  | - |  |  |  |  | Butt Splice, Inline, Individual Openings | Crimp | [7 empty] | 10-12 AWG |  |  |  |  | 2924 | https://www.unikeyic.com/media/datasheet/a8/02/e114/a802e114d3153e06ef9d28c408d7e744.pdf | https://www.unikeyic.com/products/wire-splice-terminals/d-436-26/22409988.html
D-436-38-RS | TE Connectivity |  |  |  |  | D-436 |  | - | [11 empty] | - | [7 empty] | - | [6 empty] | 1 (Unlimited) |  |  |  |  | - |  |  | - | [6 empty] | - |  |  |  |  | - | - | [7 empty] | - | [5 empty] | https://www.unikeyic.com/media/datasheet/60/82/633b/60/c9ebc60af5d8391f8fcf28e36482786c.pdf | https://www.unikeyic.com/products/wire-splice-terminals/d-436-38-rs/3273998.html
D-436-38CS454 | TE Connectivity | 10: 6.259 50: 6.0804 100: 5.022 300: 4.5045 500: 4.3785 1,000: 4.368 2,500: 4.3575 5,000: 4.3365 | Splice, 29.21mm Length |  |  | D-436 |  | Blue, Yellow Stripe | [11 empty] | - | [7 empty] | Fully Insulated Heat Shrink | [6 empty] | 1 (Unlimited) |  |  |  |  | 2 |  |  | Bulk | [6 empty] | - |  |  |  |  | Butt Splice, Inline, Individual Openings | Crimp | [7 empty] | 12-16 AWG |  |  |  |  | 2500 | https://www.unikeyic.com/media/datasheet/18/7e/88ae/18/9af28e4a290307965fc43cbaacbee8f0.pdf | https://www.unikeyic.com/products/wire-splice-terminals/d-436-38cs454/532986.html
D-436-43 | TE Connectivity |  | Butt Splice Terminal Silver/Tin | [15 empty] | D-436-43 TE Connectivity | [11 empty] | 33.02mm(Length) | [16 empty] | Non-compliant | [21 empty] | https://www.unikeyic.com/media/datasheet/43/c9/4645/43/733527386eec79ce82dca6f9943dd0e0.pdf | https://www.unikeyic.com/products/wire-splice-terminals/d-436-43/12542117.html
D-436-52 | TE Connectivity | [17 empty] | D-436-52 TE Connectivity | [11 empty] | 27.94mm(Length) | [16 empty] | Non-compliant | bulk | [20 empty] | https://www.unikeyic.com/media/datasheet/bf/9f/4724/bf/a8ba5680eab2d1c03cae5120442853a1.pdf | https://www.unikeyic.com/products/wire-splice-terminals/d-436-52/14865505.html
D-436-53 | TE Connectivity | 100: 6.1495 | [16 empty] | D-436-53 TE Connectivity | [11 empty] | 27.94mm(Length) | [16 empty] | Non-compliant | bulk | [19 empty] | 700 | https://www.unikeyic.com/media/datasheet/1a/11/54e6/1a/82cd226868c82c97ec95411236cceef3.pdf | https://www.unikeyic.com/products/wire-splice-terminals/d-436-53/12448285.html
D-436-59 | TE Connectivity | 10: 5.8693 30: 5.7406 50: 5.6168 | TE Connectivity Wire-to-Board Connector, D-436 Series, 27.94mm Length | [15 empty] | D-436-59 TE Connectivity | [11 empty] | 27.94mm(Length)*330.2μm(height) | [9 empty] | 150℃(max) | [6 empty] | Non-compliant | [20 empty] | 90 | https://www.unikeyic.com/media/datasheet/0f/4f/2c9d/4f/e8eeccf79c6cf8b5d57226627cb05968.pdf | https://www.unikeyic.com/products/wire-splice-terminals/d-436-59/10165231.html
D-436-75 | TE Connectivity | 1: 8.8743 100: 8.1424 | Welding sleeves and shielding tubes 650098-000 | [15 empty] | D-436-75 TE Connectivity | [11 empty] | 29.21mm(Length) | [16 empty] | Non-compliant | [20 empty] | 5 | https://www.unikeyic.com/media/datasheet/f2/27/b1a7/f2/007b71172036cfc868bf01d904ba2cf0.pdf | https://www.unikeyic.com/products/wire-splice-terminals/d-436-75/34384180.html
D-436-78 | TE Connectivity | 1: 10.71 | [16 empty] | D-436-78 TE Connectivity | [49 empty] | 300 | https://www.unikeyic.com/media/datasheet/d5/0f/86eb/d5/1db963376f00947255e917ce3d6b5075.pdf | https://www.unikeyic.com/products/wire-splice-terminals/d-436-78/32481762.html
D-436-82 | TE Connectivity | 25: 5.071 60: 4.433 150: 4.323 250: 4.213 1,000: 4.114 2,500: 3.322 5,000: 2.783 10,000: 2.497 25,000: 2.233 | Solder Sleeves&Shield Tubing H/S-BUTT 26-20 RED |  | Industrial | [13 empty] | D-436-82 TE Connectivity | [11 empty] | 27.94mm(Length) | [9 empty] | 150℃(max) | [6 empty] | Compliant | bulk | [19 empty] | 3600 | https://www.unikeyic.com/media/datasheet/00/6d/2f6f/00/fd73f6aeb9ac2dde68a6e17559fd5c0f.pdf | https://www.unikeyic.com/products/wire-splice-terminals/d-436-82/13828174.html
D-436-83 | TE Connectivity | 1: 6.5183 10: 5.467 30: 4.314 100: 4.2054 300: 3.7147 1,000: 3.5045 |  |  | Industrial | [13 empty] | D-436-83 TE Connectivity | [11 empty] | 27.94mm(Length) | [9 empty] | 150℃(max) | [6 empty] | Non-compliant | [21 empty] | https://www.unikeyic.com/media/datasheet/8b/1f/3081/8b/b57e31991e74efe5891ab6db7d78810f.pdf | https://www.unikeyic.com/products/wire-splice-terminals/d-436-83/4651600.html
D-436-84 | TE Connectivity | 1: 3.1139 | Splice Terminal Copper Alloy Transparent Blue 27.94mm Nickel |  | Industrial | [13 empty] | D-436-84 TE Connectivity | [11 empty] | 27.94mm(Length) | [9 empty] | 150℃(max) |  |  |  |  | On sale |  | Compliant | bulk | [19 empty] | 4 | https://www.unikeyic.com/media/datasheet/16/a7/94db/16/a3fac590076dc234c6c6d6f9a2c0e3be.pdf | https://www.unikeyic.com/products/wire-splice-terminals/d-436-84/25659030.html
D-436-86 | TE Connectivity | [44 empty] | On sale |  | Compliant | bulk | [20 empty] | https://www.unikeyic.com/media/about_us/Unikey_ISO_9001_Certification.pdf | https://www.unikeyic.com/products/wire-splice-terminals/d-436-86/2995152.html
D-436-87 | TE Connectivity | [17 empty] | D-436-87 TE Connectivity | [26 empty] | On sale |  | Compliant | bulk | [20 empty] | https://www.unikeyic.com/media/datasheet/c6/ec/61cb/c6/d3cc7dc906faf2987c5bd6ae47c69a2b.pdf | https://www.unikeyic.com/products/wire-splice-terminals/d-436-87/4691790.html
D-436-88 | TE Connectivity |  | Splice, 20-26AWG, Copper Alloy, Red, 12.95mm, Nickel, Box |  |  | D-436 |  | Blue, Red Stripe | [11 empty] | - | [7 empty] | Fully Insulated Heat Shrink | [6 empty] | 1 (Unlimited) |  |  |  |  | 2 |  |  | Bulk | [6 empty] | - |  |  |  |  | Butt Splice, Inline, Individual Openings | Crimp | [7 empty] | 24-28 AWG | [5 empty] | https://www.unikeyic.com/media/datasheet/89/d5/75b5/89/ac0876b48a94c078172c4f410307ccc3.pdf | https://www.unikeyic.com/products/wire-splice-terminals/d-436-88/2111758.html
D-436-89 | TE Connectivity | [17 empty] | D-436-89 TE Connectivity | [21 empty] | 150℃(max) |  |  |  |  | On sale |  | Compliant | bulk | [20 empty] | https://www.unikeyic.com/media/datasheet/b5/aa/28de/b5/2033246a7c20fdd71aa6fc06b60078b9.pdf | https://www.unikeyic.com/products/wire-splice-terminals/d-436-89/22121150.html
D-609-04CS435 | TE Connectivity | 25: 2.277 100: 1.89 250: 1.7496 500: 1.6275 1,000: 1.491 3,000: 1.4805 5,000: 1.281 8,000: 1.2705 | Cable Accessory, Splice, Copper Alloy, Metallic, Tin |  |  | D-609 |  | Blue | [11 empty] | - | [7 empty] | Non-Insulated | [6 empty] | 1 (Unlimited) |  |  |  |  | 2 |  |  | Bulk | [6 empty] | MiniSeal |  |  |  |  | Butt Splice, Inline, Individual Openings | Crimp | [7 empty] | 779-2680 CMA |  |  |  |  | 4450 | https://www.unikeyic.com/media/datasheet/fd/58/06de/fd/274b0c4cf98be99beac7516831407ce2.pdf | https://www.unikeyic.com/products/wire-splice-terminals/d-609-04cs435/34686522.html
D-609-13CS351 | TE Connectivity | 1: 1.708 |  |  |  | D-609 |  | Blue | [11 empty] | - | [7 empty] | Non-Insulated | [6 empty] | 1 (Unlimited) |  |  |  |  | 2 |  |  | Bulk |  |  |  | 5332180 |  |  | MiniSeal |  |  |  |  | Butt Splice, Inline, Individual Openings | Crimp | [7 empty] | 779-2680 CMA |  |  |  |  | 1776 | https://www.unikeyic.com/media/datasheet/26/a2/539e/26/a81ebee36bd2711a60ac2ffb4dc4f1e9.pdf | https://www.unikeyic.com/products/wire-splice-terminals/d-609-13cs351/346536.html
D17660-000 | TE Connectivity | 1: 7.475 10: 6.413 100: 5.346 500: 5.2164 |  |  | Industrial | [13 empty] | D17660-000 TE Connectivity | [11 empty] | 12.95mm(Length) | [9 empty] | -55℃~200℃ | [6 empty] | Compliant | bulk | [19 empty] | 4762 | https://www.unikeyic.com/media/datasheet/93/00/fbc9/93/f4b2c0bf72d58bae018efe444c158398.pdf | https://www.unikeyic.com/products/wire-splice-terminals/d17660-000/4966730.html
DB1EK-5.08-4P-GN-S | DORABO | 100: 0.2914 | plug connector， Rated Cross Section: 1.5 mm2， colour: green， Nominal Operating Current: 8 A， rated_voltage(III/2): 320 V， Contact Surface: tin， : Socket Connector Female Connector， Number of Potentials: 4， Number of Rows: 1， number_of_bits: 4， Connection Quantity: 4， Product Series: DB1EK， : 5.08 mm， Wiring Method: Screw connection with pressure plate， Screw Head Specification: L Slotted， wire／PCBConnection Direction: 0 °， Number of solder pins per potential: 1， Mating System: COMBICON DB1EK， interlock: Without， install: Without， Packaging Type: Carton Packaging |  | Industrial | [13 empty] | DB1EK-5.08-4P-GN-S DORABO | [21 empty] | -40℃~105℃ | [27 empty] | 2000 | https://www.unikeyic.com/media/datasheet/c7/21/8eb8/c7218eb8afeaaf5442f8ceacfc43d14a.pdf | https://www.unikeyic.com/products/wire-splice-terminals/db1ek-5-08-4p-gn-s/682367085.html
DB2CM-3.81-4P-GN | DORABO | 1: 0.55 10: 0.5341 30: 0.5252 100: 0.5163 | Feed-through Socket Panel Feed-through， Rated Cross Section: 1.5 mm2， colour: green， rated_current: 8 A， rated_voltage(III/2): 160 V， Contact Surface: tin， : ， Number of Potentials: 4， Number of Rows: 1， number_of_bits: 4， Connection Quantity: 4， Product Series: DB2CM， : 3.81 mm， Wiring Method: welding/Slip-on Connection， install: direct mounting， Pin Arrangement: Linear Arrangement， Soldering pins[P]: 9.4 mm， Number of solder pins per potential: 1， Mating System: COMBICON DB2CM， Pin Connector Style Alignment: standard， interlock: Screw Fastening， install: Screw Flange， Packaging Type: Carton Packaging |  | Industrial | [13 empty] | DB2CM-3.81-4P-GN DORABO | [16 empty] | wall mount |  |  |  |  | -40℃~105℃ | [28 empty] | https://www.unikeyic.com/media/datasheet/b4/dc/4c5b/b4dc4c5b961c71b414541019fc82e391.pdf | https://www.unikeyic.com/products/wire-splice-terminals/db2cm-3-81-4p-gn/682789140.html
DB2CM-3.81-6P-GN | DORABO | 1: 1.3645 10: 1.1251 30: 0.9989 | Feed-through Socket Panel Feed-through， Rated Cross Section: 1.5 mm2， colour: green， rated_current: 8 A， rated_voltage(III/2): 160 V， Contact Surface: tin， : ， Number of Potentials: 6， Number of Rows: 1， number_of_bits: 6， Connection Quantity: 6， Product Series: DB2CM， : 3.81 mm， Wiring Method: welding/Slip-on Connection， install: direct mounting， Pin Arrangement: Linear Arrangement， Soldering pins[P]: 9.4 mm， Number of solder pins per potential: 1， Mating System: COMBICON DB2CM， Pin Connector Style Alignment: standard， interlock: Screw Fastening， install: Screw Flange， Packaging Type: Carton Packaging |  | Industrial | [13 empty] | DB2CM-3.81-6P-GN DORABO | [16 empty] | wall mount |  |  |  |  | -40℃~105℃ | [28 empty] | https://www.unikeyic.com/media/datasheet/b4/dc/4c5b/b4dc4c5b961c71b414541019fc82e391.pdf | https://www.unikeyic.com/products/wire-splice-terminals/db2cm-3-81-6p-gn/682228293.html
DB2CM-5.08-6P-GN | DORABO | 1: 1.1691 10: 1.0214 30: 0.9469 100: 0.8052 600: 0.7605 1,000: 0.7456 | Feed-through Socket Panel Feed-through， Rated Cross Section: 2.5 mm2， colour: green， rated_current: 12 A， rated_voltage(III/2): 320 V， Contact Surface: tin， : ， Number of Potentials: 6， Number of Rows: 1， number_of_bits: 6， Connection Quantity: 6， Product Series: DB2CM， : 5.08 mm， Wiring Method: welding/Slip-on Connection， install: direct mounting， Pin Arrangement: Linear Arrangement， Soldering pins[P]: 9.3 mm， Number of solder pins per potential: 1， Mating System: COMBICON DB6CM， Pin Connector Style Alignment: standard， interlock: Without， install: Without， Packaging Type: Carton Packaging |  | Industrial | [13 empty] | DB2CM-5.08-6P-GN DORABO | [16 empty] | Bracket mounting, board mount |  |  |  |  | -40℃~105℃ | [28 empty] | https://www.unikeyic.com/media/datasheet/c7/8e/1860/c78e1860f56fdf1530e9b642c3cde301.pdf | https://www.unikeyic.com/products/wire-splice-terminals/db2cm-5-08-6p-gn/2504443.html
DB2EA-3.81-4P-GN | DORABO | 1: 0.4572 10: 0.392 30: 0.3348 100: 0.2908 600: 0.2655 1,000: 0.2529 | PCB Housing， Rated Cross Section: 1.5 mm2， colour: green， rated_current: 8 A， rated_voltage(III/2): 160 V， Contact Surface: tin， : Socket Connector Female Connector， Number of Potentials: 4， Number of Rows: 1， number_of_bits: 4， Connection Quantity: 4， Product Series: DB2EA， : 3.81 mm， install: Wave Soldering， Pin Arrangement: Linear Arrangement， Soldering pins[P]: 3.4 mm， Number of solder pins per potential: 2， Mating System: COMBICON DB2EA， Pin Connector Style Alignment: standard， interlock: Without， install: Without， Packaging Type: Carton Packaging | [15 empty] | DB2EA-3.81-4P-GN DORABO | [50 empty] | https://www.unikeyic.com/media/datasheet/18/c3/ea6b/18c3ea6b9b0f9e6a47b11868b1a07c1a.pdf | https://www.unikeyic.com/products/wire-splice-terminals/db2ea-3-81-4p-gn/683172633.html
DB2EA-5.08-2P-GN | DORABO | 5: 0.2554 50: 0.21 150: 0.1728 500: 0.1556 3,000: 0.1418 5,000: 0.1336 | PCB Housing， Rated Cross Section: 2.5 mm2， colour: green， rated_current: 20 A， rated_voltage(III/2): 320 V， Contact Surface: tin， : ， Number of Potentials: 2， Number of Rows: 1， number_of_bits: 2， Connection Quantity: 2， Product Series: DB2EA， : 5.08 mm， install: Wave Soldering， Pin Arrangement: Linear Arrangement， Soldering pins[P]: 3.5 mm， Number of solder pins per potential: 1， Mating System: COMBICON DB2EA， Pin Connector Style Alignment: standard， interlock: Without， install: Without， Packaging Type: Carton Packaging | [15 empty] | DB2EA-5.08-2P-GN DORABO | [50 empty] | https://www.unikeyic.com/media/datasheet/9f/be/0392/9fbe039283dfcf109724b03b5c16046e.pdf | https://www.unikeyic.com/products/wire-splice-terminals/db2ea-5-08-2p-gn/682023206.html
DB2EB-3.81-10P-GN | DORABO | 1: 1.0469 10: 0.9148 30: 0.848 100: 0.7211 600: 0.6811 1,000: 0.6677 | PCB Housing Green 1.5mm² 8A 160V Tin Socket Connector 10Pos 1Row 3.81mm Pitch Peak Solder COMBICON DB2EB Standard Align | [15 empty] | DB2EB-3.81-10P-GN DORABO | [50 empty] | https://www.unikeyic.com/media/datasheet/86/20/3a1b/86203a1b2d89d1a5d2a213893e6fe860.pdf | https://www.unikeyic.com/products/wire-splice-terminals/db2eb-3-81-10p-gn/682571566.html
DB2EB-3.81-3P-GN | DORABO | 100: 0.2186 | PCB Housing， Rated Cross Section: 1.5 mm2， colour: green， rated_current: 8 A， rated_voltage(III/2): 160 V， Contact Surface: tin， : Socket Connector Female Connector， Number of Potentials: 3， Number of Rows: 1， number_of_bits: 3， Connection Quantity: 3， Product Series: DB2EB， : 3.81 mm， install: Wave Soldering， Pin Arrangement: Linear Arrangement， Soldering pins[P]: 3.5 mm， Number of solder pins per potential: 2， Mating System: COMBICON DB2EB， Pin Connector Style Alignment: standard， interlock: Without， install: Without， Packaging Type: Carton Packaging | [15 empty] | DB2EB-3.81-3P-GN DORABO | [49 empty] | 2000 | https://www.unikeyic.com/media/datasheet/86/20/3a1b/86203a1b2d89d1a5d2a213893e6fe860.pdf | https://www.unikeyic.com/products/wire-splice-terminals/db2eb-3-81-3p-gn/682876340.html
DB2EK-2.54-12P-GN-S | DORABO | 1: 1.4781 10: 1.2507 50: 1.1613 100: 1.0839 500: 1.0162 | plug connector， Rated Cross Section: 0.5 mm2， colour: green， rated_current: 4 A， rated_voltage(III/2): 160 V， Contact Surface: tin， : Socket Connector Female Connector， Number of Potentials: 12， Number of Rows: 1， number_of_bits: 12， Connection Quantity: 12， Product Series: DB2EK， : 2.54 mm， Wiring Method: Screw connection with pressure plate， Screw Head Specification: L Slotted， wire／PCBConnection Direction: 0 °， Number of solder pins per potential: 1， Mating System: COMBICON DB2EK， interlock: Without， install: Without， Packaging Type: Carton Packaging |  | Industrial | [13 empty] | DB2EK-2.54-12P-GN-S DORABO | [21 empty] | -40℃~105℃ | [28 empty] | https://www.unikeyic.com/media/datasheet/02/e2/a7ae/02e2a7ae80facb563cfebafeabadcd04.pdf | https://www.unikeyic.com/products/wire-splice-terminals/db2ek-2-54-12p-gn-s/681837471.html
DB2EK-2.54-3P-BK-S | DORABO | 1: 0.4838 10: 0.3868 30: 0.3378 100: 0.2901 500: 0.2615 | [16 empty] | DB2EK-2.54-3P-BK-S DORABO | [50 empty] | https://www.unikeyic.com/media/datasheet/02/e2/a7ae/02e2a7ae80facb563cfebafeabadcd04.pdf | https://www.unikeyic.com/products/wire-splice-terminals/db2ek-2-54-3p-bk-s/871023071.html
DB2EK-3.5-16P-GN-S | DORABO | 1: 1.0952 10: 0.9568 30: 0.887 100: 0.7543 600: 0.7124 1,000: 0.6984 | plug connector， Rated Cross Section: 1.5 mm2， colour: green， rated_current: 8 A， rated_voltage(III/2): 160 V， Contact Surface: tin， : Socket Connector Female Connector， Number of Potentials: 16， Number of Rows: 1， number_of_bits: 16， Connection Quantity: 16， Product Series: DB2EK， : 3.5 mm， Wiring Method: Screw connection with pressure plate， Screw Head Specification: L Slotted， wire／PCBConnection Direction: 0 °， Number of solder pins per potential: 1， Mating System: COMBICON DB2EK， interlock: Without， install: Without， Packaging Type: Carton Packaging |  | Industrial | [13 empty] | DB2EK-3.5-16P-GN-S DORABO | [21 empty] | -40℃~105℃ | [28 empty] | https://www.unikeyic.com/media/datasheet/89/c1/78ed/89c178ed3d78110c5d7855987e34116f.pdf | https://www.unikeyic.com/products/wire-splice-terminals/db2ek-3-5-16p-gn-s/27555336.html
DB2EK-3.5-18P-GN-S | DORABO | 1: 1.3011 10: 1.1369 30: 1.0538 100: 0.8962 600: 0.8465 1,000: 0.8298 | plug connector， Rated Cross Section: 1.5 mm2， colour: green， rated_current: 8 A， rated_voltage(III/2): 160 V， Contact Surface: tin， : Socket Connector Female Connector， Number of Potentials: 18， Number of Rows: 1， number_of_bits: 18， Connection Quantity: 18， Product Series: DB2EK， : 3.5 mm， Wiring Method: Screw connection with pressure plate， Screw Head Specification: L Slotted， wire／PCBConnection Direction: 0 °， Number of solder pins per potential: 1， Mating System: COMBICON DB2EK， interlock: Without， install: Without， Packaging Type: Carton Packaging |  | Industrial | [13 empty] | DB2EK-3.5-18P-GN-S DORABO | [21 empty] | -40℃~105℃ | [28 empty] | https://www.unikeyic.com/media/datasheet/89/c1/78ed/89c178ed3d78110c5d7855987e34116f.pdf | https://www.unikeyic.com/products/wire-splice-terminals/db2ek-3-5-18p-gn-s/23449415.html
DB2EK-3.5-7P-GN-S | DORABO | 1: 0.5524 10: 0.4737 30: 0.4046 100: 0.3514 600: 0.3208 1,000: 0.3055 | plug connector， Rated Cross Section: 1.5 mm2， colour: green， rated_current: 8 A， rated_voltage(III/2): 160 V， Contact Surface: tin， : Socket Connector Female Connector， Number of Potentials: 7， Number of Rows: 1， number_of_bits: 7， Connection Quantity: 7， Product Series: DB2EK， : 3.5 mm， Wiring Method: Screw connection with pressure plate， Screw Head Specification: L Slotted， wire／PCBConnection Direction: 0 °， Number of solder pins per potential: 1， Mating System: COMBICON DB2EK， interlock: Without， install: Without， Packaging Type: Carton Packaging |  | Industrial | [13 empty] | DB2EK-3.5-7P-GN-S DORABO | [21 empty] | -40℃~105℃ | [28 empty] | https://www.unikeyic.com/media/datasheet/89/c1/78ed/89c178ed3d78110c5d7855987e34116f.pdf | https://www.unikeyic.com/products/wire-splice-terminals/db2ek-3-5-7p-gn-s/17231877.html
DB2EK-3.5-9P-GN-S | DORABO | 1: 0.7103 10: 0.609 30: 0.5201 100: 0.4518 600: 0.4125 1,000: 0.3928 | plug connector， Rated Cross Section: 1.5 mm2， colour: green， rated_current: 8 A， rated_voltage(III/2): 160 V， Contact Surface: tin， : Socket Connector Female Connector， Number of Potentials: 9， Number of Rows: 1， number_of_bits: 9， Connection Quantity: 9， Product Series: DB2EK， : 3.5 mm， Wiring Method: Screw connection with pressure plate， Screw Head Specification: L Slotted， wire／PCBConnection Direction: 0 °， Number of solder pins per potential: 1， Mating System: COMBICON DB2EK， interlock: Without， install: Without， Packaging Type: Carton Packaging |  | Industrial | [13 empty] | DB2EK-3.5-9P-GN-S DORABO | [21 empty] | -40℃~105℃ | [28 empty] | https://www.unikeyic.com/media/datasheet/89/c1/78ed/89c178ed3d78110c5d7855987e34116f.pdf | https://www.unikeyic.com/products/wire-splice-terminals/db2ek-3-5-9p-gn-s/9008798.html
DB2EK-3.81-11P-GN-S | DORABO | 1: 0.7588 10: 0.6505 30: 0.5557 100: 0.4826 600: 0.4407 1,000: 0.4197 | plug connector， Rated Cross Section: 1.5 mm2， colour: green， rated_current: 8 A， rated_voltage(III/2): 160 V， Contact Surface: tin， : Socket Connector Female Connector， Number of Potentials: 11， Number of Rows: 1， number_of_bits: 11， Connection Quantity: 11， Product Series: DB2EK， : 3.81 mm， Wiring Method: Screw connection with pressure plate， Screw Head Specification: L Slotted， wire／PCBConnection Direction: 0 °， Number of solder pins per potential: 1， Mating System: COMBICON DB2EK， interlock: Without， install: Without， Packaging Type: Carton Packaging |  | Industrial | [13 empty] | DB2EK-3.81-11P-GN-S DORABO | [21 empty] | -40℃~105℃ | [28 empty] | https://www.unikeyic.com/media/datasheet/46/e8/568e/46e8568efaf100b53fa94151d7f1d784.pdf | https://www.unikeyic.com/products/wire-splice-terminals/db2ek-3-81-11p-gn-s/19872957.html
DB2EK-3.81-15P-GN-S | DORABO | 1: 0.8497 10: 0.7424 30: 0.6882 100: 0.5852 600: 0.5527 1,000: 0.5419 | plug connector， Rated Cross Section: 1.5 mm2， colour: green， rated_current: 8 A， rated_voltage(III/2): 160 V， Contact Surface: tin， : Socket Connector Female Connector， Number of Potentials: 15， Number of Rows: 1， number_of_bits: 15， Connection Quantity: 15， Product Series: DB2EK， : 3.81 mm， Wiring Method: Screw connection with pressure plate， Screw Head Specification: L Slotted， wire／PCBConnection Direction: 0 °， Number of solder pins per potential: 1， Mating System: COMBICON DB2EK， interlock: Without， install: Without， Packaging Type: Carton Packaging |  | Industrial | [13 empty] | DB2EK-3.81-15P-GN-S DORABO | [21 empty] | -40℃~105℃ | [28 empty] | https://www.unikeyic.com/media/datasheet/46/e8/568e/46e8568efaf100b53fa94151d7f1d784.pdf | https://www.unikeyic.com/products/wire-splice-terminals/db2ek-3-81-15p-gn-s/28860186.html
DB2EK-3.81-2P-GN-S | DORABO | 5: 0.1551 50: 0.1225 150: 0.1088 500: 0.0867 2,500: 0.0791 5,000: 0.0746 |  |  | Industrial | [13 empty] | DB2EK-3.81-2P-GN-S DORABO | [21 empty] | -40℃~105℃ | [28 empty] | https://www.unikeyic.com/media/datasheet/46/e8/568e/46e8568efaf100b53fa94151d7f1d784.pdf | https://www.unikeyic.com/products/wire-splice-terminals/db2ek-3-81-2p-gn-s/10723022.html
DB2EK-5.0-10P-GN-S | DORABO | 1: 0.8788 10: 0.7044 30: 0.6173 100: 0.5328 | plug connector， Rated Cross Section: 2.5 mm2， colour: green， rated_current: 12 A， rated_voltage(III/2): 320 V， Contact Surface: tin， : Socket Connector Female Connector， Number of Potentials: 10， Number of Rows: 1， number_of_bits: 10， Connection Quantity: 10， Product Series: DB2EK， : 5 mm， Wiring Method: Screw connection with pressure plate， Screw Head Specification: L Slotted， wire／PCBConnection Direction: 0 °， Latch Lock: - Latch Lock， Mating System: COMBICON DB2EK， interlock: Without， install: Without， Packaging Type: Carton Packaging | [15 empty] | DB2EK-5.0-10P-GN-S DORABO | [50 empty] | https://www.unikeyic.com/media/datasheet/31/c8/0449/31c80449b2e593be72f3661bffdc83f4.pdf | https://www.unikeyic.com/products/wire-splice-terminals/db2ek-5-0-10p-gn-s/682804773.html
DB2EK-5.0-2P-GN-S | DORABO | 5: 0.1846 50: 0.1449 200: 0.1279 | plug connector， Rated Cross Section: 2.5 mm2， colour: green， rated_current: 12 A， rated_voltage(III/2): 320 V， Contact Surface: tin， : Socket Connector Female Connector， Number of Potentials: 2， Number of Rows: 1， number_of_bits: 2， Connection Quantity: 2， Product Series: DB2EK， : 5 mm， Wiring Method: Screw connection with pressure plate， Screw Head Specification: L Slotted， wire／PCBConnection Direction: 0 °， Latch Lock: - Latch Lock， Mating System: COMBICON DB2EK， interlock: Without， install: Without， Packaging Type: Carton Packaging | [15 empty] | DB2EK-5.0-2P-GN-S DORABO | [50 empty] | https://www.unikeyic.com/media/datasheet/31/c8/0449/31c80449b2e593be72f3661bffdc83f4.pdf | https://www.unikeyic.com/products/wire-splice-terminals/db2ek-5-0-2p-gn-s/682678796.html
DB2EK-5.0-5P-GN-S | DORABO | 100: 0.2515 | plug connector， Rated Cross Section: 2.5 mm2， colour: green， rated_current: 12 A， rated_voltage(III/2): 320 V， Contact Surface: tin， : Socket Connector Female Connector， Number of Potentials: 5， Number of Rows: 1， number_of_bits: 5， Connection Quantity: 5， Product Series: DB2EK， : 5 mm， Wiring Method: Screw connection with pressure plate， Screw Head Specification: L Slotted， wire／PCBConnection Direction: 0 °， Latch Lock: - Latch Lock， Mating System: COMBICON DB2EK， interlock: Without， install: Without， Packaging Type: Carton Packaging | [15 empty] | DB2EK-5.0-5P-GN-S DORABO | [49 empty] | 2000 | https://www.unikeyic.com/media/datasheet/31/c8/0449/31c80449b2e593be72f3661bffdc83f4.pdf | https://www.unikeyic.com/products/wire-splice-terminals/db2ek-5-0-5p-gn-s/682183103.html
DB2EK-5.0-8P-GN-S | DORABO | 1: 0.6314 10: 0.5413 30: 0.4624 100: 0.4016 600: 0.3667 1,000: 0.3492 | plug connector， Rated Cross Section: 2.5 mm2， colour: green， rated_current: 12 A， rated_voltage(III/2): 320 V， Contact Surface: tin， : Socket Connector Female Connector， Number of Potentials: 8， Number of Rows: 1， number_of_bits: 8， Connection Quantity: 8， Product Series: DB2EK， : 5 mm， Wiring Method: Screw connection with pressure plate， Screw Head Specification: L Slotted， wire／PCBConnection Direction: 0 °， Latch Lock: - Latch Lock， Mating System: COMBICON DB2EK， interlock: Without， install: Without， Packaging Type: Carton Packaging | [15 empty] | DB2EK-5.0-8P-GN-S DORABO | [50 empty] | https://www.unikeyic.com/media/datasheet/31/c8/0449/31c80449b2e593be72f3661bffdc83f4.pdf | https://www.unikeyic.com/products/wire-splice-terminals/db2ek-5-0-8p-gn-s/682268332.html
DB2EK-5.08-12P-GN-S | DORABO | 1: 0.8574 10: 0.71 30: 0.6283 100: 0.5378 500: 0.498 1,000: 0.4798 | plug connector， Rated Cross Section: 2.5 mm2， colour: green， Nominal Operating Current: 12 A， rated_voltage(III/2): 320 V， Contact Surface: tin， : Socket Connector Female Connector， Number of Potentials: 12， Number of Rows: 1， number_of_bits: 12， Connection Quantity: 12， Product Series: DB2EK， : 5.08 mm， Wiring Method: Screw connection with pressure plate， Screw Head Specification: L Slotted， wire／PCBConnection Direction: 0 °， Latch Lock: - Latch Lock， Mating System: COMBICON DB2EK， interlock: Without， install: Without， Packaging Type: Carton Packaging |  | Industrial | [13 empty] | DB2EK-5.08-12P-GN-S DORABO | [21 empty] | -40℃~105℃ | [28 empty] | https://www.unikeyic.com/media/datasheet/88/1d/235c/88/ba0c16e7832f4d1cba0aa51ee3ceda1f.pdf | https://www.unikeyic.com/products/wire-splice-terminals/db2ek-5-08-12p-gn-s/10937388.html
DB2EK-5.08-18P-GN-S | DORABO | 1: 1.2563 10: 1.0976 30: 1.0175 100: 0.8654 600: 0.8173 1,000: 0.8012 | Pluggable Terminal Block, 2.5mm², Green, 12A, 320V, Tin Plated, Receptacle, 18 Pos, 5.08mm Pitch, Screw Press-in, L Slot Head, 0°, No Lock, COMBICON DB2EK |  | Industrial | [35 empty] | -40℃~105℃ | [28 empty] | https://www.unikeyic.com/media/about_us/Unikey_ISO_9001_Certification.pdf | https://www.unikeyic.com/products/wire-splice-terminals/db2ek-5-08-18p-gn-s/20465750.html
DB2EK-5.08-2P-BK-S | DORABO | 5: 0.1948 50: 0.1555 150: 0.1384 500: 0.108 2,500: 0.0987 5,000: 0.0932 | plug connector， Rated Cross Section: 2.5 mm2， colour: Black， Nominal Operating Current: 12 A， rated_voltage(III/2): 320 V， Contact Surface: tin， : Socket Connector Female Connector， Number of Potentials: 2， Number of Rows: 1， number_of_bits: 2， Connection Quantity: 2， Product Series: DB2EK， : 5.08 mm， Wiring Method: Screw connection with pressure plate， Screw Head Specification: L Slotted， wire／PCBConnection Direction: 0 °， Latch Lock: - Latch Lock， Mating System: COMBICON DB2EK， interlock: Without， install: Without， Packaging Type: Carton Packaging |  | Industrial | [13 empty] | DB2EK-5.08-2P-BK-S DORABO | [21 empty] | -40℃~105℃ | [28 empty] | https://www.unikeyic.com/media/datasheet/bf/ad/a329/bfada329ff3c1d5869b598dcf7d1f9c9.pdf | https://www.unikeyic.com/products/wire-splice-terminals/db2ek-5-08-2p-bk-s/11405859.html
DB2EK-5.08-3P-GN-S ECO | DORABO | 5: 0.2559 50: 0.2106 150: 0.1732 500: 0.156 3,000: 0.1422 5,000: 0.1339 | [16 empty] | DB2EK-5.08-3P-GN-S ECO DORABO | [50 empty] | https://www.unikeyic.com/media/datasheet/41/b1/047e/41b1047eeb00610161dcc023813bc42b.pdf | https://www.unikeyic.com/products/wire-splice-terminals/db2ek-5-08-3p-gn-s-eco/983227361.html
DB2EK-5.08-4P-BK-S | DORABO | 1: 0.3957 10: 0.3172 30: 0.2834 100: 0.2423 500: 0.2014 1,000: 0.1905 | plug connector， Rated Cross Section: 2.5 mm2， colour: Black， Nominal Operating Current: 12 A， rated_voltage(III/2): 320 V， Contact Surface: tin， : Socket Connector Female Connector， Number of Potentials: 4， Number of Rows: 1， number_of_bits: 4， Connection Quantity: 4， Product Series: DB2EK， : 5.08 mm， Wiring Method: Screw connection with pressure plate， Screw Head Specification: L Slotted， wire／PCBConnection Direction: 0 °， Latch Lock: - Latch Lock， Mating System: COMBICON DB2EK， interlock: Without， install: Without， Packaging Type: Carton Packaging |  | Industrial | [13 empty] | DB2EK-5.08-4P-BK-S DORABO | [21 empty] | -40℃~105℃ | [28 empty] | https://www.unikeyic.com/media/datasheet/bf/ad/a329/bfada329ff3c1d5869b598dcf7d1f9c9.pdf | https://www.unikeyic.com/products/wire-splice-terminals/db2ek-5-08-4p-bk-s/30564818.html
DB2EK-5.08-5P-OG-S | DORABO | 1: 0.4843 10: 0.3886 30: 0.3408 | plug connector， Rated Cross Section: 2.5 mm2， colour: Orange， Nominal Operating Current: 12 A， rated_voltage(III/2): 320 V， Contact Surface: tin， : Socket Connector Female Connector， Number of Potentials: 5， Number of Rows: 1， number_of_bits: 5， Connection Quantity: 5， Product Series: DB2EK， : 5.08 mm， Wiring Method: Screw connection with pressure plate， Screw Head Specification: L Slotted， wire／PCBConnection Direction: 0 °， Latch Lock: - Latch Lock， Mating System: COMBICON DB2EK， interlock: Without， install: Without， Packaging Type: Carton Packaging |  | Industrial | [13 empty] | DB2EK-5.08-5P-OG-S DORABO | [21 empty] | -40℃~105℃ | [28 empty] | https://www.unikeyic.com/media/datasheet/bf/ad/a329/bfada329ff3c1d5869b598dcf7d1f9c9.pdf | https://www.unikeyic.com/products/wire-splice-terminals/db2ek-5-08-5p-og-s/29819427.html
DB2EKA-3.5-3P-GN-S | DORABO | 1: 0.3917 10: 0.3103 30: 0.275 | plug connector， Rated Cross Section: 1.5 mm2， colour: green， rated_current: 8 A， rated_voltage(III/2): 160 V， Contact Surface: tin， : Socket Connector Female Connector， Number of Potentials: 3， Number of Rows: 1， number_of_bits: 3， Connection Quantity: 3， Product Series: DB2EKA， : 3.5 mm， Wiring Method: Screw connection with pressure plate， Screw Head Specification: L Slotted， wire／PCBConnection Direction: 90 °， Number of solder pins per potential: 1， Mating System: COMBICON DB2EKA， interlock: Without， install: Without， Packaging Type: Carton Packaging | [15 empty] | DB2EKA-3.5-3P-GN-S DORABO | [50 empty] | https://www.unikeyic.com/media/datasheet/17/0a/fe74/170afe74ffdebbff72c142b211bbf4ba.pdf | https://www.unikeyic.com/products/wire-splice-terminals/db2eka-3-5-3p-gn-s/682074676.html
DB2EKA-3.81-12P-GN-S | DORABO | 1: 1.4355 10: 1.1899 30: 1.061 100: 0.8454 | plug connector， Rated Cross Section: 1.5 mm2， colour: green， Nominal Operating Current: 8 A， rated_voltage(III/2): 160 V， Contact Surface: tin， : Socket Connector Female Connector， Number of Potentials: 12， Number of Rows: 1， number_of_bits: 12， Connection Quantity: 12， Product Series: DB2EKA， : 3.81 mm， Wiring Method: Screw connection with pressure plate， Screw Head Specification: L Slotted， wire／PCBConnection Direction: 90 °， Number of solder pins per potential: 1， Mating System: COMBICON DB2EKA， interlock: Without， install: Without， Packaging Type: Carton Packaging |  | Industrial | [13 empty] | DB2EKA-3.81-12P-GN-S DORABO | [21 empty] | -40℃~105℃ | [28 empty] | https://www.unikeyic.com/media/datasheet/fe/4b/cf3b/fe4bcf3b4d8171c38e55065db9b63a8f.pdf | https://www.unikeyic.com/products/wire-splice-terminals/db2eka-3-81-12p-gn-s/683205995.html
DB2EKA-3.81-6P-GN-S | DORABO | 1: 0.4881 10: 0.4782 30: 0.4728 100: 0.466 | Pluggable Terminal Block, 1.5mm², Green, 8A, 160V, Tin Plated, Socket, 6-Pin, 1 Row, DB2EKA Series, 3.81mm Pitch, Screw Clamp w/ Lug, L Slotted Head, 90° Wire/PCB Dir, 1 Pin/Potential, COMBICON DB2EKA, No Lock, No Install, Carton Pkg |  | Industrial | [13 empty] | DB2EKA-3.81-6P-GN-S DORABO | [21 empty] | -40℃~105℃ | [28 empty] | https://www.unikeyic.com/media/datasheet/fe/4b/cf3b/fe4bcf3b4d8171c38e55065db9b63a8f.pdf | https://www.unikeyic.com/products/wire-splice-terminals/db2eka-3-81-6p-gn-s/683248397.html
DB2EKA-5.08-2P-BK-S | DORABO | 1: 0.413 10: 0.3294 30: 0.2927 200: 0.2249 | plug connector， Rated Cross Section: 2.5 mm2， colour: Black， rated_current: 12 A， rated_voltage(III/2): 320 V， Contact Surface: tin， : Socket Connector Female Connector， Number of Potentials: 2， Number of Rows: 1， number_of_bits: 2， Connection Quantity: 2， Product Series: DB2EKA， : 5.08 mm， Wiring Method: Screw connection with pressure plate， Screw Head Specification: L Slotted， wire／PCBConnection Direction: 90 °， Latch Lock: - Latch Lock， Mating System: COMBICON DB2EKA， interlock: Without， install: Without， Packaging Type: Carton Packaging |  | Industrial | [13 empty] | DB2EKA-5.08-2P-BK-S DORABO | [21 empty] | -40℃~105℃ | [28 empty] | https://www.unikeyic.com/media/datasheet/3f/52/dad5/3f52dad5f26bfee77caf2064a3ac42bd.pdf | https://www.unikeyic.com/products/wire-splice-terminals/db2eka-5-08-2p-bk-s/22592690.html
DB2EKA-5.08-3P-GN-S | DORABO | 1: 0.4815 10: 0.384 30: 0.3403 100: 0.288 500: 0.2413 1,000: 0.2277 | plug connector， Rated Cross Section: 2.5 mm2， colour: green， rated_current: 12 A， rated_voltage(III/2): 320 V， Contact Surface: tin， : Socket Connector Female Connector， Number of Potentials: 3， Number of Rows: 1， number_of_bits: 3， Connection Quantity: 3， Product Series: DB2EKA， : 5.08 mm， Wiring Method: Screw connection with pressure plate， Screw Head Specification: L Slotted， wire／PCBConnection Direction: 90 °， Latch Lock: - Latch Lock， Mating System: COMBICON DB2EKA， interlock: Without， install: Without， Packaging Type: Carton Packaging |  | Industrial | [13 empty] | DB2EKA-5.08-3P-GN-S DORABO | [21 empty] | -40℃~105℃ | [28 empty] | https://www.unikeyic.com/media/datasheet/3f/52/dad5/3f52dad5f26bfee77caf2064a3ac42bd.pdf | https://www.unikeyic.com/products/wire-splice-terminals/db2eka-5-08-3p-gn-s/27336677.html
DB2EKA-5.08-9P-GN-S | DORABO | 1: 1.0544 10: 0.9212 30: 0.854 100: 0.7263 600: 0.6859 1,000: 0.6724 | plug connector， Rated Cross Section: 2.5 mm2， colour: green， rated_current: 12 A， rated_voltage(III/2): 320 V， Contact Surface: tin， : Socket Connector Female Connector， Number of Potentials: 9， Number of Rows: 1， number_of_bits: 9， Connection Quantity: 9， Product Series: DB2EKA， : 5.08 mm， Wiring Method: Screw connection with pressure plate， Screw Head Specification: L Slotted， wire／PCBConnection Direction: 90 °， Latch Lock: - Latch Lock， Mating System: COMBICON DB2EKA， interlock: Without， install: Without， Packaging Type: Carton Packaging |  | Industrial | [13 empty] | DB2EKA-5.08-9P-GN-S DORABO | [21 empty] | -40℃~105℃ | [28 empty] | https://www.unikeyic.com/media/datasheet/3f/52/dad5/3f52dad5f26bfee77caf2064a3ac42bd.pdf | https://www.unikeyic.com/products/wire-splice-terminals/db2eka-5-08-9p-gn-s/32261393.html
DB2EKAM-3.81-3P-GN-S | DORABO | 1: 0.267 10: 0.2601 30: 0.256 | plug connector， Rated Cross Section: 1.5 mm2， colour: green， rated_current: 8 A， rated_voltage(III/2): 160 V， Contact Surface: tin， : Socket Connector Female Connector， Number of Potentials: 3， Number of Rows: 1， number_of_bits: 3， Connection Quantity: 3， Product Series: DB2EKAM， : 3.81 mm， Wiring Method: Screw connection with pressure plate， Screw Head Specification: L Slotted， wire／PCBConnection Direction: 90 °， Number of solder pins per potential: 1， Mating System: COMBICON DB2EKAM， interlock: Screw Fastening， install: Threaded Flange， Packaging Type: Carton Packaging | [15 empty] | DB2EKAM-3.81-3P-GN-S DORABO | [50 empty] | https://www.unikeyic.com/media/datasheet/72/64/636e/7264636e07a0ae1a10adeefad0babe80.pdf | https://www.unikeyic.com/products/wire-splice-terminals/db2ekam-3-81-3p-gn-s/681898353.html
DB2EKAM-3.81-6P-GN-S | DORABO | 100: 0.4857 | plug connector， Rated Cross Section: 1.5 mm2， colour: green， rated_current: 8 A， rated_voltage(III/2): 160 V， Contact Surface: tin， : Socket Connector Female Connector， Number of Potentials: 6， Number of Rows: 1， number_of_bits: 6， Connection Quantity: 6， Product Series: DB2EKAM， : 3.81 mm， Wiring Method: Screw connection with pressure plate， Screw Head Specification: L Slotted， wire／PCBConnection Direction: 90 °， Number of solder pins per potential: 1， Mating System: COMBICON DB2EKAM， interlock: Screw Fastening， install: Threaded Flange， Packaging Type: Carton Packaging | [15 empty] | DB2EKAM-3.81-6P-GN-S DORABO | [49 empty] | 2000 | https://www.unikeyic.com/media/datasheet/72/64/636e/7264636e07a0ae1a10adeefad0babe80.pdf | https://www.unikeyic.com/products/wire-splice-terminals/db2ekam-3-81-6p-gn-s/683336068.html
DB2EKAM-5.08-20P-GN-S | DORABO | 100: 1.7119 | plug connector， Rated Cross Section: 2.5 mm2， colour: green， Nominal Operating Current: 16 A (See Temperature Derating Curve)， rated_voltage(III/2): 320 V， Contact Surface: tin， : Socket Connector Female Connector， Number of Potentials: 20， Number of Rows: 1， number_of_bits: 20， Connection Quantity: 20， Product Series: DB2EKAM， : 5.08 mm， Wiring Method: Screw connection with pressure plate， Screw Head Specification: L Slotted， wire／PCBConnection Direction: 90 °， Latch Lock: - Latch Lock， Mating System: COMBICON DB2EKAM， interlock: Screw Fastening， install: Threaded Flange， Packaging Type: Carton Packaging |  | Industrial | [13 empty] | DB2EKAM-5.08-20P-GN-S DORABO | [21 empty] | -40℃~105℃ | [27 empty] | 2000 | https://www.unikeyic.com/media/datasheet/9f/bf/947d/9fbf947d7e069c97b2772de4a36e9bd7.pdf | https://www.unikeyic.com/products/wire-splice-terminals/db2ekam-5-08-20p-gn-s/9612300.html
DB2EKB-5.08-3P-GN-S | DORABO | 1: 0.4802 10: 0.3816 30: 0.3392 100: 0.2873 | plug connector， Rated Cross Section: 2.5 mm2， colour: green， rated_current: 12 A， rated_voltage(III/2): 320 V， Contact Surface: tin， : Socket Connector Female Connector， Number of Potentials: 3， Number of Rows: 1， number_of_bits: 3， Connection Quantity: 3， Product Series: DB2EKB， : 5.08 mm， Wiring Method: Screw connection with pressure plate， Screw Head Specification: L Slotted， wire／PCBConnection Direction: -90 °， Latch Lock: - Latch Lock， Mating System: COMBICON DB2EKB， interlock: Without， install: Without， Packaging Type: Carton Packaging |  | Industrial | [13 empty] | DB2EKB-5.08-3P-GN-S DORABO | [21 empty] | -40℃~105℃ | [28 empty] | https://www.unikeyic.com/media/datasheet/03/08/b9ac/0308b9acecc35c9dc766727e6e18d407.pdf | https://www.unikeyic.com/products/wire-splice-terminals/db2ekb-5-08-3p-gn-s/31829733.html
DB2EKB-5.08-6P-GN-S | DORABO | 1: 0.8754 10: 0.7096 30: 0.6278 100: 0.5178 | plug connector， Rated Cross Section: 2.5 mm2， colour: green， rated_current: 12 A， rated_voltage(III/2): 320 V， Contact Surface: tin， : Socket Connector Female Connector， Number of Potentials: 6， Number of Rows: 1， number_of_bits: 6， Connection Quantity: 6， Product Series: DB2EKB， : 5.08 mm， Wiring Method: Screw connection with pressure plate， Screw Head Specification: L Slotted， wire／PCBConnection Direction: -90 °， Latch Lock: - Latch Lock， Mating System: COMBICON DB2EKB， interlock: Without， install: Without， Packaging Type: Carton Packaging |  | Industrial | [13 empty] | DB2EKB-5.08-6P-GN-S DORABO | [21 empty] | -40℃~105℃ | [28 empty] | https://www.unikeyic.com/media/datasheet/03/08/b9ac/0308b9acecc35c9dc766727e6e18d407.pdf | https://www.unikeyic.com/products/wire-splice-terminals/db2ekb-5-08-6p-gn-s/6884405.html
DB2EKBM-3.81-12P-GN-S | DORABO | 1: 0.8632 10: 0.8405 30: 0.8269 | plug connector， Rated Cross Section: 1.5 mm2， colour: green， rated_current: 8 A， rated_voltage(III/2): 160 V， Contact Surface: tin， : Socket Connector Female Connector， Number of Potentials: 12， Number of Rows: 1， number_of_bits: 12， Connection Quantity: 12， Product Series: DB2EKBM， : 3.81 mm， Wiring Method: Screw connection with pressure plate， Screw Head Specification: L Slotted， wire／PCBConnection Direction: -90 °， Number of solder pins per potential: 1， Mating System: COMBICON DB2EKBM， interlock: Screw Fastening， install: Threaded Flange， Packaging Type: Carton Packaging | [15 empty] | DB2EKBM-3.81-12P-GN-S DORABO | [50 empty] | https://www.unikeyic.com/media/datasheet/fd/71/03fd/fd7103fda9c71df19e09416790a08c6e.pdf | https://www.unikeyic.com/products/wire-splice-terminals/db2ekbm-3-81-12p-gn-s/682411565.html
DB2EKBM-5.08-3P-GN-S | DORABO | 1: 0.5184 10: 0.4163 30: 0.3661 | plug connector， Rated Cross Section: 2.5 mm2， colour: green， rated_current: 12 A， rated_voltage(III/2): 320 V， Contact Surface: tin， : Socket Connector Female Connector， Number of Potentials: 3， Number of Rows: 1， number_of_bits: 3， Connection Quantity: 3， Product Series: DB2EKBM， : 5.08 mm， Wiring Method: Screw connection with pressure plate， Screw Head Specification: L Slotted， wire／PCBConnection Direction: -90 °， Latch Lock: - Latch Lock， Mating System: COMBICON DB2EKBM， interlock: Screw Fastening， install: Threaded Flange， Packaging Type: Carton Packaging |  | Industrial | [13 empty] | DB2EKBM-5.08-3P-GN-S DORABO | [21 empty] | -40℃~105℃ | [28 empty] | https://www.unikeyic.com/media/datasheet/bb/e6/3ae9/bbe63ae9c9c536254aeb8d1c8d761b34.pdf | https://www.unikeyic.com/products/wire-splice-terminals/db2ekbm-5-08-3p-gn-s/19917328.html
DB2EKD-3.5-6P-GN | DORABO | 1: 0.7761 10: 0.6653 30: 0.5683 100: 0.4936 600: 0.4507 1,000: 0.4292 | plug connector， Rated Cross Section: 1.5 mm2， colour: green， Nominal Operating Current: 8 A， rated_voltage(III/2): 160 V， Contact Surface: tin， : Socket Connector Female Connector， Number of Potentials: 6， Number of Rows: 1， number_of_bits: 6， Connection Quantity: 6， Product Series:DB2EKD， : 3.5 mm， Wiring Method: Push-in Spring Connection， wire／PCBConnection Direction: 0 °， Number of solder pins per potential: 1， Mating System: COMBICON DB2EKD， interlock: Without， install: Without， Packaging Type: Carton Packaging |  | Industrial | [13 empty] | DB2EKD-3.5-6P-GN DORABO | [21 empty] | -40℃~105℃ | [28 empty] | https://www.unikeyic.com/media/datasheet/86/5c/a6cf/865ca6cf13705811d19568c6049dab1b.pdf | https://www.unikeyic.com/products/wire-splice-terminals/db2ekd-3-5-6p-gn/23426698.html
DB2EKD-3.81-11P-GN | DORABO | 100: 0.8586 | plug connector， Rated Cross Section: 1.5 mm2， colour: green， Nominal Operating Current: 8 A， rated_voltage(III/2): 160 V， Contact Surface: tin， : Socket Connector Female Connector， Number of Potentials: 11， Number of Rows: 1， number_of_bits: 11， Connection Quantity: 11， Product Series:DB2EKD， : 3.81 mm， Wiring Method: Push-in Spring Connection， wire／PCBConnection Direction: 0 °， Number of solder pins per potential: 1， Mating System: COMBICON DB2EKD， interlock: Without， install: Without， Packaging Type: Carton Packaging |  | Industrial | [13 empty] | DB2EKD-3.81-11P-GN DORABO | [21 empty] | -40℃~105℃ | [27 empty] | 2000 | https://www.unikeyic.com/media/datasheet/54/8f/b49b/548fb49bddb83e310739d99380065a7b.pdf | https://www.unikeyic.com/products/wire-splice-terminals/db2ekd-3-81-11p-gn/5541105.html
DB2EKD-3.81-8P-GN | DORABO | 1: 0.8974 10: 0.784 30: 0.7268 100: 0.6181 600: 0.5838 1,000: 0.5723 | plug connector， Rated Cross Section: 1.5 mm2， colour: green， Nominal Operating Current: 8 A， rated_voltage(III/2): 160 V， Contact Surface: tin， : Socket Connector Female Connector， Number of Potentials: 8， Number of Rows: 1， number_of_bits: 8， Connection Quantity: 8， Product Series:DB2EKD， : 3.81 mm， Wiring Method: Push-in Spring Connection， wire／PCBConnection Direction: 0 °， Number of solder pins per potential: 1， Mating System: COMBICON DB2EKD， interlock: Without， install: Without， Packaging Type: Carton Packaging |  | Industrial | [13 empty] | DB2EKD-3.81-8P-GN DORABO | [21 empty] | -40℃~105℃ | [28 empty] | https://www.unikeyic.com/media/datasheet/54/8f/b49b/548fb49bddb83e310739d99380065a7b.pdf | https://www.unikeyic.com/products/wire-splice-terminals/db2ekd-3-81-8p-gn/14294930.html
DB2EKD-5.08-18P-GN | DORABO | 100: 1.7483 | plug connector， Rated Cross Section: 2.5 mm2， colour: green， rated_current: 12 A， rated_voltage(III/2): 320 V， Contact Surface: tin， : Socket Plug Female Plug， Number of Potentials: 18， Number of Rows: 1， number_of_bits: 18， Connection Quantity: 18， Product Series: DB2EKD， : 5.08 mm， Wiring Method: Push-in Spring Connection， wire／PCBConnection Direction: 0 °， Latch Lock: - Latch Lock， Mating System: COMBICON DB2EKD， interlock: Without， install: Without， Packaging Type: Carton Packaging | [15 empty] | DB2EKD-5.08-18P-GN DORABO | [49 empty] | 2000 | https://www.unikeyic.com/media/datasheet/4b/89/98f0/4b8998f03400a62a7074cb4191610e8d.pdf | https://www.unikeyic.com/products/wire-splice-terminals/db2ekd-5-08-18p-gn/871015091.html
DB2EKD-5.08-4P-GN | DORABO | 1: 0.6438 10: 0.552 30: 0.4715 100: 0.4095 600: 0.3739 1,000: 0.3561 | plug connector， Rated Cross Section: 2.5 mm2， colour: green， Nominal Operating Current: 16 A， rated_voltage(III/2): 320 V， Contact Surface: tin， : Socket Connector Female Connector， Number of Potentials: 4， Number of Rows: 1， number_of_bits: 4， Connection Quantity: 4， Product Series:DB2EKD， : 5.08 mm， Wiring Method: Push-in Spring Connection， wire／PCBConnection Direction: 0 °， Latch Lock: - Latch Lock， Mating System: COMBICON DB2EKD， interlock: Without， install: Without， Packaging Type: Carton Packaging |  | Industrial | [13 empty] | DB2EKD-5.08-4P-GN DORABO | [21 empty] | -40℃~105℃ | [28 empty] | https://www.unikeyic.com/media/datasheet/4b/89/98f0/4b8998f03400a62a7074cb4191610e8d.pdf | https://www.unikeyic.com/products/wire-splice-terminals/db2ekd-5-08-4p-gn/3738085.html
DB2EKD-5.08-6P-GN | DORABO | 1: 0.7931 10: 0.6929 30: 0.6423 100: 0.5463 600: 0.5159 1,000: 0.5058 | plug connector， Rated Cross Section: 2.5 mm2， colour: green， Nominal Operating Current: 16 A， rated_voltage(III/2): 320 V， Contact Surface: tin， : Socket Connector Female Connector， Number of Potentials: 6， Number of Rows: 1， number_of_bits: 6， Connection Quantity: 6， Product Series:DB2EKD， : 5.08 mm， Wiring Method: Push-in Spring Connection， wire／PCBConnection Direction: 0 °， Latch Lock: - Latch Lock， Mating System: COMBICON DB2EKD， interlock: Without， install: Without， Packaging Type: Carton Packaging |  | Industrial | [13 empty] | DB2EKD-5.08-6P-GN DORABO | [21 empty] | -40℃~105℃ | [28 empty] | https://www.unikeyic.com/media/datasheet/4b/89/98f0/4b8998f03400a62a7074cb4191610e8d.pdf | https://www.unikeyic.com/products/wire-splice-terminals/db2ekd-5-08-6p-gn/5441959.html
DB2EKD-5.08-8P-GN | DORABO | 1: 1.3428 10: 1.122 30: 1.0006 100: 0.789 | plug connector， Rated Cross Section: 2.5 mm2， colour: green， Nominal Operating Current: 16 A， rated_voltage(III/2): 320 V， Contact Surface: tin， : Socket Connector Female Connector， Number of Potentials: 8， Number of Rows: 1， number_of_bits: 8， Connection Quantity: 8， Product Series:DB2EKD， : 5.08 mm， Wiring Method: Push-in Spring Connection， wire／PCBConnection Direction: 0 °， Latch Lock: - Latch Lock， Mating System: COMBICON DB2EKD， interlock: Without， install: Without， Packaging Type: Carton Packaging |  | Industrial | [13 empty] | DB2EKD-5.08-8P-GN DORABO | [21 empty] | -40℃~105℃ | [28 empty] | https://www.unikeyic.com/media/datasheet/4b/89/98f0/4b8998f03400a62a7074cb4191610e8d.pdf | https://www.unikeyic.com/products/wire-splice-terminals/db2ekd-5-08-8p-gn/23596466.html
DB2EKDM-3.81-12P-GN | DORABO | 1: 1.5633 10: 1.3202 30: 1.1673 100: 1.012 | plug connector， Rated Cross Section: 1.5 mm2， colour: green， rated_current: 8 A， rated_voltage(III/2): 160 V， Contact Surface: tin， : Socket Connector Female Connector， Number of Potentials: 12， Number of Rows: 1， number_of_bits: 12， Connection Quantity: 12， Product Series: DB2EKDM， : 3.81 mm， Wiring Method: Push-in Spring Connection， wire／PCBConnection Direction: 0 °， Number of solder pins per potential: 1， Mating System: COMBICON DB2EKDM， interlock: Screw Fastening， install: Threaded Flange， Packaging Type: Carton Packaging | [15 empty] | DB2EKDM-3.81-12P-GN DORABO | [50 empty] | https://www.unikeyic.com/media/datasheet/20/be/4135/20be4135062bf871de0e382a0ed9b6af.pdf | https://www.unikeyic.com/products/wire-splice-terminals/db2ekdm-3-81-12p-gn/682612009.html
DB2EKDM-5.08-2P-GN | DORABO | 1: 0.5225 10: 0.422 30: 0.3728 200: 0.3093 | plug connector， Rated Cross Section: 2.5 mm2， colour: green， rated_current: 12 A， rated_voltage(III/2): 320 V， Contact Surface: tin， : Socket Connector Female Connector， Number of Potentials: 2， Number of Rows: 1， number_of_bits: 2， Connection Quantity: 2， Product Series: DB2EKDM-5.08， : 5.08 mm， Wiring Method: Push-in Spring Connection， wire／PCBConnection Direction: 0 °， Latch Lock: - Latch Lock， Mating System: COMBICON DB2EKDM-5.08， interlock: Screw Fastening， install: Threaded Flange， Packaging Type: Carton Packaging | [15 empty] | DB2EKDM-5.08-2P-GN DORABO | [50 empty] | https://www.unikeyic.com/media/datasheet/c8/d1/1258/c8d1125840fee92b683e979d63d15b71.pdf | https://www.unikeyic.com/products/wire-splice-terminals/db2ekdm-5-08-2p-gn/682208941.html
DB2EKDM-5.08-5P-GN | DORABO | 100: 0.5827 | plug connector， Rated Cross Section: 2.5 mm2， colour: green， Nominal Operating Current: 16 A， rated_voltage(III/2): 320 V， Contact Surface: tin， : Socket Connector Female Connector， Number of Potentials: 12， Number of Rows: 1， number_of_bits: 12， Connection Quantity: 12， Product Series:DB2EKD， : 5.08 mm， Wiring Method: Push-in Spring Connection， wire／PCBConnection Direction: 0 °， Latch Lock: - Latch Lock， Mating System: COMBICON DB2EKD， interlock: Without， install: Without， Packaging Type: Carton Packaging | [15 empty] | DB2EKDM-5.08-5P-GN DORABO | [49 empty] | 2000 | https://www.unikeyic.com/media/datasheet/c8/d1/1258/c8d1125840fee92b683e979d63d15b71.pdf | https://www.unikeyic.com/products/wire-splice-terminals/db2ekdm-5-08-5p-gn/682465269.html
DB2EKDM-5.08-6P-GN | DORABO | 100: 0.6799 | plug connector， Rated Cross Section: 2.5 mm2， colour: green， rated_current: 12 A， rated_voltage(III/2): 320 V， Contact Surface: tin， : Socket Connector Female Connector， Number of Potentials: 6， Number of Rows: 1， number_of_bits: 6， Connection Quantity: 6， Product Series: DB2EKDM-5.08， : 5.08 mm， Wiring Method: Push-in Spring Connection， wire／PCBConnection Direction: 0 °， Latch Lock: - Latch Lock， Mating System: COMBICON DB2EKDM-5.08， interlock: Screw Fastening， install: Threaded Flange， Packaging Type: Carton Packaging | [15 empty] | DB2EKDM-5.08-6P-GN DORABO | [49 empty] | 2000 | https://www.unikeyic.com/media/datasheet/c8/d1/1258/c8d1125840fee92b683e979d63d15b71.pdf | https://www.unikeyic.com/products/wire-splice-terminals/db2ekdm-5-08-6p-gn/683288964.html
DB2EKM-3.5-12P-GN-S | DORABO | 1: 1.2151 10: 1.0138 30: 0.9054 100: 0.71 | plug connector， Rated Cross Section: 1.5 mm2， colour: green， rated_current: 8 A， rated_voltage(III/2): 160 V， Contact Surface: tin， : Socket Connector Female Connector， Number of Potentials: 12， Number of Rows: 1， number_of_bits: 12， Connection Quantity: 12， Product Series: DB2EKM， : 3.5 mm， Wiring Method: Screw connection with pressure plate， Screw Head Specification: L Slotted， wire／PCBConnection Direction: 0 °， Number of solder pins per potential: 1， Mating System: COMBICON DB2EKM， interlock: Screw Fastening， install: Threaded Flange， Packaging Type: Carton Packaging |  | Industrial | [13 empty] | DB2EKM-3.5-12P-GN-S DORABO | [21 empty] | -40℃~105℃ | [28 empty] | https://www.unikeyic.com/media/datasheet/8c/52/dcd9/8c52dcd9ec19e1f80fde88b40c9cffd5.pdf | https://www.unikeyic.com/products/wire-splice-terminals/db2ekm-3-5-12p-gn-s/1388349.html
DB2EKM-3.5-2P-GN-S | DORABO | 100: 0.1613 | plug connector， Rated Cross Section: 1.5 mm2， colour: green， rated_current: 8 A， rated_voltage(III/2): 160 V， Contact Surface: tin， : Socket Connector Female Connector， Number of Potentials: 2， Number of Rows: 1， number_of_bits: 2， Connection Quantity: 2， Product Series: DB2EKM， : 3.5 mm， Wiring Method: Screw connection with pressure plate， Screw Head Specification: L Slotted， wire／PCBConnection Direction: 0 °， Number of solder pins per potential: 1， Mating System: COMBICON DB2EKM， interlock: Screw Fastening， install: Threaded Flange， Packaging Type: Carton Packaging |  | Industrial | [13 empty] | DB2EKM-3.5-2P-GN-S DORABO | [21 empty] | -40℃~105℃ | [27 empty] | 2000 | https://www.unikeyic.com/media/datasheet/8c/52/dcd9/8c52dcd9ec19e1f80fde88b40c9cffd5.pdf | https://www.unikeyic.com/products/wire-splice-terminals/db2ekm-3-5-2p-gn-s/31763310.html
DB2EKM-3.5-6P-GN-S | DORABO | 1: 0.6489 10: 0.5192 30: 0.4535 100: 0.3906 500: 0.3471 | plug connector， Rated Cross Section: 1.5 mm2， colour: green， rated_current: 8 A， rated_voltage(III/2): 160 V， Contact Surface: tin， : Socket Connector Female Connector， Number of Potentials: 6， Number of Rows: 1， number_of_bits: 6， Connection Quantity: 6， Product Series: DB2EKM， : 3.5 mm， Wiring Method: Screw connection with pressure plate， Screw Head Specification: L Slotted， wire／PCBConnection Direction: 0 °， Number of solder pins per potential: 1， Mating System: COMBICON DB2EKM， interlock: Screw Fastening， install: Threaded Flange， Packaging Type: Carton Packaging |  | Industrial | [13 empty] | DB2EKM-3.5-6P-GN-S DORABO | [21 empty] | -40℃~105℃ | [28 empty] | https://www.unikeyic.com/media/datasheet/8c/52/dcd9/8c52dcd9ec19e1f80fde88b40c9cffd5.pdf | https://www.unikeyic.com/products/wire-splice-terminals/db2ekm-3-5-6p-gn-s/18182705.html
DB2EKM-3.5-8P-GN-S | DORABO | 1: 0.8454 10: 0.6816 30: 0.5969 100: 0.516 | plug connector， Rated Cross Section: 1.5 mm2， colour: green， rated_current: 8 A， rated_voltage(III/2): 160 V， Contact Surface: tin， : Socket Connector Female Connector， Number of Potentials: 8， Number of Rows: 1， number_of_bits: 8， Connection Quantity: 8， Product Series: DB2EKM， : 3.5 mm， Wiring Method: Screw connection with pressure plate， Screw Head Specification: L Slotted， wire／PCBConnection Direction: 0 °， Number of solder pins per potential: 1， Mating System: COMBICON DB2EKM， interlock: Screw Fastening， install: Threaded Flange， Packaging Type: Carton Packaging |  | Industrial | [13 empty] | DB2EKM-3.5-8P-GN-S DORABO | [21 empty] | -40℃~105℃ | [28 empty] | https://www.unikeyic.com/media/datasheet/8c/52/dcd9/8c52dcd9ec19e1f80fde88b40c9cffd5.pdf | https://www.unikeyic.com/products/wire-splice-terminals/db2ekm-3-5-8p-gn-s/683384434.html
DB2EKM-3.5-9P-GN-S | DORABO | 1: 0.5357 10: 0.5217 30: 0.5136 100: 0.5054 | plug connector， Rated Cross Section: 1.5 mm2， colour: green， rated_current: 8 A， rated_voltage(III/2): 160 V， Contact Surface: tin， : Socket Connector Female Connector， Number of Potentials: 9， Number of Rows: 1， number_of_bits: 9， Connection Quantity: 9， Product Series: DB2EKM， : 3.5 mm， Wiring Method: Screw connection with pressure plate， Screw Head Specification: L Slotted， wire／PCBConnection Direction: 0 °， Number of solder pins per potential: 1， Mating System: COMBICON DB2EKM， interlock: Screw Fastening， install: Threaded Flange， Packaging Type: Carton Packaging |  | Industrial | [13 empty] | DB2EKM-3.5-9P-GN-S DORABO | [21 empty] | -40℃~105℃ | [28 empty] | https://www.unikeyic.com/media/datasheet/8c/52/dcd9/8c52dcd9ec19e1f80fde88b40c9cffd5.pdf | https://www.unikeyic.com/products/wire-splice-terminals/db2ekm-3-5-9p-gn-s/682432420.html
DB2EKM-3.81-13P-GN-S | DORABO | 1: 1.3167 10: 1.1017 30: 0.9851 | plug connector， Rated Cross Section: 1.5 mm2， colour: green， Nominal Operating Current: 8 A， rated_voltage(III/2): 160 V， Contact Surface: tin， : Socket Connector Female Connector， Number of Potentials: 13， Number of Rows: 1， number_of_bits: 13， Connection Quantity: 13， Product Series: DB2EKM， : 3.81 mm， Wiring Method: Screw connection with pressure plate， Screw Head Specification: L Slotted， wire／PCBConnection Direction: 0 °， Number of solder pins per potential: 1， Mating System: COMBICON DB13EKM， interlock: Screw Fastening， install: Threaded Flange， Packaging Type: Carton Packaging |  | Industrial | [13 empty] | DB2EKM-3.81-13P-GN-S DORABO | [21 empty] | -40℃~105℃ | [28 empty] | https://www.unikeyic.com/media/datasheet/d7/e5/b14a/d7e5b14a6ec5cc93523349afc248e538.pdf | https://www.unikeyic.com/products/wire-splice-terminals/db2ekm-3-81-13p-gn-s/682751284.html
DB2EKM-3.81-15P-GN-S | DORABO | 1: 1.2931 10: 1.068 30: 0.9493 100: 0.8152 500: 0.7548 1,000: 0.7283 | plug connector， Rated Cross Section: 1.5 mm2， colour: green， rated_current: 8 A， rated_voltage(III/2): 160 V， Contact Surface: tin， : Socket Connector Female Connector， Number of Potentials: 15， Number of Rows: 1， number_of_bits: 15， Connection Quantity: 15， Product Series: DB2EKM， : 3.81 mm， Wiring Method: Screw connection with pressure plate， Screw Head Specification: L Slotted， wire／PCBConnection Direction: 0 °， Number of solder pins per potential: 1， Mating System: COMBICON DB2EKM， interlock: Screw Fastening， install: Threaded Flange， Packaging Type: Carton Packaging | [15 empty] | DB2EKM-3.81-15P-GN-S DORABO | [50 empty] | https://www.unikeyic.com/media/datasheet/d7/e5/b14a/d7e5b14a6ec5cc93523349afc248e538.pdf | https://www.unikeyic.com/products/wire-splice-terminals/db2ekm-3-81-15p-gn-s/683039368.html
DB2EKM-3.81-7P-GN-S | DORABO | 1: 0.7711 10: 0.6217 30: 0.5463 100: 0.4744 | plug connector， Rated Cross Section: 1.5 mm2， colour: green， Nominal Operating Current: 8 A， rated_voltage(III/2): 160 V， Contact Surface: tin， : Socket Connector Female Connector， Number of Potentials: 7， Number of Rows: 1， number_of_bits: 7， Connection Quantity: 7， Product Series: DB2EKM， : 3.81 mm， Wiring Method: Screw connection with pressure plate， Screw Head Specification: L Slotted， wire／PCBConnection Direction: 0 °， Number of solder pins per potential: 1， Mating System: COMBICON DB7EKM， interlock: Screw Fastening， install: Threaded Flange， Packaging Type: Carton Packaging |  | Industrial | [13 empty] | DB2EKM-3.81-7P-GN-S DORABO | [21 empty] | -40℃~105℃ | [28 empty] | https://www.unikeyic.com/media/datasheet/d7/e5/b14a/d7e5b14a6ec5cc93523349afc248e538.pdf | https://www.unikeyic.com/products/wire-splice-terminals/db2ekm-3-81-7p-gn-s/7647554.html
DB2EKM-3.81-9P-GN-S | DORABO | 100: 0.5377 | plug connector， Rated Cross Section: 1.5 mm2， colour: green， Nominal Operating Current: 8 A， rated_voltage(III/2): 160 V， Contact Surface: tin， : Socket Connector Female Connector， Number of Potentials: 9， Number of Rows: 1， number_of_bits: 9， Connection Quantity: 9， Product Series: DB2EKM， : 3.81 mm， Wiring Method: Screw connection with pressure plate， Screw Head Specification: L Slotted， wire／PCBConnection Direction: 0 °， Number of solder pins per potential: 1， Mating System: COMBICON DB9EKM， interlock: Screw Fastening， install: Threaded Flange， Packaging Type: Carton Packaging |  | Industrial | [13 empty] | DB2EKM-3.81-9P-GN-S DORABO | [21 empty] | -40℃~105℃ | [27 empty] | 2000 | https://www.unikeyic.com/media/datasheet/d7/e5/b14a/d7e5b14a6ec5cc93523349afc248e538.pdf | https://www.unikeyic.com/products/wire-splice-terminals/db2ekm-3-81-9p-gn-s/17085863.html
DB2EKM-5.08-16P-GN-S | DORABO | 1: 1.3467 10: 1.1448 30: 1.0224 100: 0.8561 500: 0.8007 1,000: 0.7765 | Pluggable Connector, 2.5mm², Green, 12A, 320V, Tin, Receptacle, 16-Pin, 5.08mm Pitch, Screw Terminal, L-Slot, 0°, No Lock, DB2EKM, COMBICON, Screw Lock, Flange Mount |  | Industrial | [13 empty] | DB2EKM-5.08-16P-GN-S DORABO | [21 empty] | -40℃~105℃ | [28 empty] | https://www.unikeyic.com/media/datasheet/28/e6/4019/28e64019af6b10cbbed45069e1a75761.pdf | https://www.unikeyic.com/products/wire-splice-terminals/db2ekm-5-08-16p-gn-s/7611487.html
DB2EKM-7.62-2P-GN-S | DORABO | 100: 0.2394 | plug connector， Rated Cross Section: 2.5 mm2， colour: green， Nominal Operating Current: 12 A， rated_voltage(III/2): 630 V， Contact Surface: tin， : Socket Connector Female Connector， Number of Potentials: 2， Number of Rows: 1， number_of_bits: 2， Connection Quantity: 2， Product Series: DB2EKM， : 7.62 mm， Wiring Method: Screw connection with pressure plate， Screw Head Specification: L Slotted， wire／PCBConnection Direction: 0 °， Latch Lock: - Without Latch Lock， Mating System: COMBICON DB2EKM， interlock: Screw Fastening， install: Threaded Flange， Packaging Type: Carton Packaging |  | Industrial | [13 empty] | DB2EKM-7.62-2P-GN-S DORABO | [21 empty] | -40℃~105℃ | [27 empty] | 2000 | https://www.unikeyic.com/media/datasheet/7f/7b/93f8/7f7b93f8ac81ac5903eceb37e869f1b8.pdf | https://www.unikeyic.com/products/wire-splice-terminals/db2ekm-7-62-2p-gn-s/682478398.html
DB2EKM-7.62-4P-GN-S | DORABO | 1: 0.6611 10: 0.5668 30: 0.4841 100: 0.4205 600: 0.3839 1,000: 0.3657 | Pluggable Terminal Block, 2.5mm², Green, 12A, 630V, Tin Plated, Receptacle, 4 Pos, 7.62mm Pitch, Screw, L Slot, Threaded Mount, COMBICON DB2EKM | [15 empty] | DB2EKM-7.62-4P-GN-S DORABO | [50 empty] | https://www.unikeyic.com/media/datasheet/7f/7b/93f8/7f7b93f8ac81ac5903eceb37e869f1b8.pdf | https://www.unikeyic.com/products/wire-splice-terminals/db2ekm-7-62-4p-gn-s/682960313.html
DB2EKM-7.62-6P-GN-S | DORABO | 1: 0.97 10: 0.8099 30: 0.7237 | plug connector， Rated Cross Section: 2.5 mm2， colour: green， Nominal Operating Current: 12 A， rated_voltage(III/2): 630 V， Contact Surface: tin， : Socket Connector Female Connector， Number of Potentials: 6， Number of Rows: 1， number_of_bits: 6， Connection Quantity: 6， Product Series: DB2EKM， : 7.62 mm， Wiring Method: Screw connection with pressure plate， Screw Head Specification: L Slotted， wire／PCBConnection Direction: 0 °， Latch Lock: - Without Latch Lock， Mating System: COMBICON DB2EKM， interlock: Screw Fastening， install: Threaded Flange， Packaging Type: Carton Packaging |  | Industrial | [13 empty] | DB2EKM-7.62-6P-GN-S DORABO | [21 empty] | -40℃~105℃ | [28 empty] | https://www.unikeyic.com/media/datasheet/7f/7b/93f8/7f7b93f8ac81ac5903eceb37e869f1b8.pdf | https://www.unikeyic.com/products/wire-splice-terminals/db2ekm-7-62-6p-gn-s/683050320.html
DB2EKN-3.5-8P-GN | DORABO | 1: 1.2835 10: 1.0751 30: 0.96 200: 0.7465 400: 0.6896 | plug connector， Rated Cross Section: 1.5 mm2， colour: green， rated_current: 8 A， rated_voltage(III/2): 160 V， Contact Surface: tin， : Socket Connector Female Connector， Number of Potentials: 8， Number of Rows: 1， number_of_bits: 8， Connection Quantity: 8， Product Series: DB2EKN， : 3.5 mm， Wiring Method: Push-in Spring Connection， wire／PCBConnection Direction: 0 °， Mating System: COMBICON DB2EKN， interlock: Without， install: Without， Packaging Type: Carton Packaging |  | Industrial | [13 empty] | DB2EKN-3.5-8P-GN DORABO | [21 empty] | -40℃~105℃ | [28 empty] | https://www.unikeyic.com/media/datasheet/74/67/89c8/746789c881382cdfe81b1c17c7938f31.pdf | https://www.unikeyic.com/products/wire-splice-terminals/db2ekn-3-5-8p-gn/17254334.html
DB2EKNM-3.5-3P-GN | DORABO | 100: 0.3677 | plug connector， Rated Cross Section: 1.5 mm2， colour: green， rated_current: 8 A， rated_voltage(III/2): 160 V， Contact Surface: tin， : Socket Connector Female Connector， Number of Potentials: 3， Number of Rows: 1， number_of_bits: 3， Connection Quantity: 3， Product Series: DB2EKNM， : 3.5 mm， Wiring Method: Push-in Spring Connection， wire／PCBConnection Direction: 0 °， Number of solder pins per potential: 1， Mating System: COMBICON DB2EKNM， interlock: Screw Fastening， install: Threaded Flange， Packaging Type: Carton Packaging | [15 empty] | DB2EKNM-3.5-3P-GN DORABO | [49 empty] | 2000 | https://www.unikeyic.com/media/datasheet/22/a3/4e58/22a34e587cc53196f9494c832696ad2d.pdf | https://www.unikeyic.com/products/wire-splice-terminals/db2eknm-3-5-3p-gn/682926391.html
DB2EKR-5.08-4P-GN-S | DORABO | 1: 0.4109 10: 0.4011 30: 0.3951 100: 0.3882 | plug connector， Rated Cross Section: 2.5 mm2， colour: green， rated_current: 12 A， rated_voltage(III/2): 320 V， Contact Surface: tin， : ， Number of Potentials: 4， Number of Rows: 1， number_of_bits: 4， Connection Quantity: 4， Product Series: DB2EKR， : 5.08 mm， Wiring Method: Screw connection with pressure plate， Screw Head Specification: L Slotted， wire／PCBConnection Direction: 0 °， Latch Lock: - Without Latch Lock， Mating System: COMBICON DB2EKR， interlock: Without， install: Without， Packaging Type: Carton Packaging |  | Industrial | [13 empty] | DB2EKR-5.08-4P-GN-S DORABO | [21 empty] | -40℃~105℃ | [28 empty] | https://www.unikeyic.com/media/datasheet/a6/6a/2f96/a66a2f9646847f8185da75219ffe9045.pdf | https://www.unikeyic.com/products/wire-splice-terminals/db2ekr-5-08-4p-gn-s/9962771.html
DB2EKR-5.08-9P-GN-S | DORABO | 1: 0.9144 10: 0.8939 30: 0.8782 | plug connector， Rated Cross Section: 2.5 mm2， colour: green， rated_current: 12 A， rated_voltage(III/2): 320 V， Contact Surface: tin， : ， Number of Potentials: 9， Number of Rows: 1， number_of_bits: 9， Connection Quantity: 9， Product Series: DB2EKR， : 5.08 mm， Wiring Method: Screw connection with pressure plate， Screw Head Specification: L Slotted， wire／PCBConnection Direction: 0 °， Latch Lock: - Without Latch Lock， Mating System: COMBICON DB2EKR， interlock: Without， install: Without， Packaging Type: Carton Packaging |  | Industrial | [13 empty] | DB2EKR-5.08-9P-GN-S DORABO | [21 empty] | -40℃~105℃ | [28 empty] | https://www.unikeyic.com/media/datasheet/a6/6a/2f96/a66a2f9646847f8185da75219ffe9045.pdf | https://www.unikeyic.com/products/wire-splice-terminals/db2ekr-5-08-9p-gn-s/7917284.html
DB2ER-5.08-10P-GN | DORABO | 5: 0.342 50: 0.2707 150: 0.2212 | PCB Housing， Rated Cross Section: 2.5 mm2， colour: green， Nominal Operating Current: 12 A， rated_voltage(III/2): 320 V， Contact Surface: tin， : ， Number of Potentials: 10， Number of Rows: 1， number_of_bits: 10， Connection Quantity: 10， Product Series:DB2ER ， : 5.08 mm， install: Wave Soldering， Pin Arrangement: Linear Arrangement， Soldering pins[P]: 3.5 mm， Number of solder pins per potential: 1， Mating System: COMBICON DB2ER ， Pin Connector Style Alignment: standard， interlock: Without， install: Without， Packaging Type: Carton Packaging |  | Industrial | [13 empty] | DB2ER-5.08-10P-GN DORABO | [16 empty] | Bracket mounting, board mount |  |  |  |  | -40℃~105℃ | [28 empty] | https://www.unikeyic.com/media/datasheet/62/78/f67e/6278f67e6adbe2c12bec87db1aa63dac.pdf | https://www.unikeyic.com/products/wire-splice-terminals/db2er-5-08-10p-gn/3531058.html
DB2ER-5.08-16P-GN | DORABO | 1: 0.4954 10: 0.4008 30: 0.3524 | PCB Housing， Rated Cross Section: 2.5 mm2， colour: green， Nominal Operating Current: 12 A， rated_voltage(III/2): 320 V， Contact Surface: tin， : ， Number of Potentials: 16， Number of Rows: 1， number_of_bits: 16， Connection Quantity: 16， Product Series:DB2ER ， : 5.08 mm， install: Wave Soldering， Pin Arrangement: Linear Arrangement， Soldering pins[P]: 3.5 mm， Number of solder pins per potential: 1， Mating System: COMBICON DB2ER ， Pin Connector Style Alignment: standard， interlock: Without， install: Without， Packaging Type: Carton Packaging |  | Industrial | [13 empty] | DB2ER-5.08-16P-GN DORABO | [16 empty] | Bracket mounting, board mount |  |  |  |  | -40℃~105℃ | [28 empty] | https://www.unikeyic.com/media/datasheet/62/78/f67e/6278f67e6adbe2c12bec87db1aa63dac.pdf | https://www.unikeyic.com/products/wire-splice-terminals/db2er-5-08-16p-gn/21912528.html
DB2ER-5.08-4P-BK | DORABO | 100: 0.0833 | PCB Housing， Rated Cross Section: 2.5 mm2， colour: Black， Nominal Operating Current: 12 A， rated_voltage(III/2): 320 V， Contact Surface: tin， : ， Number of Potentials: 4， Number of Rows: 1， number_of_bits: 4， Connection Quantity: 4， Product Series:DB2ER ， : 5.08 mm， install: Wave Soldering， Pin Arrangement: Linear Arrangement， Soldering pins[P]: 3.5 mm， Number of solder pins per potential: 1， Mating System: COMBICON DB2ER ， Pin Connector Style Alignment: standard， interlock: Without， install: Without， Packaging Type: Carton Packaging |  | Industrial | [13 empty] | DB2ER-5.08-4P-BK DORABO | [16 empty] | Bracket mounting, board mount |  |  |  |  | -40℃~105℃ | [27 empty] | 2000 | https://www.unikeyic.com/media/datasheet/62/78/f67e/6278f67e6adbe2c12bec87db1aa63dac.pdf | https://www.unikeyic.com/products/wire-splice-terminals/db2er-5-08-4p-bk/15756415.html
DB2ER-5.08-5P-BK | DORABO | 5: 0.2659 50: 0.2136 150: 0.191 500: 0.138 | PCB Housing DB2ER, 5 Pos, 12A, 320V, Tin, Black, 5.08mm Pitch, Wave Solder |  | Industrial | [13 empty] | DB2ER-5.08-5P-BK DORABO | [16 empty] | Bracket mounting, board mount |  |  |  |  | -40℃~105℃ | [28 empty] | https://www.unikeyic.com/media/datasheet/62/78/f67e/6278f67e6adbe2c12bec87db1aa63dac.pdf | https://www.unikeyic.com/products/wire-splice-terminals/db2er-5-08-5p-bk/24562876.html
DB2ERC-2.5-10P-BK | DORABO | 100: 0.2602 | PCBsocket， Rated Cross Section: 0.5 mm2， colour: Black， rated_current: 4 A， rated_voltage(III/2): 160 V， Contact Surface: tin， : ， Number of Potentials: 10， Number of Rows: 1， number_of_bits: 10， Connection Quantity: 10， Product Series: DB2ERC， : 2.5 mm， install: Wave Soldering， wire／PCBConnection Direction: 0 °， Pin Arrangement: Linear Arrangement， Soldering pins[P]: 3.5 mm， Number of solder pins per potential: 1， Mating System: COMBICON DB2ERC， Pin Connector Style Alignment: standard， interlock: Without， install: Without， Packaging Type: Carton Packaging | [15 empty] | DB2ERC-2.5-10P-BK DORABO | [49 empty] | 2000 | https://www.unikeyic.com/media/datasheet/7b/81/c15b/7b81c15b1cef741ab5fb493f0ff9ae46.pdf | https://www.unikeyic.com/products/wire-splice-terminals/db2erc-2-5-10p-bk/871033251.html
DB2ERC-2.5-12P-GN | DORABO | 1: 0.4082 10: 0.35 30: 0.299 100: 0.2596 600: 0.2371 1,000: 0.2258 | PCBsocket， Rated Cross Section: 0.5 mm2， colour: green， rated_current: 4 A， rated_voltage(III/2): 160 V， Contact Surface: tin， : ， Number of Potentials: 12， Number of Rows: 1， number_of_bits: 12， Connection Quantity: 12， Product Series: DB2ERC， : 2.5 mm， install: Wave Soldering， wire／PCBConnection Direction: 0 °， Pin Arrangement: Linear Arrangement， Soldering pins[P]: 3.5 mm， Number of solder pins per potential: 1， Mating System: COMBICON DB2ERC， Pin Connector Style Alignment: standard， interlock: Without， install: Without， Packaging Type: Carton Packaging |  | Industrial | [13 empty] | DB2ERC-2.5-12P-GN DORABO | [16 empty] | Bracket mounting, board mount |  |  |  |  | -40℃~105℃ | [28 empty] | https://www.unikeyic.com/media/datasheet/7b/81/c15b/7b81c15b1cef741ab5fb493f0ff9ae46.pdf | https://www.unikeyic.com/products/wire-splice-terminals/db2erc-2-5-12p-gn/7243734.html
DB2ERC-2.54-18P-GN | DORABO | 1: 0.6467 10: 0.5544 30: 0.4736 100: 0.4114 600: 0.3755 1,000: 0.3577 | PCBsocket， Rated Cross Section: 0.5 mm2， colour: green， rated_current: 4 A， rated_voltage(III/2): 160 V， Contact Surface: tin， : ， Number of Potentials: 18， Number of Rows: 1， number_of_bits: 18， Connection Quantity: 18， Product Series: DB2ERC， : 2.54 mm， install: Wave Soldering， wire／PCBConnection Direction: 0 °， Pin Arrangement: Linear Arrangement， Soldering pins[P]: 3.8 mm， Number of solder pins per potential: 1， Mating System: COMBICON DB2ERC， Pin Connector Style Alignment: standard， interlock: Without， install: Without， Packaging Type: Carton Packaging |  | Industrial | [13 empty] | DB2ERC-2.54-18P-GN DORABO | [16 empty] | Bracket mounting, board mount |  |  |  |  | -40℃~105℃ | [28 empty] | https://www.unikeyic.com/media/datasheet/eb/89/3b3f/eb893b3fea30048cb123d836d36b0e26.pdf | https://www.unikeyic.com/products/wire-splice-terminals/db2erc-2-54-18p-gn/683299699.html
DB2ERC-2.54-3P-BK | DORABO | 100: 0.0781 | PCBsocket， Rated Cross Section: 0.5 mm2， colour: Black， rated_current: 4 A， rated_voltage(III/2): 160 V， Contact Surface: tin， : ， Number of Potentials: 3， Number of Rows: 1， number_of_bits: 3， Connection Quantity: 3， Product Series: DB2ERC， : 2.54 mm， install: Wave Soldering， wire／PCBConnection Direction: 0 °， Pin Arrangement: Linear Arrangement， Soldering pins[P]: 3.8 mm， Number of solder pins per potential: 1， Mating System: COMBICON DB2ERC， Pin Connector Style Alignment: standard， interlock: Without， install: Without， Packaging Type: Carton Packaging | [15 empty] | DB2ERC-2.54-3P-BK DORABO | [49 empty] | 2000 | https://www.unikeyic.com/media/datasheet/eb/89/3b3f/eb893b3fea30048cb123d836d36b0e26.pdf | https://www.unikeyic.com/products/wire-splice-terminals/db2erc-2-54-3p-bk/871010450.html
DB2ERC-3.5-10P-BK | DORABO | 100: 0.2602 | PCB Housing， Rated Cross Section: 1.5 mm2， colour: Black， Nominal Operating Current: 8 A， rated_voltage(III/2): 160 V， Contact Surface: tin， : ， Number of Potentials: 10， Number of Rows: 1， number_of_bits: 10， Connection Quantity: 10， Product Series:DB2ERC， : 3.5 mm， install: Wave Soldering， Pin Arrangement: Linear Arrangement， Soldering pins[P]: 3.4 mm， Number of solder pins per potential: 1， Mating System: COMBICON DB2ERC， Pin Connector Style Alignment: standard， interlock: Without， install: Without， Packaging Type: Carton Packaging | [15 empty] | DB2ERC-3.5-10P-BK DORABO | [49 empty] | 2000 | https://www.unikeyic.com/media/datasheet/6b/62/7fb1/6b627fb1d3cdc1999d482e893d3564a1.pdf | https://www.unikeyic.com/products/wire-splice-terminals/db2erc-3-5-10p-bk/871028318.html
DB2ERC-3.5-13P-GN | DORABO | 1: 0.411 10: 0.3524 30: 0.301 100: 0.2614 600: 0.2387 1,000: 0.2273 | PCB Housing， Rated Cross Section: 1.5 mm2， colour: green， Nominal Operating Current: 8 A， rated_voltage(III/2): 160 V， Contact Surface: tin， : ， Number of Potentials: 13， Number of Rows: 1， number_of_bits: 13， Connection Quantity: 13， Product Series:DB2ERC， : 3.5 mm， install: Wave Soldering， Pin Arrangement: Linear Arrangement， Soldering pins[P]: 3.4 mm， Number of solder pins per potential: 1， Mating System: COMBICON DB2ERC， Pin Connector Style Alignment: standard， interlock: Without， install: Without， Packaging Type: Carton Packaging |  | Industrial | [13 empty] | DB2ERC-3.5-13P-GN DORABO | [16 empty] | Bracket mounting, board mount |  |  |  |  | -40℃~105℃ | [28 empty] | https://www.unikeyic.com/media/datasheet/6b/62/7fb1/6b627fb1d3cdc1999d482e893d3564a1.pdf | https://www.unikeyic.com/products/wire-splice-terminals/db2erc-3-5-13p-gn/24983425.html
DB2ERC-3.5-18P-GN | DORABO | 1: 0.5691 10: 0.4879 30: 0.4168 100: 0.362 600: 0.3305 1,000: 0.3147 | PCB Housing， Rated Cross Section: 1.5 mm2， colour: green， Nominal Operating Current: 8 A， rated_voltage(III/2): 160 V， Contact Surface: tin， : ， Number of Potentials: 18， Number of Rows: 1， number_of_bits: 18， Connection Quantity: 18， Product Series:DB2ERC， : 3.5 mm， install: Wave Soldering， Pin Arrangement: Linear Arrangement， Soldering pins[P]: 3.4 mm， Number of solder pins per potential: 1， Mating System: COMBICON DB2ERC， Pin Connector Style Alignment: standard， interlock: Without， install: Without， Packaging Type: Carton Packaging |  | Industrial | [13 empty] | DB2ERC-3.5-18P-GN DORABO | [16 empty] | Bracket mounting, board mount |  |  |  |  | -40℃~105℃ | [28 empty] | https://www.unikeyic.com/media/datasheet/6b/62/7fb1/6b627fb1d3cdc1999d482e893d3564a1.pdf | https://www.unikeyic.com/products/wire-splice-terminals/db2erc-3-5-18p-gn/9716781.html
DB2ERC-3.5-20P-GN | DORABO | 100: 0.3816 | PCB Housing， Rated Cross Section: 1.5 mm2， colour: green， Nominal Operating Current: 8 A， rated_voltage(III/2): 160 V， Contact Surface: tin， : ， Number of Potentials: 20， Number of Rows: 1， number_of_bits: 20， Connection Quantity: 20， Product Series:DB2ERC， : 3.5 mm， install: Wave Soldering， Pin Arrangement: Linear Arrangement， Soldering pins[P]: 3.4 mm， Number of solder pins per potential: 1， Mating System: COMBICON DB2ERC， Pin Connector Style Alignment: standard， interlock: Without， install: Without， Packaging Type: Carton Packaging | [15 empty] | DB2ERC-3.5-20P-GN DORABO | [49 empty] | 2000 | https://www.unikeyic.com/media/datasheet/6b/62/7fb1/6b627fb1d3cdc1999d482e893d3564a1.pdf | https://www.unikeyic.com/products/wire-splice-terminals/db2erc-3-5-20p-gn/871011487.html
DB2ERC-3.5-3P-BK | DORABO | 5: 0.1368 50: 0.1125 150: 0.0925 500: 0.0833 3,000: 0.076 5,000: 0.0715 | PCB Housing， Rated Cross Section: 1.5 mm2， colour: Black， rated_current: 8 A， rated_voltage(III/2): 160 V， Contact Surface: tin， : ， Number of Potentials: 3， Number of Rows: 1， number_of_bits: 3， Connection Quantity: 3， Product Series: DB2ERC， : 3.5 mm， Screw Head Specification: L Slotted， install: Wave Soldering， Pin Arrangement: Linear Arrangement， Soldering pins[P]: 3.5 mm， Number of solder pins per potential: 1， Mating System: COMBICON DB2ERC， Pin Connector Style Alignment: standard， interlock: Without， install: Without， Packaging Type: Carton Packaging | [15 empty] | DB2ERC-3.5-3P-BK DORABO | [50 empty] | https://www.unikeyic.com/media/datasheet/6b/62/7fb1/6b627fb1d3cdc1999d482e893d3564a1.pdf | https://www.unikeyic.com/products/wire-splice-terminals/db2erc-3-5-3p-bk/682118769.html
DB2ERC-3.5-4P-BK | DORABO | 5: 0.1824 50: 0.15 150: 0.1234 500: 0.1112 3,000: 0.1013 5,000: 0.0954 | PCB Housing， Rated Cross Section: 1.5 mm2， colour: Black， rated_current: 8 A， rated_voltage(III/2): 160 V， Contact Surface: tin， : ， Number of Potentials: 4， Number of Rows: 1， number_of_bits: 4， Connection Quantity: 4， Product Series: DB2ERC， : 3.5 mm， Screw Head Specification: L Slotted， install: Wave Soldering， Pin Arrangement: Linear Arrangement， Soldering pins[P]: 3.5 mm， Number of solder pins per potential: 1， Mating System: COMBICON DB2ERC， Pin Connector Style Alignment: standard， interlock: Without， install: Without， Packaging Type: Carton Packaging |  | Industrial | [13 empty] | DB2ERC-3.5-4P-BK DORABO | [16 empty] | Bracket mounting, board mount |  |  |  |  | -40℃~105℃ | [28 empty] | https://www.unikeyic.com/media/datasheet/6b/62/7fb1/6b627fb1d3cdc1999d482e893d3564a1.pdf | https://www.unikeyic.com/products/wire-splice-terminals/db2erc-3-5-4p-bk/20173168.html
DB2ERC-3.81-17P-GN | DORABO | 1: 0.4886 10: 0.4189 30: 0.3578 100: 0.3107 600: 0.2838 1,000: 0.2703 | PCB Housing， Rated Cross Section: 1.5 mm2， colour: green， Nominal Operating Current: 8 A， rated_voltage(III/2): 160 V， Contact Surface: tin， : ， Number of Potentials: 17， Number of Rows: 1， number_of_bits: 17， Connection Quantity: 17， Product Series:DB2ERC， : 3.81 mm， install: Wave Soldering， Pin Arrangement: Linear Arrangement， Soldering pins[P]: 3.4 mm， Number of solder pins per potential: 1， Mating System: COMBICON DB2ERC， Pin Connector Style Alignment: standard， interlock: Without， install: Without， Packaging Type: Carton Packaging |  | Industrial | [13 empty] | DB2ERC-3.81-17P-GN DORABO | [16 empty] | Bracket mounting, board mount |  |  |  |  | -40℃~105℃ | [28 empty] | https://www.unikeyic.com/media/datasheet/bd/e0/3357/bde033573dbead110b7b92fb28159758.pdf | https://www.unikeyic.com/products/wire-splice-terminals/db2erc-3-81-17p-gn/26673766.html
DB2ERC-3.81-8P-BK | DORABO | 1: 0.3449 10: 0.2956 30: 0.2526 100: 0.2194 600: 0.2003 1,000: 0.1908 | PCB Housing， Rated Cross Section: 1.5 mm2， colour: Black， Nominal Operating Current: 8 A， rated_voltage(III/2): 160 V， Contact Surface: tin， : ， Number of Potentials: 8， Number of Rows: 1， number_of_bits: 8， Connection Quantity: 8， Product Series:DB2ERC， : 3.81 mm， install: Wave Soldering， Pin Arrangement: Linear Arrangement， Soldering pins[P]: 3.4 mm， Number of solder pins per potential: 1， Mating System: COMBICON DB2ERC， Pin Connector Style Alignment: standard， interlock: Without， install: Without， Packaging Type: Carton Packaging | [15 empty] | DB2ERC-3.81-8P-BK DORABO | [50 empty] | https://www.unikeyic.com/media/datasheet/bd/e0/3357/bde033573dbead110b7b92fb28159758.pdf | https://www.unikeyic.com/products/wire-splice-terminals/db2erc-3-81-8p-bk/682802105.html
DB2ERC-5.0-16P-GN | DORABO | 1: 0.5348 10: 0.4308 30: 0.3781 100: 0.3247 | PCB Housing， Rated Cross Section: 2.5 mm2， colour: green， rated_current: 12 A， rated_voltage(III/2): 320 V， Contact Surface: tin， : ， Number of Potentials: 16， Number of Rows: 1， number_of_bits: 16， Connection Quantity: 16， Product Series: DB2ERC， : 5 mm， install: Wave Soldering， Pin Arrangement: Linear Arrangement， Soldering pins[P]: 3.5 mm， Number of solder pins per potential: 1， Mating System: COMBICON DB2ERC， Pin Connector Style Alignment: standard， interlock: Without， install: Without， Packaging Type: Carton Packaging | [15 empty] | DB2ERC-5.0-16P-GN DORABO | [50 empty] | https://www.unikeyic.com/media/datasheet/e2/58/3a37/e2583a37003882c3384e662893aa1f49.pdf | https://www.unikeyic.com/products/wire-splice-terminals/db2erc-5-0-16p-gn/682272393.html
DB2ERC-5.0-3P-GN | DORABO | 5: 0.1034 50: 0.0811 150: 0.0703 | PCB Housing， Rated Cross Section: 2.5 mm2， colour: green， rated_current: 12 A， rated_voltage(III/2): 320 V， Contact Surface: tin， : ， Number of Potentials: 3， Number of Rows: 1， number_of_bits: 3， Connection Quantity: 3， Product Series: DB2ERC， : 5 mm， install: Wave Soldering， Pin Arrangement: Linear Arrangement， Soldering pins[P]: 3.5 mm， Number of solder pins per potential: 1， Mating System: COMBICON DB2ERC， Pin Connector Style Alignment: standard， interlock: Without， install: Without， Packaging Type: Carton Packaging | [15 empty] | DB2ERC-5.0-3P-GN DORABO | [50 empty] | https://www.unikeyic.com/media/datasheet/e2/58/3a37/e2583a37003882c3384e662893aa1f49.pdf | https://www.unikeyic.com/products/wire-splice-terminals/db2erc-5-0-3p-gn/682870958.html
DB2ERC-5.0-4P-GN | DORABO | 100: 0.0763 | PCB Housing， Rated Cross Section: 2.5 mm2， colour: green， rated_current: 12 A， rated_voltage(III/2): 320 V， Contact Surface: tin， : ， Number of Potentials: 4， Number of Rows: 1， number_of_bits: 4， Connection Quantity: 4， Product Series: DB2ERC， : 5 mm， install: Wave Soldering， Pin Arrangement: Linear Arrangement， Soldering pins[P]: 3.5 mm， Number of solder pins per potential: 1， Mating System: COMBICON DB2ERC， Pin Connector Style Alignment: standard， interlock: Without， install: Without， Packaging Type: Carton Packaging | [15 empty] | DB2ERC-5.0-4P-GN DORABO | [49 empty] | 2000 | https://www.unikeyic.com/media/datasheet/e2/58/3a37/e2583a37003882c3384e662893aa1f49.pdf | https://www.unikeyic.com/products/wire-splice-terminals/db2erc-5-0-4p-gn/683360224.html
DB2ERC-5.08-13P-GN | DORABO | 1: 0.45 10: 0.3557 30: 0.3143 100: 0.2519 | PCB Housing， Rated Cross Section: 2.5 mm2， colour: green， Nominal Operating Current: 16 A (See Temperature Derating Curve)， rated_voltage(III/2): 320 V， Contact Surface: tin， : ， Number of Potentials: 13， Number of Rows: 1， number_of_bits: 13， Connection Quantity: 13， Product Series: DB2ERC ， : 5.08 mm， install: Wave Soldering， Pin Arrangement: Linear Arrangement， Soldering pins[P]: 3.5 mm， Number of solder pins per potential: 1， Mating System: COMBICON DB2ERC ， Pin Connector Style Alignment: standard， interlock: Without， install: Without， Packaging Type: Carton Packaging |  | Industrial | [13 empty] | DB2ERC-5.08-13P-GN DORABO | [16 empty] | Bracket mounting, board mount |  |  |  |  | -40℃~105℃ | [28 empty] | https://www.unikeyic.com/media/datasheet/8a/f0/d731/8af0d73129c605dc67db94ac8d9d0df8.pdf | https://www.unikeyic.com/products/wire-splice-terminals/db2erc-5-08-13p-gn/28235043.html
DB2ERC-5.08-14P-GN | DORABO | 1: 0.4825 10: 0.3822 30: 0.3388 100: 0.2709 | PCB Housing， Rated Cross Section: 2.5 mm2， colour: green， Nominal Operating Current: 16 A (See Temperature Derating Curve)， rated_voltage(III/2): 320 V， Contact Surface: tin， : ， Number of Potentials: 14， Number of Rows: 1， number_of_bits: 14， Connection Quantity: 14， Product Series: DB2ERC ， : 5.08 mm， install: Wave Soldering， Pin Arrangement: Linear Arrangement， Soldering pins[P]: 3.5 mm， Number of solder pins per potential: 1， Mating System: COMBICON DB2ERC ， Pin Connector Style Alignment: standard， interlock: Without， install: Without， Packaging Type: Carton Packaging |  | Industrial | [13 empty] | DB2ERC-5.08-14P-GN DORABO | [16 empty] | Bracket mounting, board mount |  |  |  |  | -40℃~105℃ | [28 empty] | https://www.unikeyic.com/media/datasheet/8a/f0/d731/8af0d73129c605dc67db94ac8d9d0df8.pdf | https://www.unikeyic.com/products/wire-splice-terminals/db2erc-5-08-14p-gn/15982466.html
DB2ERC-5.08-16P-GN | DORABO | 1: 0.5256 10: 0.4257 30: 0.3768 | PCB Housing， Rated Cross Section: 2.5 mm2， colour: green， Nominal Operating Current: 16 A (See Temperature Derating Curve)， rated_voltage(III/2): 320 V， Contact Surface: tin， : ， Number of Potentials: 16， Number of Rows: 1， number_of_bits: 16， Connection Quantity: 16， Product Series: DB2ERC ， : 5.08 mm， install: Wave Soldering， Pin Arrangement: Linear Arrangement， Soldering pins[P]: 3.5 mm， Number of solder pins per potential: 1， Mating System: COMBICON DB2ERC ， Pin Connector Style Alignment: standard， interlock: Without， install: Without， Packaging Type: Carton Packaging |  | Industrial | [13 empty] | DB2ERC-5.08-16P-GN DORABO | [16 empty] | Bracket mounting, board mount |  |  |  |  | -40℃~105℃ | [28 empty] | https://www.unikeyic.com/media/datasheet/8a/f0/d731/8af0d73129c605dc67db94ac8d9d0df8.pdf | https://www.unikeyic.com/products/wire-splice-terminals/db2erc-5-08-16p-gn/10293150.html
DB2ERC-5.08-24P-GN | DORABO | 1: 0.7243 10: 0.6209 30: 0.5304 100: 0.4607 600: 0.4207 1,000: 0.4006 | PCB Housing， Rated Cross Section: 2.5 mm2， colour: green， Nominal Operating Current: 16 A (See Temperature Derating Curve)， rated_voltage(III/2): 320 V， Contact Surface: tin， : ， Number of Potentials: 24， Number of Rows: 1， number_of_bits: 24， Connection Quantity: 24， Product Series: DB2ERC ， : 5.08 mm， install: Wave Soldering， Pin Arrangement: Linear Arrangement， Soldering pins[P]: 3.5 mm， Number of solder pins per potential: 1， Mating System: COMBICON DB2ERC ， Pin Connector Style Alignment: standard， interlock: Without， install: Without， Packaging Type: Carton Packaging |  | Industrial | [13 empty] | DB2ERC-5.08-24P-GN DORABO | [16 empty] | Bracket mounting, board mount |  |  |  |  | -40℃~105℃ | [28 empty] | https://www.unikeyic.com/media/datasheet/8a/f0/d731/8af0d73129c605dc67db94ac8d9d0df8.pdf | https://www.unikeyic.com/products/wire-splice-terminals/db2erc-5-08-24p-gn/683343343.html
DB2ERC-5.08-6P-BK | DORABO | 5: 0.286 50: 0.2244 150: 0.1981 | PCB Housing， Rated Cross Section: 2.5 mm2， colour: Black， Nominal Operating Current: 16 A (See Temperature Derating Curve)， rated_voltage(III/2): 320 V， Contact Surface: tin， : ， Number of Potentials: 6， Number of Rows: 1， number_of_bits: 6， Connection Quantity: 2， Product Series: DB2ERC ， : 5.08 mm， install: Wave Soldering， Pin Arrangement: Linear Arrangement， Soldering pins[P]: 3.5 mm， Number of solder pins per potential: 1， Mating System: COMBICON DB2ERC ， Pin Connector Style Alignment: standard， interlock: Without， install: Without， Packaging Type: Carton Packaging |  | Industrial | [13 empty] | DB2ERC-5.08-6P-BK DORABO | [16 empty] | Bracket mounting, board mount |  |  |  |  | -40℃~105℃ | [28 empty] | https://www.unikeyic.com/media/datasheet/8a/f0/d731/8af0d73129c605dc67db94ac8d9d0df8.pdf | https://www.unikeyic.com/products/wire-splice-terminals/db2erc-5-08-6p-bk/13593058.html
DB2ERC-7.62-5P-GN | DORABO | 5: 0.2446 50: 0.2013 150: 0.1656 500: 0.1491 3,000: 0.1359 5,000: 0.128 | PCB Housing， Rated Cross Section: 2.5 mm2， colour: green， Nominal Operating Current: 16 A， rated_voltage(III/2): 630 V， Contact Surface: tin， : ， Number of Potentials: 5， Number of Rows: 1， number_of_bits: 5， Connection Quantity: 5， Product Series: DB2ERC ， : 7.62 mm， install: Wave Soldering， Pin Arrangement: Linear Arrangement， Soldering pins[P]: 3.2 mm， Number of solder pins per potential: 1， Mating System: COMBICON DB2ERC ， Pin Connector Style Alignment: standard， interlock: Without， install: Without， Packaging Type: Carton Packaging |  | Industrial | [13 empty] | DB2ERC-7.62-5P-GN DORABO | [16 empty] | Bracket mounting, board mount |  |  |  |  | -40℃~105℃ | [28 empty] | https://www.unikeyic.com/media/datasheet/2f/2b/829f/2f2b829f6ea5a577f7ced4b822faf18b.pdf | https://www.unikeyic.com/products/wire-splice-terminals/db2erc-7-62-5p-gn/2698370.html
DB2ERH-3.81-2*5P-GN | DORABO | 1: 0.7279 10: 0.5908 30: 0.5243 100: 0.4566 | PCB Housing， Rated Cross Section: 1.5 mm2， colour: green， rated_current: 8 A， rated_voltage(III/2): 160 V， Contact Surface: tin， : ， Number of Potentials: 10， Number of Rows: 2， number_of_bits: 10， Connection Quantity: 10， Product Series: DB2ERH， : 3.81 mm， install: Wave Soldering， Pin Arrangement: Linear Arrangement， Soldering pins[P]: 3.5 mm， Number of solder pins per potential: 1， Mating System: COMBICON DB2ERH， Pin Connector Style Alignment: standard， interlock: Without， install: Without， Packaging Type: Carton Packaging， When withDB2EWhen used in combination with plug，Must be used simultaneouslyDB2EKandDB2EKDplug |  | Industrial | [13 empty] | DB2ERH-3.81-2*5P-GN DORABO | [16 empty] | Bracket mounting, board mount |  |  |  |  | -40℃~105℃ | [28 empty] | https://www.unikeyic.com/media/datasheet/46/2c/338f/462c338f55037e49f04b6bbef23d7ba6.pdf | https://www.unikeyic.com/products/wire-splice-terminals/db2erh-3-81-2-5p-gn/9459857.html
DB2ERH-5.08-2*4P-GN | DORABO | 100: 0.3191 | PCB Housing， Rated Cross Section: 2.5 mm2， colour: green， rated_current: 10 A， rated_voltage(III/2): 320 V， Contact Surface: tin， : ， Number of Potentials: 8， Number of Rows: 2， number_of_bits: 8， Connection Quantity: 8， Product Series: DB2ERH， : 5.08 mm， install: Wave Soldering， Pin Arrangement: Linear Arrangement， Soldering pins[P]: 3.5 mm， Number of solder pins per potential: 1， Mating System: COMBICON DB2ERH， Pin Connector Style Alignment: standard， interlock: Without， install: Without， Packaging Type: Carton Packaging， andDB2EKOrDB2EKDWhen plug component is used in combination，Must be used simultaneouslyDB2EK（OrDB2EKD）andDB2EKplug（OrDB2EKD | [15 empty] | DB2ERH-5.08-2*4P-GN DORABO | [49 empty] | 2000 | https://www.unikeyic.com/media/datasheet/11/ea/f3a5/11eaf3a546cf8f5f1e4bbb51a1432351.pdf | https://www.unikeyic.com/products/wire-splice-terminals/db2erh-5-08-2-4p-gn/683072202.html
DB2ERHM-3.81-2*12P-GN | DORABO | 100: 1.1274 | PCB Housing， Rated Cross Section: 1.5 mm2， colour: green， Nominal Operating Current: 8 A， rated_voltage(III/2): 160 V， Contact Surface: tin， : ， Number of Potentials: 24， Number of Rows: 2， number_of_bits: 24， Connection Quantity: 24， Product Series: DB2ERHM， : 3.81 mm， install: Wave Soldering， Pin Arrangement: Linear Arrangement， Soldering pins[P]: 3.5 mm， Number of solder pins per potential: 1， Mating System: COMBICON DB2ERHM， Pin Connector Style Alignment: standard， interlock: Screw Fastening， install: Screw Flange， Packaging Type: Carton Packaging， When withDB2EKMWhen used in combination with plug，Must be used simultaneouslyDB2EKMandDB2EKDMplug | [15 empty] | DB2ERHM-3.81-2*12P-GN DORABO | [49 empty] | 2000 | https://www.unikeyic.com/media/datasheet/df/ab/d0fd/dfabd0fd7b3295badc7263f89c8040cf.pdf | https://www.unikeyic.com/products/wire-splice-terminals/db2erhm-3-81-2-12p-gn/681965249.html
DB2ERHM-3.81-2*2P-GN | DORABO | 100: 0.2602 | PCB Housing, DB2ERHM Series, COMBICON, 4 Pos, 2 Rows, 4 Circuits, 3.81mm Pitch, Tin Plated, Through-Hole Wave Solder, Straight Pin Arrangement, 3.5mm Pin Length, 1 Pin/Potential, Screw Lock, Flange Mount, Cardboard Pkg, Use with DB2EKM Plug & DB2EKDM Plug | [15 empty] | DB2ERHM-3.81-2*2P-GN DORABO | [49 empty] | 2000 | https://www.unikeyic.com/media/datasheet/df/ab/d0fd/dfabd0fd7b3295badc7263f89c8040cf.pdf | https://www.unikeyic.com/products/wire-splice-terminals/db2erhm-3-81-2-2p-gn/682469699.html
DB2ERHM-3.81-2*3P-GN | DORABO | 1: 0.6402 10: 0.5192 30: 0.4607 | PCB Housing， Rated Cross Section: 1.5 mm2， colour: green， Nominal Operating Current: 8 A， rated_voltage(III/2): 160 V， Contact Surface: tin， : ， Number of Potentials: 6， Number of Rows: 2， number_of_bits: 6， Connection Quantity: 6， Product Series: DB2ERHM， : 3.81 mm， install: Wave Soldering， Pin Arrangement: Linear Arrangement， Soldering pins[P]: 3.5 mm， Number of solder pins per potential: 1， Mating System: COMBICON DB2ERHM， Pin Connector Style Alignment: standard， interlock: Screw Fastening， install: Screw Flange， Packaging Type: Carton Packaging， When withDB2EKMWhen used in combination with plug，Must be used simultaneouslyDB2EKMandDB2EKDMplug |  | Industrial | [13 empty] | DB2ERHM-3.81-2*3P-GN DORABO | [16 empty] | Bracket mounting, board mount |  |  |  |  | -40℃~105℃ | [28 empty] | https://www.unikeyic.com/media/datasheet/df/ab/d0fd/dfabd0fd7b3295badc7263f89c8040cf.pdf | https://www.unikeyic.com/products/wire-splice-terminals/db2erhm-3-81-2-3p-gn/681991234.html
DB2ERHM-3.81-2*6P-GN | DORABO | 1: 1.0165 10: 0.8451 30: 0.7507 | PCB Housing， Rated Cross Section: 1.5 mm2， colour: green， Nominal Operating Current: 8 A， rated_voltage(III/2): 160 V， Contact Surface: tin， : ， Number of Potentials: 12， Number of Rows: 2， number_of_bits: 12， Connection Quantity: 12， Product Series: DB2ERHM， : 3.81 mm， install: Wave Soldering， Pin Arrangement: Linear Arrangement， Soldering pins[P]: 3.5 mm， Number of solder pins per potential: 1， Mating System: COMBICON DB2ERHM， Pin Connector Style Alignment: standard， interlock: Screw Fastening， install: Screw Flange， Packaging Type: Carton Packaging， When withDB2EKMWhen used in combination with plug，Must be used simultaneouslyDB2EKMandDB2EKDMplug | [15 empty] | DB2ERHM-3.81-2*6P-GN DORABO | [50 empty] | https://www.unikeyic.com/media/datasheet/df/ab/d0fd/dfabd0fd7b3295badc7263f89c8040cf.pdf | https://www.unikeyic.com/products/wire-splice-terminals/db2erhm-3-81-2-6p-gn/682165789.html
DB2ERM-3.5-12P-GN | DORABO | 1: 0.4943 10: 0.4054 30: 0.3576 100: 0.3135 500: 0.2737 1,000: 0.2604 | PCB Housing， Rated Cross Section: 1.5 mm2， colour: green， Nominal Operating Current: 8 A， rated_voltage(III/2): 160 V， Contact Surface: tin， : ， Number of Potentials: 12， Number of Rows: 1， number_of_bits: 12， Connection Quantity: 12， Product Series: DB2ERM， : 3.5 mm， install: Wave Soldering， Pin Arrangement: Linear Arrangement， Soldering pins[P]: 3.4 mm， Number of solder pins per potential: 1， Mating System: COMBICON DB2ERM， Pin Connector Style Alignment: standard， interlock: Screw Fastening， install: Screw Flange， Packaging Type: Carton Packaging |  | Industrial | [13 empty] | DB2ERM-3.5-12P-GN DORABO | [16 empty] | Bracket mounting, board mount |  |  |  |  | -40℃~105℃ | [28 empty] | https://www.unikeyic.com/media/datasheet/b2/fb/086c/b2fb086c034c57e8d25a50ba6c3e6f2a.pdf | https://www.unikeyic.com/products/wire-splice-terminals/db2erm-3-5-12p-gn/7548256.html
DB2ERM-3.5-16P-GN | DORABO | 1: 0.6352 10: 0.5445 30: 0.4651 100: 0.404 600: 0.3689 1,000: 0.3513 | PCB Housing， Rated Cross Section: 1.5 mm2， colour: green， Nominal Operating Current: 8 A， rated_voltage(III/2): 160 V， Contact Surface: tin， : ， Number of Potentials: 16， Number of Rows: 1， number_of_bits: 16， Connection Quantity: 16， Product Series: DB2ERM， : 3.5 mm， install: Wave Soldering， Pin Arrangement: Linear Arrangement， Soldering pins[P]: 3.4 mm， Number of solder pins per potential: 1， Mating System: COMBICON DB2ERM， Pin Connector Style Alignment: standard， interlock: Screw Fastening， install: Screw Flange， Packaging Type: Carton Packaging |  | Industrial | [13 empty] | DB2ERM-3.5-16P-GN DORABO | [16 empty] | Bracket mounting, board mount |  |  |  |  | -40℃~105℃ | [28 empty] | https://www.unikeyic.com/media/datasheet/b2/fb/086c/b2fb086c034c57e8d25a50ba6c3e6f2a.pdf | https://www.unikeyic.com/products/wire-splice-terminals/db2erm-3-5-16p-gn/683148433.html
DB2ERM-3.5-3P-GN | DORABO | 5: 0.1496 50: 0.1231 150: 0.1013 500: 0.0912 3,000: 0.0831 5,000: 0.0783 | PCB Housing， Rated Cross Section: 1.5 mm2， colour: green， Nominal Operating Current: 8 A， rated_voltage(III/2): 160 V， Contact Surface: tin， : ， Number of Potentials: 3， Number of Rows: 1， number_of_bits: 3， Connection Quantity: 3， Product Series: DB2ERM， : 3.5 mm， install: Wave Soldering， Pin Arrangement: Linear Arrangement， Soldering pins[P]: 3.4 mm， Number of solder pins per potential: 1， Mating System: COMBICON DB2ERM， Pin Connector Style Alignment: standard， interlock: Screw Fastening， install: Screw Flange， Packaging Type: Carton Packaging |  | Industrial | [13 empty] | DB2ERM-3.5-3P-GN DORABO | [16 empty] | Bracket mounting, board mount |  |  |  |  | -40℃~105℃ | [28 empty] | https://www.unikeyic.com/media/datasheet/b2/fb/086c/b2fb086c034c57e8d25a50ba6c3e6f2a.pdf | https://www.unikeyic.com/products/wire-splice-terminals/db2erm-3-5-3p-gn/30007932.html
DB2ERM-3.5-4P-GN | DORABO | 5: 0.1871 50: 0.1539 150: 0.1266 500: 0.114 3,000: 0.1039 5,000: 0.0979 | PCB Housing， Rated Cross Section: 1.5 mm2， colour: green， Nominal Operating Current: 8 A， rated_voltage(III/2): 160 V， Contact Surface: tin， : ， Number of Potentials: 4， Number of Rows: 1， number_of_bits: 4， Connection Quantity: 4， Product Series: DB2ERM， : 3.5 mm， install: Wave Soldering， Pin Arrangement: Linear Arrangement， Soldering pins[P]: 3.4 mm， Number of solder pins per potential: 1， Mating System: COMBICON DB2ERM， Pin Connector Style Alignment: standard， interlock: Screw Fastening， install: Screw Flange， Packaging Type: Carton Packaging |  | Industrial | [13 empty] | DB2ERM-3.5-4P-GN DORABO | [16 empty] | Bracket mounting, board mount |  |  |  |  | -40℃~105℃ | [28 empty] | https://www.unikeyic.com/media/datasheet/b2/fb/086c/b2fb086c034c57e8d25a50ba6c3e6f2a.pdf | https://www.unikeyic.com/products/wire-splice-terminals/db2erm-3-5-4p-gn/15407781.html
DB2ERM-3.81-12P-GN | DORABO | 1: 0.5289 10: 0.4379 30: 0.3931 100: 0.3497 500: 0.2966 1,000: 0.2822 | PCB Housing， Rated Cross Section: 1.5 mm2， colour: green， rated_current: 8 A， rated_voltage(III/2): 160 V， Contact Surface: tin， : ， Number of Potentials: 12， Number of Rows: 1， number_of_bits: 12， Connection Quantity: 12， Product Series: DB2ERM， : 3.81 mm， install: Wave Soldering， Pin Arrangement: Linear Arrangement， Soldering pins[P]: 3.4 mm， Number of solder pins per potential: 1， Mating System: COMBICON DB2ERM， Pin Connector Style Alignment: standard， interlock: Screw Fastening， install: Screw Flange， Packaging Type: Carton Packaging |  | Industrial | [13 empty] | DB2ERM-3.81-12P-GN DORABO | [16 empty] | Bracket mounting, board mount |  |  |  |  | -40℃~105℃ | [28 empty] | https://www.unikeyic.com/media/datasheet/9f/89/9052/9f8990522810e6be9fa09db03b1b4fb7.pdf | https://www.unikeyic.com/products/wire-splice-terminals/db2erm-3-81-12p-gn/650800.html
DB2ERM-3.81-14P-GN | DORABO | 1: 0.5761 10: 0.4608 30: 0.4038 100: 0.3482 | PCB Housing， Rated Cross Section: 1.5 mm2， colour: green， rated_current: 8 A， rated_voltage(III/2): 160 V， Contact Surface: tin， : ， Number of Potentials: 14， Number of Rows: 1， number_of_bits: 14， Connection Quantity: 14， Product Series: DB2ERM， : 3.81 mm， install: Wave Soldering， Pin Arrangement: Linear Arrangement， Soldering pins[P]: 3.4 mm， Number of solder pins per potential: 1， Mating System: COMBICON DB2ERM， Pin Connector Style Alignment: standard， interlock: Screw Fastening， install: Screw Flange， Packaging Type: Carton Packaging |  | Industrial | [13 empty] | DB2ERM-3.81-14P-GN DORABO | [16 empty] | Bracket mounting, board mount |  |  |  |  | -40℃~105℃ | [28 empty] | https://www.unikeyic.com/media/datasheet/9f/89/9052/9f8990522810e6be9fa09db03b1b4fb7.pdf | https://www.unikeyic.com/products/wire-splice-terminals/db2erm-3-81-14p-gn/30627452.html
DB2ERM-3.81-16P-GN | DORABO | 1: 0.6014 10: 0.5157 30: 0.4404 100: 0.3826 600: 0.3493 1,000: 0.3327 | PCB Housing， Rated Cross Section: 1.5 mm2， colour: green， rated_current: 8 A， rated_voltage(III/2): 160 V， Contact Surface: tin， : ， Number of Potentials: 16， Number of Rows: 1， number_of_bits: 16， Connection Quantity: 16， Product Series: DB2ERM， : 3.81 mm， install: Wave Soldering， Pin Arrangement: Linear Arrangement， Soldering pins[P]: 3.4 mm， Number of solder pins per potential: 1， Mating System: COMBICON DB2ERM， Pin Connector Style Alignment: standard， interlock: Screw Fastening， install: Screw Flange， Packaging Type: Carton Packaging |  | Industrial | [13 empty] | DB2ERM-3.81-16P-GN DORABO | [16 empty] | Bracket mounting, board mount |  |  |  |  | -40℃~105℃ | [28 empty] | https://www.unikeyic.com/media/datasheet/9f/89/9052/9f8990522810e6be9fa09db03b1b4fb7.pdf | https://www.unikeyic.com/products/wire-splice-terminals/db2erm-3-81-16p-gn/30489748.html
DB2ERM-3.81-8P-GN | DORABO | 1: 0.377 10: 0.304 30: 0.2726 100: 0.2351 500: 0.1978 1,000: 0.1869 | PCB Housing， Rated Cross Section: 1.5 mm2， colour: green， rated_current: 8 A， rated_voltage(III/2): 160 V， Contact Surface: tin， : ， Number of Potentials: 8， Number of Rows: 1， number_of_bits: 8 Connection Quantity: 8， Product Series: DB2ERM， : 3.81 mm， install: Wave Soldering， Pin Arrangement: Linear Arrangement， Soldering pins[P]: 3.4 mm， Number of solder pins per potential: 1， Mating System: COMBICON DB2ERM， Pin Connector Style Alignment: standard， interlock: Screw Fastening， install: Screw Flange， Packaging Type: Carton Packaging |  | Industrial | [13 empty] | DB2ERM-3.81-8P-GN DORABO | [16 empty] | Bracket mounting, board mount |  |  |  |  | -40℃~105℃ | [28 empty] | https://www.unikeyic.com/media/datasheet/9f/89/9052/9f8990522810e6be9fa09db03b1b4fb7.pdf | https://www.unikeyic.com/products/wire-splice-terminals/db2erm-3-81-8p-gn/17815725.html
DB2ERM-5.08-14P-GN | DORABO | 1: 0.6152 10: 0.5013 30: 0.4443 100: 0.359 | PCB Housing， Rated Cross Section: 2.5 mm2， colour: green， Nominal Operating Current: 12 A， rated_voltage(III/2): 320 V， Contact Surface: tin， : ， Number of Potentials: 14， Number of Rows: 1， number_of_bits: 14， Connection Quantity: 14， Product Series: DB2ERM， : 5.08 mm， install: Wave Soldering， Pin Arrangement: Linear Arrangement， Soldering pins[P]: 3.5 mm， Number of solder pins per potential: 1， Mating System: COMBICON DB2ERM， Pin Connector Style Alignment: standard， interlock: Screw Fastening， install: Screw Flange， Packaging Type: Carton Packaging |  | Industrial | [13 empty] | DB2ERM-5.08-14P-GN DORABO | [16 empty] | Bracket mounting, board mount |  |  |  |  | -40℃~105℃ | [28 empty] | https://www.unikeyic.com/media/datasheet/bc/2b/97b4/bc2b97b420ad6549e14fe6818f539724.pdf | https://www.unikeyic.com/products/wire-splice-terminals/db2erm-5-08-14p-gn/6569317.html
DB2ERM-5.08-16P-GN | DORABO | 1: 0.6782 10: 0.5579 30: 0.5009 100: 0.4124 500: 0.3787 1,000: 0.3605 | PCB Housing， Rated Cross Section: 2.5 mm2， colour: green， Nominal Operating Current: 12 A， rated_voltage(III/2): 320 V， Contact Surface: tin， : ， Number of Potentials: 16， Number of Rows: 1， number_of_bits: 16， Connection Quantity: 16， Product Series: DB2ERM， : 5.08 mm， install: Wave Soldering， Pin Arrangement: Linear Arrangement， Soldering pins[P]: 3.5 mm， Number of solder pins per potential: 1， Mating System: COMBICON DB2ERM， Pin Connector Style Alignment: standard， interlock: Screw Fastening， install: Screw Flange， Packaging Type: Carton Packaging |  | Industrial | [13 empty] | DB2ERM-5.08-16P-GN DORABO | [16 empty] | Bracket mounting, board mount |  |  |  |  | -40℃~105℃ | [28 empty] | https://www.unikeyic.com/media/datasheet/bc/2b/97b4/bc2b97b420ad6549e14fe6818f539724.pdf | https://www.unikeyic.com/products/wire-splice-terminals/db2erm-5-08-16p-gn/30289980.html
DB2ERM-5.08-22P-GN | DORABO | 1: 0.9024 10: 0.726 30: 0.6381 | PCB Housing， Rated Cross Section: 2.5 mm2， colour: green， Nominal Operating Current: 12 A， rated_voltage(III/2): 320 V， Contact Surface: tin， : ， Number of Potentials: 22， Number of Rows: 1， number_of_bits: 22， Connection Quantity: 22， Product Series: DB2ERM， : 5.08 mm， install: Wave Soldering， Pin Arrangement: Linear Arrangement， Soldering pins[P]: 3.5 mm， Number of solder pins per potential: 1， Mating System: COMBICON DB2ERM， Pin Connector Style Alignment: standard， interlock: Screw Fastening， install: Screw Flange， Packaging Type: Carton Packaging |  | Industrial | [13 empty] | DB2ERM-5.08-22P-GN DORABO | [16 empty] | Bracket mounting, board mount |  |  |  |  | -40℃~105℃ | [28 empty] | https://www.unikeyic.com/media/datasheet/bc/2b/97b4/bc2b97b420ad6549e14fe6818f539724.pdf | https://www.unikeyic.com/products/wire-splice-terminals/db2erm-5-08-22p-gn/13058891.html
DB2ERM-5.08-6P-GN | DORABO | 5: 0.2716 50: 0.216 150: 0.1922 500: 0.1608 2,500: 0.1476 5,000: 0.1397 | PCB Housing， Rated Cross Section: 2.5 mm2， colour: green， Nominal Operating Current: 12 A， rated_voltage(III/2): 320 V， Contact Surface: tin， : ， Number of Potentials: 6， Number of Rows: 1， number_of_bits: 6， Connection Quantity: 6， Product Series: DB2ERM， : 5.08 mm， install: Wave Soldering， Pin Arrangement: Linear Arrangement， Soldering pins[P]: 3.5 mm， Number of solder pins per potential: 1， Mating System: COMBICON DB2ERM， Pin Connector Style Alignment: standard， interlock: Screw Fastening， install: Screw Flange， Packaging Type: Carton Packaging |  | Industrial | [13 empty] | DB2ERM-5.08-6P-GN DORABO | [16 empty] | Bracket mounting, board mount |  |  |  |  | -40℃~105℃ | [28 empty] | https://www.unikeyic.com/media/datasheet/bc/2b/97b4/bc2b97b420ad6549e14fe6818f539724.pdf | https://www.unikeyic.com/products/wire-splice-terminals/db2erm-5-08-6p-gn/12116673.html
DB2ERM-5.08-7P-GN | DORABO | 1: 0.3323 10: 0.2603 30: 0.2305 100: 0.1924 | PCB Housing， Rated Cross Section: 2.5 mm2， colour: green， Nominal Operating Current: 12 A， rated_voltage(III/2): 320 V， Contact Surface: tin， : ， Number of Potentials: 7， Number of Rows: 1， number_of_bits: 7， Connection Quantity: 7， Product Series: DB2ERM， : 5.08 mm， install: Wave Soldering， Pin Arrangement: Linear Arrangement， Soldering pins[P]: 3.5 mm， Number of solder pins per potential: 1， Mating System: COMBICON DB2ERM， Pin Connector Style Alignment: standard， interlock: Screw Fastening， install: Screw Flange， Packaging Type: Carton Packaging |  | Industrial | [13 empty] | DB2ERM-5.08-7P-GN DORABO | [16 empty] | Bracket mounting, board mount |  |  |  |  | -40℃~105℃ | [28 empty] | https://www.unikeyic.com/media/datasheet/bc/2b/97b4/bc2b97b420ad6549e14fe6818f539724.pdf | https://www.unikeyic.com/products/wire-splice-terminals/db2erm-5-08-7p-gn/2015938.html
DB2ERM-5.08-8P-GN | DORABO | 1: 0.3475 10: 0.2763 30: 0.2449 100: 0.2074 500: 0.1905 1,000: 0.1796 | PCB Housing， Rated Cross Section: 2.5 mm2， colour: green， Nominal Operating Current: 12 A， rated_voltage(III/2): 320 V， Contact Surface: tin， : ， Number of Potentials: 8， Number of Rows: 1， number_of_bits: 8， Connection Quantity: 8， Product Series: DB2ERM， : 5.08 mm， install: Wave Soldering， Pin Arrangement: Linear Arrangement， Soldering pins[P]: 3.5 mm， Number of solder pins per potential: 1， Mating System: COMBICON DB2ERM， Pin Connector Style Alignment: standard， interlock: Screw Fastening， install: Screw Flange， Packaging Type: Carton Packaging |  | Industrial | [13 empty] | DB2ERM-5.08-8P-GN DORABO | [16 empty] | Bracket mounting, board mount |  |  |  |  | -40℃~105℃ | [28 empty] | https://www.unikeyic.com/media/datasheet/bc/2b/97b4/bc2b97b420ad6549e14fe6818f539724.pdf | https://www.unikeyic.com/products/wire-splice-terminals/db2erm-5-08-8p-gn/8378051.html
DB2ERM-7.62-10P-GN | DORABO | 1: 0.6656 10: 0.536 30: 0.4694 | PCB Housing， Rated Cross Section: 2.5 mm2， colour: green， rated_current: 12 A， rated_voltage(III/2): 630 V， Contact Surface: tin， : ， Number of Potentials: 10， Number of Rows: 1， number_of_bits: 10， Connection Quantity: 10， Product Series: DB2ERM， : 7.62 mm， install: Wave Soldering， wire／PCBConnection Direction: 0 °， Pin Arrangement: Linear Arrangement， Soldering pins[P]: 3.2 mm， Number of solder pins per potential: 1， Mating System: COMBICON DB2ERM， Pin Connector Style Alignment: standard， interlock: Screw Fastening， install: Screw Flange， Packaging Type: Carton Packaging | [15 empty] | DB2ERM-7.62-10P-GN DORABO | [50 empty] | https://www.unikeyic.com/media/datasheet/b6/0b/be6f/b60bbe6fe05f06d812b00f70714ed360.pdf | https://www.unikeyic.com/products/wire-splice-terminals/db2erm-7-62-10p-gn/682121924.html
DB2ERM-7.62-5P-GN | DORABO | 1: 0.2538 10: 0.2477 30: 0.2446 100: 0.2403 | PCB Housing， Rated Cross Section: 2.5 mm2， colour: green， Nominal Operating Current: 12 A， rated_voltage(III/2): 630 V， Contact Surface: tin， : ， Number of Potentials: 5， Number of Rows: 1， number_of_bits: 5， Connection Quantity: 5， Product Series: DB2ERM ， : 7.62 mm， install: Wave Soldering， wire／PCBConnection Direction: 0 °， Pin Arrangement: Linear Arrangement， Soldering pins[P]: 3.2 mm， Number of solder pins per potential: 1， Mating System: COMBICON DB2ERM ， Pin Connector Style Alignment: standard， interlock: Screw Fastening， install: Screw Flange， Packaging Type: Carton Packaging |  | Industrial | [13 empty] | DB2ERM-7.62-5P-GN DORABO | [16 empty] | Bracket mounting, board mount |  |  |  |  | -40℃~105℃ | [28 empty] | https://www.unikeyic.com/media/datasheet/b6/0b/be6f/b60bbe6fe05f06d812b00f70714ed360.pdf | https://www.unikeyic.com/products/wire-splice-terminals/db2erm-7-62-5p-gn/683068014.html
DB2EV-5.0-4P-GN | DORABO | 100: 0.0694 | PCB Housing， Rated Cross Section: 2.5 mm2， colour: green， rated_current: 12 A， rated_voltage(III/2): 320 V， Contact Surface: tin， : ， Number of Potentials: 4， Number of Rows: 1， number_of_bits: 4， Connection Quantity: 4， Product Series: DB2EV， : 5 mm， install: Wave Soldering， Pin Arrangement: Linear Arrangement， Soldering pins[P]: 3.5 mm， Number of solder pins per potential: 1， Mating System: COMBICON DB2EV， Pin Connector Style Alignment: standard， interlock: Without， install: Without， Packaging Type: Carton Packaging | [15 empty] | DB2EV-5.0-4P-GN DORABO | [49 empty] | 2000 | https://www.unikeyic.com/media/datasheet/c5/74/789a/c574789a3a126897be20faf1c76a18fe.pdf | https://www.unikeyic.com/products/wire-splice-terminals/db2ev-5-0-4p-gn/682889663.html
DB2EV-5.08-15P-GN | DORABO | 1: 0.4311 10: 0.3696 30: 0.3157 100: 0.2743 600: 0.2504 1,000: 0.2385 | PCB Housing， Rated Cross Section: 2.5 mm2， colour: green， rated_current: 12 A， rated_voltage(III/2): 320 V， Contact Surface: tin， : ， Number of Potentials: 15， Number of Rows: 1， number_of_bits: 15， Connection Quantity: 15， Product Series: DB2EV， : 5.08 mm， install: Wave Soldering， Pin Arrangement: Linear Arrangement， Soldering pins[P]: 3.9 mm， Number of solder pins per potential: 1， Mating System: COMBICON DB2EV， Pin Connector Style Alignment: standard， interlock: Without， install: Without， Packaging Type: Carton Packaging |  | Industrial | [13 empty] | DB2EV-5.08-15P-GN DORABO | [16 empty] | Bracket mounting, board mount |  |  |  |  | -40℃~105℃ | [28 empty] | https://www.unikeyic.com/media/datasheet/04/de/dea8/04dedea8e5339728d6c1bf9952d2ba01.pdf | https://www.unikeyic.com/products/wire-splice-terminals/db2ev-5-08-15p-gn/8296042.html
DB2EV-5.08-2P-BK | DORABO | 5: 0.0937 50: 0.0737 150: 0.064 500: 0.0565 | PCB Housing， Rated Cross Section: 2.5 mm2， colour: Black， rated_current: 12 A， rated_voltage(III/2): 320 V， Contact Surface: tin， : ， Number of Potentials: 2， Number of Rows: 1， number_of_bits: 2， Connection Quantity: 2， Product Series: DB2EV， : 5.08 mm， install: Wave Soldering， Pin Arrangement: Linear Arrangement， Soldering pins[P]: 3.9 mm， Number of solder pins per potential: 1， Mating System: COMBICON DB2EV， Pin Connector Style Alignment: standard， interlock: Without， install: Without， Packaging Type: Carton Packaging |  | Industrial | [13 empty] | DB2EV-5.08-2P-BK DORABO | [16 empty] | Bracket mounting, board mount |  |  |  |  | -40℃~105℃ | [28 empty] | https://www.unikeyic.com/media/datasheet/04/de/dea8/04dedea8e5339728d6c1bf9952d2ba01.pdf | https://www.unikeyic.com/products/wire-splice-terminals/db2ev-5-08-2p-bk/338106.html
DB2EV-5.08-2P-OG | DORABO | 5: 0.0994 50: 0.0795 150: 0.0696 500: 0.0572 | PCB Housing， Rated Cross Section: 2.5 mm2， colour: orange， rated_current: 12 A， rated_voltage(III/2): 320 V， Contact Surface: tin， : ， Number of Potentials: 2， Number of Rows: 1， number_of_bits: 2， Connection Quantity: 2， Product Series: DB2EV， : 5.08 mm， install: Wave Soldering， Pin Arrangement: Linear Arrangement， Soldering pins[P]: 3.9 mm， Number of solder pins per potential: 1， Mating System: COMBICON DB2EV， Pin Connector Style Alignment: standard， interlock: Without， install: Without， Packaging Type: Carton Packaging |  | Industrial | [13 empty] | DB2EV-5.08-2P-OG DORABO | [16 empty] | Bracket mounting, board mount |  |  |  |  | -40℃~105℃ | [28 empty] | https://www.unikeyic.com/media/datasheet/04/de/dea8/04dedea8e5339728d6c1bf9952d2ba01.pdf | https://www.unikeyic.com/products/wire-splice-terminals/db2ev-5-08-2p-og/24605503.html
DB2EV-5.08-5P-GN | DORABO | 5: 0.1439 50: 0.1184 150: 0.0974 500: 0.0877 3,000: 0.0799 5,000: 0.0752 | PCB Housing， Rated Cross Section: 2.5 mm2， colour: green， rated_current: 12 A， rated_voltage(III/2): 320 V， Contact Surface: tin， : ， Number of Potentials: 5， Number of Rows: 1， number_of_bits: 5， Connection Quantity: 5， Product Series: DB2EV， : 5.08 mm， install: Wave Soldering， Pin Arrangement: Linear Arrangement， Soldering pins[P]: 3.9 mm， Number of solder pins per potential: 1， Mating System: COMBICON DB2EV， Pin Connector Style Alignment: standard， interlock: Without， install: Without， Packaging Type: Carton Packaging |  | Industrial | [13 empty] | DB2EV-5.08-5P-GN DORABO | [16 empty] | Bracket mounting, board mount |  |  |  |  | -40℃~105℃ | [28 empty] | https://www.unikeyic.com/media/datasheet/04/de/dea8/04dedea8e5339728d6c1bf9952d2ba01.pdf | https://www.unikeyic.com/products/wire-splice-terminals/db2ev-5-08-5p-gn/7422941.html
DB2EV-7.62-10P-GN | DORABO | 1: 0.4529 10: 0.3645 30: 0.3211 100: 0.2764 | PCB Housing， Rated Cross Section: 2.5 mm2， colour: green， rated_current: 12 A， rated_voltage(III/2): 630 V， Contact Surface: tin， : ， Number of Potentials: 10， Number of Rows: 1， number_of_bits: 10， Connection Quantity: 10， Product Series: DB2EV， : 7.62 mm， install: Wave Soldering， Pin Arrangement: Linear Arrangement， Soldering pins[P]: 3.9 mm， Number of solder pins per potential: 1， Mating System: COMBICON DB2EV， Pin Connector Style Alignment: standard， interlock: Without， install: Without， Packaging Type: Carton Packaging |  | Industrial | [13 empty] | DB2EV-7.62-10P-GN DORABO | [16 empty] | Bracket mounting, board mount |  |  |  |  | -40℃~105℃ | [28 empty] | https://www.unikeyic.com/media/datasheet/3a/4c/e7f2/3a4ce7f22ec796abd2ae2b6af4c1bba6.pdf | https://www.unikeyic.com/products/wire-splice-terminals/db2ev-7-62-10p-gn/29567113.html
DB2EVC-2.54-14P-GN | DORABO | 1: 0.3633 10: 0.3543 30: 0.3501 100: 0.3459 | PCBsocket， Rated Cross Section: 0.5 mm2， colour: green， rated_current: 4 A， rated_voltage(III/2): 160 V， Contact Surface: tin， : ， Number of Potentials: 14， Number of Rows: 1， number_of_bits: 14， Connection Quantity: 14， Product Series: DB2EVC， : 2.54 mm， install: Wave Soldering， Pin Arrangement: Linear Arrangement， Soldering pins[P]: 3.5 mm， Number of solder pins per potential: 1， Mating System: COMBICON DB2EVC， Pin Connector Style Alignment: standard， interlock: Without， install: Without， Packaging Type: Carton Packaging |  | Industrial | [13 empty] | DB2EVC-2.54-14P-GN DORABO | [16 empty] | Bracket mounting, board mount |  |  |  |  | -40℃~105℃ | [28 empty] | https://www.unikeyic.com/media/datasheet/69/06/a2d5/6906a2d5f0ef3b559b8b29e5e12eed84.pdf | https://www.unikeyic.com/products/wire-splice-terminals/db2evc-2-54-14p-gn/683361108.html
DB2EVC-3.5-13P-GN | DORABO | 1: 0.4885 10: 0.406 30: 0.3652 100: 0.3249 500: 0.2294 1,000: 0.2173 | PCB Housing， Rated Cross Section: 1.5 mm2， colour: green， Nominal Operating Current: 8 A， rated_voltage(III/2): 160 V， Contact Surface: tin， : ， Number of Potentials: 13， Number of Rows: 1， number_of_bits: 13， Connection Quantity: 13， Product Series:DB2EVC， : 3.5 mm， install: Wave Soldering， Pin Arrangement: Linear Arrangement， Soldering pins[P]: 3.4 mm， Number of solder pins per potential: 1， Mating System: COMBICON DB2EVC， Pin Connector Style Alignment: standard， interlock: Without， install: Without， Packaging Type: Carton Packaging |  | Industrial | [13 empty] | DB2EVC-3.5-13P-GN DORABO | [16 empty] | Bracket mounting, board mount |  |  |  |  | -40℃~105℃ | [28 empty] | https://www.unikeyic.com/media/datasheet/42/ea/1f5e/42ea1f5ebba7c85893cdd819c8f7f645.pdf | https://www.unikeyic.com/products/wire-splice-terminals/db2evc-3-5-13p-gn/30027937.html
DB2EVC-3.5-16P-GN | DORABO | 1: 0.479 10: 0.4106 30: 0.3507 100: 0.3047 600: 0.2782 1,000: 0.265 | PCB Housing， Rated Cross Section: 1.5 mm2， colour: green， Nominal Operating Current: 8 A， rated_voltage(III/2): 160 V， Contact Surface: tin， : ， Number of Potentials: 16， Number of Rows: 1， number_of_bits: 16， Connection Quantity: 16， Product Series:DB2EVC， : 3.5 mm， install: Wave Soldering， Pin Arrangement: Linear Arrangement， Soldering pins[P]: 3.4 mm， Number of solder pins per potential: 1， Mating System: COMBICON DB2EVC， Pin Connector Style Alignment: standard， interlock: Without， install: Without， Packaging Type: Carton Packaging |  | Industrial | [13 empty] | DB2EVC-3.5-16P-GN DORABO | [16 empty] | Bracket mounting, board mount |  |  |  |  | -40℃~105℃ | [28 empty] | https://www.unikeyic.com/media/datasheet/42/ea/1f5e/42ea1f5ebba7c85893cdd819c8f7f645.pdf | https://www.unikeyic.com/products/wire-splice-terminals/db2evc-3-5-16p-gn/15908607.html
DB2EVC-3.5-9P-GN | DORABO | 5: 0.301 50: 0.2476 150: 0.2037 500: 0.1834 3,000: 0.1671 5,000: 0.1574 | PCB Housing， Rated Cross Section: 1.5 mm2， colour: green， Nominal Operating Current: 8 A， rated_voltage(III/2): 160 V， Contact Surface: tin， : ， Number of Potentials: 9， Number of Rows: 1， number_of_bits: 9， Connection Quantity: 9， Product Series:DB2EVC， : 3.5 mm， install: Wave Soldering， Pin Arrangement: Linear Arrangement， Soldering pins[P]: 3.4 mm， Number of solder pins per potential: 1， Mating System: COMBICON DB2EVC， Pin Connector Style Alignment: standard， interlock: Without， install: Without， Packaging Type: Carton Packaging |  | Industrial | [13 empty] | DB2EVC-3.5-9P-GN DORABO | [16 empty] | Bracket mounting, board mount |  |  |  |  | -40℃~105℃ | [28 empty] | https://www.unikeyic.com/media/datasheet/42/ea/1f5e/42ea1f5ebba7c85893cdd819c8f7f645.pdf | https://www.unikeyic.com/products/wire-splice-terminals/db2evc-3-5-9p-gn/8123111.html
DB2EVC-3.81-16P-GN | DORABO | 1: 0.4354 10: 0.3733 30: 0.3189 100: 0.2769 600: 0.2529 1,000: 0.2408 | PCB Housing， Rated Cross Section: 1.5 mm2， colour: green， Nominal Operating Current: 8 A， rated_voltage(III/2): 160 V， Contact Surface: tin， : ， Number of Potentials: 16， Number of Rows: 1， number_of_bits: 16， Connection Quantity: 16， Product Series: DB2EVC， : 3.81 mm， install: Wave Soldering， Pin Arrangement: Linear Arrangement， Soldering pins[P]: 3.4 mm， Number of solder pins per potential: 1， Mating System: COMBICON DB2EVC， Pin Connector Style Alignment: standard， interlock: Without， install: Without， Packaging Type: Carton Packaging |  | Industrial | [13 empty] | DB2EVC-3.81-16P-GN DORABO | [16 empty] | Bracket mounting, board mount |  |  |  |  | -40℃~105℃ | [28 empty] | https://www.unikeyic.com/media/datasheet/60/06/671c/6006671c59ab190d3fd5a307974801ee.pdf | https://www.unikeyic.com/products/wire-splice-terminals/db2evc-3-81-16p-gn/32216257.html
DB2EVC-3.81-18P-GN | DORABO | 1: 0.5174 10: 0.4436 30: 0.3789 100: 0.3291 600: 0.3005 1,000: 0.2861 | PCB Housing， Rated Cross Section: 1.5 mm2， colour: green， Nominal Operating Current: 8 A， rated_voltage(III/2): 160 V， Contact Surface: tin， : ， Number of Potentials: 18， Number of Rows: 1， number_of_bits:18， Connection Quantity: 18， Product Series: DB2EVC， : 3.81 mm， install: Wave Soldering， Pin Arrangement: Linear Arrangement， Soldering pins[P]: 3.4 mm， Number of solder pins per potential: 1， Mating System: COMBICON DB2EVC， Pin Connector Style Alignment: standard， interlock: Without， install: Without， Packaging Type: Carton Packaging |  | Industrial | [13 empty] | DB2EVC-3.81-18P-GN DORABO | [16 empty] | Bracket mounting, board mount |  |  |  |  | -40℃~105℃ | [28 empty] | https://www.unikeyic.com/media/datasheet/60/06/671c/6006671c59ab190d3fd5a307974801ee.pdf | https://www.unikeyic.com/products/wire-splice-terminals/db2evc-3-81-18p-gn/14626795.html
DB2EVC-3.81-7P-GN | DORABO | 5: 0.2124 50: 0.1696 150: 0.1511 500: 0.1254 2,500: 0.1152 5,000: 0.1092 | PCB Housing， Rated Cross Section: 1.5 mm2， colour: green， Nominal Operating Current: 8 A， rated_voltage(III/2): 160 V， Contact Surface: tin， : ， Number of Potentials: 7， Number of Rows: 1， number_of_bits: 7， Connection Quantity: 7， Product Series: DB2EVC， : 3.81 mm， install: Wave Soldering， Pin Arrangement: Linear Arrangement， Soldering pins[P]: 3.4 mm， Number of solder pins per potential: 1， Mating System: COMBICON DB2EVC， Pin Connector Style Alignment: standard， interlock: Without， install: Without， Packaging Type: Carton Packaging |  | Industrial | [13 empty] | DB2EVC-3.81-7P-GN DORABO | [16 empty] | Bracket mounting, board mount |  |  |  |  | -40℃~105℃ | [28 empty] | https://www.unikeyic.com/media/datasheet/60/06/671c/6006671c59ab190d3fd5a307974801ee.pdf | https://www.unikeyic.com/products/wire-splice-terminals/db2evc-3-81-7p-gn/5219706.html
DB2EVC-5.0-4P-GN | DORABO | 100: 0.0763 | PCB Housing， Rated Cross Section: 2.5 mm2， colour: green， rated_current: 12 A， rated_voltage(III/2): 320 V， Contact Surface: tin， : ， Number of Potentials: 4， Number of Rows: 1， number_of_bits: 4， Connection Quantity: 4， Product Series: DB2EVC， : 5 mm， install: Wave Soldering， Pin Arrangement: Linear Arrangement， Soldering pins[P]: 3.5 mm， Number of solder pins per potential: 1， Mating System: COMBICON DB2EVC， Pin Connector Style Alignment: standard， interlock: Without， install: Without， Packaging Type: Carton Packaging | [15 empty] | DB2EVC-5.0-4P-GN DORABO | [49 empty] | 2000 | https://www.unikeyic.com/media/datasheet/ca/88/9c96/ca889c9673f9d900042759fcb5fabc40.pdf | https://www.unikeyic.com/products/wire-splice-terminals/db2evc-5-0-4p-gn/681776263.html
DB2EVC-5.08-13P-GN | DORABO | 1: 0.3924 10: 0.3364 30: 0.2873 100: 0.2496 600: 0.2278 1,000: 0.217 | PCB Housing， Rated Cross Section: 2.5 mm2， colour: green， Nominal Operating Current: 16 A (See Temperature Derating Curve)， rated_voltage(III/2): 320 V， Contact Surface: tin， : ， Number of Potentials: 13， Number of Rows: 1， number_of_bits: 13， Connection Quantity: 13， Product Series:DB2EVC ， : 5.08 mm， install: Wave Soldering， Pin Arrangement: Linear Arrangement， Soldering pins[P]: 3.9 mm， Number of solder pins per potential: 1， Mating System: COMBICON DB2EVC ， Pin Connector Style Alignment: standard， interlock: Without， install: Without， Packaging Type: Carton Packaging |  | Industrial | [13 empty] | DB2EVC-5.08-13P-GN DORABO | [16 empty] | Bracket mounting, board mount |  |  |  |  | -40℃~105℃ | [28 empty] | https://www.unikeyic.com/media/datasheet/b3/0f/56f8/b30f56f80dcc3be0a32ebf243684f030.pdf | https://www.unikeyic.com/products/wire-splice-terminals/db2evc-5-08-13p-gn/28558008.html
DB2EVC-5.08-15P-GN | DORABO | 1: 0.4286 10: 0.3675 30: 0.3139 100: 0.2727 600: 0.2489 1,000: 0.2371 | PCB Housing， Rated Cross Section: 2.5 mm2， colour: green， Nominal Operating Current: 16 A (See Temperature Derating Curve)， rated_voltage(III/2): 320 V， Contact Surface: tin， : ， Number of Potentials: 15， Number of Rows: 1， number_of_bits: 15， Connection Quantity: 15， Product Series:DB2EVC ， : 5.08 mm， install: Wave Soldering， Pin Arrangement: Linear Arrangement， Soldering pins[P]: 3.9 mm， Number of solder pins per potential: 1， Mating System: COMBICON DB2EVC ， Pin Connector Style Alignment: standard， interlock: Without， install: Without， Packaging Type: Carton Packaging |  | Industrial | [13 empty] | DB2EVC-5.08-15P-GN DORABO | [16 empty] | Bracket mounting, board mount |  |  |  |  | -40℃~105℃ | [28 empty] | https://www.unikeyic.com/media/datasheet/b3/0f/56f8/b30f56f80dcc3be0a32ebf243684f030.pdf | https://www.unikeyic.com/products/wire-splice-terminals/db2evc-5-08-15p-gn/31086924.html
DB2EVC-5.08-19P-GN | DORABO | 1: 0.5734 10: 0.4916 30: 0.4199 100: 0.3647 600: 0.333 1,000: 0.3171 | PCB Housing， Rated Cross Section: 2.5 mm2， colour: green， Nominal Operating Current: 16 A (See Temperature Derating Curve)， rated_voltage(III/2): 320 V， Contact Surface: tin， : ， Number of Potentials: 19， Number of Rows: 1， number_of_bits: 19， Connection Quantity: 19， Product Series:DB2EVC ， : 5.08 mm， install: Wave Soldering， Pin Arrangement: Linear Arrangement， Soldering pins[P]: 3.9 mm， Number of solder pins per potential: 1， Mating System: COMBICON DB2EVC ， Pin Connector Style Alignment: standard， interlock: Without， install: Without， Packaging Type: Carton Packaging |  | Industrial | [13 empty] | DB2EVC-5.08-19P-GN DORABO | [16 empty] | Bracket mounting, board mount |  |  |  |  | -40℃~105℃ | [28 empty] | https://www.unikeyic.com/media/datasheet/b3/0f/56f8/b30f56f80dcc3be0a32ebf243684f030.pdf | https://www.unikeyic.com/products/wire-splice-terminals/db2evc-5-08-19p-gn/5747756.html
DB2EVC-5.08-20P-GN | DORABO | 1: 0.6035 10: 0.5175 30: 0.442 100: 0.3839 600: 0.3506 1,000: 0.3338 | PCB Housing， Rated Cross Section: 2.5 mm2， colour: green， Nominal Operating Current: 16 A (See Temperature Derating Curve)， rated_voltage(III/2): 320 V， Contact Surface: tin， : ， Number of Potentials: 20， Number of Rows: 1， number_of_bits: 20， Connection Quantity: 20， Product Series:DB2EVC ， : 5.08 mm， install: Wave Soldering， Pin Arrangement: Linear Arrangement， Soldering pins[P]: 3.9 mm， Number of solder pins per potential: 1， Mating System: COMBICON DB2EVC ， Pin Connector Style Alignment: standard， interlock: Without， install: Without， Packaging Type: Carton Packaging |  | Industrial | [13 empty] | DB2EVC-5.08-20P-GN DORABO | [16 empty] | Bracket mounting, board mount |  |  |  |  | -40℃~105℃ | [28 empty] | https://www.unikeyic.com/media/datasheet/b3/0f/56f8/b30f56f80dcc3be0a32ebf243684f030.pdf | https://www.unikeyic.com/products/wire-splice-terminals/db2evc-5-08-20p-gn/15683182.html
DB2EVC-5.08-3P-OG | DORABO | 5: 0.1513 50: 0.1204 150: 0.107 | PCB Housing， Rated Cross Section: 2.5 mm2， colour: orange， Nominal Operating Current: 16 A (See Temperature Derating Curve)， rated_voltage(III/2): 320 V， Contact Surface: tin， : ， Number of Potentials: 3， Number of Rows: 1， number_of_bits: 3， Connection Quantity: 3， Product Series:DB2EVC ， : 5.08 mm， install: Wave Soldering， Pin Arrangement: Linear Arrangement， Soldering pins[P]: 3.9 mm， Number of solder pins per potential: 1， Mating System: COMBICON DB2EVC ， Pin Connector Style Alignment: standard， interlock: Without， install: Without， Packaging Type: Carton Packaging |  | Industrial | [13 empty] | DB2EVC-5.08-3P-OG DORABO | [16 empty] | Bracket mounting, board mount |  |  |  |  | -40℃~105℃ | [28 empty] | https://www.unikeyic.com/media/datasheet/b3/0f/56f8/b30f56f80dcc3be0a32ebf243684f030.pdf | https://www.unikeyic.com/products/wire-splice-terminals/db2evc-5-08-3p-og/29556284.html
DB2EVC-5.08-4P-BK | DORABO | 100: 0.1006 | PCB Housing， Rated Cross Section: 2.5 mm2， colour: Black， Nominal Operating Current: 16 A (See Temperature Derating Curve)， rated_voltage(III/2): 320 V， Contact Surface: tin， : ， Number of Potentials: 4， Number of Rows: 1， number_of_bits: 4， Connection Quantity: 4， Product Series:DB2EVC ， : 5.08 mm， install: Wave Soldering， Pin Arrangement: Linear Arrangement， Soldering pins[P]: 3.9 mm， Number of solder pins per potential: 1， Mating System: COMBICON DB2EVC ， Pin Connector Style Alignment: standard， interlock: Without， install: Without， Packaging Type: Carton Packaging |  | Industrial | [13 empty] | DB2EVC-5.08-4P-BK DORABO | [16 empty] | Bracket mounting, board mount |  |  |  |  | -40℃~105℃ | [27 empty] | 2000 | https://www.unikeyic.com/media/datasheet/b3/0f/56f8/b30f56f80dcc3be0a32ebf243684f030.pdf | https://www.unikeyic.com/products/wire-splice-terminals/db2evc-5-08-4p-bk/18995111.html
DB2EVC-5.08-7P-GN | DORABO | 5: 0.2116 50: 0.174 150: 0.1432 500: 0.1289 3,000: 0.1175 5,000: 0.1107 | PCB Housing， Rated Cross Section: 2.5 mm2， colour: green， Nominal Operating Current: 16 A (See Temperature Derating Curve)， rated_voltage(III/2): 320 V， Contact Surface: tin， : ， Number of Potentials: 7， Number of Rows: 1， number_of_bits: 7， Connection Quantity: 7， Product Series:DB2EVC ， : 5.08 mm， install: Wave Soldering， Pin Arrangement: Linear Arrangement， Soldering pins[P]: 3.9 mm， Number of solder pins per potential: 1， Mating System: COMBICON DB2EVC ， Pin Connector Style Alignment: standard， interlock: Without， install: Without， Packaging Type: Carton Packaging |  | Industrial | [13 empty] | DB2EVC-5.08-7P-GN DORABO | [16 empty] | Bracket mounting, board mount |  |  |  |  | -40℃~105℃ | [28 empty] | https://www.unikeyic.com/media/datasheet/b3/0f/56f8/b30f56f80dcc3be0a32ebf243684f030.pdf | https://www.unikeyic.com/products/wire-splice-terminals/db2evc-5-08-7p-gn/32443285.html
DB2EVC-7.62-5P-GN | DORABO | 5: 0.2791 50: 0.221 150: 0.1961 500: 0.1649 | PCB Housing， Rated Cross Section: 2.5 mm2， colour: green， Nominal Operating Current: 16 A， rated_voltage(III/2): 630 V， Contact Surface: tin， : ， Number of Potentials: 5， Number of Rows: 1， number_of_bits: 5， Connection Quantity: 5， Product Series: DB2EVC ， : 7.62 mm， install: Wave Soldering， Pin Arrangement: Linear Arrangement， Soldering pins[P]: 3.9 mm， Number of solder pins per potential: 1， Mating System: COMBICON DB2EVC ， Pin Connector Style Alignment: standard， interlock: Without， install: Without， Packaging Type: Carton Packaging |  | Industrial | [13 empty] | DB2EVC-7.62-5P-GN DORABO | [16 empty] | Bracket mounting, board mount |  |  |  |  | -40℃~105℃ | [28 empty] | https://www.unikeyic.com/media/datasheet/1e/e3/7b7f/1ee37b7f731dd447fa4fccc6a8112cb2.pdf | https://www.unikeyic.com/products/wire-splice-terminals/db2evc-7-62-5p-gn/9390442.html
DB2EVM-3.5-12P-GN | DORABO | 1: 0.4809 10: 0.3905 30: 0.3465 100: 0.3024 500: 0.2754 1,000: 0.2619 | PCB Housing， Rated Cross Section: 1.5 mm2， colour: green， Nominal Operating Current: 8 A， rated_voltage(III/2): 160 V， Contact Surface: tin， : ， Number of Potentials: 12， Number of Rows: 1， number_of_bits: 12， Connection Quantity: 12， Product Series: DB2EVM ， : 3.5 mm， install: Wave Soldering， Pin Arrangement: Linear Arrangement， Soldering pins[P]: 3.4 mm， Number of solder pins per potential: 1， Mating System: COMBICON DB2EVM ， Pin Connector Style Alignment: standard， interlock: Screw Fastening， install: Screw Flange， Packaging Type: Carton Packaging |  | Industrial | [13 empty] | DB2EVM-3.5-12P-GN DORABO | [16 empty] | Bracket mounting, board mount |  |  |  |  | -40℃~105℃ | [28 empty] | https://www.unikeyic.com/media/datasheet/1c/3a/f271/1c3af2718ae865251ea74e604afb4fb5.pdf | https://www.unikeyic.com/products/wire-splice-terminals/db2evm-3-5-12p-gn/9296542.html
DB2EVM-3.5-6P-GN | DORABO | 5: 0.2666 50: 0.2194 150: 0.1804 500: 0.1625 3,000: 0.1481 5,000: 0.1395 | PCB Housing， Rated Cross Section: 1.5 mm2， colour: green， Nominal Operating Current: 8 A， rated_voltage(III/2): 160 V， Contact Surface: tin， : ， Number of Potentials: 6， Number of Rows: 1， number_of_bits: 6， Connection Quantity: 6， Product Series: DB2EVM ， : 3.5 mm， install: Wave Soldering， Pin Arrangement: Linear Arrangement， Soldering pins[P]: 3.4 mm， Number of solder pins per potential: 1， Mating System: COMBICON DB2EVM ， Pin Connector Style Alignment: standard， interlock: Screw Fastening， install: Screw Flange， Packaging Type: Carton Packaging |  | Industrial | [13 empty] | DB2EVM-3.5-6P-GN DORABO | [16 empty] | Bracket mounting, board mount |  |  |  |  | -40℃~105℃ | [28 empty] | https://www.unikeyic.com/media/datasheet/1c/3a/f271/1c3af2718ae865251ea74e604afb4fb5.pdf | https://www.unikeyic.com/products/wire-splice-terminals/db2evm-3-5-6p-gn/12623048.html
DB2EVM-3.81-14P-GN | DORABO | 1: 0.5994 10: 0.4837 30: 0.4267 100: 0.359 500: 0.3251 | PCB Housing， Rated Cross Section: 1.5 mm2， colour: green， rated_current: 8 A， rated_voltage(III/2): 160 V， Contact Surface: tin， : ， Number of Potentials: 14， Number of Rows: 1， number_of_bits: 14， Connection Quantity: 14， Product Series: DB2EKM， : 3.81 mm， install: Wave Soldering， Pin Arrangement: Linear Arrangement， Soldering pins[P]: 3.5 mm， Number of solder pins per potential: 1， Mating System: COMBICON DB2EKM， Pin Connector Style Alignment: standard， interlock: Screw Fastening， install: Screw Flange， Packaging Type: Carton Packaging |  | Industrial | [13 empty] | DB2EVM-3.81-14P-GN DORABO | [16 empty] | Bracket mounting, board mount |  |  |  |  | -40℃~105℃ | [28 empty] | https://www.unikeyic.com/media/datasheet/8d/4b/48de/8d4b48de344df731b1dd635ff3218a90.pdf | https://www.unikeyic.com/products/wire-splice-terminals/db2evm-3-81-14p-gn/18029392.html
DB2EVM-3.81-18P-GN | DORABO | 1: 0.7439 10: 0.5978 30: 0.5257 100: 0.4539 | PCB Housing， Rated Cross Section: 1.5 mm2， colour: green， rated_current: 8 A， rated_voltage(III/2): 160 V， Contact Surface: tin， : ， Number of Potentials: 18， Number of Rows: 1， number_of_bits: 18， Connection Quantity: 18， Product Series: DB2EKM， : 3.81 mm， install: Wave Soldering， Pin Arrangement: Linear Arrangement， Soldering pins[P]: 3.5 mm， Number of solder pins per potential: 1， Mating System: COMBICON DB2EKM， Pin Connector Style Alignment: standard， interlock: Screw Fastening， install: Screw Flange， Packaging Type: Carton Packaging |  | Industrial | [13 empty] | DB2EVM-3.81-18P-GN DORABO | [16 empty] | Bracket mounting, board mount |  |  |  |  | -40℃~105℃ | [28 empty] | https://www.unikeyic.com/media/datasheet/8d/4b/48de/8d4b48de344df731b1dd635ff3218a90.pdf | https://www.unikeyic.com/products/wire-splice-terminals/db2evm-3-81-18p-gn/32773866.html
DB2EVM-5.08-16P-GN | DORABO | 1: 0.677 10: 0.5463 30: 0.4825 100: 0.4065 | PCB Housing， Rated Cross Section: 2.5 mm2， colour: green， Nominal Operating Current: 16 A (See Temperature Derating Curve)， rated_voltage(III/2): 320 V， Contact Surface: tin， : ， Number of Potentials: 16， Number of Rows: 1， number_of_bits: 16， Connection Quantity: 16， Product Series: DB2EVM ， : 5.08 mm， install: Wave Soldering， Pin Arrangement: Linear Arrangement， Soldering pins[P]: 3.9 mm， Number of solder pins per potential: 1， Mating System: COMBICON DB2EVM ， Pin Connector Style Alignment: standard， interlock: Screw Fastening， install: Screw Flange， Packaging Type: Carton Packaging |  | Industrial | [13 empty] | DB2EVM-5.08-16P-GN DORABO | [16 empty] | Bracket mounting, board mount |  |  |  |  | -40℃~105℃ | [28 empty] | https://www.unikeyic.com/media/datasheet/9c/36/effa/9c36effaf27053385d3c6a717949ab18.pdf | https://www.unikeyic.com/products/wire-splice-terminals/db2evm-5-08-16p-gn/15629061.html
DB2EVM-5.08-18P-GN | DORABO | 1: 0.4128 10: 0.4018 30: 0.3946 | PCB Housing， Rated Cross Section: 2.5 mm2， colour: green， Nominal Operating Current: 16 A (See Temperature Derating Curve)， rated_voltage(III/2): 320 V， Contact Surface: tin， : ， Number of Potentials: 18， Number of Rows: 1， number_of_bits: 18， Connection Quantity: 18， Product Series: DB2EVM ， : 5.08 mm， install: Wave Soldering， Pin Arrangement: Linear Arrangement， Soldering pins[P]: 3.9 mm， Number of solder pins per potential: 1， Mating System: COMBICON DB2EVM ， Pin Connector Style Alignment: standard， interlock: Screw Fastening， install: Screw Flange， Packaging Type: Carton Packaging |  | Industrial | [13 empty] | DB2EVM-5.08-18P-GN DORABO | [16 empty] | Bracket mounting, board mount |  |  |  |  | -40℃~105℃ | [28 empty] | https://www.unikeyic.com/media/datasheet/9c/36/effa/9c36effaf27053385d3c6a717949ab18.pdf | https://www.unikeyic.com/products/wire-splice-terminals/db2evm-5-08-18p-gn/7893748.html
DB2EVM-5.08-8P-GN | DORABO | 1: 0.3736 10: 0.2914 30: 0.2575 100: 0.2168 | PCB Housing， Rated Cross Section: 2.5 mm2， colour: green， Nominal Operating Current: 16 A (See Temperature Derating Curve)， rated_voltage(III/2): 320 V， Contact Surface: tin， : ， Number of Potentials: 8， Number of Rows: 1， number_of_bits: 8， Connection Quantity: 8， Product Series: DB2EVM ， : 5.08 mm， install: Wave Soldering， Pin Arrangement: Linear Arrangement， Soldering pins[P]: 3.9 mm， Number of solder pins per potential: 1， Mating System: COMBICON DB2EVM ， Pin Connector Style Alignment: standard， interlock: Screw Fastening， install: Screw Flange， Packaging Type: Carton Packaging |  | Industrial | [13 empty] | DB2EVM-5.08-8P-GN DORABO | [16 empty] | Bracket mounting, board mount |  |  |  |  | -40℃~105℃ | [28 empty] | https://www.unikeyic.com/media/datasheet/9c/36/effa/9c36effaf27053385d3c6a717949ab18.pdf | https://www.unikeyic.com/products/wire-splice-terminals/db2evm-5-08-8p-gn/10771289.html
DB332-5.0-3P-BU-S | DORABO | 5: 0.1945 50: 0.1529 150: 0.1351 | plug connector， Rated Cross Section: 1.5 mm2， colour: green， rated_current: 12 A， rated_voltage(III/2): 400 V， Contact Surface: tin， : Socket Connector Female Connector， Number of Potentials: 3， Number of Rows: 1， number_of_bits: 3， Connection Quantity: 3， Product Series: DB332， : 5 mm， Wiring Method: Screw connection with wire protection， Screw Head Specification: LSlotted， wire／PCBConnection Direction: 0 °， Mating System: COMBICON DB332， interlock: Without， install: Without， Packaging Type: Carton Packaging | [15 empty] | DB332-5.0-3P-BU-S DORABO | [50 empty] | https://www.unikeyic.com/media/datasheet/25/07/404b/2507404b19e6a985dae12d03a0462ed0.pdf | https://www.unikeyic.com/products/wire-splice-terminals/db332-5-0-3p-bu-s/683064737.html
DB3EK-7.62-2P-GN-S | DORABO | 1: 1.0844 10: 0.8961 30: 0.7927 100: 0.676 | [16 empty] | DB3EK-7.62-2P-GN-S DORABO | [50 empty] | https://www.unikeyic.com/media/datasheet/43/ef/bc7a/43efbc7add98bb055e15b37b4e051891.pdf | https://www.unikeyic.com/products/wire-splice-terminals/db3ek-7-62-2p-gn-s/871023809.html
DB3ERC-7.62-2P-GN | DORABO | 1: 0.6071 10: 0.4851 30: 0.4255 | PCB Housing， Rated Cross Section: 4 mm2， colour: green， rated_current: 20 A， rated_voltage(III/2): 630 V， Contact Surface: tin， : ， Number of Potentials: 2， Number of Rows: 1， number_of_bits: 2， Connection Quantity: 2， Product Series: DB3ERC， : 7.62 mm， install: Wave Soldering， Pin Arrangement: Linear Arrangement， Soldering pins[P]: 5 mm， Number of solder pins per potential: 2， Mating System: COMBICON DB3ERC， Pin Connector Style Alignment: standard， interlock: Without， install: Without， Packaging Type: Carton Packaging | [15 empty] | DB3ERC-7.62-2P-GN DORABO | [50 empty] | https://www.unikeyic.com/media/datasheet/1b/c2/1010/1bc210103aac26397290be2fad30d40f.pdf | https://www.unikeyic.com/products/wire-splice-terminals/db3erc-7-62-2p-gn/871015242.html
DBT50G-7.62-2P-BK-P OGC | DORABO | 5: 0.189 50: 0.1554 150: 0.1279 500: 0.1151 3,000: 0.105 5,000: 0.0988 | [67 empty] | https://www.unikeyic.com/media/about_us/Unikey_ISO_9001_Certification.pdf | https://www.unikeyic.com/products/wire-splice-terminals/dbt50g-7-62-2p-bk-p-ogc/1005518806.html
EB21A-02-D | ADAM TECH | 500: 0.3083 1,000: 0.2834 2,500: 0.2735 5,000: 0.2381 7,500: 0.2375 25,000: 0.237 50,000: 0.2364 100,000: 0.2357 | EURO BLOCK 2P |  |  | EB21A |  | Green |  |  |  | Brass - Tin Plated |  |  | 8 A |  |  |  |  | Interlocking (Side) | [5 empty] | Polyamide (PA66), Nylon 6/6 | [8 empty] | 1 (Unlimited) |  | Through Hole | 1 |  |  |  | -40°C ~ 105°C | Bulk | 0.200" (5.08mm) | 2 |  |  |  |  | EB | [8 empty] | 300 V |  |  |  |  | 16-26 AWG |  |  |  | Screw - Rising Cage Clamp | 1287 | https://www.unikeyic.com/media/datasheet/4a/55/8bdf/4a/94896346151090f2f632a36943a28117.pdf | https://www.unikeyic.com/products/wire-splice-terminals/eb21a-02-d/28675898.html
EBK-04-B | multicomp | 1: 2.3687 250: 2.3687 500: 2.3257 1,000: 2.3257 5,000: 2.3257 | Conn Terminal Block F 4 POS 7mm Screw RA Cable Mount 15A/Contact | [15 empty] | EBK-04-B multicomp | [49 empty] | 2463 | https://www.unikeyic.com/media/datasheet/2d/54/d5d3/2d/adf41aa4ee6277c99e150b8b970edb72.pdf | https://www.unikeyic.com/products/wire-splice-terminals/ebk-04-b/7799100.html
EQSP10-Q | PANDUIT | 25: 0.6778 50: 0.6631 100: 0.649 250: 0.6305 500: 0.617 1,000: 0.6037 2,500: 0.5865 | Quick Connect Tab 10-12AWG Brass 20.5mm Tin Bag |  |  | EQSP10 |  | Yellow | [11 empty] | Hinged Lid | [7 empty] | Insulated | [6 empty] | Not Applicable |  |  |  |  | 2 |  |  | Bulk |  |  |  | 9491277 |  |  | StrongHold™ |  |  |  |  | Inline, Tap (Suitcase) | IDC | [7 empty] | 10-12 AWG |  |  |  |  | 1096 | https://www.unikeyic.com/media/datasheet/cb/d2/0f5d/cb/eb6829ea9fe291087b4225fbaee87fd6.pdf | https://www.unikeyic.com/products/wire-splice-terminals/eqsp10-q/15977861.html
ESV14BX-L | PANDUIT | 500: 0.3175 1,000: 0.3013 2,000: 0.2783 4,000: 0.2646 8,000: 0.251 | Butt Splice Terminal 14-16AWG Copper Blue 26.4mm Tin |  |  | ESV14 |  | Blue | [11 empty] | Butted Seam | [7 empty] | Fully Insulated | [6 empty] | Not Applicable |  |  |  |  | 2 |  |  | Bulk | [6 empty] | StrongHold™ |  |  |  |  | Butt Splice, Inline, Individual Openings | Crimp | [7 empty] | 14-16 AWG |  |  |  |  | 1601 | https://www.unikeyic.com/media/datasheet/dd/be/2e11/ddbe2e11454d307ca1fac2cdf2d263cc.pdf | https://www.unikeyic.com/products/wire-splice-terminals/esv14bx-l/19705645.html
ESV6-ESV8-Q | PANDUIT | 1: 7.82 10: 6.776 25: 6.2748 50: 5.2596 100: 5.0544 250: 4.7844 500: 4.59 1,000: 4.3524 | Butt Splice Terminal, 6-8AWG, Copper, Blue, 45mm, Tin Plated, Bag |  |  | ESV6 |  | Blue, Red Stripe | [11 empty] | Step Up/Step Down | [7 empty] | Fully Insulated | [6 empty] | Not Applicable |  |  |  |  | 2 |  |  | Bulk | [6 empty] | StrongHold™ |  |  |  |  | Butt Splice, Inline, Individual Openings | Crimp | [7 empty] | 6 to 8 AWG |  |  |  |  | 25 | https://www.unikeyic.com/media/datasheet/cb/d2/0f5d/cb/eb6829ea9fe291087b4225fbaee87fd6.pdf | https://www.unikeyic.com/products/wire-splice-terminals/esv6-esv8-q/23814333.html
ESV8-ESV10-Q | PANDUIT | 25: 4.9948 50: 4.8872 100: 4.7815 250: 4.6452 500: 4.5445 1,000: 4.4459 2,500: 4.3187 | Butt Splice Terminal, (10-12)AWG/8AWG, Copper, Red, 35.7mm, Tin Plated, Bag |  |  | ESV8 |  | Red, Yellow Stripe | [11 empty] | Step Up/Step Down | [7 empty] | Fully Insulated | [6 empty] | Not Applicable |  |  |  |  | 2 |  |  | Bulk | [6 empty] | StrongHold™ |  |  |  |  | Butt Splice, Inline, Individual Openings | Crimp | [7 empty] | 8 to 10-12 AWG |  |  |  |  | 7477 | https://www.unikeyic.com/media/datasheet/5f/67/7256/5f6772568b7b7e2730e0c810d1817098.pdf | https://www.unikeyic.com/products/wire-splice-terminals/esv8-esv10-q/34874886.html
EVN1508 | XFCN | 20: 0.025 200: 0.0208 600: 0.0178 2,000: 0.0158 12,000: 0.0144 20,000: 0.0132 | [16 empty] | EVN1508 XFCN | [50 empty] | https://www.unikeyic.com/media/datasheet/a5/03/469a/a5/3aee6f9b99fef0387b2b98fd91ae19e9.pdf | https://www.unikeyic.com/products/wire-splice-terminals/evn1508/32911744.html
FCRIMP1 RD076 | Alpha Wire | 1: 235.3007 2: 216.412 3: 206.0741 5: 193.7516 7: 186.0409 10: 178.203 | Terminal 、Inline、 Connector 18-22 AWG Red |  |  | FCRIMP1 |  | Red | [11 empty] | - | [7 empty] | Fully Insulated Heat Shrink | [6 empty] | 1 (Unlimited) |  |  |  |  | 2 |  |  | Bulk |  |  |  | 3718893 |  |  | FIT®-Crimp |  |  |  |  | Butt Splice, Inline, Individual Openings | Crimp | [7 empty] | 18-22 AWG |  |  |  |  | 1 | https://www.unikeyic.com/media/pdf/HTMLDatasheet/alpha-wire/8c/48/a889/f2211-2-bl066/2025/11/f221b3-64-bk205.pdf | https://www.unikeyic.com/products/wire-splice-terminals/fcrimp1-rd076/8927659.html
FNP-1.25 | JST | 20: 0.2121 500: 0.0721 | Splice Terminal 16-22AWG F 16mm Box | [15 empty] | FNP-1.25 JST | [11 empty] | 16mm(Length) |  |  |  |  | wire mounting | [11 empty] | Compliant | [20 empty] | 6490 | https://www.unikeyic.com/media/datasheet/3c/0b/7dbc/3c/6a303b43e18a0505a6907e03cb9ffdc3.pdf | https://www.unikeyic.com/products/wire-splice-terminals/fnp-1-25/5504581.html
FVP-1.25(PA)(LF) | JST | 100: 0.2128 300: 0.2039 500: 0.1995 | JST Wire-to-Board Connector, FVP Series, Parallel, 22→16 AWG, 16mm L, Red | [15 empty] | FVP-1.25(PA)(LF) JST | [49 empty] | 4000 | https://www.unikeyic.com/media/datasheet/3a/36/1882/3a/9d39fb582187a2c2742dab2ec3401397.pdf | https://www.unikeyic.com/products/wire-splice-terminals/fvp-1-25-pa-lf/26229344.html
GCC6X6250-1/0 | PANDUIT | 1: 143.2337 10: 133.1527 25: 129.3298 50: 126.506 100: 123.7397 250: 120.1688 500: 117.5308 | Ground Terminal, (1/0)AWG, Copper, 25.4mm |  |  | GCC6 |  | Black | [11 empty] | - | [7 empty] | Non-Insulated | [6 empty] | Not Applicable |  |  |  |  | Varies by Wire Size |  |  | Bulk | [6 empty] | - |  |  |  |  | 2 Way Tap | Crimp | [7 empty] | 1/0-6 AWG |  |  |  |  | 3 | https://www.unikeyic.com/media/datasheet/a8/5a/865e/a8/55d5507f958c4f6055bf21c6018b60dc.pdf | https://www.unikeyic.com/products/wire-splice-terminals/gcc6x6250-1-0/1538954.html
GCC6X6250-250 | PANDUIT |  | Ground Terminal, (4.7/0)AWG, Copper, 25.4mm |  |  | GCC6 |  | Black | [11 empty] | - | [7 empty] | Non-Insulated | [6 empty] | Not Applicable |  |  |  |  | Varies by Wire Size |  |  | Bulk | [6 empty] | - |  |  |  |  | 2 Way Tap | Crimp | [7 empty] | 250MCM (kcmil)-2 AWG | [5 empty] | https://www.unikeyic.com/media/datasheet/a8/5a/865e/a8/55d5507f958c4f6055bf21c6018b60dc.pdf | https://www.unikeyic.com/products/wire-splice-terminals/gcc6x6250-250/4270214.html
GSB550 | Thomas & Betts | 50: 6.2056 | BAGUE INT. DI 13. 97MM | [15 empty] | GSB550 Thomas & Betts | [11 empty] | 15.24mm(height) |  |  |  |  | wire mounting | [32 empty] | 50 | https://www.unikeyic.com/media/datasheet/b2/04/a7ff/b2/20c56176ba83195dd2ddc8227ef2f607.pdf | https://www.unikeyic.com/products/wire-splice-terminals/gsb550/19582708.html
GSB810 | Thomas & Betts | 5: 46.1052 10: 39.7224 25: 36.6765 50: 35.322 100: 34.146 250: 32.256 500: 32.1825 | Connector Terminals Ring Copper Alloy Brown Electro-Tin | [65 empty] | 138 | https://www.unikeyic.com/media/about_us/Unikey_ISO_9001_Certification.pdf | https://www.unikeyic.com/products/wire-splice-terminals/gsb810/16068542.html
H-35-BIN | 3M | 25: 0.422 50: 0.3339 100: 0.3179 250: 0.2979 500: 0.2837 | CONN WIRE CAP 10-18 AWG TWIST ON |  |  | H-35 |  | Red | [11 empty] | Copper Wire Only | [7 empty] | Fully Insulated | [6 empty] | 1 (Unlimited) |  |  |  |  | Varies by Wire Size |  |  | Bulk |  |  |  | 3865278 |  |  | Highland™ |  |  |  |  | Twist On Wire Cap | Twist On | [7 empty] | 10-18 AWG |  |  |  |  | 236 | https://www.unikeyic.com/media/datasheet/f7/82/03a9/f78203a92fa1e9f3fd7a97388b7baaac.pdf | https://www.unikeyic.com/products/wire-splice-terminals/h-35-bin/27104516.html
HB9500-9.5-12P-13-00A | KANGNEX | 100: 0.3217 300: 0.3163 500: 0.3082 | HB9500-9.5-12P-13-00A, | [65 empty] | 300 | https://www.unikeyic.com/media/about_us/Unikey_ISO_9001_Certification.pdf | https://www.unikeyic.com/products/wire-splice-terminals/hb9500-9-5-12p-13-00a/1000681203.html
HB9500-9.5-2P-13-00A | KANGNEX | 1: 0.9169 10: 0.7544 30: 0.6206 100: 0.5587 600: 0.5093 1,000: 0.4796 | HB9500-9.5-02P-13-00A Terminal Block, 9.5mm Pitch, 2 Pos, TH | [66 empty] | https://www.unikeyic.com/media/about_us/Unikey_ISO_9001_Certification.pdf | https://www.unikeyic.com/products/wire-splice-terminals/hb9500-9-5-2p-13-00a/1000682426.html
HB9500-9.5-3P-13-00A | KANGNEX | 100: 0.0804 300: 0.0791 500: 0.0771 | HB9500-9.5-03P-13-00A | [65 empty] | 300 | https://www.unikeyic.com/media/about_us/Unikey_ISO_9001_Certification.pdf | https://www.unikeyic.com/products/wire-splice-terminals/hb9500-9-5-3p-13-00a/1000677158.html
HB9500-9.5-6P-13-00A | KANGNEX | 1: 2.6013 10: 2.2301 30: 1.9049 100: 1.6546 600: 1.5107 1,000: 1.4388 | HB9500-9.5-06P-13-00A, | [66 empty] | https://www.unikeyic.com/media/about_us/Unikey_ISO_9001_Certification.pdf | https://www.unikeyic.com/products/wire-splice-terminals/hb9500-9-5-6p-13-00a/1000676686.html
HB9500-9.5-9P-13-00A | KANGNEX | 100: 0.2412 300: 0.2373 500: 0.2312 | HB9500-9.5-09P-13-00A | [65 empty] | 300 | https://www.unikeyic.com/media/about_us/Unikey_ISO_9001_Certification.pdf | https://www.unikeyic.com/products/wire-splice-terminals/hb9500-9-5-9p-13-00a/1000673670.html
HB9500M-9.5-02P-13-00A | KANGNEX | 5: 0.1157 50: 0.0952 150: 0.0783 500: 0.0705 3,000: 0.0642 5,000: 0.0605 | [67 empty] | https://www.unikeyic.com/media/about_us/Unikey_ISO_9001_Certification.pdf | https://www.unikeyic.com/products/wire-splice-terminals/hb9500m-9-5-02p-13-00a/1006427492.html
HB9500M-9.5-10P-13-00A | KANGNEX | 100: 0.3043 300: 0.2992 500: 0.2917 | HB9500M-9.5-10P-13-00A, | [65 empty] | 200 | https://www.unikeyic.com/media/about_us/Unikey_ISO_9001_Certification.pdf | https://www.unikeyic.com/products/wire-splice-terminals/hb9500m-9-5-10p-13-00a/1000676958.html
HB9500M-9.5-12P-13-00A | KANGNEX | 100: 0.3652 300: 0.3591 500: 0.35 | HB9500M-9.5-12P-13-00A | [65 empty] | 300 | https://www.unikeyic.com/media/about_us/Unikey_ISO_9001_Certification.pdf | https://www.unikeyic.com/products/wire-splice-terminals/hb9500m-9-5-12p-13-00a/1000678892.html
HB9500M-9.5-3P-13-00A | KANGNEX | 100: 0.0913 300: 0.0897 500: 0.0875 | HB9500M-9.5-03P-13-00A | [65 empty] | 300 | https://www.unikeyic.com/media/about_us/Unikey_ISO_9001_Certification.pdf | https://www.unikeyic.com/products/wire-splice-terminals/hb9500m-9-5-3p-13-00a/1000679522.html
HB9500M-9.5-5P-13-00A | KANGNEX | 100: 0.1521 300: 0.1496 500: 0.1458 | HB9500M-9.5-05P-13-00A | [65 empty] | 300 | https://www.unikeyic.com/media/about_us/Unikey_ISO_9001_Certification.pdf | https://www.unikeyic.com/products/wire-splice-terminals/hb9500m-9-5-5p-13-00a/1000681754.html
HB9500M-9.5-7P-13-00A | KANGNEX | 100: 0.213 300: 0.2095 500: 0.2042 | HB9500M-9.5-07P-13-00A | [65 empty] | 300 | https://www.unikeyic.com/media/about_us/Unikey_ISO_9001_Certification.pdf | https://www.unikeyic.com/products/wire-splice-terminals/hb9500m-9-5-7p-13-00a/1000679534.html
HB9500M-9.5-8P-13-00A | KANGNEX | 100: 0.2435 300: 0.2394 500: 0.2333 | HB9500M-9.5-08P-13-00A | [65 empty] | 300 | https://www.unikeyic.com/media/about_us/Unikey_ISO_9001_Certification.pdf | https://www.unikeyic.com/products/wire-splice-terminals/hb9500m-9-5-8p-13-00a/1000674296.html
HB9500M-9.5-9P-13-00A | KANGNEX | 100: 0.2739 300: 0.2693 500: 0.2625 | HB9500M-9.5-09P-13-00A | [65 empty] | 300 | https://www.unikeyic.com/media/about_us/Unikey_ISO_9001_Certification.pdf | https://www.unikeyic.com/products/wire-splice-terminals/hb9500m-9-5-9p-13-00a/1000683900.html
HC15EDGVM-3.81-6P-V | HCTL | 1: 0.2492 10: 0.205 30: 0.1686 100: 0.1518 300: 0.1384 500: 0.1303 | [67 empty] | https://www.unikeyic.com/media/about_us/Unikey_ISO_9001_Certification.pdf | https://www.unikeyic.com/products/wire-splice-terminals/hc15edgvm-3-81-6p-v/1000458120.html
HT-61 | 3M | 1,000: 0.1214 3,000: 0.1123 | Butt Connector 18-22AWG Steel 14.22mm Nickel Box |  |  |  |  | - | [11 empty] | - | [7 empty] | Non-Insulated | [6 empty] | Not Applicable |  |  |  |  | 2 |  |  | Bulk |  |  |  | 3865350 |  |  | - |  |  |  |  | Butt Splice, Inline, Individual Openings | Crimp | [7 empty] | 18-22 AWG |  |  |  |  | 13043 | https://www.unikeyic.com/media/datasheet/44/88/3260/44/d2ad7e0a7df3e37b364fcb37c3d5c4a7.pdf | https://www.unikeyic.com/products/wire-splice-terminals/ht-61/10042829.html
HT-62 | 3M | 1,000: 0.1214 3,000: 0.1123 | Butt Connector 14-16AWG Steel 14.22mm Nickel Box |  |  |  |  | - | [11 empty] | - | [7 empty] | Non-Insulated | [6 empty] | Not Applicable |  |  |  |  | 2 |  |  | Bulk |  |  |  | 3865351 |  |  | - |  |  |  |  | Butt Splice, Inline, Individual Openings | Crimp | [7 empty] | 14-16 AWG |  |  |  |  | 3590 | https://www.unikeyic.com/media/datasheet/44/88/3260/44/d2ad7e0a7df3e37b364fcb37c3d5c4a7.pdf | https://www.unikeyic.com/products/wire-splice-terminals/ht-62/18796916.html
HTCT250-2-1 | PANDUIT | 5: 20.196 10: 19.2888 25: 18.5868 50: 17.556 100: 17.0415 250: 16.359 500: 15.8445 | Cable Accessories Compression Tap, Copper, Tin |  |  | HTCT250 |  | - | [11 empty] | - | [7 empty] | Non-Insulated | [6 empty] | Not Applicable |  |  |  |  | Varies by Wire Size |  |  | Bulk |  |  |  | 4580618 |  |  | H-TAP |  |  |  |  | 3 Way Tap | Crimp | [7 empty] | 250MCM (kcmil)-2 AWG, 2-6 AWG, 8-14 AWG |  |  |  |  | 49 | https://www.unikeyic.com/media/datasheet/93/b7/04e6/93/c49ecd2f074db598eab0fa1564e9ea93.pdf | https://www.unikeyic.com/products/wire-splice-terminals/htct250-2-1/8138103.html
HTWC250-2-1 | PANDUIT | 1: 77.6304 10: 72.1753 25: 70.1084 50: 68.5819 100: 67.086 250: 65.1555 500: 63.7297 1,000: 62.3326 | Cable Accessories Kit Copper Purple Tin |  |  | HTWC250 |  | - | [11 empty] | Cap (Cover) | [7 empty] | Non-Insulated | [6 empty] | Not Applicable |  |  |  |  | Varies by Wire Size |  |  | Bulk | [6 empty] | H-TAP |  |  |  |  | 3 Way Tap | Crimp | [7 empty] | 250MCM (kcmil)-2 AWG, 2-6 AWG, 8-14 AWG |  |  |  |  | 69 | https://www.unikeyic.com/media/datasheet/93/b7/04e6/93/c49ecd2f074db598eab0fa1564e9ea93.pdf | https://www.unikeyic.com/products/wire-splice-terminals/htwc250-2-1/31807745.html
J216-410-D | PANDUIT | 10: 1.1135 25: 0.8991 50: 0.8798 100: 0.861 250: 0.8366 | Wire Joint 10-16AWG 15.74mm Box |  |  | J216 |  | - | [11 empty] | - | [7 empty] | Non-Insulated | [6 empty] | Not Applicable |  |  |  |  | 1 |  |  | Bulk | [6 empty] | Pan-Term® |  |  |  |  | Butt Splice, Closed End, Single Opening | Crimp | [7 empty] | 10-16 AWG |  |  |  |  | 388 | https://www.unikeyic.com/media/datasheet/71/a5/2457/68/a604c7d5a2026085ac87177cab1fae10.pdf | https://www.unikeyic.com/products/wire-splice-terminals/j216-410-d/2909134.html
J318-412-T | PANDUIT | 200: 0.4422 400: 0.4326 600: 0.4272 1,000: 0.4204 2,600: 0.4079 | Wire Joint 12-18AWG Copper Coated Steel 9.39mm Tin Bottle |  |  | J318 |  | - | [11 empty] | - | [7 empty] | Non-Insulated | [6 empty] | Not Applicable |  |  |  |  | 1 |  |  | Bulk | [6 empty] | Pan-Term® |  |  |  |  | Butt Splice, Closed End, Single Opening | Crimp | [7 empty] | 10-18 AWG |  |  |  |  | 975 | https://www.unikeyic.com/media/datasheet/e8/57/b495/e8/56a4c202a655280e610f39d1ec03b508.pdf | https://www.unikeyic.com/products/wire-splice-terminals/j318-412-t/13257143.html
JL2EDGK-50804G04 | JILN | 1,000: 0.1419 3,000: 0.1396 5,000: 0.136 | [66 empty] | 5000 | https://www.unikeyic.com/media/about_us/Unikey_ISO_9001_Certification.pdf | https://www.unikeyic.com/products/wire-splice-terminals/jl2edgk-50804g04/1001042016.html
JN224-318-C | PANDUIT | 100: 0.5256 | Wire Joint 14-24AWG Brass Red 20.1mm Tin Bag |  |  | JN224 |  | Red | [11 empty] | - | [7 empty] | Fully Insulated | [6 empty] | Not Applicable |  |  |  |  | 1 |  |  | Bulk | [6 empty] | Pan-Term® |  |  |  |  | Butt Splice, Closed End, Single Opening | Crimp | [7 empty] | 14-24 AWG |  |  |  |  | 100 | https://www.unikeyic.com/media/datasheet/71/a5/2457/fe/d56545378812bc5247c82f600caa6baf.pdf | https://www.unikeyic.com/products/wire-splice-terminals/jn224-318-c/34716709.html
JN314-412-C | PANDUIT | 1: 0.7258 | Wire Joint 10-16AWG Brass Natural 24.64mm Tin Bag |  |  | JN314 |  | Natural | [11 empty] | - | [7 empty] | Fully Insulated | [6 empty] | Not Applicable |  |  |  |  | 1 |  |  | Bulk |  |  |  | 317633 |  |  | Pan-Term® |  |  |  |  | Butt Splice, Closed End, Single Opening | Crimp | [7 empty] | 10-16 AWG |  |  |  |  | 100 | https://www.unikeyic.com/media/datasheet/71/a5/2457/db/e7a725e71f8e7a897b32e7bc4339feca.pdf | https://www.unikeyic.com/products/wire-splice-terminals/jn314-412-c/30314754.html
KF202-7.5-2P | KEFA | 1: 0.1669 200: 0.1549 |  |  | Industrial | [35 empty] | -40℃~105℃ | [28 empty] | https://www.unikeyic.com/media/about_us/Unikey_ISO_9001_Certification.pdf | https://www.unikeyic.com/products/wire-splice-terminals/kf202-7-5-2p/700620287.html
KF2024H-2.54-2*5P | KEFA | 200: 1.2362 400: 1.1939 600: 1.1424 | [66 empty] | 2000 | https://www.unikeyic.com/media/about_us/Unikey_ISO_9001_Certification.pdf | https://www.unikeyic.com/products/wire-splice-terminals/kf2024h-2-54-2-5p/700588589.html
KF2025CR-2.5-6P | KEFA | 100: 0.2752 200: 0.2707 300: 0.2638 | [66 empty] | 19800 | https://www.unikeyic.com/media/about_us/Unikey_ISO_9001_Certification.pdf | https://www.unikeyic.com/products/wire-splice-terminals/kf2025cr-2-5-6p/682527409.html
KF243A-5.0-3P | KEFA | 200: 0.2066 400: 0.1996 600: 0.191 | [16 empty] | KF243A-5.0-3P KEFA | [16 empty] | Through hole mounting | [32 empty] | 2000 | https://www.unikeyic.com/media/datasheet/a7/95/ea88/a7/225d8925323cd74fa99ea357e728e04b.pdf | https://www.unikeyic.com/products/wire-splice-terminals/kf243a-5-0-3p/688044551.html
KF2EDGK-5.08-2P | KEFA | 500: 0.085 1,000: 0.0817 1,500: 0.0804 | [66 empty] | 4000 | https://www.unikeyic.com/media/about_us/Unikey_ISO_9001_Certification.pdf | https://www.unikeyic.com/products/wire-splice-terminals/kf2edgk-5-08-2p/31460799.html
KF2EDGKM-3.5-3P | KEFA | 500: 0.2231 1,000: 0.2194 1,500: 0.2138 |  |  | Industrial | [13 empty] | KF2EDGKM-3.5-3P KEFA | [21 empty] | -40℃~105℃ |  |  |  |  | On sale | [22 empty] | 1500 | https://www.unikeyic.com/media/datasheet/ae/b1/40c8/aeb140c88181ce1b3335b304de16284b.pdf | https://www.unikeyic.com/products/wire-splice-terminals/kf2edgkm-3-5-3p/14664409.html
KF2EDGVH-2.5-2*2P | KEFA | 100: 0.2314 200: 0.2275 300: 0.2218 | [66 empty] | 20000 | https://www.unikeyic.com/media/about_us/Unikey_ISO_9001_Certification.pdf | https://www.unikeyic.com/products/wire-splice-terminals/kf2edgvh-2-5-2-2p/682818572.html
KH-KPCT-F12 | Kinghelm | 1: 0.3861 10: 0.3021 50: 0.2672 | [67 empty] | https://www.unikeyic.com/media/about_us/Unikey_ISO_9001_Certification.pdf | https://www.unikeyic.com/products/wire-splice-terminals/kh-kpct-f12/982563849.html
KH-KPCT-F15 | Kinghelm | 1: 0.7933 10: 0.6381 50: 0.5585 | [67 empty] | https://www.unikeyic.com/media/about_us/Unikey_ISO_9001_Certification.pdf | https://www.unikeyic.com/products/wire-splice-terminals/kh-kpct-f15/982564332.html
KH-PCT-222 | Kinghelm | 200: 0.1262 400: 0.1241 600: 0.121 800: 0.1188 | [66 empty] | 5000 | https://www.unikeyic.com/media/about_us/Unikey_ISO_9001_Certification.pdf | https://www.unikeyic.com/products/wire-splice-terminals/kh-pct-222/982565947.html
M14BCK | 3M | 25: 0.5723 50: 0.4528 100: 0.4311 250: 0.4041 500: 0.3847 1,000: 0.3664 3,000: 0.339 | CONN SPLICE 14-16 AWG CRIMP |  |  | M14 |  | - | [11 empty] | - | [7 empty] | Non-Insulated | [6 empty] | 1 (Unlimited) |  |  |  |  | 2 |  |  | Bulk |  |  |  | 184046 |  |  | Scotchlok™ |  |  |  |  | Butt Splice, Inline, Individual Openings | Crimp | [7 empty] | 14-16 AWG |  |  |  |  | 890 | https://www.unikeyic.com/media/datasheet/3b/60/d285/3b60d285ddd64a5d82cebebf6b9b7232.pdf | https://www.unikeyic.com/products/wire-splice-terminals/m14bck/587450.html
MC001833 | multicomp | 10: 1.4914 25: 1.3363 100: 1.3363 150: 1.3363 250: 1.3124 1,000: 1.3124 | TERMINAL BLOCK, BARRIER, 8POS, 10AWG; No. of Rows:2 Row; No. of Positions:8Ways; Wire Size AWG Min:22AWG; Wire Size AWG Max:10AWG; Pitch Spacing:12mm; Rated Current:41A; Rated Voltage:450V; Product Range:MC001 Series; SV | [15 empty] | MC001833 multicomp | [49 empty] | 1118 | https://www.unikeyic.com/media/datasheet/9b/66/1a81/9b/c05a7b9e14d93dcdce68134c9f7131ea.pdf | https://www.unikeyic.com/products/wire-splice-terminals/mc001833/6579535.html
MC002948 | multicomp | 1: 3.2495 10: 2.9116 50: 2.9116 100: 2.8596 200: 2.8596 | RF COAXIAL, BNC JACK, 75 OHM, PCB; Connector Type:BNC Coaxial; Connector Body Style:Straight Jack; Coaxial Termination:Board Edge / End Launch; Impedance:75ohm; Coaxial Cable Types:-; Contact Material:Beryllium Copper; C | [65 empty] | 430 | https://www.unikeyic.com/media/about_us/Unikey_ISO_9001_Certification.pdf | https://www.unikeyic.com/products/wire-splice-terminals/mc002948/20656137.html
MG641071 | Korea Electric Terminal | 1: 0.1234 | 090II 15M CONN'T ASSY | [65 empty] | 599 | https://www.unikeyic.com/media/about_us/Unikey_ISO_9001_Certification.pdf | https://www.unikeyic.com/products/wire-splice-terminals/mg641071/11304119.html
MH10BCK | 3M | 1: 2.3545 | Butt Connector, 10-12AWG, ETP Copper, Yellow, 38.1mm, Tin Case |  |  | MH10 |  | Yellow | [11 empty] | - | [7 empty] | Fully Insulated Heat Shrink | [6 empty] | 1 (Unlimited) |  |  |  |  | 2 |  |  | Bulk | [6 empty] | Scotchlok™ |  |  |  |  | Butt Splice, Inline, Individual Openings | Crimp | [7 empty] | 10-12 AWG |  |  |  |  | 70 | https://www.unikeyic.com/media/datasheet/41/c0/f24c/41c0f24c658bfd2684045997dd243e56.pdf | https://www.unikeyic.com/products/wire-splice-terminals/mh10bck/26698169.html
MJ10CT | MECATRACTION | 100: 1.0565 | MECATRACTION Connector, Flat connection, 10 mm²wire_gauge, 29mmtotal length | [65 empty] | 200 | https://www.unikeyic.com/media/about_us/Unikey_ISO_9001_Certification.pdf | https://www.unikeyic.com/products/wire-splice-terminals/mj10ct/244443324.html
MJ25CT | MECATRACTION | 50: 1.4301 | MECATRACTION Connector, Flat, 25mm² Wire, 34mm Total Length | [65 empty] | 50 | https://www.unikeyic.com/media/about_us/Unikey_ISO_9001_Certification.pdf | https://www.unikeyic.com/products/wire-splice-terminals/mj25ct/248878005.html
MJ50CT | MECATRACTION | 50: 2.4343 | MECATRACTION Connector, Flat, 50 mm², 44mm L | [65 empty] | 100 | https://www.unikeyic.com/media/about_us/Unikey_ISO_9001_Certification.pdf | https://www.unikeyic.com/products/wire-splice-terminals/mj50ct/255869885.html
MJ6CT | MECATRACTION | 100: 0.9409 | MECATRACTION Connector, Flat Connect, 6 mm² Wire Gauge, 24mm Total Length | [65 empty] | 100 | https://www.unikeyic.com/media/about_us/Unikey_ISO_9001_Certification.pdf | https://www.unikeyic.com/products/wire-splice-terminals/mj6ct/247852730.html
MNG18BCX-BOTTLE | 3M | 1: 222.4199 10: 189.0782 25: 177.2544 50: 168.8085 | Terminal 、Inline、 Connector 18-22 AWG Red | [32 empty] | Through hole mounting | [9 empty] | On sale |  |  | boxed, bulk | [19 empty] | 2 | https://www.unikeyic.com/media/about_us/Unikey_ISO_9001_Certification.pdf | https://www.unikeyic.com/products/wire-splice-terminals/mng18bcx-bottle/1461026.html
MP25 | MECATRACTION | 50: 2.5818 | MECATRACTION Connector, Parallel Connector, 25mm² Wire, 11.5mm Total Length | [65 empty] | 50 | https://www.unikeyic.com/media/about_us/Unikey_ISO_9001_Certification.pdf | https://www.unikeyic.com/products/wire-splice-terminals/mp25/243403961.html
MP50 | MECATRACTION | 50: 4.1309 | MECATRACTION Connector, Parallel Connector, 50mm² Wire Gauge, 18mm Total Length | [65 empty] | 100 | https://www.unikeyic.com/media/about_us/Unikey_ISO_9001_Certification.pdf | https://www.unikeyic.com/products/wire-splice-terminals/mp50/239521716.html
N30300300000G | Amphenol | 25: 0.625 50: 0.625 100: 0.56 250: 0.56 500: 0.55 1,000: 0.55 | Quick Connect, 3-Pin, Transparent Color |  |  | N303003 |  | Orange | [11 empty] | Releasable | [7 empty] | Fully Insulated | [6 empty] | 1 (Unlimited) |  |  |  |  | 3 |  |  | Bulk |  |  |  | 12178927 |  |  | - |  |  |  |  | Butt Splice, Closed End, Individual Openings | Push In | [7 empty] | 12-24 AWG |  |  |  |  | 965 | https://www.unikeyic.com/media/about_us/Unikey_ISO_9001_Certification.pdf | https://www.unikeyic.com/products/wire-splice-terminals/n30300300000g/11510322.html
N30500300000G | Amphenol | 10: 1.0113 25: 1.0113 50: 0.9708 100: 0.9061 250: 0.8899 500: 0.8899 1,000: 0.8899 | TERMINAL BLOCK, PLUGGABLE, 5POS, 12AWG; Pitch Spacing:5.6mm; No. of Positions:5Positions; Conductor Area CSA:4mm²; Wire Connection Method:Push In; Rated Current:35A; Rated Voltage:600V; Product Range: 37AK5288 |  |  | N305003 |  | Orange | [11 empty] | Releasable | [7 empty] | Fully Insulated | [6 empty] | 1 (Unlimited) |  |  |  |  | 5 |  |  | Bulk | [6 empty] | - |  |  |  |  | Butt Splice, Closed End, Individual Openings | Push In | [7 empty] | 12-24 AWG |  |  |  |  | 1429 | https://www.unikeyic.com/media/about_us/Unikey_ISO_9001_Certification.pdf | https://www.unikeyic.com/products/wire-splice-terminals/n30500300000g/2078534.html
NP-FS-PROTECT-PTOOL | NetPeppers | 1: 707.8343 | Netpeppers Wire Connector, NP-FS-PROTECT Series, 83mm L, Black | [65 empty] | 2 | https://www.unikeyic.com/media/about_us/Unikey_ISO_9001_Certification.pdf | https://www.unikeyic.com/products/wire-splice-terminals/np-fs-protect-ptool/568632430.html
O/B+POUCH | 3M | 1: 28.377 10: 24.1157 25: 22.6057 50: 21.5273 100: 20.5004 300: 18.973 500: 18.3023 | Terminal Twist On Wire Cap, Wing Connector 12-22 AWG 、 |  |  | O/B |  | Orange, Blue | [11 empty] | Copper Wire Only, Flame Retardant | [7 empty] | Fully Insulated | [6 empty] | Not Applicable |  |  |  |  | Varies by Wire Size |  |  | Bulk |  |  |  | 7776581 |  |  | Performance Plus™ |  |  |  |  | Twist On Wire Cap, Wing | Twist On | [7 empty] | 12-22 AWG |  |  |  |  | 3 | https://www.unikeyic.com/media/datasheet/5b/44/c779/5b/3d3dca344438aec2aa83dae4ddf091c9.pdf | https://www.unikeyic.com/products/wire-splice-terminals/o-b-pouch/26268569.html
P-1.25 | JST | 10: 0.039 100: 0.0342 500: 0.032 1,000: 0.0268 5,000: 0.0245 | JST wire splice connector, Pseries, parallel, 0.25 → 1.65 mm²、22 → 16 AWGwire_gauge, 8mmtotal length |  |  |  |  | - | [11 empty] | - | [7 empty] | Non-Insulated | [6 empty] | Not Applicable |  |  |  |  | 2 |  |  | Bulk |  |  |  | 7423898 |  |  | - |  |  |  |  | Inline, Individual Openings (Parallel) | Crimp | [7 empty] | 16-22 AWG | [5 empty] | https://www.unikeyic.com/media/datasheet/31/3d/ab8b/31/7fc752ea27ebb11254410a72480485ee.pdf | https://www.unikeyic.com/products/wire-splice-terminals/p-1-25/2210051.html
P-38 | JST | 1: 0.8429 | Splice Terminal 2AWG F 16.5mm Box |  |  |  |  | - | [11 empty] | - | [7 empty] | Non-Insulated | [6 empty] | 1 (Unlimited) |  |  |  |  | 2 |  |  | Bulk |  |  |  | 4814067 |  |  | - |  |  |  |  | Inline, Individual Openings (Parallel) | Crimp | [7 empty] | 2 AWG |  |  |  |  | 15 | https://www.unikeyic.com/media/datasheet/31/3d/ab8b/31/7fc752ea27ebb11254410a72480485ee.pdf | https://www.unikeyic.com/products/wire-splice-terminals/p-38/17710659.html
P07312 | SIB | 1: 52.6916 | SIB Wire Connector, P0731 Series, 0.2-4mm², 21mm L, Transparent | [27 empty] | 13mm(Length) | [37 empty] | 1600 | https://www.unikeyic.com/media/about_us/Unikey_ISO_9001_Certification.pdf | https://www.unikeyic.com/products/wire-splice-terminals/p07312/156584995.html
PCSB2/0-4-6 | PANDUIT | 1: 41.2884 | Conn Multi-Tap Connector F 4 POS 18.28mm Screw RA Cable Mount |  |  | PCS |  | Clear | [11 empty] | - | [7 empty] | Fully Insulated | [6 empty] | Not Applicable |  |  |  |  | 4 |  |  | Bulk | [6 empty] | PCSB |  |  |  |  | Inline, Tap | Screw | [7 empty] | 2/0-14 AWG |  |  |  |  | 13 | https://www.unikeyic.com/media/datasheet/a8/1e/58a9/a8/d690e87bbffef9fdf1a213ca0bd63d62.pdf | https://www.unikeyic.com/products/wire-splice-terminals/pcsb2-0-4-6/13771469.html
PCSB250-2-6Y | PANDUIT | 1: 38.8931 5: 38.1986 10: 38.1986 25: 37.5041 50: 37.5041 100: 37.5041 | Conn Multi-Tap Connector RCP 2 POS 24.63mm Screw RA Cable Mount |  |  | PCS |  | Clear | [11 empty] | - | [7 empty] | Fully Insulated | [6 empty] | Not Applicable |  |  |  |  | 2 |  |  | Bulk |  |  |  | 2513417 |  |  | PCSB |  |  |  |  | Inline, Tap | Screw | [7 empty] | 250MCM (kcmil) - 6 AWG |  |  |  |  | 28 | https://www.unikeyic.com/media/datasheet/24/e5/8d67/24/884418a932cdbd701a07ef5762d34dc7.pdf | https://www.unikeyic.com/products/wire-splice-terminals/pcsb250-2-6y/31784059.html
PCSB250-4-6Y | PANDUIT | 1: 56.8404 | Conn Multi-Tap Connector RCP 4 POS 24.63mm Screw RA Cable Mount |  |  | PCS |  | Clear | [11 empty] | - | [7 empty] | Fully Insulated | [6 empty] | Not Applicable |  |  |  |  | 4 |  |  | Bulk |  |  |  | 4566992 |  |  | PCSB |  |  |  |  | Inline, Tap | Screw | [7 empty] | 250MCM (kcmil)-10 AWG |  |  |  |  | 2 | https://www.unikeyic.com/media/datasheet/24/e5/8d67/24/884418a932cdbd701a07ef5762d34dc7.pdf | https://www.unikeyic.com/products/wire-splice-terminals/pcsb250-4-6y/12792200.html
PCSB4-2S-12Y | PANDUIT | 1: 16.3286 10: 16.037 25: 15.7454 100: 15.7454 250: 15.7454 500: 15.7454 | Multi-Tap Connector Receptacle, 2 POS, 13.46mm, Screw, Right Angle, Cable Mount |  |  | PCS |  | Clear | [11 empty] | - | [7 empty] | Fully Insulated | [6 empty] | Not Applicable |  |  |  |  | 2 |  |  | Bulk |  |  |  | 4567024 |  |  | PCSB |  |  |  |  | Inline, Tap | Screw | [7 empty] | 4-14 AWG |  |  |  |  | 37 | https://www.unikeyic.com/media/datasheet/35/35/88e4/35/ca569ae5ab50319b1250c03957300c43.pdf | https://www.unikeyic.com/products/wire-splice-terminals/pcsb4-2s-12y/1526240.html
PCSB4-3S-12Y | PANDUIT | 25: 23.9803 50: 23.4601 100: 22.9504 250: 22.2926 500: 21.8067 1,000: 21.6465 | Multi-Tap Connector F 3 POS 13.46mm Screw RA Cable Mount |  |  | PCS |  | Clear | [11 empty] | - | [7 empty] | Fully Insulated | [6 empty] | Not Applicable |  |  |  |  | 3 |  |  | Bulk |  |  |  | 4567026 |  |  | PCSB |  |  |  |  | Inline, Tap | Screw | [7 empty] | 4-14 AWG |  |  |  |  | 160 | https://www.unikeyic.com/media/datasheet/8d/98/a715/8d/8a5923e7581918631f1e22f2ba16c64f.pdf | https://www.unikeyic.com/products/wire-splice-terminals/pcsb4-3s-12y/28513689.html
PCSB4-4S-6Y | PANDUIT | 1: 32.2335 5: 32.2335 10: 31.6579 25: 31.0823 50: 31.0823 100: 31.0823 | Conn Multi-Tap Connector F 4 POS 13.46mm Screw RA Cable Mount |  |  | PCS |  | Clear | [11 empty] | - | [7 empty] | Fully Insulated | [6 empty] | Not Applicable |  |  |  |  | 4 |  |  | Bulk | [6 empty] | PCSB |  |  |  |  | Inline, Tap | Screw | [7 empty] | 4-14 AWG |  |  |  |  | 4 | https://www.unikeyic.com/media/datasheet/a2/04/b523/a2/6949e78059e542ffb48f76f180402caa.pdf | https://www.unikeyic.com/products/wire-splice-terminals/pcsb4-4s-6y/31533749.html
PCSB4-8-4Y | PANDUIT | 1: 55.5012 | Conn Multi-Tap Connector F 8 POS 12.44mm Screw RA Cable Mount |  |  | PCS |  | Clear | [11 empty] | - | [7 empty] | Fully Insulated | [6 empty] | Not Applicable |  |  |  |  | 8 |  |  | Bulk | [6 empty] | PCSB |  |  |  |  | Inline, Tap | Screw | [7 empty] | 4-14 AWG |  |  |  |  | 1 | https://www.unikeyic.com/media/datasheet/8f/b0/8be8/8f/cd2b04dba1c0ebff4b45bc63ce07e502.pdf | https://www.unikeyic.com/products/wire-splice-terminals/pcsb4-8-4y/30301076.html
PCSB600-2-4Y | PANDUIT | 1: 77.1887 5: 75.8104 10: 74.432 25: 74.432 50: 74.432 100: 74.432 | Conn Multi-Tap Connector F 2 POS 32.51mm Screw RA Cable Mount |  |  | PCS |  | Clear | [11 empty] | - | [7 empty] | Fully Insulated | [6 empty] | Not Applicable |  |  |  |  | 2 |  |  | Bulk | [6 empty] | PCSB |  |  |  |  | Inline, Tap | Screw | [7 empty] | 600MCM (kcmil)-6 AWG |  |  |  |  | 7 | https://www.unikeyic.com/media/datasheet/2d/f8/c73b/2d/46b7deaa4c7bf4def76d85999e039b63.pdf | https://www.unikeyic.com/products/wire-splice-terminals/pcsb600-2-4y/34307385.html
PCSB600-2S-4Y | PANDUIT | 1: 63.3697 5: 62.2381 10: 61.1065 25: 61.1065 50: 61.1065 100: 61.1065 | Conn Multi-Tap Connector F 2 POS 32.51mm Screw RA Cable Mount |  |  | PCS |  | Clear | [11 empty] | - | [7 empty] | Fully Insulated | [6 empty] | Not Applicable |  |  |  |  | 2 |  |  | Bulk |  |  |  | 4567044 |  |  | PCSB |  |  |  |  | Inline, Tap | Screw | [7 empty] | 600MCM (kcmil)-6 AWG |  |  |  |  | 9 | https://www.unikeyic.com/media/datasheet/17/4a/39c6/17/966d1a3d995c65b292692b963856ac0f.pdf | https://www.unikeyic.com/products/wire-splice-terminals/pcsb600-2s-4y/24311881.html
PCSB600-3-3Y | PANDUIT | 1: 77.9057 5: 76.5146 10: 75.1234 25: 75.1234 50: 75.1234 100: 75.1234 | Conn Multi-Tap Connector F 3 POS 32.51mm Screw RA Cable Mount |  |  | PCS |  | Clear | [11 empty] | - | [7 empty] | Fully Insulated | [6 empty] | Not Applicable |  |  |  |  | 3 |  |  | Bulk |  |  |  | 4567045 |  |  | PCSB |  |  |  |  | Inline, Tap | Screw | [7 empty] | 600MCM (kcmil)-6 AWG |  |  |  |  | 2 | https://www.unikeyic.com/media/datasheet/2d/f8/c73b/2d/46b7deaa4c7bf4def76d85999e039b63.pdf | https://www.unikeyic.com/products/wire-splice-terminals/pcsb600-3-3y/30047184.html
PCSB600-4-2Y | PANDUIT | 1: 83.7061 5: 83.7061 10: 82.1842 25: 82.1842 50: 82.1842 100: 82.1842 | Multi-Tap Connector F 4 POS 32.51mm Screw RA Cable Mount |  |  | PCS |  | Clear | [11 empty] | - | [7 empty] | Fully Insulated | [6 empty] | Not Applicable |  |  |  |  | 4 |  |  | Bulk | [6 empty] | PCSB |  |  |  |  | Inline, Tap | Screw | [7 empty] | 600MCM (kcmil)-6 AWG |  |  |  |  | 3 | https://www.unikeyic.com/media/datasheet/2d/f8/c73b/2d/46b7deaa4c7bf4def76d85999e039b63.pdf | https://www.unikeyic.com/products/wire-splice-terminals/pcsb600-4-2y/29150554.html
PCSB600-6-2Y | PANDUIT | 1: 104.2993 5: 104.2993 10: 102.4029 25: 102.4029 50: 102.4029 100: 102.4029 | Conn Multi-Tap Connector F 6 POS 32.51mm Screw RA Cable Mount |  |  | PCS |  | Clear | [11 empty] | - | [7 empty] | Fully Insulated | [6 empty] | Not Applicable |  |  |  |  | 6 |  |  | Bulk |  |  |  | 4567051 |  |  | PCSB |  |  |  |  | Inline, Tap | Screw | [7 empty] | 600MCM (kcmil)-6 AWG |  |  |  |  | 2 | https://www.unikeyic.com/media/datasheet/2d/f8/c73b/2d/46b7deaa4c7bf4def76d85999e039b63.pdf | https://www.unikeyic.com/products/wire-splice-terminals/pcsb600-6-2y/8913461.html
PEN 0508401694 | Weidmüller | 1: 7.2 10: 6.336 100: 6.2208 250: 6.2208 500: 6.2208 1,000: 6.2208 | MARKER PEN FOR TERMINALS; Product Range:-; Marker / Pen Type:Felt Tip Pen; Ink Colour:-; Tip Shape:-; SVHC:No SVHC (15-Jan-2018) | [65 empty] | 53 | https://www.unikeyic.com/media/about_us/Unikey_ISO_9001_Certification.pdf | https://www.unikeyic.com/products/wire-splice-terminals/pen-0508401694/31277285.html
PISR1/0-1 | PANDUIT | 1: 29.0355 10: 27.0021 25: 26.2309 50: 25.6619 100: 25.1044 250: 24.3848 500: 23.8533 1,000: 23.3325 2,500: 22.6604 | Cable Accessories Splicer/Reducer, Aluminum Alloy, Clear |  |  | PISR1 |  | Clear | [11 empty] | Gel Filled, Step Up/Step Down | [7 empty] | Fully Insulated | [6 empty] | Not Applicable |  |  |  |  | 2 |  |  | Bulk | [6 empty] | Pan-Lug™ |  |  |  |  | Butt Splice, Inline, Individual Openings | Screw | [7 empty] | 1/0-14 AWG to 8-14 AWG |  |  |  |  | 28 | https://www.unikeyic.com/media/datasheet/df/b2/667f/df/87b56e4f815f3d9a9ad4dbf54b1a6b17.pdf | https://www.unikeyic.com/products/wire-splice-terminals/pisr1-0-1/13374338.html
PS12-L | PANDUIT | 50: 0.8815 100: 0.8626 250: 0.8382 500: 0.8201 1,000: 0.8024 2,500: 0.7795 | Splice Terminal, 12-14AWG, Brass, Silver Plated, 9.7mm, Tin, Bottle |  |  | PS12 |  | - | [11 empty] | - | [7 empty] | Non-Insulated | [6 empty] | Not Applicable |  |  |  |  | 2 |  |  | Bulk | [6 empty] | Pan-Term® |  |  |  |  | Inline, Individual Openings (Parallel) | Crimp | [7 empty] | 12-14 AWG |  |  |  |  | 107 | https://www.unikeyic.com/media/datasheet/9a/94/d4d8/9a/b3c38a029bf497523a0dc7fcde71743c.pdf | https://www.unikeyic.com/products/wire-splice-terminals/ps12-l/1238358.html
PS16-M | PANDUIT | 50: 0.3031 100: 0.2716 500: 0.2716 1,000: 0.2716 | Splice Terminal 16-20AWG Brass 7.4mm Tin Box |  |  | PS16 |  | - | [11 empty] | - | [7 empty] | Non-Insulated | [6 empty] | Not Applicable |  |  |  |  | 2 |  |  | Bulk | [6 empty] | Pan-Term® |  |  |  |  | Inline, Individual Openings (Parallel) | Crimp | [7 empty] | 16-20 AWG |  |  |  |  | 2125 | https://www.unikeyic.com/media/datasheet/9a/94/d4d8/9a/b3c38a029bf497523a0dc7fcde71743c.pdf | https://www.unikeyic.com/products/wire-splice-terminals/ps16-m/34751904.html
PS18-M | PANDUIT | 50: 0.3031 100: 0.2716 500: 0.2716 1,000: 0.2716 | Splice Terminal 18-22AWG Brass Metallic 7.4mm Tin Box |  |  | PS18 |  | - | [11 empty] | - | [7 empty] | Non-Insulated | [6 empty] | Not Applicable |  |  |  |  | 2 |  |  | Bulk |  |  |  | 452002 |  |  | Pan-Term® |  |  |  |  | Inline, Individual Openings (Parallel) | Crimp | [7 empty] | 18-22 AWG |  |  |  |  | 10147 | https://www.unikeyic.com/media/datasheet/9a/94/d4d8/9a/b3c38a029bf497523a0dc7fcde71743c.pdf | https://www.unikeyic.com/products/wire-splice-terminals/ps18-m/30698636.html
PSCBLK-Q | PANDUIT | 1: 4.5348 10: 3.9906 100: 3.9906 250: 3.918 500: 3.918 1,000: 3.918 | Splice Terminal (2/0)-11AWG Copper 20.6mm Tin |  |  | PSCB |  | Black | [11 empty] | - | [7 empty] | Non-Insulated | [6 empty] | Not Applicable |  |  |  |  | 2 |  |  | Bulk | [6 empty] | Pan-Lug™ |  |  |  |  | Inline, Individual Openings (Parallel) | Crimp | [7 empty] | 2/0-12 AWG |  |  |  |  | 24 | https://www.unikeyic.com/media/datasheet/23/b7/2ab4/23/78549a3673b7de5e2b70e26d94726f49.pdf | https://www.unikeyic.com/products/wire-splice-terminals/pscblk-q/31722291.html
PSCBLU-L | PANDUIT | 10: 1.7491 100: 1.7179 250: 1.7179 500: 1.6866 1,000: 1.6866 | Splice Terminal Tin |  |  | PSCB |  | Blue | [11 empty] | - | [7 empty] | Non-Insulated | [6 empty] | Not Applicable |  |  |  |  | 2 |  |  | Bulk |  |  |  | 4577640 |  |  | Pan-Lug™ |  |  |  |  | Inline, Individual Openings (Parallel) | Crimp | [7 empty] | 6-14 AWG |  |  |  |  | 55 | https://www.unikeyic.com/media/datasheet/1c/18/11d6/1c/115eea5b0b698e9228058072975643cc.pdf | https://www.unikeyic.com/products/wire-splice-terminals/pscblu-l/4939036.html
PSCBRN-L | PANDUIT | 1: 3.4615 10: 3.069 50: 2.8512 100: 2.6784 250: 2.3436 500: 2.3004 1,000: 2.2464 2,500: 2.1816 | Splice Terminal Tin |  |  | PSCB |  | Brown | [11 empty] | - | [7 empty] | Non-Insulated | [6 empty] | Not Applicable |  |  |  |  | 2 |  |  | Bulk |  |  |  | 4577641 |  |  | Pan-Lug™ |  |  |  |  | Inline, Individual Openings (Parallel) | Crimp | [7 empty] | 4-12 AWG |  |  |  |  | 142 | https://www.unikeyic.com/media/datasheet/a3/da/0230/a3/2fd7286ac28263713b505cea353a5082.pdf | https://www.unikeyic.com/products/wire-splice-terminals/pscbrn-l/12421119.html
PSCGRN-L | PANDUIT | 1: 3.4581 10: 3.2158 25: 3.1242 50: 3.0568 100: 2.9909 250: 2.9057 500: 2.8429 1,000: 2.7813 2,500: 2.7018 | Splice Terminal Tin |  |  | PSCGRN |  | Green | [11 empty] | - | [7 empty] | Non-Insulated | [6 empty] | Not Applicable |  |  |  |  | 2 |  |  | Bulk | [6 empty] | Pan-Lug™ |  |  |  |  | Inline, Individual Openings (Parallel) | Crimp | [7 empty] | 2-12 AWG |  |  |  |  | 40 | https://www.unikeyic.com/media/datasheet/44/72/afa1/44/9c86dad31e66603d0b23913559153bdc.pdf | https://www.unikeyic.com/products/wire-splice-terminals/pscgrn-l/34375607.html
PSCGRY-L | PANDUIT | 50: 7.3587 | Splice Terminal Tin |  |  | PSCGRY |  | Gray | [11 empty] | - | [7 empty] | Non-Insulated | [6 empty] | Not Applicable |  |  |  |  | 2 |  |  | Bulk | [6 empty] | Pan-Lug™ |  |  |  |  | Inline, Individual Openings (Parallel) | Crimp | [7 empty] | 4-14 AWG |  |  |  |  | 200 | https://www.unikeyic.com/media/datasheet/e9/a3/1e8c/e9/ab78e7e07801d923909d3daec03c2248.pdf | https://www.unikeyic.com/products/wire-splice-terminals/pscgry-l/1351012.html
QCI 2-250 | 3M | 1: 187.0452 10: 159.0052 25: 149.0616 50: 141.9576 | Cable Accessories Shearbolt Connector Tin |  |  |  |  | - | [11 empty] | - | [7 empty] | Non-Insulated | [6 empty] | 1 (Unlimited) |  |  |  |  | 2 |  |  | Bulk |  |  |  | 14300429 |  |  | Scotchlok™ |  |  |  |  | Shearbolt | Screw | [7 empty] | 250MCM (kcmil)-2 AWG |  |  |  |  | 2 | https://www.unikeyic.com/media/datasheet/6c/36/18ba/6c3618bae41a8dc8d5294d87dd9549c1.pdf | https://www.unikeyic.com/products/wire-splice-terminals/qci-2-250/18747399.html
S082540002 | Ckmtw | 1: 0.9012 200: 0.8362 | [67 empty] | https://www.unikeyic.com/media/about_us/Unikey_ISO_9001_Certification.pdf | https://www.unikeyic.com/products/wire-splice-terminals/s082540002/326340753.html
SA2-C | PANDUIT | 1: 14.7182 10: 13.6934 25: 13.3035 50: 13.0154 100: 12.7333 250: 12.3691 500: 12.1001 1,000: 11.8366 2,500: 11.4965 | CONN SPLICE 2 AWG CRIMP PAN-LUG |  |  |  |  | Pink | [11 empty] | - | [7 empty] | Non-Insulated | [11 empty] | 2 |  |  | Bulk |  |  |  | 18338997 |  |  | SA |  |  |  |  | Butt Splice, Inline, Individual Openings | Crimp | [7 empty] | 2 AWG |  |  |  |  | 23 | https://www.unikeyic.com/media/about_us/Unikey_ISO_9001_Certification.pdf | https://www.unikeyic.com/products/wire-splice-terminals/sa2-c/693931380.html
SA4-CR | PANDUIT | 1: 9.725 10: 9.0511 25: 8.7935 50: 8.6033 100: 8.4171 250: 8.1767 500: 7.9992 1,000: 7.8252 2,500: 7.6007 | ALUMINUM COMPRESSION SPLICE, TIN |  |  |  |  | Green | [11 empty] | - | [7 empty] | Non-Insulated | [11 empty] | 2 |  |  | Bulk | [6 empty] | SA |  |  |  |  | Butt Splice, Inline, Individual Openings | Crimp | [7 empty] | 4 AWG |  |  |  |  | 19 | https://www.unikeyic.com/media/about_us/Unikey_ISO_9001_Certification.pdf | https://www.unikeyic.com/products/wire-splice-terminals/sa4-cr/693920580.html
SA600-2 | PANDUIT | 1: 71.8271 | Splice Terminal Aluminum 4.12mm Tin |  |  | SA600 |  | Black | [11 empty] | Cap, Gel Filled | [7 empty] | Non-Insulated | [6 empty] | Not Applicable |  |  |  |  | 2 |  |  | Bulk | [6 empty] | Pan-Lug™ |  |  |  |  | Butt Splice, Inline, Individual Openings | Crimp | [7 empty] | 600MCM (kcmil) |  |  |  |  | 8 | https://www.unikeyic.com/media/datasheet/8f/97/2dab/8f/59307dff9aba4ef7c0d67295b2e4b79f.pdf | https://www.unikeyic.com/products/wire-splice-terminals/sa600-2/145870.html
SA750-1 | PANDUIT | 1: 73.6128 | Splice Terminal, Aluminum, 4.62mm Pitch, Tin Plated |  |  | SA750 |  | Red | [11 empty] | Cap, Gel Filled | [7 empty] | Non-Insulated | [6 empty] | Not Applicable |  |  |  |  | 2 |  |  | Bulk | [6 empty] | Pan-Lug™ |  |  |  |  | Butt Splice, Inline, Individual Openings | Crimp | [7 empty] | 750MCM (kcmil) |  |  |  |  | 6 | https://www.unikeyic.com/media/datasheet/8f/97/2dab/8f/59307dff9aba4ef7c0d67295b2e4b79f.pdf | https://www.unikeyic.com/products/wire-splice-terminals/sa750-1/32926468.html
SC-2 0240 | NEMIQ | 1: 0.2296 | NEMIQ SC-2 0240 Splice Connector | [65 empty] | 103 | https://www.unikeyic.com/media/about_us/Unikey_ISO_9001_Certification.pdf | https://www.unikeyic.com/products/wire-splice-terminals/sc-2-0240/1006512549.html
SC-2 0525-S | NEMIQ | 1: 1.7349 10: 1.6328 25: 1.4287 | NEMIQ SC-2 0525-S Splice Connector | [27 empty] | 10mm(Length) | [37 empty] | 213 | https://www.unikeyic.com/media/about_us/Unikey_ISO_9001_Certification.pdf | https://www.unikeyic.com/products/wire-splice-terminals/sc-2-0525-s/1006522261.html
SCL1-E | PANDUIT | 5: 10.3155 25: 9.126 50: 8.8776 100: 8.3895 250: 8.0745 500: 7.833 1,000: 7.602 | Splice Terminal 1AWG Seamless Copper 72.89mm Tin |  |  | SCL1 |  | Green | [11 empty] | - | [7 empty] | Non-Insulated | [6 empty] | Not Applicable |  |  |  |  | 2 |  |  | Bulk | [6 empty] | Pan-Lug™ |  |  |  |  | Butt Splice, Inline, Individual Openings | Crimp | [7 empty] | 1-6 AWG |  |  |  |  | 13 | https://www.unikeyic.com/media/datasheet/5f/31/ffe8/5f/e94aaffb5e36f2fef06e7438fd420249.pdf | https://www.unikeyic.com/products/wire-splice-terminals/scl1-e/31794757.html
SCL1/0-X | PANDUIT | 10: 14.026 25: 13.6261 50: 13.3311 100: 13.042 250: 12.6689 500: 12.3934 1,000: 12.1235 2,500: 11.7751 | Splice Terminal (1/0)AWG Seamless Copper 72.89mm Tin |  |  | SCL1 |  | Pink | [11 empty] | Copper Tubing | [7 empty] | Non-Insulated | [6 empty] | Not Applicable |  |  |  |  | 2 |  |  | Bulk | [6 empty] | Pan-Lug™ |  |  |  |  | Butt Splice, Inline, Individual Openings | Crimp | [7 empty] | 1/0 AWG |  |  |  |  | 10 | https://www.unikeyic.com/media/datasheet/5f/31/ffe8/5f/e94aaffb5e36f2fef06e7438fd420249.pdf | https://www.unikeyic.com/products/wire-splice-terminals/scl1-0-x/8737885.html
SCL3/0-X | PANDUIT | 5: 13.255 25: 12.2364 50: 11.5815 100: 11.256 250: 10.8255 500: 10.5 1,000: 10.1745 | Splice Terminal, (3/0)AWG, Seamless Copper, 79.24mm, Tin |  |  | SCL3 |  | Orange | [11 empty] | Copper Tubing | [7 empty] | Non-Insulated | [6 empty] | Not Applicable |  |  |  |  | 2 |  |  | Bulk | [6 empty] | Pan-Lug™ |  |  |  |  | Butt Splice, Inline, Individual Openings | Crimp | [7 empty] | 3/0 AWG |  |  |  |  | 39 | https://www.unikeyic.com/media/datasheet/5f/31/ffe8/5f/e94aaffb5e36f2fef06e7438fd420249.pdf | https://www.unikeyic.com/products/wire-splice-terminals/scl3-0-x/204959.html
SCL350-X | PANDUIT | 1: 31.07 | Splice Terminal Copper 104.64mm Tin-Plated |  |  | SCL350 |  | Red | [11 empty] | - | [7 empty] | Non-Insulated | [6 empty] | Not Applicable |  |  |  |  | 2 |  |  | Bulk | [6 empty] | Pan-Lug™ |  |  |  |  | Butt Splice, Inline, Individual Openings | Crimp | [7 empty] | 350MCM (kcmil) |  |  |  |  | 4 | https://www.unikeyic.com/media/datasheet/5f/31/ffe8/5f/e94aaffb5e36f2fef06e7438fd420249.pdf | https://www.unikeyic.com/products/wire-splice-terminals/scl350-x/31011375.html
SCL4-L | PANDUIT | 5: 7.6705 25: 6.642 50: 6.4044 100: 5.985 250: 5.6805 500: 5.4495 1,000: 5.208 2,500: 4.9035 | Splice Terminal 4AWG Seamless Copper 60.45mm Tin |  |  | SCL4 |  | Gray | [11 empty] | Copper Tubing | [7 empty] | Non-Insulated | [6 empty] | Not Applicable |  |  |  |  | 2 |  |  | Bulk | [6 empty] | Pan-Lug™ |  |  |  |  | Butt Splice, Inline, Individual Openings | Crimp | [7 empty] | 2-4 AWG |  |  |  |  | 65 | https://www.unikeyic.com/media/datasheet/5f/31/ffe8/5f/e94aaffb5e36f2fef06e7438fd420249.pdf | https://www.unikeyic.com/products/wire-splice-terminals/scl4-l/30197368.html
SCL4/0-X | PANDUIT | 10: 19.17 25: 18.624 50: 18.2205 100: 17.825 250: 17.3146 500: 16.9378 1,000: 16.5686 2,500: 16.0919 | Splice Terminal (4/0)AWG Seamless Copper 85.59mm Tin |  |  | SCL4 |  | Purple | [11 empty] | Copper Tubing | [7 empty] | Non-Insulated | [6 empty] | Not Applicable |  |  |  |  | 2 |  |  | Bulk |  |  |  | 2263560 |  |  | Pan-Lug™ |  |  |  |  | Butt Splice, Inline, Individual Openings | Crimp | [7 empty] | 4/0 AWG |  |  |  |  | 29 | https://www.unikeyic.com/media/datasheet/5f/31/ffe8/5f/e94aaffb5e36f2fef06e7438fd420249.pdf | https://www.unikeyic.com/products/wire-splice-terminals/scl4-0-x/32427842.html
SCL6-L | PANDUIT | 50: 7.4373 100: 7.2764 250: 7.0688 500: 6.9154 1,000: 6.7651 2,500: 6.5712 | Splice Terminal, 6AWG, Seamless Copper, 60.45mm, Tin Plated |  |  | SCL6 |  | Blue | [11 empty] | Copper Tubing | [7 empty] | Non-Insulated | [6 empty] | Not Applicable |  |  |  |  | 2 |  |  | Bulk | [6 empty] | Pan-Lug™ |  |  |  |  | Butt Splice, Inline, Individual Openings | Crimp | [7 empty] | 6 AWG |  |  |  |  | 2310 | https://www.unikeyic.com/media/datasheet/5f/31/ffe8/5f/e94aaffb5e36f2fef06e7438fd420249.pdf | https://www.unikeyic.com/products/wire-splice-terminals/scl6-l/19796547.html
SCL600-6 | PANDUIT | 1: 52.321 5: 51.3867 10: 51.3867 25: 50.4524 50: 50.4524 100: 50.4524 | Splice Terminal Copper 139.7mm Tin |  |  | SCL600 |  | Green | [11 empty] | - | [7 empty] | Non-Insulated | [6 empty] | Not Applicable |  |  |  |  | 2 |  |  | Bulk | [6 empty] | Pan-Lug™ |  |  |  |  | Butt Splice, Inline, Individual Openings | Crimp | [7 empty] | 600MCM (kcmil) |  |  |  |  | 5 | https://www.unikeyic.com/media/datasheet/5f/31/ffe8/5f/e94aaffb5e36f2fef06e7438fd420249.pdf | https://www.unikeyic.com/products/wire-splice-terminals/scl600-6/22635327.html
SCL750-6 | PANDUIT | 1: 61.0774 5: 59.9867 10: 58.8961 25: 58.8961 50: 58.8961 100: 58.8961 | Splice Terminal Copper 149.09mm Tin Plated |  |  | SCL750 |  | Black | [11 empty] | - | [7 empty] | Non-Insulated | [6 empty] | Not Applicable |  |  |  |  | 2 |  |  | Bulk |  |  |  | 4568658 |  |  | Pan-Lug™ |  |  |  |  | Butt Splice, Inline, Individual Openings | Crimp | [7 empty] | 750MCM (kcmil) |  |  |  |  | 3 | https://www.unikeyic.com/media/datasheet/5f/31/ffe8/5f/e94aaffb5e36f2fef06e7438fd420249.pdf | https://www.unikeyic.com/products/wire-splice-terminals/scl750-6/20730595.html
SCMS95-Q | PANDUIT | 1: 10.7525 25: 9.126 50: 8.9316 100: 8.7372 250: 8.3052 500: 8.0676 1,000: 7.6356 | Splice Terminal, Seamless Copper, 54mm, Tin Plated |  |  | SCMS |  | - | [11 empty] | - | [7 empty] | Non-Insulated | [6 empty] | Not Applicable |  |  |  |  | 2 |  |  | Bulk | [6 empty] | - |  |  |  |  | Butt Splice, Inline, Individual Openings | Crimp | [7 empty] | 95mm² |  |  |  |  | 24 | https://www.unikeyic.com/media/datasheet/c5/61/ec94/c5/eb92062bc219b3d39afc88846851b4b0.pdf | https://www.unikeyic.com/products/wire-splice-terminals/scms95-q/34132070.html
SCS1/0-X | PANDUIT | 5: 9.5795 25: 8.4672 50: 8.2404 100: 7.791 250: 7.497 500: 7.2765 1,000: 7.056 | Splice Terminal (1/0)AWG Copper 47.5mm Tin |  |  | SCS1 |  | Pink | [11 empty] | - | [7 empty] | Non-Insulated | [6 empty] | Not Applicable |  |  |  |  | 2 |  |  | Bulk | [6 empty] | - |  |  |  |  | Butt Splice, Inline, Individual Openings | Crimp | [7 empty] | 1/0 AWG |  |  |  |  | 45 | https://www.unikeyic.com/media/datasheet/be/65/fdae/be/dbdea884cc388f385d2ad21c08878723.pdf | https://www.unikeyic.com/products/wire-splice-terminals/scs1-0-x/29848881.html
SCS2-Q | PANDUIT | 25: 8.8595 50: 8.6679 100: 8.4803 250: 8.2381 500: 8.0592 1,000: 7.8839 2,500: 7.6578 | Butt Splice Terminal 2AWG Copper 47.5mm Tin |  |  | SCS2 |  | Brown | [11 empty] | - | [7 empty] | Non-Insulated | [6 empty] | Not Applicable |  |  |  |  | 2 |  |  | Bulk |  |  |  | 4568692 |  |  | - |  |  |  |  | Butt Splice, Inline, Individual Openings | Crimp | [7 empty] | 2 AWG |  |  |  |  | 60 | https://www.unikeyic.com/media/datasheet/66/8e/81ba/66/5c3ca1f64d313cd95289ad38bc3db647.pdf | https://www.unikeyic.com/products/wire-splice-terminals/scs2-q/331893.html
SCS2/0-X | PANDUIT | 1: 12.5153 10: 12.5153 25: 12.2918 100: 12.0684 250: 12.0684 500: 12.0684 | Splice Terminal (2/0)AWG Copper 50.8mm Tin |  |  | SCS2 |  | Black | [11 empty] | - | [7 empty] | Non-Insulated | [6 empty] | Not Applicable |  |  |  |  | 2 |  |  | Bulk | [6 empty] | - |  |  |  |  | Butt Splice, Inline, Individual Openings | Crimp | [7 empty] | 2/0 AWG |  |  |  |  | 6 | https://www.unikeyic.com/media/datasheet/7b/27/ed3e/7b/f29e081ce69645ae0641864f3e4b05a7.pdf | https://www.unikeyic.com/products/wire-splice-terminals/scs2-0-x/2917102.html
SCS300-X | PANDUIT | 1: 22.7384 10: 22.3323 25: 21.9263 100: 21.9263 250: 21.9263 500: 21.9263 | Splice Terminal Copper 57.15mm Tin |  |  | SCS300 |  | White | [11 empty] | - | [7 empty] | Non-Insulated | [6 empty] | Not Applicable |  |  |  |  | 2 |  |  | Bulk | [6 empty] | - |  |  |  |  | Butt Splice, Inline, Individual Openings | Crimp | [7 empty] | 300MCM (kcmil) |  |  |  |  | 39 | https://www.unikeyic.com/media/datasheet/eb/a5/e617/eb/458e9faeff87b5eaca58cda97c67a32c.pdf | https://www.unikeyic.com/products/wire-splice-terminals/scs300-x/11162603.html
SCSF4/0-X | PANDUIT | 1: 25.3131 10: 24.8611 25: 24.4091 100: 24.4091 250: 24.4091 500: 24.4091 | Splice Terminal (4/0)AWG Copper 63.5mm Tin |  |  | SCSF |  | Yellow | [11 empty] | - | [7 empty] | Non-Insulated | [6 empty] | Not Applicable |  |  |  |  | 2 |  |  | Bulk | [6 empty] | - |  |  |  |  | Butt Splice, Inline, Individual Openings | Crimp | [7 empty] | 4/0 AWG |  |  |  |  | 34 | https://www.unikeyic.com/media/datasheet/b0/c7/e416/b0/2c229ec981feb28ca8879af2b160c471.pdf | https://www.unikeyic.com/products/wire-splice-terminals/scsf4-0-x/27076863.html
SG-B BAG | 3M | 10: 1.2045 25: 0.9371 50: 0.8924 100: 0.8498 250: 0.7965 500: 0.7585 1,000: 0.7223 2,500: 0.677 | Terminal Twist On Wire Cap, Wing Connector 6-14 AWG |  |  | SG-B |  | Blue | [11 empty] | Copper Wire Only | [7 empty] | Fully Insulated | [6 empty] | 1 (Unlimited) |  |  |  |  | Varies by Wire Size |  |  | Bulk |  |  |  | 10059481 |  |  | Secure Grip |  |  |  |  | Twist On Wire Cap, Wing | Twist On | [7 empty] | 6-14 AWG |  |  |  |  | 2421 | https://www.unikeyic.com/media/datasheet/d9/19/6f71/d9/b7ca4f13eda61f71493075a74fe980a5.pdf | https://www.unikeyic.com/products/wire-splice-terminals/sg-b-bag/34246328.html
SG-G BAG | 3M | 10: 0.6855 25: 0.6426 50: 0.5081 100: 0.4838 250: 0.4534 500: 0.4318 1,000: 0.4111 2,500: 0.3854 | Terminal Twist On Wire Cap, Wing Connector 10-14 AWG |  |  | SG-G |  | Green | [11 empty] | Copper Wire Only | [7 empty] | Fully Insulated | [6 empty] | 1 (Unlimited) |  |  |  |  | Varies by Wire Size |  |  | Bulk | [6 empty] | Secure Grip |  |  |  |  | Twist On Wire Cap, Wing | Twist On | [7 empty] | 10-14 AWG |  |  |  |  | 4994 | https://www.unikeyic.com/media/datasheet/2b/26/d28f/2b/12ceb43e9a93b77af7141a518321c5ca.pdf | https://www.unikeyic.com/products/wire-splice-terminals/sg-g-bag/26940988.html
SG-R KEG | 3M | 25: 0.422 50: 0.3339 100: 0.3179 250: 0.2979 500: 0.2837 1,000: 0.2701 2,500: 0.2532 | Terminal Twist On Wire Cap, Wing Connector 8-18 AWG Red |  |  | SG-R |  | Red | [11 empty] | Copper Wire Only | [7 empty] | Fully Insulated | [6 empty] | 1 (Unlimited) |  |  |  |  | Varies by Wire Size |  |  | Bulk | [6 empty] | Secure Grip |  |  |  |  | Twist On Wire Cap, Wing | Twist On | [7 empty] | 8-18 AWG |  |  |  |  | 38249 | https://www.unikeyic.com/media/datasheet/08/c0/c377/08c0c37716954a83c6efef536703c68f.pdf | https://www.unikeyic.com/products/wire-splice-terminals/sg-r-keg/16047829.html
SG-SAMPLE | 3M | 1: 11.5835 20: 9.3699 | Terminal Twist On Wire Cap, Wing Connector Multiple |  |  |  |  | Multiple | [11 empty] | Copper Wire Only | [7 empty] | Fully Insulated | [6 empty] | 1 (Unlimited) |  |  |  |  | Varies by Wire Size |  |  | Bulk |  |  |  | 10059486 |  |  | Secure Grip |  |  |  |  | Twist On Wire Cap, Wing | Twist On | [7 empty] | - |  |  |  |  | 32 | https://www.unikeyic.com/media/about_us/Unikey_ISO_9001_Certification.pdf | https://www.unikeyic.com/products/wire-splice-terminals/sg-sample/27554649.html
SGRP-2 | TE Connectivity | 1: 4.4965 10: 3.531 100: 3.3156 200: 3.2184 500: 2.9376 1,000: 2.7 2,000: 2.4192 | Terminal Connector, Splices, Solder Grip |  |  | SGRP |  | Blue, Red Stripe | [11 empty] | - | [7 empty] | Fully Insulated Heat Shrink | [6 empty] | 1 (Unlimited) |  |  |  |  | 1 |  |  | Bulk |  |  |  | 2312339 |  |  | SolderGrip |  |  |  |  | Twist On Wire Cap | Solder | [7 empty] | 4000-8000 CMA |  |  |  |  | 80 | https://www.unikeyic.com/media/datasheet/91/02/22bc/91/927394f52c0e271c6b678a2055b6f482.pdf | https://www.unikeyic.com/products/wire-splice-terminals/sgrp-2/13400346.html
SGRS-3 | TE Connectivity | 35: 3.531 85: 3.08 200: 3.003 350: 2.937 1,400: 2.86 10,000: 2.068 25,000: 1.76 50,000: 1.617 | TE Connectivity Solder ring heat shrink tube, SGRSseries, 45.5mmlong, PVDFsystem |  |  | SGRS |  | Blue, Blue Stripe | [11 empty] | - | [7 empty] | Fully Insulated Heat Shrink | [6 empty] | 1 (Unlimited) |  |  |  |  | 1 |  |  | Bulk |  |  |  | 2046144 |  |  | SolderGrip |  |  |  |  | Twist On Wire Cap | Solder | [7 empty] | 7000-16000 CMA |  |  |  |  | 700 | https://www.unikeyic.com/media/datasheet/93/13/f5d5/93/5afb3f0f1d19203658a106f1c2eefade.pdf | https://www.unikeyic.com/products/wire-splice-terminals/sgrs-3/1445513.html
SPC-40 | JST | 30,000: 0.0141 | Wire-To-Wire Splices | [15 empty] | SPC-40 JST | [26 empty] | On sale |  | Compliant | [20 empty] | 300000 | https://www.unikeyic.com/media/datasheet/e6/04/5dd1/e6045dd1b8a7d0cda39033c0eda4dcce.pdf | https://www.unikeyic.com/products/wire-splice-terminals/spc-40/13135511.html
SPC-40T | JST | 10,000: 0.0104 20,000: 0.0103 30,000: 0.0102 | Wire-To-Wire Splices |  |  | SPC |  | - | [11 empty] | - | [7 empty] | Non-Insulated | [6 empty] | 1 (Unlimited) |  |  |  |  | Varies by Wire Size |  |  | Tape & Reel (TR) | [6 empty] | - |  |  |  |  | Crimpband, Open Band | Crimp | [7 empty] | 1.5 ~ 1.7mm² | [5 empty] | https://www.unikeyic.com/media/datasheet/ef/5f/a458/ef/5b73aa9c9d4469306c3456b6f1d34b57.pdf | https://www.unikeyic.com/products/wire-splice-terminals/spc-40t/20333068.html
SR-0-XY | PANDUIT | 10: 12.1849 25: 11.8387 50: 11.5823 100: 11.3312 250: 11.0073 500: 10.768 1,000: 10.5336 2,500: 10.2311 | Terminal Splicer/Reducer, Aluminum Alloy, Tin |  |  | SR-0 |  | - | [11 empty] | - | [7 empty] | Non-Insulated | [6 empty] | Not Applicable |  |  |  |  | 2 |  |  | Bulk |  |  |  | 4578837 |  |  | Pan-Lug™ |  |  |  |  | Butt Splice, Inline, Individual Openings | Screw | [7 empty] | 1/0-14 AWG |  |  |  |  | 24 | https://www.unikeyic.com/media/datasheet/d1/10/adfa/d1/827bada26f9ceadba2aa30d9b699ca9d.pdf | https://www.unikeyic.com/products/wire-splice-terminals/sr-0-xy/13129066.html
SR-2-XY | PANDUIT | 1: 9.3004 10: 8.5253 100: 8.3703 250: 8.3703 500: 8.3703 1,000: 8.3703 | Splice Terminal (2-14)AWG/(10-14)AWG Aluminum 35.1mm Tin |  |  | SR-2 |  | - | [11 empty] | - | [7 empty] | Non-Insulated | [6 empty] | Not Applicable |  |  |  |  | 2 |  |  | Bulk | [6 empty] | Pan-Lug™ |  |  |  |  | Butt Splice, Inline, Individual Openings | Screw | [7 empty] | 2-14 AWG |  |  |  |  | 30 | https://www.unikeyic.com/media/datasheet/d1/10/adfa/d1/827bada26f9ceadba2aa30d9b699ca9d.pdf | https://www.unikeyic.com/products/wire-splice-terminals/sr-2-xy/10761787.html
SR-250-XY | PANDUIT | 10: 28.1178 25: 27.3154 50: 26.7227 100: 26.1419 250: 25.3923 500: 24.8385 1,000: 24.2961 2,500: 23.596 | Terminal Splicer/Reducer, Aluminum Alloy, Tin |  |  | SR-250 |  | - | [11 empty] | - | [7 empty] | Non-Insulated | [6 empty] | Not Applicable |  |  |  |  | 2 |  |  | Bulk | [6 empty] | Pan-Lug™ |  |  |  |  | Butt Splice, Inline, Individual Openings | Screw | [7 empty] | 250MCM (kcmil) - 6 AWG |  |  |  |  | 31 | https://www.unikeyic.com/media/datasheet/d1/10/adfa/d1/827bada26f9ceadba2aa30d9b699ca9d.pdf | https://www.unikeyic.com/products/wire-splice-terminals/sr-250-xy/24771722.html
SS-82120-002 | Stewart Connector | 25: 5.401 55: 5.302 150: 5.203 250: 5.104 300: 5.005 | Modular Connectors / Ethernet Connectors Cat 6a tool-less cable splicer |  |  |  |  | Black, White | [11 empty] | - | [7 empty] | Non-Insulated | [6 empty] | 1 (Unlimited) |  |  |  |  | 2 |  |  | Box | [6 empty] | - |  |  |  |  | In-Line Splice | IDC | [7 empty] | 22-26 AWG |  |  |  |  | 743 | https://www.unikeyic.com/media/pdf/HTMLDatasheet/stewart-connector/5d/1e/a7f8/ss-82120-002/2025/11/ss-82120-002.pdf | https://www.unikeyic.com/products/wire-splice-terminals/ss-82120-002/5704795.html
ST741021-3 | Korea Electric Terminal | 1: 0.0517 1,000: 0.0474 | [66 empty] | 548 | https://www.unikeyic.com/media/about_us/Unikey_ISO_9001_Certification.pdf | https://www.unikeyic.com/products/wire-splice-terminals/st741021-3/14015339.html
T/R+JUG | 3M | 50: 0.3132 100: 0.298 250: 0.2794 500: 0.266 1,000: 0.2533 2,500: 0.2374 | CONN WIRE CAP 8-22AWG TWIST |  |  | T/R |  | Tan, Red | [11 empty] | Copper Wire Only, Flame Retardant | [7 empty] | Fully Insulated | [6 empty] | 1 (Unlimited) |  |  |  |  | Varies by Wire Size |  |  | Bulk | [6 empty] | Performance Plus™ |  |  |  |  | Twist On Wire Cap, Wing | Twist On | [7 empty] | 8-22 AWG |  |  |  |  | 483 | https://www.unikeyic.com/media/about_us/Unikey_ISO_9001_Certification.pdf | https://www.unikeyic.com/products/wire-splice-terminals/t-r-jug/13401669.html
T2040103101-000 | TE Connectivity | 15: 8.283 50: 8.085 100: 7.7 250: 7.304 500: 6.721 1,000: 6.237 | TE Connectivity Connector Plug, HDC HE Series, Male | [15 empty] | T2040103101-000 TE Connectivity | [16 empty] | panel mount | [11 empty] | Non-compliant | bulk | [19 empty] | 1251 | https://www.unikeyic.com/media/datasheet/22/a6/d472/22a6d47260eb390765d82ec8ba807769.pdf | https://www.unikeyic.com/products/wire-splice-terminals/t2040103101-000/25811554.html
TAD05-03-1-L-G | Global Connector Technology | 10: 0.2777 100: 0.2488 500: 0.2488 1,000: 0.2443 2,500: 0.2443 5,000: 0.2443 | TERMINAL BLOCK, WTB, 3POS, 30-16AWG; | [65 empty] | 948 | https://www.unikeyic.com/media/about_us/Unikey_ISO_9001_Certification.pdf | https://www.unikeyic.com/products/wire-splice-terminals/tad05-03-1-l-g/998838252.html
TB-1503 | CHINT | 20: 0.2625 60: 0.2464 100: 0.2383 | 710298410001503 | [65 empty] | 1200 | https://www.unikeyic.com/media/about_us/Unikey_ISO_9001_Certification.pdf | https://www.unikeyic.com/products/wire-splice-terminals/tb-1503/726387277.html
TB-1506 | CHINT | 1: 1.3677 10: 1.0096 100: 0.8001 500: 0.7249 1,000: 0.6626 |  |  | Industrial | [64 empty] | https://www.unikeyic.com/media/about_us/Unikey_ISO_9001_Certification.pdf | https://www.unikeyic.com/products/wire-splice-terminals/tb-1506/726381462.html
TB-1510 | CHINT | 20: 0.8667 60: 0.8133 100: 0.7867 | 710298400000001 | [65 empty] | 1050 | https://www.unikeyic.com/media/about_us/Unikey_ISO_9001_Certification.pdf | https://www.unikeyic.com/products/wire-splice-terminals/tb-1510/726384198.html
TB-2504 | CHINT | 20: 0.6003 60: 0.5634 100: 0.5449 | 710298410002504 | [65 empty] | 1108 | https://www.unikeyic.com/media/about_us/Unikey_ISO_9001_Certification.pdf | https://www.unikeyic.com/products/wire-splice-terminals/tb-2504/726398617.html
TB-4504 | CHINT | 20: 0.8088 60: 0.759 100: 0.7341 | 710298410004504 | [65 empty] | 1200 | https://www.unikeyic.com/media/about_us/Unikey_ISO_9001_Certification.pdf | https://www.unikeyic.com/products/wire-splice-terminals/tb-4504/726397497.html
TB0011-350-04GR | Same Sky | 10: 0.508 100: 0.4552 250: 0.4552 500: 0.4471 1,000: 0.4471 2,500: 0.4471 | TERMINAL BLOCK, WTB, 4WAY, 24-18AWG, GR; | [65 empty] | 876 | https://www.unikeyic.com/media/about_us/Unikey_ISO_9001_Certification.pdf | https://www.unikeyic.com/products/wire-splice-terminals/tb0011-350-04gr/35160352.html
TCSL-1000-U | TE Connectivity | 1: 57.6505 | Terminal 、Inline、 Connector 1000MCM (kcmil) white |  |  | TCSL |  | White | [11 empty] | - | [7 empty] | Non-Insulated | [6 empty] | 1 (Unlimited) |  |  |  |  | 2 |  |  | Bulk | [6 empty] | - |  |  |  |  | Butt Splice, Inline, Individual Openings | Crimp | [7 empty] | 1000MCM (kcmil) |  |  |  |  | 14 | https://www.unikeyic.com/media/datasheet/62/83/7cce/62/19ea6b78509f62dcf6b8dc2b008b440e.pdf | https://www.unikeyic.com/products/wire-splice-terminals/tcsl-1000-u/6320107.html
VDV826-604 | Klein Tools | 1: 12.5471 | Klein Tools IDC Receptacle, 2-Channel, Wire Mount |  |  | VDV826 |  | Yellow | [11 empty] | Gel Filled | [7 empty] | Fully Insulated | [6 empty] | Not Applicable |  |  |  |  | 2 |  |  | Bulk |  |  |  | 6596902 |  |  | - |  |  |  |  | Butt Splice, Closed End, Individual Openings | IDC | [7 empty] | 22-26 AWG |  |  |  |  | 9 | https://www.unikeyic.com/media/datasheet/7b/0e/15c5/7b0e15c530447ad61b863eef20fd0db2.pdf | https://www.unikeyic.com/products/wire-splice-terminals/vdv826-604/25217724.html
WJ15EDGK-3.5-12P-14-00A | KANGNEX | 100: 0.4068 300: 0.4 500: 0.3898 | WJ15EDGK-3.5-12P, | [65 empty] | 200 | https://www.unikeyic.com/media/about_us/Unikey_ISO_9001_Certification.pdf | https://www.unikeyic.com/products/wire-splice-terminals/wj15edgk-3-5-12p-14-00a/683388174.html
WJ15EDGK-3.5-2P-14-00A | KANGNEX | 5: 0.1334 50: 0.1097 150: 0.0903 500: 0.0812 3,000: 0.0741 5,000: 0.0697 | WJ15EDGK-3.5-02P-14-00A, | [66 empty] | https://www.unikeyic.com/media/about_us/Unikey_ISO_9001_Certification.pdf | https://www.unikeyic.com/products/wire-splice-terminals/wj15edgk-3-5-2p-14-00a/682045006.html
WJ15EDGK-3.5-4P-14-00A | KANGNEX | 5: 0.2668 50: 0.2195 150: 0.1805 500: 0.1625 3,000: 0.1481 5,000: 0.1395 | WJ15EDGK-3.5-04P-14-00A Terminal Block, 3.5mm Pitch, 4 Pos | [66 empty] | https://www.unikeyic.com/media/about_us/Unikey_ISO_9001_Certification.pdf | https://www.unikeyic.com/products/wire-splice-terminals/wj15edgk-3-5-4p-14-00a/681849558.html
WJ15EDGK-3.81-13P-14-00A | KANGNEX | 1: 0.7626 10: 0.6537 30: 0.5584 100: 0.485 600: 0.4429 1,000: 0.4218 | WJ15EDGK-3.81-13P-14-00A, | [66 empty] | https://www.unikeyic.com/media/about_us/Unikey_ISO_9001_Certification.pdf | https://www.unikeyic.com/products/wire-splice-terminals/wj15edgk-3-81-13p-14-00a/682304208.html
WJ15EDGK-3.81-14P-14-00A | KANGNEX | 1: 0.8706 10: 0.7098 30: 0.6251 100: 0.5294 500: 0.4866 1,000: 0.4686 | WJ15EDGK-3.81-14P-14-00A, | [66 empty] | https://www.unikeyic.com/media/about_us/Unikey_ISO_9001_Certification.pdf | https://www.unikeyic.com/products/wire-splice-terminals/wj15edgk-3-81-14p-14-00a/682464989.html
WJ15EDGK-3.81-18P-14-00A | KANGNEX | 1: 0.9048 10: 0.7906 30: 0.7328 100: 0.6232 600: 0.5886 1,000: 0.577 | WJ15EDGK-3.81-18P-14-00A, | [66 empty] | https://www.unikeyic.com/media/about_us/Unikey_ISO_9001_Certification.pdf | https://www.unikeyic.com/products/wire-splice-terminals/wj15edgk-3-81-18p-14-00a/683419764.html
WJ15EDGK-3.81-19P-14-00A | KANGNEX | 100: 0.5992 300: 0.5892 500: 0.5742 | WJ15EDGK-3.81-19P-14-00A, | [65 empty] | 100 | https://www.unikeyic.com/media/about_us/Unikey_ISO_9001_Certification.pdf | https://www.unikeyic.com/products/wire-splice-terminals/wj15edgk-3-81-19p-14-00a/682694570.html
WJ15EDGKM-3.81-04P | KANGNEX | 5: 0.239 50: 0.1967 150: 0.1618 500: 0.1456 3,000: 0.1328 5,000: 0.125 | [67 empty] | https://www.unikeyic.com/media/about_us/Unikey_ISO_9001_Certification.pdf | https://www.unikeyic.com/products/wire-splice-terminals/wj15edgkm-3-81-04p/999989202.html
WJ15EDGRC-3.5-12P-14-00A | KANGNEX | 5: 0.2084 50: 0.1715 150: 0.1411 500: 0.127 3,000: 0.1158 5,000: 0.109 | WJ15EDGRC-3.5-11P, | [66 empty] | https://www.unikeyic.com/media/about_us/Unikey_ISO_9001_Certification.pdf | https://www.unikeyic.com/products/wire-splice-terminals/wj15edgrc-3-5-12p-14-00a/681976724.html
WJ15EDGRC-3.81-14P-14-00A | KANGNEX | 5: 0.1846 50: 0.1519 150: 0.1249 500: 0.1125 3,000: 0.1025 5,000: 0.0965 | WJ15EDGRC-3.81-14P-14-00A, | [66 empty] | https://www.unikeyic.com/media/about_us/Unikey_ISO_9001_Certification.pdf | https://www.unikeyic.com/products/wire-splice-terminals/wj15edgrc-3-81-14p-14-00a/682466169.html
WJ15EDGRC-3.81-19P-14-00A | KANGNEX | 100: 0.1319 300: 0.1296 500: 0.1263 | WJ15EDGRC-3.81-19P-14-00A, | [65 empty] | 100 | https://www.unikeyic.com/media/about_us/Unikey_ISO_9001_Certification.pdf | https://www.unikeyic.com/products/wire-splice-terminals/wj15edgrc-3-81-19p-14-00a/682361628.html
WJ15EDGRC-3.81-20P-14-00A | KANGNEX | 100: 0.1388 300: 0.1365 500: 0.133 | WJ15EDGRC-3.81-20P-14-00A | [65 empty] | 100 | https://www.unikeyic.com/media/about_us/Unikey_ISO_9001_Certification.pdf | https://www.unikeyic.com/products/wire-splice-terminals/wj15edgrc-3-81-20p-14-00a/683216928.html
WJ15EDGVC-3.5-2P-14-00A | KANGNEX | 10: 0.0348 100: 0.0286 300: 0.0236 1,000: 0.0212 6,000: 0.0193 10,000: 0.0181 | WJ15EDGVC-3.5-02P-14-00A, | [66 empty] | https://www.unikeyic.com/media/about_us/Unikey_ISO_9001_Certification.pdf | https://www.unikeyic.com/products/wire-splice-terminals/wj15edgvc-3-5-2p-14-00a/682614618.html
WJ15EDGVC-3.5-3P-14-00A | KANGNEX | 100: 0.0265 300: 0.026 500: 0.0254 | WJ15EDGVC-3.5-03P-14-00A | [65 empty] | 200 | https://www.unikeyic.com/media/about_us/Unikey_ISO_9001_Certification.pdf | https://www.unikeyic.com/products/wire-splice-terminals/wj15edgvc-3-5-3p-14-00a/682681831.html
WJ15EDGVC-3.5-4P-14-00A | KANGNEX | 5: 0.0694 50: 0.0572 150: 0.047 500: 0.0424 3,000: 0.0386 5,000: 0.0363 | WJ15EDGVC-3.5-04P-14-00A, | [66 empty] | https://www.unikeyic.com/media/about_us/Unikey_ISO_9001_Certification.pdf | https://www.unikeyic.com/products/wire-splice-terminals/wj15edgvc-3-5-4p-14-00a/681918520.html
WJ15EDGVC-3.5-5P-14-00A | KANGNEX | 100: 0.0442 300: 0.0435 500: 0.0423 | WJ15EDGVC-3.5-05P-14-00A | [65 empty] | 200 | https://www.unikeyic.com/media/about_us/Unikey_ISO_9001_Certification.pdf | https://www.unikeyic.com/products/wire-splice-terminals/wj15edgvc-3-5-5p-14-00a/683179070.html
WJ15EDGVC-3.5-6P-14-00A | KANGNEX | 100: 0.053 300: 0.0521 500: 0.0508 | WJ15EDGVC-3.5-06P-14-00A | [65 empty] | 200 | https://www.unikeyic.com/media/about_us/Unikey_ISO_9001_Certification.pdf | https://www.unikeyic.com/products/wire-splice-terminals/wj15edgvc-3-5-6p-14-00a/681792606.html
WJ15EDGVC-3.5-7P-14-00A | KANGNEX | 100: 0.0618 300: 0.0608 500: 0.0592 | WJ15EDGVC-3.5-07P-14-00A | [65 empty] | 200 | https://www.unikeyic.com/media/about_us/Unikey_ISO_9001_Certification.pdf | https://www.unikeyic.com/products/wire-splice-terminals/wj15edgvc-3-5-7p-14-00a/682697082.html
WJ15EDGVC-3.5-9P-14-00A | KANGNEX | 100: 0.0795 300: 0.0781 500: 0.0762 | WJ15EDGVC-3.5-09P-14-00A | [65 empty] | 200 | https://www.unikeyic.com/media/about_us/Unikey_ISO_9001_Certification.pdf | https://www.unikeyic.com/products/wire-splice-terminals/wj15edgvc-3-5-9p-14-00a/683066985.html
WJ15EDGVC-3.81-15P-14-00A | KANGNEX | 5: 0.2047 50: 0.1684 150: 0.1385 500: 0.1247 3,000: 0.1137 5,000: 0.1071 | WJ15EDGVC-3.81-15P-14-00A, | [66 empty] | https://www.unikeyic.com/media/about_us/Unikey_ISO_9001_Certification.pdf | https://www.unikeyic.com/products/wire-splice-terminals/wj15edgvc-3-81-15p-14-00a/682870699.html
WJ15EDGVC-3.81-17P-14-00A | KANGNEX | 5: 0.2292 50: 0.1886 150: 0.1551 500: 0.1397 3,000: 0.1273 5,000: 0.1199 | WJ15EDGVC-3.81-17P-14-00A, | [66 empty] | https://www.unikeyic.com/media/about_us/Unikey_ISO_9001_Certification.pdf | https://www.unikeyic.com/products/wire-splice-terminals/wj15edgvc-3-81-17p-14-00a/683165984.html
WJ15EDGVM-3.81-06P | KANGNEX | 5: 0.1646 50: 0.1308 150: 0.1162 500: 0.0966 2,500: 0.0887 5,000: 0.0839 |  |  | Industrial | [13 empty] | WJ15EDGVM-3.81-06P KANGNEX | [16 empty] | Bracket mounting, board mount | [33 empty] | https://www.unikeyic.com/media/datasheet/9f/12/c603/9f12c603c7b6d0eba75e5fe1f37b04d3.pdf | https://www.unikeyic.com/products/wire-splice-terminals/wj15edgvm-3-81-06p/688148743.html
WJ250B-3.5-4P | KANGNEX | 5: 0.1857 50: 0.1426 300: 0.1273 600: 0.1052 2,400: 0.0953 5,100: 0.0894 |  |  | Industrial | [13 empty] | WJ250B-3.5-4P KANGNEX | [50 empty] | https://www.unikeyic.com/media/datasheet/0c/9a/e701/0c9ae7012237cf3f97e46d1f228597cf.pdf | https://www.unikeyic.com/products/wire-splice-terminals/wj250b-3-5-4p/688070116.html
WJ25C-B-7.62-3P-14-00A | KANGNEX | 1: 1.4726 10: 1.2114 30: 0.9966 100: 0.8973 600: 0.818 1,000: 0.7702 | [67 empty] | https://www.unikeyic.com/media/about_us/Unikey_ISO_9001_Certification.pdf | https://www.unikeyic.com/products/wire-splice-terminals/wj25c-b-7-62-3p-14-00a/1009662556.html
WJ2EDGK-5.08-13P-14-00A | KANGNEX | 1: 0.9074 10: 0.778 30: 0.6645 100: 0.5772 600: 0.527 1,000: 0.5019 | WJ2EDGK-5.08-13P-14-00A, | [66 empty] | https://www.unikeyic.com/media/about_us/Unikey_ISO_9001_Certification.pdf | https://www.unikeyic.com/products/wire-splice-terminals/wj2edgk-5-08-13p-14-00a/682066244.html
WJ2EDGRC-5.08-13P-14-00A | KANGNEX | 5: 0.3095 50: 0.2421 150: 0.2197 500: 0.1921 2,500: 0.1798 5,000: 0.1725 | WJ2EDGRC-5.08-13P-14-00A, | [66 empty] | https://www.unikeyic.com/media/about_us/Unikey_ISO_9001_Certification.pdf | https://www.unikeyic.com/products/wire-splice-terminals/wj2edgrc-5-08-13p-14-00a/682882350.html
WJ2EDGRC-5.08-17P-14-00A | KANGNEX | 100: 0.1501 300: 0.1476 500: 0.1439 | WJ2EDGRC-5.08-17P-14-00A | [65 empty] | 100 | https://www.unikeyic.com/media/about_us/Unikey_ISO_9001_Certification.pdf | https://www.unikeyic.com/products/wire-splice-terminals/wj2edgrc-5-08-17p-14-00a/682896986.html
WJ2EDGRC-5.08-19P-14-00A | KANGNEX | 100: 0.1678 300: 0.165 500: 0.1608 | WJ2EDGRC-5.08-19P-14-00A | [65 empty] | 100 | https://www.unikeyic.com/media/about_us/Unikey_ISO_9001_Certification.pdf | https://www.unikeyic.com/products/wire-splice-terminals/wj2edgrc-5-08-19p-14-00a/681789147.html
X2011TF-PSN-A | XKB Connection | 50: 0.0124 500: 0.0099 1,500: 0.0086 15,000: 0.0061 30,000: 0.0055 45,000: 0.0051 | [16 empty] | X2011TF-PSN-A XKB Connection | [50 empty] | https://www.unikeyic.com/media/datasheet/ac/58/1feb/ac581feb3afdc7fe0dd3e81a97ed9745.pdf | https://www.unikeyic.com/products/wire-splice-terminals/x2011tf-psn-a/682387168.html
XH-3P-XH-3P L=300MM ZZ 2468-26# | ZHOURI | 200: 0.0994 400: 0.0976 600: 0.0951 800: 0.0927 | XH-3P-XH-3P L=300mm ZZ 2468-26# | [65 empty] | 1000 | https://www.unikeyic.com/media/about_us/Unikey_ISO_9001_Certification.pdf | https://www.unikeyic.com/products/wire-splice-terminals/xh-3p-xh-3p-l-300mm-zz-2468-26/869579716.html
XH-4P-XH-4P L=300MM ZZ 2468-26# | ZHOURI | 200: 0.1309 400: 0.1287 600: 0.1254 800: 0.1222 | Wire-to-Wire Connector, XH-4P-XH-4P, L=300mm, ZZ, 2468-26# | [65 empty] | 1000 | https://www.unikeyic.com/media/about_us/Unikey_ISO_9001_Certification.pdf | https://www.unikeyic.com/products/wire-splice-terminals/xh-4p-xh-4p-l-300mm-zz-2468-26/869604076.html
XH-5P-XH-5P L=300MM ZZ 2468-26# | ZHOURI | 200: 0.1577 400: 0.155 600: 0.1512 800: 0.1472 | XH-5P-XH-5P L=300mm ZZ 2468-26# | [65 empty] | 1000 | https://www.unikeyic.com/media/about_us/Unikey_ISO_9001_Certification.pdf | https://www.unikeyic.com/products/wire-splice-terminals/xh-5p-xh-5p-l-300mm-zz-2468-26/869711382.html
XH-7P-XH-7P L=300MM ZZ 2468-26# | ZHOURI | 100: 0.2207 200: 0.2171 300: 0.2116 400: 0.206 | XH-7P-XH-7P Wire Harness, L=300mm | [65 empty] | 500 | https://www.unikeyic.com/media/about_us/Unikey_ISO_9001_Certification.pdf | https://www.unikeyic.com/products/wire-splice-terminals/xh-7p-xh-7p-l-300mm-zz-2468-26/869828887.html
XH-8P-XH-8P L=300MM ZZ 2468-26# | ZHOURI | 100: 0.2523 200: 0.2481 300: 0.2418 400: 0.2355 | XH-8P-XH-8P L=300mm ZZ 2468-26# | [65 empty] | 500 | https://www.unikeyic.com/media/about_us/Unikey_ISO_9001_Certification.pdf | https://www.unikeyic.com/products/wire-splice-terminals/xh-8p-xh-8p-l-300mm-zz-2468-26/869647308.html
XH-9P-XH-9P L=300MM ZZ 2468-26# | ZHOURI | 100: 0.2838 200: 0.2791 300: 0.272 400: 0.2649 | XH-9P-XH-9P L=300MM ZZ 2468-26# | [65 empty] | 500 | https://www.unikeyic.com/media/about_us/Unikey_ISO_9001_Certification.pdf | https://www.unikeyic.com/products/wire-splice-terminals/xh-9p-xh-9p-l-300mm-zz-2468-26/869677066.html
ZX-DGK-3.81-4P | Megastar | 1: 0.3307 10: 0.2734 30: 0.2422 100: 0.1921 300: 0.1884 500: 0.1829 | [67 empty] | https://www.unikeyic.com/media/about_us/Unikey_ISO_9001_Certification.pdf | https://www.unikeyic.com/products/wire-splice-terminals/zx-dgk-3-81-4p/982931843.html
ZX-DGK-3.81-6P | Megastar | 1: 0.4965 10: 0.4105 30: 0.3636 100: 0.2883 300: 0.2828 500: 0.2746 | [67 empty] | https://www.unikeyic.com/media/about_us/Unikey_ISO_9001_Certification.pdf | https://www.unikeyic.com/products/wire-splice-terminals/zx-dgk-3-81-6p/1004647469.html
ZX-DGK-5.08-2P | Megastar | 1: 0.1096 10: 0.0903 30: 0.0742 100: 0.0668 300: 0.0609 500: 0.0574 | [67 empty] | https://www.unikeyic.com/media/about_us/Unikey_ISO_9001_Certification.pdf | https://www.unikeyic.com/products/wire-splice-terminals/zx-dgk-5-08-2p/997864322.html
ZX-DGK-5.08-3P | Megastar | 1: 0.1677 10: 0.1379 30: 0.1135 100: 0.1021 300: 0.0931 500: 0.0877 | [67 empty] | https://www.unikeyic.com/media/about_us/Unikey_ISO_9001_Certification.pdf | https://www.unikeyic.com/products/wire-splice-terminals/zx-dgk-5-08-3p/982931776.html
ZX-DGK-5.08-4P | Megastar | 1: 0.2257 10: 0.1857 30: 0.1528 100: 0.1376 300: 0.1254 500: 0.1181 | [67 empty] | https://www.unikeyic.com/media/about_us/Unikey_ISO_9001_Certification.pdf | https://www.unikeyic.com/products/wire-splice-terminals/zx-dgk-5-08-4p/982638042.html
ZX-DGK-5.08-5P | Megastar | 1: 0.2838 10: 0.2334 30: 0.1921 100: 0.1729 300: 0.1576 500: 0.1484 | [67 empty] | https://www.unikeyic.com/media/about_us/Unikey_ISO_9001_Certification.pdf | https://www.unikeyic.com/products/wire-splice-terminals/zx-dgk-5-08-5p/1002611765.html
ZX-DGRC-3.81-2P | Megastar | 1: 0.0451 10: 0.0371 30: 0.0306 100: 0.0276 300: 0.0251 500: 0.0237 | [67 empty] | https://www.unikeyic.com/media/about_us/Unikey_ISO_9001_Certification.pdf | https://www.unikeyic.com/products/wire-splice-terminals/zx-dgrc-3-81-2p/1003615673.html
ZX-DGRC-3.81-3P | Megastar | 1: 0.0645 10: 0.0531 30: 0.0436 100: 0.0393 300: 0.0358 500: 0.0337 | [67 empty] | https://www.unikeyic.com/media/about_us/Unikey_ISO_9001_Certification.pdf | https://www.unikeyic.com/products/wire-splice-terminals/zx-dgrc-3-81-3p/996841398.html
ZX-DGRC-3.81-4P | Megastar | 1: 0.0903 10: 0.0743 30: 0.0611 100: 0.055 300: 0.0502 500: 0.0472 | [67 empty] | https://www.unikeyic.com/media/about_us/Unikey_ISO_9001_Certification.pdf | https://www.unikeyic.com/products/wire-splice-terminals/zx-dgrc-3-81-4p/982928716.html
ZX-DGRC-5.08-2P | Megastar | 1: 0.0516 10: 0.0425 30: 0.0349 100: 0.0314 300: 0.0287 500: 0.027 | [67 empty] | https://www.unikeyic.com/media/about_us/Unikey_ISO_9001_Certification.pdf | https://www.unikeyic.com/products/wire-splice-terminals/zx-dgrc-5-08-2p/997771612.html
ZX-DGRC-5.08-3P | Megastar | 1: 0.0774 10: 0.0637 30: 0.0523 100: 0.0471 300: 0.0429 500: 0.0405 | [67 empty] | https://www.unikeyic.com/media/about_us/Unikey_ISO_9001_Certification.pdf | https://www.unikeyic.com/products/wire-splice-terminals/zx-dgrc-5-08-3p/999245985.html
ZX-DGRC-5.08-4P | Megastar | 1: 0.1032 10: 0.0849 30: 0.0698 100: 0.0629 300: 0.0573 500: 0.054 | [67 empty] | https://www.unikeyic.com/media/about_us/Unikey_ISO_9001_Certification.pdf | https://www.unikeyic.com/products/wire-splice-terminals/zx-dgrc-5-08-4p/1000031877.html
ZX-DGRH-3.81-6P | Megastar | 50: 0.9881 150: 0.9715 250: 0.9468 | [66 empty] | 250 | https://www.unikeyic.com/media/about_us/Unikey_ISO_9001_Certification.pdf | https://www.unikeyic.com/products/wire-splice-terminals/zx-dgrh-3-81-6p/1005498847.html
ZX-DGVC-3.81-3P | Megastar | 1: 0.0767 10: 0.0631 30: 0.0519 100: 0.0466 300: 0.0426 500: 0.0401 | [67 empty] | https://www.unikeyic.com/media/about_us/Unikey_ISO_9001_Certification.pdf | https://www.unikeyic.com/products/wire-splice-terminals/zx-dgvc-3-81-3p/1005490796.html
ZX-DGVC-3.81-4P | Megastar | 1: 0.0961 10: 0.0791 30: 0.0651 100: 0.0586 300: 0.0534 500: 0.0503 | [67 empty] | https://www.unikeyic.com/media/about_us/Unikey_ISO_9001_Certification.pdf | https://www.unikeyic.com/products/wire-splice-terminals/zx-dgvc-3-81-4p/982930276.html
ZX-DGVC-3.81-5P | Megastar | 1: 0.1202 10: 0.0989 30: 0.0813 100: 0.0732 300: 0.0668 500: 0.0629 | [67 empty] | https://www.unikeyic.com/media/about_us/Unikey_ISO_9001_Certification.pdf | https://www.unikeyic.com/products/wire-splice-terminals/zx-dgvc-3-81-5p/1005532060.html
ZX-DGVC-3.81-7P | Megastar | 1: 0.1685 10: 0.1387 30: 0.1141 100: 0.1027 300: 0.0937 500: 0.0882 | [67 empty] | https://www.unikeyic.com/media/about_us/Unikey_ISO_9001_Certification.pdf | https://www.unikeyic.com/products/wire-splice-terminals/zx-dgvc-3-81-7p/1005527230.html
ZX-DGVC-5.08-2P | Megastar | 1: 0.058 10: 0.0478 30: 0.0393 100: 0.0353 300: 0.0322 500: 0.0304 | [67 empty] | https://www.unikeyic.com/media/about_us/Unikey_ISO_9001_Certification.pdf | https://www.unikeyic.com/products/wire-splice-terminals/zx-dgvc-5-08-2p/1004980745.html
ZX-DGVC-5.08-3P | Megastar | 1: 0.0839 10: 0.069 30: 0.0567 100: 0.0511 300: 0.0466 500: 0.0439 | [67 empty] | https://www.unikeyic.com/media/about_us/Unikey_ISO_9001_Certification.pdf | https://www.unikeyic.com/products/wire-splice-terminals/zx-dgvc-5-08-3p/999243715.html