## DIN Rail Terminal Blocks
Part Number | Manufacturer | Price | Description | Base Product Number | Color | Current-IEC | Current-UL | Datasheet | Disconnect Type | Features | For Use With / Related Products | Fuse Type | Height (Max) | Housing Color | Length | Length/Width/Height | Material - Insulation | Material Flammability Rating | Moisture Sensitivity Level (MSL) | Mounting Type | Mounting Type | Number of Levels | Number of Positions | Operating Temperature | Packaging | Rid | SPM | Series | Stripping Length | Terminal - Width | Termination Style | Voltage - IEC | Voltage - UL | Wire Gauge or Range - AWG | Wire Gauge or Range - mm² | Stock | Datasheet URL | Source URL
0 371 61 | legrand | 10: 1.3917 | Legrand DIN Rail Terminal Block, Viking 3 Series, Single Layer, Gray, Screw Termination, 36A |  |  |  |  | 0 371 61 legrand | [15 empty] | -30℃~55℃ | [11 empty] | 1620 | https://www.unikeyic.com/media/datasheet/1f/93/173a/1f/79bfb38d4b0f83afc2039ccadbcfab87.pdf | https://www.unikeyic.com/products/din-rail-terminal-blocks/0-371-61/33620507.html
0 371 71 | legrand | 5: 7.687 | Legrand Junction Box, 1 Channel, 23A, 10 AWG Wire Size |  |  |  |  | 0 371 71 legrand | [7 empty] | 52.2mm*6mm*46.4mm | [7 empty] | -30℃~55℃ | [11 empty] | 380 | https://www.unikeyic.com/media/datasheet/57/87/01a1/57/7d1caa9e6c671a3f291c4addf757429e.pdf | https://www.unikeyic.com/products/din-rail-terminal-blocks/0-371-71/24711208.html
0105820000 | Weidmüller | 20: 6.017 | Terminal Block Connector 2 Position Feed Through Yellow 8-26 AWG |  |  |  |  | 0105820000 Weidmüller | [11 empty] | threaded mounting | [6 empty] | bulk | [8 empty] | 50 | https://www.unikeyic.com/media/datasheet/62/f6/5b1c/62/49d2f703edcebdfe821afe01014d31b1.pdf | https://www.unikeyic.com/products/din-rail-terminal-blocks/0105820000/27271688.html
0107160000 | Weidmüller | 19: 6.182 65: 5.885 | Terminal Block Connector 2 Position Feed Through Beige |  |  |  |  | 0107160000 Weidmüller | [11 empty] | threaded mounting | [15 empty] | 75 | https://www.unikeyic.com/media/datasheet/6c/9d/a933/6c/4aef9978913afa9e74677130fa2b755b.pdf | https://www.unikeyic.com/products/din-rail-terminal-blocks/0107160000/14558790.html
0110060000 | Weidmüller | 100: 6.1735 300: 5.6202 500: 5.4261 1,000: 5.2135 | CONN TERM BLK FEED THRU 6-14 AWG |  |  |  |  | 0110060000 Weidmüller | [7 empty] | 40mm(Length)*10mm(height) |  |  |  | threaded mounting |  |  |  | -50℃~100℃ |  |  | bulk | [8 empty] | 464 | https://www.unikeyic.com/media/datasheet/40/27/0594/40/7f21b3ea6ffdb191f7fb28c2d8d0b14c.pdf | https://www.unikeyic.com/products/din-rail-terminal-blocks/0110060000/8044419.html
0128360000 | Weidmüller | 100: 3.9128 300: 3.5297 500: 3.3944 1,000: 3.2457 | Feed-Through Terminal Block Connector 2 POS Screw DIN Rail 30A |  |  |  |  | 0128360000 Weidmüller | [7 empty] | 45mm(Length)*6.5mm(height) |  |  |  | threaded mounting | [6 empty] | bulk | [8 empty] | 128 | https://www.unikeyic.com/media/datasheet/af/48/f47b/af/08106811ac7d0dfe3cf20b639e2297fa.pdf | https://www.unikeyic.com/products/din-rail-terminal-blocks/0128360000/34569874.html
0172160000 | Weidmüller | 1: 16.3286 10: 16.037 25: 16.037 50: 15.7454 100: 15.7454 250: 15.7454 500: 15.7454 1,000: 15.7454 | DIN RAIL TERMINAL BLOCK, 2POS, 12AWG; No. of Positions:2Positions; Wire Size AWG Min:26AWG; Wire Size AWG Max:12AWG; Conductor Area CSA:4mm²; Wire Connection Method:Screw; Rated Current:10A; Rated Voltage:400V; No. of Le |  |  |  |  | 0172160000 Weidmüller | [7 empty] | 42mm(Length)*6.5mm(height) |  |  |  | threaded mounting |  |  |  | -50℃~100℃ |  |  | bulk | [8 empty] | 247 | https://www.unikeyic.com/media/datasheet/15/8a/a648/15/9d7671928fd6e42f7f8d802388dc23ab.pdf | https://www.unikeyic.com/products/din-rail-terminal-blocks/0172160000/11194560.html
0178220000 | Weidmüller | 1: 27.764 10: 19.7424 20: 16.3728 60: 15.93 100: 15.8976 500: 15.8544 | Fuse Terminal 16A 400V Bolt Screw |  |  |  |  | 0178220000 Weidmüller | [7 empty] | 75mm(Length)*24mm(height) |  |  |  | threaded mounting |  |  |  | -60℃~130℃ | [11 empty] | 174 | https://www.unikeyic.com/media/datasheet/7e/fd/a3a3/7e/87c7e562d427b3ba1468ed5af0791c57.pdf | https://www.unikeyic.com/products/din-rail-terminal-blocks/0178220000/22739817.html
0183360000 | Weidmüller | 10: 11.737 25: 11.517 50: 10.879 | Terminal Block Connector 2 Position Disconnect Beige 12-22 AWG |  |  |  |  | 0183360000 Weidmüller | [11 empty] | threaded mounting | [6 empty] | bulk | [8 empty] | 50 | https://www.unikeyic.com/media/datasheet/d8/a1/13d2/d8a113d258c32d3456f09e820024f67d.pdf | https://www.unikeyic.com/products/din-rail-terminal-blocks/0183360000/33603949.html
0190160000 | Weidmüller | 1: 1.8077 | [5 empty] | 0190160000 Weidmüller | [7 empty] | 58mm(Length) |  |  |  | threaded mounting |  |  |  | -50℃~100℃ |  |  | bulk | [8 empty] | 839 | https://www.unikeyic.com/media/datasheet/cf/a6/c00e/cf/2da6680b3f48f5fb15ffd8740d0d194b.pdf | https://www.unikeyic.com/products/din-rail-terminal-blocks/0190160000/7477182.html
0197920000 | Weidmüller | 1: 173.1348 10: 131.0807 25: 121.0494 50: 115.3032 100: 110.8176 | CONN TERM BLK GROUND 8-20 AWG | [16 empty] | threaded mounting | [6 empty] | bulk | [8 empty] | 4 | https://www.unikeyic.com/media/about_us/Unikey_ISO_9001_Certification.pdf | https://www.unikeyic.com/products/din-rail-terminal-blocks/0197920000/3153858.html
0210160000 | Weidmüller | 10: 12.111 25: 11.22 | Terminal Block Connector 3 Position Feed Through Beige 12-22 AWG |  |  |  |  | 0210160000 Weidmüller | [11 empty] | threaded mounting | [6 empty] | bulk | [8 empty] | 50 | https://www.unikeyic.com/media/datasheet/8e/77/71e5/8e/fb7f85a7486a2b77cc69ddb0ef704589.pdf | https://www.unikeyic.com/products/din-rail-terminal-blocks/0210160000/25183884.html
0271060000 | Weidmüller | 1: 12.4315 10: 9.46 25: 9.0072 50: 8.5104 100: 7.776 250: 7.2036 500: 6.8688 1,000: 6.7608 | [5 empty] | 0271060000 Weidmüller | [7 empty] | 50mm(Length)*12mm(height) |  |  |  | threaded mounting |  |  |  | -50℃~100℃ |  |  | bulk | [8 empty] | 72 | https://www.unikeyic.com/media/datasheet/59/ee/1d6a/59ee1d6a8aef6fb7ceee89fedd7c277a.pdf | https://www.unikeyic.com/products/din-rail-terminal-blocks/0271060000/10310029.html
0279680000 | Weidmüller | 58: 2.013 | Terminal Block Connector 2 Position Feed Through Blue 10-26 AWG |  |  |  |  | 0279680000 Weidmüller | [7 empty] | 45mm(Length)*6mm(height) |  |  |  | threaded mounting | [6 empty] | bulk | [8 empty] | 70 | https://www.unikeyic.com/media/datasheet/ea/1b/baaa/ea1bbaaadfa705b5205af5429103fe24.pdf | https://www.unikeyic.com/products/din-rail-terminal-blocks/0279680000/5888891.html
0294360000 | Weidmüller | 100: 2.7686 300: 2.48 500: 2.3774 1,000: 2.2643 5,000: 2.0889 | CONN TERM BLK FEED THRU 12-24AWG |  |  |  |  | 0294360000 Weidmüller | [7 empty] | 27mm(Length)*6.1mm(height) |  |  |  | threaded mounting |  |  |  | -50℃~100℃ |  |  | boxed | [8 empty] | 1083 | https://www.unikeyic.com/media/datasheet/8a/2a/7a29/8a/56d82ce91c027baed58ca43bd60bbbac.pdf | https://www.unikeyic.com/products/din-rail-terminal-blocks/0294360000/15926359.html
0303560000 | Weidmüller | 20: 18.7585 40: 17.4093 60: 16.7476 100: 16.0309 260: 14.9866 500: 14.4518 | CONN TERM BLK FEED THRU 2-12 AWG |  |  |  |  | 0303560000 Weidmüller | [11 empty] | threaded mounting | [6 empty] | bulk | [8 empty] | 25 | https://www.unikeyic.com/media/datasheet/0d/40/3dd0/0d/c4b223f081d685be731ab9ec8a861b26.pdf | https://www.unikeyic.com/products/din-rail-terminal-blocks/0303560000/34742343.html
0305080 | PHOENIX CONTACT | 1: 13.65 | Phoenix Terminal block, UGSK/Sseries, single layer, grey, screw termination |  | Gray | 41 A | 50 A |  | - | - |  | - |  |  |  |  | Polyamide (PA), Nylon | UL94 V-2 | Not Applicable |  |  | 1 | 2 |  | Bulk |  |  | CLIPLINE UGSK | 11mm | 8.2mm | Screw | 500V | 600V | 8-26 AWG | 0.5-10mm² | 106 | https://www.unikeyic.com/media/datasheet/4c/7a/e9db/4c/7205833718d5881d0ab8a9e757d6d327.pdf | https://www.unikeyic.com/products/din-rail-terminal-blocks/0305080/14363036.html
0305310 | PHOENIX CONTACT | 10: 3.3497 100: 3.2784 | Phoenix Test connector, PSBJ-GSK/S WHseries |  |  |  |  | 0305310 PHOENIX CONTACT | [27 empty] | 1000 | https://www.unikeyic.com/media/datasheet/0a/73/1cb2/0a/2492c1d194cd004c9520771c65278c3b.pdf | https://www.unikeyic.com/products/din-rail-terminal-blocks/0305310/1222433.html
0305365 | PHOENIX CONTACT | 10: 3.3497 100: 3.2784 | Phoenix Test connector, PSBJ-GSK/S VTseries |  |  |  |  | 0305365 PHOENIX CONTACT | [27 empty] | 1000 | https://www.unikeyic.com/media/datasheet/b8/c5/b9de/b8/886d3d89bc38ba0206392467706386e2.pdf | https://www.unikeyic.com/products/din-rail-terminal-blocks/0305365/25215014.html
0309112 | PHOENIX CONTACT | 1: 15.7389 | Phoenix Breaking terminal, URTK-BENseries, single layer, grey, screw termination |  | Gray | 70 A |  |  | Switch, Slide | - |  | - |  |  |  |  | Polyamide (PA), Nylon | UL94 V-0 | Not Applicable |  |  | 1 | 2 |  | Bulk |  |  | CLIPLINE URTK | - | 10.2mm | Screw | 500V | - | 6-20 AWG | 0.5-16mm² | 280 | https://www.unikeyic.com/media/datasheet/upload/2023/07/19/0309112.pdf | https://www.unikeyic.com/products/din-rail-terminal-blocks/0309112/3869735.html
0311142 | PHOENIX CONTACT | 1: 21.9305 | Phoenix Straight-through terminal block , URTKD/SPseries, single layer, grey |  | Gray | 41 A |  |  | - | - |  | - |  |  |  |  | Polyamide (PA), Nylon | UL94 V-0 | Not Applicable |  |  | 1 | 2 |  | Bulk |  |  | CLIPLINE URTK | 11mm | 8.2mm | Screw | 500V | - | 8-20 AWG | 0.5-10mm² | 132 | https://www.unikeyic.com/media/datasheet/upload/2023/07/19/0311142.pdf | https://www.unikeyic.com/products/din-rail-terminal-blocks/0311142/24068065.html
0311317 | PHOENIX CONTACT | 10: 1.2317 100: 1.2055 | Phoenix Test connector, PSBJ 3.5/18/6 WHseries |  |  |  |  | 0311317 PHOENIX CONTACT | [27 empty] | 1000 | https://www.unikeyic.com/media/datasheet/upload/2023/07/19/0311317.pdf | https://www.unikeyic.com/products/din-rail-terminal-blocks/0311317/25438802.html
0311812 | PHOENIX CONTACT | 50: 2.5019 | Phoenix Test Disconnect Terminal Block, URTK/S RDseries, single layer, red, Screw-down terminations |  | Red | 41 A | 50 A |  | Switch, Slide | - |  | - |  |  |  |  | Polyamide (PA), Nylon | UL94 V-0 | Not Applicable |  |  | 1 | 2 |  | Bulk |  |  | CLIPLINE URTK | 13mm | 8.2mm | Screw | 400V | 300V | 8-26 AWG | 0.5-10mm² | 1355 | https://www.unikeyic.com/media/about_us/Unikey_ISO_9001_Certification.pdf | https://www.unikeyic.com/products/din-rail-terminal-blocks/0311812/8635429.html
0328920000 | Weidmüller | 6: 22.517 13: 22.099 20: 20.845 | Terminal Block Connector 2 Position Disconnect Yellow 10-22 AWG |  |  |  |  | 0328920000 Weidmüller | [11 empty] | threaded mounting | [6 empty] | bulk | [8 empty] | 36 | https://www.unikeyic.com/media/datasheet/ce/a2/450f/d4/06c58649d61e8c70172aa10362e5a613.pdf | https://www.unikeyic.com/products/din-rail-terminal-blocks/0328920000/27127204.html
0340460000 | Weidmüller | 1: 0.8789 | Feed-Through Terminal Block 2 POS Screw DIN Rail 17.5A |  |  |  |  | 0340460000 Weidmüller | [7 empty] | 24.8mm(Length)*5.1mm(height) |  |  |  | threaded mounting |  |  |  | -60℃~130℃ |  |  | bulk | [8 empty] | 66 | https://www.unikeyic.com/media/datasheet/dd/89/ed64/dd/f38383a90905183576590ad9b0d3e32c.pdf | https://www.unikeyic.com/products/din-rail-terminal-blocks/0340460000/28853789.html
0340720000 | Weidmüller | 1: 23.2431 10: 16.6175 25: 14.8388 50: 13.7809 100: 12.9344 300: 11.9421 500: 11.5972 | 2 Location Yellow 10-22AWG |  |  |  |  | 0340720000 Weidmüller | [11 empty] | threaded mounting | [6 empty] | bulk | [8 empty] | 96 | https://www.unikeyic.com/media/datasheet/e7/23/05f9/e7/abd188e777dd92c431294b56e76f0537.pdf | https://www.unikeyic.com/products/din-rail-terminal-blocks/0340720000/9290708.html
0354560000 | Weidmüller | 1: 16.6865 10: 13.5 20: 12.7008 50: 9.936 500: 9.6336 | [5 empty] | 0354560000 Weidmüller | [7 empty] | 40mm(Length)*8mm(height) |  |  |  | threaded mounting | [6 empty] | bulk | [8 empty] | 87 | https://www.unikeyic.com/media/datasheet/5d/a9/e854/5d/2f6e286c58bee03a49520cd9627624b7.pdf | https://www.unikeyic.com/products/din-rail-terminal-blocks/0354560000/20135873.html
0363660000 | Weidmüller | 10: 22.3785 | Weidmuller 0363660000 |  |  |  |  | 0363660000 Weidmüller | [7 empty] | 54mm(Length)*6mm(height) |  |  |  | threaded mounting |  |  |  | -50℃~100℃ |  |  | boxed | [8 empty] | 960 | https://www.unikeyic.com/media/datasheet/f9/a5/b173/e5/e2880bcf15fd13131011686520d36150.pdf | https://www.unikeyic.com/products/din-rail-terminal-blocks/0363660000/32840823.html
0363680000 | Weidmüller | 8: 16.478 18: 16.17 25: 15.246 | Terminal Block Connector 4 Position Feed Through Blue 12-26 AWG |  |  |  |  | 0363680000 Weidmüller | [7 empty] | 54mm(Length)*6mm(height) |  |  |  | threaded mounting |  |  |  | -50℃~100℃ |  |  | bulk | [8 empty] | 50 | https://www.unikeyic.com/media/datasheet/62/e7/dfd9/62/79f24b89cbcbf6a268184105ecfa17f5.pdf | https://www.unikeyic.com/products/din-rail-terminal-blocks/0363680000/2205143.html
0380660000 | Weidmüller | 1: 26.7131 10: 19.1418 25: 17.1314 50: 15.9395 100: 14.988 250: 14.0313 500: 13.4888 | 2 Location 6-12 AWG |  |  |  |  | 0380660000 Weidmüller | [11 empty] | threaded mounting |  |  |  | -50℃~100℃ |  |  | bulk | [8 empty] | 25 | https://www.unikeyic.com/media/datasheet/a0/ac/231b/a0ac231b81c2fea38a7adf2b6092b011.pdf | https://www.unikeyic.com/products/din-rail-terminal-blocks/0380660000/32358034.html
0380780000 | Weidmüller | 6: 20.361 15: 19.987 | Terminal Block Connector 2 Position Feed Through Blue 2-12 AWG |  |  |  |  | 0380780000 Weidmüller | [11 empty] | threaded mounting |  |  |  | -60℃~130℃ |  |  | bulk | [8 empty] | 18 | https://www.unikeyic.com/media/datasheet/6c/98/442b/6c/92f299a9e15c5439fb5909e18e080504.pdf | https://www.unikeyic.com/products/din-rail-terminal-blocks/0380780000/25580633.html
0412160000 | Weidmüller | 22: 5.434 50: 5.038 | Terminal Block Connector 2 Position Disconnect Beige 12-26 AWG |  |  |  |  | 0412160000 Weidmüller | [7 empty] | 42mm(Length)*6.5mm(height) |  |  |  | threaded mounting |  |  |  | -50℃~100℃ |  |  | bulk | [8 empty] | 50 | https://www.unikeyic.com/media/datasheet/d0/03/032c/d0/13fa4ac4cbed84725f7a8e906a90c479.pdf | https://www.unikeyic.com/products/din-rail-terminal-blocks/0412160000/1452444.html
0412180000 | Weidmüller | 1: 16.7817 10: 11.9471 25: 10.6154 50: 9.8164 100: 9.1733 250: 8.5222 500: 8.151 1,000: 7.862 | 2 Location 12-26 AWG |  |  |  |  | 0412180000 Weidmüller | [11 empty] | threaded mounting | [6 empty] | bulk | [8 empty] | 10 | https://www.unikeyic.com/media/datasheet/6e/09/1834/6e091834d77e563a73f56315d39e0041.pdf | https://www.unikeyic.com/products/din-rail-terminal-blocks/0412180000/4413095.html
0412860000 | Weidmüller | 23: 5.225 60: 5.126 | Terminal Block Connector 2 Position Disconnect Beige 12-26 AWG |  |  |  |  | 0412860000 Weidmüller | [11 empty] | threaded mounting | [6 empty] | bulk | [8 empty] | 86 | https://www.unikeyic.com/media/datasheet/71/d5/2a51/71d52a51f18899a6fde476452032944f.pdf | https://www.unikeyic.com/products/din-rail-terminal-blocks/0412860000/32067656.html
0441012 | PHOENIX CONTACT | 50: 21.719 | Phoenix Contact Modular Terminal Block, USLKG 4 Series, Single Level, Screw Termination |  | Green, Yellow |  |  |  | - | - |  | - |  |  |  |  | Polyamide (PA), Nylon | UL94 V-2 | Not Applicable |  |  | 1 | 2 |  | Bulk |  |  | CLIPLINE USLKG | 9mm | 6.2mm | Screw | - | - | 12-28 AWG | 0.2-4mm² | 400 | https://www.unikeyic.com/media/datasheet/upload/2023/07/19/0441012.pdf | https://www.unikeyic.com/products/din-rail-terminal-blocks/0441012/22616114.html
0441083 | PHOENIX CONTACT | 12: 12.98 | Phoenix Straight-through terminal block , USLKG 3series, single layer, screw termination |  | Green, Yellow |  |  |  | - | - |  | - |  |  |  |  | Polyamide (PA), Nylon | UL94 V-0 | Not Applicable |  |  | 1 | 2 |  | Bulk |  |  | CLIPLINE USLKG | 8mm | 5.2mm | Screw | - | - | 12-28 AWG | 0.2-4mm² | 26 | https://www.unikeyic.com/media/datasheet/6f/e4/4a17/6f/6ab639ed89d0c9f8847e0fba708fe55c.pdf | https://www.unikeyic.com/products/din-rail-terminal-blocks/0441083/34312091.html
0441119 | PHOENIX CONTACT | 1: 11.512 10: 10.5526 100: 10.3608 250: 10.3608 500: 10.3608 | Phoenix Contact Grounding Modular Terminal Block, 2-Channel, Green/Yellow, Screw Termination, 750V, DIN Rail |  | Green, Yellow |  |  |  | - | - |  | - |  |  |  |  | Polyamide (PA), Nylon | UL94 V-0 | Not Applicable |  |  | 1 | 2 |  | Bulk |  |  | CLIPLINE USLKG | 7mm | 5.2mm | Screw | - | - | 12-30 AWG | 0.2-4mm² | 86 | https://www.unikeyic.com/media/datasheet/df/0d/880c/df/02361120ef8492d3a33e6e6d54dd2b7b.pdf | https://www.unikeyic.com/products/din-rail-terminal-blocks/0441119/4803184.html
0441504 | PHOENIX CONTACT | 50: 1.2728 | Phoenix Contact Grounding Modular Terminal Block, 2-Channel, Green/Yellow, Screw Termination, 750V, DIN Rail |  | Green, Yellow |  |  |  | - | - |  | - |  |  |  |  | Polyamide (PA), Nylon | UL94 V-0 | Not Applicable |  |  | 1 | 2 |  | Bulk |  |  | CLIPLINE USLKG | 8mm | 6.2mm | Screw | - | - | 10-26 AWG | 0.2-6mm² | 5000 | https://www.unikeyic.com/media/datasheet/54/47/6a10/23/515d5a05c0652f75d56dae2e4828d5e8.pdf | https://www.unikeyic.com/products/din-rail-terminal-blocks/0441504/25033023.html
0442079 | PHOENIX CONTACT | 50: 2.2637 | Phoenix Contact Ground terminal block, 2 road, green/yellow, Screw-down terminations, 750 V, USLKG 6 N |  | Green, Yellow |  |  |  | - | - |  | - |  |  |  |  | Polyamide (PA), Nylon | UL94 V-0 | Not Applicable |  |  | 1 | 2 |  | Bulk | 308324 |  | CLIPLINE USLKG | 10mm | 8.2mm | Screw | - | - | 8-26 AWG | 0.2-10mm² | 50 | https://www.unikeyic.com/media/datasheet/54/47/6a10/0c/c3c18d01b2eda9a4779149cd365733d4.pdf | https://www.unikeyic.com/products/din-rail-terminal-blocks/0442079/33732364.html
0442082 | PHOENIX CONTACT | 50: 8.3045 500: 8.1278 | Phoenix Contact Ground Terminal Block, USLKG 10 N-1 Series, Single Layer, Screw Termination, 57A |  | Green, Yellow | 57 A |  |  | - | - |  | - |  |  |  |  | Polyamide (PA), Nylon | UL94 V-0 | 1 (Unlimited) |  |  | 1 | 2 |  | Bulk |  |  | CLIPLINE USLKG | 10mm | 10.2mm | Screw | - | - | 6-24 AWG | 0.5-16mm² | 5000 | https://www.unikeyic.com/media/datasheet/upload/2023/07/19/0442082.pdf | https://www.unikeyic.com/products/din-rail-terminal-blocks/0442082/20901099.html
0443010 | PHOENIX CONTACT | 8: 14.201 25: 13.53 97: 12.914 | Phoenix Terminal block, USLKG 16series, single layer, screw termination |  | Green, Yellow | 82 A |  |  | - | - |  | - |  |  |  |  | Polyamide (PA), Nylon | UL94 V-2 | Not Applicable |  |  | 1 | 2 |  | Bulk |  |  | CLIPLINE USLKG | 11mm | 10.2mm | Screw | - | - | 6-24 AWG | 0.5-16mm² | 238 | https://www.unikeyic.com/media/datasheet/54/47/6a10/15/e203693fe754edb497e810bd67e9e8d6.pdf | https://www.unikeyic.com/products/din-rail-terminal-blocks/0443010/34474989.html
0443023 | PHOENIX CONTACT | 50: 2.8796 | Phoenix Contact Ground terminal block, 2 road, green/yellow, Screw-down terminations, 750 V, USLKG 16 N |  | Green, Yellow | 76 A |  |  | - | - |  | - |  |  |  |  | Polyamide (PA), Nylon | UL94 V-0 | Not Applicable |  |  | 1 | 2 |  | Bulk |  |  | CLIPLINE USLKG | 11mm | 12.2mm | Screw | - | - | 4-22 AWG | 2.5-25mm² | 1100 | https://www.unikeyic.com/media/datasheet/d7/21/c468/d7/ad4e00f531d03dbcf9097e23199cc8a4.pdf | https://www.unikeyic.com/products/din-rail-terminal-blocks/0443023/24454290.html
0443052 | PHOENIX CONTACT | 50: 13.6491 | Phoenix Ground terminal block, UISLKG 16series, single layer, green/yellow, screw termination, 76A |  | Green, Yellow | 76 A |  |  | - | - |  | - |  |  |  |  | Polyamide (PA), Nylon | UL94 V-2 | Not Applicable |  |  | 1 | 2 |  | Bulk |  |  | CLIPLINE UISLKG | 11mm | 12.0mm | Screw | - | - | 4-22 AWG | 2.5-25mm² | 112 | https://www.unikeyic.com/media/datasheet/upload/2023/07/19/0443052.pdf | https://www.unikeyic.com/products/din-rail-terminal-blocks/0443052/30448232.html
0443078 | PHOENIX CONTACT | 10: 32.6911 50: 31.7107 | Phoenix Contact Grounding Modular Terminal Block, 1 Channel, Green/Yellow, DIN Rail Mount | [12 empty] | 70.5mm*20mm*83.5mm | [7 empty] | -60℃~105℃ | [11 empty] | 20 | https://www.unikeyic.com/media/about_us/Unikey_ISO_9001_Certification.pdf | https://www.unikeyic.com/products/din-rail-terminal-blocks/0443078/7451957.html
0443660000 | Weidmüller | 1: 6.6732 200: 6.6732 500: 6.6732 | Feed-Through Terminal Block Connector, 2 POS, Screw T, DIN Rail, 30A |  |  |  |  | 0443660000 Weidmüller | [7 empty] | 40mm(Length)*6.5mm(height) |  |  |  | threaded mounting |  |  |  | -50℃~100℃ |  |  | boxed | [8 empty] | 132 | https://www.unikeyic.com/media/datasheet/f9/a5/b173/0a/d6010119dedd7e1e78882b295f5396a8.pdf | https://www.unikeyic.com/products/din-rail-terminal-blocks/0443660000/25061101.html
0443680000 | Weidmüller | 29: 4.125 75: 4.048 100: 3.817 | Sak Terminal With Screw Connection |  |  |  |  | 0443680000 Weidmüller | [11 empty] | threaded mounting | [6 empty] | bulk | [8 empty] | 100 | https://www.unikeyic.com/media/datasheet/94/5d/5597/94/5256eda57185ae289bf3d47279d34a75.pdf | https://www.unikeyic.com/products/din-rail-terminal-blocks/0443680000/1831623.html
0452027 | PHOENIX CONTACT | 50: 5.2828 500: 5.1704 | Phoenix Terminal block, 5, MSLKG 2series, single layer, screw termination |  | Green, Yellow |  |  |  | - | - |  | - |  |  |  |  | Polyamide (PA), Nylon | UL94 V-2 | Not Applicable |  |  | 1 | 2 |  | Bulk |  |  | CLIPLINE MSLKG | 8mm | 7.5mm | Screw | - | - | 12-28 AWG | 0.2-4mm² | 5000 | https://www.unikeyic.com/media/datasheet/54/47/6a10/d6/cc2f0063342c5590ff5a20c80cfd6f80.pdf | https://www.unikeyic.com/products/din-rail-terminal-blocks/0452027/32569476.html
0474360000 | Weidmüller | 1: 22.264 10: 14.742 20: 12.8088 50: 11.34 100: 10.4112 200: 9.7524 500: 9.4608 | Terminal Block, 2 POS, Screw, Straight, DIN Rail Mount |  |  |  |  | 0474360000 Weidmüller | [7 empty] | 36.5mm(Length)*6mm(height) |  |  |  | threaded mounting |  |  |  | -50℃~100℃ |  |  | bulk | [8 empty] | 33 | https://www.unikeyic.com/media/datasheet/30/dc/19b9/30/eb17d3245289d43f45cd3c293a115cae.pdf | https://www.unikeyic.com/products/din-rail-terminal-blocks/0474360000/4340488.html
0489560000 | Weidmüller | 65: 1.793 100: 1.661 | Terminal Block Connector 2 Position Feed Through Beige | [16 empty] | threaded mounting | [6 empty] | bulk | [8 empty] | 400 | https://www.unikeyic.com/media/about_us/Unikey_ISO_9001_Certification.pdf | https://www.unikeyic.com/products/din-rail-terminal-blocks/0489560000/32526710.html
0502100000 | Weidmüller | 1: 18.8998 | CONN TERM BLK DISCONNECT BEIGE | [16 empty] | threaded mounting | [6 empty] | bulk | [8 empty] | 4 | https://www.unikeyic.com/media/about_us/Unikey_ISO_9001_Certification.pdf | https://www.unikeyic.com/products/din-rail-terminal-blocks/0502100000/13051275.html
0505055 | PHOENIX CONTACT | 1: 91.5596 | Phoenix Contact Terminal Block, SSK 135 KER-EX Series, Single Level, White |  | White | 125 A |  |  | - | Explosion Proof, Harsh Environment |  | - |  |  |  |  | Ceramic, Keramik | - | Not Applicable |  |  | 1 | 2 |  | Bulk |  |  | CLIPLINE SSK | 16mm | 15.3mm | Screw | - | 800V | 2-18 AWG | 1.5-35mm² | 42 | https://www.unikeyic.com/media/datasheet/upload/2023/07/19/0505055.pdf | https://www.unikeyic.com/products/din-rail-terminal-blocks/0505055/10360894.html
0550660000 | Weidmüller | 20: 16.6817 40: 15.4586 60: 14.8576 100: 14.2062 260: 13.2555 500: 12.7681 | 2 Location 2-12 AWG |  |  |  |  | 0550660000 Weidmüller | [11 empty] | threaded mounting | [6 empty] | bulk | [8 empty] | 20 | https://www.unikeyic.com/media/datasheet/5a/76/2383/5a/49733ed7b735220aa642d8035a0ff3e3.pdf | https://www.unikeyic.com/products/din-rail-terminal-blocks/0550660000/22788634.html
0590160000 | Weidmüller | 10: 10.5723 | Weidmuller 0590160000 |  |  |  |  | 0590160000 Weidmüller | [7 empty] | 50mm(Length)*6mm(height) |  |  |  | threaded mounting |  |  |  | -50℃~100℃ |  |  | bulk | [8 empty] | 1860 | https://www.unikeyic.com/media/datasheet/62/7d/a7f2/62/564a8095472e85108d3569853cede86c.pdf | https://www.unikeyic.com/products/din-rail-terminal-blocks/0590160000/27475664.html
0697180000 | Weidmüller | 1: 6.1696 10: 4.3775 25: 3.8409 50: 3.5091 100: 3.2365 300: 2.9083 500: 2.792 1,000: 2.664 | 2 Location 12-26 AWG |  |  |  |  | 0697180000 Weidmüller | [7 empty] | 25.5mm(Length)*5.1mm(height) |  |  |  | threaded mounting |  |  |  | -50℃~100℃ | [11 empty] | 79 | https://www.unikeyic.com/media/datasheet/38/0c/fd8e/38/13572365d230ede93c6803ded8f8d498.pdf | https://www.unikeyic.com/products/din-rail-terminal-blocks/0697180000/119674.html
07.312.7355.0 - APFN 2,5 E/35 | Wieland Electric | 10: 0.6072 | Weiland end plate, AFPNseries, used forWKFN series |  |  |  |  | 07.312.7355.0 - APFN 2,5 E/35 Wieland Electric | [11 empty] | board mount | [15 empty] | 40 | https://www.unikeyic.com/media/datasheet/cd/45/b2e5/cd/b761403d190eefe6775b6212397323b1.pdf | https://www.unikeyic.com/products/din-rail-terminal-blocks/07-312-7355-0-apfn-2-5-e-35/27891197.html
07.313.0055.0 - APFN 2,5 TKM D2/2 | Wieland Electric | 10: 0.6932 | fasisCON End Plate for 2-2 terminal grey | [16 empty] | board mount | [15 empty] | 30 | https://www.unikeyic.com/media/about_us/Unikey_ISO_9001_Certification.pdf | https://www.unikeyic.com/products/din-rail-terminal-blocks/07-313-0055-0-apfn-2-5-tkm-d2-2/1642042.html
07.313.2555.0 - AP WT 2,5-10 | Wieland Electric | 5: 0.7118 | Weiland end plate, AP WT 2.5series, used forWT DIN Rail terminal block |  |  |  |  | 07.313.2555.0 - AP WT 2,5-10 Wieland Electric | [11 empty] | board mount | [15 empty] | 75 | https://www.unikeyic.com/media/datasheet/84/95/198b/84/520c79601df80d820eb95690373927b8.pdf | https://www.unikeyic.com/products/din-rail-terminal-blocks/07-313-2555-0-ap-wt-2-5-10/8997893.html
07.431.7253.8 - AD WRT 120 | Wieland Electric | 5: 2.9291 | Wieland 07.431.7253.8 Cover | [32 empty] | 25 | https://www.unikeyic.com/media/about_us/Unikey_ISO_9001_Certification.pdf | https://www.unikeyic.com/products/din-rail-terminal-blocks/07-431-7253-8-ad-wrt-120/14369776.html
0710947 | PHOENIX CONTACT | 1: 16.7337 |  |  | Gray | 41 A |  |  | - | - |  | - |  |  |  |  | Polyamide (PA), Nylon | UL94 V-0 | Not Applicable |  |  | 1 | 2 |  | Bulk | 4472928 |  | CLIPLINE URTK | 13mm | 8.2mm | Screw | 400V | - | 8-20 AWG | 0.5-10mm² | 5000 | https://www.unikeyic.com/media/datasheet/upload/2023/07/19/0710947.pdf | https://www.unikeyic.com/products/din-rail-terminal-blocks/0710947/25717163.html
0711344 | PHOENIX CONTACT | 50: 1.1581 | Feed-Through Terminal Block Connector, 2 Pos, Screw, Straight, DIN Rail Mount, 32A |  | Black | 32 A | 30 A |  | - | - |  | - |  |  |  |  | Polyamide (PA), Nylon | UL94 V-0 | Not Applicable |  |  | 1 | 2 |  | Bulk |  |  | CLIPLINE UK | 8mm | 6.2mm | Screw | 800V | 600V | 10-30 AWG | 0.2-6mm² | 342 | https://www.unikeyic.com/media/datasheet/upload/2023/07/19/0711344.pdf | https://www.unikeyic.com/products/din-rail-terminal-blocks/0711344/23003339.html
0711580 | PHOENIX CONTACT | 1: 34.4196 | Phoenix Contact UKK 5-HESILED 60 (5X20) Series, Double Deck, Black, Screw Terminal, 6.3A |  | Black | 6.3 A |  |  | Fuse | - |  | 5mm x 20mm |  |  |  |  | Polyamide (PA), Nylon | UL94 V-0 | Not Applicable |  |  | 2 | 4 |  | Bulk | 2552739 |  | CLIPLINE UKK | 8mm | 8.2mm | Screw | 400V | - | 12-24 AWG | 0.2-4mm² | 2 | https://www.unikeyic.com/media/datasheet/5f/7c/020f/5f/ad07028565365c13ce1fd801ba5a0a4c.pdf | https://www.unikeyic.com/products/din-rail-terminal-blocks/0711580/10076196.html
0711632 | PHOENIX CONTACT | 4: 46.673 9: 44.803 | Phoenix No fuse DIN Rail terminals, UKK 5-HESILED 24 (6.3X32)series, double layer, Black, Screw-down terminations, 6.3A |  | Black | 6.3 A |  |  | Fuse, Lever | - |  | 6.3mm x 32mm |  |  |  |  | Polyamide (PA), Nylon | UL94 V-0 | 1 (Unlimited) |  |  | 2 | 4 |  | Bulk | 465683 |  | CLIPLINE UKK | 8mm | 8.2mm | Screw | 400V | - | 12-24 AWG | 0.2-4mm² | 34 | https://www.unikeyic.com/media/datasheet/84/5e/8891/84/333b6ffb03953ff1637aa5eb308b2b16.pdf | https://www.unikeyic.com/products/din-rail-terminal-blocks/0711632/32100264.html
0719016 | PHOENIX CONTACT | 50: 1.0398 500: 1.0177 |  |  | Orange | 17.5 A | 15 A |  | - | - |  | - |  |  |  |  | Polyamide (PA), Nylon | UL94 V-2 | Not Applicable |  |  | 1 | 2 |  | Bulk | 2552989 |  | CLIPLINE UK | 7mm | 4.2mm | Screw | 500V | 300V | 14-30 AWG | 0.14-1.5mm² | 5000 | https://www.unikeyic.com/media/datasheet/upload/2023/07/19/0719016.pdf | https://www.unikeyic.com/products/din-rail-terminal-blocks/0719016/11374140.html
0719058 | PHOENIX CONTACT | 50: 1.0398 500: 1.0177 | [5 empty] | 0719058 PHOENIX CONTACT | [11 empty] | threaded mounting | [6 empty] | bulk | [8 empty] | 5000 | https://www.unikeyic.com/media/datasheet/34/c1/6ab0/34/69f37864c51b625a8212d480bc671ea2.pdf | https://www.unikeyic.com/products/din-rail-terminal-blocks/0719058/29636217.html
0719113 | PHOENIX CONTACT | 50: 2.1827 | Phoenix Contact Terminal Block UK 3 N OG, Single Row, Orange, Screw, 24A |  | Orange | 24 A | 20 A |  | - | - |  | - |  |  |  |  | Polyamide (PA), Nylon | UL94 V-0 | Not Applicable |  |  | 1 | 2 |  | Bulk | 4472955 |  | CLIPLINE UK | 8mm | 5.2mm | Screw | 800V | 600V | 12-28 AWG | 0.2-4mm² | 201 | https://www.unikeyic.com/media/datasheet/upload/2023/07/19/0719113.pdf | https://www.unikeyic.com/products/din-rail-terminal-blocks/0719113/4513820.html
0719168 | PHOENIX CONTACT | 50: 1.9575 500: 1.9158 |  |  | Black | 24 A | 20 A |  | - | - |  | - |  |  |  |  | Polyamide (PA), Nylon | UL94 V-0 | Not Applicable |  |  | 1 | 2 |  | Bulk |  |  | CLIPLINE UK | 8mm | 5.2mm | Screw | 800V | 600V | 12-28 AWG | 0.2-4mm² | 5000 | https://www.unikeyic.com/media/datasheet/35/cf/082e/35/7afe65be6fc08f2a64da52766bd1878d.pdf | https://www.unikeyic.com/products/din-rail-terminal-blocks/0719168/33412447.html
0719249 | PHOENIX CONTACT | 1: 0.7243 | Phoenix Straight-through terminal block , UK6 N YEseries, single layer, yellow, screw termination, 41A |  | Yellow | 41 A | 50 A |  | - | - |  | - |  |  |  |  | Polyamide (PA), Nylon | UL94 V-0 | 1 (Unlimited) |  |  | 1 | 2 |  | Bulk |  |  | CLIPLINE UK | 10mm | 8.2mm | Screw | 800V | 600V | 8-26 AWG | 0.2-10mm² | 100 | https://www.unikeyic.com/media/datasheet/upload/2023/07/19/0719249.pdf | https://www.unikeyic.com/products/din-rail-terminal-blocks/0719249/24440442.html
0790433 | PHOENIX CONTACT | 1: 2.2561 | Phoenix Contact DIN Rail Terminal Block, OTTA 6 Series, Single Layer, Gray, Screw Termination |  | Gray | 41 A | 30 A |  | - | - |  | - |  |  |  |  | Polyamide (PA), Nylon | UL94 V-0 | 1 (Unlimited) |  |  | 1 | 2 |  | Bulk |  |  | CLIPLINE OTTA | - | 11.0mm | Bolt and Nut | 800V | 600V | - | 0.1-6mm² | 2 | https://www.unikeyic.com/media/datasheet/94/74/02d2/947402d2613e12eeb2a93550455117f4.pdf | https://www.unikeyic.com/products/din-rail-terminal-blocks/0790433/32224298.html
0790446 | PHOENIX CONTACT | 5: 15.0577 | Phoenix Straight-through terminal block , OTTA 6-Tseries, single layer, grey, screw termination, 41A |  | Gray | 36 A | 30 A |  | Switch, Slide | - |  | - |  |  |  |  | Polyamide (PA), Nylon | UL94 V-0 | 1 (Unlimited) |  |  | 1 | 2 |  | Bulk | 2528631 |  | CLIPLINE OTTA | - | 11.0mm | Bolt and Nut | 800V | 600V | - | 0.1-6mm² | 40 | https://www.unikeyic.com/media/datasheet/60/df/7f13/60/5ef26ac0cf6f8d15934ac4e980c2145a.pdf | https://www.unikeyic.com/products/din-rail-terminal-blocks/0790446/19572061.html
0790462 | PHOENIX CONTACT | 50: 8.5822 | Phoenix Straight-through terminal block , OTTA6-T-P/Pseries, single layer, grey, Bolt termination, 36A |  | Gray | 36 A | 30 A |  | Switch, Slide | - |  | - |  |  |  |  | Polyamide (PA), Nylon | UL94 V-0 | 1 (Unlimited) |  |  | 1 | 2 |  | Bulk |  |  | CLIPLINE OTTA | - | 11.0mm | Bolt and Nut | 800V | 600V | - | 0.1-6mm² | 26447 | https://www.unikeyic.com/media/datasheet/51/c8/2482/51/af68d73b178d1edc67a41685690cccdb.pdf | https://www.unikeyic.com/products/din-rail-terminal-blocks/0790462/33656450.html
0790488 | PHOENIX CONTACT | 1: 12.0343 | Phoenix Contact Straight Terminal Block OTTA 25-M5 Series Single Layer Gray Screw Termination |  | Gray | 101 A | 115 A |  | - | - |  | - |  |  |  |  | Polyamide (PA), Nylon | UL94 V-2 | 1 (Unlimited) |  |  | 1 | 2 |  | Bulk |  |  | CLIPLINE OTTA | - | 18.0mm | Bolt and Nut | 800V | 600V | - | 0.1-25mm² | 617 | https://www.unikeyic.com/media/datasheet/upload/2023/07/19/0790488.pdf | https://www.unikeyic.com/products/din-rail-terminal-blocks/0790488/22026998.html
0790530 | PHOENIX CONTACT | 1: 2.1094 | Phoenix Straight-through terminal block , OTTA2.5series, single layer, grey, Bolt termination, 24A |  | Gray | 24 A | 20 A |  | - | - |  | - |  |  |  |  | Polyamide (PA), Nylon | UL94 V-0 | Not Applicable |  |  | 1 | 2 |  | Bulk |  |  | CLIPLINE OTTA | - | 9.0mm | Bolt and Nut | 800V | 600V | - | 0.1-2.5mm² | 19 | https://www.unikeyic.com/media/datasheet/a2/31/2984/a2/9630f08d6b4ad6ce4886cfcb29b24c5a.pdf | https://www.unikeyic.com/products/din-rail-terminal-blocks/0790530/24607850.html
0790556 | PHOENIX CONTACT | 1: 11.8376 | Phoenix Contact OTTA2.5-PE Terminal Block, Single Layer, Screw Termination |  | Green, Yellow | 24 A | 20 A |  | - | - |  | - |  |  |  |  | Polyamide (PA), Nylon | UL94 V-2 | Not Applicable |  |  | 1 | 2 |  | Bulk | 2528628 |  | CLIPLINE OTTA | - | 10.0mm | Bolt and Nut | 800V | - | 14-26 AWG | 0.1-2.5mm² | 954 | https://www.unikeyic.com/media/datasheet/upload/2023/07/19/0790556.pdf | https://www.unikeyic.com/products/din-rail-terminal-blocks/0790556/2816383.html
0800069 | PHOENIX CONTACT | 50: 0.294 | [33 empty] | 1266 | https://www.unikeyic.com/media/about_us/Unikey_ISO_9001_Certification.pdf | https://www.unikeyic.com/products/din-rail-terminal-blocks/0800069/2163207.html
0808671 | PHOENIX CONTACT | 10: 1.7132 100: 1.6768 | Zack Marker Strip, Flat, White, Labeled, Horizontal 1-500, Snap-in, 5mm Width, 5.15x5.15mm Field |  |  |  |  | 0808671 PHOENIX CONTACT | [27 empty] | 1000 | https://www.unikeyic.com/media/datasheet/54/47/6a10/8b/91858b9e7edf0d44309410f08b13469f.pdf | https://www.unikeyic.com/products/din-rail-terminal-blocks/0808671/10077550.html
0852067 | PHOENIX CONTACT | 50: 6.3764 | Phoenix Straight-through terminal block , VBST 4-FS(6-2.8-0.8)ST4series, grey, Screw-down terminations |  | Gray |  | 20 A |  | - | - |  | - |  |  |  |  | Polyamide (PA), Nylon | - | 1 (Unlimited) |  |  | 1 | 4 |  | Bulk | 3607802 |  | CLIPLINE VBST | - | 6.2mm | Screw, Tab | - | 300V | 10-30 AWG | - | 50 | https://www.unikeyic.com/media/datasheet/d9/97/e113/d997e1136e778fd2e7251968099bf2a3.pdf | https://www.unikeyic.com/products/din-rail-terminal-blocks/0852067/3448286.html
0870036 | PHOENIX CONTACT | 10: 16.6893 100: 16.3342 | Phoenix Straight-through terminal block , PVB 3series, single layer, grey, Spade Termination |  | Gray | 30 A |  |  | - | - |  | - |  |  |  |  | Polyamide (PA), Nylon | UL94 V-2 | Not Applicable |  |  | 1 | 6 |  | Bulk |  |  | CLIPLINE PVB | - | 23.2mm | Tab | 800V | - | 10-20 AWG | 0.5-6mm² | 1000 | https://www.unikeyic.com/media/datasheet/upload/2023/07/19/0870036.pdf | https://www.unikeyic.com/products/din-rail-terminal-blocks/0870036/34144052.html
0920083 | PHOENIX CONTACT | 50: 11.1991 | Phoenix fuse terminal block, USIGseries, single layer, Black, Screw-down terminations, 10A |  | Black | 10 A | 40 A |  | - | - |  | 5mm x 20mm, 5mm x 25mm, 5mm x 30mm, 6.3mm x 32mm |  |  |  |  | Polyamide (PA), Nylon | UL94 V-2 | Not Applicable |  |  | 1 | 2 |  | Bulk |  |  | CLIPLINE USIG | 13mm | 10.2mm | Screw | 500V | 600V | 8-18 AWG | 0.5-16mm² | 240 | https://www.unikeyic.com/media/datasheet/upload/2023/07/19/0920083.pdf | https://www.unikeyic.com/products/din-rail-terminal-blocks/0920083/33552435.html
0920122 | PHOENIX CONTACT | 1: 11.2214 |  |  | Blue | 10 A | 40 A |  | - | - |  | 5mm x 20mm, 5mm x 25mm, 5mm x 30mm, 6.3mm x 32mm |  |  |  |  | Polyamide (PA), Nylon | UL94 V-2 | 1 (Unlimited) |  |  | 1 | 2 |  | Bulk |  |  | CLIPLINE USIG | 13mm | 10.2mm | Screw | 500V | 600V | 8-18 AWG | 0.5-16mm² | 5000 | https://www.unikeyic.com/media/datasheet/51/bb/0059/51/b06c77d0debd040a26a33b6c83151e59.pdf | https://www.unikeyic.com/products/din-rail-terminal-blocks/0920122/13927799.html
1010000000 | Weidmüller | 1: 5.303 200: 5.2066 500: 5.2066 | Earth Terminal Connector 2 Position Screw Mount Straight DIN Rail |  |  |  |  | 1010000000 Weidmüller | [7 empty] | 60mm*5.1mm*5.1mm |  |  |  | threaded mounting |  |  |  | -60℃~130℃ |  |  | bulk | [8 empty] | 1122 | https://www.unikeyic.com/media/datasheet/fc/a9/1847/fc/f3308cd2463dd1a84ac30fa28987cb04.pdf | https://www.unikeyic.com/products/din-rail-terminal-blocks/1010000000/8594573.html
1010400000 | Weidmüller | 1: 11.5003 10: 10.7336 25: 10.542 50: 10.542 100: 10.3503 250: 10.3503 500: 10.3503 1,000: 10.3503 | Conn Terminal Block 2 POS Screw ST T DIN Rail |  |  |  |  | 1010400000 Weidmüller | [7 empty] | 56mm*11.9mm*11.9mm |  |  |  | threaded mounting |  |  |  | -60℃~130℃ |  |  | bulk | [8 empty] | 61 | https://www.unikeyic.com/media/datasheet/4f/6b/ad7a/4f/552520f744c39af8f332677f7316cd3b.pdf | https://www.unikeyic.com/products/din-rail-terminal-blocks/1010400000/33571630.html
1011000000 | Weidmüller | 1: 7.2343 100: 7.1027 250: 7.1027 500: 7.1027 | DIN Rail Connector Fused 2-Pos Screw Mount ST DIN Rail 10A |  |  |  |  | 1011000000 Weidmüller | [7 empty] | 60mm(Length)*7.9mm(height) |  |  |  | threaded mounting |  |  |  | -50℃~120℃ |  |  | boxed | [8 empty] | 2173 | https://www.unikeyic.com/media/datasheet/1d/b7/50dc/1db750dc49176220c2a6f76d1787b427.pdf | https://www.unikeyic.com/products/din-rail-terminal-blocks/1011000000/28826880.html
1011010000 | Weidmüller | 1: 16.416 10: 11.678 25: 10.3728 | Conn Fuse Block 2 POS Screw T DIN Rail 6.3A |  |  |  |  | 1011010000 Weidmüller | [11 empty] | threaded mounting |  |  |  | -50℃~120℃ |  |  | bulk | [8 empty] | 31 | https://www.unikeyic.com/media/datasheet/a3/8d/2d40/a3/2af81e224758171b0c46feaaac005acd.pdf | https://www.unikeyic.com/products/din-rail-terminal-blocks/1011010000/34159504.html
1011300000 | Weidmüller | 1: 12.8738 20: 12.644 50: 12.644 100: 12.4141 250: 12.4141 | DIN Rail Fused Connector, 2 POS, Screw Mount, Straight, DIN Rail, 6.3A |  |  |  |  | 1011300000 Weidmüller | [7 empty] | 60mm(Length)*7.9mm(height) |  |  |  | threaded mounting |  |  |  | -50℃~120℃ |  |  | boxed | [8 empty] | 775 | https://www.unikeyic.com/media/datasheet/6d/b6/5cd0/6db65cd0492809c9f3e0f4569e0e3120.pdf | https://www.unikeyic.com/products/din-rail-terminal-blocks/1011300000/4413124.html
1012200000 | Weidmüller | 1: 22.9233 | Conn DIN Rail Fused 2 POS Screw ST T DIN Rail 6.3A |  |  |  |  | 1012200000 Weidmüller | [11 empty] | threaded mounting |  |  |  | -50℃~120℃ |  |  | bulk | [8 empty] | 331 | https://www.unikeyic.com/media/datasheet/a8/a1/6fb9/a8a16fb9a6555fb223679ceb7ba169b3.pdf | https://www.unikeyic.com/products/din-rail-terminal-blocks/1012200000/6341753.html
1012400000 | Weidmüller | 10: 24.1644 30: 21.2961 50: 20.2606 100: 19.1083 250: 17.9534 500: 17.3002 | DIN Rail Fused Connector, 2 POS, Screw Mount, Straight, DIN Rail, 6.3A |  |  |  |  | 1012400000 Weidmüller | [11 empty] | threaded mounting |  |  |  | -50℃~120℃ |  |  | bulk | [8 empty] | 200 | https://www.unikeyic.com/media/datasheet/25/12/196d/2512196dbb44576880063a33fd0c74c6.pdf | https://www.unikeyic.com/products/din-rail-terminal-blocks/1012400000/28821692.html
1014400000 | Weidmüller | 1: 27.5793 | Conn Fuse Terminal 2 POS Screw Cable Mount 16A |  |  |  |  | 1014400000 Weidmüller | [7 empty] | 60mm(Length)*12mm(height) |  |  |  | threaded mounting |  |  |  | -50℃~120℃ |  |  | bulk | [8 empty] | 18 | https://www.unikeyic.com/media/datasheet/87/07/9c4d/87079c4da03ec2bd65fb87e2cc67afb1.pdf | https://www.unikeyic.com/products/din-rail-terminal-blocks/1014400000/34612389.html
1016200000 | Weidmüller | 50: 4.7438 100: 4.3918 250: 4.0307 500: 3.8227 1,000: 3.6598 | Conn Fuse Terminal 2 POS Screw T DIN Rail |  |  |  |  | 1016200000 Weidmüller | [7 empty] | 54mm(Length)*5.1mm(height) |  |  |  | threaded mounting |  |  |  | -60℃~130℃ |  |  | bulk | [8 empty] | 454 | https://www.unikeyic.com/media/datasheet/ce/a2/450f/cb/bc5d3810126a152ed121a3ad67a44d00.pdf | https://www.unikeyic.com/products/din-rail-terminal-blocks/1016200000/34682247.html
1020.4 | CONTA-CLIP | 1: 7.1712 10: 5.089 25: 4.4721 50: 4.0926 100: 3.7818 300: 3.4092 500: 3.2775 1,000: 3.1327 | 4 Location Black 10-22AWG |  | Black | 32 A | 30 A |  | - | - |  | - |  |  |  |  | Polyamide (PA66), Nylon 6/6 | UL94 V-2 | 1 (Unlimited) |  |  | 2 | 4 |  | Box |  |  | RKD | 9mm | 6.0mm | Screw | 500V | 300V | 10-22 AWG | 0.2-4mm² | 114 | https://www.unikeyic.com/media/datasheet/be/07/0bb6/be070bb6257ba5eb1177946d66945aa3.pdf | https://www.unikeyic.com/products/din-rail-terminal-blocks/1020-4/18677270.html
1020190000 | Weidmüller | 30: 3.949 | Terminal Block Connector 2 Position Feed Through Black Yellow 10-26 AWG | [23 empty] | bulk | [8 empty] | 43 | https://www.unikeyic.com/media/about_us/Unikey_ISO_9001_Certification.pdf | https://www.unikeyic.com/products/din-rail-terminal-blocks/1020190000/1039975.html
1020200000 | Weidmüller | 1: 0.4484 100: 0.4233 1,000: 0.4161 | Feed-Through Terminal Block Connector, 2 Pos, Screw, ST, DIN Rail, 50A |  |  |  |  | 1020200000 Weidmüller | [7 empty] | 60mm*7.9mm*7.9mm |  |  |  | threaded mounting |  |  |  | -60℃~130℃ |  |  | bulk | [8 empty] | 1461 | https://www.unikeyic.com/media/datasheet/35/69/ede4/3569ede4389860cabdeb9fce3f773bdc.pdf | https://www.unikeyic.com/products/din-rail-terminal-blocks/1020200000/24473998.html
1020260000 | Weidmüller | 1: 4.9919 10: 3.5465 25: 3.1052 50: 2.8307 100: 2.6038 300: 2.3294 500: 2.2318 1,000: 2.1241 5,000: 1.957 | 2 Location Orange 8-26 AWG |  |  |  |  | 1020260000 Weidmüller | [11 empty] | threaded mounting | [15 empty] | 54 | https://www.unikeyic.com/media/datasheet/83/28/c952/83/9cc84ec270276fca29ae9126772145d7.pdf | https://www.unikeyic.com/products/din-rail-terminal-blocks/1020260000/30869304.html
1020480000 | Weidmüller | 1: 9.0665 10: 6.4285 25: 5.6645 50: 5.1981 100: 4.818 250: 4.4287 500: 4.2048 1,000: 4.0296 | Feed-Through Terminal Block Connector, 2 POS, Screw, DIN Rail, 85A |  |  |  |  | 1020480000 Weidmüller | [7 empty] | 60mm(Length)*11.9mm(height) |  |  |  | threaded mounting |  |  |  | -60℃~130℃ |  |  | bulk | [8 empty] | 24 | https://www.unikeyic.com/media/datasheet/3d/6a/e9d0/3d/aaa4c96af9e9ccdb7a2e147c68f8967a.pdf | https://www.unikeyic.com/products/din-rail-terminal-blocks/1020480000/138977.html
1020500000 | Weidmüller | 1: 8.632 80: 8.4751 200: 8.4751 400: 8.4751 | Feed-Through Terminal Block Connector, 2 POS, Screw, ST, DIN Rail, 150A |  |  |  |  | 1020500000 Weidmüller | [7 empty] | 60mm(Length)*16mm(height) |  |  |  | threaded mounting |  |  |  | -60℃~130℃ |  |  | bulk | [8 empty] | 792 | https://www.unikeyic.com/media/datasheet/98/2d/0643/98/1bc84aedf9e2e4561bbbf6bf0e600885.pdf | https://www.unikeyic.com/products/din-rail-terminal-blocks/1020500000/11865977.html
1020800000 | Weidmüller | 10: 24.7979 30: 21.8408 50: 20.7721 100: 19.5827 250: 18.3901 500: 17.7155 | CONN TERM BLK FEED THRU 12-30AWG |  |  |  |  | 1020800000 Weidmüller | [11 empty] | threaded mounting | [6 empty] | bulk | [8 empty] | 10 | https://www.unikeyic.com/media/datasheet/cc/e3/80c4/cc/bede00f07402aa957e016be51c1bd4d6.pdf | https://www.unikeyic.com/products/din-rail-terminal-blocks/1020800000/14776136.html
1022100000 | Weidmüller | 1: 12.1885 | 2 Location 12-26 AWG |  |  |  |  | 1022100000 Weidmüller | [11 empty] | welding mounting, threaded mounting | [6 empty] | bulk | [8 empty] | 6 | https://www.unikeyic.com/media/datasheet/9f/7f/086e/9f/f1710642d292444711b6c51d883a3bf8.pdf | https://www.unikeyic.com/products/din-rail-terminal-blocks/1022100000/12001619.html
1022300000 | Weidmüller | 1: 2.1483 | Conn Feed-Through Terminal Block 4 POS Screw ST T DIN Rail 20A |  |  |  |  | 1022300000 Weidmüller | [7 empty] | 69.5mm(Length)*5.1mm(height) |  |  |  | threaded mounting |  |  |  | -50℃~120℃ |  |  | bulk | [8 empty] | 280 | https://www.unikeyic.com/media/datasheet/26/49/2b1e/26492b1e52f9421b183c0ac8f18e4c03.pdf | https://www.unikeyic.com/products/din-rail-terminal-blocks/1022300000/24087855.html
1023100000 | Weidmüller | 1: 9.821 10: 7.887 25: 6.858 50: 6.4368 100: 5.9724 250: 5.3892 500: 5.13 1,000: 4.9788 | Connector Accessories Component Terminal Straight |  |  |  |  | 1023100000 Weidmüller | [11 empty] | threaded mounting |  |  |  | -50℃~120℃ |  |  | bulk | [8 empty] | 217 | https://www.unikeyic.com/media/datasheet/46/b8/1378/46/51b530a915640244ed9d984f9e7cff19.pdf | https://www.unikeyic.com/products/din-rail-terminal-blocks/1023100000/16085645.html
102368 | RS | 1: 32.3222 | RS PRO 43531/12 BLS/BG1 Jumper | [16 empty] | Through hole mounting | [15 empty] | 240 | https://www.unikeyic.com/media/about_us/Unikey_ISO_9001_Certification.pdf | https://www.unikeyic.com/products/din-rail-terminal-blocks/102368/982273152.html
102369 | RS | 1: 99.5589 | RS PRO 43531/03 RDS/BG1 Jumper | [16 empty] | Through hole mounting | [15 empty] | 100 | https://www.unikeyic.com/media/about_us/Unikey_ISO_9001_Certification.pdf | https://www.unikeyic.com/products/din-rail-terminal-blocks/102369/982269055.html
1023700000 | Weidmüller | 100: 1.4023 300: 1.2388 500: 1.18 1,000: 1.1146 5,000: 1.0122 | Conn Feed-Through Terminal Block 2 POS Screw Cable Mount 25A |  |  |  |  | 1023700000 Weidmüller | [7 empty] | 44mm(Length)*5mm(height) |  |  |  | threaded mounting |  |  |  | -60℃~130℃ |  |  | boxed | [8 empty] | 1635 | https://www.unikeyic.com/media/datasheet/9d/9a/a171/9d/241505810a0be15ff0a03012dc2b8586.pdf | https://www.unikeyic.com/products/din-rail-terminal-blocks/1023700000/33054634.html
102371 | RS | 1: 73.8813 | RS PRO 43531/02 RDS/BG1 Jumper | [16 empty] | Through hole mounting | [15 empty] | 300 | https://www.unikeyic.com/media/about_us/Unikey_ISO_9001_Certification.pdf | https://www.unikeyic.com/products/din-rail-terminal-blocks/102371/982270983.html
1023760000 | Weidmüller | 10: 1.8535 | Weidmuller 1023760000 |  |  |  |  | 1023760000 Weidmüller | [7 empty] | 44mm(Length)*5.1mm(height) |  |  |  | threaded mounting |  |  |  | -50℃~120℃ |  |  | bulk | [8 empty] | 120 | https://www.unikeyic.com/media/datasheet/28/49/41bb/28/41b5a0422a6d1b7583c7b7bd359c141e.pdf | https://www.unikeyic.com/products/din-rail-terminal-blocks/1023760000/16148060.html
1023780000 | Weidmüller | 1: 0.2657 | Feed-Through Terminal Block Connector 2 POS Screw DIN Rail 25A |  |  |  |  | 1023780000 Weidmüller | [7 empty] | 44mm(Length)*5mm(height) |  |  |  | threaded mounting |  |  |  | -60℃~130℃ |  |  | bulk | [8 empty] | 479 | https://www.unikeyic.com/media/datasheet/2b/fa/d8e1/2bfad8e1850dbc954a898ecd16c94b63.pdf | https://www.unikeyic.com/products/din-rail-terminal-blocks/1023780000/25230586.html
102380 | RS | 1: 50.9771 | RS PRO 43520/02*/BG1 Jumper | [16 empty] | Through hole mounting | [15 empty] | 400 | https://www.unikeyic.com/media/about_us/Unikey_ISO_9001_Certification.pdf | https://www.unikeyic.com/products/din-rail-terminal-blocks/102380/982271469.html
1024680000 | Weidmüller | 1: 53.7172 | Weidmuller 1024680000 |  |  |  |  | 1024680000 Weidmüller | [11 empty] | threaded mounting |  |  |  | -50℃~120℃ |  |  | bulk | [8 empty] | 4 | https://www.unikeyic.com/media/datasheet/fc/b2/497d/fc/f8e1494a9e86d2ef48d86df4c1150f7b.pdf | https://www.unikeyic.com/products/din-rail-terminal-blocks/1024680000/12794851.html
1027700000 | Weidmüller | 1: 41.7441 10: 30.2125 30: 26.7456 50: 25.4998 100: 24.1175 250: 22.7358 | 2 Location 12-22 AWG | [16 empty] | threaded mounting | [6 empty] | bulk | [8 empty] | 7 | https://www.unikeyic.com/media/about_us/Unikey_ISO_9001_Certification.pdf | https://www.unikeyic.com/products/din-rail-terminal-blocks/1027700000/855165.html
1030131 | PHOENIX CONTACT | 1: 8.9512 10: 8.2052 100: 8.056 250: 8.056 500: 8.056 | Rail type terminal block, PTI 16-NLS-FI BUseries, single layer, Blue, Push-in termination, 70A |  | Blue | 70 A | 70 A |  | - | - |  | - |  |  |  |  | Polyamide (PA), Nylon | UL94 V-0 | 1 (Unlimited) |  |  | 1 | 1 |  | Bulk |  |  | CLIPLINE PTI | 18mm ~ 20mm | 12.2mm | Push In | 1000V | 600V | 4-20 AWG | 0.5-25mm² | 58 | https://www.unikeyic.com/media/datasheet/e2/47/2a47/e2472a47aacbadb7c005a164cdaf1e3b.pdf | https://www.unikeyic.com/products/din-rail-terminal-blocks/1030131/1882048.html
1030700000 | Weidmüller | 1: 4.2228 10: 3.0089 | Conn Disconnect Terminal Block 4 POS Screw ST DIN Rail 15A |  |  |  |  | 1030700000 Weidmüller | [11 empty] | threaded mounting |  |  |  | -50℃~120℃ |  |  | bulk | [8 empty] | 13 | https://www.unikeyic.com/media/datasheet/c8/01/d52a/c801d52aa6b43cda16a13ee697606211.pdf | https://www.unikeyic.com/products/din-rail-terminal-blocks/1030700000/23245285.html
1031100000 | Weidmüller | 50: 5.594 100: 5.1898 250: 4.7765 500: 4.539 1,000: 4.3533 | 5 Location 12-26 AWG |  |  |  |  | 1031100000 Weidmüller | [11 empty] | threaded mounting | [6 empty] | bulk | [8 empty] | 65 | https://www.unikeyic.com/media/datasheet/50/8e/ad2a/50/8da9215bd8084e5eb9af8bd8a663a20d.pdf | https://www.unikeyic.com/products/din-rail-terminal-blocks/1031100000/1130219.html
1031400000 | Weidmüller | 1: 4.1293 200: 4.0542 500: 4.0542 1,000: 4.0542 | Conn Feed-Through Terminal Block 4 POS Screw ST T DIN Rail 10A |  |  |  |  | 1031400000 Weidmüller | [7 empty] | 60mm(Length)*5.1mm(height) |  |  |  | threaded mounting |  |  |  | -60℃~130℃ |  |  | boxed | [8 empty] | 1046 | https://www.unikeyic.com/media/datasheet/50/c4/ccbd/50c4ccbdda3d7b00697ef9135ed0b5c0.pdf | https://www.unikeyic.com/products/din-rail-terminal-blocks/1031400000/25724717.html
1036400000 | Weidmüller | 50: 6.7774 100: 6.3033 250: 5.8202 500: 5.5434 1,000: 5.3273 | Conn Feed-Through Terminal Block 4 POS Screw ST T DIN Rail 20A |  |  |  |  | 1036400000 Weidmüller | [7 empty] | 69.5mm*5.1mm*63.5mm |  |  |  | threaded mounting |  |  |  | -60℃~130℃ |  |  | bulk | [8 empty] | 50 | https://www.unikeyic.com/media/datasheet/49/cb/59a6/49cb59a6446a6e045bf9dc21d7236faf.pdf | https://www.unikeyic.com/products/din-rail-terminal-blocks/1036400000/27760258.html
1036700000 | Weidmüller | 1: 1.4015 200: 1.3764 500: 1.3514 1,000: 1.3514 2,500: 1.3514 | Weidmüller standardDINRail type terminal block, WDUseries, single layer, white, screw termination, 41A |  |  |  |  | 1036700000 Weidmüller | [11 empty] | threaded mounting |  |  |  | -60℃~130℃ |  |  | bulk | [8 empty] | 436 | https://www.unikeyic.com/media/datasheet/ce/fb/43ce/cefb43ce0548416eb14ca193d79df8c3.pdf | https://www.unikeyic.com/products/din-rail-terminal-blocks/1036700000/3604824.html
1037089 | PHOENIX CONTACT | 50: 3.8371 | Conn Double-Level Terminal Block 2 POS T DIN Rail 24A |  | Yellow | 22 A | 20 A |  | - | - |  | - |  |  |  |  | Polyamide (PA), Nylon | UL94 V-0 | Not Applicable |  |  | 2 | 4 |  | Bulk | 7808136 |  | CLIPLINE PTTBS | 8mm ~ 10mm | 5.2mm | Push In, Spring | 500V | 300V | 12-24 AWG | 0.14-4mm² | 100 | https://www.unikeyic.com/media/datasheet/f3/5b/34eb/f35b34ebac9b210cb82ab2dcb23f9785.pdf | https://www.unikeyic.com/products/din-rail-terminal-blocks/1037089/4602414.html
1037710000 | Weidmüller | 100: 1.4068 300: 1.2429 500: 1.1839 1,000: 1.1183 5,000: 1.0157 | 2 Location brown 12-30 AWG |  |  |  |  | 1037710000 Weidmüller | [11 empty] | threaded mounting |  |  |  | -50℃~120℃ |  |  | bulk | [8 empty] | 150 | https://www.unikeyic.com/media/datasheet/46/3d/2cb8/46/0ac59ff68e5ae398f16209d849026283.pdf | https://www.unikeyic.com/products/din-rail-terminal-blocks/1037710000/32622567.html
1037720000 | Weidmüller | 100: 1.4093 300: 1.2451 500: 1.186 1,000: 1.1204 5,000: 1.0176 | Feed-Through Terminal Block Connector 2 POS Screw ST DIN Rail 25A |  |  |  |  | 1037720000 Weidmüller | [11 empty] | threaded mounting |  |  |  | -60℃~130℃ |  |  | bulk | [8 empty] | 153 | https://www.unikeyic.com/media/datasheet/5f/ee/9d7c/5f/3cab38e1a41332ba34d3ac7b1e97603c.pdf | https://www.unikeyic.com/products/din-rail-terminal-blocks/1037720000/18419849.html
1037810000 | Weidmüller | 100: 1.5548 300: 1.3764 500: 1.3123 1,000: 1.2412 5,000: 1.13 | Feed-Through Terminal Block, 2 POS, Screw, Straight, Cable Mount, 32A |  |  |  |  | 1037810000 Weidmüller | [11 empty] | threaded mounting |  |  |  | -60℃~130℃ |  |  | bulk | [8 empty] | 101 | https://www.unikeyic.com/media/datasheet/08/78/811f/0878811f98ebba3fc895ba6088910ec5.pdf | https://www.unikeyic.com/products/din-rail-terminal-blocks/1037810000/18369897.html
1039980000 | Weidmüller | 23: 5.115 50: 4.73 | Terminal Block Connector 4 Position Disconnect Blue 12-26 AWG |  |  |  |  | 1039980000 Weidmüller | [11 empty] | threaded mounting |  |  |  | -50℃~120℃ |  |  | bulk | [8 empty] | 50 | https://www.unikeyic.com/media/datasheet/42/eb/a59b/42/e8a6bd57bc78f3b3a03a13af5e2d2e8f.pdf | https://www.unikeyic.com/products/din-rail-terminal-blocks/1039980000/15376629.html
1040.2 | CONTA-CLIP | 1: 18.5535 10: 13.219 30: 11.5163 50: 10.8925 100: 10.1924 250: 9.4849 500: 9.0821 1,000: 8.7688 | 4 Location 10-22AWG |  | Beige | 10 A | 30 A |  | - | LED |  | - |  |  |  |  | Polyamide (PA66), Nylon 6/6 | UL94 V-2 | 1 (Unlimited) |  |  | 2; Connected | 4 |  | Box |  |  | RKD | 9mm | 6.0mm | Screw | 24V | 300V | 10-22 AWG | 0.2-4mm² | 10 | https://www.unikeyic.com/media/datasheet/9b/f5/ca49/9bf5ca493f14f02a1faa748fefea699c.pdf | https://www.unikeyic.com/products/din-rail-terminal-blocks/1040-2/29579002.html
1040400000 | Weidmüller | 1: 10.1501 10: 9.4734 25: 9.3042 50: 9.3042 100: 9.1351 250: 9.1351 500: 9.1351 1,000: 9.1351 | Conn Feed-Through Terminal Block 2 POS Screw Cable Mount 125A |  |  |  |  | 1040400000 Weidmüller | [7 empty] | 66mm(Length)*16mm(height) |  |  |  | threaded mounting |  |  |  | -60℃~130℃ |  |  | bulk | [8 empty] | 4 | https://www.unikeyic.com/media/datasheet/33/a3/19e8/33/3ad164c5a50ea84d3502a112101a538e.pdf | https://www.unikeyic.com/products/din-rail-terminal-blocks/1040400000/16128549.html
1040800000 | Weidmüller | 173: 0.671 | Conn Feed-Through Terminal Block 2 POS Screw T DIN Rail 25A |  |  |  |  | 1040800000 Weidmüller | [7 empty] | 44mm(Length)*5mm(height) |  |  |  | threaded mounting |  |  |  | -50℃~130℃ |  |  | bulk | [8 empty] | 11738 | https://www.unikeyic.com/media/datasheet/83/74/b009/8374b009ce2dae1ed78bd2c48a82f81e.pdf | https://www.unikeyic.com/products/din-rail-terminal-blocks/1040800000/27308668.html
1040880000 | Weidmüller | 10: 2.1954 | Weidmuller 1040880000 |  |  |  |  | 1040880000 Weidmüller | [11 empty] | threaded mounting |  |  |  | -50℃~120℃ |  |  | bulk | [8 empty] | 180 | https://www.unikeyic.com/media/datasheet/a3/8d/2d40/a3/2af81e224758171b0c46feaaac005acd.pdf | https://www.unikeyic.com/products/din-rail-terminal-blocks/1040880000/10341040.html
1041100000 | Weidmüller | 1: 0.8672 | Conn Feed-Through Terminal Block 4 POS Screw ST T DIN Rail 20A |  |  |  |  | 1041100000 Weidmüller | [7 empty] | 65.4mm(Length)*5.1mm(height) |  |  |  | threaded mounting |  |  |  | -60℃~130℃ |  |  | bulk | [8 empty] | 353 | https://www.unikeyic.com/media/datasheet/b1/3c/b084/b1/d3552f2da4bf7ac64233ddbce5315b18.pdf | https://www.unikeyic.com/products/din-rail-terminal-blocks/1041100000/13071922.html
1041610000 | Weidmüller | 50: 8.4347 100: 7.8669 250: 7.2903 500: 6.961 1,000: 6.7044 | Feed-Through Terminal Block Connector, 4 POS, Screw, ST, 20A |  |  |  |  | 1041610000 Weidmüller | [7 empty] | 60.7mm(Length)*5.1mm(height) |  |  |  | threaded mounting |  |  |  | -60℃~130℃ |  |  | bulk | [8 empty] | 365 | https://www.unikeyic.com/media/datasheet/9d/02/38d2/9d/6cc23cadac43c4ba0ac8afad804d9b50.pdf | https://www.unikeyic.com/products/din-rail-terminal-blocks/1041610000/32101448.html
1041680000 | Weidmüller | 50: 5.5119 100: 5.1127 250: 4.7044 500: 4.4697 1,000: 4.2862 | CONN TERM BLK FEED THRU 12-30AWG |  |  |  |  | 1041680000 Weidmüller | [11 empty] | threaded mounting |  |  |  | -50℃~120℃ |  |  | bulk | [8 empty] | 50 | https://www.unikeyic.com/media/datasheet/ce/a2/450f/f3/00c229579e71b1fa4ee516096d4bcc1b.pdf | https://www.unikeyic.com/products/din-rail-terminal-blocks/1041680000/32165695.html
1041910000 | Weidmüller | 50: 8.1985 100: 7.6435 250: 7.0801 500: 6.7581 1,000: 6.5071 | Feed-Through Terminal Block, 4 POS, Screw, Straight, DIN Rail, 35A |  |  |  |  | 1041910000 Weidmüller | [11 empty] | threaded mounting |  |  |  | -60℃~130℃ |  |  | bulk | [8 empty] | 409 | https://www.unikeyic.com/media/datasheet/ff/06/f575/ff/9d08a8dd9f035fde2a8a36e812cd66e3.pdf | https://www.unikeyic.com/products/din-rail-terminal-blocks/1041910000/4204526.html
1041980000 | Weidmüller | 36: 3.256 50: 3.025 | Feed-Through Terminal Block, 4 POS, Screw, Straight, DIN Rail, 35A |  |  |  |  | 1041980000 Weidmüller | [11 empty] | threaded mounting |  |  |  | -60℃~130℃ |  |  | bulk | [8 empty] | 88 | https://www.unikeyic.com/media/datasheet/bf/6a/8b3c/bf/1bbecba9b7f84658e9a4605e40af07e8.pdf | https://www.unikeyic.com/products/din-rail-terminal-blocks/1041980000/30664430.html
1042600000 | Weidmüller | 10: 1.9885 25: 1.909 50: 1.7817 100: 1.7499 250: 1.7499 500: 1.7181 1,000: 1.7181 | Conn Feed-Through Terminal Block 2 POS Screw ST Panel Mount 10A |  |  |  |  | 1042600000 Weidmüller | [11 empty] | threaded mounting |  |  |  | -60℃~130℃ |  |  | bulk | [8 empty] | 38 | https://www.unikeyic.com/media/datasheet/f1/d6/a609/f1d6a6099eeffe14bd42537328eba5c3.pdf | https://www.unikeyic.com/products/din-rail-terminal-blocks/1042600000/18039440.html
1042700000 | Weidmüller | 50: 6.7408 100: 6.2688 250: 5.7878 500: 5.5121 1,000: 5.297 | Conn Modular Terminal Block 2 POS Screw ST T DIN Rail 15A |  |  |  |  | 1042700000 Weidmüller | [11 empty] | threaded mounting |  |  |  | -60℃~130℃ |  |  | bulk | [8 empty] | 55 | https://www.unikeyic.com/media/datasheet/a3/8d/2d40/a3/2af81e224758171b0c46feaaac005acd.pdf | https://www.unikeyic.com/products/din-rail-terminal-blocks/1042700000/16688903.html
1044423 | PHOENIX CONTACT | 13: 8.47 41: 8.063 | Phoenix Contact UT4-L/HESI(5X20)GY Fuse Terminal Block, Double Layer, Gray, 28A |  | Gray | 30 A | 20 A |  | Fuse, Lever | - |  | 5mm x 20mm |  |  |  |  | Polyamide (PA), Nylon | UL94 V-0 |  |  |  | 2 | 4 |  | Bulk | 17936839 |  | CLIPLINE UT | 9mm | 6.2mm | Screw | 250V | 300V | 10-26 AWG | 0.14-6mm² | 80 | https://www.unikeyic.com/media/datasheet/e5/1e/64c8/e51e64c8a32b93e316653d540122b604.pdf | https://www.unikeyic.com/products/din-rail-terminal-blocks/1044423/23187835.html
1045935 | PHOENIX CONTACT | 50: 0.9567 | Phoenix Contact 1045935 |  |  | 17.5 A | 20 A |  |  | - |  |  | 0.697" (17.70mm) | Brown | 0.850" (21.60mm) |  | Polyamide (PA), Nylon | UL94 V-0 |  |  | Direct Mount | 1 | 2 |  | Bulk | 17937640 |  | CLIPLINE PTFIX | 8mm ~ 10mm | 4.2mm | Push In, Spring | 450 V | 500 V | 12-26 AWG | 0.14-2.5mm² | 100 | https://www.unikeyic.com/media/datasheet/4e/f5/8164/4ef58164b4ef911fda8d5c3f802e8754.pdf | https://www.unikeyic.com/products/din-rail-terminal-blocks/1045935/18406048.html
1045940 | PHOENIX CONTACT | 50: 0.9567 | Phoenix Contact 1045940 |  |  | 17.5 A | 20 A |  |  | - |  |  | 0.697" (17.70mm) | Violet | 0.850" (21.60mm) |  | Polyamide (PA), Nylon | UL94 V-0 |  |  | Direct Mount | 1 | 2 |  | Bulk | 17938081 |  | CLIPLINE PTFIX | 8mm ~ 10mm | 4.2mm | Push In, Spring | 450 V | 300 V | 12-26 AWG | 0.14-2.5mm² | 50 | https://www.unikeyic.com/media/datasheet/cf/fc/236e/cffc236e92b1e4f07572ef14fecac7b9.pdf | https://www.unikeyic.com/products/din-rail-terminal-blocks/1045940/30741266.html
1058860 | PHOENIX CONTACT | 50: 19.9298 | Phoenix Contact PT4-HESILED24(5X20)GY/GY Fuse Terminal Block |  | Gray | 6.3 A | 6.3 A |  | Fuse, Lever | Diode, LED |  | 5mm x 20mm |  |  |  |  | Polyamide (PA), Nylon | UL94 V-0 |  |  |  | 1 | 2 |  | Bulk |  |  | CLIPLINE PT | 10mm ~ 12mm | 6.2mm | Push In | 24V | 400V | 10-24 AWG | 0.2-6mm² | 137 | https://www.unikeyic.com/media/datasheet/1e/2f/6f07/1e2f6f07dffd4846e425bd32a13e1087.pdf | https://www.unikeyic.com/products/din-rail-terminal-blocks/1058860/16483151.html
1062.2 | CONTA-CLIP | 1: 13.1004 10: 9.3042 25: 8.2378 50: 7.5937 100: 7.0728 300: 6.4561 500: 6.2401 1,000: 6.0038 | 6MM, GROUND TERMINAL, 35MM DIN |  | Green, Yellow |  |  |  | - | - |  | - |  |  |  |  | Polyamide (PA66), Nylon 6/6 | UL94 V-2 | 1 (Unlimited) |  |  | 1 | 4 |  | Box |  |  | SL | 9mm | 6.0mm | Screw | - | - | 12-22 AWG | 0.2-2.5mm² | 55 | https://www.unikeyic.com/media/datasheet/f2/5a/f796/f25af796bfa6904d0e6e390bb192515f.pdf | https://www.unikeyic.com/products/din-rail-terminal-blocks/1062-2/15489068.html
1067752 | PHOENIX CONTACT | 1: 3.861 | PT 4-TG BK |  | Black | 20 A | 20 A |  | Open | - |  | - |  |  |  |  | Polyamide (PA), Nylon | UL94 V-0 | Not Applicable |  |  | 1 | 2 |  | Bulk |  |  | CLIPLINE PT | 10mm ~ 12mm | 6.2mm | Push In | 500V | 400V | 10-24 AWG | 0.2-6mm² | 568 | https://www.unikeyic.com/media/datasheet/f3/c0/7094/f3c070946d035c094280c9558d1729ab.pdf | https://www.unikeyic.com/products/din-rail-terminal-blocks/1067752/30438366.html
1068010000 | Weidmüller | 1: 6.7824 10: 4.8071 25: 4.2224 50: 3.8616 | Feed-Through Terminal Block, 4 POS, Screw, DIN Rail, 24A | [16 empty] | DIN rail mounting |  |  |  | -50℃~120℃ | [11 empty] | 90 | https://www.unikeyic.com/media/about_us/Unikey_ISO_9001_Certification.pdf | https://www.unikeyic.com/products/din-rail-terminal-blocks/1068010000/14745720.html
1078971 | PHOENIX CONTACT | 10: 1.7604 | Phoenix Contact PTV Series Straight Terminal Block, Single Layer, Blue, Push-In, 28A |  | Blue | 24 A | 20 A |  | - | - |  | - |  |  |  |  | Polyamide (PA), Nylon | UL94 V-0 | 1 (Unlimited) |  |  | 1 | 3 |  | Bulk | 10708775 |  | CLIPLINE PTV | 8mm ~ 10mm | 5.2mm | Push In, Spring | 800V | 600V | 12-26 AWG | 0.14-4mm² | 50 | https://www.unikeyic.com/media/pdf/PCNDesignSpecification/phoenix-contact/b6/ec/dd7f/1079006/2025/11/PCN-ICC-5780-2020.pdf | https://www.unikeyic.com/products/din-rail-terminal-blocks/1078971/13706429.html
1079065 | PHOENIX CONTACT | 55: 3.674 150: 3.509 | Phoenix Contact Knife Disconnect Terminal, PTV Series, Gray, Push-In Termination, 20A |  | Gray | 20 A | 5 A |  | Switch, Knife | - |  | - |  |  |  |  | Polyamide (PA), Nylon | UL94 V-0 | 1 (Unlimited) |  |  | 1 | 2 |  | Bulk | 13153200 |  | CLIPLINE PTV | 8mm ~ 10mm | 5.2mm | Push In, Spring | 400V | 600V | 12-26 AWG | 0.14-4mm² | 240 | https://www.unikeyic.com/media/datasheet/e1/a5/3984/e1a53984d91d885d9f887778ab0ea56d.pdf | https://www.unikeyic.com/products/din-rail-terminal-blocks/1079065/31052166.html
1079167 | PHOENIX CONTACT | 50: 1.9497 | Phoenix Straight-through terminal block , UT 4-TWIN BKseries, single layer, Black, Screw-down terminations |  | Black | 32 A | 30 A |  | - | - |  | - |  |  |  |  | Polyamide (PA), Nylon | UL94 V-0 | 1 (Unlimited) |  |  | 1 | 3 |  | Bulk | 17936384 |  | CLIPLINE UT | 9mm | 6.2mm | Screw | 500V | 300V | 10-26 AWG | 0.14-6mm² | 150 | https://www.unikeyic.com/media/datasheet/0e/09/c96a/0e09c96aa57ae903a7f4cf3eb788a42f.pdf | https://www.unikeyic.com/products/din-rail-terminal-blocks/1079167/25438572.html
1086475 | PHOENIX CONTACT | 4: 28.435 | High Current Connector, UBAL 95series, single layer, grey, screw termination, 220A |  | Gray | 220 A |  |  | - | - |  | - |  |  |  |  | Polyamide (PA), Nylon | UL94 V-0 | 1 (Unlimited) |  |  | 1 | 2 |  | Bulk |  |  | CLIPLINE UBAL | 27mm | 25.1mm | Screw | 1000V | - | 4/0-4 AWG | 16-95mm² | 7 | https://www.unikeyic.com/media/datasheet/82/fb/dbe6/82fbdbe618ea7af9719eff355236b6d4.pdf | https://www.unikeyic.com/products/din-rail-terminal-blocks/1086475/10149109.html
1086498 | PHOENIX CONTACT | 10: 31.2032 | High Current Connector, UBAL 150series, single layer, grey, screw termination, 290A |  | Gray | 290 A |  |  | - | - |  | - |  |  |  |  | Polyamide (PA), Nylon | UL94 V-0 | 1 (Unlimited) |  |  | 1 | 2 |  | Bulk |  |  | CLIPLINE UBAL | 30mm | 30.5mm | Screw | 1000V | - | 2-300 AWG | 35-150mm² | 30 | https://www.unikeyic.com/media/datasheet/99/50/0748/99/e1ab0f728a59ca44c67580e300f8a41f.pdf | https://www.unikeyic.com/products/din-rail-terminal-blocks/1086498/8175187.html
1086504 | PHOENIX CONTACT | 1: 38.1782 | Rail type terminal block, UBALseries, single layer, yellow, screw termination, 290A |  | Yellow | 290 A |  |  | - | - |  | - |  |  |  |  | Polyamide (PA), Nylon | UL94 V-0 | 1 (Unlimited) |  |  | 1 | 2 |  | Bulk |  |  | CLIPLINE UBAL | 30mm | 30.5mm | Screw | 1000V | - | 2-300 AWG | 35-150mm² | 2 | https://www.unikeyic.com/media/about_us/Unikey_ISO_9001_Certification.pdf | https://www.unikeyic.com/products/din-rail-terminal-blocks/1086504/8540978.html
1086508 | PHOENIX CONTACT | 5: 40.8417 | Rail type terminal block, UBAL 240 BKseries, single layer, Black, screw termination, 310A |  | Black | 380 A |  |  | - | - |  | - |  |  |  |  | Polyamide (PA), Nylon | UL94 V-0 | 1 (Unlimited) |  |  | 1 | 2 |  | Bulk |  |  | CLIPLINE UBAL | 43mm | 37.5mm | Screw | 1000V | - | 3/0-500 AWG | 35-240mm² | 10 | https://www.unikeyic.com/media/about_us/Unikey_ISO_9001_Certification.pdf | https://www.unikeyic.com/products/din-rail-terminal-blocks/1086508/34206839.html
1088732 | PHOENIX CONTACT | 1: 3.0819 | Through-Hole Terminal Block, PTV Series, Blue, Push-In Termination, 32A |  | Blue | 32 A | 30 A |  | - | - |  | - |  |  |  |  | Polyamide (PA), Nylon | UL94 V-0 | 1 (Unlimited) |  |  | 1 | 3 |  | Bulk |  |  | CLIPLINE PTV | 9mm ~ 11mm | 5.2mm | Push In, Spring | 1000V | 600V | 10-26 AWG | 0.2-6mm² | 18 | https://www.unikeyic.com/media/about_us/Unikey_ISO_9001_Certification.pdf | https://www.unikeyic.com/products/din-rail-terminal-blocks/1088732/28824779.html
1088744 | PHOENIX CONTACT | 1: 20.0832 | Phoenix Contact Fuse Terminal Block, PTV Series, Black, Push-In Termination, 6.3A |  | Black | 6.3 A | 16 A |  | Fuse, Lever | LED |  | 5mm x 20mm |  |  |  |  | Polyamide (PA), Nylon | UL94 V-0 | 1 (Unlimited) |  |  | 1 | 2 |  | Bulk |  |  | CLIPLINE PTV | 9mm ~ 11mm | 6.2mm | Push In | 60V | 600V | 10-26 AWG | 0.2-6mm² | 36 | https://www.unikeyic.com/media/datasheet/ae/e7/248f/aee7248f1e3ddce038ee8254e8c0e440.pdf | https://www.unikeyic.com/products/din-rail-terminal-blocks/1088744/32493749.html
1088774 | PHOENIX CONTACT | 11: 10.637 33: 10.131 | Phoenix Contact DIN Rail Terminal Block, PTTBV Series, Double Layer, Green/Yellow, Push-In Termination |  | Green, Yellow |  |  |  | - | - |  | - |  |  |  |  | Polyamide (PA), Nylon | UL94 V-0 | 1 (Unlimited) |  |  | 2 | 4 |  | Bulk |  |  | CLIPLINE PTTBV | 9mm ~ 11mm | 6.2mm | Push In | - | - | 10-26 AWG | 0.2-6mm² | 61 | https://www.unikeyic.com/media/datasheet/f4/b0/7051/f4b07051bf6a66ddaff69dcec4724e59.pdf | https://www.unikeyic.com/products/din-rail-terminal-blocks/1088774/27194640.html
10PLUS-ST-201 | E-T-A Elektrotechnische Apparate | 10: 5.52 30: 5.022 100: 4.8492 250: 4.578 500: 4.4835 1,000: 4.389 2,500: 4.2525 | Black Terminal Block Screw Terminal |  | Black |  | 10 A |  | - | - |  | - |  |  |  |  | - | - | Not Applicable |  |  | 1 | 2 |  | Bulk | 10822786 |  | - | - | 6.0mm | Screw | - | - | - | - | 85 | https://www.unikeyic.com/media/datasheet/30/f5/c125/30f5c1257606b6489095e099265f0145.pdf | https://www.unikeyic.com/products/din-rail-terminal-blocks/10plus-st-201/25039566.html
1131740000 | Weidmüller | 1: 12.7 10: 12.7 25: 12.4732 50: 12.4732 100: 12.2464 250: 12.2464 500: 12.2464 1,000: 12.2464 | DIN RAIL TERMINAL BLOCK, 6POS, 12AWG; No. of Positions:6Positions; Wire Size AWG Min:26AWG; Wire Size AWG Max:12AWG; Conductor Area CSA:2.5mm²; Wire Connection Method:Tension Clamp; Rated Current:-; Rat |  |  |  |  | 1131740000 Weidmüller | [27 empty] | 101 | https://www.unikeyic.com/media/datasheet/17/fd/bb7c/17/ffb9c728adfea38b10c2e5f7e0ab5752.pdf | https://www.unikeyic.com/products/din-rail-terminal-blocks/1131740000/596389.html
1131750000 | Weidmüller | 5: 11.803 25: 10.8648 50: 10.5408 100: 9.9435 250: 9.5445 500: 9.2295 1,000: 8.925 | 6 Location 12-26 AWG | [16 empty] | snap-on mounting |  |  |  | -50℃~120℃ |  |  | bulk | [8 empty] | 50 | https://www.unikeyic.com/media/about_us/Unikey_ISO_9001_Certification.pdf | https://www.unikeyic.com/products/din-rail-terminal-blocks/1131750000/14632951.html
1143020000 | Weidmüller | 1: 13.4244 10: 9.5375 25: 8.4473 50: 7.7894 100: 7.2574 250: 6.7168 500: 6.4076 1,000: 6.1665 | Conn Terminal Block 2 POS Screw Cable Mount |  |  |  |  | 1143020000 Weidmüller | [11 empty] | threaded mounting |  |  |  | -50℃~120℃ |  |  | bulk | [8 empty] | 36 | https://www.unikeyic.com/media/datasheet/a3/8d/2d40/a3/2af81e224758171b0c46feaaac005acd.pdf | https://www.unikeyic.com/products/din-rail-terminal-blocks/1143020000/1456373.html
1143060000 | Weidmüller | 1: 12.33 10: 8.7551 25: 7.7449 50: 7.1341 100: 6.6393 250: 6.1357 500: 5.8473 1,000: 5.6223 | Conn Terminal Block 3 POS Screw ST T DIN Rail 20A |  |  |  |  | 1143060000 Weidmüller | [11 empty] | threaded mounting | [6 empty] | bulk | [8 empty] | 19 | https://www.unikeyic.com/media/datasheet/b5/d7/464f/b5d7464f226004207a88dd73cf914469.pdf | https://www.unikeyic.com/products/din-rail-terminal-blocks/1143060000/13511159.html
1162920000 | Weidmüller | 1: 8.6233 | Conn Multi Functional Terminal Block 2 POS Screw T DIN Rail 17A |  |  |  |  | 1162920000 Weidmüller | [11 empty] | threaded mounting |  |  |  | -50℃~120℃ |  |  | bulk | [8 empty] | 164 | https://www.unikeyic.com/media/datasheet/a3/8d/2d40/a3/2af81e224758171b0c46feaaac005acd.pdf | https://www.unikeyic.com/products/din-rail-terminal-blocks/1162920000/22239084.html
1162930000 | Weidmüller | 1: 21.8262 | Multi Functional Terminal Block 2 POS Screw T DIN Rail 17A |  |  |  |  | 1162930000 Weidmüller | [11 empty] | threaded mounting |  |  |  | -50℃~120℃ |  |  | bulk | [8 empty] | 54 | https://www.unikeyic.com/media/datasheet/a3/8d/2d40/a3/2af81e224758171b0c46feaaac005acd.pdf | https://www.unikeyic.com/products/din-rail-terminal-blocks/1162930000/19612581.html
1163040000 | Weidmüller | 50: 17.0724 100: 16.0669 250: 15.0571 500: 14.485 | Conn Multi Functional Terminal Block 2 POS Screw T DIN Rail 17A |  |  |  |  | 1163040000 Weidmüller | [11 empty] | threaded mounting |  |  |  | -50℃~120℃ |  |  | bulk | [8 empty] | 50 | https://www.unikeyic.com/media/datasheet/a3/8d/2d40/a3/2af81e224758171b0c46feaaac005acd.pdf | https://www.unikeyic.com/products/din-rail-terminal-blocks/1163040000/14610785.html
1163050000 | Weidmüller | 7: 17.347 17: 17.039 34: 16.709 50: 16.071 | Terminal Block Connector 3 Position Disconnect Isolated Black 12-26 AWG |  |  |  |  | 1163050000 Weidmüller | [11 empty] | threaded mounting |  |  |  | -50℃~120℃ |  |  | bulk | [8 empty] | 400 | https://www.unikeyic.com/media/datasheet/a3/8d/2d40/a3/2af81e224758171b0c46feaaac005acd.pdf | https://www.unikeyic.com/products/din-rail-terminal-blocks/1163050000/1270969.html
1186770000 | Weidmüller | 5: 14.773 25: 13.5864 50: 12.8205 100: 12.432 250: 11.9175 500: 11.529 1,000: 11.151 | Feed-Through Terminal Block, 4 POS, Screw T, DIN Rail, 49A |  |  |  |  | 1186770000 Weidmüller | [7 empty] | 85mm(Length)*9.9mm(height) |  |  |  | threaded mounting |  |  |  | -50℃~120℃ |  |  | bulk | [8 empty] | 113 | https://www.unikeyic.com/media/datasheet/95/60/f544/95/38905e4785c49ce417ce51a5a1ebc004.pdf | https://www.unikeyic.com/products/din-rail-terminal-blocks/1186770000/18987051.html
1206.2 | CONTA-CLIP | 1: 6.8796 10: 4.8784 25: 4.2854 50: 3.9202 100: 3.6205 300: 3.2609 500: 3.1337 1,000: 2.9938 | 5MM,FEEDTHRUDBLLVLTB, 35/32DIN |  | Beige | 24 A | 20 A |  | - | - |  | - |  |  |  |  | Polyamide (PA66), Nylon 6/6 | UL94 V-2 | 1 (Unlimited) |  |  | 2 | 4 |  | Box |  |  | RK | 7mm | 5.0mm | Screw | 500V | 300V | 12-22 AWG | 0.2-4mm² | 626 | https://www.unikeyic.com/media/datasheet/4b/e0/e86c/4b/fee635c507fc73c3522a77c8bd666d21.pdf | https://www.unikeyic.com/products/din-rail-terminal-blocks/1206-2/24436700.html
1221340000 | Weidmüller | 40: 3.124 | Terminal Block Connector, Disconnect, 7 POS, DIN Rail Mount |  |  |  |  | 1221340000 Weidmüller | [11 empty] | spring mount, Push-in type | [6 empty] | bulk | [8 empty] | 95 | https://www.unikeyic.com/media/datasheet/a3/8d/2d40/a3/2af81e224758171b0c46feaaac005acd.pdf | https://www.unikeyic.com/products/din-rail-terminal-blocks/1221340000/558868.html
1247420000 | Weidmüller | 50: 8.2998 100: 7.7336 250: 7.1581 500: 6.829 1,000: 6.5724 | Feed-Through Modular Terminal Block, 5 POS, Screw T, DIN Rail, 24A |  |  |  |  | 1247420000 Weidmüller | [11 empty] | threaded mounting |  |  |  | -50℃~120℃ |  |  | bulk | [8 empty] | 50 | https://www.unikeyic.com/media/datasheet/9c/08/ee54/9c/1275a2f212b190e92329c9153184dd49.pdf | https://www.unikeyic.com/products/din-rail-terminal-blocks/1247420000/5475896.html
1265990000 | Weidmüller | 1: 58.003 10: 42.3576 20: 36.99 50: 35.1864 100: 33.588 200: 32.1408 | [17 empty] | spring mount, Push-in type | [6 empty] | bulk | [8 empty] | 12 | https://www.unikeyic.com/media/about_us/Unikey_ISO_9001_Certification.pdf | https://www.unikeyic.com/products/din-rail-terminal-blocks/1265990000/6641399.html
1284160000 | Weidmüller | 5: 24.321 | Thermocouple Terminal Block, 4 POS, Screw, Straight, Through Hole, DIN Rail |  |  |  |  | 1284160000 Weidmüller | [11 empty] | threaded mounting |  |  |  | -50℃~100℃ |  |  | bulk | [8 empty] | 8 | https://www.unikeyic.com/media/datasheet/ee/a7/f555/eea7f555bd56fe1b99e2c7fd90f20d06.pdf | https://www.unikeyic.com/products/din-rail-terminal-blocks/1284160000/5080687.html
1329494 | PHOENIX CONTACT | 50: 3.3431 | Phoenix Straight-through terminal block , XTV 6 BUseries, single layer, Blue, Push-in termination |  | Blue | 41 A |  |  | - | Cover |  | - |  |  |  |  | Polyamide (PA), Nylon | UL94 V-0 | 1 (Unlimited) |  |  | 1 | 2 |  | Bulk |  |  | XTV | 10mm ~ 12mm | 8.2mm | Push In, Spring | 1000V | - | 8-16 AWG | 1.5-10mm² | 50 | https://www.unikeyic.com/media/about_us/Unikey_ISO_9001_Certification.pdf | https://www.unikeyic.com/products/din-rail-terminal-blocks/1329494/19472112.html
1329499 | PHOENIX CONTACT | 1: 6.305 10: 5.5484 100: 5.4475 250: 5.4475 500: 5.4475 | Phoenix Contact Pluggable Terminal Block, XTV 6-TWIN Series, Single Layer, Gray, Push-In Termination |  | Gray | 41 A |  |  | - | Cover |  | - |  |  |  |  | Polyamide (PA), Nylon | UL94 V-0 | 1 (Unlimited) |  |  | 1 | 3 |  | Bulk |  |  | XTV | 10mm ~ 12mm | 8.2mm | Push In, Spring | 1000V | - | 8-16 AWG | 1.5-10mm² | 19 | https://www.unikeyic.com/media/about_us/Unikey_ISO_9001_Certification.pdf | https://www.unikeyic.com/products/din-rail-terminal-blocks/1329499/21273871.html
1329547 | PHOENIX CONTACT | 11: 10.483 48: 10.043 |  |  | Gray | 57 A | 55 A |  | - | Cover |  | - |  |  |  |  | Polyamide (PA), Nylon | UL94 V-0 | 1 (Unlimited) |  |  | 1 | 2 |  | Bulk |  |  | XTV | 17mm ~ 19mm | 10.2mm | Push In, Spring | 1000V | 1000V | 6-12 AWG | 1.5-16mm² | 62 | https://www.unikeyic.com/media/about_us/Unikey_ISO_9001_Certification.pdf | https://www.unikeyic.com/products/din-rail-terminal-blocks/1329547/4584643.html
1329549 | PHOENIX CONTACT | 1: 5.98 | Phoenix Contact Straight Terminal Block, XTV 10 BU Series, Single Layer, Blue, Push-In Termination |  | Blue | 57 A | 55 A |  | - | Cover |  | - |  |  |  |  | Polyamide (PA), Nylon | UL94 V-0 | 1 (Unlimited) |  |  | 1 | 2 |  | Bulk |  |  | XTV | 17mm ~ 19mm | 10.2mm | Push In, Spring | 1000V | 1000V | 6-12 AWG | 1.5-16mm² | 20 | https://www.unikeyic.com/media/about_us/Unikey_ISO_9001_Certification.pdf | https://www.unikeyic.com/products/din-rail-terminal-blocks/1329549/16705272.html
1329603 | PHOENIX CONTACT | 1: 8.9512 10: 8.2052 100: 8.056 250: 8.056 500: 8.056 | Phoenix Straight-through terminal block , XTV 10-TWINseries, single layer, grey, Push-in termination |  | Gray | 57 A | 55 A |  | - | Cover |  | - |  |  |  |  | Polyamide (PA), Nylon | UL94 V-0 | 1 (Unlimited) |  |  | 1 | 2 |  | Bulk |  |  | XTV | 17mm ~ 19mm | 10.2mm | Push In, Spring | 1000V | 1000V | 6-12 AWG | 1.5-16mm² | 23 | https://www.unikeyic.com/media/about_us/Unikey_ISO_9001_Certification.pdf | https://www.unikeyic.com/products/din-rail-terminal-blocks/1329603/4720419.html
1329605 | PHOENIX CONTACT | 1: 8.2295 10: 7.5437 100: 7.4065 250: 7.4065 500: 7.4065 | Phoenix Straight-through terminal block , XTV 10-TWIN BUseries, single layer, Blue, Push-in termination |  | Blue | 57 A | 55 A |  | - | Cover |  | - |  |  |  |  | Polyamide (PA), Nylon | UL94 V-0 | 1 (Unlimited) |  |  | 1 | 2 |  | Bulk |  |  | XTV | 17mm ~ 19mm | 10.2mm | Push In, Spring | 1000V | 1000V | 6-12 AWG | 1.5-16mm² | 36 | https://www.unikeyic.com/media/about_us/Unikey_ISO_9001_Certification.pdf | https://www.unikeyic.com/products/din-rail-terminal-blocks/1329605/15979664.html
1343116 | PHOENIX CONTACT | 1: 6.014 10: 5.2923 100: 5.1961 250: 5.1961 500: 5.1961 | TERMINAL BLOCK, DIN RAIL, 2POS, 12AWG; |  |  |  |  | 1343116 PHOENIX CONTACT | [18 empty] | bulk | [8 empty] | 46 | https://www.unikeyic.com/media/datasheet/3d/31/25ac/3d3125ac19fd86d5e7432a05ae4ed1b6.pdf | https://www.unikeyic.com/products/din-rail-terminal-blocks/1343116/682037412.html
1343129 | PHOENIX CONTACT | 1: 3.589 10: 3.2157 100: 3.1583 250: 3.1009 500: 3.1009 | TERMINAL BLOCK, DIN RAIL, 4POS, 12AWG; |  |  |  |  | 1343129 PHOENIX CONTACT | [18 empty] | bulk | [8 empty] | 73 | https://www.unikeyic.com/media/datasheet/e1/e1/24fd/e1e124fd3f87c7dfe41cfbbc4ef07c43.pdf | https://www.unikeyic.com/products/din-rail-terminal-blocks/1343129/682638372.html
1350421 | PHOENIX CONTACT | 1: 12.922 | 2 Location Yellow 10-26 AWG |  | Yellow | 30 A | 30 A |  | Switch, Knife | - |  | - |  |  |  |  | Polyamide (PA), Nylon | UL94 V-0 | 1 (Unlimited) |  |  | 1 | 2 |  | Bulk |  |  | CLIPLINE PTVME | 10mm ~ 12mm | 8.2mm | Push In, Spring | 1000V | 600V | 10-26 AWG | 0.5-6mm² | 44 | https://www.unikeyic.com/media/datasheet/e6/22/d728/e622d7281df3ea9edfbdc068fde65069.pdf | https://www.unikeyic.com/products/din-rail-terminal-blocks/1350421/26845360.html
1404520000 | Weidmüller | 1: 32.8183 10: 23.6209 25: 21.2122 50: 19.7912 100: 18.6601 250: 17.5263 500: 16.8848 | Terminal Block Connector Disconnect 2 POS Screw DIN Rail 25A |  |  |  |  | 1404520000 Weidmüller | [11 empty] | threaded mounting |  |  |  | -60℃~130℃ |  |  | bulk | [8 empty] | 2 | https://www.unikeyic.com/media/datasheet/7a/53/ce79/7a/b7aba45d06e368dac25e82e3b0b92860.pdf | https://www.unikeyic.com/products/din-rail-terminal-blocks/1404520000/14025668.html
1404620000 | Weidmüller | 50: 20.8357 100: 19.6573 250: 18.4769 500: 17.8095 | CONN TERM BLK DISCONNECT 8-22AWG |  |  |  |  | 1404620000 Weidmüller | [11 empty] | threaded mounting | [6 empty] | bulk | [8 empty] | 51 | https://www.unikeyic.com/media/datasheet/17/04/ce9e/17/1121752c722f7404ebe96b636e2480c4.pdf | https://www.unikeyic.com/products/din-rail-terminal-blocks/1404620000/30934984.html
1453899 | PHOENIX CONTACT | 1: 4.6318 10: 4.0759 100: 4.0759 250: 4.0018 500: 4.0018 | TERMINAL BLOCK, DIN RAIL, 4POS, 12AWG; |  |  |  |  | 1453899 PHOENIX CONTACT | [18 empty] | bulk | [8 empty] | 19 | https://www.unikeyic.com/media/datasheet/d1/be/a317/d1bea3173d415ddf8b6791b7e4904fc3.pdf | https://www.unikeyic.com/products/din-rail-terminal-blocks/1453899/384933736.html
1513670000 | Weidmüller | 1: 3.6356 | Weidmüller Insert Connector, A Series, For Klippon Terminal Blocks |  |  |  |  | 1513670000 Weidmüller | [18 empty] | boxed | [8 empty] | 40 | https://www.unikeyic.com/media/datasheet/08/d0/3822/08/2cb0a058152370f939500e8021ae00fa.pdf | https://www.unikeyic.com/products/din-rail-terminal-blocks/1513670000/651116.html
1513680000 | Weidmüller | 1: 10.5084 10: 7.4509 25: 6.5776 50: 6.0467 100: 5.6155 250: 5.1751 500: 4.9224 1,000: 4.7249 | TERM BLOCK PLUG 5POS |  |  |  |  | 1513680000 Weidmüller | [27 empty] | 74 | https://www.unikeyic.com/media/datasheet/81/cc/fbb1/81/0f09832468ecc7a0cac5181bc8b4468d.pdf | https://www.unikeyic.com/products/din-rail-terminal-blocks/1513680000/15400352.html
1513770000 | Weidmüller | 1: 18.5652 20: 12.0965 40: 11.1645 60: 10.7041 100: 10.2034 260: 9.4697 500: 9.0921 1,000: 8.7787 | TERM BLOCK PLUG 10POS |  |  |  |  | 1513770000 Weidmüller | [18 empty] | boxed | [8 empty] | 19 | https://www.unikeyic.com/media/datasheet/69/e8/32e8/69/327a6d838812d03809175f282bd7e1f9.pdf | https://www.unikeyic.com/products/din-rail-terminal-blocks/1513770000/1599804.html
1521540000 | Weidmüller | 1: 10.5924 10: 9.7097 100: 9.5332 250: 9.5332 500: 9.5332 1,000: 9.5332 | Weidmüller DIN Rail Terminal Block, A Series, Single Layer, Beige, Push-In Termination, 24A |  |  |  |  | 1521540000 Weidmüller | [15 empty] | -60℃~130℃ |  |  | boxed | [8 empty] | 456 | https://www.unikeyic.com/media/datasheet/d6/91/8fed/d6/a9e6e8c517a4ee89f511ba38430e8ab6.pdf | https://www.unikeyic.com/products/din-rail-terminal-blocks/1521540000/30105589.html
1521690000 | Weidmüller | 1: 0.6356 | Weidmüller DIN Rail Terminal Block, A Series, Single Layer, Beige, Push-in Termination, 24A |  |  |  |  | 1521690000 Weidmüller | [15 empty] | -60℃~130℃ |  |  | boxed | [8 empty] | 94 | https://www.unikeyic.com/media/datasheet/db/49/4464/db/9e478405ea29e249f81ac7d7501e5342.pdf | https://www.unikeyic.com/products/din-rail-terminal-blocks/1521690000/14670867.html
1521780000 | Weidmüller | 10: 2.5875 20: 2.156 50: 1.958 100: 1.8576 200: 1.6632 500: 1.4688 1,000: 1.404 2,000: 1.3392 | FEED-THROUGH TERMINAL, PUSH IN, |  |  |  |  | 1521780000 Weidmüller | [18 empty] | boxed | [8 empty] | 427 | https://www.unikeyic.com/media/datasheet/1c/db/fecf/1c/ea090cbc2704ba118e4c1d1df46674b4.pdf | https://www.unikeyic.com/products/din-rail-terminal-blocks/1521780000/13758489.html
1527880000 | Weidmüller | 1: 3.7951 10: 3.3397 100: 3.3397 250: 3.279 500: 3.279 1,000: 3.279 | CROSS CONN, 10POS, TERMINAL BLOCK, BLU; For Use With:Weidmuller A Series Terminal Blocks; Accessory Type:Cross Connector; Product Range:Klippon Z Series; SVHC:No SVHC (15-Jan-2018) |  |  |  |  | 1527880000 Weidmüller | [18 empty] | boxed | [8 empty] | 31 | https://www.unikeyic.com/media/datasheet/10/20/519f/10/73615f4d11adb4a53ba271761d96f1e1.pdf | https://www.unikeyic.com/products/din-rail-terminal-blocks/1527880000/24881723.html
1527940000 | Weidmüller | 10: 1.3471 100: 1.3231 500: 1.299 1,000: 1.299 2,500: 1.299 | Weidmüller Cross Connector, A Series, For Klippon Terminal Block, IECEx |  |  |  |  | 1527940000 Weidmüller | [18 empty] | boxed | [8 empty] | 48 | https://www.unikeyic.com/media/datasheet/be/8d/1dbb/be/bbfc74e0f0671cece49c5c9139feb066.pdf | https://www.unikeyic.com/products/din-rail-terminal-blocks/1527940000/33708763.html
1528130000 | Weidmüller | 10: 35.9613 25: 33.71 50: 32.1016 100: 30.571 250: 28.6595 | Weidmüller Cross Connector, A Series, For Klippon Terminal Blocks, IECEx |  |  |  |  | 1528130000 Weidmüller | [7 empty] | 303.7mm(Length)*27.95mm(height) | [7 empty] | -60℃~130℃ | [11 empty] | 48 | https://www.unikeyic.com/media/datasheet/b0/95/c510/b0/a80dfe2f6a48d59c42496084c4a2f9ac.pdf | https://www.unikeyic.com/products/din-rail-terminal-blocks/1528130000/17569333.html
1547620000 | Weidmüller | 1: 6.2787 10: 4.4542 25: 3.9087 50: 3.5718 100: 3.295 250: 3.0093 500: 2.844 1,000: 2.7141 | Weidmüller DIN Rail Terminal Block, Series A, Double Layer, Blue, Push-in Termination, 24A |  |  |  |  | 1547620000 Weidmüller | [15 empty] | -60℃~130℃ |  |  | boxed | [8 empty] | 30 | https://www.unikeyic.com/media/datasheet/4a/88/556e/4a/fcc2a4c10a1bd93843e3eb434e7dc97a.pdf | https://www.unikeyic.com/products/din-rail-terminal-blocks/1547620000/7730437.html
1547650000 | Weidmüller | 50: 6.8602 100: 6.3813 250: 5.8934 500: 5.6139 1,000: 5.3958 | Weidmüller DIN Rail Terminal Block, A Series, Double Layer, Beige, Push-In Termination, 24A |  |  |  |  | 1547650000 Weidmüller | [15 empty] | -60℃~130℃ |  |  | boxed | [8 empty] | 154 | https://www.unikeyic.com/media/datasheet/82/3a/1dd8/82/b698411471e6ede8bdf1085bb417daa5.pdf | https://www.unikeyic.com/products/din-rail-terminal-blocks/1547650000/15303850.html
1547660000 | Weidmüller | 50: 6.8602 100: 6.3813 250: 5.8934 500: 5.6139 1,000: 5.3958 | A2T 2.5 VL BL |  |  |  |  | 1547660000 Weidmüller | [15 empty] | -60℃~130℃ |  |  | boxed | [8 empty] | 57 | https://www.unikeyic.com/media/datasheet/2e/0c/e9ba/2e/cfc96c80c8535614e334d64d8b7b99f3.pdf | https://www.unikeyic.com/products/din-rail-terminal-blocks/1547660000/11632801.html
1547680000 | Weidmüller | 50: 6.3652 100: 5.915 250: 5.4558 500: 5.1925 1,000: 4.9869 | Weidmüller DIN Rail Terminal Block, A Series, 2-Story, Green/Yellow, Push-in Termination, 24A |  |  |  |  | 1547680000 Weidmüller | [15 empty] | -60℃~130℃ |  |  | boxed | [8 empty] | 127 | https://www.unikeyic.com/media/datasheet/91/9b/bb27/919bbb27b06ddf23b7cffe99a5bba251.pdf | https://www.unikeyic.com/products/din-rail-terminal-blocks/1547680000/449596.html
1548130000 | Weidmüller | 32: 3.696 50: 3.421 | TERM BLK 4POS BEIGE |  |  |  |  | 1548130000 Weidmüller | [15 empty] | -60℃~130℃ |  |  | boxed | [8 empty] | 95 | https://www.unikeyic.com/media/datasheet/c9/41/c245/c9/fd80a82e3540dfd83d772da079cccb4a.pdf | https://www.unikeyic.com/products/din-rail-terminal-blocks/1548130000/16214285.html
1548140000 | Weidmüller | 29: 4.147 50: 3.85 | Weidmüller DIN Rail Terminal Block, A Series, Double Layer, Beige, Push-In Termination, 24A |  |  |  |  | 1548140000 Weidmüller | [15 empty] | -60℃~130℃ |  |  | boxed | [8 empty] | 100 | https://www.unikeyic.com/media/datasheet/3f/c9/d18a/3f/f9884cc65b7c6b044a0bf761d59de9c3.pdf | https://www.unikeyic.com/products/din-rail-terminal-blocks/1548140000/17228543.html
1552610000 | Weidmüller | 10: 1.0626 25: 0.9971 50: 0.9075 100: 0.8635 250: 0.7949 500: 0.7571 1,000: 0.6923 2,500: 0.675 | Weidmüller Adapter Sleeve, A Series, For Klippon Terminal Blocks |  |  |  |  | 1552610000 Weidmüller | [11 empty] | board mount | [15 empty] | 36 | https://www.unikeyic.com/media/datasheet/04/54/b580/04/9d923e83a88af0523c827cba4f06accb.pdf | https://www.unikeyic.com/products/din-rail-terminal-blocks/1552610000/34829724.html
1552680000 | Weidmüller | 1: 4.6196 10: 4.0653 100: 4.0653 250: 3.9914 500: 3.9914 1,000: 3.9914 | Weidmüller DIN Rail Terminal Block, A Series, Single Layer, Green/Yellow, Push-In Termination |  |  |  |  | 1552680000 Weidmüller | [15 empty] | -60℃~130℃ | [11 empty] | 35 | https://www.unikeyic.com/media/datasheet/ba/8d/a152/ba/f7054b638e4cbe4cd720e09d974c5f61.pdf | https://www.unikeyic.com/products/din-rail-terminal-blocks/1552680000/7743516.html
1552700000 | Weidmüller | 10: 2.5875 20: 2.167 50: 2.002 100: 1.89 200: 1.6524 500: 1.4904 1,000: 1.4148 2,000: 1.3392 | FEED-THROUGH TERMINAL BLOCK, PUS | [23 empty] | boxed | [8 empty] | 256 | https://www.unikeyic.com/media/about_us/Unikey_ISO_9001_Certification.pdf | https://www.unikeyic.com/products/din-rail-terminal-blocks/1552700000/11770554.html
1560670000 | Weidmüller | 5: 10.2128 | Weidmüller Junction box, 2road, 152A , 14 → 4 AWGWire specification |  |  |  |  | 1560670000 Weidmüller | [7 empty] | 17.8mm*49.3mm*55.7mm | [7 empty] | -50℃~130℃ |  |  | bulk | [8 empty] | 50 | https://www.unikeyic.com/media/datasheet/53/17/fc93/53/a0f07c7d151121f047a8caab0928ab96.pdf | https://www.unikeyic.com/products/din-rail-terminal-blocks/1560670000/29206652.html
1561120000 | Weidmüller | 5: 8.6055 | Weidmuller Junction Box, 2-Way, 152A, 14-4 AWG |  |  |  |  | 1561120000 Weidmüller | [7 empty] | 17.8mm*49.3mm*55.7mm | [7 empty] | -50℃~130℃ |  |  | bulk | [8 empty] | 45 | https://www.unikeyic.com/media/datasheet/7e/8d/3086/7e8d308629879a6c23a292c97fb4f442.pdf | https://www.unikeyic.com/products/din-rail-terminal-blocks/1561120000/34308141.html
1561830000 | Weidmüller | 3: 37.0413 | Weidmuller Junction Box, 2-Channel, 300A, 8 AWG Wire Gauge |  |  |  |  | 1561830000 Weidmüller | [7 empty] | 32.9mm*53.1mm*63mm | [7 empty] | -50℃~130℃ |  |  | bulk | [8 empty] | 36 | https://www.unikeyic.com/media/datasheet/01/1f/14e6/01/a34f7d8a4331c488c8edf30d85c61574.pdf | https://www.unikeyic.com/products/din-rail-terminal-blocks/1561830000/1134334.html
1608540000 | Weidmüller | 127: 0.924 | Feed-Through Terminal Block Connector, 3 POS, SMT, DIN Rail Mount, 25A |  |  |  |  | 1608540000 Weidmüller | [7 empty] | 64.5mm(Length)*5.1mm(height) |  |  |  | spring mount, Push-in type |  |  |  | -50℃~120℃ |  |  | boxed | [8 empty] | 1700 | https://www.unikeyic.com/media/datasheet/b6/b0/f01a/b6b0f01a3f5cbd9fa4b7161aed6f84d7.pdf | https://www.unikeyic.com/products/din-rail-terminal-blocks/1608540000/22301388.html
1608550000 | Weidmüller | 10: 1.9875 | Feed-Through Terminal Block Connector, 3 POS, SMT, DIN Rail Mount, 25A |  |  |  |  | 1608550000 Weidmüller | [11 empty] | spring mount, Push-in type |  |  |  | -50℃~120℃ |  |  | bulk | [8 empty] | 100 | https://www.unikeyic.com/media/datasheet/4b/5b/b778/4b/4de6dce8e2a8da33da2c4dd20ac0a037.pdf | https://www.unikeyic.com/products/din-rail-terminal-blocks/1608550000/25277638.html
1608580000 | Weidmüller | 100: 0.5826 | Feed-Through Terminal Block Connector 4 POS ST T DIN Rail 25A |  |  |  |  | 1608580000 Weidmüller | [7 empty] | 79.5mm(Length)*5.1mm(height) |  |  |  | spring mount, Push-in type |  |  |  | -50℃~120℃ |  |  | boxed | [8 empty] | 200 | https://www.unikeyic.com/media/datasheet/d8/49/1b5a/d8491b5abb170ec22f912f8bc2408fd3.pdf | https://www.unikeyic.com/products/din-rail-terminal-blocks/1608580000/615318.html
1608600000 | Weidmüller | 10: 3.6152 | Weidmuller 1608600000 |  |  |  |  | 1608600000 Weidmüller | [7 empty] | 79.5mm(Length)*5.1mm(height) |  |  |  | spring mount, Push-in type |  |  |  | -50℃~120℃ |  |  | bulk | [8 empty] | 40 | https://www.unikeyic.com/media/datasheet/d5/e2/0f17/d5/766cb1089ff192a5c512a8fcb4b14698.pdf | https://www.unikeyic.com/products/din-rail-terminal-blocks/1608600000/14600159.html
1616400000 | Weidmüller | 50: 8.1309 100: 7.5798 250: 7.0201 500: 6.7002 1,000: 6.4508 | Weidmüller Fuse Terminal Block, ZSI Series, Single Layer, Beige, Clamp Termination, 6.3A |  |  |  |  | 1616400000 Weidmüller | [7 empty] | 79.5mm(Length)*7.9mm(height) |  |  |  | spring mount, Push-in type |  |  |  | -50℃~120℃ |  |  | bulk | [8 empty] | 250 | https://www.unikeyic.com/media/datasheet/76/02/0976/76/e9e1ab111381dc7abb28a64fa0f3302d.pdf | https://www.unikeyic.com/products/din-rail-terminal-blocks/1616400000/4734577.html
1616460000 | Weidmüller | 1: 15.111 10: 12.258 20: 10.4328 50: 9.9468 100: 9.0396 200: 8.2188 500: 7.8624 1,000: 7.5816 | Weidmüller fuse terminal block, ZSIseries, single layer, Beige, Clamp termination, 12A |  |  |  |  | 1616460000 Weidmüller | [11 empty] | spring mount, Push-in type |  |  |  | -50℃~120℃ |  |  | bulk | [8 empty] | 196 | https://www.unikeyic.com/media/datasheet/ea/97/8fa6/ea/e62282cd067eb9ba86a3193eaf654c4d.pdf | https://www.unikeyic.com/products/din-rail-terminal-blocks/1616460000/32649102.html
1616480000 | Weidmüller | 1: 12.042 10: 8.545 | CONN TERM BLK DISCONN 12-26AWG |  |  |  |  | 1616480000 Weidmüller | [11 empty] | spring mount, Push-in type | [6 empty] | bulk | [8 empty] | 15 | https://www.unikeyic.com/media/datasheet/2e/cd/c038/2ecdc0383928c470d3f67f1aefc1a8cb.pdf | https://www.unikeyic.com/products/din-rail-terminal-blocks/1616480000/33417063.html
1636780000 | Weidmüller | 1: 3.7692 10: 2.6849 25: 2.3466 50: 2.133 100: 1.9556 300: 1.7393 500: 1.6619 1,000: 1.5763 5,000: 1.443 | Feed-Through Terminal Block Connector, 2 POS, Straight, Through Hole, DIN Rail Mount, 25A |  |  |  |  | 1636780000 Weidmüller | [11 empty] | spring mount, Push-in type |  |  |  | -50℃~120℃ |  |  | bulk | [8 empty] | 94 | https://www.unikeyic.com/media/datasheet/3e/da/e8cf/3edae8cfc4bafa8f23c6bbe8921b77ae.pdf | https://www.unikeyic.com/products/din-rail-terminal-blocks/1636780000/2013143.html
1636800000 | Weidmüller | 1: 5.5545 10: 3.773 20: 3.311 50: 2.9916 100: 2.7324 200: 2.3004 500: 2.1924 1,000: 2.1168 | Feed-Through Terminal Block Connector, 2 POS, Straight, Through Hole, DIN Rail Mount, 25A |  |  |  |  | 1636800000 Weidmüller | [11 empty] | spring mount, Push-in type |  |  |  | -50℃~120℃ |  |  | bulk | [8 empty] | 120 | https://www.unikeyic.com/media/datasheet/18/bb/502d/18/6127f35e9a7879f42c548b8f33c7cf03.pdf | https://www.unikeyic.com/products/din-rail-terminal-blocks/1636800000/14416672.html
1650340000 | Weidmüller | 1: 15.1927 20: 9.8562 40: 9.0733 60: 8.6853 100: 8.2628 260: 7.6416 500: 7.3211 1,000: 7.0546 | Conn Feed-Through Terminal Block 2 POS ST T DIN Rail |  |  |  |  | 1650340000 Weidmüller | [7 empty] | 79.5mm(Length)*5.1mm(height) |  |  |  | spring mount, Push-in type |  |  |  | -50℃~120℃ |  |  | bulk | [8 empty] | 14 | https://www.unikeyic.com/media/datasheet/73/84/9275/7384927528d732561a648e175ad7790d.pdf | https://www.unikeyic.com/products/din-rail-terminal-blocks/1650340000/28112564.html
1683280000 | Weidmüller | 1: 0.3415 | Feed-Through Terminal Block Connector, 2 POS, SMD, DIN Rail Mount, 25A |  |  |  |  | 1683280000 Weidmüller | [11 empty] | spring mount, Push-in type |  |  |  | -50℃~120℃ |  |  | bulk | [8 empty] | 111 | https://www.unikeyic.com/media/datasheet/d6/59/d986/d659d98631fd4ba6e7329cb245545e1c.pdf | https://www.unikeyic.com/products/din-rail-terminal-blocks/1683280000/20400296.html
1683320000 | Weidmüller | 100: 1.6194 300: 1.4348 500: 1.3685 1,000: 1.295 5,000: 1.1802 | Feed-Through Terminal Block Connector, 2 POS, Straight, Through Hole, DIN Rail Mount, 25A |  |  |  |  | 1683320000 Weidmüller | [11 empty] | spring mount, Push-in type |  |  |  | -50℃~120℃ |  |  | boxed | [8 empty] | 420 | https://www.unikeyic.com/media/datasheet/6c/0d/c7fb/6c/0c6ce3b12c53dfb2c38653cd1e2f7916.pdf | https://www.unikeyic.com/products/din-rail-terminal-blocks/1683320000/27579145.html
1683420000 | Weidmüller | 1: 0.6094 | Feed-Through Terminal Block Connector, 2 POS, SMD, DIN Rail Mount, 25A |  |  |  |  | 1683420000 Weidmüller | [11 empty] | spring mount, Push-in type |  |  |  | -50℃~120℃ |  |  | bulk | [8 empty] | 90 | https://www.unikeyic.com/media/datasheet/cc/20/49b5/cc/c2953a4e4f1332170909417111650caf.pdf | https://www.unikeyic.com/products/din-rail-terminal-blocks/1683420000/5579963.html
1683430000 | Weidmüller | 1: 0.5865 | Conn Terminal Block 4 POS Clamp Cable Mount 25A |  |  |  |  | 1683430000 Weidmüller | [11 empty] | spring mount, Push-in type | [6 empty] | bulk | [8 empty] | 594 | https://www.unikeyic.com/media/datasheet/16/ce/db17/16cedb1741c1021be94c903116acf351.pdf | https://www.unikeyic.com/products/din-rail-terminal-blocks/1683430000/185867.html
1683440000 | Weidmüller | 1: 0.5902 | Feed-Through Terminal Block Connector 4 Pos T DIN Rail 24A |  |  |  |  | 1683440000 Weidmüller | [11 empty] | spring mount, Push-in type |  |  |  | -50℃~120℃ |  |  | bulk | [8 empty] | 32789 | https://www.unikeyic.com/media/datasheet/a3/8b/5484/a38b54846ab648383a340d85dc0aa034.pdf | https://www.unikeyic.com/products/din-rail-terminal-blocks/1683440000/5726992.html
1689970000 | Weidmüller | 19: 6.204 | Feed-Through Terminal Block, 4 Pos, ST, DIN Rail, 10A |  |  |  |  | 1689970000 Weidmüller | [11 empty] | spring mount, Push-in type |  |  |  | -50℃~120℃ |  |  | bulk | [8 empty] | 43 | https://www.unikeyic.com/media/datasheet/c7/9c/c7d7/c79cc7d74caa5e1f96fb2d6f427190f3.pdf | https://www.unikeyic.com/products/din-rail-terminal-blocks/1689970000/34065375.html
1690000000 | Weidmüller | 1: 1.8462 | Conn Ground Terminal Block 4 POS ST T DIN Rail |  |  |  |  | 1690000000 Weidmüller | [11 empty] | spring mount, Push-in type |  |  |  | -50℃~120℃ |  |  | bulk | [8 empty] | 195 | https://www.unikeyic.com/media/datasheet/2a/49/fe47/2a/aa7f04ab0c04d38a279cd9d3033aebbf.pdf | https://www.unikeyic.com/products/din-rail-terminal-blocks/1690000000/1532762.html
1690010000 | Weidmüller | 1: 3.4087 | [5 empty] | 1690010000 Weidmüller | [11 empty] | spring mount, Push-in type | [6 empty] | bulk | [8 empty] | 25 | https://www.unikeyic.com/media/datasheet/6d/1d/a3f4/6d1da3f4b887e87a3371c5e9df73405b.pdf | https://www.unikeyic.com/products/din-rail-terminal-blocks/1690010000/14255739.html
1690020000 | Weidmüller | 5: 9.292 25: 8.2188 50: 8.0028 100: 7.56 250: 7.2765 500: 7.0665 1,000: 6.8565 | Conn Terminal Block 4 POS Screw T DIN Rail |  |  |  |  | 1690020000 Weidmüller | [7 empty] | 79mm(Length)*5mm(height) |  |  |  | spring mount, Push-in type |  |  |  | -50℃~120℃ |  |  | bulk | [8 empty] | 40 | https://www.unikeyic.com/media/datasheet/89/bf/8e38/89/00fdc7c7f27e78397d9f15026e255351.pdf | https://www.unikeyic.com/products/din-rail-terminal-blocks/1690020000/4448289.html
1690050000 | Weidmüller | 50: 13.1468 100: 12.3318 250: 11.5101 500: 11.0433 1,000: 10.6808 | Feed-Through Modular Terminal Block 2 POS DIN Rail |  |  |  |  | 1690050000 Weidmüller | [11 empty] | spring mount, Push-in type |  |  |  | -50℃~120℃ |  |  | bulk | [8 empty] | 250 | https://www.unikeyic.com/media/datasheet/97/63/f530/9763f5305886b0a1ee4390100c9b8cdb.pdf | https://www.unikeyic.com/products/din-rail-terminal-blocks/1690050000/29546088.html
1692600000 | Weidmüller | 1: 19.8396 20: 12.9438 40: 11.9564 60: 11.4692 100: 10.9399 260: 10.165 500: 9.7664 1,000: 9.4357 | CONN TERM BLK FEED THROUGH BEIGE |  |  |  |  | 1692600000 Weidmüller | [11 empty] | spring mount, Push-in type | [6 empty] | bulk | [8 empty] | 14 | https://www.unikeyic.com/media/datasheet/a3/8d/2d40/a3/2af81e224758171b0c46feaaac005acd.pdf | https://www.unikeyic.com/products/din-rail-terminal-blocks/1692600000/2441362.html
1694140000 | Weidmüller | 38: 3.091 | Terminal Block Connector 4 Position Feed Through Orange 12-30 AWG |  |  |  |  | 1694140000 Weidmüller | [11 empty] | spring mount, Push-in type | [15 empty] | 48 | https://www.unikeyic.com/media/datasheet/48/59/af36/48/30848eae11e5e4f08d4c9dabe540df58.pdf | https://www.unikeyic.com/products/din-rail-terminal-blocks/1694140000/7238357.html
1706050000 | Weidmüller | 100: 2.5889 300: 2.3131 500: 2.2149 1,000: 2.1064 5,000: 1.938 | Conn Feed-Through Terminal Block 3 POS Cable Mount 23A | [16 empty] | spring mount, Push-in type |  |  |  | -50℃~120℃ |  |  | bulk | [8 empty] | 1051 | https://www.unikeyic.com/media/about_us/Unikey_ISO_9001_Certification.pdf | https://www.unikeyic.com/products/din-rail-terminal-blocks/1706050000/29047376.html
1706060000 | Weidmüller | 1: 0.4948 | Weidmuller DIN Rail Terminal Block, ZDU Series, Single Level, Beige, Clamped Termination, 24A |  |  |  |  | 1706060000 Weidmüller | [7 empty] | 50.5mm(Length)*5.1mm(height) |  |  |  | spring mount, Push-in type |  |  |  | -50℃~120℃ |  |  | boxed | [8 empty] | 200 | https://www.unikeyic.com/media/datasheet/da/ca/68b7/daca68b739637f3a2506ebe9cb2b32cc.pdf | https://www.unikeyic.com/products/din-rail-terminal-blocks/1706060000/102301.html
1706070000 | Weidmüller | 10: 3.1674 | Weidmüller Through-Terminal Block, Z Series, Single Layer, Blue, Clamped Termination, 24A |  |  |  |  | 1706070000 Weidmüller | [11 empty] | spring mount, Push-in type |  |  |  | -50℃~120℃ |  |  | bulk | [8 empty] | 40 | https://www.unikeyic.com/media/datasheet/62/98/918f/6298918fadbc07b4134aba4dd3028eee.pdf | https://www.unikeyic.com/products/din-rail-terminal-blocks/1706070000/2871665.html
1712760000 | Weidmüller | 5: 4.6178 10: 4.1586 | Weidmuller 1712760000 | [16 empty] | spring mount, Push-in type | [6 empty] | bulk | [8 empty] | 80 | https://www.unikeyic.com/media/about_us/Unikey_ISO_9001_Certification.pdf | https://www.unikeyic.com/products/din-rail-terminal-blocks/1712760000/32865614.html
1716240000 | Weidmüller | 1: 0.7299 | [17 empty] | threaded mounting | [6 empty] | bulk | [8 empty] | 200 | https://www.unikeyic.com/media/about_us/Unikey_ISO_9001_Certification.pdf | https://www.unikeyic.com/products/din-rail-terminal-blocks/1716240000/33523469.html
1717740000 | Weidmüller | 1: 26.0099 20: 17.0994 40: 15.8511 60: 15.2376 100: 14.5728 260: 13.603 500: 13.1059 | Terminal Block, 2 POS, Screw, Straight, DIN Rail Mount |  |  |  |  | 1717740000 Weidmüller | [11 empty] | threaded mounting |  |  |  | -60℃~130℃ |  |  | bulk | [8 empty] | 5 | https://www.unikeyic.com/media/datasheet/a3/8d/2d40/a3/2af81e224758171b0c46feaaac005acd.pdf | https://www.unikeyic.com/products/din-rail-terminal-blocks/1717740000/26294410.html
1720810000 | Weidmüller | 1: 4.0932 10: 2.9117 25: 2.5458 50: 2.3162 | CONN TERM BLK FEED THRU 12-26AWG |  |  |  |  | 1720810000 Weidmüller | [11 empty] | spring mount, Push-in type | [6 empty] | bulk | [8 empty] | 70 | https://www.unikeyic.com/media/datasheet/e5/08/365d/e5/eaab264398929b4ea11ae9fa15e0a30a.pdf | https://www.unikeyic.com/products/din-rail-terminal-blocks/1720810000/692462.html
1720920000 | Weidmüller | 100: 1.535 300: 1.3586 500: 1.2951 1,000: 1.2248 5,000: 1.1147 | Weidmüller Rail type terminal block, ZDUAseries, single layer, Beige, 24A |  |  |  |  | 1720920000 Weidmüller | [7 empty] | 35mm(Length)*5.1mm(height) |  |  |  | spring mount, Push-in type |  |  |  | -50℃~120℃ |  |  | boxed | [8 empty] | 542 | https://www.unikeyic.com/media/datasheet/91/80/77a1/918077a1a6b6fc81e1a1787a07ab546f.pdf | https://www.unikeyic.com/products/din-rail-terminal-blocks/1720920000/2960340.html
1730940000 | Weidmüller | 10: 2.6393 | Weidmüller Straight-through terminal block , Wseries, single layer, dark beige, screw termination, 24A |  |  |  |  | 1730940000 Weidmüller | [7 empty] | 44mm(Length)*5.1mm(height) |  |  |  | threaded mounting |  |  |  | -50℃~130℃ |  |  | bulk | [8 empty] | 70 | https://www.unikeyic.com/media/datasheet/22/19/f253/22/f00c9051090bcaf07d61c166fb9f161e.pdf | https://www.unikeyic.com/products/din-rail-terminal-blocks/1730940000/11996276.html
1739620000 | Weidmüller | 1: 6.077 | Weidmüller standardDINRail type terminal block, ZDUseries, single layer, brown, Clamp termination, 125A |  |  |  |  | 1739620000 Weidmüller | [11 empty] | spring mount, Push-in type |  |  |  | -50℃~120℃ |  |  | bulk | [8 empty] | 48 | https://www.unikeyic.com/media/datasheet/4f/c7/5ebc/4fc75ebcc2176cc7193b4d68934712d5.pdf | https://www.unikeyic.com/products/din-rail-terminal-blocks/1739620000/29733611.html
1739650000 | Weidmüller | 1: 8.3287 | Conn Terminal Block 2 POS Screw T DIN Rail |  |  |  |  | 1739650000 Weidmüller | [11 empty] | spring mount, Push-in type |  |  |  | -50℃~120℃ |  |  | bulk | [8 empty] | 3 | https://www.unikeyic.com/media/datasheet/fe/f8/3e53/fef83e535c4ceabddb331dc8ccf6560a.pdf | https://www.unikeyic.com/products/din-rail-terminal-blocks/1739650000/955316.html
1753290000 | Weidmüller | 100: 3.4296 300: 3.0856 500: 2.9638 1,000: 2.8298 | Weidmüller Rail type terminal block, WDKseries, double layer, brown, Screw-down terminations, 16A |  |  |  |  | 1753290000 Weidmüller | [7 empty] | 46.5mm(Length)*3.5mm(height) |  |  |  | threaded mounting |  |  |  | -50℃~120℃ |  |  | bulk | [8 empty] | 1150 | https://www.unikeyic.com/media/datasheet/39/c5/6382/39/63fb34a875f6186b010a0c588570ae0e.pdf | https://www.unikeyic.com/products/din-rail-terminal-blocks/1753290000/15539268.html
1754960000 | Weidmüller | 5: 10.8276 | Weidmüller Breakout Terminal, W Series, Single Layer, Brown, Screw Termination, 41A |  |  |  |  | 1754960000 Weidmüller | [7 empty] | 61.3mm(Length)*6.1mm(height) |  |  |  | threaded mounting |  |  |  | -50℃~120℃ |  |  | bulk | [8 empty] | 65 | https://www.unikeyic.com/media/datasheet/64/67/f9a9/64/3aa6df78da0ea86fb5cb4939850dac8d.pdf | https://www.unikeyic.com/products/din-rail-terminal-blocks/1754960000/30721340.html
1763170000 | Weidmüller | 20: 11.308 | Terminal Block Connector 5 Position Disconnect Isolated Beige 12-26 AWG | [16 empty] | spring mount, Push-in type | [6 empty] | bulk | [8 empty] | 25 | https://www.unikeyic.com/media/about_us/Unikey_ISO_9001_Certification.pdf | https://www.unikeyic.com/products/din-rail-terminal-blocks/1763170000/20085806.html
1763940000 | Weidmüller | 25: 8.9494 | Weidmüller fuse terminal block, WTRseries, single layer, Beige, Screw-down terminations, 6.3A |  |  |  |  | 1763940000 Weidmüller | [7 empty] | 60mm(Length)*5.1mm(height) |  |  |  | DIN rail mounting |  |  |  | -50℃~120℃ |  |  | bulk | [8 empty] | 175 | https://www.unikeyic.com/media/datasheet/04/07/b8b4/04/c757ee4c36d2a1ad51d9d8e69eac7d2b.pdf | https://www.unikeyic.com/products/din-rail-terminal-blocks/1763940000/3070256.html
1763950000 | Weidmüller | 1: 17.2084 | Weidmuller Fuse Terminal Block, W Series, Single Layer, Beige, Screw Term, 6.3A |  |  |  |  | 1763950000 Weidmüller | [11 empty] | threaded mounting |  |  |  | -50℃~120℃ |  |  | bulk | [8 empty] | 2 | https://www.unikeyic.com/media/datasheet/1c/8e/9fd8/1c/3eab1b2875246c4557abec5010accf2f.pdf | https://www.unikeyic.com/products/din-rail-terminal-blocks/1763950000/32165796.html
1767670000 | Weidmüller | 20: 10.6131 40: 9.7792 60: 9.3667 100: 8.9171 260: 8.2575 500: 7.9173 1,000: 7.6346 | Conn Ground Terminal Block 3 POS Screw T DIN Rail |  |  |  |  | 1767670000 Weidmüller | [7 empty] | 99mm(Length)*10mm(height) |  |  |  | spring mount, Push-in type |  |  |  | -50℃~120℃ |  |  | bulk | [8 empty] | 500 | https://www.unikeyic.com/media/datasheet/8a/e7/b84e/8a/15d6b9d67d6b64e248f941c80795a9b5.pdf | https://www.unikeyic.com/products/din-rail-terminal-blocks/1767670000/2405655.html
1768000000 | Weidmüller | 1: 15.7669 | Weidmüller Rail type terminal block, ZMAKseries |  |  |  |  | 1768000000 Weidmüller | [11 empty] | spring mount, Push-in type |  |  |  | -50℃~120℃ |  |  | bulk | [8 empty] | 28 | https://www.unikeyic.com/media/datasheet/78/16/217e/78/959dd203553d1dedf064969e6d5ef508.pdf | https://www.unikeyic.com/products/din-rail-terminal-blocks/1768000000/30134951.html
1768320000 | Weidmüller | 20: 7.3767 40: 6.7675 60: 6.464 100: 6.1322 260: 5.6424 500: 5.3887 1,000: 5.1772 | Weidmüller Straight-through terminal block , Zseries, single layer, Beige, Clamp termination, 76A |  |  |  |  | 1768320000 Weidmüller | [7 empty] | 99mm(Length)*12.1mm(height) |  |  |  | spring mount, Push-in type |  |  |  | -50℃~120℃ |  |  | bulk | [8 empty] | 20 | https://www.unikeyic.com/media/datasheet/49/90/c6d4/49/682cc61f48f64332f4840512da7981d5.pdf | https://www.unikeyic.com/products/din-rail-terminal-blocks/1768320000/7528881.html
1768330000 | Weidmüller | 5: 11.3864 | Weidmüller Z Series Straight Terminal Block, Single Layer, Blue, Clamped Termination, 76A |  |  |  |  | 1768330000 Weidmüller | [11 empty] | spring mount, Push-in type |  |  |  | -50℃~120℃ |  |  | bulk | [8 empty] | 20 | https://www.unikeyic.com/media/datasheet/78/4d/ec2a/784dec2a57d182f3d3bc96f1442e4b5c.pdf | https://www.unikeyic.com/products/din-rail-terminal-blocks/1768330000/24472674.html
1770380000 | Weidmüller | 50: 7.4196 100: 6.594 250: 5.8905 500: 5.607 1,000: 5.418 2,500: 5.4075 5,000: 5.397 | CONN TERM BLK GROUND 10-26AWG |  |  |  |  | 1770380000 Weidmüller | [11 empty] | spring mount, Push-in type | [6 empty] | bulk | [8 empty] | 195 | https://www.unikeyic.com/media/datasheet/3e/db/483f/3e/7c83f979a0f2ebbf425e632f7747f1e0.pdf | https://www.unikeyic.com/products/din-rail-terminal-blocks/1770380000/12051197.html
1770390000 | Weidmüller | 1: 1.4165 | Earth Terminal Connector, 3 POS, Screw T, DIN Rail |  |  |  |  | 1770390000 Weidmüller | [11 empty] | spring mount, Push-in type |  |  |  | -50℃~120℃ |  |  | bulk | [8 empty] | 1200 | https://www.unikeyic.com/media/datasheet/79/9f/69c1/79/03f3b5479bc1fe999bf970ffaf0298d6.pdf | https://www.unikeyic.com/products/din-rail-terminal-blocks/1770390000/7678961.html
1771360000 | Weidmüller | 1: 10.2465 10: 7.392 25: 6.5556 50: 6.2964 100: 5.8536 250: 5.3676 500: 5.0004 1,000: 4.7952 | Conn Earth Terminal 3 POS T DIN Rail |  |  |  |  | 1771360000 Weidmüller | [11 empty] | spring mount, Push-in type |  |  |  | -50℃~120℃ |  |  | bulk | [8 empty] | 275 | https://www.unikeyic.com/media/datasheet/a2/49/d71e/a2/65c8f891e55babfd232e8f2d2a420d0e.pdf | https://www.unikeyic.com/products/din-rail-terminal-blocks/1771360000/13260566.html
1771410000 | Weidmüller | 50: 3.7138 100: 3.4276 250: 3.1325 500: 2.9619 1,000: 2.8279 | Weidmüller Terminal Block, Z Series, Single Layer, Beige, Clamp Termination, 41A |  |  |  |  | 1771410000 Weidmüller | [11 empty] | spring mount, Push-in type |  |  |  | -50℃~120℃ |  |  | bulk | [8 empty] | 100 | https://www.unikeyic.com/media/datasheet/a9/1e/12a8/a9/2f8d888117a020ba4c6dda95f442eef3.pdf | https://www.unikeyic.com/products/din-rail-terminal-blocks/1771410000/9375367.html
1771420000 | Weidmüller | 10: 4.1139 | Weidmüller Z Series Terminal Block, Single Layer, Blue, Clamped Termination, 41A |  |  |  |  | 1771420000 Weidmüller | [11 empty] | spring mount, Push-in type |  |  |  | -50℃~120℃ |  |  | bulk | [8 empty] | 30 | https://www.unikeyic.com/media/datasheet/a7/69/f6d3/a7/aa2085592a099333932df8f5f3e47b43.pdf | https://www.unikeyic.com/products/din-rail-terminal-blocks/1771420000/2014220.html
1772060000 | Weidmüller | 10: 1.746 25: 1.6762 50: 1.5644 100: 1.5365 250: 1.5365 500: 1.5085 1,000: 1.5085 | Weidmuller DIN Rail Terminal Block, ZDU Series, Single Level, Beige, Clamped Termination, 24A |  |  |  |  | 1772060000 Weidmüller | [11 empty] | spring mount, Push-in type |  |  |  | -50℃~120℃ |  |  | bulk | [8 empty] | 59 | https://www.unikeyic.com/media/datasheet/75/8b/e900/75/eff5fd610f1c074f9eef4a6283f270a3.pdf | https://www.unikeyic.com/products/din-rail-terminal-blocks/1772060000/2056428.html
1772070000 | Weidmüller | 100: 1.9324 300: 1.7162 500: 1.6388 1,000: 1.5531 5,000: 1.4193 | Weidmüller Straight Terminal Block, Z Series, Single Layer, Blue, Clamped Termination, 24A |  |  |  |  | 1772070000 Weidmüller | [11 empty] | spring mount, Push-in type |  |  |  | -50℃~120℃ |  |  | bulk | [8 empty] | 100 | https://www.unikeyic.com/media/datasheet/89/79/8e50/89/9f39007a60fadfce1fc43c0e9f1b5930.pdf | https://www.unikeyic.com/products/din-rail-terminal-blocks/1772070000/11099913.html
1772090000 | Weidmüller | 27: 4.378 50: 4.048 | Weidmuller Ground terminal block, 2 road, green, Clamp termination, 800 V, ZPE 2.5-2 |  |  |  |  | 1772090000 Weidmüller | [7 empty] | 50.5mm*5.1mm*5.1mm |  |  |  | spring mount, Push-in type |  |  |  | -50℃~120℃ |  |  | bulk | [8 empty] | 50 | https://www.unikeyic.com/media/datasheet/dd/17/63ed/dd/24db997bd824ce669501b29c6750d599.pdf | https://www.unikeyic.com/products/din-rail-terminal-blocks/1772090000/24713799.html
178-8345 | RS | 100: 0.252 1,000: 0.1918 2,000: 0.1858 5,000: 0.1721 25,000: 0.141 | RS PRO Fork Terminal, Insulated Flat Receptacle, 6.35 x 0.8mm Tab, Max Wire 0.75mm² | [32 empty] | 5643 | https://www.unikeyic.com/media/about_us/Unikey_ISO_9001_Certification.pdf | https://www.unikeyic.com/products/din-rail-terminal-blocks/178-8345/22315183.html
1782320000 | Weidmüller | 25: 10.2099 50: 9.437 100: 8.8144 250: 8.1836 500: 7.8237 1,000: 7.5436 | Conn Modular Terminal Block 6 POS ST T DIN Rail 15A |  |  |  |  | 1782320000 Weidmüller | [11 empty] | spring mount, Push-in type |  |  |  | -50℃~120℃ |  |  | bulk | [8 empty] | 25 | https://www.unikeyic.com/media/datasheet/a3/8d/2d40/a3/2af81e224758171b0c46feaaac005acd.pdf | https://www.unikeyic.com/products/din-rail-terminal-blocks/1782320000/17141513.html
1783560000 | Weidmüller | 23: 5.17 60: 5.071 | Terminal Block Connector 5 Position Feed Through Isolated Beige 12-26 AWG | [16 empty] | threaded mounting | [15 empty] | 91 | https://www.unikeyic.com/media/about_us/Unikey_ISO_9001_Certification.pdf | https://www.unikeyic.com/products/din-rail-terminal-blocks/1783560000/7069741.html
1783590000 | Weidmüller | 23: 5.203 | Terminal Block Connector 4 Position Feed Through Isolated Beige 12-26 AWG | [16 empty] | threaded mounting | [15 empty] | 50 | https://www.unikeyic.com/media/about_us/Unikey_ISO_9001_Certification.pdf | https://www.unikeyic.com/products/din-rail-terminal-blocks/1783590000/3220209.html
1783820000 | Weidmüller | 100: 6.3283 300: 5.7639 500: 5.566 1,000: 5.3492 | Weidmuller DIN Rail Terminal Block, DLI Series, 3-Term, Beige, Screw, 26A |  |  |  |  | 1783820000 Weidmüller | [7 empty] | 65mm(Length)*6mm(height) |  |  |  | threaded mounting | [15 empty] | 146 | https://www.unikeyic.com/media/datasheet/3c/c8/deb8/3c/4da19438daf2c55d146d5e525b1cb917.pdf | https://www.unikeyic.com/products/din-rail-terminal-blocks/1783820000/7429278.html
1784180000 | Weidmüller | 1: 5.8045 100: 5.6989 250: 5.6989 500: 5.6989 | Weidmuller DLD Series Terminal Block, 3-Level, Brown, Screw Termination, 24A |  |  |  |  | 1784180000 Weidmüller | [7 empty] | 82mm(Length)*6mm(height) |  |  |  | threaded mounting |  |  |  | -60℃~130℃ |  |  | boxed | [8 empty] | 1773 | https://www.unikeyic.com/media/datasheet/b0/0e/5a5a/b00e5a5af4d1b5e28eecfbf693caf6d2.pdf | https://www.unikeyic.com/products/din-rail-terminal-blocks/1784180000/34910173.html
1791000000 | Weidmüller | 1: 8.5212 10: 6.0383 25: 5.3132 50: 4.8689 100: 4.5057 250: 4.1329 500: 3.9181 1,000: 3.7498 | Feed-Through Terminal Block Connector, 4 POS, ST, DIN Rail, 20A |  |  |  |  | 1791000000 Weidmüller | [11 empty] | spring mount, Push-in type |  |  |  | -50℃~120℃ |  |  | bulk | [8 empty] | 10 | https://www.unikeyic.com/media/datasheet/53/57/61bb/535761bbf102891e8a501f3e431d69e4.pdf | https://www.unikeyic.com/products/din-rail-terminal-blocks/1791000000/34668744.html
1791010000 | Weidmüller | 1: 10.996 | Conn Terminal Block 4 POS ST T DIN Rail |  |  |  |  | 1791010000 Weidmüller | [11 empty] | spring mount, Push-in type |  |  |  | -50℃~120℃ |  |  | bulk | [8 empty] | 23 | https://www.unikeyic.com/media/datasheet/39/7c/2194/39/93d4b8dc5ff617b9c3fad87d0ac7b5e4.pdf | https://www.unikeyic.com/products/din-rail-terminal-blocks/1791010000/26148464.html
1791030000 | Weidmüller | 1: 11.9025 10: 10.8324 25: 9.612 50: 7.7436 100: 7.3224 250: 7.074 | Feed-Through Terminal Block Connector, 4 POS, SMD, DIN Rail Mount, 20A |  |  |  |  | 1791030000 Weidmüller | [11 empty] | spring mount, Push-in type |  |  |  | -60℃~130℃ |  |  | bulk | [8 empty] | 38 | https://www.unikeyic.com/media/datasheet/a3/8d/2d40/a3/2af81e224758171b0c46feaaac005acd.pdf | https://www.unikeyic.com/products/din-rail-terminal-blocks/1791030000/26123682.html
1791150000 | Weidmüller | 22: 5.302 50: 4.917 | Conn Terminal Block 4 POS Screw T DIN Rail |  |  |  |  | 1791150000 Weidmüller | [11 empty] | spring mount, Push-in type |  |  |  | -50℃~120℃ |  |  | bulk | [8 empty] | 150 | https://www.unikeyic.com/media/datasheet/00/e9/18b6/00/73639848938f9973ca76a4fc0fb79e48.pdf | https://www.unikeyic.com/products/din-rail-terminal-blocks/1791150000/32414742.html
1814700000 | Weidmüller | 25: 19.3588 50: 18.0405 100: 16.99 250: 15.9356 500: 15.3386 | Conn DIN Rail Fused 2 POS T DIN Rail 30A |  |  |  |  | 1814700000 Weidmüller | [11 empty] | spring mount, Push-in type |  |  |  | -50℃~120℃ |  |  | bulk | [8 empty] | 567 | https://www.unikeyic.com/media/datasheet/a3/8d/2d40/a3/2af81e224758171b0c46feaaac005acd.pdf | https://www.unikeyic.com/products/din-rail-terminal-blocks/1814700000/34438789.html
1820550000 | Weidmüller | 1: 45.9103 | Weidmüller Terminal Block, W Series, Single Row, Brown, Screw, 269A |  |  |  |  | 1820550000 Weidmüller | [7 empty] | 91mm(Length)*27mm(height) |  |  |  | threaded mounting |  |  |  | -60℃~130℃ |  |  | bulk | [8 empty] | 85 | https://www.unikeyic.com/media/datasheet/29/af/bc9e/29afbc9e91fb2d9652cc1f76cc11e0c2.pdf | https://www.unikeyic.com/products/din-rail-terminal-blocks/1820550000/31004045.html
1831280000 | Weidmüller | 5: 8.8861 | Weidmuller Test Break Terminal Block, ZTR Series, Single Layer, Brown, Clamped Termination, 20A |  |  |  |  | 1831280000 Weidmüller | [7 empty] | 59.5mm(Length)*5.1mm(height) |  |  |  | spring mount, Push-in type |  |  |  | -50℃~120℃ |  |  | bulk | [8 empty] | 300 | https://www.unikeyic.com/media/datasheet/ff/a0/4b53/ff/b1abe105ce07d9335240176b6db3ff14.pdf | https://www.unikeyic.com/products/din-rail-terminal-blocks/1831280000/12370513.html
1855620000 | Weidmüller | 1: 8.276 10: 7.5864 100: 7.4484 250: 7.4484 500: 7.4484 1,000: 7.4484 | Weidmüller Terminal Block, W Series, Single Layer, Beige, Screw Termination, 24A |  |  |  |  | 1855620000 Weidmüller | [7 empty] | 60mm(Length)*5.1mm(height) |  |  |  | threaded mounting |  |  |  | -50℃~120℃ |  |  | bulk | [8 empty] | 42 | https://www.unikeyic.com/media/datasheet/a3/8d/2d40/a3/2af81e224758171b0c46feaaac005acd.pdf | https://www.unikeyic.com/products/din-rail-terminal-blocks/1855620000/20045209.html
1880420000 | Weidmüller | 5: 22.9998 | Weidmüller Fuse Terminal Block, W Series, Single Level, Black, Screw Termination, 6.3A |  |  |  |  | 1880420000 Weidmüller | [11 empty] | threaded mounting |  |  |  | -50℃~120℃ |  |  | bulk | [8 empty] | 840 | https://www.unikeyic.com/media/datasheet/a3/8d/2d40/a3/2af81e224758171b0c46feaaac005acd.pdf | https://www.unikeyic.com/products/din-rail-terminal-blocks/1880420000/2800972.html
1880430000 | Weidmüller | 1: 12.6546 50: 12.4245 125: 12.4245 | Weidmüller Fuse Terminal Block, W Series, Single Row, Black, Screw Mount, 15A |  |  |  |  | 1880430000 Weidmüller | [11 empty] | threaded mounting |  |  |  | -50℃~120℃ |  |  | bulk | [8 empty] | 1055 | https://www.unikeyic.com/media/datasheet/1a/cf/955d/1a/a57109492f6c88c9f4317053f76a17af.pdf | https://www.unikeyic.com/products/din-rail-terminal-blocks/1880430000/33993316.html
1886590000 | Weidmüller | 1: 21.8006 100: 21.8006 | Weidmüller Fuse Terminal Block, W Series, Single Layer, Black, Screw Termination, 6.3A |  |  |  |  | 1886590000 Weidmüller | [11 empty] | threaded mounting |  |  |  | -50℃~120℃ |  |  | bulk | [8 empty] | 19 | https://www.unikeyic.com/media/datasheet/a3/8d/2d40/a3/2af81e224758171b0c46feaaac005acd.pdf | https://www.unikeyic.com/products/din-rail-terminal-blocks/1886590000/425191.html
1887220000 | Weidmüller | 23: 5.269 | Terminal Block Connector 2 Position Feed Through Beige 10-26 AWG | [16 empty] | threaded mounting | [15 empty] | 28 | https://www.unikeyic.com/media/about_us/Unikey_ISO_9001_Certification.pdf | https://www.unikeyic.com/products/din-rail-terminal-blocks/1887220000/2662255.html
1905090000 | Weidmüller | 1: 11.9387 10: 10.9761 25: 9.901 | Conn Disconnect Terminal Block 4 POS Screw T DIN Rail 27A |  |  |  |  | 1905090000 Weidmüller | [11 empty] | threaded mounting |  |  |  | -50℃~120℃ |  |  | bulk | [8 empty] | 21 | https://www.unikeyic.com/media/datasheet/e8/3e/9730/e83e9730a92af481446d30e76e449305.pdf | https://www.unikeyic.com/products/din-rail-terminal-blocks/1905090000/20305735.html
1905120000 | Weidmüller | 1: 13.1138 10: 12.0637 25: 10.8886 | Conn Terminal Block 3 POS Screw ST T DIN Rail |  |  |  |  | 1905120000 Weidmüller | [11 empty] | threaded mounting |  |  |  | -60℃~130℃ |  |  | bulk | [8 empty] | 49 | https://www.unikeyic.com/media/datasheet/4c/e4/3a36/4c/f7ccd355a8ccb7054f0ee96bc0d859d3.pdf | https://www.unikeyic.com/products/din-rail-terminal-blocks/1905120000/8577509.html
1924500000 | Weidmüller | 30: 3.96 | Terminal Block Connector 6 Position Feed Through Blue 12-30 AWG |  |  |  |  | 1924500000 Weidmüller | [11 empty] | spring mount, Push-in type | [6 empty] | bulk | [8 empty] | 30 | https://www.unikeyic.com/media/datasheet/a3/8d/2d40/a3/2af81e224758171b0c46feaaac005acd.pdf | https://www.unikeyic.com/products/din-rail-terminal-blocks/1924500000/31747887.html
1934830000 | Weidmüller | 1: 6.5233 10: 5.8448 25: 5.8448 50: 5.7405 100: 5.6361 250: 5.6361 500: 5.6361 1,000: 5.6361 | Weidmuller Breakaway Terminal, W Series, Single Layer, Brown, Screw Termination, 57A | [16 empty] | DIN rail mounting |  |  |  | -50℃~120℃ |  |  | bulk | [8 empty] | 19 | https://www.unikeyic.com/media/about_us/Unikey_ISO_9001_Certification.pdf | https://www.unikeyic.com/products/din-rail-terminal-blocks/1934830000/5794573.html
1950680000 | Weidmüller | 35: 3.388 90: 3.322 100: 3.135 | Terminal Block Connector 2 Position Disconnect Red 12-30 AWG |  |  |  |  | 1950680000 Weidmüller | [11 empty] | threaded mounting | [6 empty] | bulk | [8 empty] | 217 | https://www.unikeyic.com/media/datasheet/88/76/5d80/88/a621754e60eee6191cc7ffae91ae685e.pdf | https://www.unikeyic.com/products/din-rail-terminal-blocks/1950680000/596343.html
1966060000 | Weidmüller | 1: 35.255 12: 24.7536 24: 21.006 108: 20.3256 252: 19.386 | [5 empty] | 1966060000 Weidmüller | [11 empty] | threaded mounting | [6 empty] | bulk | [8 empty] | 2 | https://www.unikeyic.com/media/datasheet/2d/d7/f776/2d/2131e2fa40aa7a7daaaa8e4192941c85.pdf | https://www.unikeyic.com/products/din-rail-terminal-blocks/1966060000/4773016.html
1966090000 | Weidmüller | 1: 23.5611 | Weidmüller fuse terminal block, Wseries, single layer, Beige, Screw-down terminations, 32A |  |  |  |  | 1966090000 Weidmüller | [11 empty] | threaded mounting |  |  |  | -50℃~120℃ |  |  | bulk | [8 empty] | 8 | https://www.unikeyic.com/media/datasheet/a3/8d/2d40/a3/2af81e224758171b0c46feaaac005acd.pdf | https://www.unikeyic.com/products/din-rail-terminal-blocks/1966090000/35006800.html
1985410000 | Weidmüller | 10: 0.605 100: 0.5421 500: 0.5324 1,000: 0.5228 2,500: 0.5228 5,000: 0.5228 | Jumper PUSH IN Orange |  |  |  |  | 1985410000 Weidmüller | [18 empty] | boxed | [8 empty] | 155 | https://www.unikeyic.com/media/datasheet/f9/a5/b173/bd/641ad0440afd3ed850b4b19af6cdaa2d.pdf | https://www.unikeyic.com/products/din-rail-terminal-blocks/1985410000/16944891.html
1985530000 | Weidmüller | 10: 0.4838 100: 0.4335 500: 0.4257 1,000: 0.4257 2,500: 0.418 5,000: 0.418 | Weidmüller Adapter Sleeve, A Series, For Klippon Terminal Blocks |  |  |  |  | 1985530000 Weidmüller | [27 empty] | 65 | https://www.unikeyic.com/media/datasheet/f9/a5/b173/ae/62aec1c599a2cba572ebf72868f7d4e9.pdf | https://www.unikeyic.com/products/din-rail-terminal-blocks/1985530000/29666876.html
1985650000 | Weidmüller | 10: 0.7927 100: 0.7266 500: 0.7266 1,000: 0.7134 2,500: 0.7134 5,000: 0.7134 | Weidmüller Adapter Sleeve, A Series, For Klippon Terminal Blocks |  |  |  |  | 1985650000 Weidmüller | [18 empty] | bulk | [8 empty] | 127 | https://www.unikeyic.com/media/datasheet/76/99/cb63/7699cb63bb01bdb005993672c86a3249.pdf | https://www.unikeyic.com/products/din-rail-terminal-blocks/1985650000/9070225.html
1985680000 | Weidmüller | 1: 5.7351 10: 5.0469 100: 5.0469 250: 4.9551 500: 4.9551 1,000: 4.9551 | Weidmüller Adapter Sleeve, A Series, For Klippon Terminal Blocks |  |  |  |  | 1985680000 Weidmüller | [18 empty] | boxed | [8 empty] | 39 | https://www.unikeyic.com/media/datasheet/f9/a5/b173/fe/3256dc314972db0f76914c24a073747a.pdf | https://www.unikeyic.com/products/din-rail-terminal-blocks/1985680000/7203664.html
1985740000 | Weidmüller | 60: 1.1282 120: 1.0743 300: 1.007 540: 0.9661 1,020: 0.9237 2,520: 0.8666 | Weidmüller Adapter Sleeve, A Series, for Klippon Terminal Blocks |  |  |  |  | 1985740000 Weidmüller | [18 empty] | boxed | [8 empty] | 711 | https://www.unikeyic.com/media/datasheet/60/6d/96c3/60/bf7088e0c7a466e3d462bc503c5ed06b.pdf | https://www.unikeyic.com/products/din-rail-terminal-blocks/1985740000/4244521.html
1988170000 | Weidmüller | 1: 6.8506 10: 6.0286 100: 5.9189 250: 5.9189 500: 5.9189 1,000: 5.9189 | Weidmüller DIN Rail Terminal Block, A Series, Single Level, Blue, Push-in Termination, 17.5A |  |  |  |  | 1988170000 Weidmüller | [15 empty] | -60℃~130℃ |  |  | boxed | [8 empty] | 291 | https://www.unikeyic.com/media/datasheet/0e/de/7b75/0e/7e82aa24552c1dfcf8b215854ef0004c.pdf | https://www.unikeyic.com/products/din-rail-terminal-blocks/1988170000/25331290.html
1988180000 | Weidmüller | 20: 9.8891 40: 9.1041 60: 8.7152 100: 8.2913 260: 7.6685 500: 7.3472 1,000: 7.0799 | Weidmüller Rail type terminal block, Aseries, single layer, Blue, Push-in termination, 57A |  |  |  |  | 1988180000 Weidmüller | [15 empty] | -60℃~130℃ |  |  | boxed | [8 empty] | 65 | https://www.unikeyic.com/media/datasheet/f9/a5/b173/a8/40b9096d1001a83d0c76be315f8d2c2e.pdf | https://www.unikeyic.com/products/din-rail-terminal-blocks/1988180000/9648138.html
1988240000 | Weidmüller | 14: 8.393 20: 7.777 | Terminal Block Connector 2 Position Feed Through Beige 6-20 AWG |  |  |  |  | 1988240000 Weidmüller | [15 empty] | -60℃~130℃ |  |  | boxed, bulk | [8 empty] | 203 | https://www.unikeyic.com/media/datasheet/f9/a5/b173/36/6cedaff1de5844583819242f7d5e883e.pdf | https://www.unikeyic.com/products/din-rail-terminal-blocks/1988240000/7636529.html
1989830000 | Weidmüller | 1: 9.453 10: 6.413 25: 5.616 50: 5.076 100: 4.8708 250: 4.1904 500: 3.8988 1,000: 3.834 | [5 empty] | 1989830000 Weidmüller | [18 empty] | boxed | [8 empty] | 111 | https://www.unikeyic.com/media/datasheet/cc/4d/f870/cc/9af86dd0cf2997e49ff64c562f135189.pdf | https://www.unikeyic.com/products/din-rail-terminal-blocks/1989830000/34535328.html
1989860000 | Weidmüller | 1: 8.1131 10: 7.437 100: 7.3018 250: 7.3018 500: 7.3018 1,000: 7.3018 | Weidmüller DIN Rail Terminal Block, A Series, Single Layer, Beige, Push-in Termination, 20A |  |  |  |  | 1989860000 Weidmüller | [15 empty] | -60℃~130℃ | [11 empty] | 10 | https://www.unikeyic.com/media/datasheet/99/6e/6f89/99/83c5ad88bcc9e21a9fc1cb3092d19c25.pdf | https://www.unikeyic.com/products/din-rail-terminal-blocks/1989860000/954471.html
1991920000 | Weidmüller | 10: 1.1733 100: 1.1524 500: 1.1524 1,000: 1.1314 2,500: 1.1314 | Weidmüller Adapter Sleeve, A Series, for Klippon Terminal Blocks |  |  |  |  | 1991920000 Weidmüller | [7 empty] | 36mm(Length)*8mm(height) |  |  |  | Bracket mounting |  |  |  | -60℃~130℃ |  |  | Bagged | [8 empty] | 607 | https://www.unikeyic.com/media/datasheet/23/13/8465/23/b4313e5ce8d120829713a91422d5588f.pdf | https://www.unikeyic.com/products/din-rail-terminal-blocks/1991920000/4291219.html
1991950000 | Weidmüller | 10: 1.288 25: 1.155 50: 1.144 250: 0.9623 500: 0.9169 1,000: 0.8726 2,500: 0.8186 | [5 empty] | 1991950000 Weidmüller | [11 empty] | board mount | [15 empty] | 100 | https://www.unikeyic.com/media/datasheet/f9/a5/b173/84/433fa9bdc7ba171da083cac030deaf53.pdf | https://www.unikeyic.com/products/din-rail-terminal-blocks/1991950000/34716191.html
1992220000 | Weidmüller | 100: 5.5574 300: 5.0488 500: 4.8701 1,000: 4.6741 | 6 Location 14-26 AWG |  |  |  |  | 1992220000 Weidmüller | [15 empty] | -60℃~130℃ |  |  | boxed | [8 empty] | 416 | https://www.unikeyic.com/media/datasheet/92/36/67dc/92/8885efa48ea07cecad00c58d4d250592.pdf | https://www.unikeyic.com/products/din-rail-terminal-blocks/1992220000/18666892.html
1992250000 | Weidmüller | 1: 13.455 10: 9.141 20: 7.6572 50: 7.0524 100: 6.642 200: 6.0804 500: 5.8644 1,000: 5.724 | [5 empty] | 1992250000 Weidmüller | [15 empty] | -60℃~130℃ |  |  | boxed | [8 empty] | 15 | https://www.unikeyic.com/media/datasheet/10/6d/586f/10/e9bb435ecd5971f005b3e3d20ea9f1ad.pdf | https://www.unikeyic.com/products/din-rail-terminal-blocks/1992250000/26232273.html
1992260000 | Weidmüller | 1: 3.0676 10: 2.7486 100: 2.6995 250: 2.6504 500: 2.6504 1,000: 2.6504 | Weidmüller DIN Rail Terminal Block, A Series, Double Layer, Beige, Push-In Termination, 13.5A |  |  |  |  | 1992260000 Weidmüller | [15 empty] | -60℃~130℃ |  |  | boxed | [8 empty] | 51 | https://www.unikeyic.com/media/datasheet/f9/a5/b173/19/50c5335b235ce98381e6d3c363bb2675.pdf | https://www.unikeyic.com/products/din-rail-terminal-blocks/1992260000/15101660.html
1SNA105001R2700 | ENTRELEC | 10: 3.5871 | Entrelec DIN Rail Terminal Block, SNA Series, Single Layer, Green, Screw Termination, 32A |  |  |  |  | 1SNA105001R2700 ENTRELEC | [15 empty] | -5℃~40℃ | [11 empty] | 510 | https://www.unikeyic.com/media/datasheet/7f/0f/dafd/7f/a146bfc57dfe2a98a1e38b1f57710ca8.pdf | https://www.unikeyic.com/products/din-rail-terminal-blocks/1sna105001r2700/7296526.html
1SNA105002R2000 | ENTRELEC | 10: 2.5551 | Entrelec Rail type terminal block, SNAseries, single layer, orange, screw termination, 32A |  |  |  |  | 1SNA105002R2000 ENTRELEC | [15 empty] | -5℃~40℃ | [11 empty] | 630 | https://www.unikeyic.com/media/datasheet/7f/0f/dafd/7f/a146bfc57dfe2a98a1e38b1f57710ca8.pdf | https://www.unikeyic.com/products/din-rail-terminal-blocks/1sna105002r2000/12697720.html
1SNA105031R1400 | ENTRELEC | 10: 4.429 | Entrelec Rail type terminal block, SNAseries, single layer, Black, screw termination, 32A |  |  |  |  | 1SNA105031R1400 ENTRELEC | [15 empty] | -5℃~40℃ | [11 empty] | 1910 | https://www.unikeyic.com/media/datasheet/7f/0f/dafd/7f/a146bfc57dfe2a98a1e38b1f57710ca8.pdf | https://www.unikeyic.com/products/din-rail-terminal-blocks/1sna105031r1400/32608977.html
1SNA105052R2100 | ENTRELEC | 10: 2.4224 | Entrelec DIN Rail Terminal Block, SNA Series, Single Layer, White, Screw, 24A |  |  |  |  | 1SNA105052R2100 ENTRELEC | [15 empty] | -5℃~40℃ | [11 empty] | 10 | https://www.unikeyic.com/media/datasheet/7f/0f/dafd/7f/a146bfc57dfe2a98a1e38b1f57710ca8.pdf | https://www.unikeyic.com/products/din-rail-terminal-blocks/1sna105052r2100/24785340.html
1SNA110368R1200 | ENTRELEC | 5: 8.0901 | Entrelec fuse terminal block, DRseries, grey, Screw-down terminations, 6.3A |  |  |  |  | 1SNA110368R1200 ENTRELEC | [15 empty] | -55℃~110℃ | [11 empty] | 65 | https://www.unikeyic.com/media/datasheet/d0/38/24eb/93/f526623d9cb59b1c0a41d26b2191ea24.pdf | https://www.unikeyic.com/products/din-rail-terminal-blocks/1sna110368r1200/2124116.html
1SNA111033R0300 | ENTRELEC | 5: 10.9527 | Entrelec Fuse Terminal Block, MB Series, Gray, Screw Termination, 10A | [20 empty] | -55℃~110℃ | [11 empty] | 720 | https://www.unikeyic.com/media/about_us/Unikey_ISO_9001_Certification.pdf | https://www.unikeyic.com/products/din-rail-terminal-blocks/1sna111033r0300/13091328.html
1SNA112086R0200 | ENTRELEC | 10: 1.7413 | Entrelec DIN Rail Terminal Block, SNA Series, Single Layer, Gray, Screw, 20A |  |  |  |  | 1SNA112086R0200 ENTRELEC | [15 empty] | -5℃~40℃ | [11 empty] | 1230 | https://www.unikeyic.com/media/datasheet/94/ab/e308/94/6af94d3981cd687bf41c44d26a8f43e9.pdf | https://www.unikeyic.com/products/din-rail-terminal-blocks/1sna112086r0200/27800360.html
1SNA115118R1100 | ENTRELEC | 10: 3.1368 | Entrelec DIN Rail Terminal Block, SNA Series, Single Layer, Gray, Screw Termination, 41A | [20 empty] | -5℃~40℃ | [11 empty] | 2210 | https://www.unikeyic.com/media/about_us/Unikey_ISO_9001_Certification.pdf | https://www.unikeyic.com/products/din-rail-terminal-blocks/1sna115118r1100/25831591.html
1SNA115120R1700 | TE Connectivity | 5: 0.6954 50: 0.6705 300: 0.6308 1,000: 0.5812 | [5 empty] | 1SNA115120R1700 TE Connectivity | [18 empty] | boxed | [8 empty] | 950 | https://www.unikeyic.com/media/datasheet/43/6b/cb1b/436bcb1bf0b2143ebda93c70859ef339.pdf | https://www.unikeyic.com/products/din-rail-terminal-blocks/1sna115120r1700/32649724.html
1SNA115140R2300 | ENTRELEC | 1: 15.1419 | Entrelec Rail type terminal block, SNAseries, single layer, grey, Bolt termination, 101A |  |  |  |  | 1SNA115140R2300 ENTRELEC | [15 empty] | -5℃~40℃ | [11 empty] | 839 | https://www.unikeyic.com/media/datasheet/10/0e/77fe/10/6328277b07918809cafcc44b4603213b.pdf | https://www.unikeyic.com/products/din-rail-terminal-blocks/1sna115140r2300/5023897.html
1SNA115271R2200 | ENTRELEC | 10: 5.1013 | Entrelec DIN Rail Terminal Block, SNA Series, Double, Gray, Screw, 32A |  |  |  |  | 1SNA115271R2200 ENTRELEC | [15 empty] | -5℃~40℃ | [11 empty] | 1790 | https://www.unikeyic.com/media/datasheet/11/ce/c50f/11/2e1001bd6876e159dcca1647ead438c5.pdf | https://www.unikeyic.com/products/din-rail-terminal-blocks/1sna115271r2200/28177648.html
1SNA115377R2400 | ENTRELEC | 5: 22.6723 | Entrelec fuse terminal block, Mseries, grey, Screw-down terminations, 10A | [20 empty] | -55℃~110℃ | [11 empty] | 25 | https://www.unikeyic.com/media/about_us/Unikey_ISO_9001_Certification.pdf | https://www.unikeyic.com/products/din-rail-terminal-blocks/1sna115377r2400/3277837.html
1SNA115486R0300 | TE Connectivity | 5: 0.3404 50: 0.3281 300: 0.3088 1,000: 0.2844 | MA2.5/5 Screw Clamp Terminal Blocks - Feed-Through - Grey | [21 empty] | Tray | 18841875 |  | * | [7 empty] | 34688 | https://www.unikeyic.com/media/datasheet/af/3d/f900/af3df900eb833babe6ba7f649668c6ec.pdf | https://www.unikeyic.com/products/din-rail-terminal-blocks/1sna115486r0300/31873210.html
1SNA116771R2000 | ENTRELEC | 10: 1.3075 | Entrelec End, FED Series for DIN Rail Terminal Block |  |  |  |  | 1SNA116771R2000 ENTRELEC | [27 empty] | 80 | https://www.unikeyic.com/media/datasheet/de/ad/431a/de/ec7ad5d733b935cc28e243ca933aa987.pdf | https://www.unikeyic.com/products/din-rail-terminal-blocks/1sna116771r2000/9433353.html
1SNA117628R2200 | ENTRELEC | 5: 1.3726 | Entrelec Terminal End, FEM Series, For Terminal Block | [32 empty] | 985 | https://www.unikeyic.com/media/about_us/Unikey_ISO_9001_Certification.pdf | https://www.unikeyic.com/products/din-rail-terminal-blocks/1sna117628r2200/1462083.html
1SNA118499R2300 | ENTRELEC | 5: 2.564 | Entrelec End Cap, FEM Series, For DIN Rail Terminal Block |  |  |  |  | 1SNA118499R2300 ENTRELEC | [27 empty] | 910 | https://www.unikeyic.com/media/datasheet/c9/10/e7e7/c9/f1839c007851ce29d7a45a98c184921f.pdf | https://www.unikeyic.com/products/din-rail-terminal-blocks/1sna118499r2300/361186.html
1SNA125120R1100 | ENTRELEC | 10: 5.0388 | Entrelec Rail type terminal block, SNAseries, single layer, Blue, screw termination, 57A |  |  |  |  | 1SNA125120R1100 ENTRELEC | [15 empty] | -5℃~40℃ | [11 empty] | 150 | https://www.unikeyic.com/media/datasheet/71/21/fb5d/71/97537410d5aa5678c67894ccc80a16b7.pdf | https://www.unikeyic.com/products/din-rail-terminal-blocks/1sna125120r1100/24936133.html
1SNA163409R0600 | ENTRELEC | 1: 7.539 | Entrelec Housing, Transparent Cover, CPP Series, For DIN Rail Terminal Block |  |  |  |  | 1SNA163409R0600 ENTRELEC | [27 empty] | 115 | https://www.unikeyic.com/media/datasheet/cd/f4/d04c/cd/2df40b8842a225b88f1a57d088566c30.pdf | https://www.unikeyic.com/products/din-rail-terminal-blocks/1sna163409r0600/5603076.html
1SNA165114R1700 | TE Connectivity | 5: 1.3245 50: 1.2772 300: 1.2015 1,000: 1.1069 | M4 8.SF2 Screw Clamp Terminal Block - For 5x20 & 5x25 Fuses - Orange | [15 empty] | Vendor Undefined | [5 empty] | Box | 14702729 |  | * | [7 empty] | 6668 | https://www.unikeyic.com/media/datasheet/d8/0f/99dc/d80f99dc0623e95a207ffc9154ce6a73.pdf | https://www.unikeyic.com/products/din-rail-terminal-blocks/1sna165114r1700/1855803.html
1SNA165115R1000 | ENTRELEC | 1: 10.8812 | Entrelec Grounding Terminal Block, SNA Series, Single Layer, Green/Yellow, Screw Termination, 55A |  |  |  |  | 1SNA165115R1000 ENTRELEC | [15 empty] | -5℃~40℃ | [11 empty] | 135 | https://www.unikeyic.com/media/datasheet/50/6f/f8c2/50/a6d76f970c53be749f5547f1a1a1cffc.pdf | https://www.unikeyic.com/products/din-rail-terminal-blocks/1sna165115r1000/28401080.html
1SNA165130R2300 | ENTRELEC | 1: 16.6599 | Entrelec Grounding Terminal Block, SNA Series, Single Layer, Green/Yellow, Screw Termination, 85A |  |  |  |  | 1SNA165130R2300 ENTRELEC | [15 empty] | -5℃~40℃ | [11 empty] | 60 | https://www.unikeyic.com/media/datasheet/50/6f/f8c2/50/a6d76f970c53be749f5547f1a1a1cffc.pdf | https://www.unikeyic.com/products/din-rail-terminal-blocks/1sna165130r2300/1561375.html
1SNA168516R2500 | ENTRELEC | 10: 1.9313 | Entrelec Jumper strip, BJMseries | [32 empty] | 400 | https://www.unikeyic.com/media/about_us/Unikey_ISO_9001_Certification.pdf | https://www.unikeyic.com/products/din-rail-terminal-blocks/1sna168516r2500/33318985.html
1SNA168520R0500 | ENTRELEC | 10: 2.4135 | Entrelec Jumper strip, BJMseries | [32 empty] | 40 | https://www.unikeyic.com/media/about_us/Unikey_ISO_9001_Certification.pdf | https://www.unikeyic.com/products/din-rail-terminal-blocks/1sna168520r0500/22788.html
1SNA176230R0200 | ENTRELEC | 5: 12.0089 | Entrelec Jumper strip, BJMseries, used forDIN Rail terminal block |  |  |  |  | 1SNA176230R0200 ENTRELEC | [27 empty] | 340 | https://www.unikeyic.com/media/datasheet/ce/c1/cf8e/ce/ef6391abda70a447f4846bef46eb579a.pdf | https://www.unikeyic.com/products/din-rail-terminal-blocks/1sna176230r0200/24065466.html
1SNA179892R2200 | ENTRELEC | 1: 209.0213 | Entrelec Junction box, 11road, 160A , 10 → 2 AWG, 14 → 6, 6 → 0 AWGWire specification | [12 empty] | 160.5mm*91mm*59.5mm | [19 empty] | 4 | https://www.unikeyic.com/media/about_us/Unikey_ISO_9001_Certification.pdf | https://www.unikeyic.com/products/din-rail-terminal-blocks/1sna179892r2200/15084292.html
1SNA187312R1400 | ENTRELEC | 1: 10.2051 | Entrelec Transparent Cover, CPM Series, For SCF | [32 empty] | 788 | https://www.unikeyic.com/media/about_us/Unikey_ISO_9001_Certification.pdf | https://www.unikeyic.com/products/din-rail-terminal-blocks/1sna187312r1400/14792187.html
1SNA199051R2600 | ENTRELEC | 10: 2.6304 | Entrelec Rail type terminal block, SNAseries, single layer, grey, Screw-down terminations, 17.5A |  |  |  |  | 1SNA199051R2600 ENTRELEC | [15 empty] | -5℃~40℃ | [11 empty] | 40 | https://www.unikeyic.com/media/datasheet/fc/78/e23f/fc/789f97767a697be5108e08f8a6177422.pdf | https://www.unikeyic.com/products/din-rail-terminal-blocks/1sna199051r2600/17153694.html
1SNA199208R1100 | ENTRELEC | 5: 9.2458 | Entrelec Fuse Terminal Block, D Series, Gray, Screw Termination, 6.3A | [20 empty] | -55℃~110℃ | [11 empty] | 65 | https://www.unikeyic.com/media/about_us/Unikey_ISO_9001_Certification.pdf | https://www.unikeyic.com/products/din-rail-terminal-blocks/1sna199208r1100/26569996.html
1SNA199420R2100 | ENTRELEC | 5: 1.5333 | Entrelec terminal piece, BADRLseries, used forDIN Rail terminal block |  |  |  |  | 1SNA199420R2100 ENTRELEC | [27 empty] | 805 | https://www.unikeyic.com/media/datasheet/d0/38/24eb/73/87972b94e7c9559b1ed42fbecf4eacc1.pdf | https://www.unikeyic.com/products/din-rail-terminal-blocks/1sna199420r2100/25359124.html
1SNA199635R2400 | ENTRELEC | 10: 1.7043 | Entrelec end, FEM13Useries, for terminal blocks |  |  |  |  | 1SNA199635R2400 ENTRELEC | [27 empty] | 240 | https://www.unikeyic.com/media/datasheet/a4/4c/0c13/a4/8756b182f2ecd4890807d5d51a2076af.pdf | https://www.unikeyic.com/products/din-rail-terminal-blocks/1sna199635r2400/7352059.html
1SNA216110R2200 | TE Connectivity | 1: 17.1235 10: 11.2752 25: 10.8216 50: 9.072 250: 8.7264 500: 8.5212 1,000: 8.4024 | [24 empty] | boxed | [8 empty] | 25 | https://www.unikeyic.com/media/about_us/Unikey_ISO_9001_Certification.pdf | https://www.unikeyic.com/products/din-rail-terminal-blocks/1sna216110r2200/11842499.html
1SNA232031R1200 | ENTRELEC | 5: 8.9695 | Entrelec Marker Card, RC Series |  |  |  |  | 1SNA232031R1200 ENTRELEC | [27 empty] | 15 | https://www.unikeyic.com/media/datasheet/bc/32/cb86/bc/0b5751cccb5894268c5b349090d2aa19.pdf | https://www.unikeyic.com/products/din-rail-terminal-blocks/1sna232031r1200/21357340.html
1SNA233000R0100 | ENTRELEC | 5: 9.0851 | Entrelec Marker Card, RC Series | [32 empty] | 315 | https://www.unikeyic.com/media/about_us/Unikey_ISO_9001_Certification.pdf | https://www.unikeyic.com/products/din-rail-terminal-blocks/1sna233000r0100/5963168.html
1SNA290203R1300 | ENTRELEC | 10: 1.9122 | Entrelec DIN Rail Terminal Block, SNA Series, Single Layer, Blue, Spring Clamp, 24A |  |  |  |  | 1SNA290203R1300 ENTRELEC | [15 empty] | -5℃~40℃ | [11 empty] | 70 | https://www.unikeyic.com/media/datasheet/d0/38/24eb/a4/8b6138615f454d24864e7a718d992069.pdf | https://www.unikeyic.com/products/din-rail-terminal-blocks/1sna290203r1300/2553883.html
1SNA290213R0400 | ENTRELEC | 10: 2.5449 | Entrelec DIN Rail Terminal Block, SNA Series, Single Layer, Blue, Spring Clamp, 24A |  |  |  |  | 1SNA290213R0400 ENTRELEC | [15 empty] | -5℃~40℃ | [11 empty] | 80 | https://www.unikeyic.com/media/datasheet/de/cc/8b4b/de/e4efb1d1b4493dab69182af50f463c2e.pdf | https://www.unikeyic.com/products/din-rail-terminal-blocks/1sna290213r0400/26893057.html
1SNA291301R0200 | ENTRELEC | 10: 35.5799 | Entrelec End, FED Series for DIN Rail Terminal Block |  |  |  |  | 1SNA291301R0200 ENTRELEC | [27 empty] | 980 | https://www.unikeyic.com/media/datasheet/de/cc/8b4b/de/e4efb1d1b4493dab69182af50f463c2e.pdf | https://www.unikeyic.com/products/din-rail-terminal-blocks/1sna291301r0200/1877343.html
1SNA291323R2700 | ENTRELEC | 5: 2.6426 | Entrelec Jumper strip, , 0291series, used forDS 2.5 Series micro block |  |  |  |  | 1SNA291323R2700 ENTRELEC | [27 empty] | 30 | https://www.unikeyic.com/media/datasheet/de/cc/8b4b/de/e4efb1d1b4493dab69182af50f463c2e.pdf | https://www.unikeyic.com/products/din-rail-terminal-blocks/1sna291323r2700/25111730.html
1SNA400239R1500 | ENTRELEC | 1: 3.0615 | Entrelec standardDINRail type terminal block, SNAseries, single layer, Black, screw termination, 41A | [20 empty] | -5℃~40℃ | [11 empty] | 74 | https://www.unikeyic.com/media/about_us/Unikey_ISO_9001_Certification.pdf | https://www.unikeyic.com/products/din-rail-terminal-blocks/1sna400239r1500/21278344.html
1SNK140021R0000 | ENTRELEC | 5: 12.56 | Entrelec Marker Card, MC512PA Series | [32 empty] | 10 | https://www.unikeyic.com/media/about_us/Unikey_ISO_9001_Certification.pdf | https://www.unikeyic.com/products/din-rail-terminal-blocks/1snk140021r0000/29050841.html
1SNK505020R0000 | ENTRELEC | 10: 1.7515 | Entrelec Through-Terminal Block, ZS4 Series, Double Layer, Blue, Screw Termination, 32A |  |  |  |  | 1SNK505020R0000 ENTRELEC | [15 empty] | -55℃~110℃ | [11 empty] | 870 | https://www.unikeyic.com/media/datasheet/d0/38/24eb/57/b20a843d7fec13143b3415cdb5e87665.pdf | https://www.unikeyic.com/products/din-rail-terminal-blocks/1snk505020r0000/11698135.html
1SNK505030R0000 | ENTRELEC | 10: 1.4287 | Entrelec Straight Terminal Block, ZS4 Series, Single Level, Orange, Screw Termination, 32A | [20 empty] | -5℃~40℃ | [11 empty] | 120 | https://www.unikeyic.com/media/about_us/Unikey_ISO_9001_Certification.pdf | https://www.unikeyic.com/products/din-rail-terminal-blocks/1snk505030r0000/28662812.html
1SNK505150R0000 | TE Connectivity | 5: 1.4441 50: 1.3925 300: 1.31 1,000: 1.2068 | Conn Terminal Block 2 POS Screw Box | 1SNK | Green, Yellow |  |  |  | - | - |  | - |  |  |  |  | Polyamide (PA), Nylon | UL94 V-0 | 1 (Unlimited) |  |  | 1 | 2 |  | Box |  |  | SNK, ZS | 10.5mm | 5.2mm | Screw | - | - | 12-24 AWG | 0.2-4mm² | 12 | https://www.unikeyic.com/media/datasheet/36/d6/707a/36d6707aa6b45bfbc27974785473cb60.pdf | https://www.unikeyic.com/products/din-rail-terminal-blocks/1snk505150r0000/3118300.html
1SNK505212R0000 | ENTRELEC | 10: 6.9178 | Entrelec Standard DIN Rail Terminal Block, SNK Series, 3-Term, Gray, Screw Term, 32A |  |  |  |  | 1SNK505212R0000 ENTRELEC | [15 empty] | -5℃~40℃ | [11 empty] | 320 | https://www.unikeyic.com/media/datasheet/28/c8/9184/28/7abcf9b8037f6859b50b5aa15bf4a07c.pdf | https://www.unikeyic.com/products/din-rail-terminal-blocks/1snk505212r0000/29454816.html
1SNK505212R0000 | TE Connectivity | 1: 11.6702 10: 8.2818 | AUT SNK SCREW | 1SNK | Gray | 32 A | 20 A |  | - | - |  | - |  |  |  |  | Polyamide (PA), Nylon | UL94 V-0 | 1 (Unlimited) |  |  | 3 | 6 |  | Box | 10061622 |  | SNK, ZS | 10.5mm | 5.2mm | Screw | 800V | 300V | 12-24 AWG | 0.2-4mm² | 23 | https://www.unikeyic.com/media/datasheet/cd/cf/3b75/cdcf3b757642e1d5b65bce56ec45ca1b.pdf | https://www.unikeyic.com/products/din-rail-terminal-blocks/1snk505212r0000/20436821.html
1SNK505215R0000 | TE Connectivity | 15: 7.48 250: 7.48 500: 6.611 1,000: 6.028 2,500: 5.456 5,000: 4.95 | Terminal Block Connector 4 Position Feed Through Gray 12-24 AWG | 1SNK | Gray | 29 A | 20 A |  | - | Diode |  | - |  |  |  |  | Polyamide (PA), Nylon | UL94 V-0 | 1 (Unlimited) |  |  | 2; Connected | 4 |  | Box | 10061677 |  | SNK, ZS | 10mm | 5.2mm | Screw | 800V | 300V | 12-24 AWG | 0.2-4mm² | 24 | https://www.unikeyic.com/media/about_us/Unikey_ISO_9001_Certification.pdf | https://www.unikeyic.com/products/din-rail-terminal-blocks/1snk505215r0000/19657181.html
1SNK505230R0000 | TE Connectivity | 50: 2.2263 |  | 1SNK | Orange | 29 A | 20 A |  | - | - |  | - |  |  |  |  | Polyamide (PA), Nylon | UL94 V-0 | 1 (Unlimited) |  |  | 2 | 4 |  | Box | 10061669 |  | SNK, ZS | 10mm | 5.2mm | Screw | 800V | 300V | 12-24 AWG | 0.2-4mm² | 5000 | https://www.unikeyic.com/media/about_us/Unikey_ISO_9001_Certification.pdf | https://www.unikeyic.com/products/din-rail-terminal-blocks/1snk505230r0000/9803238.html
1SNK505310R0000 | TE Connectivity | 50: 2.915 1,000: 2.662 2,500: 2.398 5,000: 2.178 | Terminal Block Connector 2 Position Disconnect Gray 10-24 AWG | 1SNK | Gray | 25 A | 25 A |  | Switch, Knife | - |  | - |  |  |  |  | Polyamide (PA), Nylon | UL94 V-0 | 1 (Unlimited) |  |  | 1 | 2 |  | Box |  |  | SNK, ZS | 10.5mm | 5.2mm | Screw | 400V | 150V | 10-24 AWG | 0.2-4mm² | 50 | https://www.unikeyic.com/media/datasheet/35/ca/cb06/35cacb064fd777d1fe0740acd3a6ddda.pdf | https://www.unikeyic.com/products/din-rail-terminal-blocks/1snk505310r0000/29230543.html
1SNK505315R0000 | TE Connectivity | 50: 6.6082 |  | 1SNK | Gray | 25 A | 27 A |  | Switch, Knife | - |  | - |  |  |  |  | Polyamide (PA), Nylon | UL94 V-0 | 1 (Unlimited) |  |  | 2 | 4 |  | Box |  |  | SNK, ZS | 10.5mm | 5.2mm | Screw | 630V | 300V | 10-24 AWG | 0.2-4mm² | 5000 | https://www.unikeyic.com/media/datasheet/de/6d/8f23/de6d8f233cf1ddb7bf36b0fb993c3707.pdf | https://www.unikeyic.com/products/din-rail-terminal-blocks/1snk505315r0000/28612753.html
1SNK505321R0000 | TE Connectivity | 1: 10.0167 10: 7.1028 25: 6.2666 50: 5.7574 100: 5.3435 250: 4.9203 500: 4.6773 1,000: 4.4873 | 2 Location 10-24AWG | 1SNK | Blue | 25 A | 25 A |  | Switch, Knife | - |  | - |  |  |  |  | Polyamide (PA), Nylon | UL94 V-0 | 1 (Unlimited) |  |  | 1 | 2 |  | Box |  |  | SNK, ZS | 10.5mm | 5.2mm | Screw | 400V | 150V | 10-24 AWG | 0.2-4mm² | 45 | https://www.unikeyic.com/media/datasheet/25/81/adf3/2581adf383558a909dbda2d5e9965d48.pdf | https://www.unikeyic.com/products/din-rail-terminal-blocks/1snk505321r0000/29084868.html
1SNK505330R0000 | TE Connectivity | 35: 3.223 50: 2.981 500: 2.717 1,000: 2.475 | Terminal Block Connector 2 Position Disconnect Orange 10-24 AWG | 1SNK | Orange | 25 A | 25 A |  | Switch, Knife | - |  | - |  |  |  |  | Polyamide (PA), Nylon | UL94 V-0 | 1 (Unlimited) |  |  | 1 | 2 |  | Box |  |  | SNK, ZS | 10.5mm | 5.2mm | Screw | 400V | 150V | 10-24 AWG | 0.2-4mm² | 1426 | https://www.unikeyic.com/media/datasheet/ed/cd/9768/edcd9768605608ec22b2bacb6edc4ac3.pdf | https://www.unikeyic.com/products/din-rail-terminal-blocks/1snk505330r0000/34320124.html
1SNK506011R0000 | ENTRELEC | 10: 3.9137 | Entrelec DIN Rail Terminal Block ZS6 Series 32A Screw Mount Gray |  |  |  |  | 1SNK506011R0000 ENTRELEC | [15 empty] | -5℃~40℃ | [11 empty] | 20 | https://www.unikeyic.com/media/datasheet/c6/82/ca02/c6/e52c290eb39342cdc41ad9c297f4e19d.pdf | https://www.unikeyic.com/products/din-rail-terminal-blocks/1snk506011r0000/2874694.html
1SNK506012R0000 | ENTRELEC | 10: 4.5107 | Entrelec DIN Rail Terminal Block ZS6 Series 32A Screw Mount Gray |  |  |  |  | 1SNK506012R0000 ENTRELEC | [15 empty] | -5℃~40℃ | [11 empty] | 220 | https://www.unikeyic.com/media/datasheet/ab/10/aea0/ab/c2e11f92ddcc7d2180b34322889c4cf8.pdf | https://www.unikeyic.com/products/din-rail-terminal-blocks/1snk506012r0000/14397057.html
1SNK506013R0000 | TE Connectivity | 50: 3.2688 |  | 1SNK | Gray | 32 A | 30 A |  | - | - |  | - |  |  |  |  | Polyamide (PA), Nylon | UL94 V-0 | 1 (Unlimited) |  |  | 1 | 2 |  | Box | 10061668 |  | SNK, ZS | 10.5mm | 6.0mm | Screw | 800V | 300V | 10-24 AWG | 0.2-4mm² | 5000 | https://www.unikeyic.com/media/about_us/Unikey_ISO_9001_Certification.pdf | https://www.unikeyic.com/products/din-rail-terminal-blocks/1snk506013r0000/13198519.html
1SNK506020R0000 | TE Connectivity | 150: 0.88 500: 0.803 | Terminal Block Connector, 2 Pos, Screw, DIN Rail, 30A, Box | 1SNK | Blue | 41 A | 30 A |  | - | - |  | - |  |  |  |  | Polyamide (PA), Nylon | UL94 V-0 | 1 (Unlimited) |  |  | 1 | 2 |  | Box | 10061620 |  | SNK, ZS | 10.5mm | 6.0mm | Screw | 1000V | 600V | 10-24 AWG | 0.2-6mm² | 649 | https://www.unikeyic.com/media/datasheet/7c/25/d96e/7c25d96ed3c7f5ac9b300cbc12c6d6ea.pdf | https://www.unikeyic.com/products/din-rail-terminal-blocks/1snk506020r0000/1407714.html
1SNK506021R0000 | ENTRELEC | 10: 3.8052 | Entrelec standardDINRail type terminal block, ZS6series, single layer, Blue, Screw-down terminations, 32A |  |  |  |  | 1SNK506021R0000 ENTRELEC | [15 empty] | -5℃~40℃ | [11 empty] | 40 | https://www.unikeyic.com/media/datasheet/29/b0/0a09/29/669401d3f39ea2e2eb620aaac9a0d58e.pdf | https://www.unikeyic.com/products/din-rail-terminal-blocks/1snk506021r0000/9881202.html
1SNK506022R0000 | ENTRELEC | 10: 7.215 | DIN Rail Terminal Block, ZS6 Series, Single Level, Blue, Screw Termination, 32A |  |  |  |  | 1SNK506022R0000 ENTRELEC | [15 empty] | -5℃~40℃ | [11 empty] | 120 | https://www.unikeyic.com/media/datasheet/71/03/3f3d/71/338da836cc699853421f40162e30e19a.pdf | https://www.unikeyic.com/products/din-rail-terminal-blocks/1snk506022r0000/21045916.html
1SNK506030R0000 | TE Connectivity | 99: 1.122 900: 1.122 1,800: 0.979 2,500: 0.891 5,000: 0.814 | Terminal Block Connector 2 Position Feed Through Orange 10-24 AWG | 1SNK5 | Orange | 41 A | 30 A |  | - | - |  | - |  |  |  |  | Polyamide (PA), Nylon | UL94 V-0 | 1 (Unlimited) |  |  | 1 | 2 |  | Box |  |  | SNK, ZS | 10.5mm | 6.0mm | Screw | 1000V | 600V | 10-24 AWG | 0.2-6mm² | 150 | https://www.unikeyic.com/media/datasheet/29/28/3847/2928384703f8f9ad000e3b58b411a33d.pdf | https://www.unikeyic.com/products/din-rail-terminal-blocks/1snk506030r0000/24893536.html
1SNK506030R0000 | ENTRELEC | 10: 1.5231 | Entrelec ZS6 Series Straight Terminal Block, Single Layer, Orange, Screw, 41A | [20 empty] | -5℃~40℃ | [11 empty] | 40 | https://www.unikeyic.com/media/about_us/Unikey_ISO_9001_Certification.pdf | https://www.unikeyic.com/products/din-rail-terminal-blocks/1snk506030r0000/1500320.html
1SNK506062R0000 | TE Connectivity | 1: 3.12 10: 1.8587 25: 1.6204 50: 1.4684 100: 1.3405 250: 1.2058 500: 1.1265 1,000: 1.0634 5,000: 0.9647 | Conn Feed-Through Terminal Block 2 POS Spring Clamp DIN Rail Box | 1SNK | Red | 41 A | 30 A |  | - | - |  | - |  |  |  |  | Polyamide (PA), Nylon | UL94 V-0 | 1 (Unlimited) |  |  | 1 | 2 |  | Box |  |  | SNK, ZS | 10.5mm | 6.0mm | Screw | 1000V | 600V | 10-24 AWG | 0.2-6mm² | 73 | https://www.unikeyic.com/media/datasheet/e3/fa/7cca/e3fa7cca0f66ea1afac3612466860dfc.pdf | https://www.unikeyic.com/products/din-rail-terminal-blocks/1snk506062r0000/10699143.html
1SNK506063R0000 | TE Connectivity | 1: 3.12 10: 1.8587 25: 1.6204 50: 1.4684 100: 1.3405 250: 1.2058 500: 1.1265 1,000: 1.0634 5,000: 0.9647 | Terminal Block 2 POS Screw DIN Rail 30A Box | 1SNK | Purple | 41 A | 30 A |  | - | - |  | - |  |  |  |  | Polyamide (PA), Nylon | UL94 V-0 | 1 (Unlimited) |  |  | 1 | 2 |  | Box | 10061678 |  | SNK, ZS | 10.5mm | 6.0mm | Screw | 1000V | 600V | 10-24 AWG | 0.2-6mm² | 39 | https://www.unikeyic.com/media/datasheet/c1/44/a38b/c144a38b5f866d0c2dd95820c418baec.pdf | https://www.unikeyic.com/products/din-rail-terminal-blocks/1snk506063r0000/24793284.html
1SNK506065R0000 | ENTRELEC | 10: 1.6035 | Entrelec Straight Terminal Block ZS6 Series Single Layer White Screw 41A | [20 empty] | -5℃~40℃ | [11 empty] | 50 | https://www.unikeyic.com/media/about_us/Unikey_ISO_9001_Certification.pdf | https://www.unikeyic.com/products/din-rail-terminal-blocks/1snk506065r0000/4960572.html
1SNK506066R0000 | TE Connectivity | 1: 3.1215 10: 1.8597 25: 1.6213 50: 1.4692 100: 1.3412 250: 1.2064 500: 1.1271 1,000: 1.064 5,000: 0.9652 | Conn Feed-Through Terminal Block 2 POS Spring Clamp DIN Rail 41A Box | 1SNK | Black | 41 A | 30 A |  | - | - |  | - |  |  |  |  | Polyamide (PA), Nylon | UL94 V-0 | 1 (Unlimited) |  |  | 1 | 2 |  | Box | 10061635 |  | SNK, ZS | 10.5mm | 6.0mm | Screw | 1000V | 600V | 10-24 AWG | 0.2-6mm² | 251 | https://www.unikeyic.com/media/datasheet/ea/a1/23f4/eaa123f4a1db68d00e407683c372a618.pdf | https://www.unikeyic.com/products/din-rail-terminal-blocks/1snk506066r0000/30793181.html
1SNK506067R0000 | TE Connectivity | 50: 2.442 500: 2.222 1,000: 2.024 2,500: 1.826 5,000: 1.661 | Terminal Block Connector 3 Position Feed Through Yellow 10-24 AWG | 1SNK | Yellow | 32 A | 30 A |  | - | - |  | - |  |  |  |  | Polyamide (PA), Nylon | UL94 V-0 | 1 (Unlimited) |  |  | 1 | 3 |  | Box | 10061690 |  | SNK, ZS | 10.5mm | 6.0mm | Screw | 800V | 600V | 10-24 AWG | 0.2-6mm² | 50 | https://www.unikeyic.com/media/datasheet/9c/02/9d4a/9c029d4a49c6d421b250cd4a5b7f0279.pdf | https://www.unikeyic.com/products/din-rail-terminal-blocks/1snk506067r0000/7746169.html
1SNK506068R0000 | TE Connectivity | 50: 2.7388 |  | 1SNK5 | Yellow | 32 A | 30 A |  | - | - |  | - |  |  |  |  | Polyamide (PA), Nylon | UL94 V-0 | 1 (Unlimited) |  |  | 1 | 4 |  | Box |  |  | SNK, ZS | 10.5mm | 6.0mm | Screw | 800V | 600V | 10-24 AWG | 0.2-6mm² | 5000 | https://www.unikeyic.com/media/datasheet/9b/6d/d670/9b6dd67005f57d72b372d6a2290c324b.pdf | https://www.unikeyic.com/products/din-rail-terminal-blocks/1snk506068r0000/137955.html
1SNK506153R0000 | TE Connectivity | 10: 11.308 130: 11.308 250: 9.977 400: 9.108 1,000: 8.239 2,000: 7.48 | Terminal Block Connector 2 Position Ground Earth Green Yellow 10-24 AWG | 1SNK5 | Green, Yellow |  |  |  | - | - |  | - |  |  |  |  | Polyamide (PA), Nylon | UL94 V-0 | 1 (Unlimited) |  |  | 1 | 2 |  | Box |  |  | SNK, ZS | 10.5mm | 6.0mm | Screw | - | - | 10-24 AWG | 0.2-4mm² | 25 | https://www.unikeyic.com/media/datasheet/d5/87/359a/d587359a595016e576ab7eba8ee00c2d.pdf | https://www.unikeyic.com/products/din-rail-terminal-blocks/1snk506153r0000/9273885.html
1SNK506211R0000 | TE Connectivity | 5: 3.749 50: 3.6151 300: 3.401 1,000: 3.1332 |  | 1SNK | Gray | 40 A | 30 A |  | - | - |  | - |  |  |  |  | Polyamide (PA), Nylon | UL94 V-0 | 1 (Unlimited) |  |  | 2; Connected | 4 |  | Box |  |  | SNK, ZS | 10mm | 6.0mm | Screw | 800V | 300V | 10-24 AWG | 0.2-6mm² | 964 | https://www.unikeyic.com/media/about_us/Unikey_ISO_9001_Certification.pdf | https://www.unikeyic.com/products/din-rail-terminal-blocks/1snk506211r0000/10435465.html
1SNK506212R0000 | TE Connectivity | 10: 11.132 30: 9.724 50: 9.042 500: 8.228 1,000: 7.491 2,500: 6.776 5,000: 6.171 | Terminal Block Connector 4 Position Feed Through Gray 10-24 AWG | 1SNK | Gray | 41 A | 30 A |  | - | - |  | - |  |  |  |  | Polyamide (PA), Nylon | UL94 V-0 | 1 (Unlimited) |  |  | 2; 1 Grounded | 4 |  | Box | 10061681 |  | SNK, ZS | 10mm | 6.0mm | Screw | 800V | 300V | 10-24 AWG | 0.2-6mm² | 24 | https://www.unikeyic.com/media/datasheet/65/f9/73a8/65f973a8d815872ceaa645ec3cf3e7e7.pdf | https://www.unikeyic.com/products/din-rail-terminal-blocks/1snk506212r0000/30340962.html
1SNK506213R0000 | TE Connectivity | 25: 5.7425 |  | 1SNK | Gray | 32 A | 30 A |  | - | - |  | - |  |  |  |  | Polyamide (PA), Nylon | UL94 V-0 | 1 (Unlimited) |  |  | 3 | 6 |  | Box | 14775379 |  | SNK, ZS | 10.5mm | 6.0mm | Screw | 800V | 300V | 10-24 AWG | 0.2-4mm² | 2500 | https://www.unikeyic.com/media/datasheet/5b/36/77b0/5b3677b0ee73fefe621506e2eced40c3.pdf | https://www.unikeyic.com/products/din-rail-terminal-blocks/1snk506213r0000/27018013.html
1SNK506220R0000 | TE Connectivity | 50: 2.509 | Conn Terminal Block 4 POS Box | 1SNK5 | Blue | 40 A | 30 A |  | - | - |  | - |  |  |  |  | Polyamide (PA), Nylon | UL94 V-0 | 1 (Unlimited) |  |  | 2 | 4 |  | Box |  |  | SNK, ZS | 10mm | 6.0mm | Screw | 800V | 300V | 10-24 AWG | 0.2-6mm² | 5000 | https://www.unikeyic.com/media/about_us/Unikey_ISO_9001_Certification.pdf | https://www.unikeyic.com/products/din-rail-terminal-blocks/1snk506220r0000/34674568.html
1SNK506265R0000 | TE Connectivity | 1: 7.9812 10: 5.6603 25: 4.9805 50: 4.5634 100: 4.2228 250: 3.873 500: 3.6714 1,000: 3.5135 | 4 Location white 10-24AWG | 1SNK | White | 40 A | 30 A |  | - | - |  | - |  |  |  |  | Polyamide (PA), Nylon | UL94 V-0 | 1 (Unlimited) |  |  | 2 | 4 |  | Box | 10061700 |  | SNK, ZS | 10mm | 6.0mm | Screw | 800V | 300V | 10-24 AWG | 0.2-6mm² | 70 | https://www.unikeyic.com/media/datasheet/2c/f8/ab83/2cf8ab8375cab0e7f209a22f53e862e0.pdf | https://www.unikeyic.com/products/din-rail-terminal-blocks/1snk506265r0000/33961551.html
1SNK506266R0000 | TE Connectivity | 1: 7.9812 10: 5.6603 25: 4.9805 | AUT SNK SCREW | 1SNK | Black | 40 A | 30 A |  | - | - |  | - |  |  |  |  | Polyamide (PA), Nylon | UL94 V-0 | 1 (Unlimited) |  |  | 2 | 4 |  | Box | 10061698 |  | SNK, ZS | 10mm | 6.0mm | Screw | 800V | 300V | 10-24 AWG | 0.2-6mm² | 16 | https://www.unikeyic.com/media/about_us/Unikey_ISO_9001_Certification.pdf | https://www.unikeyic.com/products/din-rail-terminal-blocks/1snk506266r0000/25301100.html
1SNK506310R0000 | TE Connectivity | 50: 2.3853 |  | 1SNK | Gray | 26 A | 26 A |  | Switch, Knife | - |  | - |  |  |  |  | Polyamide (PA), Nylon | UL94 V-0 | 1 (Unlimited) |  |  | 1 | 2 |  | Box | 10061624 |  | SNK, ZS | 10.5mm | 6.0mm | Screw | 400V | 150V | 10-24 AWG | 0.2-4mm² | 5000 | https://www.unikeyic.com/media/datasheet/07/2c/6b30/072c6b307a0e718f8c310487157fcd1c.pdf | https://www.unikeyic.com/products/din-rail-terminal-blocks/1snk506310r0000/31433627.html
1SNK506311R0000 | TE Connectivity | 25: 5.093 50: 4.719 | Terminal Block Connector 2 Position Disconnect Gray 10-24 AWG | 1SNK | Gray | 26 A | 26 A |  | Switch, Knife | - |  | - |  |  |  |  | Polyamide (PA), Nylon | UL94 V-0 | 1 (Unlimited) |  |  | 1 | 2 |  | Box |  |  | SNK, ZS | 10.5mm | 6.0mm | Screw | 400V | 150V | 10-24 AWG | 0.2-4mm² | 350 | https://www.unikeyic.com/media/about_us/Unikey_ISO_9001_Certification.pdf | https://www.unikeyic.com/products/din-rail-terminal-blocks/1snk506311r0000/14411293.html
1SNK506312R0000 | TE Connectivity | 50: 4.3819 |  | 1SNK5 | Gray | 26 A | 26 A |  | Switch, Knife | - |  | - |  |  |  |  | Polyamide (PA), Nylon | UL94 V-0 | 1 (Unlimited) |  |  | 1 | 2 |  | Box |  |  | SNK, ZS | 10.5mm | 6.0mm | Screw | 400V | 150V | 10-24 AWG | 0.2-4mm² | 5000 | https://www.unikeyic.com/media/datasheet/7d/f6/5cc1/7df65cc1476462ffbdc359e57ac549e5.pdf | https://www.unikeyic.com/products/din-rail-terminal-blocks/1snk506312r0000/5597378.html
1SNK506313R0000 | TE Connectivity | 30: 4.312 50: 3.993 500: 3.63 1,000: 3.311 | Screw Clamp Terminal Block-Disconnect with Plug-Grey | 1SNK5 | Gray | 18 A | 20 A |  | Component, Removable Plug | - |  | - |  |  |  |  | Polyamide (PA), Nylon | UL94 V-0 | 1 (Unlimited) |  |  | 1 | 2 |  | Box | 10061682 |  | SNK, ZS | 10.5mm | 6.0mm | Screw | 400V | 150V | 10-24 AWG | 0.2-4mm² | 1450 | https://www.unikeyic.com/media/datasheet/c9/06/d2bf/c906d2bf50f8b4887a0bd8e9bcdce20d.pdf | https://www.unikeyic.com/products/din-rail-terminal-blocks/1snk506313r0000/21659226.html
1SNK506314R0000 | TE Connectivity | 50: 4.6117 | ZS4-SP-T2-R1 Screw Clamp Terminal Blocks | 1SNK | Gray | 18 A | 20 A |  | Component, Removable Plug | - |  | - |  |  |  |  | Polyamide (PA), Nylon | UL94 V-0 | 1 (Unlimited) |  |  | 1 | 2 |  | Box |  |  | SNK, ZS | 10.5mm | 6.0mm | Screw | 400V | 150V | 10-24 AWG | 0.2-4mm² | 5000 | https://www.unikeyic.com/media/datasheet/ea/bc/d90c/eabcd90c89f8eec5254d30fd47a49db2.pdf | https://www.unikeyic.com/products/din-rail-terminal-blocks/1snk506314r0000/24611437.html
1SNK506315R0000 | TE Connectivity | 27: 4.103 250: 4.103 500: 3.63 1,000: 3.3 2,500: 2.992 5,000: 2.717 | Terminal Block Connector 2 Position Disconnect Gray 10-24 AWG | 1SNK | Gray | 25 A | 25 A |  | Switch, Knife | - |  | - |  |  |  |  | Polyamide (PA), Nylon | UL94 V-0 | 1 (Unlimited) |  |  | 1 | 2 |  | Box |  |  | SNK, ZS | 10.5mm | 6.0mm | Screw | 500V | 300V | 10-24 AWG | 0.2-6mm² | 32 | https://www.unikeyic.com/media/datasheet/88/47/8554/88478554b94c67ff196604fbab2bde6c.pdf | https://www.unikeyic.com/products/din-rail-terminal-blocks/1snk506315r0000/9438756.html
1SNK506320R0000 | TE Connectivity | 30: 4.125 70: 4.048 150: 3.982 | ZS4-S-R1 SCREW CLAMP TERMINAL BLOCKS | 1SNK | Blue | 26 A | 26 A |  | Switch, Knife | - |  | - |  |  |  |  | Polyamide (PA), Nylon | UL94 V-0 | 1 (Unlimited) |  |  | 1 | 2 |  | Box | 10061692 |  | SNK, ZS | 10.5mm | 6.0mm | Screw | 400V | 150V | 10-24 AWG | 0.2-4mm² | 250 | https://www.unikeyic.com/media/datasheet/b0/f8/a71a/b0f8a71a06acf68de5aa5b687e750720.pdf | https://www.unikeyic.com/products/din-rail-terminal-blocks/1snk506320r0000/1161329.html
1SNK506322R0000 | TE Connectivity | 1: 9.6336 10: 6.8342 25: 6.0268 50: 5.5346 100: 5.134 250: 4.7244 500: 4.4889 1,000: 4.3048 | 2 Location 10-24AWG | 1SNK | Blue | 25 A | 25 A |  | Switch, Knife | - |  | - |  |  |  |  | Polyamide (PA), Nylon | UL94 V-0 | 1 (Unlimited) |  |  | 1 | 2 |  | Box |  |  | SNK, ZS | 10.5mm | 6.0mm | Screw | 500V | 300V | 10-24 AWG | 0.2-6mm² | 23 | https://www.unikeyic.com/media/datasheet/50/1d/8051/501d80513c85f608a960509bee3f616b.pdf | https://www.unikeyic.com/products/din-rail-terminal-blocks/1snk506322r0000/4654865.html
1SNK506410R0000 | TE Connectivity | 1: 10.8864 10: 7.7231 25: 6.8213 50: 6.2737 100: 5.829 250: 5.3752 500: 5.1149 1,000: 4.9116 | Terminal Block Connector 2 POS Screw 10A Box | 1SNK | Gray | 6.3 A | 10 A |  | Fuse | - |  | 5mm x 20mm |  |  |  |  | Polyamide (PA), Nylon | UL94 V-0 | 1 (Unlimited) |  |  | 1 | 2 |  | Box |  |  | SNK, ZS | 10.5mm | 6.0mm | Screw | 500V | 150V | 10-24 AWG | 0.2-4mm² | 24 | https://www.unikeyic.com/media/datasheet/bf/a2/05a3/bfa205a33d4611d7184c4854ec0db4b9.pdf | https://www.unikeyic.com/products/din-rail-terminal-blocks/1snk506410r0000/8421445.html
1SNK506411R0000 | TE Connectivity | 20: 5.555 50: 5.148 | Terminal Block Connector 2 Position Disconnect Gray 10-24 AWG | 1SNK | Gray | 6.3 A | 10 A |  | Fuse | - |  | 5mm x 20mm |  |  |  |  | Polyamide (PA), Nylon | UL94 V-0 | 1 (Unlimited) |  |  | 1 | 2 |  | Box | 10061665 |  | SNK, ZS | 10.5mm | 6.0mm | Screw | 500V | 150V | 10-24 AWG | 0.2-4mm² | 200 | https://www.unikeyic.com/media/datasheet/e1/7a/31a4/e17a31a47a479a96d099eed983c7e6e7.pdf | https://www.unikeyic.com/products/din-rail-terminal-blocks/1snk506411r0000/29861966.html
1SNK506413R0000 | TE Connectivity | 5: 26.928 11: 26.422 21: 25.927 41: 25.432 50: 24.926 | Terminal Block Connector 2 Position Disconnect Gray 10-24 AWG | 1SNK | Gray | 6.3 A | 10 A |  | Fuse | LED Indicator |  | 5mm x 20mm |  |  |  |  | Polyamide (PA), Nylon | UL94 V-0 | 1 (Unlimited) |  |  | 1 | 2 |  | Box | 10061659 |  | SNK, ZS | 10.5mm | 6.0mm | Screw | 500V | 150V | 10-24 AWG | 0.2-4mm² | 214 | https://www.unikeyic.com/media/datasheet/86/98/e2fb/8698e2fb89dd07d3357ad630b5840884.pdf | https://www.unikeyic.com/products/din-rail-terminal-blocks/1snk506413r0000/2555058.html
1SNK506414R0000 | TE Connectivity | 50: 5.1948 |  | 1SNK | Gray, Orange | 18 A | 13 A |  | Switch, Lever | - |  | - |  |  |  |  | Polyamide (PA), Nylon | UL94 V-0 | 1 (Unlimited) |  |  | 1 | 2 |  | Box | 10061663 |  | SNK, ZS | 10.5mm | 6.0mm | Screw | 400V | 150V | 10-24 AWG | 0.2-4mm² | 5000 | https://www.unikeyic.com/media/datasheet/6e/31/7101/6e31710165ffbc8ec09e1b6d69b2d966.pdf | https://www.unikeyic.com/products/din-rail-terminal-blocks/1snk506414r0000/6266552.html
1SNK506416R0000 | TE Connectivity | 50: 10.7605 | Fuse Terminal Connector Screw RA Cable Mount 6.3A Box | 1SNK | Gray | 6.3 A | 10 A |  | Fuse | LED Indicator |  | 5mm x 20mm |  |  |  |  | Polyamide (PA), Nylon | UL94 V-0 | 1 (Unlimited) |  |  | 1 | 2 |  | Box |  |  | SNK, ZS | 10.5mm | 6.0mm | Screw | 500V | 150V | 10-24 AWG | 0.2-4mm² | 5000 | https://www.unikeyic.com/media/datasheet/35/f5/ce62/35f5ce62665e2d9a0a9c20d58d708848.pdf | https://www.unikeyic.com/products/din-rail-terminal-blocks/1snk506416r0000/34298935.html
1SNK508010R0000 | TE Connectivity | 5: 0.8535 50: 0.8231 300: 0.7743 1,000: 0.7134 | Conn Feed-Through Terminal Block 2 POS Screw DIN Rail 42A/Contact Box | 1SNK | Gray | 57 A | 42 A |  | - | - |  | - |  |  |  |  | Polyamide (PA), Nylon | UL94 V-0 | 1 (Unlimited) |  |  | 1 | 2 |  | Box | 10061786 |  | SNK, ZS | 12mm | 8.0mm | Screw | 1000V | 600V | 6-24 AWG | 0.5-10mm² | 175 | https://www.unikeyic.com/media/datasheet/11/82/9aeb/11829aeb72f4845cb867b26d602b0aea.pdf | https://www.unikeyic.com/products/din-rail-terminal-blocks/1snk508010r0000/23453900.html
1SNK508011R0000 | TE Connectivity | 25: 6.534 200: 5.94 400: 5.423 1,000: 4.895 2,000: 4.455 | Terminal Block Connector 2 Position Feed Through Gray 6-24 AWG | 1SNK | Gray | 57 A | 62 A |  | - | - |  | - |  |  |  |  | Polyamide (PA), Nylon | UL94 V-0 | 1 (Unlimited) |  |  | 1 | 2 |  | Box |  |  | SNK, ZS | 13mm | 8.0mm | Screw | 630V | 300V | 6-24 AWG | 0.5-10mm² | 2000 | https://www.unikeyic.com/media/datasheet/de/48/e7fb/de48e7fbc6ae2df9db1d92df6d8acdc3.pdf | https://www.unikeyic.com/products/din-rail-terminal-blocks/1snk508011r0000/27883785.html
1SNK508013R0000 | TE Connectivity | 30: 3.762 50: 3.058 500: 2.783 1,000: 2.541 2,500: 2.299 5,000: 2.09 | Terminal Block Connector 2 Position Feed Through Gray 10-24 AWG | 1SNK | Gray | 24 A | 26 A |  | - | - |  | - |  |  |  |  | Polyamide (PA), Nylon | UL94 V-0 | 1 (Unlimited) |  |  | 1 | 2 |  | Box | 10061691 |  | SNK, ZS | 11mm | 8.0mm | Screw | 800V | 300V | 10-24 AWG | 0.2-4mm² | 135 | https://www.unikeyic.com/media/datasheet/15/66/ff2e/1566ff2ea7d118f1b5fa94b2b393eca2.pdf | https://www.unikeyic.com/products/din-rail-terminal-blocks/1snk508013r0000/32432563.html
1SNK508030R0000 | TE Connectivity | 50: 1.4047 |  | 1SNK | Orange | 57 A | 42 A |  | - | - |  | - |  |  |  |  | Polyamide (PA), Nylon | UL94 V-0 | 1 (Unlimited) |  |  | 1 | 2 |  | Box | 10061812 |  | SNK, ZS | 12mm | 8.0mm | Screw | 1000V | 600V | 6-24 AWG | 0.5-10mm² | 5000 | https://www.unikeyic.com/media/datasheet/2b/1d/f3e3/2b1df3e35c41e1ec76cb7756a68065c5.pdf | https://www.unikeyic.com/products/din-rail-terminal-blocks/1snk508030r0000/21094691.html
1SNK508064R0000 | ENTRELEC | 10: 2.0232 | Entrelec ZS10 Series Straight Terminal Block, Double Layer, Brown, Screw Termination, 57A | [20 empty] | -55℃~110℃ | [11 empty] | 110 | https://www.unikeyic.com/media/about_us/Unikey_ISO_9001_Certification.pdf | https://www.unikeyic.com/products/din-rail-terminal-blocks/1snk508064r0000/31532428.html
1SNK508066R0000 | TE Connectivity | 150: 1.045 300: 1.023 550: 1.001 1,100: 0.979 1,300: 0.968 2,500: 0.869 5,000: 0.792 | Terminal Block Connector 2 Position Feed Through Black 6-24 AWG | 1SNK | Black | 57 A | 42 A |  | - | - |  | - |  |  |  |  | Polyamide (PA), Nylon | UL94 V-0 | 1 (Unlimited) |  |  | 1 | 2 |  | Box | 10061800 |  | SNK, ZS | 12mm | 8.0mm | Screw | 1000V | 600V | 6-24 AWG | 0.5-10mm² | 3370 | https://www.unikeyic.com/media/datasheet/94/2a/847a/942a847a2f9849c71168fc5b9e5c8c13.pdf | https://www.unikeyic.com/products/din-rail-terminal-blocks/1snk508066r0000/12832150.html
1SNK508150R0000 | TE Connectivity | 40: 3.377 100: 3.322 200: 3.135 400: 2.86 | Screw Clamp Terminal Block - Ground - Green/Yellow | 1SNK5 | Green, Yellow |  |  |  | - | - |  | - |  |  |  |  | Polyamide (PA), Nylon | UL94 V-0 | 1 (Unlimited) |  |  | 1 | 2 |  | Box |  |  | SNK, ZS | 12mm | 8.0mm | Screw | - | - | 6-24 AWG | 0.5-10mm² | 2397 | https://www.unikeyic.com/media/datasheet/03/e5/2250/03e5225022d2b6c3fb2b0f22edba581f.pdf | https://www.unikeyic.com/products/din-rail-terminal-blocks/1snk508150r0000/22648942.html
1SNK508310R0000 | TE Connectivity | 1: 13.4784 10: 9.5742 | 2 Location grey 6-24 AWG | 1SNK | Gray | 50 A | 53 A |  | Switch, Slide | - |  | - |  |  |  |  | Polyamide (PA), Nylon | UL94 V-0 | 1 (Unlimited) |  |  | 1 | 2 |  | Box |  |  | SNK, ZS | 13mm | 8.0mm | Screw | 630V | 300V | 6-24 AWG | 0.5-10mm² | 5 | https://www.unikeyic.com/media/datasheet/52/d7/aff9/52d7aff93eeb1fa195b289c43b73a7c1.pdf | https://www.unikeyic.com/products/din-rail-terminal-blocks/1snk508310r0000/10595927.html
1SNK508315R0000 | TE Connectivity | 1: 13.5287 10: 9.6088 25: 8.5113 50: 7.8488 100: 7.3135 250: 6.7694 500: 6.4584 1,000: 6.2158 | 2 Location grey 6-24 AWG | 1SNK | Gray | 25 A | 25 A |  | Switch, Knife | - |  | - |  |  |  |  | Polyamide (PA), Nylon | UL94 V-0 | 1 (Unlimited) |  |  | 1 | 2 |  | Box |  |  | SNK, ZS | 12mm | 8.0mm | Screw | 630V | 300V | 6-24 AWG | 0.2-10mm² | 15 | https://www.unikeyic.com/media/datasheet/e0/d4/f1c5/e0d4f1c51b5dc9ed99838bf265349c1c.pdf | https://www.unikeyic.com/products/din-rail-terminal-blocks/1snk508315r0000/29023330.html
1SNK508320R0000 | TE Connectivity | 50: 4.9473 |  | 1SNK | Blue | 25 A | 25 A |  | Switch, Knife | - |  | - |  |  |  |  | Polyamide (PA), Nylon | UL94 V-0 | 1 (Unlimited) |  |  | 1 | 2 |  | Box |  |  | SNK, ZS | 12mm | 8.0mm | Screw | 630V | 300V | 6-24 AWG | 0.2-10mm² | 5000 | https://www.unikeyic.com/media/datasheet/2e/3b/37df/2e3b37df4f6192e5ec2454c15fcf6125.pdf | https://www.unikeyic.com/products/din-rail-terminal-blocks/1snk508320r0000/28193139.html
1SNK508412R0000 | TE Connectivity | 15: 10.571 30: 10.384 55: 10.208 150: 10.021 500: 9.108 | Terminal Block Connector 2 POS Screw 10A Box | 1SNK5 | Gray | 6.3 A | 10 A |  | Fuse, Lever | LED Indicator |  | 5mm x 20mm, 5mm x 25mm |  |  |  |  | Polyamide (PA), Nylon | UL94 V-0 | 1 (Unlimited) |  |  | 1 | 2 |  | Box |  |  | SNK, ZS | 11mm | 8.0mm | Screw | 630V | 300V | 10-24 AWG | 0.2-4mm² | 638 | https://www.unikeyic.com/media/about_us/Unikey_ISO_9001_Certification.pdf | https://www.unikeyic.com/products/din-rail-terminal-blocks/1snk508412r0000/29997133.html
1SNK508413R0000 | TE Connectivity | 1: 24.6348 10: 17.6342 25: 15.7615 50: 14.6496 100: 13.7604 250: 12.8653 500: 12.3574 | AUT SNK SCREW | 1SNK | Gray | 6.3 A | 10 A |  | Fuse, Lever | LED Indicator |  | 5mm x 20mm, 5mm x 25mm |  |  |  |  | Polyamide (PA), Nylon | UL94 V-0 | 1 (Unlimited) |  |  | 1 | 2 |  | Box |  |  | SNK, ZS | 11mm | 8.0mm | Screw | 630V | 300V | 10-24 AWG | 0.2-4mm² | 12 | https://www.unikeyic.com/media/datasheet/1d/9c/e2da/1d9ce2da9b4961d4157d926899ed20d8.pdf | https://www.unikeyic.com/products/din-rail-terminal-blocks/1snk508413r0000/20183327.html
1SNK508415R0000 | TE Connectivity | 1: 24.6482 10: 17.6441 25: 15.7703 50: 14.6577 100: 13.7681 250: 12.8725 500: 12.3643 | Conn Terminal Block 2 POS Screw Box | 1SNK | Gray | 6.3 A | 10 A |  | Fuse, Lever | LED Indicator |  | 5mm x 20mm, 5mm x 25mm |  |  |  |  | Polyamide (PA), Nylon | UL94 V-0 | 1 (Unlimited) |  |  | 1 | 2 |  | Box | 10061655 |  | SNK, ZS | 11mm | 8.0mm | Screw | 630V | 300V | 10-24 AWG | 0.2-4mm² | 5 | https://www.unikeyic.com/media/datasheet/bb/3e/6298/bb3e6298133d9d208ed1398f861ba74d.pdf | https://www.unikeyic.com/products/din-rail-terminal-blocks/1snk508415r0000/31562114.html
1SNK508910R0000 | ENTRELEC | 5: 2.1533 | Entrelec end plate, ES10series, used forZS10-ST terminal block |  |  |  |  | 1SNK508910R0000 ENTRELEC | [11 empty] | board mount | [15 empty] | 80 | https://www.unikeyic.com/media/datasheet/3a/fc/615d/3a/b265a61ab39db278dc32dfa9de4e953f.pdf | https://www.unikeyic.com/products/din-rail-terminal-blocks/1snk508910r0000/34451768.html
1SNK510010R0000 | TE Connectivity | 5: 1.2215 50: 1.1779 300: 1.1081 1,000: 1.0208 | Feed-Through Terminal Block Connector, 2 POS, Screw, 67A, Box | 1SNK | Gray | 76 A | 67 A |  | - | - |  | - |  |  |  |  | Polyamide (PA), Nylon | UL94 V-0 | 1 (Unlimited) |  |  | 1 | 2 |  | Box | 10061787 |  | SNK, ZS | 13.5mm | 10.0mm | Screw | 1000V | 600V | 4-24 AWG | 0.5-16mm² | 375 | https://www.unikeyic.com/media/datasheet/2a/95/4ae7/2a954ae7105e82d1e14a067991ce720c.pdf | https://www.unikeyic.com/products/din-rail-terminal-blocks/1snk510010r0000/28250459.html
1SNK510020R0000 | TE Connectivity | 75: 1.716 550: 1.716 1,100: 1.529 2,000: 1.386 | Conn Feed-Through Terminal Block 2 POS Screw 67A Box | 1SNK | Blue | 76 A | 67 A |  | - | - |  | - |  |  |  |  | Polyamide (PA), Nylon | UL94 V-0 | 1 (Unlimited) |  |  | 1 | 2 |  | Box |  |  | SNK, ZS | 13.5mm | 10.0mm | Screw | 1000V | 600V | 4-24 AWG | 0.5-16mm² | 4125 | https://www.unikeyic.com/media/about_us/Unikey_ISO_9001_Certification.pdf | https://www.unikeyic.com/products/din-rail-terminal-blocks/1snk510020r0000/23938367.html
1SNK512150R0000 | ENTRELEC | 10: 8.7369 | Entrelec DIN Rail Terminal Block, ZS25 Series, Single Layer, Green/Yellow, Screw Termination, 76A |  |  |  |  | 1SNK512150R0000 ENTRELEC | [15 empty] | -5℃~40℃ | [11 empty] | 40 | https://www.unikeyic.com/media/datasheet/7c/65/5366/7c/55c6583e991a6621ea1a6acfc4d4e55b.pdf | https://www.unikeyic.com/products/din-rail-terminal-blocks/1snk512150r0000/1087106.html
1SNK516011R0000 | TE Connectivity | 25: 4.785 200: 4.345 400: 3.971 1,000: 3.597 2,000: 3.256 | BP8.A4 Short Circuit Plugs | 1SNK | Gray | 150 A | 140 A |  | - | - |  | - |  |  |  |  | Polyamide (PA), Nylon | UL94 V-0 | 1 (Unlimited) |  |  | 1 | 2 |  | Box |  |  | SNK, ZS | 17mm | 16.0mm | Screw | 1000V | 1000V | 0-18 AWG | 1-50mm² | 40 | https://www.unikeyic.com/media/datasheet/7f/e3/4f6e/7fe34f6ee7a197b1c8d480ccc69fb21d.pdf | https://www.unikeyic.com/products/din-rail-terminal-blocks/1snk516011r0000/11782034.html
1SNK516020R0000 | ENTRELEC | 5: 6.5236 | Entrelec Straight-through terminal block , ZS35series, double layer, Blue, screw termination, 125A |  |  |  |  | 1SNK516020R0000 ENTRELEC | [27 empty] | 85 | https://www.unikeyic.com/media/datasheet/d0/38/24eb/83/ec9387b750b2ad85cdfb2a8bbc18c4e1.pdf | https://www.unikeyic.com/products/din-rail-terminal-blocks/1snk516020r0000/26597458.html
1SNK516021R0000 | TE Connectivity | 1: 11.2917 20: 7.287 40: 6.6838 60: 6.3836 100: 6.0553 260: 5.5705 500: 5.3192 1,000: 5.1097 | Terminal Block Markers pre printed | 1SNK | Blue | 150 A | 140 A |  | - | - |  | - |  |  |  |  | Polyamide (PA), Nylon | UL94 V-0 | 1 (Unlimited) |  |  | 1 | 2 |  | Box | 10061820 |  | SNK, ZS | 17mm | 16.0mm | Screw | 1000V | 1000V | 0-18 AWG | 1-50mm² | 40 | https://www.unikeyic.com/media/datasheet/8c/fd/f100/8cfdf100a18a70158ee0470d281f4c24.pdf | https://www.unikeyic.com/products/din-rail-terminal-blocks/1snk516021r0000/34838368.html
1SNK516062R0000 | TE Connectivity | 25: 4.686 200: 4.257 400: 3.883 1,000: 3.509 | Terminal Block Connector 2 Position Feed Through Black 0-10 AWG | 1SNK | Black | 125 A | 150 A |  | - | - |  | - |  |  |  |  | Polyamide (PA), Nylon | UL94 V-0 | 1 (Unlimited) |  |  | 1 | 2 |  | Box | 10061825 |  | SNK, ZS | 17mm | 16.0mm | Screw | 1000V | 600V | 0-10 AWG | 6-35mm² | 1115 | https://www.unikeyic.com/media/about_us/Unikey_ISO_9001_Certification.pdf | https://www.unikeyic.com/products/din-rail-terminal-blocks/1snk516062r0000/26737419.html
1SNK516063R0000 | TE Connectivity | 1: 11.8752 20: 7.6712 40: 7.0407 60: 6.7269 100: 6.384 260: 5.8782 500: 5.6163 1,000: 5.3981 | 2 Location Red 0-18 AWG | 1SNK | Red | 150 A | 140 A |  | - | - |  | - |  |  |  |  | Polyamide (PA), Nylon | UL94 V-0 | 1 (Unlimited) |  |  | 1 | 2 |  | Box |  |  | SNK, ZS | 17mm | 16.0mm | Screw | 1000V | 1000V | 0-18 AWG | 1-50mm² | 15 | https://www.unikeyic.com/media/datasheet/29/6b/6551/296b65518fb832353d939df7cdd2db74.pdf | https://www.unikeyic.com/products/din-rail-terminal-blocks/1snk516063r0000/34966719.html
1SNK516064R0000 | TE Connectivity | 1: 11.8752 20: 7.6712 40: 7.0407 60: 6.7269 100: 6.384 260: 5.8782 500: 5.6163 1,000: 5.3981 | 2 Location Black 0-18 AWG | 1SNK | Black | 150 A | 140 A |  | - | - |  | - |  |  |  |  | Polyamide (PA), Nylon | UL94 V-0 | 1 (Unlimited) |  |  | 1 | 2 |  | Box | 10061823 |  | SNK, ZS | 17mm | 16.0mm | Screw | 1000V | 1000V | 0-18 AWG | 1-50mm² | 189 | https://www.unikeyic.com/media/datasheet/5b/e4/51f0/5be451f0d8e52fcfebd556edae5d8dc4.pdf | https://www.unikeyic.com/products/din-rail-terminal-blocks/1snk516064r0000/19685447.html
1SNK516150R0000 | TE Connectivity | 1: 4.2312 100: 3.8822 | Terminal Block Ground Screw RA Cable Mount Box | 1SNK | Green, Yellow |  |  |  | - | - |  | - |  |  |  |  | Polyamide (PA), Nylon | UL94 V-0 | 1 (Unlimited) |  |  | 1 | 2 |  | Box |  |  | SNK, ZS | 17mm | 16.0mm | Screw | - | - | 2-10 AWG | 6-35mm² | 12 | https://www.unikeyic.com/media/about_us/Unikey_ISO_9001_Certification.pdf | https://www.unikeyic.com/products/din-rail-terminal-blocks/1snk516150r0000/1388090.html
1SNK516150R0000 | ENTRELEC | 5: 12.2538 | Entrelec Ground terminal block, ZS35series, green/yellow, screw termination, 125A |  |  |  |  | 1SNK516150R0000 ENTRELEC | [27 empty] | 55 | https://www.unikeyic.com/media/datasheet/d0/38/24eb/a1/8248cc66a140b667ae312534172885fb.pdf | https://www.unikeyic.com/products/din-rail-terminal-blocks/1snk516150r0000/19581386.html
1SNK516151R0000 | TE Connectivity | 1: 22.41 20: 14.6675 40: 13.5702 60: 13.0297 100: 12.4431 260: 11.5859 500: 11.1458 1,000: 10.7808 | Products Low Voltage Products and Systems Connection Devices Terminal Blocks SNK Series | 1SNK | Green, Yellow |  |  |  | - | - |  | - |  |  |  |  | Polyamide (PA), Nylon | UL94 V-0 | 1 (Unlimited) |  |  | 1 | 2 |  | Box | 10061819 |  | SNK, ZS | 17mm | 16.0mm | Screw | - | - | 0-18 AWG | 1-50mm² | 12 | https://www.unikeyic.com/media/about_us/Unikey_ISO_9001_Certification.pdf | https://www.unikeyic.com/products/din-rail-terminal-blocks/1snk516151r0000/34919265.html
1SNK522020R0000 | TE Connectivity | 1: 29.2788 10: 21.0244 30: 18.4781 50: 17.5558 100: 16.5279 250: 15.4957 500: 14.9112 | Conn Terminal Block F 2 POS Screw 159A Box | 1SNK | Blue | 192 A | 159 A |  | - | - |  | - |  |  |  |  | Polyamide (PA), Nylon | UL94 V-0 | 1 (Unlimited) |  |  | 1 | 2 |  | Box |  |  | SNK, ZS | 25mm | 22.0mm | Screw | 1000V | 1000V | 2/0-4 AWG | 16-95mm² | 9 | https://www.unikeyic.com/media/datasheet/d9/10/1f2d/d9101f2d98cb0ac86b2d30090875ed98.pdf | https://www.unikeyic.com/products/din-rail-terminal-blocks/1snk522020r0000/28298863.html
1SNK522150R0000 | TE Connectivity | 3: 43.923 7: 38.368 10: 35.651 100: 32.406 200: 29.579 500: 26.741 1,000: 24.31 | Terminal Block Connector 2 Position Ground Earth Green Yellow 2/0-4 AWG | 1SNK | Green, Yellow |  |  |  | - | - |  | - |  |  |  |  | Polyamide (PA), Nylon | UL94 V-0 | 1 (Unlimited) |  |  | 1 | 2 |  | Box |  |  | SNK, ZS | 25mm | 22.0mm | Screw | - | - | 2/0-4 AWG | 16-95mm² | 10 | https://www.unikeyic.com/media/datasheet/9f/3d/ac8b/9f3dac8be79a783ff4cd1358bb59f9ba.pdf | https://www.unikeyic.com/products/din-rail-terminal-blocks/1snk522150r0000/31798618.html
1SNK526010R0000 | TE Connectivity | 6: 20.097 14: 19.723 28: 19.349 55: 18.975 | Screw Clamp Terminal Block, Ground, Green/Yellow | 1SNK | Gray | 232 A | 230 A |  | - | - |  | - |  |  |  |  | Polyamide (PA), Nylon | UL94 V-0 | 1 (Unlimited) |  |  | 1 | 2 |  | Box | 10061798 |  | SNK, ZS | 26mm | 26.0mm | Screw | 1000V | 1000V | 4/0-2 AWG | 35-120mm² | 67 | https://www.unikeyic.com/media/about_us/Unikey_ISO_9001_Certification.pdf | https://www.unikeyic.com/products/din-rail-terminal-blocks/1snk526010r0000/14610931.html
1SNK526020R0000 | TE Connectivity | 1: 70.66 10: 51.9229 30: 46.4738 50: 44.5363 100: 42.3991 250: 40.276 | 2 Location 4/0-2 AWG | 1SNK5 | Blue | 232 A | 230 A |  | - | - |  | - |  |  |  |  | Polyamide (PA), Nylon | UL94 V-0 | 1 (Unlimited) |  |  | 1 | 2 |  | Box | 10061828 |  | SNK, ZS | 26mm | 26.0mm | Screw | 1000V | 1000V | 4/0-2 AWG | 35-120mm² | 10 | https://www.unikeyic.com/media/datasheet/53/33/2f2c/53332f2c036261ae3478a0deaa58b92d.pdf | https://www.unikeyic.com/products/din-rail-terminal-blocks/1snk526020r0000/4972002.html
1SNK526060R0000 | TE Connectivity | 4: 29.073 10: 28.567 19: 28.072 38: 27.566 | Terminal Block Connector 2 Position Feed Through Yellow 4/0-2 AWG | 1SNK | Yellow | 232 A | 230 A |  | - | - |  | - |  |  |  |  | Polyamide (PA), Nylon | UL94 V-0 | 1 (Unlimited) |  |  | 1 | 2 |  | Box | 10061831 |  | SNK, ZS | 26mm | 26.0mm | Screw | 1000V | 1000V | 4/0-2 AWG | 35-120mm² | 50 | https://www.unikeyic.com/media/about_us/Unikey_ISO_9001_Certification.pdf | https://www.unikeyic.com/products/din-rail-terminal-blocks/1snk526060r0000/31716081.html
1SNK536010R0000 | TE Connectivity | 3: 36.74 35: 36.74 70: 32.417 100: 29.48 200: 26.884 500: 24.31 1,000: 22.11 | Terminal Block Connector 4 Position Feed Through Gray 500MCM (kcmil)-0 AWG | 1SNK | Gray | 415 A | 380 A |  | - | - |  | - |  |  |  |  | Polyamide (PA), Nylon | UL94 V-0 | 1 (Unlimited) |  |  | 1 | 4 |  | Box |  |  | SNK, ZS | 38mm | 36.0mm | Screw | 1000V | 1000V | 500MCM (kcmil)-0 AWG | 5-300mm² | 10 | https://www.unikeyic.com/media/datasheet/51/2d/fa48/512dfa482507d56ea997ce67ebf84e93.pdf | https://www.unikeyic.com/products/din-rail-terminal-blocks/1snk536010r0000/9177777.html
1SNK705010R0000 | TE Connectivity | 50: 0.1735 100: 0.1712 150: 0.1677 |  | 1SNK | Gray | 24 A | 20 A |  | - | - |  | - |  |  |  |  | Polyamide (PA), Nylon | UL94 V-0 | 1 (Unlimited) |  |  | 1 | 2 |  | Box |  |  | SNK, ZK | 11mm | 5.2mm | Push In, Spring | 1000V | 600V | 12-26 AWG | 0.2-4mm² | 500 | https://www.unikeyic.com/media/datasheet/d0/a2/e853/d0a2e853dd7cfe1ec571b37c5a39d814.pdf | https://www.unikeyic.com/products/din-rail-terminal-blocks/1snk705010r0000/7551393.html
1SNK705011R0000 | TE Connectivity | 30: 0.4781 60: 0.4089 90: 0.3436 | CPUF120 Protecting Covers Grey | 1SNK | Gray | 24 A | 20 A |  | - | - |  | - |  |  |  |  | Polyamide (PA), Nylon | UL94 V-0 | 1 (Unlimited) |  |  | 1 | 3 |  | Box | 10061449 |  | SNK, ZK | 11mm | 5.2mm | Push In, Spring | 1000V | 600V | 12-26 AWG | 0.2-4mm² | 30 | https://www.unikeyic.com/media/datasheet/6d/3b/dcb0/6d3bdcb0f5c130e77a96d4654c606ffe.pdf | https://www.unikeyic.com/products/din-rail-terminal-blocks/1snk705011r0000/395039.html
1SNK705020R0000 | ENTRELEC | 10: 1.1443 | Entrelec DIN Rail Terminal Block, ZK2.5 Series, Single Layer, Blue, Spring Clamp, 24A |  |  |  |  | 1SNK705020R0000 ENTRELEC | [15 empty] | -55℃~110℃ | [11 empty] | 130 | https://www.unikeyic.com/media/datasheet/d0/38/24eb/4f/741a0926349ab8dc6592d5db46f9a2b8.pdf | https://www.unikeyic.com/products/din-rail-terminal-blocks/1snk705020r0000/9446535.html
1SNK705022R0000 | TE Connectivity | 50: 0.781 |  | 1SNK | Blue | 24 A | 20 A |  | - | - |  | - |  |  |  |  | Polyamide (PA), Nylon | UL94 V-0 | 1 (Unlimited) |  |  | 1 | 4 |  | Box | 10061467 |  | SNK, ZK | 11mm | 5.2mm | Push In, Spring | 1000V | 600V | 12-26 AWG | 0.2-4mm² | 5000 | https://www.unikeyic.com/media/datasheet/a7/02/71f3/a70271f336ef6c8d7656d7045820ca9f.pdf | https://www.unikeyic.com/products/din-rail-terminal-blocks/1snk705022r0000/28306761.html
1SNK705030R0000 | TE Connectivity | 200: 0.682 450: 0.605 850: 0.594 1,700: 0.561 2,400: 0.55 2,500: 0.506 5,000: 0.462 | Terminal Block Connector 2 Position Feed Through Orange 12-26 AWG | 1SNK | Orange | 24 A | 20 A |  | - | - |  | - |  |  |  |  | Polyamide (PA), Nylon | UL94 V-0 | 1 (Unlimited) |  |  | 1 | 2 |  | Box |  |  | SNK, ZK | 11mm | 5.2mm | Push In, Spring | 1000V | 600V | 12-26 AWG | 0.2-4mm² | 486 | https://www.unikeyic.com/media/datasheet/67/f9/aed1/67f9aed1423bc66cf77f5902d17c0919.pdf | https://www.unikeyic.com/products/din-rail-terminal-blocks/1snk705030r0000/27347524.html
1SNK705030R0000 | ENTRELEC | 10: 1.1443 | Entrelec DIN Rail Terminal Block, ZK2.5 Series, Single Layer, Orange, Spring Clamp, 24A |  |  |  |  | 1SNK705030R0000 ENTRELEC | [15 empty] | -55℃~110℃ | [11 empty] | 200 | https://www.unikeyic.com/media/datasheet/1f/5d/7c1c/1f/c257b93259fbc8e8ec87c26b1faac165.pdf | https://www.unikeyic.com/products/din-rail-terminal-blocks/1snk705030r0000/4364430.html
1SNK705061R0000 | TE Connectivity | 10: 1.3983 25: 1.2176 |  | 1SNK | Green | 24 A | 20 A |  | - | - |  | - |  |  |  |  | Polyamide (PA), Nylon | UL94 V-0 | 1 (Unlimited) |  |  | 1 | 2 |  | Box | 10061477 |  | SNK, ZK | 11mm | 5.2mm | Push In, Spring | 1000V | 600V | 12-26 AWG | 0.2-4mm² | 36 | https://www.unikeyic.com/media/datasheet/32/21/b30b/3221b30bd404d96ce64c40d3a488ba7c.pdf | https://www.unikeyic.com/products/din-rail-terminal-blocks/1snk705061r0000/32949609.html
1SNK705062R0000 | TE Connectivity | 5: 0.4526 50: 0.4364 300: 0.4105 1,000: 0.3782 |  | 1SNK7 | Red | 24 A | 20 A |  | - | - |  | - |  |  |  |  | Polyamide (PA), Nylon | UL94 V-0 | 1 (Unlimited) |  |  | 1 | 2 |  | Box | 10061469 |  | SNK, ZK | 11mm | 5.2mm | Push In, Spring | 1000V | 600V | 12-26 AWG | 0.2-4mm² | 530 | https://www.unikeyic.com/media/datasheet/a2/3b/c466/a23bc466725b8f0f739ea7a2269a7173.pdf | https://www.unikeyic.com/products/din-rail-terminal-blocks/1snk705062r0000/22345361.html
1SNK705066R0000 | TE Connectivity | 50: 0.6767 |  | 1SNK | Black | 24 A | 20 A |  | - | - |  | - |  |  |  |  | Polyamide (PA), Nylon | UL94 V-0 | 1 (Unlimited) |  |  | 1 | 2 |  | Box | 10061462 |  | SNK, ZK | 11mm | 5.2mm | Push In, Spring | 1000V | 600V | 12-26 AWG | 0.2-4mm² | 5000 | https://www.unikeyic.com/media/datasheet/17/4c/4f35/174c4f35a2d18d87fbfd4bf2cec5261a.pdf | https://www.unikeyic.com/products/din-rail-terminal-blocks/1snk705066r0000/24733338.html
1SNK705067R0000 | TE Connectivity | 1: 2.7972 10: 1.6728 25: 1.4584 50: 1.3203 100: 1.2041 250: 1.0812 500: 1.0086 1,000: 0.9509 5,000: 0.8602 |  | 1SNK | Yellow | 24 A | 20 A |  | - | - |  | - |  |  |  |  | Polyamide (PA), Nylon | UL94 V-0 | 1 (Unlimited) |  |  | 1 | 3 |  | Box | 10061509 |  | SNK, ZK | 11mm | 5.2mm | Push In, Spring | 1000V | 600V | 12-26 AWG | 0.2-4mm² | 24 | https://www.unikeyic.com/media/about_us/Unikey_ISO_9001_Certification.pdf | https://www.unikeyic.com/products/din-rail-terminal-blocks/1snk705067r0000/653737.html
1SNK705068R0000 | TE Connectivity | 200: 0.55 9,500: 0.55 | Terminal Block Connector 3 Position Feed Through Green 12-26 AWG | 1SNK | Green | 24 A | 20 A |  | - | - |  | - |  |  |  |  | Polyamide (PA), Nylon | UL94 V-0 | 1 (Unlimited) |  |  | 1 | 3 |  | Box |  |  | SNK, ZK | 11mm | 5.2mm | Push In, Spring | 1000V | 600V | 12-26 AWG | 0.2-4mm² | 250 | https://www.unikeyic.com/media/datasheet/9e/b8/e25c/9eb8e25c20cb3af7000c85ac8f0d28d4.pdf | https://www.unikeyic.com/products/din-rail-terminal-blocks/1snk705068r0000/7889241.html
1SNK705073R0000 | TE Connectivity | 1: 2.795 10: 1.6718 25: 1.4576 50: 1.3195 100: 1.2034 250: 1.0806 500: 1.0081 1,000: 0.9503 5,000: 0.8598 | 3 Location Black 12-26 AWG | 1SNK | Black | 24 A | 20 A |  | - | - |  | - |  |  |  |  | Polyamide (PA), Nylon | UL94 V-0 | 1 (Unlimited) |  |  | 1 | 3 |  | Box |  |  | SNK, ZK | 11mm | 5.2mm | Push In, Spring | 1000V | 600V | 12-26 AWG | 0.2-4mm² | 49 | https://www.unikeyic.com/media/about_us/Unikey_ISO_9001_Certification.pdf | https://www.unikeyic.com/products/din-rail-terminal-blocks/1snk705073r0000/2595647.html
1SNK705075R0000 | TE Connectivity | 1: 3.3303 10: 1.9807 25: 1.7276 50: 1.5662 100: 1.4309 250: 1.2885 500: 1.2048 1,000: 1.1383 5,000: 1.0342 | 4 Location 12-26 AWG | 1SNK | Green | 24 A | 20 A |  | - | - |  | - |  |  |  |  | Polyamide (PA), Nylon | UL94 V-0 | 1 (Unlimited) |  |  | 1 | 4 |  | Box |  |  | SNK, ZK | 11mm | 5.2mm | Push In, Spring | 1000V | 600V | 12-26 AWG | 0.2-4mm² | 46 | https://www.unikeyic.com/media/datasheet/40/5b/b500/405bb500d9fa48926442c59878a0a9b7.pdf | https://www.unikeyic.com/products/din-rail-terminal-blocks/1snk705075r0000/33519938.html
1SNK705076R0000 | TE Connectivity | 1: 3.328 10: 1.9796 25: 1.7267 50: 1.5654 100: 1.4301 250: 1.2877 500: 1.2041 1,000: 1.1377 5,000: 1.0337 | 4 Location Red 12-26 AWG | 1SNK | Red | 24 A | 20 A |  | - | - |  | - |  |  |  |  | Polyamide (PA), Nylon | UL94 V-0 | 1 (Unlimited) |  |  | 1 | 4 |  | Box |  |  | SNK, ZK | 11mm | 5.2mm | Push In, Spring | 1000V | 600V | 12-26 AWG | 0.2-4mm² | 1620 | https://www.unikeyic.com/media/datasheet/5e/ed/9807/5eed98074d7d2f7bdb038c011ec22f85.pdf | https://www.unikeyic.com/products/din-rail-terminal-blocks/1snk705076r0000/9930672.html
1SNK705079R0000 | TE Connectivity | 1: 3.3303 10: 1.9807 25: 1.7276 50: 1.5662 100: 1.4309 250: 1.2885 500: 1.2048 1,000: 1.1383 5,000: 1.0342 | 4 Location white 12-26 AWG | 1SNK | White | 24 A | 20 A |  | - | - |  | - |  |  |  |  | Polyamide (PA), Nylon | UL94 V-0 | 1 (Unlimited) |  |  | 1 | 4 |  | Box |  |  | SNK, ZK | 11mm | 5.2mm | Push In, Spring | 1000V | 600V | 12-26 AWG | 0.2-4mm² | 83 | https://www.unikeyic.com/media/about_us/Unikey_ISO_9001_Certification.pdf | https://www.unikeyic.com/products/din-rail-terminal-blocks/1snk705079r0000/9142160.html
1SNK705152R0000 | TE Connectivity | 1: 1.8133 | Spring Clamp Terminal Block, Ground, Green/Yellow | 1SNK | Green, Yellow |  |  |  | - | - |  | - |  |  |  |  | Polyamide (PA), Nylon | UL94 V-0 | 1 (Unlimited) |  |  | 1 | 4 |  | Box |  |  | SNK, ZK | 11mm | 5.2mm | Push In, Spring | - | - | 12-26 AWG | 0.2-4mm² | 2 | https://www.unikeyic.com/media/datasheet/36/66/98dc/366698dca7d1394b1620a3099533cb17.pdf | https://www.unikeyic.com/products/din-rail-terminal-blocks/1snk705152r0000/7118793.html
1SNK705210R0000 | ENTRELEC | 5: 4.2989 | Entrelec Multi-Terminal Block, ZK2.5 Series, Double Layer, Gray, Spring Clamp Termination, 24A |  |  |  |  | 1SNK705210R0000 ENTRELEC | [15 empty] | -55℃~110℃ | [11 empty] | 455 | https://www.unikeyic.com/media/datasheet/d0/38/24eb/24/01d4e50967e07afd2bd289b4bf968ea0.pdf | https://www.unikeyic.com/products/din-rail-terminal-blocks/1snk705210r0000/23838324.html
1SNK705214R0000 | TE Connectivity | 50: 4.3466 |  | 1SNK | Gray | 24 A | 20 A |  | - | Diode |  | - |  |  |  |  | Polyamide (PA), Nylon | UL94 V-0 | 1 (Unlimited) |  |  | 2; Connected | 4 |  | Box | 10061512 |  | SNK, ZK | 11mm | 5.2mm | Push In, Spring | 800V | 600V | 12-26 AWG | 0.2-4mm² | 5000 | https://www.unikeyic.com/media/about_us/Unikey_ISO_9001_Certification.pdf | https://www.unikeyic.com/products/din-rail-terminal-blocks/1snk705214r0000/28328376.html
1SNK705220R0000 | TE Connectivity | 5: 1.0283 50: 0.9916 300: 0.9328 1,000: 0.8594 |  | 1SNK | Blue | 24 A | 20 A |  | - | - |  | - |  |  |  |  | Polyamide (PA), Nylon | UL94 V-0 | 1 (Unlimited) |  |  | 2 | 4 |  | Box |  |  | SNK, ZK | 11mm | 5.2mm | Push In, Spring | 800V | 600V | 12-26 AWG | 0.2-4mm² | 400 | https://www.unikeyic.com/media/datasheet/8b/1d/75fc/8b1d75fcf43924b275c4fc1c32fcc37f.pdf | https://www.unikeyic.com/products/din-rail-terminal-blocks/1snk705220r0000/16310010.html
1SNK705313R0000 | TE Connectivity | 40: 3.102 50: 2.871 500: 2.607 | Terminal Block Connector 4 Position Disconnect Gray 12-26 AWG | 1SNK | Gray | 17 A | 18 A |  | Open | - |  | - |  |  |  |  | Polyamide (PA), Nylon | UL94 V-0 | 1 (Unlimited) |  |  | 1 | 4 |  | Box |  |  | SNK, ZK | 11mm | 5.2mm | Push In, Spring | 630V | 300V | 12-26 AWG | 0.2-4mm² | 550 | https://www.unikeyic.com/media/datasheet/70/19/7ff7/70197ff7ad21ace30c04d131f2487067.pdf | https://www.unikeyic.com/products/din-rail-terminal-blocks/1snk705313r0000/27171516.html
1SNK705321R0000 | TE Connectivity | 25: 4.565 250: 4.565 500: 4.015 | Terminal Block Connector 4 Position Disconnect Blue 12-26 AWG | 1SNK | Blue | 20 A | 20 A |  | Switch, Knife | - |  | - |  |  |  |  | Polyamide (PA), Nylon | UL94 V-0 | 1 (Unlimited) |  |  | 1 | 4 |  | Box |  |  | SNK, ZK | 11mm | 5.2mm | Push In, Spring | 630V | 300V | 12-26 AWG | 0.2-4mm² | 50 | https://www.unikeyic.com/media/about_us/Unikey_ISO_9001_Certification.pdf | https://www.unikeyic.com/products/din-rail-terminal-blocks/1snk705321r0000/3375815.html
1SNK705330R0000 | TE Connectivity | 47: 2.376 350: 2.376 700: 2.101 1,000: 1.914 2,500: 1.738 5,000: 1.573 | Terminal Block Connector 2 Position Disconnect Orange 12-26 AWG | 1SNK | Orange | 20 A | 20 A |  | Switch, Knife | - |  | - |  |  |  |  | Polyamide (PA), Nylon | UL94 V-0 | 1 (Unlimited) |  |  | 1 | 2 |  | Box | 10061466 |  | SNK, ZK | 11mm | 5.2mm | Push In, Spring | 630V | 300V | 12-26 AWG | 0.2-4mm² | 50 | https://www.unikeyic.com/media/datasheet/e4/72/7c7f/e4727c7fbb1b93c372195feeda38520c.pdf | https://www.unikeyic.com/products/din-rail-terminal-blocks/1snk705330r0000/4333282.html
1SNK705513R0000 | TE Connectivity | 25: 5.577 200: 5.071 400: 4.631 1,000: 4.191 2,000: 3.806 | Terminal Block Connector 6 Position Feed Through Gray 12-26 AWG | 1SNK | Gray | 22 A | 20 A |  | - | - |  | - |  |  |  |  | Polyamide (PA), Nylon | UL94 V-0 | 1 (Unlimited) |  |  | 3; 1 Grounded | 6 |  | Box |  |  | SNK, ZK | 11mm | 5.2mm | Push In, Spring | 500V | 300V | 12-26 AWG | 0.2-4mm² | 50 | https://www.unikeyic.com/media/datasheet/8b/51/0d22/8b510d2201597d98bb7733ac012da450.pdf | https://www.unikeyic.com/products/din-rail-terminal-blocks/1snk705513r0000/4035786.html
1SNK705910R0000 | ENTRELEC | 10: 1.3815 | Entrelec end, end, Used forZK2.5 PI Spring Screwless Terminal Block、ZK2.5-PE PI Spring Screwless Terminal Block、ZK4 PI Spring Screwless Terminal Block、ZK4-PE PI- Spring Screwless Terminal Block、ZK6 PI Spring Screwless Terminal Block、ZK6-PE |  |  |  |  | 1SNK705910R0000 ENTRELEC | [27 empty] | 830 | https://www.unikeyic.com/media/datasheet/d0/38/24eb/f1/db30d4d190cb7cec62453b21a9efa5bd.pdf | https://www.unikeyic.com/products/din-rail-terminal-blocks/1snk705910r0000/1961004.html
1SNK705911R0000 | ENTRELEC | 10: 1.555 | Entrelec End Cap for ZK2.5-3P/PE-3P/S/SF/SP PI Spring Screwless Terminal Block Series |  |  |  |  | 1SNK705911R0000 ENTRELEC | [27 empty] | 70 | https://www.unikeyic.com/media/datasheet/d0/38/24eb/e8/96c989cae65d16d8dc5b789d8bed1e5f.pdf | https://www.unikeyic.com/products/din-rail-terminal-blocks/1snk705911r0000/17327653.html
1SNK706020R0000 | TE Connectivity | 5: 0.4746 50: 0.4577 300: 0.4305 1,000: 0.3966 |  | 1SNK | Blue | 32 A | 30 A |  | - | - |  | - |  |  |  |  | Polyamide (PA), Nylon | UL94 V-0 | 1 (Unlimited) |  |  | 1 | 2 |  | Box |  |  | SNK, ZK | 12.5mm | 6.0mm | Push In, Spring | 1000V | 600V | 10-26 AWG | 0.5-6mm² | 270 | https://www.unikeyic.com/media/datasheet/3d/57/8d74/3d578d743a847bd8020a110c93de1a14.pdf | https://www.unikeyic.com/products/din-rail-terminal-blocks/1snk706020r0000/25416481.html
1SNK706022R0000 | TE Connectivity | 1: 4.2768 10: 3.0424 25: 2.6611 50: 2.4218 100: 2.2236 250: 2.0172 500: 1.897 1,000: 1.8021 5,000: 1.6545 | AUT SNK PI-SPRING | 1SNK | Blue | 32 A | 30 A |  | - | - |  | - |  |  |  |  | Polyamide (PA), Nylon | UL94 V-0 | 1 (Unlimited) |  |  | 1 | 4 |  | Box | 10061475 |  | SNK, ZK | 12.5mm | 6.0mm | Push In, Spring | 1000V | 600V | 10-26 AWG | 0.5-6mm² | 74 | https://www.unikeyic.com/media/datasheet/2a/00/eb86/2a00eb866fc8a955c299ed363835fff8.pdf | https://www.unikeyic.com/products/din-rail-terminal-blocks/1snk706022r0000/28950239.html
1SNK706031R0000 | TE Connectivity | 47: 2.365 750: 2.365 1,500: 2.09 2,500: 1.881 5,000: 1.716 | Terminal Block Connector 3 Position Feed Through Orange 10-26 AWG | 1SNK | Orange | 32 A | 30 A |  | - | - |  | - |  |  |  |  | Polyamide (PA), Nylon | UL94 V-0 | 1 (Unlimited) |  |  | 1 | 3 |  | Box |  |  | SNK, ZK | 12.5mm | 6.0mm | Push In, Spring | 1000V | 600V | 10-26 AWG | 0.5-6mm² | 100 | https://www.unikeyic.com/media/datasheet/08/cb/7ed8/08cb7ed87c9396b2155aad0f258a08a6.pdf | https://www.unikeyic.com/products/din-rail-terminal-blocks/1snk706031r0000/27548226.html
1SNK706032R0000 | TE Connectivity | 50: 1.155 250: 1.0177 500: 0.994 1,000: 0.8514 2,500: 0.8348 5,000: 0.8223 7,500: 0.8097 10,000: 0.7972 | AUT SNK PI-SPRING | 1SNK | Orange | 32 A | 30 A |  | - | - |  | - |  |  |  |  | Polyamide (PA), Nylon | UL94 V-0 | 1 (Unlimited) |  |  | 1 | 4 |  | Box | 10061505 |  | SNK, ZK | 12.5mm | 6.0mm | Push In, Spring | 1000V | 600V | 10-26 AWG | 0.5-6mm² | 550 | https://www.unikeyic.com/media/about_us/Unikey_ISO_9001_Certification.pdf | https://www.unikeyic.com/products/din-rail-terminal-blocks/1snk706032r0000/31119584.html
1SNK706062R0000 | TE Connectivity | 1: 3.328 10: 1.9796 25: 1.7267 50: 1.5654 100: 1.4301 250: 1.2877 500: 1.2041 1,000: 1.1377 5,000: 1.0337 |  | 1SNK7 | Red | 32 A | 30 A |  | - | - |  | - |  |  |  |  | Polyamide (PA), Nylon | UL94 V-0 | 1 (Unlimited) |  |  | 1 | 2 |  | Box |  |  | SNK, ZK | 12.5mm | 6.0mm | Push In, Spring | 1000V | 600V | 10-26 AWG | 0.5-6mm² | 25 | https://www.unikeyic.com/media/datasheet/f9/05/3aae/f9053aae4a66f8e3f3d155af16e1b605.pdf | https://www.unikeyic.com/products/din-rail-terminal-blocks/1snk706062r0000/24447342.html
1SNK706150R0000 | TE Connectivity | 5: 1.4772 50: 1.4244 300: 1.34 1,000: 1.2345 |  | 1SNK | Green, Yellow |  |  |  | - | - |  | - |  |  |  |  | Polyamide (PA), Nylon | UL94 V-0 | 1 (Unlimited) |  |  | 1 | 2 |  | Box | 10061456 |  | SNK, ZK | 12.5mm | 6.0mm | Push In, Spring | - | - | 10-26 AWG | 0.5-6mm² | 57 | https://www.unikeyic.com/media/datasheet/f5/43/6d09/f5436d09ff70a4fe0bfb0776e737520b.pdf | https://www.unikeyic.com/products/din-rail-terminal-blocks/1snk706150r0000/3654964.html
1SNK706152R0000 | TE Connectivity | 5: 2.522 50: 2.4319 300: 2.2879 1,000: 2.1077 |  | 1SNK | Green, Yellow |  |  |  | - | - |  | - |  |  |  |  | Polyamide (PA), Nylon | UL94 V-0 | 1 (Unlimited) |  |  | 1 | 4 |  | Box |  |  | SNK, ZK | 12.5mm | 6.0mm | Push In, Spring | - | - | 10-26 AWG | 0.5-6mm² | 10 | https://www.unikeyic.com/media/datasheet/1b/91/599d/1b91599dfafac4daf27faacdc8aafb45.pdf | https://www.unikeyic.com/products/din-rail-terminal-blocks/1snk706152r0000/23192790.html
1SNK706210R0000 | TE Connectivity | 55: 2.464 500: 2.244 1,000: 2.035 | Terminal Block Connector 4 Position Feed Through Gray 10 AWG |  |  |  |  | 1SNK706210R0000 TE Connectivity | [18 empty] | boxed | [8 empty] | 3000 | https://www.unikeyic.com/media/datasheet/17/e7/d9c2/17e7d9c24e64e85ed5a594fe82002f8c.pdf | https://www.unikeyic.com/products/din-rail-terminal-blocks/1snk706210r0000/682192547.html
1SNK706220R0000 | TE Connectivity | 65: 1.76 200: 1.738 350: 1.705 650: 1.672 3,000: 1.518 | Terminal Block Connector 4 Position Feed Through Blue 10 AWG |  |  |  |  | 1SNK706220R0000 TE Connectivity | [18 empty] | boxed | [8 empty] | 3580 | https://www.unikeyic.com/media/datasheet/95/fe/7859/95fe7859c199fc56b3d62eff2bbc1b5e.pdf | https://www.unikeyic.com/products/din-rail-terminal-blocks/1snk706220r0000/683311984.html
1SNK706412R0000 | TE Connectivity | 15: 7.898 35: 7.766 70: 7.623 150: 7.491 | Spring Clamp Terminal Block - for Fuses 5x20 mm - Grey | 1SNK | Gray | 6.3 A | 16 A |  | Fuse, Lever | LED Indicator |  | 5mm x 20mm |  |  |  |  | Polyamide (PA), Nylon | UL94 V-0 | 1 (Unlimited) |  |  | 1 | 2 |  | Box |  |  | SNK, ZK | 11mm | 6.0mm | Push In, Spring | 500V | 300V | 12-26 AWG | 0.2-4mm² | 235 | https://www.unikeyic.com/media/datasheet/3b/4c/c59b/3b4cc59b20228b1213c71dde3a52baa5.pdf | https://www.unikeyic.com/products/din-rail-terminal-blocks/1snk706412r0000/15091574.html
1SNK708150R0000 | TE Connectivity | 1: 9.3913 | 2 Location ground、ground 、Yellow 8-24AWG | 1SNK | Green, Yellow |  |  |  | - | - |  | - |  |  |  |  | Polyamide (PA), Nylon | UL94 V-0 | 1 (Unlimited) |  |  | 1 | 2 |  | Box | 10061465 |  | SNK, ZK | 12.5mm | 8.0mm | Push In, Spring | - | - | 8-24 AWG | 0.5-10mm² | 9 | https://www.unikeyic.com/media/datasheet/c3/c6/770f/c3c6770fe83eade7dde29ca2a11110fd.pdf | https://www.unikeyic.com/products/din-rail-terminal-blocks/1snk708150r0000/2117662.html
1SNK708411R0000 | TE Connectivity | 1: 18.7565 10: 13.608 25: 12.5496 50: 11.9232 100: 11.4264 250: 10.7028 500: 10.3572 | [5 empty] | 1SNK708411R0000 TE Connectivity | [18 empty] | boxed | [8 empty] | 188 | https://www.unikeyic.com/media/datasheet/25/64/1269/25641269af64f88c1187b9ab3d7916e8.pdf | https://www.unikeyic.com/products/din-rail-terminal-blocks/1snk708411r0000/681751471.html
1SNK710010R0000 | ENTRELEC | 5: 3.5667 | Entrelec DIN Rail Terminal Block, ZK10 Series, Single Level, Gray, Spring Clamp, 57A |  |  |  |  | 1SNK710010R0000 ENTRELEC | [15 empty] | -55℃~110℃ | [11 empty] | 85 | https://www.unikeyic.com/media/datasheet/d3/b7/0fb7/d3/5ae33752be2d7115709454f5f78eb8da.pdf | https://www.unikeyic.com/products/din-rail-terminal-blocks/1snk710010r0000/2205123.html
1SNK710010R0000 | TE Connectivity | 5: 1.0853 50: 1.0465 300: 0.9846 1,000: 0.9071 |  | 1SNK | Gray | 57 A | 55 A |  | - | - |  | - |  |  |  |  | Polyamide (PA), Nylon | UL94 V-0 | 1 (Unlimited) |  |  | 1 | 2 |  | Box | 10061765 |  | SNK, ZK | 15mm | 10.0mm | Push In, Spring | 1000V | 600V | 6-20 AWG | 0.5-16mm² | 12 | https://www.unikeyic.com/media/about_us/Unikey_ISO_9001_Certification.pdf | https://www.unikeyic.com/products/din-rail-terminal-blocks/1snk710010r0000/34866048.html
1SNK710021R0000 | TE Connectivity | 1: 8.893 20: 5.7223 40: 5.2344 60: 4.9902 100: 4.7225 260: 4.3256 500: 4.1192 1,000: 3.9466 |  | 1SNK | Blue | 57 A | 56 A |  | - | - |  | - |  |  |  |  | Polyamide (PA), Nylon | UL94 V-0 | 1 (Unlimited) |  |  | 1 | 3 |  | Box | 10061776 |  | SNK, ZK | 15mm | 10.0mm | Push In, Spring | 1000V | 1000V | 6-20 AWG | 0.5-16mm² | 2 | https://www.unikeyic.com/media/about_us/Unikey_ISO_9001_Certification.pdf | https://www.unikeyic.com/products/din-rail-terminal-blocks/1snk710021r0000/29261115.html
1SNK710030R0000 | TE Connectivity | 20: 2.3853 |  | 1SNK | Orange | 57 A | 55 A |  | - | - |  | - |  |  |  |  | Polyamide (PA), Nylon | UL94 V-0 | 1 (Unlimited) |  |  | 1 | 2 |  | Box |  |  | SNK, ZK | 15mm | 10.0mm | Push In, Spring | 1000V | 600V | 6-20 AWG | 0.5-16mm² | 2000 | https://www.unikeyic.com/media/datasheet/79/e4/2e03/79e42e03cc6ed45f7ff8bec34182c2d9.pdf | https://www.unikeyic.com/products/din-rail-terminal-blocks/1snk710030r0000/19531558.html
1SNK710151R0000 | TE Connectivity | 20: 4.7 |  | 1SNK | Green, Yellow |  |  |  | - | - |  | - |  |  |  |  | Polyamide (PA), Nylon | UL94 V-0 | 1 (Unlimited) |  |  | 1 | 3 |  | Box |  |  | SNK, ZK | 15mm | 10.0mm | Push In, Spring | 1000V | - | 6-20 AWG | 0.5-16mm² | 2000 | https://www.unikeyic.com/media/about_us/Unikey_ISO_9001_Certification.pdf | https://www.unikeyic.com/products/din-rail-terminal-blocks/1snk710151r0000/21459676.html
1SNK710910R0000 | ENTRELEC | 10: 1.2055 | Entrelec End Cap for ZK10 PI Spring Screwless Terminal Block, ZK10-PE, ZK16, ZK16-PI |  |  |  |  | 1SNK710910R0000 ENTRELEC | [27 empty] | 90 | https://www.unikeyic.com/media/datasheet/45/c9/4884/45/9071ba2a839f664a23c438e08182ce70.pdf | https://www.unikeyic.com/products/din-rail-terminal-blocks/1snk710910r0000/25029274.html
1SNK712020R0000 | TE Connectivity | 55: 2.156 200: 1.958 400: 1.782 1,000: 1.617 2,000: 1.463 | Terminal Block Connector 2 Position Feed Through Blue 4-20 AWG | 1SNK | Blue | 76 A | 75 A |  | - | - |  | - |  |  |  |  | Polyamide (PA), Nylon | UL94 V-0 | 1 (Unlimited) |  |  | 1 | 2 |  | Box |  |  | SNK, ZK | 15mm | 12.0mm | Push In, Spring | 1000V | 600V | 4-20 AWG | 0.5-25mm² | 4780 | https://www.unikeyic.com/media/about_us/Unikey_ISO_9001_Certification.pdf | https://www.unikeyic.com/products/din-rail-terminal-blocks/1snk712020r0000/7029752.html
1SNK712021R0000 | TE Connectivity | 1: 10.9512 20: 7.0594 40: 6.4733 60: 6.1808 100: 5.8612 260: 5.3889 500: 5.1441 1,000: 4.9399 | POW SNK PI-SPRING | 1SNK | Blue | 76 A | 75 A |  | - | - |  | - |  |  |  |  | Polyamide (PA), Nylon | UL94 V-0 | 1 (Unlimited) |  |  | 1 | 3 |  | Box |  |  | SNK, ZK | 15mm | 12.0mm | Push In, Spring | 1000V | 1000V | 4-20 AWG | 0.5-25mm² | 19 | https://www.unikeyic.com/media/about_us/Unikey_ISO_9001_Certification.pdf | https://www.unikeyic.com/products/din-rail-terminal-blocks/1snk712021r0000/32799688.html
1SNK712063R0000 | TE Connectivity | 20: 6.721 45: 5.863 90: 5.72 150: 5.456 200: 4.983 500: 4.51 1,000: 4.092 | ST LEAN Connector, G50/125, G62.5/125, PC, Plastic Black Bayonet | 1SNK | Gray | 76 A | 75 A |  | - | - |  | - |  |  |  |  | Polyamide (PA), Nylon | UL94 V-0 | 1 (Unlimited) |  |  | 1 | 2 |  | Box |  |  | SNK, ZK | 15mm | 14.0mm | Push In, Spring | - | 1000V | 4-20 AWG | 0.5-25mm² | 112 | https://www.unikeyic.com/media/datasheet/e1/3f/8582/e13f85820ca8485879a9315363670fd5.pdf | https://www.unikeyic.com/products/din-rail-terminal-blocks/1snk712063r0000/25746220.html
1SNK712065R0000 | TE Connectivity | 25: 4.851 100: 4.411 200: 4.026 500: 3.641 | Conn SKT 4Pole Solder SMT Gray | 1SNK | Blue, Gray | 76 A | 75 A |  | - | - |  | - |  |  |  |  | Polyamide (PA), Nylon | UL94 V-0 | 1 (Unlimited) |  |  | 1 | 2 |  | Box |  |  | SNK, ZK | 15mm | 14.0mm | Push In, Spring | - | 1000V | 4-20 AWG | 0.5-25mm² | 750 | https://www.unikeyic.com/media/datasheet/eb/41/60cf/eb4160cf8172bc521d83f367f0dfa018.pdf | https://www.unikeyic.com/products/din-rail-terminal-blocks/1snk712065r0000/25132954.html
1SNK900107R0000 | ENTRELEC | 10: 2.5105 | Entrelec Barrier, Circuit Separator, CS Series, For 16 mm² 4 AWG Feedthrough Terminal Block |  |  |  |  | 1SNK900107R0000 ENTRELEC | [27 empty] | 170 | https://www.unikeyic.com/media/datasheet/cc/ab/8321/cc/7746a1e0c89ff96df0d6fb79a53adf50.pdf | https://www.unikeyic.com/products/din-rail-terminal-blocks/1snk900107r0000/795257.html
1SNK900205R0000 | ENTRELEC | 10: 7.798 | Entrelec test adapter, TPseries, for terminal blocks | [32 empty] | 500 | https://www.unikeyic.com/media/about_us/Unikey_ISO_9001_Certification.pdf | https://www.unikeyic.com/products/din-rail-terminal-blocks/1snk900205r0000/7807763.html
1SNK900401R0000 | ENTRELEC | 5: 5.9037 | Entrelec Test Plug, Component Plug, PG Series, For Terminal Block | [32 empty] | 295 | https://www.unikeyic.com/media/about_us/Unikey_ISO_9001_Certification.pdf | https://www.unikeyic.com/products/din-rail-terminal-blocks/1snk900401r0000/20970557.html
1SNK900618R0000 | ENTRELEC | 5: 4.6561 | Entrelec Cover, Housing, PL Series, For Terminal Block | [32 empty] | 75 | https://www.unikeyic.com/media/about_us/Unikey_ISO_9001_Certification.pdf | https://www.unikeyic.com/products/din-rail-terminal-blocks/1snk900618r0000/23508982.html
1SNK900652R0000 | ENTRELEC | 5: 4.4469 | Entrelec Bridge Isolation Bar, Shorting Bridge, SC-JB8 Series, For ZS10-ST Terminal Block |  |  |  |  | 1SNK900652R0000 ENTRELEC | [27 empty] | 75 | https://www.unikeyic.com/media/datasheet/79/c0/5466/79/94da9dba77cbe6ebf2acf337e8ba633b.pdf | https://www.unikeyic.com/products/din-rail-terminal-blocks/1snk900652r0000/9263587.html
1SNK906303R0000 | ENTRELEC | 5: 3.2656 | Entrelec JB6 Series Jumper Strip for Terminal Blocks | [32 empty] | 70 | https://www.unikeyic.com/media/about_us/Unikey_ISO_9001_Certification.pdf | https://www.unikeyic.com/products/din-rail-terminal-blocks/1snk906303r0000/27612298.html
1SNK906350R0000 | ENTRELEC | 1: 37.9631 | Jumper, JB6 Series, For Terminal Block | [32 empty] | 7 | https://www.unikeyic.com/media/about_us/Unikey_ISO_9001_Certification.pdf | https://www.unikeyic.com/products/din-rail-terminal-blocks/1snk906350r0000/26622569.html
1SNK908304R0000 | ENTRELEC | 5: 4.9316 | Entrelec Jumper Strip, JB8 Series, For Terminal Blocks | [32 empty] | 5 | https://www.unikeyic.com/media/about_us/Unikey_ISO_9001_Certification.pdf | https://www.unikeyic.com/products/din-rail-terminal-blocks/1snk908304r0000/33115164.html
1SNK916302R0000 | ENTRELEC | 5: 6.2481 | Entrelec Jumper strip, JB16series, for terminal blocks |  |  |  |  | 1SNK916302R0000 ENTRELEC | [27 empty] | 330 | https://www.unikeyic.com/media/datasheet/d0/38/24eb/b8/1a47db3f3b4e8bcd98e528f59a021a32.pdf | https://www.unikeyic.com/products/din-rail-terminal-blocks/1snk916302r0000/10579195.html
1SNL605020R0000 | TE Connectivity | 5: 0.2244 50: 0.2164 300: 0.2036 1,000: 0.1875 | [5 empty] | 1SNL605020R0000 TE Connectivity | [18 empty] | boxed | [8 empty] | 4000 | https://www.unikeyic.com/media/datasheet/0c/2b/b062/0c2bb0628153c89f0516a61c1acf9331.pdf | https://www.unikeyic.com/products/din-rail-terminal-blocks/1snl605020r0000/9128313.html
1SNL606010R0000 | TE Connectivity | 350: 0.3146 3,000: 0.2981 12,500: 0.2849 25,000: 0.2596 50,000: 0.2475 | Terminal Block Connector 2 Position Feed Through Gray 12-24 AWG | [15 empty] | 1 (Unlimited) | [5 empty] | Box | 16928351 |  | * | [7 empty] | 4979 | https://www.unikeyic.com/media/about_us/Unikey_ISO_9001_Certification.pdf | https://www.unikeyic.com/products/din-rail-terminal-blocks/1snl606010r0000/28440725.html
2000-1206 | WAGO | 100: 0.7733 500: 0.7622 1,000: 0.7291 |  |  | Yellow | 17.5 A | 15 A |  | - | - |  | - |  |  |  |  | Polyamide (PA66), Nylon 6/6 | UL94 V-0 | Not Applicable |  |  | 1 | 2 |  | Box | 15528475 |  | TOPJOB®S | 9mm ~ 11mm | 3.5mm | Push In, Spring | 800V | 600V | 16-24 AWG | 0.14-1.5mm² | 20000 | https://www.unikeyic.com/media/datasheet/dd/fe/edb1/dd/a9827cd302fd363ab44a917553576248.pdf | https://www.unikeyic.com/products/din-rail-terminal-blocks/2000-1206/12153703.html
2000-1207 | WAGO | 100: 2.9398 200: 2.8267 300: 2.7589 | Phoenix Contact Straight Terminal Block, TOPJOB S Series, Clamp Termination | 2000-120 | Green, Yellow |  |  |  | - | - |  | - |  |  |  |  | Polyamide (PA66), Nylon 6/6 | - | 1 (Unlimited) |  |  | 1 | 2 |  | Bulk |  |  | TOPJOB®S | 9mm ~ 11mm | 3.5mm | Push In, Spring | - | - | 16-20 AWG | 0.5-1.5mm² | 1000 | https://www.unikeyic.com/media/datasheet/91/84/d822/91/9b2cd33f329c7d58f6b5f294e731a4aa.pdf | https://www.unikeyic.com/products/din-rail-terminal-blocks/2000-1207/27926520.html
2000-1301 | WAGO | 100: 0.6138 200: 0.5902 300: 0.576 | Conn Terminal Block 3 POS Screw T DIN Rail 10A Box | 2000-130 | Gray | 17.5 A | 15 A |  | - | - |  | - |  |  |  |  | Polyamide (PA66), Nylon 6/6 | - | 1 (Unlimited) |  |  | 1 | 3 |  | Bulk |  |  | TOPJOB®S | 9mm ~ 11mm | 3.5mm | Push In, Spring | 800V | 600V | 16-20 AWG | 0.5-1.5mm² | 1000 | https://www.unikeyic.com/media/datasheet/c5/23/d440/c5/0e327eb92a8e4240a666b88746ccc1c3.pdf | https://www.unikeyic.com/products/din-rail-terminal-blocks/2000-1301/9176449.html
2000-1304 | WAGO | 50: 1.3084 100: 1.1894 |  |  | Blue | 17.5 A | 15 A |  | - | - |  | - |  |  |  |  | Polyamide (PA66), Nylon 6/6 | UL94 V-0 | Not Applicable |  |  | 1 | 3 |  | Box |  |  | TOPJOB®S | 9mm ~ 11mm | 3.5mm | Push In, Spring | 800V | 600V | 16-24 AWG | 0.14-1.5mm² | 84 | https://www.unikeyic.com/media/about_us/Unikey_ISO_9001_Certification.pdf | https://www.unikeyic.com/products/din-rail-terminal-blocks/2000-1304/22004433.html
2000-1404 | WAGO | 1: 0.7749 50: 0.7315 | Phoenix Contact TOPJOB S Series Straight Terminal Block, Blue, Clamp Termination, 13.5A-18A |  | Blue | 17.5 A | 15 A |  | - | - |  | - |  |  |  |  | Polyamide (PA66), Nylon 6/6 | UL94 V-0 | Not Applicable |  |  | 1 | 4 |  | Box |  |  | TOPJOB®S | 9mm ~ 11mm | 3.5mm | Push In, Spring | 800V | 600V | 16-24 AWG | 0.14-1.5mm² | 50 | https://www.unikeyic.com/media/datasheet/91/84/d822/91/9b2cd33f329c7d58f6b5f294e731a4aa.pdf | https://www.unikeyic.com/products/din-rail-terminal-blocks/2000-1404/25356546.html
2000-2141 | WAGO | 1: 64.6719 | Double Potential Terminal Block, 1mm², Commoned Potentials, Side/Center Marking, DIN-Rail 35x15 & 35x7.5, Push-in Cage Clamp |  | Gray | 17.5 A | 15 A |  | - | - |  | - |  |  |  |  | Polyamide (PA66), Nylon 6/6 | UL94 V-0 | Not Applicable |  |  | 1 | 4 |  | Box |  |  | TOPJOB®S | 9mm ~ 11mm | 3.5mm | Push In, Spring | 800V | 600V | 16-24 AWG | 0.14-1.5mm² | 47 | https://www.unikeyic.com/media/about_us/Unikey_ISO_9001_Certification.pdf | https://www.unikeyic.com/products/din-rail-terminal-blocks/2000-2141/14855019.html
2000-2201 | WAGO | 1: 1.2223 5: 1.135 10: 1.0651 | PHOENIX CONTACT DIN Rail Terminal Block, TOPJOB S Series, Double, Gray, Push-in Cage Clamp | 2000-220 | Gray | 16 A | 15 A |  | - | - |  | - |  |  |  |  | Polyamide (PA66), Nylon 6/6 | - | 1 (Unlimited) |  |  | 2 | 4 |  | Bulk | 13549231 |  | TOPJOB®S | 9mm ~ 11mm | 3.5mm | Push In, Spring | 500V | 300V | 16-20 AWG | 0.5-1.5mm² | 11 | https://www.unikeyic.com/media/about_us/Unikey_ISO_9001_Certification.pdf | https://www.unikeyic.com/products/din-rail-terminal-blocks/2000-2201/8383976.html
2000-2201/352-000 | WAGO | 50: 2.8894 250: 2.8481 500: 2.7243 |  |  | Gray | 16 A |  |  | - | - |  | - |  |  |  |  | Polyamide (PA66), Nylon 6/6 | UL94 V-0 | Not Applicable |  |  | 2 | 4 |  | Box | 15546060 |  | TOPJOB®S | 9mm ~ 11mm | 3.5mm | Push In, Spring | 500V | - | 16-24 AWG | 0.14-1.5mm² | 20000 | https://www.unikeyic.com/media/about_us/Unikey_ISO_9001_Certification.pdf | https://www.unikeyic.com/products/din-rail-terminal-blocks/2000-2201-352-000/6365119.html
2000-2204/099-000 | WAGO | 50: 2.5319 250: 2.4957 500: 2.3872 |  |  | Blue | 16 A | 15 A |  | - | - |  | - |  |  |  |  | Polyamide (PA66), Nylon 6/6 | UL94 V-0 | Not Applicable |  |  | 2 | 4 |  | Box |  |  | TOPJOB®S | 9mm ~ 11mm | 4.2mm | Push In, Spring | 800V | 600V | 16-24 AWG | 0.14-1.5mm² | 20000 | https://www.unikeyic.com/media/about_us/Unikey_ISO_9001_Certification.pdf | https://www.unikeyic.com/products/din-rail-terminal-blocks/2000-2204-099-000/2038992.html
2000-2207/099-000 | WAGO | 10: 8.1328 50: 7.4043 100: 6.6609 |  |  | Green, Yellow |  |  |  | - | - |  | - |  |  |  |  | Polyamide (PA66), Nylon 6/6 | UL94 V-0 | Not Applicable |  |  | 2 | 4 |  | Box |  |  | TOPJOB®S | 9mm ~ 11mm | 4.2mm | Push In, Spring | - | - | 16-24 AWG | 0.14-1.5mm² | 38 | https://www.unikeyic.com/media/datasheet/09/01/86a5/09/3c0468fd4cf1ad0020d9b2875f4282c9.pdf | https://www.unikeyic.com/products/din-rail-terminal-blocks/2000-2207-099-000/6048736.html
2000-2209 | WAGO | 50: 2.3513 500: 2.2609 5,000: 2.1704 |  |  | Blue | 16 A | 15 A |  | - | - |  | - |  |  |  |  | Polyamide (PA66), Nylon 6/6 | UL94 V-0 | Not Applicable |  |  | 2; Connected | 4 |  | Box | 15547517 |  | TOPJOB®S | 9mm ~ 11mm | 3.5mm | Push In, Spring | 500V | 300V | 16-24 AWG | 0.14-1.5mm² | 94 | https://www.unikeyic.com/media/about_us/Unikey_ISO_9001_Certification.pdf | https://www.unikeyic.com/products/din-rail-terminal-blocks/2000-2209/1154824.html
2000-2217 | WAGO | 50: 4.2157 250: 4.1554 500: 3.9748 |  |  | Gray | 16 A | 15 A |  | - | - |  | - |  |  |  |  | Polyamide (PA66), Nylon 6/6 | UL94 V-0 | Not Applicable |  |  | 2; 1 Grounded | 4 |  | Box |  |  | TOPJOB®S | 9mm ~ 11mm | 3.5mm | Push In, Spring | 500V | 300V | 16-24 AWG | 0.14-1.5mm² | 20000 | https://www.unikeyic.com/media/about_us/Unikey_ISO_9001_Certification.pdf | https://www.unikeyic.com/products/din-rail-terminal-blocks/2000-2217/5414085.html
2000-2231/099-000 | WAGO | 50: 2.6545 250: 2.6166 500: 2.5028 |  |  | Gray | 16 A | 15 A |  | - | - |  | - |  |  |  |  | Polyamide (PA66), Nylon 6/6 | UL94 V-0 | Not Applicable |  |  | 2 | 4 |  | Box | 15522120 |  | TOPJOB®S | 9mm ~ 11mm | 4.2mm | Push In, Spring | 800V | 600V | 16-24 AWG | 0.14-1.5mm² | 20000 | https://www.unikeyic.com/media/about_us/Unikey_ISO_9001_Certification.pdf | https://www.unikeyic.com/products/din-rail-terminal-blocks/2000-2231-099-000/403476.html
2000-2237 | WAGO | 15: 7.986 | Wanke Terminal block, TOPJOB Sseries, double layer, |  | Green, Yellow |  |  |  | - | - |  | - |  |  |  |  | Polyamide (PA66), Nylon 6/6 | UL94 V-0 | Not Applicable |  |  | 2; Connected | 4 |  | Box |  |  | TOPJOB®S | 9mm ~ 11mm | 3.5mm | Push In, Spring | - | - | 16-24 AWG | 0.14-1.5mm² | 40 | https://www.unikeyic.com/media/about_us/Unikey_ISO_9001_Certification.pdf | https://www.unikeyic.com/products/din-rail-terminal-blocks/2000-2237/9850638.html
2000-2239 | WAGO | 1: 12.61 10: 8.9517 25: 7.9212 50: 7.2984 100: 6.7942 250: 6.2811 500: 5.9876 1,000: 5.7585 | 4 Location 16-24AWG |  | Blue | 16 A | 15 A |  | - | - |  | - |  |  |  |  | Polyamide (PA66), Nylon 6/6 | UL94 V-0 | Not Applicable |  |  | 2; Connected | 4 |  | Box |  |  | TOPJOB®S | 9mm ~ 11mm | 3.5mm | Push In, Spring | 500V | 300V | 16-24 AWG | 0.14-1.5mm² | 10 | https://www.unikeyic.com/media/about_us/Unikey_ISO_9001_Certification.pdf | https://www.unikeyic.com/products/din-rail-terminal-blocks/2000-2239/25193833.html
2000-2239/099-000 | WAGO | 50: 3.4548 250: 3.4055 500: 3.2574 |  |  | Blue | 16 A | 15 A |  | - | - |  | - |  |  |  |  | Polyamide (PA66), Nylon 6/6 | UL94 V-0 | Not Applicable |  |  | 2; Connected | 4 |  | Box |  |  | TOPJOB®S | 9mm ~ 11mm | 4.2mm | Push In, Spring | 800V | 600V | 16-24 AWG | 0.14-1.5mm² | 20000 | https://www.unikeyic.com/media/about_us/Unikey_ISO_9001_Certification.pdf | https://www.unikeyic.com/products/din-rail-terminal-blocks/2000-2239-099-000/2198573.html
2000-5310/102-000 | WAGO | 1: 22.302 10: 15.9365 25: 14.2223 50: 13.2013 100: 12.3835 250: 11.5592 500: 11.0909 1,000: 10.7273 | 8 Location grey 16-24AWG |  | Gray | 13.5 A | 15 A |  | - | - |  | - |  |  |  |  | Polyamide (PA66), Nylon 6/6 | UL94 V-0 | Not Applicable |  |  | 3 | 8 |  | Box | 15542028 |  | TOPJOB®S | 9mm ~ 11mm | 7.0mm | Push In, Spring | 250V | 300V | 16-24 AWG | 0.14-1.5mm² | 3 | https://www.unikeyic.com/media/about_us/Unikey_ISO_9001_Certification.pdf | https://www.unikeyic.com/products/din-rail-terminal-blocks/2000-5310-102-000/21942726.html
2000-5310/1102-950 | WAGO | 50: 11.1131 500: 10.6857 5,000: 10.2582 |  |  | Gray | 13.5 A | 15 A |  | - | LED |  | - |  |  |  |  | Polyamide (PA66), Nylon 6/6 | UL94 V-0 | Not Applicable |  |  | 3 | 8 |  | Box | 15521099 |  | TOPJOB®S | 9mm ~ 11mm | 7.0mm | Push In, Spring | - | 24V | 16-24 AWG | 0.14-1.5mm² | 100 | https://www.unikeyic.com/media/about_us/Unikey_ISO_9001_Certification.pdf | https://www.unikeyic.com/products/din-rail-terminal-blocks/2000-5310-1102-950/249567.html
2000-5311 | WAGO | 10: 8.7126 50: 7.9246 100: 7.1515 | Terminal block, 2000series, 3road, Push-in termination, 24 → 16 AWGwire_gauge, 13.5A | 2000-531 | Gray | 13.5 A |  |  | Open | - |  | - |  |  |  |  | Polyamide (PA66), Nylon 6/6 | - | 1 (Unlimited) |  |  | 3 | 8 |  | Bulk |  |  | TOPJOB®S | 9mm ~ 11mm | 7.0mm | Push In, Spring | 250V | - | 16-20 AWG | 0.5-1.5mm² | 87 | https://www.unikeyic.com/media/datasheet/07/87/b03a/07/2215c1a7d5a6a7518ed5a994b263d3ee.pdf | https://www.unikeyic.com/products/din-rail-terminal-blocks/2000-5311/34708599.html
2000-5317/102-000 | WAGO | 1: 186.5688 | Phoenix Contact Terminal Block, TOPJOB S Series, 3-Level, Gray, Push-in Cage Spring Clamp |  | Gray | 13.5 A | 15 A |  | - | - |  | - |  |  |  |  | Polyamide (PA66), Nylon 6/6 | UL94 V-0 | Not Applicable |  |  | 3 | 8 |  | Box |  |  | TOPJOB®S | 9mm ~ 11mm | 7.0mm | Push In, Spring | 250V | 300V | 16-24 AWG | 0.14-1.5mm² | 24 | https://www.unikeyic.com/media/about_us/Unikey_ISO_9001_Certification.pdf | https://www.unikeyic.com/products/din-rail-terminal-blocks/2000-5317-102-000/11639548.html
2000-5357/101-000 | WAGO | 1: 34.8056 10: 25.0851 25: 22.55 50: 21.0559 100: 19.8678 250: 18.6775 500: 18.0047 | 8 Location Orange 16-24AWG |  | Orange | 28 A | 20 A |  | - | - |  | - |  |  |  |  | Polyamide (PA66), Nylon 6/6 | UL94 V-0 | Not Applicable |  |  | 3; 1 Grounded | 8 |  | Box |  |  | TOPJOB®S | 9mm ~ 11mm | 7.0mm | Push In, Spring | 250V | 300V | 16-24 AWG | 0.14-1.5mm² | 5 | https://www.unikeyic.com/media/about_us/Unikey_ISO_9001_Certification.pdf | https://www.unikeyic.com/products/din-rail-terminal-blocks/2000-5357-101-000/26353773.html
2000-5417/1101-951 | WAGO | 1: 324.3275 | WAGO Terminal Block, TOPJOB S Series, 4-Position, Gray, Push-in Cage Clamp |  | Gray | 13.5 A | 15 A |  | - | LED |  | - |  |  |  |  | Polyamide (PA66), Nylon 6/6 | UL94 V-0 | Not Applicable |  |  | 4; 1 Grounded | 10 |  | Box |  |  | TOPJOB®S | 9mm ~ 11mm | 7.0mm | Push In, Spring | - | 24V | 16-24 AWG | 0.14-1.5mm² | 98 | https://www.unikeyic.com/media/about_us/Unikey_ISO_9001_Certification.pdf | https://www.unikeyic.com/products/din-rail-terminal-blocks/2000-5417-1101-951/25196975.html
2000-5477 | WAGO | 1: 201.8935 | WAGO 2000-5477 DIN |  | Orange | 13.5 A | 15 A |  | - | - |  | - |  |  |  |  | Polyamide (PA66), Nylon 6/6 | UL94 V-0 | Not Applicable |  |  | 4; 1 Grounded | 10 |  | Box |  |  | TOPJOB®S | 9mm ~ 11mm | 7.0mm | Push In, Spring | 250V | 300V | 16-24 AWG | 0.14-1.5mm² | 24 | https://www.unikeyic.com/media/datasheet/53/2c/73a6/53/cd6354e2d5aa12d0d6b6e9e923bf4026.pdf | https://www.unikeyic.com/products/din-rail-terminal-blocks/2000-5477/20508130.html
2001-1203 | WAGO | 10: 1.6369 25: 1.5714 50: 1.4666 100: 1.4405 250: 1.4405 500: 1.4143 1,000: 1.4143 5,000: 1.4143 | TERMINAL BLOCK, DIN RAIL, 2POS, 14AWG; |  | Red | 24 A | 15 A |  | - | - |  | - |  |  |  |  | Polyamide (PA66), Nylon 6/6 | UL94 V-0 | Not Applicable |  |  | 1 | 2 |  | Box |  |  | TOPJOB®S | 9mm ~ 11mm | 4.2mm | Push In, Spring | 800V | 600V | 14-22 AWG | 0.25-2.5mm² | 1113 | https://www.unikeyic.com/media/about_us/Unikey_ISO_9001_Certification.pdf | https://www.unikeyic.com/products/din-rail-terminal-blocks/2001-1203/34833700.html
2001-1204 | WAGO | 5: 0.5613 25: 0.5212 50: 0.4891 | Terminal Block, 2001 Series, 2-Pos, Push-In Termination, 22-14 AWG, 18A |  | Blue | 24 A | 15 A |  | - | - |  | - |  |  |  |  | Polyamide (PA66), Nylon 6/6 | UL94 V-0 | Not Applicable |  |  | 1 | 2 |  | Box |  |  | TOPJOB®S | 9mm ~ 11mm | 4.2mm | Push In, Spring | 800V | 600V | 14-22 AWG | 0.25-2.5mm² | 50 | https://www.unikeyic.com/media/datasheet/eb/c8/fa8e/eb/5abab344d30f7cb9a9edda8731b0c14e.pdf | https://www.unikeyic.com/products/din-rail-terminal-blocks/2001-1204/25778856.html
2001-1205 | WAGO | 10: 0.9545 100: 0.8749 500: 0.8749 1,000: 0.859 2,500: 0.859 | TERMINAL BLOCK, DIN RAIL, 2POS, 14AWG; |  | Black | 24 A | 15 A |  | - | - |  | - |  |  |  |  | Polyamide (PA66), Nylon 6/6 | UL94 V-0 | Not Applicable |  |  | 1 | 2 |  | Box | 15521628 |  | TOPJOB®S | 9mm ~ 11mm | 4.2mm | Push In, Spring | 800V | 600V | 14-22 AWG | 0.25-2.5mm² | 1028 | https://www.unikeyic.com/media/about_us/Unikey_ISO_9001_Certification.pdf | https://www.unikeyic.com/products/din-rail-terminal-blocks/2001-1205/24244811.html
2001-1207 | WAGO | 1: 1.5486 5: 1.438 10: 1.3495 | Conn Ground Terminal Block, 2 POS, T, DIN Rail Box | 2001-120 | Green, Yellow |  |  |  | - | - |  | - |  |  |  |  | Polyamide (PA66), Nylon 6/6 | - | 1 (Unlimited) |  |  | 1 | 2 |  | Bulk | 13230580 |  | TOPJOB®S | 9mm ~ 11mm | 4.2mm | Push In, Spring | - | - | 14-18 AWG | 0.75-2.5mm² | 50 | https://www.unikeyic.com/media/datasheet/fd/cf/1fbe/fdcf1fbe134980267aa707e09a762499.pdf | https://www.unikeyic.com/products/din-rail-terminal-blocks/2001-1207/23617595.html
2001-1211/1000-410 | WAGO | 1: 14.9688 10: 10.6369 25: 9.4357 50: 8.7128 100: 8.1297 250: 7.5379 500: 7.2001 1,000: 6.9369 |  |  | Gray | 500 mA | 15 A |  | - | Diode |  | - |  |  |  |  | Polyamide (PA66), Nylon 6/6 | UL94 V-0 | Not Applicable |  |  | 1 | 2 |  | Box |  |  | TOPJOB®S | 9mm ~ 11mm | 4.2mm | Push In, Spring | - | 600V | 14-22 AWG | 0.25-2.5mm² | 12 | https://www.unikeyic.com/media/about_us/Unikey_ISO_9001_Certification.pdf | https://www.unikeyic.com/products/din-rail-terminal-blocks/2001-1211-1000-410/6332077.html
2001-1301 | WAGO | 100: 0.5154 200: 0.4956 300: 0.4837 | Conn Terminal Block 3 POS T DIN Rail 24A Box | 2001-130 | Gray | 24 A | 15 A |  | - | - |  | - |  |  |  |  | Polyamide (PA66), Nylon 6/6 | - | 1 (Unlimited) |  |  | 1 | 3 |  | Bulk |  |  | TOPJOB®S | 9mm ~ 11mm | 4.2mm | Push In, Spring | 800V | 600V | 14-18 AWG | 0.75-2.5mm² | 1000 | https://www.unikeyic.com/media/datasheet/39/2d/4648/39/c2fa3a9caca58621c48c0f84094785fc.pdf | https://www.unikeyic.com/products/din-rail-terminal-blocks/2001-1301/34541359.html
2001-1303 | WAGO | 50: 1.3381 100: 1.2043 |  |  | Red | 24 A | 15 A |  | - | - |  | - |  |  |  |  | Polyamide (PA66), Nylon 6/6 | UL94 V-0 | Not Applicable |  |  | 1 | 3 |  | Box |  |  | TOPJOB®S | 9mm ~ 11mm | 4.2mm | Push In, Spring | 800V | 600V | 14-22 AWG | 0.25-2.5mm² | 89 | https://www.unikeyic.com/media/about_us/Unikey_ISO_9001_Certification.pdf | https://www.unikeyic.com/products/din-rail-terminal-blocks/2001-1303/2042563.html
2001-1307 | WAGO | 100: 1.8743 200: 1.8022 300: 1.7589 |  |  | Green, Yellow |  |  |  | - | - |  | - |  |  |  |  | Polyamide (PA66), Nylon 6/6 | UL94 V-0 | Not Applicable |  |  | 1 | 3 |  | Box |  |  | TOPJOB®S | 9mm ~ 11mm | 4.2mm | Push In, Spring | - | - | 14-22 AWG | 0.25-2.5mm² | 1000 | https://www.unikeyic.com/media/datasheet/db/df/7fce/db/6a6eccc025371a5c5d592fcab815fd1a.pdf | https://www.unikeyic.com/products/din-rail-terminal-blocks/2001-1307/5036006.html
2001-1311/1000-411 | WAGO | 1: 82.2421 | WAGO 2001-1311/1000-411 DIN |  | Gray | 500 mA | 15 A |  | - | Diode |  | - |  |  |  |  | Polyamide (PA66), Nylon 6/6 | UL94 V-0 | Not Applicable |  |  | 1 | 3 |  | Box |  |  | TOPJOB®S | 9mm ~ 11mm | 4.2mm | Push In, Spring | - | 600V | 14-22 AWG | 0.25-2.5mm² | 147 | https://www.unikeyic.com/media/datasheet/29/ce/6d0b/29/ef0db6224b9809f3c1003540ec6f0866.pdf | https://www.unikeyic.com/products/din-rail-terminal-blocks/2001-1311-1000-411/14181404.html
2001-1321/1000-434 | WAGO | 1: 122.097 | WAGO 2001-1321/1000-434 DIN |  | Gray | 25 mA | 15 A |  | - | LED, Resistor |  | - |  |  |  |  | Polyamide (PA66), Nylon 6/6 | UL94 V-0 | Not Applicable |  |  | 1 | 3 |  | Box | 15547593 |  | TOPJOB®S | 9mm ~ 11mm | 4.2mm | Push In, Spring | - | 600V | 14-22 AWG | 0.25-2.5mm² | 129 | https://www.unikeyic.com/media/datasheet/37/aa/13e4/37/29b270eb43ec583b7d4c109916d43357.pdf | https://www.unikeyic.com/products/din-rail-terminal-blocks/2001-1321-1000-434/3363563.html
2002-1201 | WAGO | 1: 0.5924 10: 0.5449 50: 0.4959 100: 0.4469 500: 0.4098 1,000: 0.3712 | Wanke Terminal block, TOPJOB Sseries, single layer, grey, Push-in termination, 24A | 2002 | Gray | 32 A | 20 A |  | - | - |  | - |  |  |  |  | Polyamide (PA66), Nylon 6/6 | - | 1 (Unlimited) |  |  | 1 | 2 |  | Bulk |  |  | TOPJOB®S, 2002 | 10mm ~ 12mm | 5.2mm | Push In, Spring | 800V | 600V | 12-18 AWG | 1-4mm² |  | https://www.unikeyic.com/media/datasheet/a0/1d/c466/a01dc466cbff66419ebdde45eff64fe8.pdf | https://www.unikeyic.com/products/din-rail-terminal-blocks/2002-1201/777923.html
2002-1202 | WAGO | 100: 0.527 200: 0.5067 300: 0.4945 | Wanke Rail type terminal block, TOPJOB Sseries, single layer, orange, Clamp termination, 22A | 2002 | Orange | 32 A | 20 A |  | - | - |  | - |  |  |  |  | Polyamide (PA66), Nylon 6/6 | - | 1 (Unlimited) |  |  | 1 | 2 |  | Bulk |  |  | TOPJOB®S, 2002 | 10mm ~ 12mm | 5.2mm | Push In, Spring | 800V | 600V | 12-18 AWG | 0.75-4mm² | 1000 | https://www.unikeyic.com/media/datasheet/49/71/60fc/49/cb3bdf42b5fc66c4d234c415df5ff61e.pdf | https://www.unikeyic.com/products/din-rail-terminal-blocks/2002-1202/9921533.html
2002-1205 | WAGO | 1: 1.7528 10: 1.5101 100: 1.4831 500: 1.4562 1,000: 1.4562 2,500: 1.4562 | Feedthrough Terminal Block, Rail Mount, 2-Conductor, 5.2mm Wide, Black | 2002 | Black | 32 A | 20 A |  | - | - |  | - |  |  |  |  | Polyamide (PA66), Nylon 6/6 | - | 1 (Unlimited) |  |  | 1 | 2 |  | Bulk |  |  | TOPJOB®S, 2002 | 10mm ~ 12mm | 5.2mm | Push In, Spring | 800V | 600V | 12-18 AWG | 0.75-4mm² | 198 | https://www.unikeyic.com/media/about_us/Unikey_ISO_9001_Certification.pdf | https://www.unikeyic.com/products/din-rail-terminal-blocks/2002-1205/18946489.html
2002-1208 | WAGO | 1: 94.1748 | WAGO 2002-1208 DIN |  | White |  |  |  | - | - |  | - |  |  |  |  | Polyamide (PA66), Nylon 6/6 | UL94 V-0 | Not Applicable |  |  | 1 | 2 |  | Box |  |  | TOPJOB®S, 2002 | 10mm ~ 12mm | 5.2mm | Push In, Spring | - | - | 12-22 AWG | 0.25-4mm² | 97 | https://www.unikeyic.com/media/about_us/Unikey_ISO_9001_Certification.pdf | https://www.unikeyic.com/products/din-rail-terminal-blocks/2002-1208/15445547.html
2002-1311/1000-411 | WAGO | 1: 91.8057 | WAGO 2002-1311/1000-411 |  | Gray | 500 mA |  |  | - | Diode |  | - |  |  |  |  | Polyamide (PA66), Nylon 6/6 | UL94 V-0 | Not Applicable |  |  | 1 | 3 |  | Box | 15567647 |  | TOPJOB®S | 10mm ~ 12mm | 5.2mm | Push In, Spring | - | - | 12-22 AWG | 0.25-4mm² | 100 | https://www.unikeyic.com/media/about_us/Unikey_ISO_9001_Certification.pdf | https://www.unikeyic.com/products/din-rail-terminal-blocks/2002-1311-1000-411/31002372.html
2002-1321/1000-434 | WAGO | 1: 127.9851 | WAGO 2002-1321/1000-434 |  | Gray | 25 mA |  |  | - | LED, Resistor |  | - |  |  |  |  | Polyamide (PA66), Nylon 6/6 | UL94 V-0 | Not Applicable |  |  | 1 | 3 |  | Box | 15546666 |  | TOPJOB®S | 10mm ~ 12mm | 5.2mm | Push In, Spring | - | - | 12-22 AWG | 0.25-4mm² | 174 | https://www.unikeyic.com/media/about_us/Unikey_ISO_9001_Certification.pdf | https://www.unikeyic.com/products/din-rail-terminal-blocks/2002-1321-1000-434/20154941.html
2002-1403 | WAGO | 100: 0.94 200: 0.9039 300: 0.8822 | Conn Terminal Block 4 POS Clamp DIN Rail 22A Box | 2002 | Red | 32 A | 20 A |  | - | - |  | - |  |  |  |  | Polyamide (PA66), Nylon 6/6 | - | 1 (Unlimited) |  |  | 1 | 4 |  | Bulk |  |  | TOPJOB®S, 2002 | 10mm ~ 12mm | 5.2mm | Push In, Spring | 800V | 600V | 12-18 AWG | 0.75-4mm² | 1000 | https://www.unikeyic.com/media/about_us/Unikey_ISO_9001_Certification.pdf | https://www.unikeyic.com/products/din-rail-terminal-blocks/2002-1403/1637955.html
2002-1405 | WAGO | 100: 0.9091 200: 0.8742 300: 0.8532 | Conn Terminal Block 4 POS DIN Rail 32A Box | 2002 | Black | 32 A | 20 A |  | - | - |  | - |  |  |  |  | Polyamide (PA66), Nylon 6/6 | - | 1 (Unlimited) |  |  | 1 | 4 |  | Bulk | 13549414 |  | TOPJOB®S, 2002 | 10mm ~ 12mm | 5.2mm | Push In, Spring | 800V | 600V | 12-18 AWG | 0.75-4mm² | 1000 | https://www.unikeyic.com/media/about_us/Unikey_ISO_9001_Certification.pdf | https://www.unikeyic.com/products/din-rail-terminal-blocks/2002-1405/9705892.html
2002-1411/1000-411 | WAGO | 1: 2.5319 | Component terminal block; 4line; With1Diodes 1N4007; Anode，Right Side; 35 x 15 and 35 x 7.5Guide rail; 2.5 mm²; Push-in CAGE CLAMP®; 2,50 mm²; grey |  | Gray | 500 mA |  |  | - | Diode |  | - |  |  |  |  | Polyamide (PA66), Nylon 6/6 | UL94 V-0 | Not Applicable |  |  | 1 | 4 |  | Box |  |  | TOPJOB®S | 10mm ~ 12mm | 5.2mm | Push In, Spring | - | - | 12-22 AWG | 0.25-4mm² | 15 | https://www.unikeyic.com/media/about_us/Unikey_ISO_9001_Certification.pdf | https://www.unikeyic.com/products/din-rail-terminal-blocks/2002-1411-1000-411/18662766.html
2002-1421/1000-413 | WAGO | 1: 138.27 | WAGO 2002-1421/1000-413 |  | Gray | 25 mA |  |  | - | LED, Resistor |  | - |  |  |  |  | Polyamide (PA66), Nylon 6/6 | UL94 V-0 | Not Applicable |  |  | 1 | 4 |  | Box | 15555239 |  | TOPJOB®S | 10mm ~ 12mm | 5.2mm | Push In, Spring | - | - | 12-22 AWG | 0.25-4mm² | 29 | https://www.unikeyic.com/media/about_us/Unikey_ISO_9001_Certification.pdf | https://www.unikeyic.com/products/din-rail-terminal-blocks/2002-1421-1000-413/24780042.html
2002-1601 | WAGO | 1: 95.2603 | WAGO 2002-1601 DIN |  | Gray | 16 A | 15 A |  | - | - |  | - |  |  |  |  | Polyamide (PA66), Nylon 6/6 | UL94 V-0 | Not Applicable |  |  | 1 | 2 |  | Box | 15550325 |  | TOPJOB®S | 10mm ~ 12mm | 5.2mm | Push In, Spring | 400V | 300V | 12-22 AWG | 0.25-4mm² | 114 | https://www.unikeyic.com/media/about_us/Unikey_ISO_9001_Certification.pdf | https://www.unikeyic.com/products/din-rail-terminal-blocks/2002-1601/33027456.html
2002-1604 | WAGO | 1: 130.218 | Terminal Block Connector 2 POS Clamp RA DIN Rail 16A CAGE CLAMP® Box |  | Blue | 16 A | 15 A |  | - | - |  | - |  |  |  |  | Polyamide (PA66), Nylon 6/6 | UL94 V-0 | Not Applicable |  |  | 1 | 2 |  | Box | 15527020 |  | TOPJOB®S | 10mm ~ 12mm | 5.2mm | Push In, Spring | 400V | 300V | 12-22 AWG | 0.25-4mm² | 19 | https://www.unikeyic.com/media/about_us/Unikey_ISO_9001_Certification.pdf | https://www.unikeyic.com/products/din-rail-terminal-blocks/2002-1604/24434401.html
2002-1611/1000-542 | WAGO | 1: 25.1964 10: 18.0403 25: 16.1304 50: 14.9967 100: 14.0907 250: 13.1789 500: 12.6617 | 2 Location grey 12-22 AWG |  | Gray | 6.3 A | 10 A |  | Fuse | LED |  | 5mm x 20mm |  |  |  |  | Polyamide (PA66), Nylon 6/6 | UL94 V-0 | Not Applicable |  |  | 1 | 2 |  | Box |  |  | TOPJOB®S | 10mm ~ 12mm | 6.2mm | Push In, Spring | 250V | 65V | 12-22 AWG | 0.25-4mm² | 4 | https://www.unikeyic.com/media/datasheet/55/44/f038/55/9a08f86c415e3cb29b72bc73af7aaa9b.pdf | https://www.unikeyic.com/products/din-rail-terminal-blocks/2002-1611-1000-542/26421821.html
2002-1671 | WAGO | 1: 1.8357 | Conn Disconnect Terminal Block 2 POS DIN Rail 16A Box | 2002 | Gray | 16 A | 15 A |  | Switch, Knife | - |  | - |  |  |  |  | Polyamide (PA66), Nylon 6/6 | - | 1 (Unlimited) |  |  | 1 | 2 |  | Bulk |  |  | TOPJOB®S | 10mm ~ 12mm | 5.2mm | Push In, Spring | 400V | 300V | 12-18 AWG | 0.75-4mm² | 46 | https://www.unikeyic.com/media/datasheet/4c/24/5f9e/4c/373e110eb54d11ecee622b428ade10dc.pdf | https://www.unikeyic.com/products/din-rail-terminal-blocks/2002-1671/20497697.html
2002-1671/401-000 | WAGO | 10: 9.9354 | Wanke Breaking terminal, TOPJOB Sseries |  | Gray | 16 A | 15 A |  | Switch, Knife | - |  | - |  |  |  |  | Polyamide (PA66), Nylon 6/6 | UL94 V-0 | Not Applicable |  |  | 1 | 2 |  | Box |  |  | TOPJOB®S | 10mm ~ 12mm | 5.2mm | Push In, Spring | 400V | 300V | 12-22 AWG | 0.25-4mm² | 39 | https://www.unikeyic.com/media/about_us/Unikey_ISO_9001_Certification.pdf | https://www.unikeyic.com/products/din-rail-terminal-blocks/2002-1671-401-000/29583862.html
2002-1672 | WAGO | 1: 99.3542 | WAGO 2002-1672 Test Disconnect Terminal Block |  | Orange | 16 A | 15 A |  | Switch, Knife | - |  | - |  |  |  |  | Polyamide (PA66), Nylon 6/6 | UL94 V-0 | Not Applicable |  |  | 1 | 2 |  | Box | 15526936 |  | TOPJOB®S | 10mm ~ 12mm | 5.2mm | Push In, Spring | 400V | 300V | 12-22 AWG | 0.25-4mm² | 19 | https://www.unikeyic.com/media/about_us/Unikey_ISO_9001_Certification.pdf | https://www.unikeyic.com/products/din-rail-terminal-blocks/2002-1672/25137975.html
2002-1674/401-000 | WAGO | 1: 148.5056 | WAGO 2002-1674/401-000 Test Disconnect Terminal Block |  | Blue | 16 A | 15 A |  | Switch, Knife | - |  | - |  |  |  |  | Polyamide (PA66), Nylon 6/6 | UL94 V-0 | Not Applicable |  |  | 1 | 2 |  | Box | 15571987 |  | TOPJOB®S | 10mm ~ 12mm | 5.2mm | Push In, Spring | 400V | 300V | 12-22 AWG | 0.25-4mm² | 176 | https://www.unikeyic.com/media/datasheet/e0/6d/1fd1/e0/b3125c50802ec324f36621795726ced5.pdf | https://www.unikeyic.com/products/din-rail-terminal-blocks/2002-1674-401-000/13051286.html
2002-1681 | WAGO | 50: 1.6195 100: 1.5572 150: 1.5198 | Conn Terminal Block, 2 POS, T, DIN Rail, 10A, Box | 2002 | Gray | 10 A | 10 A |  | Fuse | - |  | - |  |  |  |  | Polyamide (PA66), Nylon 6/6 | - | 1 (Unlimited) |  |  | 1 | 2 |  | Bulk |  |  | TOPJOB®S | 10mm ~ 12mm | 5.2mm | Push In, Spring | 400V | 300V | 12-18 AWG | 0.75-4mm² | 500 | https://www.unikeyic.com/media/datasheet/f9/c7/df1e/f9/7d24be13a12e37efbbd01174dac92946.pdf | https://www.unikeyic.com/products/din-rail-terminal-blocks/2002-1681/4156190.html
2002-1702 | WAGO | 50: 2.852 250: 2.8113 500: 2.689 |  |  | Orange | 16 A | 15 A |  | - | - |  | - |  |  |  |  | Polyamide (PA66), Nylon 6/6 | UL94 V-0 | Not Applicable |  |  | 1 | 3 |  | Box |  |  | TOPJOB®S | 10mm ~ 12mm | 5.2mm | Push In, Spring | 400V | 300V | 12-22 AWG | 0.25-4mm² | 20000 | https://www.unikeyic.com/media/about_us/Unikey_ISO_9001_Certification.pdf | https://www.unikeyic.com/products/din-rail-terminal-blocks/2002-1702/20186232.html
2002-1711/1000-867 | WAGO | 1: 30.5273 10: 21.9361 25: 19.6756 50: 18.3395 100: 17.275 250: 16.2067 500: 15.602 | 3-CONDUCTOR FUSE TERMINAL BLOCK, |  | Gray | 6.3 A | 10 A |  | Fuse | LED |  | 5mm x 20mm |  |  |  |  | Polyamide (PA66), Nylon 6/6 | UL94 V-0 | Not Applicable |  |  | 1 | 2 |  | Box | 15540067 |  | TOPJOB®S | 10mm ~ 12mm | 6.2mm | Push In, Spring | 250V | 120V | 12-22 AWG | 0.25-4mm² | 22 | https://www.unikeyic.com/media/datasheet/33/18/e846/33/44f183e882fcdd6c4cd3da4f20bf9ffc.pdf | https://www.unikeyic.com/products/din-rail-terminal-blocks/2002-1711-1000-867/16312931.html
2002-1761 | WAGO | 1: 102.8894 | WAGO 2002-1761 DIN |  | Gray | 16 A | 15 A |  | Disconnect Tab | - |  | - |  |  |  |  | Polyamide (PA66), Nylon 6/6 | UL94 V-0 | Not Applicable |  |  | 1 | 3 |  | Box | 15521246 |  | TOPJOB®S | 10mm ~ 12mm | 5.2mm | Push In, Spring | 400V | 300V | 12-22 AWG | 0.25-4mm² | 211 | https://www.unikeyic.com/media/about_us/Unikey_ISO_9001_Certification.pdf | https://www.unikeyic.com/products/din-rail-terminal-blocks/2002-1761/7019173.html
2002-1772 | WAGO | 50: 2.8458 250: 2.8051 500: 2.6832 |  |  | Orange | 16 A | 15 A |  | Switch, Knife | - |  | - |  |  |  |  | Polyamide (PA66), Nylon 6/6 | UL94 V-0 | Not Applicable |  |  | 1 | 3 |  | Box | 15521858 |  | TOPJOB®S | 10mm ~ 12mm | 5.2mm | Push In, Spring | 400V | 300V | 12-22 AWG | 0.25-4mm² | 20000 | https://www.unikeyic.com/media/datasheet/56/7f/3e62/56/8051a324e265db8f61fd73359c000127.pdf | https://www.unikeyic.com/products/din-rail-terminal-blocks/2002-1772/34648997.html
2002-1774 | WAGO | 1: 144.2765 | WAGO 2002-1774 Test Disconnect Terminal Block |  | Blue | 16 A | 15 A |  | Switch, Knife | - |  | - |  |  |  |  | Polyamide (PA66), Nylon 6/6 | UL94 V-0 | Not Applicable |  |  | 1 | 3 |  | Box |  |  | TOPJOB®S | 10mm ~ 12mm | 5.2mm | Push In, Spring | 400V | 300V | 12-22 AWG | 0.25-4mm² | 47 | https://www.unikeyic.com/media/datasheet/63/95/7b04/63/27639c0fa466c43a83e54758cd1cfae4.pdf | https://www.unikeyic.com/products/din-rail-terminal-blocks/2002-1774/29161308.html
2002-1801 | WAGO | 20: 5.753 60: 5.478 | Terminal Block Connector 4 Position Feed Through Gray 12-22 AWG |  | Gray | 16 A | 15 A |  | - | - |  | - |  |  |  |  | Polyamide (PA66), Nylon 6/6 | UL94 V-0 | Not Applicable |  |  | 1 | 4 |  | Box |  |  | TOPJOB®S | 10mm ~ 12mm | 5.2mm | Push In, Spring | 400V | 600V | 12-22 AWG | 0.25-4mm² | 216 | https://www.unikeyic.com/media/datasheet/77/86/787d/77/42a88a8ff655568ba09b37cfe976a423.pdf | https://www.unikeyic.com/products/din-rail-terminal-blocks/2002-1801/963461.html
2002-1804 | WAGO | 1: 15.6708 10: 11.1445 25: 9.8928 50: 9.14 100: 8.5335 250: 7.9187 500: 7.5678 1,000: 7.2946 | 4-CONDUCTOR THROUGH TERMINAL BLO |  | Blue | 16 A | 15 A |  | - | - |  | - |  |  |  |  | Polyamide (PA66), Nylon 6/6 | UL94 V-0 | Not Applicable |  |  | 1 | 4 |  | Box | 15582022 |  | TOPJOB®S | 10mm ~ 12mm | 5.2mm | Push In, Spring | 400V | 600V | 12-22 AWG | 0.25-4mm² | 16 | https://www.unikeyic.com/media/about_us/Unikey_ISO_9001_Certification.pdf | https://www.unikeyic.com/products/din-rail-terminal-blocks/2002-1804/22325188.html
2002-1811/1000-542 | WAGO | 9: 13.662 26: 13.013 101: 12.419 252: 11.88 755: 11.385 | Terminal Block Connector 2 Position Disconnect Gray 12-22 AWG |  | Gray | 6.3 A | 10 A |  | Fuse | LED |  | 5mm x 20mm |  |  |  |  | Polyamide (PA66), Nylon 6/6 | UL94 V-0 | Not Applicable |  |  | 1 | 2 |  | Box | 15533021 |  | TOPJOB®S | 10mm ~ 12mm | 6.2mm | Push In, Spring | 250V | 65V | 12-22 AWG | 0.25-4mm² | 3092 | https://www.unikeyic.com/media/datasheet/6d/89/4739/6d/da1781917ee7247937328915409240a8.pdf | https://www.unikeyic.com/products/din-rail-terminal-blocks/2002-1811-1000-542/28975440.html
2002-1811/1000-867 | WAGO | 1: 14.1543 |  |  | Gray | 6.3 A | 10 A |  | Fuse | LED |  | 5mm x 20mm |  |  |  |  | Polyamide (PA66), Nylon 6/6 | UL94 V-0 | Not Applicable |  |  | 1 | 2 |  | Box | 15540071 |  | TOPJOB®S | 10mm ~ 12mm | 6.2mm | Push In, Spring | 250V | 120V | 12-22 AWG | 0.25-4mm² | 10 | https://www.unikeyic.com/media/datasheet/8b/31/dc5c/8b/235baa8db55e44c0e9ea0d28e46867cd.pdf | https://www.unikeyic.com/products/din-rail-terminal-blocks/2002-1811-1000-867/30424992.html
2002-1881 | WAGO | 50: 1.9534 100: 1.8783 150: 1.8332 |  |  | Gray | 10 A | 10 A |  | Fuse | - |  | Blade |  |  |  |  | Polyamide (PA66), Nylon 6/6 | UL94 V-0 | Not Applicable |  |  | 1 | 4 |  | Box |  |  | TOPJOB®S | 10mm ~ 12mm | 5.2mm | Push In, Spring | 400V | 300V | 12-22 AWG | 0.25-4mm² | 500 | https://www.unikeyic.com/media/datasheet/3b/d5/8de4/3b/072371596d1fb06ddf17978a0160a340.pdf | https://www.unikeyic.com/products/din-rail-terminal-blocks/2002-1881/2706253.html
2002-1911/1000-542 | WAGO | 1: 149.701 | WAGO 2002-1911/1000-542 fuse terminal block |  | Gray | 6.3 A | 6.3 A |  | Fuse | LED |  | 5mm x 20mm |  |  |  |  | Polyamide (PA66), Nylon 6/6 | UL94 V-0 | Not Applicable |  |  | 1 | 2 |  | Box |  |  | TOPJOB®S | 10mm ~ 12mm | 6.2mm | Push In, Spring | 250V | 65V | 12-22 AWG | 0.25-4mm² | 63 | https://www.unikeyic.com/media/about_us/Unikey_ISO_9001_Certification.pdf | https://www.unikeyic.com/products/din-rail-terminal-blocks/2002-1911-1000-542/13892101.html
2002-1981/1000-435 | WAGO | 1: 139.2451 | WAGO 2002-1981/1000-435 fuse terminal block |  | Gray | 10 A | 10 A |  | Fuse | LED, Resistor |  | Blade |  |  |  |  | Polyamide (PA66), Nylon 6/6 | UL94 V-0 | Not Applicable |  |  | 1 | 2 |  | Box |  |  | TOPJOB®S | 10mm ~ 12mm | 5.2mm | Push In, Spring | 400V | 48V | 12-22 AWG | 0.25-4mm² | 156 | https://www.unikeyic.com/media/about_us/Unikey_ISO_9001_Certification.pdf | https://www.unikeyic.com/products/din-rail-terminal-blocks/2002-1981-1000-435/9003440.html
2002-2203 | WAGO | 1: 73.467 | WAGO 2002-2203 Double layer terminal |  | Gray | 28 A | 20 A |  | - | - |  | - |  |  |  |  | Polyamide (PA66), Nylon 6/6 | UL94 V-0 | Not Applicable |  |  | 2 | 4 |  | Box |  |  | TOPJOB®S | 10mm ~ 12mm | 5.2mm | Push In, Spring | 500V | 300V | 12-22 AWG | 0.25-4mm² | 57 | https://www.unikeyic.com/media/about_us/Unikey_ISO_9001_Certification.pdf | https://www.unikeyic.com/products/din-rail-terminal-blocks/2002-2203/40894.html
2002-2203/099-000 | WAGO | 50: 2.0725 250: 2.0429 500: 1.9541 |  |  | Gray | 24 A | 20 A |  | - | - |  | - |  |  |  |  | Polyamide (PA66), Nylon 6/6 | UL94 V-0 | Not Applicable |  |  | 2 | 4 |  | Box | 15601891 |  | TOPJOB®S | 10mm ~ 12mm | 6.2mm | Push In, Spring | 800V | 600V | 12-22 AWG | 0.25-4mm² | 20000 | https://www.unikeyic.com/media/datasheet/58/cb/0454/58/3e96c982e037f235fd816822f1c7b111.pdf | https://www.unikeyic.com/products/din-rail-terminal-blocks/2002-2203-099-000/10482303.html
2002-2206 | WAGO | 50: 3.1889 500: 3.0662 5,000: 2.9436 |  |  | Orange | 28 A | 20 A |  | - | - |  | - |  |  |  |  | Polyamide (PA66), Nylon 6/6 | UL94 V-0 | Not Applicable |  |  | 2 | 4 |  | Box | 15601901 |  | TOPJOB®S | 10mm ~ 12mm | 5.2mm | Push In, Spring | 500V | 300V | 12-22 AWG | 0.25-4mm² | 598 | https://www.unikeyic.com/media/about_us/Unikey_ISO_9001_Certification.pdf | https://www.unikeyic.com/products/din-rail-terminal-blocks/2002-2206/24639571.html
2002-2207/099-000 | WAGO | 50: 4.5524 250: 4.4874 500: 4.2923 |  |  | Green, Yellow |  |  |  | - | - |  | - |  |  |  |  | Polyamide (PA66), Nylon 6/6 | UL94 V-0 | Not Applicable |  |  | 2; Connected | 4 |  | Box | 15540375 |  | TOPJOB®S | 10mm ~ 12mm | 6.2mm | Push In, Spring | - | - | 12-22 AWG | 0.25-4mm² | 20000 | https://www.unikeyic.com/media/about_us/Unikey_ISO_9001_Certification.pdf | https://www.unikeyic.com/products/din-rail-terminal-blocks/2002-2207-099-000/19768934.html
2002-2209 | WAGO | 1: 2.0904 | Double layer terminal block; 4Wire standard terminal block; N; Unmarked carrier; Ex e IIandEx iapplication; Intercom; Conductor input terminal with purple marking; 35 x 15 and 35 x 7.5Guide rail; 2.5 mm²; Push-in CAGE CLAMP®; 2,50 mm²; Blue |  | Blue | 28 A | 20 A |  | - | - |  | - |  |  |  |  | Polyamide (PA66), Nylon 6/6 | UL94 V-0 | Not Applicable |  |  | 2; Connected | 4 |  | Box | 15551342 |  | TOPJOB®S | 10mm ~ 12mm | 5.2mm | Push In, Spring | 500V | 300V | 12-22 AWG | 0.25-4mm² | 48 | https://www.unikeyic.com/media/about_us/Unikey_ISO_9001_Certification.pdf | https://www.unikeyic.com/products/din-rail-terminal-blocks/2002-2209/22991452.html
2002-2211/1000-410 | WAGO | 50: 5.3989 100: 5.1912 150: 5.0667 |  |  | Gray | 500 mA |  |  | - | Diode |  | - |  |  |  |  | Polyamide (PA66), Nylon 6/6 | UL94 V-0 | Not Applicable |  |  | 2; Connected | 4 |  | Box |  |  | TOPJOB®S | 10mm ~ 12mm | 5.2mm | Push In, Spring | - | - | 12-22 AWG | 0.25-4mm² | 500 | https://www.unikeyic.com/media/about_us/Unikey_ISO_9001_Certification.pdf | https://www.unikeyic.com/products/din-rail-terminal-blocks/2002-2211-1000-410/32732490.html
2002-2211/1000-411 | WAGO | 1: 128.8418 | WAGO 2002-2211/1000-411 Double layer terminal |  | Gray | 500 mA |  |  | - | Diode |  | - |  |  |  |  | Polyamide (PA66), Nylon 6/6 | UL94 V-0 | Not Applicable |  |  | 2; Connected | 4 |  | Box |  |  | TOPJOB®S | 10mm ~ 12mm | 5.2mm | Push In, Spring | - | - | 12-22 AWG | 0.25-4mm² | 135 | https://www.unikeyic.com/media/about_us/Unikey_ISO_9001_Certification.pdf | https://www.unikeyic.com/products/din-rail-terminal-blocks/2002-2211-1000-411/25251665.html
2002-2213/1000-487 | WAGO | 1: 258.7063 | WAGO 2002-2213/1000-487 Double layer terminal |  | Gray | 500 mA |  |  | Disconnect Tab | Diode |  | - |  |  |  |  | Polyamide (PA66), Nylon 6/6 | UL94 V-0 | Not Applicable |  |  | 2; Connected | 4 |  | Box |  |  | TOPJOB®S | 10mm ~ 12mm | 5.2mm | Push In, Spring | - | - | 12-22 AWG | 0.25-4mm² | 52 | https://www.unikeyic.com/media/about_us/Unikey_ISO_9001_Certification.pdf | https://www.unikeyic.com/products/din-rail-terminal-blocks/2002-2213-1000-487/34838896.html
2002-2213/1000-488 | WAGO | 1: 47.4768 10: 34.4812 25: 31.1615 50: 29.2181 100: 27.6798 250: 26.1446 | 4 Location 、 grey 12-22 AWG |  | Gray | 500 mA |  |  | Disconnect Tab | Diode |  | - |  |  |  |  | Polyamide (PA66), Nylon 6/6 | UL94 V-0 | Not Applicable |  |  | 2; Connected | 4 |  | Box |  |  | TOPJOB®S | 10mm ~ 12mm | 5.2mm | Push In, Spring | - | - | 12-22 AWG | 0.25-4mm² | 5 | https://www.unikeyic.com/media/about_us/Unikey_ISO_9001_Certification.pdf | https://www.unikeyic.com/products/din-rail-terminal-blocks/2002-2213-1000-488/3160845.html
2002-2214/1000-490 | WAGO | 1: 246.3628 | WAGO 2002-2214/1000-490 Double layer terminal |  | Gray | 500 mA |  |  | Disconnect Tab | Diode |  | - |  |  |  |  | Polyamide (PA66), Nylon 6/6 | UL94 V-0 | Not Applicable |  |  | 2; Connected | 4 |  | Box |  |  | TOPJOB®S | 10mm ~ 12mm | 5.2mm | Push In, Spring | - | - | 12-22 AWG | 0.25-4mm² | 766 | https://www.unikeyic.com/media/about_us/Unikey_ISO_9001_Certification.pdf | https://www.unikeyic.com/products/din-rail-terminal-blocks/2002-2214-1000-490/30036907.html
2002-2214/1000-491 | WAGO | 1: 246.3628 | WAGO 2002-2214/1000-491 Double layer terminal |  | Gray | 500 mA |  |  | - | Diode |  | - |  |  |  |  | Polyamide (PA66), Nylon 6/6 | UL94 V-0 | Not Applicable |  |  | 2; Connected | 4 |  | Box | 15547086 |  | TOPJOB®S | 10mm ~ 12mm | 5.2mm | Push In, Spring | - | - | 12-22 AWG | 0.25-4mm² | 66 | https://www.unikeyic.com/media/about_us/Unikey_ISO_9001_Certification.pdf | https://www.unikeyic.com/products/din-rail-terminal-blocks/2002-2214-1000-491/18766426.html
2002-2231/099-000 | WAGO | 50: 2.0933 250: 2.0634 500: 1.9737 |  |  | Gray | 24 A | 15 A |  | - | - |  | - |  |  |  |  | Polyamide (PA66), Nylon 6/6 | UL94 V-0 | Not Applicable |  |  | 2 | 4 |  | Box | 15522767 |  | TOPJOB®S | 10mm ~ 12mm | 6.2mm | Push In, Spring | 800V | 600V | 12-22 AWG | 0.25-4mm² | 20000 | https://www.unikeyic.com/media/about_us/Unikey_ISO_9001_Certification.pdf | https://www.unikeyic.com/products/din-rail-terminal-blocks/2002-2231-099-000/2286918.html
2002-2234 | WAGO | 50: 6.2188 | Terminal block, 2002series, 4road, Push-in termination, 22 → 12 AWGwire_gauge, 24A |  | Blue | 28 A | 20 A |  | - | - |  | - |  |  |  |  | Polyamide (PA66), Nylon 6/6 | UL94 V-0 | Not Applicable |  |  | 2 | 4 |  | Box |  |  | TOPJOB®S | 10mm ~ 12mm | 5.2mm | Push In, Spring | 500V | 300V | 12-22 AWG | 0.25-4mm² | 198 | https://www.unikeyic.com/media/about_us/Unikey_ISO_9001_Certification.pdf | https://www.unikeyic.com/products/din-rail-terminal-blocks/2002-2234/2169477.html
2002-2238/099-000 | WAGO | 1: 13.8996 10: 9.8766 25: 8.7523 50: 8.0743 100: 7.5264 250: 6.9698 500: 6.6517 1,000: 6.4038 | 4 Location grey 12-22 AWG |  | Gray | 24 A | 15 A |  | - | - |  | - |  |  |  |  | Polyamide (PA66), Nylon 6/6 | UL94 V-0 | Not Applicable |  |  | 2; Connected | 4 |  | Box |  |  | TOPJOB®S | 10mm ~ 12mm | 6.2mm | Push In, Spring | 800V | 600V | 12-22 AWG | 0.25-4mm² | 10 | https://www.unikeyic.com/media/about_us/Unikey_ISO_9001_Certification.pdf | https://www.unikeyic.com/products/din-rail-terminal-blocks/2002-2238-099-000/6137214.html
2002-2407 | WAGO | 1: 10.9765 10: 10.0618 100: 9.8789 250: 9.8789 500: 9.8789 1,000: 9.8789 | TERMINAL BLOCK, DIN RAIL, 8POS, 12AWG; |  | Green, Yellow |  |  |  | - | - |  | - |  |  |  |  | Polyamide (PA66), Nylon 6/6 | UL94 V-0 | Not Applicable |  |  | 2; Connected | 8 |  | Box | 15540584 |  | TOPJOB®S | 10mm ~ 12mm | 5.2mm | Push In, Spring | - | - | 12-22 AWG | 0.25-4mm² | 52 | https://www.unikeyic.com/media/about_us/Unikey_ISO_9001_Certification.pdf | https://www.unikeyic.com/products/din-rail-terminal-blocks/2002-2407/20835774.html
2002-2408 | WAGO | 1: 2.0963 | 4Wire double-layer terminal block; 8Wire standard terminal block; L; Unmarked carrier; Intercom; Conductor input terminal with purple marking; 35 x 15 and 35 x 7.5Guide rail; 2.5 mm²; Push-in CAGE CLAMP®; 2,50 mm²; grey |  | Gray | 28 A | 20 A |  | - | - |  | - |  |  |  |  | Polyamide (PA66), Nylon 6/6 | UL94 V-0 | Not Applicable |  |  | 2; Connected | 8 |  | Box | 15575236 |  | TOPJOB®S | 10mm ~ 12mm | 5.2mm | Push In, Spring | 800V | 600V | 12-22 AWG | 0.25-4mm² | 15 | https://www.unikeyic.com/media/about_us/Unikey_ISO_9001_Certification.pdf | https://www.unikeyic.com/products/din-rail-terminal-blocks/2002-2408/32092325.html
2002-2427 | WAGO | 50: 4.0785 250: 4.0202 500: 3.8454 |  |  | Gray | 28 A | 20 A |  | - | - |  | - |  |  |  |  | Polyamide (PA66), Nylon 6/6 | UL94 V-0 | Not Applicable |  |  | 2 | 8 |  | Box |  |  | TOPJOB®S | 10mm ~ 12mm | 5.2mm | Push In, Spring | 800V | 300V | 12-22 AWG | 0.25-4mm² | 20000 | https://www.unikeyic.com/media/datasheet/02/8b/39e3/02/6bc67d6075de14f755e67d35aa28ba05.pdf | https://www.unikeyic.com/products/din-rail-terminal-blocks/2002-2427/12549657.html
2002-2437 | WAGO | 1: 144.0398 | WAGO 2002-2437 Double layer terminal |  | Green, Yellow |  |  |  | - | - |  | - |  |  |  |  | Polyamide (PA66), Nylon 6/6 | UL94 V-0 | Not Applicable |  |  | 2; Connected | 8 |  | Box |  |  | TOPJOB®S | 10mm ~ 12mm | 5.2mm | Push In, Spring | - | - | 12-22 AWG | 0.25-4mm² | 42 | https://www.unikeyic.com/media/about_us/Unikey_ISO_9001_Certification.pdf | https://www.unikeyic.com/products/din-rail-terminal-blocks/2002-2437/9941120.html
2002-2457 | WAGO | 50: 4.2157 250: 4.1554 500: 3.9748 |  |  | Gray | 28 A | 20 A |  | - | - |  | - |  |  |  |  | Polyamide (PA66), Nylon 6/6 | UL94 V-0 | Not Applicable |  |  | 2 | 8 |  | Box |  |  | TOPJOB®S | 10mm ~ 12mm | 5.2mm | Push In, Spring | 800V | 300V | 12-22 AWG | 0.25-4mm² | 20000 | https://www.unikeyic.com/media/datasheet/75/b3/bb63/75/80283aa863aa5dcf13742f915cdd315c.pdf | https://www.unikeyic.com/products/din-rail-terminal-blocks/2002-2457/327157.html
2002-2602 | WAGO | 1: 92.7369 | WAGO 2002-2602 Double layer terminal |  | Gray | 28 A | 20 A |  | - | - |  | - |  |  |  |  | Polyamide (PA66), Nylon 6/6 | UL94 V-0 | Not Applicable |  |  | 2 | 4 |  | Box | 15522149 |  | TOPJOB®S | 10mm ~ 12mm | 5.2mm | Push In, Spring | 500V | 300V | 12-22 AWG | 0.25-4mm² | 57 | https://www.unikeyic.com/media/about_us/Unikey_ISO_9001_Certification.pdf | https://www.unikeyic.com/products/din-rail-terminal-blocks/2002-2602/27653475.html
2002-2611 | WAGO | 25: 3.8508 50: 3.7027 75: 3.6139 |  | 2002 | Gray | 6.3 A | 6.3 A |  | Fuse | - |  | 5mm x 20mm |  |  |  |  | Polyamide (PA66), Nylon 6/6 | - | 1 (Unlimited) |  |  | 2 | 4 |  | Bulk |  |  | TOPJOB®S | 10mm ~ 12mm | 6.2mm | Push In, Spring | 250V | 300V | 12-18 AWG | 0.75-4mm² | 250 | https://www.unikeyic.com/media/about_us/Unikey_ISO_9001_Certification.pdf | https://www.unikeyic.com/products/din-rail-terminal-blocks/2002-2611/21392112.html
2002-2611/1000-542 | WAGO | 1: 35.3625 5: 32.5404 25: 31.0065 50: 30.387 100: 29.778 250: 29.1795 500: 28.602 | TOPJOB®S double-deck fuse disconnect terminal block - with pivoting fuse holder for 5 x 20 mm fuse - with blown fuse LED indication for 30 - 65 V - through/fuse (L/L) - rail mount - 2-conductor - 6.2 mm wide - gray |  | Gray | 6.3 A | 6.3 A |  | Fuse | - |  | 5mm x 20mm |  |  |  |  | Polyamide (PA66), Nylon 6/6 | UL94 V-0 | Not Applicable |  |  | 1 | 2 |  | Box |  |  | TOPJOB®S | 10mm ~ 12mm | 6.2mm | Push In, Spring | 250V | 65V | 12-22 AWG | 0.25-4mm² | 20 | https://www.unikeyic.com/media/about_us/Unikey_ISO_9001_Certification.pdf | https://www.unikeyic.com/products/din-rail-terminal-blocks/2002-2611-1000-542/282768.html
2002-2703 | WAGO | 1: 9.6395 10: 6.8327 25: 6.025 50: 5.5327 100: 5.1321 250: 4.7225 500: 4.4872 1,000: 4.303 | 4 Location grey 12-22 AWG |  | Gray | 28 A | 20 A |  | - | - |  | - |  |  |  |  | Polyamide (PA66), Nylon 6/6 | UL94 V-0 | Not Applicable |  |  | 2 | 4 |  | Box |  |  | TOPJOB®S | 10mm ~ 12mm | 5.2mm | Push In, Spring | 800V | 600V | 12-22 AWG | 0.25-4mm² | 8 | https://www.unikeyic.com/media/about_us/Unikey_ISO_9001_Certification.pdf | https://www.unikeyic.com/products/din-rail-terminal-blocks/2002-2703/22317981.html
2002-2709 | WAGO | 50: 7.3975 500: 7.1129 5,000: 6.8284 |  |  | Blue | 28 A | 20 A |  | - | - |  | - |  |  |  |  | Polyamide (PA66), Nylon 6/6 | UL94 V-0 | Not Applicable |  |  | 2; Connected | 4 |  | Box |  |  | TOPJOB®S | 10mm ~ 12mm | 5.2mm | Push In, Spring | 800V | 600V | 12-22 AWG | 0.25-4mm² | 200 | https://www.unikeyic.com/media/about_us/Unikey_ISO_9001_Certification.pdf | https://www.unikeyic.com/products/din-rail-terminal-blocks/2002-2709/31785403.html
2002-2941 | WAGO | 1: 198.9206 |  |  | Gray | 16 A | 15 A |  | Disconnect Tab | - |  | - |  |  |  |  | Polyamide (PA66), Nylon 6/6 | UL94 V-0 | Not Applicable |  |  | 2 | 4 |  | Box |  |  | TOPJOB®S | 10mm ~ 12mm | 5.2mm | Push In, Spring | 400V | 300V | 12-22 AWG | 0.25-4mm² | 95 | https://www.unikeyic.com/media/about_us/Unikey_ISO_9001_Certification.pdf | https://www.unikeyic.com/products/din-rail-terminal-blocks/2002-2941/18061771.html
2002-2952 | WAGO | 1: 41.6902 10: 30.1736 25: 27.2074 50: 25.4663 100: 24.0852 250: 22.705 | DOUBLE-DECK, DOUBLE-DISCONNECT T |  | Gray | 16 A | 15 A |  | Switch, Knife | - |  | - |  |  |  |  | Polyamide (PA66), Nylon 6/6 | UL94 V-0 | Not Applicable |  |  | 2 | 4 |  | Box | 15545132 |  | TOPJOB®S | 10mm ~ 12mm | 5.2mm | Push In, Spring | 400V | 300V | 12-22 AWG | 0.25-4mm² | 3 | https://www.unikeyic.com/media/datasheet/8a/4a/12cc/8a/aba4c154187577c989143955cf3008a8.pdf | https://www.unikeyic.com/products/din-rail-terminal-blocks/2002-2952/9630018.html
2002-2959 | WAGO | 1: 228.8694 | WAGO 2002-2959 |  | Blue | 16 A | 15 A |  | Switch, Knife | - |  | - |  |  |  |  | Polyamide (PA66), Nylon 6/6 | UL94 V-0 | Not Applicable |  |  | 2; Connected | 4 |  | Box |  |  | TOPJOB®S | 10mm ~ 12mm | 5.2mm | Push In, Spring | 400V | 300V | 12-22 AWG | 0.25-4mm² | 34 | https://www.unikeyic.com/media/datasheet/43/69/16b6/43/e4a5c3c1e0364f01186613c7b78366e1.pdf | https://www.unikeyic.com/products/din-rail-terminal-blocks/2002-2959/34718627.html
2002-2961 | WAGO | 50: 8.4084 250: 8.2883 500: 7.928 |  |  | Gray | 16 A | 15 A |  | Disconnect Tab | - |  | - |  |  |  |  | Polyamide (PA66), Nylon 6/6 | UL94 V-0 | Not Applicable |  |  | 2 | 4 |  | Box | 15534085 |  | TOPJOB®S | 10mm ~ 12mm | 5.2mm | Push In, Spring | 400V | 300V | 12-22 AWG | 0.25-4mm² | 20000 | https://www.unikeyic.com/media/datasheet/7c/0b/6d13/7c/b84fafdd913422f6208b4133936e9059.pdf | https://www.unikeyic.com/products/din-rail-terminal-blocks/2002-2961/11816594.html
2002-2963 | WAGO | 50: 8.4084 250: 8.2883 500: 7.928 |  |  | Gray | 16 A | 15 A |  | Disconnect Tab | - |  | - |  |  |  |  | Polyamide (PA66), Nylon 6/6 | UL94 V-0 | Not Applicable |  |  | 2 | 4 |  | Box |  |  | TOPJOB®S | 10mm ~ 12mm | 5.2mm | Push In, Spring | 400V | 300V | 12-22 AWG | 0.25-4mm² | 20000 | https://www.unikeyic.com/media/datasheet/24/01/b172/24/cebe30d469bbdc76627951ee6d81e800.pdf | https://www.unikeyic.com/products/din-rail-terminal-blocks/2002-2963/22515221.html
2002-3201 | WAGO | 1: 2.1859 10: 1.8496 100: 1.7175 | Wanke Rail type terminal block, TOPJOB Sseries, third floor, grey, Push-in termination, 24A | 2002 | Gray | 28 A | 20 A |  | - | - |  | - |  |  |  |  | Polyamide (PA66), Nylon 6/6 | - | 1 (Unlimited) |  |  | 3 | 6 |  | Bulk | 13549635 |  | TOPJOB®S | 10mm ~ 12mm | 5.2mm | Push In, Spring | 500V | 300V | 12-18 AWG | 0.75-4mm² |  | https://www.unikeyic.com/media/datasheet/d2/15/5051/d2/fbfdbdd7ef06ab862cc43b886cac8f7b.pdf | https://www.unikeyic.com/products/din-rail-terminal-blocks/2002-3201/22096611.html
2002-3209 | WAGO | 10: 8.1923 50: 7.4637 100: 6.7203 |  |  | Blue | 28 A | 20 A |  | - | - |  | - |  |  |  |  | Polyamide (PA66), Nylon 6/6 | UL94 V-0 | Not Applicable |  |  | 3; Connected | 6 |  | Box | 15568488 |  | TOPJOB®S | 10mm ~ 12mm | 5.2mm | Push In, Spring | 500V | 300V | 12-22 AWG | 0.25-4mm² | 15 | https://www.unikeyic.com/media/datasheet/b6/5f/e34c/b6/73a62a35e3c8a7b1de844900eb941820.pdf | https://www.unikeyic.com/products/din-rail-terminal-blocks/2002-3209/9915944.html
2002-3211/1000-675 | WAGO | 1: 77.1339 | WAGO 2002-3211/1000-675 |  | Gray | 500 mA | 20 A |  | - | Diode |  | - |  |  |  |  | Polyamide (PA66), Nylon 6/6 | UL94 V-0 | Not Applicable |  |  | 3; 2 Connected | 6 |  | Box |  |  | TOPJOB®S | 10mm ~ 12mm | 5.2mm | Push In, Spring | - | 600V | 12-22 AWG | 0.25-4mm² | 58 | https://www.unikeyic.com/media/datasheet/a0/cc/944e/a0/7d00ada8959566dfa8e5711564d5c3d4.pdf | https://www.unikeyic.com/products/din-rail-terminal-blocks/2002-3211-1000-675/18424106.html
2002-3211/1000-676 | WAGO | 50: 10.7137 250: 10.5607 500: 10.1015 |  |  | Gray | 500 mA | 20 A |  | - | Diode |  | - |  |  |  |  | Polyamide (PA66), Nylon 6/6 | UL94 V-0 | Not Applicable |  |  | 3; 2 Connected | 6 |  | Box |  |  | TOPJOB®S | 10mm ~ 12mm | 5.2mm | Push In, Spring | - | 600V | 12-22 AWG | 0.25-4mm² | 20000 | https://www.unikeyic.com/media/about_us/Unikey_ISO_9001_Certification.pdf | https://www.unikeyic.com/products/din-rail-terminal-blocks/2002-3211-1000-676/8739083.html
2002-3212/1000-673 | WAGO | 1: 47.5036 10: 34.5014 25: 31.1788 50: 29.2346 100: 27.6952 250: 26.1593 | 6 Location grey 12-22 AWG |  | Gray | 500 mA | 20 A |  | - | Diode |  | - |  |  |  |  | Polyamide (PA66), Nylon 6/6 | UL94 V-0 | Not Applicable |  |  | 3 | 6 |  | Box |  |  | TOPJOB®S | 10mm ~ 12mm | 5.2mm | Push In, Spring | - | 600V | 12-22 AWG | 0.25-4mm² | 13 | https://www.unikeyic.com/media/about_us/Unikey_ISO_9001_Certification.pdf | https://www.unikeyic.com/products/din-rail-terminal-blocks/2002-3212-1000-673/28736792.html
2002-3218 | WAGO | 1: 116.7811 | WAGO 2002-3218 |  | Gray | 28 A | 20 A |  | - | - |  | - |  |  |  |  | Polyamide (PA66), Nylon 6/6 | UL94 V-0 | Not Applicable |  |  | 3 | 6 |  | Box |  |  | TOPJOB®S | 10mm ~ 12mm | 5.2mm | Push In, Spring | 500V | 300V | 12-22 AWG | 0.25-4mm² | 84 | https://www.unikeyic.com/media/datasheet/4f/be/bd18/4f/8ae8293be2a8c26013abd25335ceb323.pdf | https://www.unikeyic.com/products/din-rail-terminal-blocks/2002-3218/12377257.html
2002-3231 | WAGO | 10: 5.5606 50: 5.07 100: 4.5645 | Terminal Block, 2002 Series, 6-Pos, Push-In, 22-12 AWG, 24A | 2002 | Gray | 28 A | 20 A |  | - | - |  | - |  |  |  |  | Polyamide (PA66), Nylon 6/6 | - | 1 (Unlimited) |  |  | 3 | 6 |  | Bulk |  |  | TOPJOB®S | 10mm ~ 12mm | 5.2mm | Push In, Spring | 500V | 300V | 12-18 AWG | 0.75-4mm² | 20 | https://www.unikeyic.com/media/datasheet/05/7a/793d/057a793d7273751b3f043be146669d43.pdf | https://www.unikeyic.com/products/din-rail-terminal-blocks/2002-3231/31192937.html
2002-3233 | WAGO | 25: 4.598 | Top Job triple-deck Terminal Block, through-through-through L-L-N , with marker carrier, rail mount, 2-Conductor, 5.2 mm wide, gray |  | Gray | 28 A | 20 A |  | - | - |  | - |  |  |  |  | Polyamide (PA66), Nylon 6/6 | UL94 V-0 | Not Applicable |  |  | 3 | 6 |  | Box | 15550919 |  | TOPJOB®S | 10mm ~ 12mm | 5.2mm | Push In, Spring | 500V | 600V | 12-22 AWG | 0.25-4mm² | 30 | https://www.unikeyic.com/media/about_us/Unikey_ISO_9001_Certification.pdf | https://www.unikeyic.com/products/din-rail-terminal-blocks/2002-3233/4254740.html
2002-3238 | WAGO | 1: 6.2148 | Conn Terminal Block 6 POS Screw T DIN Rail 24A Box |  | Gray | 28 A | 20 A |  | - | - |  | - |  |  |  |  | Polyamide (PA66), Nylon 6/6 | UL94 V-0 | Not Applicable |  |  | 3; Connected | 6 |  | Box | 15522557 |  | TOPJOB®S | 10mm ~ 12mm | 5.2mm | Push In, Spring | 500V | 300V | 12-22 AWG | 0.25-4mm² | 46 | https://www.unikeyic.com/media/datasheet/0e/a2/d571/0e/67c0368e610871b51418a1327c1ff83b.pdf | https://www.unikeyic.com/products/din-rail-terminal-blocks/2002-3238/23291627.html
2002-4157 | WAGO | 1: 3.8625 | DIN rail mount four-layer terminal; DIN rail mount motor terminal; 2.5 mm²; L1 - L2 - L3 - PE; With marking bracket; 35 x 15 and 35 x 7.5Guide rail; Push-in CAGE CLAMP®; 2,50 mm²; grey |  | Gray | 25 A | 20 A |  | - | - |  | - |  |  |  |  | Polyamide (PA66), Nylon 6/6 | UL94 V-0 | Not Applicable |  |  | 4; 1 Grounded | 7 |  | Box | 15528767 |  | TOPJOB®S | 10mm ~ 12mm | 5.2mm | Push In, Spring | 800V | 600V | 12-22 AWG | 0.25-4mm² | 25 | https://www.unikeyic.com/media/datasheet/2d/af/6351/2d/b5edaed196dce5f972d5f29f98288689.pdf | https://www.unikeyic.com/products/din-rail-terminal-blocks/2002-4157/34179881.html
2002-6306 | WAGO | 1: 58.4303 | WAGO 2002-6306 DIN |  | Yellow | 32 A | 20 A |  | - | - |  | - |  |  |  |  | Polyamide (PA66), Nylon 6/6 | UL94 V-0 | Not Applicable |  |  | 1 | 3 |  | Box | 15546741 |  | TOPJOB®S, 2002 | 10mm ~ 12mm | 5.2mm | Push In, Spring | 800V | 600V | 12-22 AWG | 0.25-4mm² | 148 | https://www.unikeyic.com/media/about_us/Unikey_ISO_9001_Certification.pdf | https://www.unikeyic.com/products/din-rail-terminal-blocks/2002-6306/2671776.html
2002-6307 | WAGO | 1: 7.2023 10: 6.338 100: 6.2227 250: 6.2227 500: 6.2227 1,000: 6.2227 | TERMINAL BLOCK, DIN RAIL, 3POS, 12AWG; |  | Green, Yellow |  |  |  | - | - |  | - |  |  |  |  | Polyamide (PA66), Nylon 6/6 | UL94 V-0 | Not Applicable |  |  | 1 | 3 |  | Box | 15571588 |  | TOPJOB®S, 2002 | 10mm ~ 12mm | 5.2mm | Push In, Spring | - | - | 12-22 AWG | 0.25-4mm² | 32 | https://www.unikeyic.com/media/datasheet/ea/63/65ae/ea/d35dde1ce49933d3a10183114d8761a5.pdf | https://www.unikeyic.com/products/din-rail-terminal-blocks/2002-6307/31064103.html
2002-6402 | WAGO | 1: 68.7385 | WAGO 2002-6402 DIN |  | Orange | 32 A | 20 A |  | - | - |  | - |  |  |  |  | Polyamide (PA66), Nylon 6/6 | UL94 V-0 | Not Applicable |  |  | 1 | 4 |  | Box | 15567613 |  | TOPJOB®S, 2002 | 10mm ~ 12mm | 5.2mm | Push In, Spring | 800V | 600V | 12-22 AWG | 0.25-4mm² | 155 | https://www.unikeyic.com/media/about_us/Unikey_ISO_9001_Certification.pdf | https://www.unikeyic.com/products/din-rail-terminal-blocks/2002-6402/14964670.html
2002-6404 | WAGO | 10: 1.7382 100: 1.7072 500: 1.6762 1,000: 1.6762 2,500: 1.6762 | TERMINAL BLOCK, DIN RAIL, 4POS, 12AWG; |  | Blue | 32 A | 20 A |  | - | - |  | - |  |  |  |  | Polyamide (PA66), Nylon 6/6 | UL94 V-0 | Not Applicable |  |  | 1 | 4 |  | Box | 15520725 |  | TOPJOB®S, 2002 | 10mm ~ 12mm | 5.2mm | Push In, Spring | 800V | 600V | 12-22 AWG | 0.25-4mm² | 3431 | https://www.unikeyic.com/media/about_us/Unikey_ISO_9001_Certification.pdf | https://www.unikeyic.com/products/din-rail-terminal-blocks/2002-6404/14004685.html
2002-6405 | WAGO | 1: 7.182 10: 5.0911 25: 4.4742 50: 4.0945 100: 3.7836 250: 3.4637 500: 3.2791 1,000: 3.1342 |  |  | Black | 32 A | 20 A |  | - | - |  | - |  |  |  |  | Polyamide (PA66), Nylon 6/6 | UL94 V-0 | Not Applicable |  |  | 1 | 4 |  | Box |  |  | TOPJOB®S, 2002 | 10mm ~ 12mm | 5.2mm | Push In, Spring | 800V | 600V | 12-22 AWG | 0.25-4mm² | 7 | https://www.unikeyic.com/media/datasheet/b9/2a/5083/b9/f06cd2e0f6cb5ddf014048ebd183de61.pdf | https://www.unikeyic.com/products/din-rail-terminal-blocks/2002-6405/150114.html
2002-6406 | WAGO | 1: 7.182 10: 5.0911 25: 4.4742 50: 4.0945 100: 3.7836 250: 3.4637 500: 3.2791 1,000: 3.1342 | 4-CONDUCTOR THROUGH TERMINAL BLO |  | Yellow | 32 A | 20 A |  | - | - |  | - |  |  |  |  | Polyamide (PA66), Nylon 6/6 | UL94 V-0 | Not Applicable |  |  | 1 | 4 |  | Box | 15545215 |  | TOPJOB®S, 2002 | 10mm ~ 12mm | 5.2mm | Push In, Spring | 800V | 600V | 12-22 AWG | 0.25-4mm² | 21 | https://www.unikeyic.com/media/datasheet/81/bc/7a45/81/3dcb601e71b97bf190e27b5772fcd97f.pdf | https://www.unikeyic.com/products/din-rail-terminal-blocks/2002-6406/18147015.html
2003-6640 | WAGO | 1: 11.1977 10: 10.2645 100: 10.0779 250: 10.0779 500: 10.0779 1,000: 10.0779 | TERMINAL BLOCK, DIN RAIL, 5POS, 12AWG; |  | Gray | 25 A | 6.3 A |  | Open | - |  | - |  |  |  |  | Polyamide (PA66), Nylon 6/6 | UL94 V-0 | Not Applicable |  |  | 3; 1 Grounded | 5 |  | Box | 15527063 |  | TOPJOB®S | 10mm ~ 12mm | 5.2mm | Push In, Spring | 400V | 250V | 12-22 AWG | 0.25-4mm² | 7 | https://www.unikeyic.com/media/about_us/Unikey_ISO_9001_Certification.pdf | https://www.unikeyic.com/products/din-rail-terminal-blocks/2003-6640/33460318.html
2003-6644 | WAGO | 1: 115.4899 | WAGO 2003-6644 | [20 empty] | -60℃~105℃ |  |  | boxed | [8 empty] | 44 | https://www.unikeyic.com/media/about_us/Unikey_ISO_9001_Certification.pdf | https://www.unikeyic.com/products/din-rail-terminal-blocks/2003-6644/8826239.html
2003-6645 | WAGO | 1: 115.4899 | WAGO 2003-6645 |  | Gray | 28 A | 20 A |  | - | - |  | - |  |  |  |  | Polyamide (PA66), Nylon 6/6 | UL94 V-0 | Not Applicable |  |  | 3; 1 Grounded | 5 |  | Box |  |  | TOPJOB®S | 10mm ~ 12mm | 5.2mm | Push In, Spring | 400V | 300V | 12-22 AWG | 0.25-4mm² | 63 | https://www.unikeyic.com/media/datasheet/cd/36/1ba4/cd/4c5f18d394b04de0141f1f97825c1793.pdf | https://www.unikeyic.com/products/din-rail-terminal-blocks/2003-6645/28370239.html
2003-6650 | WAGO | 35: 3.641 | Terminal Block Connector 2 Position Feed Through Gray 12-22 AWG |  | Gray | 28 A | 20 A |  | - | - |  | - |  |  |  |  | Polyamide (PA66), Nylon 6/6 | UL94 V-0 | Not Applicable |  |  | 1 | 2 |  | Box |  |  | TOPJOB®S | 10mm ~ 12mm | 5.2mm | Push In, Spring | 400V | 300V | 12-22 AWG | 0.25-4mm² | 50 | https://www.unikeyic.com/media/about_us/Unikey_ISO_9001_Certification.pdf | https://www.unikeyic.com/products/din-rail-terminal-blocks/2003-6650/22337103.html
2003-6660 | WAGO | 20: 5.588 | Terminal Block Connector 5 Position Disconnect Feed Through Gray 12-22 AWG |  | Gray | 25 A | 6.3 A |  | Open | - |  | - |  |  |  |  | Polyamide (PA66), Nylon 6/6 | UL94 V-0 | Not Applicable |  |  | 3; 1 Grounded | 5 |  | Box |  |  | TOPJOB®S | 10mm ~ 12mm | 5.2mm | Push In, Spring | 400V | 250V | 12-22 AWG | 0.25-4mm² | 25 | https://www.unikeyic.com/media/about_us/Unikey_ISO_9001_Certification.pdf | https://www.unikeyic.com/products/din-rail-terminal-blocks/2003-6660/20268250.html
2003-7645 | WAGO | 50: 2.0557 100: 1.9766 150: 1.9292 |  |  | Gray | 32 A |  |  | - | - |  | - |  |  |  |  | Polyamide (PA66), Nylon 6/6 | UL94 V-0 | Not Applicable |  |  | 3; 1 Grounded | 5 |  | Box | 15520777 |  | TOPJOB®S | 10mm ~ 12mm | 5.2mm | Push In, Spring | 400V | - | 12-22 AWG | 0.25-4mm² | 500 | https://www.unikeyic.com/media/about_us/Unikey_ISO_9001_Certification.pdf | https://www.unikeyic.com/products/din-rail-terminal-blocks/2003-7645/13244416.html
2003-7646 | WAGO | 50: 2.1827 250: 2.1515 500: 2.0579 |  |  | Gray | 32 A |  |  | - | - |  | - |  |  |  |  | Polyamide (PA66), Nylon 6/6 | UL94 V-0 | Not Applicable |  |  | 3; 1 Grounded | 5 |  | Box | 15571835 |  | TOPJOB®S | 10mm ~ 12mm | 5.2mm | Push In, Spring | 400V | - | 12-22 AWG | 0.25-4mm² | 66 | https://www.unikeyic.com/media/about_us/Unikey_ISO_9001_Certification.pdf | https://www.unikeyic.com/products/din-rail-terminal-blocks/2003-7646/968543.html
2003-7649 | WAGO | 1: 5.9655 10: 5.2496 100: 5.2496 250: 5.1542 500: 5.1542 1,000: 5.1542 | TERMINAL BLOCK, DIN RAIL, 4POS, 12AWG; |  | Gray | 32 A |  |  | - | - |  | - |  |  |  |  | Polyamide (PA66), Nylon 6/6 | UL94 V-0 | Not Applicable |  |  | 2 | 4 |  | Box |  |  | TOPJOB®S | 10mm ~ 12mm | 5.2mm | Push In, Spring | 400V | - | 12-22 AWG | 0.25-4mm² | 15 | https://www.unikeyic.com/media/about_us/Unikey_ISO_9001_Certification.pdf | https://www.unikeyic.com/products/din-rail-terminal-blocks/2003-7649/1191412.html
2003-7659 | WAGO | 35: 3.641 | Terminal Block Connector 3 Position Feed Through Isolated Gray 12-22 AWG |  | Gray | 32 A |  |  | - | - |  | - |  |  |  |  | Polyamide (PA66), Nylon 6/6 | UL94 V-0 | Not Applicable |  |  | 2 | 3 |  | Box |  |  | TOPJOB®S | 10mm ~ 12mm | 5.2mm | Push In, Spring | 400V | - | 12-22 AWG | 0.25-4mm² | 3000 | https://www.unikeyic.com/media/datasheet/2c/56/baae/2c/a6c5c2c846d876ebd80eb37f9016c86a.pdf | https://www.unikeyic.com/products/din-rail-terminal-blocks/2003-7659/17767634.html
2004-1201 | WAGO | 1: 0.5709 | Phoenix Contact Terminal Block, TOPJOB S Series, Gray, Push-In Termination, 32A | 2004-12 | Gray | 41 A | 30 A |  | - | - |  | - |  |  |  |  | Polyamide (PA66), Nylon 6/6 | - | 1 (Unlimited) |  |  | 1 | 2 |  | Bulk |  |  | TOPJOB®S | 11mm ~ 13mm | 6.2mm | Push In, Spring | 800V | 600V | 10-14 AWG | 1.5-6mm² | 30 | https://www.unikeyic.com/media/datasheet/99/fe/03c8/99fe03c869670ee43522c0086bce06ba.pdf | https://www.unikeyic.com/products/din-rail-terminal-blocks/2004-1201/32578555.html
2004-1203 | WAGO | 1: 149.2225 | WAGO 2004-1203 DIN |  | Red | 41 A | 30 A |  | - | - |  | - |  |  |  |  | Polyamide (PA66), Nylon 6/6 | UL94 V-0 | Not Applicable |  |  | 1 | 2 |  | Box | 15553210 |  | TOPJOB®S | 11mm ~ 13mm | 6.2mm | Push In, Spring | 800V | 600V | 10-20 AWG | 0.5-6mm² | 582 | https://www.unikeyic.com/media/about_us/Unikey_ISO_9001_Certification.pdf | https://www.unikeyic.com/products/din-rail-terminal-blocks/2004-1203/26111742.html
2004-1207 | WAGO | 50: 1.9225 100: 1.8486 150: 1.8042 | Wanke Ground terminal block, TOPJOB Sseries, green/yellow, Push-in termination, 32A | 2004-12 | Green, Yellow |  |  |  | - | - |  | - |  |  |  |  | Polyamide (PA66), Nylon 6/6 | - | 1 (Unlimited) |  |  | 1 | 2 |  | Bulk |  |  | TOPJOB®S | 11mm ~ 13mm | 6.2mm | Push In, Spring | - | - | 10-14 AWG | 1.5-6mm² | 500 | https://www.unikeyic.com/media/datasheet/37/de/7134/37/b0a26e2e9cf2c86bc6c94b437d39b071.pdf | https://www.unikeyic.com/products/din-rail-terminal-blocks/2004-1207/31595651.html
2004-1302 | WAGO | 50: 1.1986 500: 1.1525 5,000: 1.1064 | Phoenix Contact DIN Rail Terminal Block, TOPJOB S Series, Single Level, Orange, Clamp Termination, 30A |  | Orange | 41 A | 30 A |  | - | - |  | - |  |  |  |  | Polyamide (PA66), Nylon 6/6 | UL94 V-0 | Not Applicable |  |  | 1 | 3 |  | Box |  |  | TOPJOB®S | 11mm ~ 13mm | 6.2mm | Push In, Spring | 800V | 600V | 10-20 AWG | 0.5-6mm² | 783 | https://www.unikeyic.com/media/datasheet/c7/55/6b8e/c7/44f5542b2461612344ab567425c4c748.pdf | https://www.unikeyic.com/products/din-rail-terminal-blocks/2004-1302/9313614.html
2004-1303 | WAGO | 50: 1.5712 100: 1.5108 150: 1.4745 |  |  | Red | 41 A | 30 A |  | - | - |  | - |  |  |  |  | Polyamide (PA66), Nylon 6/6 | UL94 V-0 | Not Applicable |  |  | 1 | 3 |  | Box |  |  | TOPJOB®S | 11mm ~ 13mm | 6.2mm | Push In, Spring | 800V | 600V | 10-20 AWG | 0.5-6mm² | 500 | https://www.unikeyic.com/media/about_us/Unikey_ISO_9001_Certification.pdf | https://www.unikeyic.com/products/din-rail-terminal-blocks/2004-1303/14536725.html
2004-1305 | WAGO | 1: 58.984 | WAGO 2004-1305 DIN |  | Black | 41 A | 30 A |  | - | - |  | - |  |  |  |  | Polyamide (PA66), Nylon 6/6 | UL94 V-0 | Not Applicable |  |  | 1 | 3 |  | Box |  |  | TOPJOB®S | 11mm ~ 13mm | 6.2mm | Push In, Spring | 800V | 600V | 10-20 AWG | 0.5-6mm² | 28 | https://www.unikeyic.com/media/about_us/Unikey_ISO_9001_Certification.pdf | https://www.unikeyic.com/products/din-rail-terminal-blocks/2004-1305/11857225.html
2004-1306 | WAGO | 1: 7.0092 10: 4.9691 25: 4.3658 50: 3.9945 100: 3.6899 250: 3.3766 500: 3.1956 1,000: 3.0536 |  |  | Yellow | 41 A | 30 A |  | - | - |  | - |  |  |  |  | Polyamide (PA66), Nylon 6/6 | UL94 V-0 | Not Applicable |  |  | 1 | 3 |  | Box |  |  | TOPJOB®S | 11mm ~ 13mm | 6.2mm | Push In, Spring | 800V | 600V | 10-20 AWG | 0.5-6mm² | 6 | https://www.unikeyic.com/media/about_us/Unikey_ISO_9001_Certification.pdf | https://www.unikeyic.com/products/din-rail-terminal-blocks/2004-1306/10171449.html
2004-1307 | WAGO | 1: 1.9949 | Phoenix Contact Terminal Block, 2004 Series, Push-In, 20-10 AWG, 32A, 800V | 2004-13 | Green, Yellow |  |  |  | - | - |  | - |  |  |  |  | Polyamide (PA66), Nylon 6/6 | - | 1 (Unlimited) |  |  | 1 | 3 |  | Bulk | 13549547 |  | TOPJOB®S | 11mm ~ 13mm | 6.2mm | Push In, Spring | - | - | 10-14 AWG | 1.5-6mm² | 11 | https://www.unikeyic.com/media/datasheet/93/f1/9640/93/8a093ff031ec0b8f5771b6740f1ea87d.pdf | https://www.unikeyic.com/products/din-rail-terminal-blocks/2004-1307/25191942.html
2004-1311/1000-400 | WAGO | 1: 107.9011 | WAGO 2004-1311/1000-400 |  | Gray | 1.5 A |  |  | - | Diode |  | - |  |  |  |  | Polyamide (PA66), Nylon 6/6 | UL94 V-0 | Not Applicable |  |  | 1 | 3 |  | Box | 15567820 |  | - | 11mm ~ 13mm | 6.2mm | Push In, Spring | - | - | 10-20 AWG | 0.5-6mm² | 81 | https://www.unikeyic.com/media/about_us/Unikey_ISO_9001_Certification.pdf | https://www.unikeyic.com/products/din-rail-terminal-blocks/2004-1311-1000-400/27010115.html
2004-1311/1000-401 | WAGO | 50: 5.6604 250: 5.5795 500: 5.3369 |  |  | Gray | 1.5 A |  |  | - | Diode |  | - |  |  |  |  | Polyamide (PA66), Nylon 6/6 | UL94 V-0 | Not Applicable |  |  | 1 | 3 |  | Box | 15580529 |  | - | 11mm ~ 13mm | 6.2mm | Push In, Spring | - | - | 10-20 AWG | 0.5-6mm² | 20000 | https://www.unikeyic.com/media/about_us/Unikey_ISO_9001_Certification.pdf | https://www.unikeyic.com/products/din-rail-terminal-blocks/2004-1311-1000-401/18256232.html
2004-1403 | WAGO | 50: 1.44 100: 1.3846 150: 1.3513 |  |  | Red | 41 A | 30 A |  | - | - |  | - |  |  |  |  | Polyamide (PA66), Nylon 6/6 | UL94 V-0 | Not Applicable |  |  | 1 | 4 |  | Box |  |  | TOPJOB®S | 11mm ~ 13mm | 6.2mm | Push In, Spring | 800V | 600V | 10-20 AWG | 0.5-6mm² | 500 | https://www.unikeyic.com/media/about_us/Unikey_ISO_9001_Certification.pdf | https://www.unikeyic.com/products/din-rail-terminal-blocks/2004-1403/6012784.html
2004-1404 | WAGO | 50: 1.0964 100: 1.0542 150: 1.0289 | Weidmüller DIN Rail Terminal Block, TOPJOB S Series, Single Layer, Blue, Clamp Termination, 30A | 2004-14 | Blue | 41 A | 30 A |  | - | - |  | - |  |  |  |  | Polyamide (PA66), Nylon 6/6 | - | 1 (Unlimited) |  |  | 1 | 4 |  | Bulk | 13549399 |  | TOPJOB®S | 11mm ~ 13mm | 6.2mm | Push In, Spring | 800V | 600V | 10-14 AWG | 1.5-6mm² | 500 | https://www.unikeyic.com/media/datasheet/13/af/8c87/13af8c870ebf97fb95f5f048767a52cf.pdf | https://www.unikeyic.com/products/din-rail-terminal-blocks/2004-1404/10739301.html
2004-1405 | WAGO | 50: 0.8916 150: 0.856 | Conn Terminal Block 4 POS DIN Rail 32A Box |  | Black | 41 A | 30 A |  | - | - |  | - |  |  |  |  | Polyamide (PA66), Nylon 6/6 | UL94 V-0 | Not Applicable |  |  | 1 | 4 |  | Box | 15521803 |  | TOPJOB®S | 11mm ~ 13mm | 6.2mm | Push In, Spring | 800V | 600V | 10-20 AWG | 0.5-6mm² |  | https://www.unikeyic.com/media/datasheet/c3/01/7011/c3/09d243289babe174187c569eb6963157.pdf | https://www.unikeyic.com/products/din-rail-terminal-blocks/2004-1405/29058519.html
2004-1406 | WAGO | 1: 71.8278 | WAGO 2004-1406 DIN |  | Yellow | 41 A | 30 A |  | - | - |  | - |  |  |  |  | Polyamide (PA66), Nylon 6/6 | UL94 V-0 | Not Applicable |  |  | 1 | 4 |  | Box |  |  | TOPJOB®S | 11mm ~ 13mm | 6.2mm | Push In, Spring | 800V | 600V | 10-20 AWG | 0.5-6mm² | 86 | https://www.unikeyic.com/media/about_us/Unikey_ISO_9001_Certification.pdf | https://www.unikeyic.com/products/din-rail-terminal-blocks/2004-1406/5621090.html
2005410000 | Weidmüller | 10: 0.8346 25: 0.6497 50: 0.6186 100: 0.5889 450: 0.5296 900: 0.5043 1,350: 0.4901 2,700: 0.4667 | Weidmuller Terminal Marker Clip, CC Series, For Wires/Cables/Equipment/Systems, Other Mfrs |  |  |  |  | 2005410000 Weidmüller | [18 empty] | boxed | [8 empty] | 429 | https://www.unikeyic.com/media/datasheet/6b/e7/5a60/6b/a4bd116279c621ca6e22105b16103ea8.pdf | https://www.unikeyic.com/products/din-rail-terminal-blocks/2005410000/1751140.html
2006-1201/000-001 | WAGO | 50: 1.7274 250: 1.7027 500: 1.6287 |  |  | Green | 57 A | 50 A |  | - | - |  | - |  |  |  |  | Polyamide (PA66), Nylon 6/6 | UL94 V-0 | Not Applicable |  |  | 1 | 2 |  | Box |  |  | TOPJOB®S | 13mm ~ 15mm | 7.5mm | Push In, Spring | 800V | 600V | 8-20 AWG | 0.5-10mm² | 20000 | https://www.unikeyic.com/media/about_us/Unikey_ISO_9001_Certification.pdf | https://www.unikeyic.com/products/din-rail-terminal-blocks/2006-1201-000-001/28540935.html
2006-1204 | WAGO | 1: 0.9001 | Weidmüller DIN Rail Terminal Block, TOPJOB S Series, Single Layer, Blue, Clamp Termination, 38A |  | Blue | 57 A | 50 A |  | - | - |  | - |  |  |  |  | Polyamide (PA66), Nylon 6/6 | UL94 V-0 | Not Applicable |  |  | 1 | 2 |  | Box | 15587436 |  | TOPJOB®S | 13mm ~ 15mm | 7.5mm | Push In, Spring | 800V | 600V | 8-20 AWG | 0.5-10mm² | 46 | https://www.unikeyic.com/media/datasheet/84/24/6f3d/84/b4f32fed7f852ec7418f1979a3797825.pdf | https://www.unikeyic.com/products/din-rail-terminal-blocks/2006-1204/20886080.html
2006-1301 | WAGO | 1: 1.2232 | Wanke Terminal block, TOPJOB Sseries, grey, Push-in termination, 41A | 2006-130 | Gray | 57 A | 50 A |  | - | - |  | - |  |  |  |  | Polyamide (PA66), Nylon 6/6 | - | 1 (Unlimited) |  |  | 1 | 3 |  | Bulk |  |  | TOPJOB®S | 13mm ~ 15mm | 7.5mm | Push In, Spring | 800V | 600V | 8-14 AWG | 2.5-10mm² | 18 | https://www.unikeyic.com/media/datasheet/7f/83/4156/7f/43d17723e08bb1dfde6f48ec01f47a9f.pdf | https://www.unikeyic.com/products/din-rail-terminal-blocks/2006-1301/34709042.html
2006-1301/000-001 | WAGO | 25: 2.4259 125: 2.3912 250: 2.2872 |  |  | Green | 57 A | 50 A |  | - | - |  | - |  |  |  |  | Polyamide (PA66), Nylon 6/6 | UL94 V-0 | Not Applicable |  |  | 1 | 3 |  | Box | 15602375 |  | TOPJOB®S | 13mm ~ 15mm | 7.5mm | Push In, Spring | 800V | 600V | 8-20 AWG | 0.5-10mm² | 20000 | https://www.unikeyic.com/media/about_us/Unikey_ISO_9001_Certification.pdf | https://www.unikeyic.com/products/din-rail-terminal-blocks/2006-1301-000-001/29439744.html
2006-1306 | WAGO | 31: 3.553 97: 3.388 387: 3.234 967: 3.091 2,901: 2.959 | Terminal Block Connector 3 Position Feed Through Yellow 8-20 AWG |  | Yellow | 41 A | 50 A |  | - | - |  | - |  |  |  |  | Polyamide (PA66), Nylon 6/6 | UL94 V-0 | Not Applicable |  |  | 1 | 3 |  | Bulk |  |  | TOPJOB®S | 13mm ~ 15mm | 7.5mm | Push In | 800V | 600V | 8-20 AWG | 0.5-10mm² | 20025 | https://www.unikeyic.com/media/about_us/Unikey_ISO_9001_Certification.pdf | https://www.unikeyic.com/products/din-rail-terminal-blocks/2006-1306/8147862.html
2006-1611/1000-541 | WAGO | 1: 6.8537 10: 6.4701 | Fuse Disconnect Terminal Block, 2 POS, T, DIN Rail, 10A, Box | 2006-161 | Gray | 10 A |  |  | Fuse | LED Indicator |  | 5mm x 20mm |  |  |  |  | Polyamide (PA66), Nylon 6/6 | - | 1 (Unlimited) |  |  | 1 | 2 |  | Bulk | 13549449 |  | TOPJOB®S | 13mm ~ 15mm | 7.5mm | Push In, Spring | 800V | - | 8-14 AWG | 2.5-10mm² | 4 | https://www.unikeyic.com/media/datasheet/d5/e6/81b7/d5/50e08d67e94785a461aad7a638c08a75.pdf | https://www.unikeyic.com/products/din-rail-terminal-blocks/2006-1611-1000-541/25456649.html
2006-1611/1000-542 | WAGO | 25: 12.3476 125: 12.1712 250: 11.642 |  |  | Gray | 10 A | 15 A |  | Fuse | LED |  | 5mm x 20mm |  |  |  |  | Polyamide (PA66), Nylon 6/6 | UL94 V-0 | Not Applicable |  |  | 1 | 2 |  | Box |  |  | TOPJOB®S | 13mm ~ 15mm | 7.5mm | Push In, Spring | 800V | 65V | 8-20 AWG | 0.5-10mm² | 20000 | https://www.unikeyic.com/media/about_us/Unikey_ISO_9001_Certification.pdf | https://www.unikeyic.com/products/din-rail-terminal-blocks/2006-1611-1000-542/24150683.html
2006-1611/1000-867 | WAGO | 1: 33.7295 5: 30.0888 10: 28.5876 25: 26.4075 50: 25.0845 100: 23.8245 250: 22.638 | 2-conductor fuse disconnect terminal block with pivoting fuse holder - for 5 x 20 mm miniature metric fuse - 120 V - with blown fuse indication by LED |  | Gray | 10 A | 15 A |  | Fuse | LED |  | 5mm x 20mm |  |  |  |  | Polyamide (PA66), Nylon 6/6 | UL94 V-0 | Not Applicable |  |  | 1 | 2 |  | Box | 15569185 |  | TOPJOB®S | 13mm ~ 15mm | 7.5mm | Push In, Spring | 800V | 120V | 8-20 AWG | 0.5-10mm² | 8 | https://www.unikeyic.com/media/datasheet/eb/66/56af/eb/a8efc27ba43a350a3c367bced930c914.pdf | https://www.unikeyic.com/products/din-rail-terminal-blocks/2006-1611-1000-867/7770449.html
2006-1621/1000-542 | WAGO |  |  |  | Gray | 10 A | 15 A |  | Fuse | LED |  | 5mm x 30mm |  |  |  |  | Polyamide (PA66), Nylon 6/6 | UL94 V-0 | Not Applicable |  |  | 1 | 2 |  | Box | 15527653 |  | TOPJOB®S | 13mm ~ 15mm | 7.5mm | Push In, Spring | 800V | 65V | 8-20 AWG | 0.5-10mm² |  | https://www.unikeyic.com/media/datasheet/5b/85/f6f7/5b/919f8069c8a4f007a523a1e0566434b2.pdf | https://www.unikeyic.com/products/din-rail-terminal-blocks/2006-1621-1000-542/18548077.html
2006-1621/1000-859 | WAGO | 25: 12.3476 125: 12.1712 250: 11.642 |  |  | Gray | 10 A | 15 A |  | Fuse | LED |  | 5mm x 30mm |  |  |  |  | Polyamide (PA66), Nylon 6/6 | UL94 V-0 | Not Applicable |  |  | 1 | 2 |  | Box |  |  | TOPJOB®S | 13mm ~ 15mm | 7.5mm | Push In, Spring | 800V | 500V | 8-20 AWG | 0.5-10mm² | 20000 | https://www.unikeyic.com/media/about_us/Unikey_ISO_9001_Certification.pdf | https://www.unikeyic.com/products/din-rail-terminal-blocks/2006-1621-1000-859/21693730.html
2006-1631/099-000 | WAGO | 1: 21.4704 10: 15.3295 25: 13.6715 50: 12.6837 100: 11.892 250: 11.0935 500: 10.6396 1,000: 10.2871 | 2 Location grey 8-20 AWG |  | Gray | 10 A | 15 A |  | Fuse | - |  | 1 1/4" x 1/4" |  |  |  |  | Polyamide (PA66), Nylon 6/6 | UL94 V-0 | Not Applicable |  |  | 1 | 2 |  | Box | 15542013 |  | TOPJOB®S | 13mm ~ 15mm | 10.4mm | Push In, Spring | 800V | 600V | 8-20 AWG | 0.5-10mm² | 9 | https://www.unikeyic.com/media/about_us/Unikey_ISO_9001_Certification.pdf | https://www.unikeyic.com/products/din-rail-terminal-blocks/2006-1631-099-000/29907562.html
2006-1671/1000-849 | WAGO | 12: 36.0867 60: 35.5711 120: 34.0246 |  |  | Gray |  | 30 A |  | Switch, Knife | LED, Resistor |  | - |  |  |  |  | Polyamide (PA66), Nylon 6/6 | UL94 V-0 | 1 (Unlimited) |  |  | 1 | 2 |  | Box |  |  | TOPJOB®S | 13mm ~ 15mm | 15.0mm | Push In, Spring | 48V | 48V | 8-20 AWG | 0.5-10mm² | 20000 | https://www.unikeyic.com/media/about_us/Unikey_ISO_9001_Certification.pdf | https://www.unikeyic.com/products/din-rail-terminal-blocks/2006-1671-1000-849/19277828.html
2006-1671/1000-850 | WAGO | 1: 117.8556 | WAGO 2006-1671/1000-850 |  | Gray |  | 30 A |  | Switch, Knife | LED, Resistor |  | - |  |  |  |  | Polyamide (PA66), Nylon 6/6 | UL94 V-0 | 1 (Unlimited) |  |  | 1 | 2 |  | Box | 15540830 |  | TOPJOB®S | 13mm ~ 15mm | 15.0mm | Push In, Spring | 120V | 120V | 8-20 AWG | 0.5-10mm² | 21 | https://www.unikeyic.com/media/about_us/Unikey_ISO_9001_Certification.pdf | https://www.unikeyic.com/products/din-rail-terminal-blocks/2006-1671-1000-850/26925024.html
2006-1681 | WAGO | 25: 3.7022 50: 3.5598 75: 3.4744 | Conn Fuse Terminal 2 POS T DIN Rail 25A Box | 2006-168 | Gray | 30 A | 30 A |  | Fuse | - |  | - |  |  |  |  | Polyamide (PA66), Nylon 6/6 | - | 1 (Unlimited) |  |  | 1 | 2 |  | Bulk | 13549401 |  | TOPJOB®S | 13mm ~ 15mm | 7.5mm | Push In, Spring | 500V | 600V | 8-14 AWG | 2.5-10mm² | 250 | https://www.unikeyic.com/media/datasheet/d6/cc/b3b7/d6ccb3b7aa0a88660776b6073f8f6811.pdf | https://www.unikeyic.com/products/din-rail-terminal-blocks/2006-1681/12533259.html
2006-1681/1000-429 | WAGO | 1: 206.9792 | WAGO 2006-1681/1000-429 fuse terminal block |  | Gray | 30 A | 30 A |  | Fuse | LED, Resistor |  | Blade |  |  |  |  | Polyamide (PA66), Nylon 6/6 | UL94 V-0 | Not Applicable |  |  | 1 | 2 |  | Box | 15568018 |  | TOPJOB®S | 13mm ~ 15mm | 7.5mm | Push In, Spring | 500V | 12V | 8-20 AWG | 0.5-10mm² | 38 | https://www.unikeyic.com/media/about_us/Unikey_ISO_9001_Certification.pdf | https://www.unikeyic.com/products/din-rail-terminal-blocks/2006-1681-1000-429/12879291.html
2006-8031/000-053 | WAGO | 12: 6.2881 60: 6.1983 120: 5.9288 |  |  | Gray, Yellow | 41 A |  |  | - | - |  | - |  |  |  |  | Polyamide (PA66), Nylon 6/6 | UL94 V-0 |  |  |  | 1 | 7 |  | Bulk |  |  | TOPJOB®S | 13mm ~ 15mm | 9.0mm | Push In | 800V | - | 8-20 AWG | 0.5-10mm² | 20000 | https://www.unikeyic.com/media/about_us/Unikey_ISO_9001_Certification.pdf | https://www.unikeyic.com/products/din-rail-terminal-blocks/2006-8031-000-053/29922370.html
2006-8034 | WAGO | 1: 11.64 10: 10.864 25: 10.67 100: 10.476 250: 10.476 500: 10.476 | TERMINAL BLOCK, DIN RAIL, 7POS, 8AWG; No. of Positions:7Positions; Wire Size AWG Min:20AWG; Wire Size AWG Max:8AWG; Conductor Area CSA:10mm²; Wire Connection Method:Push In; Rated Current:41A; Rated Vol |  | Blue | 41 A |  |  | - | - |  | - |  |  |  |  | Polyamide (PA66), Nylon 6/6 | UL94 V-0 | Not Applicable |  |  | 1 | 7 |  | Bulk | 16893991 |  | TOPJOB®S | 13mm ~ 15mm | 9.0mm | Push In, Spring | 800V | - | 8-20 AWG | 0.5-10mm² | 4 | https://www.unikeyic.com/media/about_us/Unikey_ISO_9001_Certification.pdf | https://www.unikeyic.com/products/din-rail-terminal-blocks/2006-8034/4023210.html
2007110000 | Weidmüller | 800: 0.0619 | Weidmüller Terminal marking number Terminal marking, DEKseries, For wires and cables as well as equipment and systems、Other Manufacturers、Weidmuller Terminal blocks |  |  |  |  | 2007110000 Weidmüller | [18 empty] | bulk | [8 empty] | 20800 | https://www.unikeyic.com/media/datasheet/57/1c/20c9/57/98a48d47b99db3b21b20223fad8ca0e6.pdf | https://www.unikeyic.com/products/din-rail-terminal-blocks/2007110000/220863.html
2007120000 | Weidmüller | 1: 42.1572 10: 42.1572 25: 41.3907 50: 41.3907 100: 41.3907 250: 41.3907 | Weidmüller Terminal marking number Terminal marking, DEKseries, For wires and cables as well as equipment and systems、Other Manufacturers、Weidmuller Terminal blocks |  |  |  |  | 2007120000 Weidmüller | [18 empty] | Tape and reel packaging | [8 empty] | 255 | https://www.unikeyic.com/media/datasheet/89/15/049d/89/62bc7d8256dcbef733ea91b2a1f5ea83.pdf | https://www.unikeyic.com/products/din-rail-terminal-blocks/2007120000/17036392.html
2010-1201/000-053 | WAGO | 25: 2.3199 125: 2.2867 250: 2.1873 |  |  | Gray, Yellow | 57 A | 65 A |  | - | - |  | - |  |  |  |  | Polyamide (PA66), Nylon 6/6 | UL94 V-0 |  |  |  | 1 | 2 |  | Bulk | 17886757 |  | TOPJOB®S | 17mm ~ 19mm | 10.0mm | Push In | 800V | 600V | 6-20 AWG | 4-16mm² | 20000 | https://www.unikeyic.com/media/about_us/Unikey_ISO_9001_Certification.pdf | https://www.unikeyic.com/products/din-rail-terminal-blocks/2010-1201-000-053/20070293.html
2010-1301 | WAGO | 25: 1.4203 75: 1.3635 | Terminal block, 2010series, 3road, Push-in termination, 20 → 6 AWGwire_gauge, 57A |  |  |  |  | 2010-1301 WAGO | [7 empty] | 89mm(Length)*10mm(height) |  |  |  | DIN rail mounting |  |  |  | -60℃~105℃ |  |  | bulk | [9 empty] | https://www.unikeyic.com/media/datasheet/57/29/ef71/57/314f840434e850703a989a86e4432688.pdf | https://www.unikeyic.com/products/din-rail-terminal-blocks/2010-1301/17233890.html
2010-1302 | WAGO | 1: 116.1057 | WAGO 2010-1302 DIN |  | Orange | 76 A | 65 A |  | - | - |  | - |  |  |  |  | Polyamide (PA66), Nylon 6/6 | UL94 V-0 | Not Applicable |  |  | 1 | 3 |  | Box |  |  | TOPJOB®S | 17mm ~ 19mm | 10.0mm | Push In, Spring | 800V | 600V | 6-20 AWG | 0.5-16mm² | 49 | https://www.unikeyic.com/media/datasheet/e0/12/4389/e0124389b59e21d6a90fabde79e6d415.pdf | https://www.unikeyic.com/products/din-rail-terminal-blocks/2010-1302/17758586.html
2010-1303 | WAGO | 1: 110.7282 | WAGO 2010-1303 DIN |  | Red | 76 A | 65 A |  | - | - |  | - |  |  |  |  | Polyamide (PA66), Nylon 6/6 | UL94 V-0 | Not Applicable |  |  | 1 | 3 |  | Box |  |  | TOPJOB®S | 17mm ~ 19mm | 10.0mm | Push In, Spring | 800V | 600V | 6-20 AWG | 0.5-16mm² | 28 | https://www.unikeyic.com/media/about_us/Unikey_ISO_9001_Certification.pdf | https://www.unikeyic.com/products/din-rail-terminal-blocks/2010-1303/821034.html
2010-1306 | WAGO | 25: 3.0253 250: 2.9089 2,500: 2.7926 |  |  | Yellow | 76 A | 65 A |  | - | - |  | - |  |  |  |  | Polyamide (PA66), Nylon 6/6 | UL94 V-0 | Not Applicable |  |  | 1 | 3 |  | Box | 15544659 |  | TOPJOB®S | 17mm ~ 19mm | 10.0mm | Push In, Spring | 800V | 600V | 6-20 AWG | 0.5-16mm² | 100 | https://www.unikeyic.com/media/about_us/Unikey_ISO_9001_Certification.pdf | https://www.unikeyic.com/products/din-rail-terminal-blocks/2010-1306/10220243.html
2016-1201/000-053 | WAGO | 20: 2.6192 100: 2.5818 200: 2.4695 |  |  | Gray, Yellow | 76 A | 85 A |  | - | - |  | - |  |  |  |  | Polyamide (PA66), Nylon 6/6 | UL94 V-0 | Not Applicable |  |  | 1 | 2 |  | Bulk |  |  | TOPJOB®S | 18mm ~ 20mm | 12.0mm | Push In, Spring | 800V | 600V | 6-20 AWG | 0.5-16mm² | 20000 | https://www.unikeyic.com/media/about_us/Unikey_ISO_9001_Certification.pdf | https://www.unikeyic.com/products/din-rail-terminal-blocks/2016-1201-000-053/4521050.html
2016-1208 | WAGO | 1: 117.9362 | WAGO 2016-1208 DIN |  | White |  |  |  | - | - |  | - |  |  |  |  | Polyamide (PA66), Nylon 6/6 | UL94 V-0 | Not Applicable |  |  | 1 | 2 |  | Box | 15528215 |  | TOPJOB®S | 18mm ~ 20mm | 12.0mm | Push In, Spring | - | - | 6-20 AWG | 0.5-16mm² | 38 | https://www.unikeyic.com/media/datasheet/0c/67/952e/0c/0fcf4c2da89597e3313f97c600bf0968.pdf | https://www.unikeyic.com/products/din-rail-terminal-blocks/2016-1208/9192231.html
2016-1301/000-053 | WAGO | 20: 4.2344 100: 4.1739 200: 3.9924 |  |  | Gray, Yellow | 90 A | 85 A |  | - | - |  | - |  |  |  |  | Polyamide (PA66), Nylon 6/6 | UL94 V-0 | Not Applicable |  |  | 1 | 3 |  | Bulk |  |  | TOPJOB®S | 18mm ~ 20mm | 12.0mm | Push In, Spring | 800V | 600V | 6-20 AWG | 0.5-16mm² | 20000 | https://www.unikeyic.com/media/about_us/Unikey_ISO_9001_Certification.pdf | https://www.unikeyic.com/products/din-rail-terminal-blocks/2016-1301-000-053/32047564.html
2016-1304 | WAGO | 20: 5.176 100: 5.1021 200: 4.8803 | Wanke Rail type terminal block, TOPJOB Sseries, single layer, Blue, Clamp termination, 67A |  | Blue | 90 A | 85 A |  | - | - |  | - |  |  |  |  | Polyamide (PA66), Nylon 6/6 | UL94 V-0 | Not Applicable |  |  | 1 | 3 |  | Box |  |  | TOPJOB®S | 18mm ~ 20mm | 12.0mm | Push In, Spring | 800V | 600V | 6-20 AWG | 0.5-16mm² | 217 | https://www.unikeyic.com/media/datasheet/e8/a9/7f60/e8/b97c87d67397cc343acb252ccd849b64.pdf | https://www.unikeyic.com/products/din-rail-terminal-blocks/2016-1304/23734782.html
2016-1304/2016-1392 | WAGO | 20: 5.9223 100: 5.8377 200: 5.5839 |  |  | Blue | 90 A | 85 A |  | - | - |  | - |  |  |  |  | Polyamide (PA66), Nylon 6/6 | UL94 V-0 | Not Applicable |  |  | 1 | 3 |  | Box |  |  | TOPJOB®S | 18mm ~ 20mm | 13.0mm | Push In, Spring | 800V | 600V | 6-20 AWG | 0.5-16mm² | 20000 | https://www.unikeyic.com/media/about_us/Unikey_ISO_9001_Certification.pdf | https://www.unikeyic.com/products/din-rail-terminal-blocks/2016-1304-2016-1392/34676520.html
2016-1305 | WAGO | 20: 6.1389 200: 5.9028 2,000: 5.6667 |  |  | Black | 90 A | 85 A |  | - | - |  | - |  |  |  |  | Polyamide (PA66), Nylon 6/6 | UL94 V-0 | Not Applicable |  |  | 1 | 3 |  | Box |  |  | TOPJOB®S | 18mm ~ 20mm | 12.0mm | Push In, Spring | 800V | 600V | 6-20 AWG | 0.5-16mm² | 260 | https://www.unikeyic.com/media/about_us/Unikey_ISO_9001_Certification.pdf | https://www.unikeyic.com/products/din-rail-terminal-blocks/2016-1305/18176765.html
2016-7601 | WAGO | 1: 1.7046 5: 1.5828 10: 1.4854 | Phoenix Contact DIN Rail Terminal Block, TOPJOB S Series, Single Layer, Gray |  | Gray | 76 A |  |  | - | - |  | - |  |  |  |  | Polyamide (PA66), Nylon 6/6 | UL94 V-0 | Not Applicable |  |  | 1 | 2 |  | Box | 15551325 |  | TOPJOB®S | 18mm ~ 20mm | 12.0mm | Push In, Spring | 800V | - | 6-20 AWG | 0.5-16mm² | 80 | https://www.unikeyic.com/media/datasheet/f5/a8/28f5/f5/f1aab5ee4c7cce43580b6368cb7b12f9.pdf | https://www.unikeyic.com/products/din-rail-terminal-blocks/2016-7601/28149323.html
2050-1203 | WAGO | 55: 2.013 248: 1.925 496: 1.848 | Terminal Block Connector 2 Position Feed Through Red 16-24 AWG | [23 empty] | bulk | [8 empty] | 2000 | https://www.unikeyic.com/media/about_us/Unikey_ISO_9001_Certification.pdf | https://www.unikeyic.com/products/din-rail-terminal-blocks/2050-1203/697302043.html
2050-1207 | WAGO | 1: 2.7888 10: 2.4987 100: 2.4541 250: 2.4541 500: 2.4095 1,000: 2.4095 | GND TERM BLOCK, DIN RAIL, 2POS, 16AWG; |  | Green, Yellow |  |  |  | - | - |  | - |  |  |  |  | Polyamide (PA66), Nylon 6/6 | UL94 V-0 | Not Applicable |  |  | 1 | 2 |  | Box | 15546320 |  | TOPJOB®S | 9mm ~ 11mm | 3.5mm | Push In, Spring | - | - | 16-24 AWG | 0.14-1.5mm² | 69 | https://www.unikeyic.com/media/about_us/Unikey_ISO_9001_Certification.pdf | https://www.unikeyic.com/products/din-rail-terminal-blocks/2050-1207/11843932.html
2050-311/000-014 | WAGO | 100: 2.5402 500: 2.5039 1,000: 2.395 | [24 empty] | bulk | [8 empty] | 20000 | https://www.unikeyic.com/media/about_us/Unikey_ISO_9001_Certification.pdf | https://www.unikeyic.com/products/din-rail-terminal-blocks/2050-311-000-014/697302074.html
2050-313 | WAGO | 55: 2.013 248: 1.925 496: 1.848 | 2 Position Terminal Block Red Middle 3.5mm | [23 empty] | bulk | [8 empty] | 1200 | https://www.unikeyic.com/media/about_us/Unikey_ISO_9001_Certification.pdf | https://www.unikeyic.com/products/din-rail-terminal-blocks/2050-313/697299345.html
2050-315 | WAGO | 55: 2.013 248: 1.925 496: 1.848 | 2 Position Terminal Block Black Middle 3.5mm | [23 empty] | bulk | [8 empty] | 1900 | https://www.unikeyic.com/media/about_us/Unikey_ISO_9001_Certification.pdf | https://www.unikeyic.com/products/din-rail-terminal-blocks/2050-315/697298335.html
2051180000 | Weidmüller | 10: 1.0973 100: 1.0777 500: 1.0777 1,000: 1.0581 2,500: 1.0581 | Weidmüller DIN Rail Terminal Block, A Series, Single Level, Beige, Push-in Termination, 32A |  |  |  |  | 2051180000 Weidmüller | [15 empty] | -60℃~130℃ |  |  | boxed | [8 empty] | 759 | https://www.unikeyic.com/media/datasheet/68/26/a331/68/b73629a5fe324ddde2956b020597d4d9.pdf | https://www.unikeyic.com/products/din-rail-terminal-blocks/2051180000/33104743.html
2051290000 | Weidmüller | 100: 1.417 300: 1.2521 500: 1.1927 1,000: 1.1268 5,000: 1.0235 | [5 empty] | 2051290000 Weidmüller | [18 empty] | boxed | [8 empty] | 100 | https://www.unikeyic.com/media/datasheet/5e/9c/33f9/5e9c33f9dfd17a648378022e41216e2d.pdf | https://www.unikeyic.com/products/din-rail-terminal-blocks/2051290000/17175548.html
2051310000 | Weidmüller | 10: 2.093 20: 1.749 50: 1.584 100: 1.35 200: 1.2312 500: 1.1556 1,000: 1.0908 2,000: 1.0508 | FEED-THROUGH TERMINAL, PUSH IN, |  |  |  |  | 2051310000 Weidmüller | [18 empty] | boxed | [8 empty] | 244 | https://www.unikeyic.com/media/datasheet/65/29/baea/65/dd9891910ab47dfa2168adc2f7efa458.pdf | https://www.unikeyic.com/products/din-rail-terminal-blocks/2051310000/20604866.html
2051360000 | Weidmüller | 1: 3.9891 10: 3.5104 100: 3.5104 250: 3.4466 500: 3.4466 1,000: 3.4466 | Weidmüller DIN Rail Terminal Block, A Series, Single Level, Green/Yellow, Push-In Termination |  |  |  |  | 2051360000 Weidmüller | [15 empty] | -60℃~130℃ |  |  | boxed | [8 empty] | 46 | https://www.unikeyic.com/media/datasheet/f5/4e/15cf/f5/fe1333bb2a7b23fc67b78c2a7137503c.pdf | https://www.unikeyic.com/products/din-rail-terminal-blocks/2051360000/22850079.html
2051520000 | Weidmüller | 1: 4.3044 10: 3.7879 100: 3.7879 250: 3.719 500: 3.719 1,000: 3.719 | Conn Feed-Through Terminal Block 4 POS Screw DIN Rail |  |  |  |  | 2051520000 Weidmüller | [7 empty] | 6.1mm(Length)*39.5mm(height) |  |  |  | DIN rail mounting |  |  |  | -50℃~130℃ |  |  | boxed | [8 empty] | 46 | https://www.unikeyic.com/media/datasheet/a1/14/08a6/a11408a6e6a1b88d0b548b16ae8c8629.pdf | https://www.unikeyic.com/products/din-rail-terminal-blocks/2051520000/12594105.html
2051910000 | Weidmüller | 1: 1.4698 | Weidmüller Adapter Sleeve, A Series, For Klippon Terminal Blocks |  |  |  |  | 2051910000 Weidmüller | [11 empty] | board mount | [6 empty] | boxed | [8 empty] | 18 | https://www.unikeyic.com/media/datasheet/f9/a5/b173/45/575c5bc19f1ef57fa53cb92d3372e7f7.pdf | https://www.unikeyic.com/products/din-rail-terminal-blocks/2051910000/34103277.html
2052-1201 | WAGO | 100: 2.0776 1,000: 1.9977 10,000: 1.9178 |  |  | Gray | 32 A | 20 A |  | - | - |  | - |  |  |  |  | Polyamide (PA66), Nylon 6/6 | UL94 V-0 | Not Applicable |  |  | 1 | 2 |  | Bulk |  |  | TOPJOB®S | 10mm ~ 12mm | 5.2mm | Push In | 800V | 600V | 12-22 AWG | 0.25-4mm² | 600 | https://www.unikeyic.com/media/datasheet/bd/33/8106/bd/df553c8817f8f3158ba114a701f0f78b.pdf | https://www.unikeyic.com/products/din-rail-terminal-blocks/2052-1201/4729313.html
2052-1202 | WAGO | 100: 2.7938 500: 2.7539 1,000: 2.6342 | [24 empty] | bulk | [8 empty] | 20000 | https://www.unikeyic.com/media/about_us/Unikey_ISO_9001_Certification.pdf | https://www.unikeyic.com/products/din-rail-terminal-blocks/2052-1202/697301276.html
2052-1203 | WAGO | 100: 2.7938 500: 2.7539 1,000: 2.6342 | [24 empty] | bulk | [8 empty] | 20000 | https://www.unikeyic.com/media/about_us/Unikey_ISO_9001_Certification.pdf | https://www.unikeyic.com/products/din-rail-terminal-blocks/2052-1203/697299604.html
2052-1204 | WAGO | 100: 1.7424 400: 1.6738 800: 1.6052 | 2-CONDUCTOR MINIATURE THROUGH TB |  | Blue | 24 A | 20 A |  | - | - |  | - |  |  |  |  | Polyamide (PA66), Nylon 6/6 | UL94 V-0 |  |  |  | 1 | 2 |  | Bulk | 17886743 |  | TOPJOB®S | 10mm ~ 12mm | 5.2mm | Push In | 800V | 600V | 12-22 AWG | 0.25-4mm² | 900 | https://www.unikeyic.com/media/about_us/Unikey_ISO_9001_Certification.pdf | https://www.unikeyic.com/products/din-rail-terminal-blocks/2052-1204/15422777.html
2052-301/000-014 | WAGO | 100: 2.7938 500: 2.7539 1,000: 2.6342 | [24 empty] | bulk | [8 empty] | 20000 | https://www.unikeyic.com/media/about_us/Unikey_ISO_9001_Certification.pdf | https://www.unikeyic.com/products/din-rail-terminal-blocks/2052-301-000-014/697302987.html
2052-306 | WAGO | 100: 2.7938 500: 2.7539 1,000: 2.6342 | [24 empty] | bulk | [8 empty] | 20000 | https://www.unikeyic.com/media/about_us/Unikey_ISO_9001_Certification.pdf | https://www.unikeyic.com/products/din-rail-terminal-blocks/2052-306/697301906.html
2052-311/000-014 | WAGO | 100: 2.7938 500: 2.7539 1,000: 2.6342 | [24 empty] | bulk | [8 empty] | 20000 | https://www.unikeyic.com/media/about_us/Unikey_ISO_9001_Certification.pdf | https://www.unikeyic.com/products/din-rail-terminal-blocks/2052-311-000-014/697301679.html
2052-315 | WAGO | 100: 2.7938 500: 2.7539 1,000: 2.6342 | [24 empty] | bulk | [8 empty] | 20000 | https://www.unikeyic.com/media/about_us/Unikey_ISO_9001_Certification.pdf | https://www.unikeyic.com/products/din-rail-terminal-blocks/2052-315/697298398.html
2052-323 | WAGO | 100: 2.7938 500: 2.7539 1,000: 2.6342 | [24 empty] | bulk | [8 empty] | 20000 | https://www.unikeyic.com/media/about_us/Unikey_ISO_9001_Certification.pdf | https://www.unikeyic.com/products/din-rail-terminal-blocks/2052-323/697298143.html
2102-5303 | WAGO | 10: 3.8508 50: 3.5088 100: 3.1966 |  |  | Red | 30 A | 20 A |  | - | - |  | - |  |  |  |  | Polyamide (PA66), Nylon 6/6 | UL94 V-0 | Not Applicable |  |  | 1 | 3 |  | Box |  |  | TOPJOB® S 21XX | 10mm ~ 12mm | 5.2mm | Push In, Spring | 800V | 600V | 12-22 AWG | 0.25-4mm² | 26 | https://www.unikeyic.com/media/about_us/Unikey_ISO_9001_Certification.pdf | https://www.unikeyic.com/products/din-rail-terminal-blocks/2102-5303/8086766.html
2102-5305 | WAGO | 1: 6.3936 10: 4.5328 25: 3.9792 50: 3.6368 100: 3.3557 250: 3.0656 500: 2.8979 1,000: 2.7662 | 3 Location Black 12-22 AWG |  | Black | 30 A | 20 A |  | - | - |  | - |  |  |  |  | Polyamide (PA66), Nylon 6/6 | UL94 V-0 | Not Applicable |  |  | 1 | 3 |  | Box | 15541698 |  | TOPJOB® S 21XX | 10mm ~ 12mm | 5.2mm | Push In, Spring | 800V | 600V | 12-22 AWG | 0.25-4mm² | 66 | https://www.unikeyic.com/media/about_us/Unikey_ISO_9001_Certification.pdf | https://www.unikeyic.com/products/din-rail-terminal-blocks/2102-5305/26627944.html
2104-1304 | WAGO | 1: 71.2171 | WAGO 2104-1304 DIN |  | Blue | 40 A | 30 A |  | - | - |  | - |  |  |  |  | Polyamide (PA66), Nylon 6/6 | UL94 V-0 | Not Applicable |  |  | 1 | 3 |  | Box |  |  | TOPJOB®S, 2104 | 11mm ~ 13mm | 6.2mm | Push In, Spring | 800V | 600V | 10-20 AWG | 0.5-6mm² | 29 | https://www.unikeyic.com/media/about_us/Unikey_ISO_9001_Certification.pdf | https://www.unikeyic.com/products/din-rail-terminal-blocks/2104-1304/6578812.html
2106-5301 | WAGO | 1: 89.5792 | Phoenix Contact DIN Rail Terminal Block, TOPJOB S Series, Single Layer, Gray, Clamp Termination, 57A |  | Gray | 55 A | 50 A |  | - | - |  | - |  |  |  |  | Polyamide (PA66), Nylon 6/6 | UL94 V-0 | Not Applicable |  |  | 1 | 3 |  | Box | 15581500 |  | TOPJOB®S, 2106 | 13mm ~ 15mm | 7.5mm | Push In, Spring | 800V | 600V | 8-20 AWG | 0.5-10mm² | 122 | https://www.unikeyic.com/media/about_us/Unikey_ISO_9001_Certification.pdf | https://www.unikeyic.com/products/din-rail-terminal-blocks/2106-5301/15572485.html
2106-5307 | WAGO | 1: 12.4664 10: 11.4276 100: 11.2198 250: 11.2198 500: 11.2198 1,000: 11.2198 | WAGO DIN Rail Terminal Block, TOPJOB S Series, Single Level, Green/Yellow, Clamp Termination |  | Green, Yellow |  |  |  | - | - |  | - |  |  |  |  | Polyamide (PA66), Nylon 6/6 | UL94 V-0 | Not Applicable |  |  | 1 | 3 |  | Box |  |  | TOPJOB®S, 2106 | 13mm ~ 15mm | 7.5mm | Push In, Spring | - | - | 8-20 AWG | 0.5-10mm² | 24 | https://www.unikeyic.com/media/about_us/Unikey_ISO_9001_Certification.pdf | https://www.unikeyic.com/products/din-rail-terminal-blocks/2106-5307/24501375.html
2110-1204 | WAGO | 1: 111.2634 | WAGO 2110-1204 DIN |  | Blue | 74 A | 65 A |  | - | - |  | - |  |  |  |  | Polyamide (PA66), Nylon 6/6 | UL94 V-0 | Not Applicable |  |  | 1 | 2 |  | Box |  |  | TOPJOB® S 21XX | 17mm ~ 19mm | 10.0mm | Push In, Spring | 800V | 600V | 6-20 AWG | 0.5-16mm² | 44 | https://www.unikeyic.com/media/about_us/Unikey_ISO_9001_Certification.pdf | https://www.unikeyic.com/products/din-rail-terminal-blocks/2110-1204/26601337.html
2110-1301 | WAGO | 1: 22.1724 10: 15.8436 25: 14.1376 50: 13.1218 100: 12.3081 250: 11.4877 500: 11.0217 1,000: 10.6598 | 3-CONDUCTOR THROUGH TERMINAL BLO |  | Gray | 74 A | 65 A |  | - | - |  | - |  |  |  |  | Polyamide (PA66), Nylon 6/6 | UL94 V-0 | Not Applicable |  |  | 1 | 3 |  | Box |  |  | TOPJOB® S 21XX | 17mm ~ 19mm | 10.0mm | Push In, Spring | 800V | 600V | 6-20 AWG | 0.5-16mm² | 4 | https://www.unikeyic.com/media/about_us/Unikey_ISO_9001_Certification.pdf | https://www.unikeyic.com/products/din-rail-terminal-blocks/2110-1301/23771456.html
2110-5201 | WAGO | 1: 111.2634 | WAGO 2110-5201 DIN |  | Gray | 74 A | 65 A |  | - | - |  | - |  |  |  |  | Polyamide (PA66), Nylon 6/6 | UL94 V-0 | Not Applicable |  |  | 1 | 2 |  | Box | 15587548 |  | TOPJOB®S, 2110 | 17mm ~ 19mm | 10.0mm | Push In, Spring | 800V | 600V | 6-20 AWG | 0.5-16mm² | 140 | https://www.unikeyic.com/media/about_us/Unikey_ISO_9001_Certification.pdf | https://www.unikeyic.com/products/din-rail-terminal-blocks/2110-5201/32750780.html
2116-1201 | WAGO | 1: 5.5533 10: 4.8869 100: 4.8869 250: 4.798 500: 4.798 1,000: 4.798 | Phoenix Contact DIN Rail Terminal Block, TOPJOB S Series, Single Layer, Gray, Clamp Termination, 90A |  | Gray | 90 A | 85 A |  | - | - |  | - |  |  |  |  | Polyamide (PA66), Nylon 6/6 | UL94 V-0 | Not Applicable |  |  | 1 | 2 |  | Box | 15582621 |  | TOPJOB®S, 2116 | 18mm ~ 20mm | 12.0mm | Push In, Spring | 800V | 600V | 6-20 AWG | 0.5-16mm² | 52 | https://www.unikeyic.com/media/about_us/Unikey_ISO_9001_Certification.pdf | https://www.unikeyic.com/products/din-rail-terminal-blocks/2116-1201/32834043.html
2116-1301 | WAGO | 20: 10.7766 40: 10.3621 60: 10.1134 | Phoenix Contact DIN Rail Terminal Block, TOPJOB S Series, Single Layer, Gray, Clamp Termination, 90A |  | Gray | 90 A | 85 A |  | - | - |  | - |  |  |  |  | Polyamide (PA66), Nylon 6/6 | UL94 V-0 | Not Applicable |  |  | 1 | 3 |  | Box |  |  | TOPJOB®S, 2116 | 18mm ~ 20mm | 12.0mm | Push In, Spring | 800V | 600V | 6-20 AWG | 0.5-16mm² | 200 | https://www.unikeyic.com/media/about_us/Unikey_ISO_9001_Certification.pdf | https://www.unikeyic.com/products/din-rail-terminal-blocks/2116-1301/32686729.html
2116-1304 | WAGO | 1: 8.9395 10: 8.1946 100: 8.0456 250: 8.0456 500: 8.0456 1,000: 8.0456 | Wanke Rail type terminal block, TOPJOB Sseries, single layer, Blue, Clamp termination, 90A |  | Blue | 90 A | 85 A |  | - | - |  | - |  |  |  |  | Polyamide (PA66), Nylon 6/6 | UL94 V-0 | Not Applicable |  |  | 1 | 3 |  | Box | 15527738 |  | TOPJOB®S, 2116 | 18mm ~ 20mm | 12.0mm | Push In, Spring | 800V | 600V | 6-20 AWG | 0.5-16mm² | 11 | https://www.unikeyic.com/media/about_us/Unikey_ISO_9001_Certification.pdf | https://www.unikeyic.com/products/din-rail-terminal-blocks/2116-1304/26184568.html
2116-1307 | WAGO | 1: 11.8379 10: 11.0487 25: 10.8514 100: 10.6541 250: 10.6541 500: 10.6541 | WAGO DIN Rail Terminal Block, TOPJOB S Series, Single Level, Green/Yellow, Clamp Termination |  | Green, Yellow |  |  |  | - | - |  | - |  |  |  |  | Polyamide (PA66), Nylon 6/6 | UL94 V-0 | Not Applicable |  |  | 1 | 3 |  | Box |  |  | TOPJOB®S, 2116 | 18mm ~ 20mm | 12.0mm | Push In, Spring | - | - | 6-20 AWG | 0.5-16mm² | 18 | https://www.unikeyic.com/media/about_us/Unikey_ISO_9001_Certification.pdf | https://www.unikeyic.com/products/din-rail-terminal-blocks/2116-1307/21312524.html
2116-5307 | WAGO | 1: 15.4052 10: 15.1301 25: 14.855 100: 14.855 250: 14.855 500: 14.855 | Phoenix Contact DIN Rail Terminal Block, TOPJOB S Series, Single Level, Green/Yellow, Clamped Termination |  | Green, Yellow |  |  |  | - | - |  | - |  |  |  |  | Polyamide (PA66), Nylon 6/6 | UL94 V-0 | Not Applicable |  |  | 1 | 3 |  | Box | 15580908 |  | TOPJOB®S, 2116 | 18mm ~ 20mm | 12.0mm | Push In, Spring | - | - | 6-20 AWG | 0.5-16mm² | 11 | https://www.unikeyic.com/media/about_us/Unikey_ISO_9001_Certification.pdf | https://www.unikeyic.com/products/din-rail-terminal-blocks/2116-5307/20300660.html
2200-1201 | WAGO | 10: 0.5945 50: 0.569 100: 0.552 | Terminal Block, 2200 Series, 2-Ch, Push-In Termination, 24-16 AWG, 13.5A |  | Gray | 17.5 A | 10 A |  | - | - |  | - |  |  |  |  | Polyamide (PA66), Nylon 6/6 | UL94 V-0 | Not Applicable |  |  | 1 | 2 |  | Box |  |  | TOPJOB®S, 2200 | 9mm ~ 11mm | 3.5mm | Push In, Spring | 800V | 600V | 16-24 AWG | 0.14-1.5mm² | 1500 | https://www.unikeyic.com/media/about_us/Unikey_ISO_9001_Certification.pdf | https://www.unikeyic.com/products/din-rail-terminal-blocks/2200-1201/706035.html
2200-1407 | WAGO | 24: 4.609 75: 4.389 299: 4.191 746: 4.015 2,237: 3.839 | Phoenix Contact Terminal Block, TOPJOB S Series, Single Layer, Push-in Cage Clamp |  | Green, Yellow | 17.5 A | 10 A |  | - | - |  | - |  |  |  |  | Polyamide (PA66), Nylon 6/6 | UL94 V-0 | Not Applicable |  |  | 1 | 4 |  | Box |  |  | TOPJOB®S, 2200 | 9mm ~ 11mm | 3.5mm | Push In, Spring | 800V | 600V | 16-24 AWG | 0.14-1.5mm² | 21000 | https://www.unikeyic.com/media/about_us/Unikey_ISO_9001_Certification.pdf | https://www.unikeyic.com/products/din-rail-terminal-blocks/2200-1407/33827312.html
2201-1201 | WAGO | 100: 1.2624 200: 1.2138 300: 1.1847 | Terminal Block, 2201 Series, 2-Channel, Push-In Termination, 22-14 AWG, 18A |  | Gray | 24 A | 15 A |  | - | - |  | - |  |  |  |  | Polyamide (PA66), Nylon 6/6 | UL94 V-0 | Not Applicable |  |  | 1 | 2 |  | Box |  |  | TOPJOB®S, 2201 | 9mm ~ 11mm | 4.2mm | Push In, Spring | 800V | 600V | 14-22 AWG | 0.25-2.5mm² | 1000 | https://www.unikeyic.com/media/about_us/Unikey_ISO_9001_Certification.pdf | https://www.unikeyic.com/products/din-rail-terminal-blocks/2201-1201/15562895.html
2201-1301 | WAGO | 100: 2.5519 | Terminal Block, 2201 Series, 3-Pos, Push-In Termination, 22-14 AWG, 18A |  | Gray | 24 A | 15 A |  | - | - |  | - |  |  |  |  | Polyamide (PA66), Nylon 6/6 | UL94 V-0 | Not Applicable |  |  | 1 | 3 |  | Box | 15547368 |  | TOPJOB®S, 2201 | 9mm ~ 11mm | 4.2mm | Push In, Spring | 800V | 600V | 14-22 AWG | 0.25-2.5mm² | 1188 | https://www.unikeyic.com/media/about_us/Unikey_ISO_9001_Certification.pdf | https://www.unikeyic.com/products/din-rail-terminal-blocks/2201-1301/34929872.html
2201-1301/000-053 | WAGO | 100: 0.8921 |  |  | Gray, Yellow | 17.5 A | 15 A |  | - | - |  | - |  |  |  |  | Polyamide (PA66), Nylon 6/6 | UL94 V-0 |  |  |  | 1 | 3 |  | Bulk |  |  | TOPJOB®S | 9mm ~ 11mm | 4.2mm | Push In | 800V | 600V | 14-22 AWG | 0.25-2.5mm² | 10000 | https://www.unikeyic.com/media/about_us/Unikey_ISO_9001_Certification.pdf | https://www.unikeyic.com/products/din-rail-terminal-blocks/2201-1301-000-053/693657720.html
2201-1302 | WAGO | 1: 65.8694 | WAGO 2201-1302 DIN |  | Orange | 24 A | 15 A |  | - | - |  | - |  |  |  |  | Polyamide (PA66), Nylon 6/6 | UL94 V-0 | Not Applicable |  |  | 1 | 3 |  | Box |  |  | TOPJOB®S | 9mm ~ 11mm | 4.2mm | Push In, Spring | 800V | 600V | 14-22 AWG | 0.25-2.5mm² | 356 | https://www.unikeyic.com/media/about_us/Unikey_ISO_9001_Certification.pdf | https://www.unikeyic.com/products/din-rail-terminal-blocks/2201-1302/1162819.html
2201-1307 | WAGO | 1: 2.4009 5: 2.2294 10: 2.0922 | Weidmüller Terminal Block, TOPJOB S Series, Single Layer, Push-in Cage Clamp Termination |  | Green, Yellow |  |  |  | - | - |  | - |  |  |  |  | Polyamide (PA66), Nylon 6/6 | UL94 V-0 | Not Applicable |  |  | 1 | 3 |  | Box | 15567836 |  | TOPJOB®S, 2201 | 9mm ~ 11mm | 4.2mm | Push In, Spring | - | - | 14-22 AWG | 0.25-2.5mm² | 96 | https://www.unikeyic.com/media/about_us/Unikey_ISO_9001_Certification.pdf | https://www.unikeyic.com/products/din-rail-terminal-blocks/2201-1307/618017.html
2201-1404 | WAGO | 10: 1.4015 100: 1.3764 500: 1.3514 1,000: 1.3514 2,500: 1.3514 | Phoenix Contact Terminal Block, TOPJOB S Series, Single Layer, Blue, Push-in Cage Clamp |  | Blue | 24 A | 15 A |  | - | - |  | - |  |  |  |  | Polyamide (PA66), Nylon 6/6 | UL94 V-0 | Not Applicable |  |  | 1 | 4 |  | Box |  |  | TOPJOB®S, 2201 | 9mm ~ 11mm | 4.2mm | Push In, Spring | 800V | 600V | 14-22 AWG | 0.25-2.5mm² | 67 | https://www.unikeyic.com/media/about_us/Unikey_ISO_9001_Certification.pdf | https://www.unikeyic.com/products/din-rail-terminal-blocks/2201-1404/15772969.html
2202-1203 | WAGO | 1: 43.4683 | WAGO 2202-1203 DIN |  | Red | 32 A | 20 A |  | - | - |  | - |  |  |  |  | Polyamide (PA66), Nylon 6/6 | UL94 V-0 | Not Applicable |  |  | 1 | 2 |  | Box | 15574723 |  | TOPJOB®S, 2202 | 10mm ~ 12mm | 5.2mm | Push In, Spring | 800V | 600V | 12-22 AWG | 0.25-4mm² | 560 | https://www.unikeyic.com/media/about_us/Unikey_ISO_9001_Certification.pdf | https://www.unikeyic.com/products/din-rail-terminal-blocks/2202-1203/24742264.html
2202-1207 | WAGO | 100: 1.8453 200: 1.7743 300: 1.7318 | WAGO DIN Rail Terminal Block, TOPJOB S Series, Single Layer, Green/Yellow, Clamp Termination |  | Green, Yellow |  |  |  | - | - |  | - |  |  |  |  | Polyamide (PA66), Nylon 6/6 | UL94 V-0 | Not Applicable |  |  | 1 | 2 |  | Box |  |  | TOPJOB®S, 2202 | 10mm ~ 12mm | 5.2mm | Push In, Spring | - | - | 12-22 AWG | 0.25-4mm² | 1000 | https://www.unikeyic.com/media/about_us/Unikey_ISO_9001_Certification.pdf | https://www.unikeyic.com/products/din-rail-terminal-blocks/2202-1207/10234981.html
2202-1302 | WAGO | 1: 5.2956 10: 3.7605 25: 3.2949 50: 3.0052 100: 2.7663 250: 2.519 500: 2.3754 1,000: 2.2624 5,000: 2.0871 |  |  | Orange | 32 A | 20 A |  | - | - |  | - |  |  |  |  | Polyamide (PA66), Nylon 6/6 | UL94 V-0 | Not Applicable |  |  | 1 | 3 |  | Box | 15581824 |  | TOPJOB®S, 2202 | 10mm ~ 12mm | 5.2mm | Push In, Spring | 800V | 600V | 12-22 AWG | 0.25-4mm² | 9 | https://www.unikeyic.com/media/about_us/Unikey_ISO_9001_Certification.pdf | https://www.unikeyic.com/products/din-rail-terminal-blocks/2202-1302/6615721.html
2202-1303 | WAGO | 75: 2.6904 200: 2.655 400: 2.5842 |  |  | Red | 32 A | 20 A |  | - | - |  | - |  |  |  |  | Polyamide (PA66), Nylon 6/6 | UL94 V-0 | Not Applicable |  |  | 1 | 3 |  | Box |  |  | TOPJOB®S, 2202 | 10mm ~ 12mm | 5.2mm | Push In, Spring | 800V | 600V | 12-22 AWG | 0.25-4mm² | 425 | https://www.unikeyic.com/media/datasheet/79/b6/4e6c/79/4e0b0abbb05ace4647a8669cc108e192.pdf | https://www.unikeyic.com/products/din-rail-terminal-blocks/2202-1303/889697.html
2202-1305 | WAGO | 1: 5.292 10: 3.7573 25: 3.2918 50: 3.0028 100: 2.764 250: 2.5169 500: 2.3734 1,000: 2.2605 5,000: 2.0854 | 3-CONDUCTOR THROUGH TERMINAL BLO |  | Black | 32 A | 20 A |  | - | - |  | - |  |  |  |  | Polyamide (PA66), Nylon 6/6 | UL94 V-0 | Not Applicable |  |  | 1 | 3 |  | Box |  |  | TOPJOB®S, 2202 | 10mm ~ 12mm | 5.2mm | Push In, Spring | 800V | 600V | 12-22 AWG | 0.25-4mm² | 41 | https://www.unikeyic.com/media/about_us/Unikey_ISO_9001_Certification.pdf | https://www.unikeyic.com/products/din-rail-terminal-blocks/2202-1305/13719243.html
2202-1306 | WAGO | 100: 1.0664 500: 1.0512 1,000: 1.0054 |  |  | Yellow | 32 A | 20 A |  | - | - |  | - |  |  |  |  | Polyamide (PA66), Nylon 6/6 | UL94 V-0 | Not Applicable |  |  | 1 | 3 |  | Box |  |  | TOPJOB®S | 10mm ~ 12mm | 5.2mm | Push In, Spring | 800V | 600V | 12-22 AWG | 0.25-4mm² | 20000 | https://www.unikeyic.com/media/about_us/Unikey_ISO_9001_Certification.pdf | https://www.unikeyic.com/products/din-rail-terminal-blocks/2202-1306/22511101.html
2202-1401/000-001 | WAGO | 100: 1.2971 500: 1.2786 1,000: 1.223 |  |  | Green | 32 A | 20 A |  | - | - |  | - |  |  |  |  | Polyamide (PA66), Nylon 6/6 | UL94 V-0 | Not Applicable |  |  | 1 | 4 |  | Box |  |  | TOPJOB®S | 10mm ~ 12mm | 5.2mm | Push In, Spring | 800V | 600V | 12-22 AWG | 0.25-4mm² | 20000 | https://www.unikeyic.com/media/about_us/Unikey_ISO_9001_Certification.pdf | https://www.unikeyic.com/products/din-rail-terminal-blocks/2202-1401-000-001/31718956.html
2202-1403 | WAGO | 1: 65.4437 | WAGO 2202-1403 DIN |  | Red | 32 A | 20 A |  | - | - |  | - |  |  |  |  | Polyamide (PA66), Nylon 6/6 | UL94 V-0 | Not Applicable |  |  | 1 | 4 |  | Box |  |  | TOPJOB®S, 2202 | 10mm ~ 12mm | 5.2mm | Push In, Spring | 800V | 600V | 12-22 AWG | 0.25-4mm² | 116 | https://www.unikeyic.com/media/about_us/Unikey_ISO_9001_Certification.pdf | https://www.unikeyic.com/products/din-rail-terminal-blocks/2202-1403/23359966.html
2202-1404 | WAGO | 1: 2.7766 10: 2.4879 100: 2.4434 250: 2.4434 500: 2.399 1,000: 2.399 | Phoenix Contact TOPJOB S Series DIN Rail Terminal Block, Single Layer, Blue, Clamp Termination, 32A |  | Blue | 32 A | 20 A |  | - | - |  | - |  |  |  |  | Polyamide (PA66), Nylon 6/6 | UL94 V-0 | Not Applicable |  |  | 1 | 4 |  | Box | 15602138 |  | TOPJOB®S, 2202 | 10mm ~ 12mm | 5.2mm | Push In, Spring | 800V | 600V | 12-22 AWG | 0.25-4mm² | 96 | https://www.unikeyic.com/media/about_us/Unikey_ISO_9001_Certification.pdf | https://www.unikeyic.com/products/din-rail-terminal-blocks/2202-1404/1954670.html
2202-1441 | WAGO | 100: 1.4756 1,000: 1.4188 10,000: 1.3621 |  |  | Gray | 32 A | 20 A |  | Disconnect Tab | - |  | - |  |  |  |  | Polyamide (PA66), Nylon 6/6 | UL94 V-0 | Not Applicable |  |  | 1 | 4 |  | Box | 15555080 |  | TOPJOB®S | 10mm ~ 12mm | 5.2mm | Push In, Spring | 800V | 600V | 12-22 AWG | 0.25-4mm² | 100 | https://www.unikeyic.com/media/about_us/Unikey_ISO_9001_Certification.pdf | https://www.unikeyic.com/products/din-rail-terminal-blocks/2202-1441/4349961.html
2202-1601 | WAGO | 1: 14.3208 10: 10.1779 25: 9.0232 50: 8.327 100: 7.7651 250: 7.1945 500: 6.8686 1,000: 6.6146 | 2-CONDUCTOR THROUGH TERMINAL BLO |  | Gray | 16 A | 15 A |  | - | - |  | - |  |  |  |  | Polyamide (PA66), Nylon 6/6 | UL94 V-0 | Not Applicable |  |  | 1 | 2 |  | Box | 15607787 |  | TOPJOB®S | 10mm ~ 12mm | 5.2mm | Push In, Spring | 400V | 300V | 12-22 AWG | 0.25-4mm² | 10 | https://www.unikeyic.com/media/about_us/Unikey_ISO_9001_Certification.pdf | https://www.unikeyic.com/products/din-rail-terminal-blocks/2202-1601/20008753.html
2202-1611/1000-542 | WAGO | 1: 150.8487 | WAGO 2202-1611/1000-542 fuse terminal block |  | Gray | 6.3 A | 10 A |  | Fuse | - |  | 5mm x 20mm |  |  |  |  | Polyamide (PA66), Nylon 6/6 | UL94 V-0 | Not Applicable |  |  | 1 | 2 |  | Box |  |  | TOPJOB®S | 10mm ~ 12mm | 6.2mm | Push In, Spring | 250V | 65V | 12-22 AWG | 0.25-4mm² | 67 | https://www.unikeyic.com/media/about_us/Unikey_ISO_9001_Certification.pdf | https://www.unikeyic.com/products/din-rail-terminal-blocks/2202-1611-1000-542/845792.html
2202-1661 | WAGO | 1: 13.3881 10: 9.5061 25: 8.4192 50: 7.763 100: 7.2326 250: 6.6934 500: 6.385 1,000: 6.1445 | 2 Location grey 12-22 AWG |  | Gray | 16 A | 15 A |  | Disconnect Tab | - |  | - |  |  |  |  | Polyamide (PA66), Nylon 6/6 | UL94 V-0 | Not Applicable |  |  | 1 | 2 |  | Box |  |  | TOPJOB®S | 10mm ~ 12mm | 5.2mm | Push In, Spring | 400V | 300V | 12-22 AWG | 0.25-4mm² | 71 | https://www.unikeyic.com/media/about_us/Unikey_ISO_9001_Certification.pdf | https://www.unikeyic.com/products/din-rail-terminal-blocks/2202-1661/24414334.html
2202-1674 | WAGO | 1: 149.7635 | WAGO 2202-1674 Test Disconnect Terminal Block |  | Blue | 16 A | 15 A |  | Switch, Knife | - |  | - |  |  |  |  | Polyamide (PA66), Nylon 6/6 | UL94 V-0 | Not Applicable |  |  | 1 | 2 |  | Box |  |  | TOPJOB®S | 10mm ~ 12mm | 5.2mm | Push In, Spring | 400V | 300V | 12-22 AWG | 0.25-4mm² | 49 | https://www.unikeyic.com/media/about_us/Unikey_ISO_9001_Certification.pdf | https://www.unikeyic.com/products/din-rail-terminal-blocks/2202-1674/21327182.html
2202-1702 | WAGO | 1: 17.6243 10: 12.5502 25: 11.1596 50: 10.3262 100: 9.656 250: 8.978 500: 8.5917 1,000: 8.2911 | 3 Location Orange 12-22 AWG |  | Orange | 16 A | 15 A |  | - | - |  | - |  |  |  |  | Polyamide (PA66), Nylon 6/6 | UL94 V-0 | Not Applicable |  |  | 1 | 3 |  | Box |  |  | TOPJOB®S | 10mm ~ 12mm | 5.2mm | Push In, Spring | 400V | 300V | 12-22 AWG | 0.25-4mm² | 3 | https://www.unikeyic.com/media/about_us/Unikey_ISO_9001_Certification.pdf | https://www.unikeyic.com/products/din-rail-terminal-blocks/2202-1702/16800303.html
2202-1704 | WAGO | 50: 3.1056 250: 3.0612 500: 2.9282 |  |  | Blue | 16 A | 15 A |  | - | - |  | - |  |  |  |  | Polyamide (PA66), Nylon 6/6 | UL94 V-0 | Not Applicable |  |  | 1 | 3 |  | Box |  |  | TOPJOB®S | 10mm ~ 12mm | 5.2mm | Push In, Spring | 400V | 300V | 12-22 AWG | 0.25-4mm² | 20000 | https://www.unikeyic.com/media/about_us/Unikey_ISO_9001_Certification.pdf | https://www.unikeyic.com/products/din-rail-terminal-blocks/2202-1704/4683937.html
2202-1707 | WAGO | 1: 27.1665 10: 19.4779 25: 17.4375 50: 16.228 100: 15.2627 250: 14.2923 500: 13.7423 | 3 Location ground、ground 、Yellow 12-22 AWG |  | Green, Yellow |  |  |  | - | - |  | - |  |  |  |  | Polyamide (PA66), Nylon 6/6 | UL94 V-0 | Not Applicable |  |  | 1 | 3 |  | Box |  |  | TOPJOB®S | 10mm ~ 12mm | 5.2mm | Push In, Spring | - | - | 12-22 AWG | 0.25-4mm² | 9 | https://www.unikeyic.com/media/about_us/Unikey_ISO_9001_Certification.pdf | https://www.unikeyic.com/products/din-rail-terminal-blocks/2202-1707/20685026.html
2202-1711 | WAGO | 1: 8.0882 |  |  | Gray | 6.3 A | 10 A |  | Fuse | - |  | 5mm x 20mm |  |  |  |  | Polyamide (PA66), Nylon 6/6 | UL94 V-0 | Not Applicable |  |  | 1 | 3 |  | Box |  |  | TOPJOB®S | 10mm ~ 12mm | 6.2mm | Push In, Spring | 250V | 250V | 12-22 AWG | 0.25-4mm² | 50 | https://www.unikeyic.com/media/datasheet/c5/50/5f7f/c5/e89d8d070102cc8160459ca615d57722.pdf | https://www.unikeyic.com/products/din-rail-terminal-blocks/2202-1711/11079735.html
2202-1711/1000-836 | WAGO | 50: 11.7469 250: 11.5791 500: 11.0756 |  |  | Gray | 6.3 A | 10 A |  | Fuse | LED |  | 5mm x 20mm |  |  |  |  | Polyamide (PA66), Nylon 6/6 | UL94 V-0 | Not Applicable |  |  | 1 | 3 |  | Box | 15539019 |  | TOPJOB®S | 10mm ~ 12mm | 6.2mm | Push In, Spring | 250V | 250V | 12-22 AWG | 0.25-4mm² | 20000 | https://www.unikeyic.com/media/about_us/Unikey_ISO_9001_Certification.pdf | https://www.unikeyic.com/products/din-rail-terminal-blocks/2202-1711-1000-836/26341303.html
2202-1711/1000-867 | WAGO | 1: 34.1904 10: 24.6302 25: 22.1337 50: 20.6622 100: 19.4918 250: 18.319 500: 17.6559 | 3-CONDUCTOR FUSE TERMINAL BLOCK, |  | Gray | 6.3 A | 10 A |  | Fuse | LED |  | 5mm x 20mm |  |  |  |  | Polyamide (PA66), Nylon 6/6 | UL94 V-0 | Not Applicable |  |  | 1 | 3 |  | Box |  |  | TOPJOB®S | 10mm ~ 12mm | 6.2mm | Push In, Spring | 250V | 120V | 12-22 AWG | 0.25-4mm² | 5 | https://www.unikeyic.com/media/about_us/Unikey_ISO_9001_Certification.pdf | https://www.unikeyic.com/products/din-rail-terminal-blocks/2202-1711-1000-867/3377867.html
2202-1761 | WAGO | 1: 15.0012 10: 10.6618 25: 9.4582 50: 8.7337 100: 8.1494 250: 7.5565 500: 7.2181 1,000: 6.9543 | 3-CONDUCTOR CARRIER TERMINAL BLO |  | Gray | 16 A | 15 A |  | Disconnect Tab | - |  | - |  |  |  |  | Polyamide (PA66), Nylon 6/6 | UL94 V-0 | Not Applicable |  |  | 1 | 3 |  | Box |  |  | TOPJOB®S | 10mm ~ 12mm | 5.2mm | Push In, Spring | 400V | 300V | 12-22 AWG | 0.25-4mm² | 9 | https://www.unikeyic.com/media/about_us/Unikey_ISO_9001_Certification.pdf | https://www.unikeyic.com/products/din-rail-terminal-blocks/2202-1761/34372699.html
2202-1771 | WAGO | 1: 17.8524 10: 12.7138 25: 11.3072 50: 10.4648 100: 9.7875 250: 9.1022 500: 8.7118 1,000: 8.4082 | 3 Location grey 12-22 AWG |  | Gray | 16 A | 15 A |  | Switch, Knife | - |  | - |  |  |  |  | Polyamide (PA66), Nylon 6/6 | UL94 V-0 | Not Applicable |  |  | 1 | 3 |  | Box |  |  | TOPJOB®S | 10mm ~ 12mm | 5.2mm | Push In, Spring | 400V | 300V | 12-22 AWG | 0.25-4mm² | 27 | https://www.unikeyic.com/media/about_us/Unikey_ISO_9001_Certification.pdf | https://www.unikeyic.com/products/din-rail-terminal-blocks/2202-1771/25448535.html
2202-1772 | WAGO | 50: 3.222 250: 3.176 500: 3.0379 |  |  | Orange | 16 A | 15 A |  | Switch, Knife | - |  | - |  |  |  |  | Polyamide (PA66), Nylon 6/6 | UL94 V-0 | Not Applicable |  |  | 1 | 3 |  | Box | 15579426 |  | TOPJOB®S | 10mm ~ 12mm | 5.2mm | Push In, Spring | 400V | 300V | 12-22 AWG | 0.25-4mm² | 20000 | https://www.unikeyic.com/media/about_us/Unikey_ISO_9001_Certification.pdf | https://www.unikeyic.com/products/din-rail-terminal-blocks/2202-1772/9085269.html
2202-1781 | WAGO | 10: 4.9659 50: 4.5199 100: 4.0738 |  |  | Gray | 10 A | 10 A |  | Fuse | - |  | - |  |  |  |  | Polyamide (PA66), Nylon 6/6 | UL94 V-0 | Not Applicable |  |  | 1 | 3 |  | Box |  |  | TOPJOB®S | 10mm ~ 12mm | 5.2mm | Push In, Spring | 400V | 300V | 12-22 AWG | 0.25-4mm² | 45 | https://www.unikeyic.com/media/about_us/Unikey_ISO_9001_Certification.pdf | https://www.unikeyic.com/products/din-rail-terminal-blocks/2202-1781/28984079.html
2202-1801 | WAGO | 1: 18.1106 10: 12.9035 25: 11.4781 50: 10.6251 100: 9.939 250: 9.2454 500: 8.8504 1,000: 8.543 | 4-CONDUCTOR THROUGH TERMINAL BLO |  | Gray | 16 A | 15 A |  | - | - |  | - |  |  |  |  | Polyamide (PA66), Nylon 6/6 | UL94 V-0 | Not Applicable |  |  | 1 | 4 |  | Box |  |  | TOPJOB®S | 10mm ~ 12mm | 5.2mm | Push In, Spring | 400V | 300V | 12-22 AWG | 0.25-4mm² | 15 | https://www.unikeyic.com/media/about_us/Unikey_ISO_9001_Certification.pdf | https://www.unikeyic.com/products/din-rail-terminal-blocks/2202-1801/24677253.html
2202-1802 | WAGO | 1: 187.3778 | WAGO 2202-1802 DIN |  | Orange | 16 A | 15 A |  | - | - |  | - |  |  |  |  | Polyamide (PA66), Nylon 6/6 | UL94 V-0 | Not Applicable |  |  | 1 | 4 |  | Box |  |  | TOPJOB®S | 10mm ~ 12mm | 5.2mm | Push In, Spring | 400V | 300V | 12-22 AWG | 0.25-4mm² | 29 | https://www.unikeyic.com/media/about_us/Unikey_ISO_9001_Certification.pdf | https://www.unikeyic.com/products/din-rail-terminal-blocks/2202-1802/13409630.html
2202-1804 | WAGO | 1: 93.0909 | WAGO 2202-1804 DIN |  | Blue | 16 A | 15 A |  | - | - |  | - |  |  |  |  | Polyamide (PA66), Nylon 6/6 | UL94 V-0 | Not Applicable |  |  | 1 | 4 |  | Box |  |  | TOPJOB®S | 10mm ~ 12mm | 5.2mm | Push In, Spring | 400V | 300V | 12-22 AWG | 0.25-4mm² | 47 | https://www.unikeyic.com/media/about_us/Unikey_ISO_9001_Certification.pdf | https://www.unikeyic.com/products/din-rail-terminal-blocks/2202-1804/28507260.html
2202-1861 | WAGO | 1: 15.6168 10: 11.1078 25: 9.8591 50: 9.1089 100: 8.504 250: 7.8908 500: 7.5409 1,000: 7.2684 | 4-CONDUCTOR CARRIER TERMINAL BLO |  | Gray | 16 A | 15 A |  | Disconnect Tab | - |  | - |  |  |  |  | Polyamide (PA66), Nylon 6/6 | UL94 V-0 | Not Applicable |  |  | 1 | 4 |  | Box |  |  | TOPJOB®S | 10mm ~ 12mm | 5.2mm | Push In, Spring | 400V | 300V | 12-22 AWG | 0.25-4mm² | 124 | https://www.unikeyic.com/media/about_us/Unikey_ISO_9001_Certification.pdf | https://www.unikeyic.com/products/din-rail-terminal-blocks/2202-1861/30064018.html
2202-1874 | WAGO | 1: 93.2654 | WAGO 2202-1874 Test Disconnect Terminal Block |  | Blue | 16 A | 15 A |  | Switch, Knife | - |  | - |  |  |  |  | Polyamide (PA66), Nylon 6/6 | UL94 V-0 | Not Applicable |  |  | 1 | 4 |  | Box |  |  | TOPJOB®S | 10mm ~ 12mm | 5.2mm | Push In, Spring | 400V | 300V | 12-22 AWG | 0.25-4mm² | 44 | https://www.unikeyic.com/media/about_us/Unikey_ISO_9001_Certification.pdf | https://www.unikeyic.com/products/din-rail-terminal-blocks/2202-1874/13821892.html
2202-1881 | WAGO | 50: 3.4611 250: 3.4116 500: 3.2633 |  |  | Gray | 10 A | 10 A |  | Fuse | - |  | - |  |  |  |  | Polyamide (PA66), Nylon 6/6 | UL94 V-0 | Not Applicable |  |  | 1 | 4 |  | Box | 15521316 |  | TOPJOB®S | 10mm ~ 12mm | 5.2mm | Push In, Spring | 400V | 300V | 12-22 AWG | 0.25-4mm² | 20000 | https://www.unikeyic.com/media/about_us/Unikey_ISO_9001_Certification.pdf | https://www.unikeyic.com/products/din-rail-terminal-blocks/2202-1881/25194197.html
2202-1911/1000-867 | WAGO | 50: 11.2334 250: 11.0729 500: 10.5915 |  |  | Gray | 6.3 A | 10 A |  | Fuse | LED |  | 5mm x 20mm |  |  |  |  | Polyamide (PA66), Nylon 6/6 | UL94 V-0 | Not Applicable |  |  | 1 | 2 |  | Box |  |  | TOPJOB®S | 10mm ~ 12mm | 6.2mm | Push In, Spring | 250V | 120V | 12-22 AWG | 0.25-4mm² | 20000 | https://www.unikeyic.com/media/about_us/Unikey_ISO_9001_Certification.pdf | https://www.unikeyic.com/products/din-rail-terminal-blocks/2202-1911-1000-867/342021.html
2202-1981/1000-413 | WAGO | 1: 30.0996 10: 21.6238 25: 19.3912 50: 18.0714 100: 17.0194 250: 15.9635 500: 15.3657 | 2 Location grey 12-22 AWG |  | Gray | 10 A | 10 A |  | Fuse | LED, Resistor |  | Blade |  |  |  |  | Polyamide (PA66), Nylon 6/6 | UL94 V-0 | Not Applicable |  |  | 1 | 2 |  | Box | 15522685 |  | TOPJOB®S | 10mm ~ 12mm | 5.2mm | Push In, Spring | 400V | 24V | 12-22 AWG | 0.25-4mm² | 10 | https://www.unikeyic.com/media/about_us/Unikey_ISO_9001_Certification.pdf | https://www.unikeyic.com/products/din-rail-terminal-blocks/2202-1981-1000-413/15029856.html
2202-1981/1000-449 | WAGO | 50: 17.3179 250: 17.0705 500: 16.3283 |  |  | Gray | 10 A | 10 A |  | Fuse | LED, Resistor |  | Blade |  |  |  |  | Polyamide (PA66), Nylon 6/6 | UL94 V-0 | Not Applicable |  |  | 1 | 2 |  | Box | 15550649 |  | TOPJOB®S | 10mm ~ 12mm | 5.2mm | Push In, Spring | 400V | 12V | 12-22 AWG | 0.25-4mm² | 20000 | https://www.unikeyic.com/media/about_us/Unikey_ISO_9001_Certification.pdf | https://www.unikeyic.com/products/din-rail-terminal-blocks/2202-1981-1000-449/30074046.html
2202-2702 | WAGO | 1: 89.3561 | WAGO 2202-2702 Double layer terminal |  | Gray | 24 A | 20 A |  | - | - |  | - |  |  |  |  | Polyamide (PA66), Nylon 6/6 | UL94 V-0 | Not Applicable |  |  | 2 | 4 |  | Box |  |  | TOPJOB®S | 10mm ~ 12mm | 5.2mm | Push In, Spring | 800V | 600V | 12-22 AWG | 0.25-4mm² | 153 | https://www.unikeyic.com/media/about_us/Unikey_ISO_9001_Certification.pdf | https://www.unikeyic.com/products/din-rail-terminal-blocks/2202-2702/10953991.html
2202-2703 | WAGO | 1: 89.3561 | WAGO 2202-2703 Double layer terminal |  | Gray | 24 A | 20 A |  | - | - |  | - |  |  |  |  | Polyamide (PA66), Nylon 6/6 | UL94 V-0 | Not Applicable |  |  | 2 | 4 |  | Box |  |  | TOPJOB®S | 10mm ~ 12mm | 5.2mm | Push In, Spring | 800V | 600V | 12-22 AWG | 0.25-4mm² | 225 | https://www.unikeyic.com/media/about_us/Unikey_ISO_9001_Certification.pdf | https://www.unikeyic.com/products/din-rail-terminal-blocks/2202-2703/18937486.html
2202-3258 | WAGO | 50: 5.2301 250: 5.1554 500: 4.9312 |  |  | Gray | 22 A |  |  | - | - |  | - |  |  |  |  | Polyamide (PA66), Nylon 6/6 | UL94 V-0 |  |  |  | 3; 1 Grounded | 6 |  | Bulk | 17886528 |  | TOPJOB®S | 10mm ~ 12mm | 5.2mm | Push In | 500V | - | 12-22 AWG | 0.25-4mm² | 20000 | https://www.unikeyic.com/media/about_us/Unikey_ISO_9001_Certification.pdf | https://www.unikeyic.com/products/din-rail-terminal-blocks/2202-3258/29550403.html
2202-6301 | WAGO | 1: 2.4853 10: 2.1917 25: 1.9631 100: 1.4946 500: 1.3599 | WAGO 2202-6301 Ground terminal block |  | Gray | 32 A | 20 A |  | - | - |  | - |  |  |  |  | Polyamide (PA66), Nylon 6/6 | UL94 V-0 | Not Applicable |  |  | 1 | 3 |  | Box |  |  | TOPJOB®S, 2202 | 10mm ~ 12mm | 5.2mm | Push In, Spring | 800V | 600V | 12-22 AWG | 0.25-4mm² | 190 | https://www.unikeyic.com/media/about_us/Unikey_ISO_9001_Certification.pdf | https://www.unikeyic.com/products/din-rail-terminal-blocks/2202-6301/6281887.html
2202-6303 | WAGO | 1: 2.1434 25: 1.9127 100: 1.3401 500: 1.221 1,000: 1.1839 | WAGO 2202-6303 Ground terminal block |  | Red | 32 A | 20 A |  | - | - |  | - |  |  |  |  | Polyamide (PA66), Nylon 6/6 | UL94 V-0 | Not Applicable |  |  | 1 | 3 |  | Box | 15537804 |  | TOPJOB®S, 2202 | 10mm ~ 12mm | 5.2mm | Push In, Spring | 800V | 600V | 12-22 AWG | 0.25-4mm² | 76 | https://www.unikeyic.com/media/about_us/Unikey_ISO_9001_Certification.pdf | https://www.unikeyic.com/products/din-rail-terminal-blocks/2202-6303/19617530.html
2202-6305 | WAGO | 1: 2.1434 25: 1.9127 100: 1.3401 500: 1.221 1,000: 1.1839 | WAGO 2202-6305 Ground terminal block |  | Black | 32 A | 20 A |  | - | - |  | - |  |  |  |  | Polyamide (PA66), Nylon 6/6 | UL94 V-0 | Not Applicable |  |  | 1 | 3 |  | Box |  |  | TOPJOB®S, 2202 | 10mm ~ 12mm | 5.2mm | Push In, Spring | 800V | 600V | 12-22 AWG | 0.25-4mm² | 288 | https://www.unikeyic.com/media/about_us/Unikey_ISO_9001_Certification.pdf | https://www.unikeyic.com/products/din-rail-terminal-blocks/2202-6305/24605003.html
2202-6307 | WAGO |  |  |  | Green, Yellow |  |  |  | - | - |  | - |  |  |  |  | Polyamide (PA66), Nylon 6/6 | UL94 V-0 | Not Applicable |  |  | 1 | 3 |  | Box |  |  | TOPJOB®S, 2202 | 10mm ~ 12mm | 5.2mm | Push In, Spring | - | - | 12-22 AWG | 0.25-4mm² |  | https://www.unikeyic.com/media/about_us/Unikey_ISO_9001_Certification.pdf | https://www.unikeyic.com/products/din-rail-terminal-blocks/2202-6307/19919351.html
2202-6401 | WAGO | 1: 2.5293 10: 2.2315 25: 1.9987 100: 1.521 500: 1.3846 | WAGO 2202-6401 Ground terminal block |  | Gray | 32 A | 20 A |  | - | - |  | - |  |  |  |  | Polyamide (PA66), Nylon 6/6 | UL94 V-0 | Not Applicable |  |  | 1 | 4 |  | Box | 15556079 |  | TOPJOB®S, 2202 | 10mm ~ 12mm | 5.2mm | Push In, Spring | 800V | 600V | 12-22 AWG | 0.25-4mm² | 90 | https://www.unikeyic.com/media/about_us/Unikey_ISO_9001_Certification.pdf | https://www.unikeyic.com/products/din-rail-terminal-blocks/2202-6401/13644337.html
2202-6402 | WAGO | 100: 1.2327 500: 1.2151 1,000: 1.1622 |  |  | Orange | 32 A | 20 A |  | - | - |  | - |  |  |  |  | Polyamide (PA66), Nylon 6/6 | UL94 V-0 | Not Applicable |  |  | 1 | 4 |  | Box |  |  | TOPJOB®S, 2202 | 10mm ~ 12mm | 5.2mm | Push In, Spring | 800V | 600V | 12-22 AWG | 0.25-4mm² | 20000 | https://www.unikeyic.com/media/about_us/Unikey_ISO_9001_Certification.pdf | https://www.unikeyic.com/products/din-rail-terminal-blocks/2202-6402/5371997.html
2202-6404 | WAGO | 1: 2.5293 10: 2.2315 25: 1.9987 100: 1.521 500: 1.3846 | WAGO 2202-6404 Ground terminal block |  | Blue | 32 A | 20 A |  | - | - |  | - |  |  |  |  | Polyamide (PA66), Nylon 6/6 | UL94 V-0 | Not Applicable |  |  | 1 | 4 |  | Box |  |  | TOPJOB®S, 2202 | 10mm ~ 12mm | 5.2mm | Push In, Spring | 800V | 600V | 12-22 AWG | 0.25-4mm² | 68 | https://www.unikeyic.com/media/about_us/Unikey_ISO_9001_Certification.pdf | https://www.unikeyic.com/products/din-rail-terminal-blocks/2202-6404/33329370.html
2202-6406 | WAGO | 1: 2.5713 10: 2.2567 25: 2.0281 100: 1.544 500: 1.4062 | WAGO 2202-6406 Ground terminal block |  | Yellow | 32 A | 20 A |  | - | - |  | - |  |  |  |  | Polyamide (PA66), Nylon 6/6 | UL94 V-0 | Not Applicable |  |  | 1 | 4 |  | Box |  |  | TOPJOB®S, 2202 | 10mm ~ 12mm | 5.2mm | Push In, Spring | 800V | 600V | 12-22 AWG | 0.25-4mm² | 94 | https://www.unikeyic.com/media/about_us/Unikey_ISO_9001_Certification.pdf | https://www.unikeyic.com/products/din-rail-terminal-blocks/2202-6406/27652096.html
2203-6541 | WAGO | 1: 13.0803 10: 13.0803 25: 12.8467 100: 12.6131 250: 12.6131 500: 12.6131 | TERMINAL BLOCK, DIN RAIL, 5POS, 12AWG; No. of Positions:5Positions; Wire Size AWG Min:22AWG; Wire Size AWG Max:12AWG; Conductor Area CSA:2.5mm²; Wire Connection Method:Push In; Rated Current:22A; Rate 33AK8235 |  | Gray | 22 A |  |  | Switch, Knife | - |  | - |  |  |  |  | Polyamide (PA66), Nylon 6/6 | UL94 V-0 |  |  |  | 3 | 5 |  | Bulk | 17887056 |  | - | 10mm ~ 12mm | 5.2mm | Push In | 400V | - | 12-22 AWG | 0.25-4mm² | 47 | https://www.unikeyic.com/media/about_us/Unikey_ISO_9001_Certification.pdf | https://www.unikeyic.com/products/din-rail-terminal-blocks/2203-6541/16231509.html
2203-7540 | WAGO | 50: 4.199 250: 4.139 500: 3.9591 |  |  | Gray | 29 A |  |  | - | - |  | - |  |  |  |  | Polyamide (PA66), Nylon 6/6 | UL94 V-0 | Not Applicable |  |  | 3 | 3 |  | Bulk |  |  | TOPJOB®S | 10mm ~ 12mm | 5.2mm | Push In, Spring | 400V | - | 12-22 AWG | 0.25-4mm² | 20000 | https://www.unikeyic.com/media/about_us/Unikey_ISO_9001_Certification.pdf | https://www.unikeyic.com/products/din-rail-terminal-blocks/2203-7540/2487830.html
2203-7642 | WAGO | 50: 3.4444 250: 3.3952 500: 3.2476 |  |  | Gray | 31 A |  |  | - | - |  | - |  |  |  |  | Polyamide (PA66), Nylon 6/6 | UL94 V-0 | Not Applicable |  |  | 3 | 4 |  | Bulk |  |  | TOPJOB®S | 10mm ~ 12mm | 5.2mm | Push In, Spring | 400V | - | 12-22 AWG | 0.25-4mm² | 20000 | https://www.unikeyic.com/media/about_us/Unikey_ISO_9001_Certification.pdf | https://www.unikeyic.com/products/din-rail-terminal-blocks/2203-7642/3225532.html
2203-7651 | WAGO | 50: 1.7004 250: 1.6761 500: 1.6032 |  |  | Gray | 31 A |  |  | - | - |  | - |  |  |  |  | Polyamide (PA66), Nylon 6/6 | UL94 V-0 | Not Applicable |  |  | 1 | 2 |  | Bulk |  |  | TOPJOB®S | 10mm ~ 12mm | 5.2mm | Push In, Spring | 400V | - | 12-22 AWG | 0.25-4mm² | 20000 | https://www.unikeyic.com/media/about_us/Unikey_ISO_9001_Certification.pdf | https://www.unikeyic.com/products/din-rail-terminal-blocks/2203-7651/11046845.html
2204-1307 | WAGO | 1: 3.0557 5: 2.8375 10: 2.6628 | Phoenix Contact DIN Rail Terminal Block, TOPJOB S Series, Single Layer, Green/Yellow, Clamp Termination | [20 empty] | -35℃~105℃ |  |  | boxed | [8 empty] | 29 | https://www.unikeyic.com/media/about_us/Unikey_ISO_9001_Certification.pdf | https://www.unikeyic.com/products/din-rail-terminal-blocks/2204-1307/31433626.html
2205-7542 | WAGO | 50: 5.9597 250: 5.8746 500: 5.6191 |  |  | Gray | 32 A |  |  | - | - |  | - |  |  |  |  | Polyamide (PA66), Nylon 6/6 | UL94 V-0 |  |  |  | 2 | 4 |  | Bulk | 17886742 |  | - | 11mm ~ 13mm | 6.2mm | Push In | 400V | - | 10-20 AWG | 0.5-6mm² | 20000 | https://www.unikeyic.com/media/about_us/Unikey_ISO_9001_Certification.pdf | https://www.unikeyic.com/products/din-rail-terminal-blocks/2205-7542/4512454.html
2205-7545 | WAGO | 50: 8.5872 250: 8.4645 500: 8.0965 |  |  | Gray | 32 A |  |  | - | - |  | - |  |  |  |  | Polyamide (PA66), Nylon 6/6 | UL94 V-0 |  |  |  | 3; 1 Grounded | 5 |  | Bulk |  |  | - | 11mm ~ 13mm | 6.2mm | Push In | 400V | - | 10-20 AWG | 0.5-6mm² | 20000 | https://www.unikeyic.com/media/about_us/Unikey_ISO_9001_Certification.pdf | https://www.unikeyic.com/products/din-rail-terminal-blocks/2205-7545/16587340.html
2205-7546 | WAGO | 50: 8.5872 250: 8.4645 500: 8.0965 |  |  | Gray | 32 A |  |  | - | - |  | - |  |  |  |  | Polyamide (PA66), Nylon 6/6 | UL94 V-0 |  |  |  | 3; 1 Grounded | 5 |  | Bulk |  |  | - | 11mm ~ 13mm | 6.2mm | Push In | 400V | - | 10-20 AWG | 0.5-6mm² | 20000 | https://www.unikeyic.com/media/about_us/Unikey_ISO_9001_Certification.pdf | https://www.unikeyic.com/products/din-rail-terminal-blocks/2205-7546/12394774.html
2205-7645 | WAGO | 50: 8.5872 250: 8.4645 500: 8.0965 |  |  | Gray | 32 A |  |  | - | - |  | - |  |  |  |  | Polyamide (PA66), Nylon 6/6 | UL94 V-0 |  |  |  | 3; 1 Grounded | 5 |  | Bulk | 17886515 |  | - | 11mm ~ 13mm | 6.2mm | Push In | 400V | - | 10-20 AWG | 0.5-6mm² | 20000 | https://www.unikeyic.com/media/about_us/Unikey_ISO_9001_Certification.pdf | https://www.unikeyic.com/products/din-rail-terminal-blocks/2205-7645/5547486.html
2206-8033 | WAGO | 1: 12.5805 10: 12.5805 25: 12.3559 100: 12.1312 250: 12.1312 500: 12.1312 | TERMINAL BLOCK, DIN RAIL, 7POS, 8AWG; No. of Positions:7Positions; Wire Size AWG Min:20AWG; Wire Size AWG Max:8AWG; Conductor Area CSA:10mm²; Wire Connection Method:Push In; Rated Current:41A; Rated Voltage:800V; No. of |  | Red | 41 A |  |  | - | - |  | - |  |  |  |  | Polyamide (PA66), Nylon 6/6 | UL94 V-0 | Not Applicable |  |  | 1 | 7 |  | Bulk | 16893979 |  | TOPJOB®S | 13mm ~ 15mm | 9.0mm | Push In, Spring | 800V | - | 8-20 AWG | 0.5-10mm² | 31 | https://www.unikeyic.com/media/about_us/Unikey_ISO_9001_Certification.pdf | https://www.unikeyic.com/products/din-rail-terminal-blocks/2206-8033/18378758.html
2210-1207 | WAGO | 25: 4.9287 125: 4.8582 250: 4.647 |  |  | Green, Yellow |  |  |  | - | - |  | - |  |  |  |  | Polyamide (PA66), Nylon 6/6 | UL94 V-0 | Not Applicable |  |  | 1 | 2 |  | Box | 15608452 |  | TOPJOB®S | 17mm ~ 19mm | 10.0mm | Push In, Spring | - | - | 6-20 AWG | 0.5-16mm² | 30 | https://www.unikeyic.com/media/about_us/Unikey_ISO_9001_Certification.pdf | https://www.unikeyic.com/products/din-rail-terminal-blocks/2210-1207/5125483.html
2216-1201 | WAGO | 2: 4.3411 4: 4.1742 6: 4.074 | Terminal block, 2216series, 2road, Push-in termination, 24 → 16 AWGwire_gauge, 76A |  | Gray | 90 A | 85 A |  | - | - |  | - |  |  |  |  | Polyamide (PA66), Nylon 6/6 | UL94 V-0 | Not Applicable |  |  | 1 | 2 |  | Box | 15568688 |  | TOPJOB®S | 18mm ~ 20mm | 12.0mm | Push In, Spring | 800V | 600V | 6-20 AWG | 0.5-16mm² | 20 | https://www.unikeyic.com/media/about_us/Unikey_ISO_9001_Certification.pdf | https://www.unikeyic.com/products/din-rail-terminal-blocks/2216-1201/4307630.html
2216-1204 | WAGO | 20: 3.311 200: 3.1837 2,000: 3.0563 | Weidmüller Terminal Block, TOPJOB S Series, Single Level, Blue, Push-in Cage Clamp Termination |  | Blue | 90 A | 85 A |  | - | - |  | - |  |  |  |  | Polyamide (PA66), Nylon 6/6 | UL94 V-0 | Not Applicable |  |  | 1 | 2 |  | Box | 15522612 |  | TOPJOB®S | 18mm ~ 20mm | 12.0mm | Push In, Spring | 800V | 600V | 6-20 AWG | 0.5-16mm² | 476 | https://www.unikeyic.com/media/about_us/Unikey_ISO_9001_Certification.pdf | https://www.unikeyic.com/products/din-rail-terminal-blocks/2216-1204/5570638.html
2216-1301 | WAGO | 20: 3.881 100: 3.8255 200: 3.6592 | Weidmüller Terminal Block TOPJOB S Series Single Layer Gray Push-in Cage Spring Clamp |  | Gray | 90 A | 85 A |  | - | - |  | - |  |  |  |  | Polyamide (PA66), Nylon 6/6 | UL94 V-0 | Not Applicable |  |  | 1 | 3 |  | Box | 15542393 |  | TOPJOB®S | 18mm ~ 20mm | 12.0mm | Push In, Spring | 800V | 600V | 6-20 AWG | 0.5-16mm² | 28 | https://www.unikeyic.com/media/about_us/Unikey_ISO_9001_Certification.pdf | https://www.unikeyic.com/products/din-rail-terminal-blocks/2216-1301/1229490.html
2216-1307 | WAGO | 20: 9.1651 100: 9.0342 200: 8.6414 | Phoenix Contact Terminal Block, TOPJOB S Series, Single Layer, Push-in Cage Clamp |  | Green, Yellow |  |  |  | - | - |  | - |  |  |  |  | Polyamide (PA66), Nylon 6/6 | UL94 V-0 | Not Applicable |  |  | 1 | 3 |  | Box |  |  | TOPJOB®S | 18mm ~ 20mm | 12.0mm | Push In, Spring | - | - | 6-20 AWG | 0.5-16mm² | 28 | https://www.unikeyic.com/media/about_us/Unikey_ISO_9001_Certification.pdf | https://www.unikeyic.com/products/din-rail-terminal-blocks/2216-1307/33413847.html
2250-1202 | WAGO | 55: 2.013 248: 1.925 496: 1.848 2,476: 1.782 | Terminal Block Connector 2 Position Feed Through Orange 16-24 AWG | [23 empty] | bulk | [8 empty] | 5100 | https://www.unikeyic.com/media/about_us/Unikey_ISO_9001_Certification.pdf | https://www.unikeyic.com/products/din-rail-terminal-blocks/2250-1202/697299690.html
2250-1205 | WAGO | 1: 4.365 10: 3.1068 25: 2.7175 50: 2.4737 100: 2.2718 250: 2.0617 500: 1.9393 1,000: 1.8427 5,000: 1.6926 | [24 empty] | bulk | [8 empty] | 20 | https://www.unikeyic.com/media/about_us/Unikey_ISO_9001_Certification.pdf | https://www.unikeyic.com/products/din-rail-terminal-blocks/2250-1205/697299384.html
2250-301 | WAGO | 10: 1.1733 100: 1.1524 500: 1.1524 1,000: 1.1314 2,500: 1.1314 | TERMINAL BLOCK, DIN RAIL, 2POS, 12AWG; |  | Gray | 17.5 A | 10 A |  | - | - |  | - |  |  |  |  | Polyamide (PA66), Nylon 6/6 | UL94 V-0 | Not Applicable |  |  | 1 | 2 |  | Box | 15550315 |  | TOPJOB®S | 9mm ~ 11mm | 3.5mm | Push In, Spring | 500V | 300V | 16-24 AWG | 0.14-1.5mm² | 160 | https://www.unikeyic.com/media/about_us/Unikey_ISO_9001_Certification.pdf | https://www.unikeyic.com/products/din-rail-terminal-blocks/2250-301/1360625.html
2250-302 | WAGO | 55: 2.013 248: 1.925 496: 1.848 | 2 Position Terminal Block Orange Middle 3.5mm | [23 empty] | bulk | [8 empty] | 1993 | https://www.unikeyic.com/media/about_us/Unikey_ISO_9001_Certification.pdf | https://www.unikeyic.com/products/din-rail-terminal-blocks/2250-302/697301175.html
2250-305 | WAGO | 55: 2.013 248: 1.925 496: 1.848 | 2 Position Terminal Block Black Middle 3.5mm | [23 empty] | bulk | [8 empty] | 800 | https://www.unikeyic.com/media/about_us/Unikey_ISO_9001_Certification.pdf | https://www.unikeyic.com/products/din-rail-terminal-blocks/2250-305/697301272.html
2250-307 | WAGO | 10: 1.2276 100: 1.2057 500: 1.2057 1,000: 1.1838 2,500: 1.1838 | TERMINAL BLOCK, DIN RAIL, 2POS, 16AWG; |  | Green, Yellow |  |  |  | - | - |  | - |  |  |  |  | Polyamide (PA66), Nylon 6/6 | UL94 V-0 | Not Applicable |  |  | 1 | 2 |  | Box |  |  | TOPJOB®S | 9mm ~ 11mm | 3.5mm | Push In, Spring | - | - | 16-24 AWG | 0.14-1.5mm² | 94 | https://www.unikeyic.com/media/about_us/Unikey_ISO_9001_Certification.pdf | https://www.unikeyic.com/products/din-rail-terminal-blocks/2250-307/861424.html
2250-311/000-014 | WAGO | 100: 2.5402 500: 2.5039 1,000: 2.395 | [24 empty] | bulk | [8 empty] | 20000 | https://www.unikeyic.com/media/about_us/Unikey_ISO_9001_Certification.pdf | https://www.unikeyic.com/products/din-rail-terminal-blocks/2250-311-000-014/697301147.html
2250-312 | WAGO | 100: 2.5402 500: 2.5039 1,000: 2.395 | [24 empty] | bulk | [8 empty] | 20000 | https://www.unikeyic.com/media/about_us/Unikey_ISO_9001_Certification.pdf | https://www.unikeyic.com/products/din-rail-terminal-blocks/2250-312/697298328.html
2250-313 | WAGO | 100: 2.5402 500: 2.5039 1,000: 2.395 | [24 empty] | bulk | [8 empty] | 20000 | https://www.unikeyic.com/media/about_us/Unikey_ISO_9001_Certification.pdf | https://www.unikeyic.com/products/din-rail-terminal-blocks/2250-313/697298178.html
2250-314 | WAGO | 10: 1.2494 100: 1.2271 500: 1.2271 1,000: 1.2047 2,500: 1.2047 | TERMINAL BLOCK, DIN RAIL, 2POS, 16AWG; |  | Blue | 17.5 A | 10 A |  | - | - |  | - |  |  |  |  | Polyamide (PA66), Nylon 6/6 | UL94 V-0 | Not Applicable |  |  | 1 | 2 |  | Box |  |  | TOPJOB®S | 9mm ~ 11mm | 3.5mm | Push In, Spring | 500V | 300V | 16-24 AWG | 0.14-1.5mm² | 98 | https://www.unikeyic.com/media/about_us/Unikey_ISO_9001_Certification.pdf | https://www.unikeyic.com/products/din-rail-terminal-blocks/2250-314/29211644.html
2252-1202 | WAGO | 100: 2.7938 500: 2.7539 1,000: 2.6342 | [24 empty] | bulk | [8 empty] | 20000 | https://www.unikeyic.com/media/about_us/Unikey_ISO_9001_Certification.pdf | https://www.unikeyic.com/products/din-rail-terminal-blocks/2252-1202/697298317.html
2252-1205 | WAGO | 1: 1.4719 | [24 empty] | bulk | [8 empty] | 78 | https://www.unikeyic.com/media/about_us/Unikey_ISO_9001_Certification.pdf | https://www.unikeyic.com/products/din-rail-terminal-blocks/2252-1205/697299357.html
2252-301 | WAGO | 1: 1.3381 |  |  | Gray | 24 A | 20 A |  | - | - |  | - |  |  |  |  | Polyamide (PA66), Nylon 6/6 | UL94 V-0 |  |  |  | 1 | 2 |  | Bulk |  |  | TOPJOB®S | 10mm ~ 12mm | 5.2mm | Push In | 800V | 600V | 12-22 AWG | 0.25-4mm² | 88 | https://www.unikeyic.com/media/about_us/Unikey_ISO_9001_Certification.pdf | https://www.unikeyic.com/products/din-rail-terminal-blocks/2252-301/23800198.html
2252-306 | WAGO | 100: 2.7938 500: 2.7539 1,000: 2.6342 | [24 empty] | bulk | [8 empty] | 20000 | https://www.unikeyic.com/media/about_us/Unikey_ISO_9001_Certification.pdf | https://www.unikeyic.com/products/din-rail-terminal-blocks/2252-306/697300019.html
2252-311/000-014 | WAGO | 100: 2.7938 500: 2.7539 1,000: 2.6342 | [24 empty] | bulk | [8 empty] | 20000 | https://www.unikeyic.com/media/about_us/Unikey_ISO_9001_Certification.pdf | https://www.unikeyic.com/products/din-rail-terminal-blocks/2252-311-000-014/697299865.html
2252-316 | WAGO | 100: 2.7938 500: 2.7539 1,000: 2.6342 | [24 empty] | bulk | [8 empty] | 20000 | https://www.unikeyic.com/media/about_us/Unikey_ISO_9001_Certification.pdf | https://www.unikeyic.com/products/din-rail-terminal-blocks/2252-316/697300171.html
2252-323 | WAGO | 100: 2.7938 500: 2.7539 1,000: 2.6342 | [24 empty] | bulk | [8 empty] | 20000 | https://www.unikeyic.com/media/about_us/Unikey_ISO_9001_Certification.pdf | https://www.unikeyic.com/products/din-rail-terminal-blocks/2252-323/697298957.html
2252-325 | WAGO | 100: 2.7938 500: 2.7539 1,000: 2.6342 | [24 empty] | bulk | [8 empty] | 20000 | https://www.unikeyic.com/media/about_us/Unikey_ISO_9001_Certification.pdf | https://www.unikeyic.com/products/din-rail-terminal-blocks/2252-325/697300242.html
2271554-1 | TE Connectivity | 85: 1.342 250: 1.287 900: 1.232 2,400: 1.188 | Conn Terminal Block F 4 POS 4.15mm Spring Clamp DIN Rail 15A/Contact | 2271554 | [14 empty] | 1 (Unlimited) | [5 empty] | Box | 10466549 |  | * | [7 empty] | 2420 | https://www.unikeyic.com/media/pdf/PCNObsolescenceEOL/te-connectivity/f6/fb/a8f3/2271556-1/2025/11/P-20-018724.pdf | https://www.unikeyic.com/products/din-rail-terminal-blocks/2271554-1/156232.html
2271556-1 | TE Connectivity | 90: 1.232 500: 1.188 | 2.5MM^21 IN 2 OUT SPRING TERMINAL BLOCK | 2271556 | [14 empty] | 1 (Unlimited) | [5 empty] | Box | 10467079 |  | * | [7 empty] | 956 | https://www.unikeyic.com/media/datasheet/77/52/692f/7752692fe199e9ae1a7738dca90037e0.pdf | https://www.unikeyic.com/products/din-rail-terminal-blocks/2271556-1/31614332.html
2271559-1 | TE Connectivity | 85: 1.32 250: 1.276 950: 1.221 2,400: 1.177 | Conn Terminal Block F 2 POS 6.15mm Spring Clamp DIN Rail 30A/Contact | 2271559 | [14 empty] | 1 (Unlimited) | [5 empty] | Box | 10466068 |  | * | [7 empty] | 7071 | https://www.unikeyic.com/media/pdf/PCNObsolescenceEOL/te-connectivity/f6/fb/a8f3/2271556-1/2025/11/P-20-018724.pdf | https://www.unikeyic.com/products/din-rail-terminal-blocks/2271559-1/34344168.html
2271578-1 | TE Connectivity | 25: 4.829 60: 4.642 250: 4.455 650: 4.279 2,100: 4.103 | Terminal Blocks 2.5MM 2,SPRING PE TYPE TERMINAL BLOCK | 2271578 | [14 empty] | 1 (Unlimited) | [5 empty] | Box | 10466603 |  | * | [7 empty] | 3211 | https://www.unikeyic.com/media/pdf/PCNObsolescenceEOL/te-connectivity/f6/fb/a8f3/2271556-1/2025/11/P-20-018724.pdf | https://www.unikeyic.com/products/din-rail-terminal-blocks/2271578-1/1670765.html
2271579-1 | TE Connectivity | 150: 0.979 400: 0.946 | Terminal Block Connector Position | [23 empty] | boxed | [8 empty] | 1988 | https://www.unikeyic.com/media/about_us/Unikey_ISO_9001_Certification.pdf | https://www.unikeyic.com/products/din-rail-terminal-blocks/2271579-1/21291553.html
2271592-1 | TE Connectivity | 8: 14.278 21: 13.706 84: 13.156 220: 12.628 | Conn Terminal Block F 2 POS 12.2mm Spring Clamp DIN Rail 65A/Contact | 2271592 | [14 empty] | 1 (Unlimited) | [5 empty] | Box | 14813253 |  | * | [7 empty] | 444 | https://www.unikeyic.com/media/datasheet/a7/b6/ae6c/a7b6ae6c8efed1220b9cc756774c7c76.pdf | https://www.unikeyic.com/products/din-rail-terminal-blocks/2271592-1/6941845.html
2420463 | RS | 1: 4.5194 | End plate for RSPRO 2.5/4 | [16 empty] | board mount | [15 empty] | 3792 | https://www.unikeyic.com/media/about_us/Unikey_ISO_9001_Certification.pdf | https://www.unikeyic.com/products/din-rail-terminal-blocks/2420463/683930587.html
2420464 | RS | 1: 3.8397 | End plate for RSPRO 6/10 | [16 empty] | board mount | [15 empty] | 390 | https://www.unikeyic.com/media/about_us/Unikey_ISO_9001_Certification.pdf | https://www.unikeyic.com/products/din-rail-terminal-blocks/2420464/683926956.html
2420468 | RS | 1: 7.4242 | RS PRO 43031/BG100 Cover | [32 empty] | 520 | https://www.unikeyic.com/media/about_us/Unikey_ISO_9001_Certification.pdf | https://www.unikeyic.com/products/din-rail-terminal-blocks/2420468/683922432.html
2420474 | RS | 5: 11.2626 | RS PRO 43401TT/BX50 | [32 empty] | 560 | https://www.unikeyic.com/media/about_us/Unikey_ISO_9001_Certification.pdf | https://www.unikeyic.com/products/din-rail-terminal-blocks/2420474/683932075.html
2420482 | RS | 5: 7.1857 | RS PRO 43408TT OR/BX100 | [32 empty] | 870 | https://www.unikeyic.com/media/about_us/Unikey_ISO_9001_Certification.pdf | https://www.unikeyic.com/products/din-rail-terminal-blocks/2420482/683922158.html
2420494 | RS | 5: 8.1411 | RS PRO 43409TT WT/BX100 | [20 empty] | -60℃(min) | [11 empty] | 740 | https://www.unikeyic.com/media/about_us/Unikey_ISO_9001_Certification.pdf | https://www.unikeyic.com/products/din-rail-terminal-blocks/2420494/683931852.html
2420504 | RS | 5: 87.6198 | RS PRO 43505TT/BX25 | [32 empty] | 300 | https://www.unikeyic.com/media/about_us/Unikey_ISO_9001_Certification.pdf | https://www.unikeyic.com/products/din-rail-terminal-blocks/2420504/683928561.html
2420505 | RS | 5: 176.3787 | RS PRO 43505TT LN/BX25 | [32 empty] | 550 | https://www.unikeyic.com/media/about_us/Unikey_ISO_9001_Certification.pdf | https://www.unikeyic.com/products/din-rail-terminal-blocks/2420505/691740203.html
2420539 | RS | 1: 30.6269 5: 26.1652 | Adapter x Tb Weid-WDU-ZDU/Klemsan(1box= | [32 empty] | 2 | https://www.unikeyic.com/media/about_us/Unikey_ISO_9001_Certification.pdf | https://www.unikeyic.com/products/din-rail-terminal-blocks/2420539/691882812.html
2464730000 | Weidmüller | 20: 13.052 | Weidmuller 2464730000 Distribution Unit | [23 empty] | boxed | [8 empty] | 55 | https://www.unikeyic.com/media/about_us/Unikey_ISO_9001_Certification.pdf | https://www.unikeyic.com/products/din-rail-terminal-blocks/2464730000/1160072.html
2482160000 | Weidmüller | 50: 1.444 100: 1.3179 250: 1.1852 500: 1.107 1,000: 1.0448 5,000: 0.9474 | 2 Location 14-26 AWG | [16 empty] | DIN rail mounting |  |  |  | -50℃~120℃ |  |  | boxed | [8 empty] | 64 | https://www.unikeyic.com/media/about_us/Unikey_ISO_9001_Certification.pdf | https://www.unikeyic.com/products/din-rail-terminal-blocks/2482160000/15621503.html
2482180000 | Weidmüller | 139: 0.836 | Terminal Block Connector 3 Position Feed Through Beige 14-26 AWG | [23 empty] | boxed | [8 empty] | 1100 | https://www.unikeyic.com/media/about_us/Unikey_ISO_9001_Certification.pdf | https://www.unikeyic.com/products/din-rail-terminal-blocks/2482180000/5072988.html
2503890000 | Weidmüller | 20: 10.6805 | Weidmuller 2503890000 Distribution Unit | [23 empty] | boxed | [8 empty] | 66 | https://www.unikeyic.com/media/about_us/Unikey_ISO_9001_Certification.pdf | https://www.unikeyic.com/products/din-rail-terminal-blocks/2503890000/13625775.html
2531290000 | Weidmüller | 50: 5.1964 100: 4.8162 250: 4.4271 500: 4.2033 1,000: 4.0281 | MULTI-TIER MODULAR TERMINAL, PUS | [23 empty] | boxed | [8 empty] | 82 | https://www.unikeyic.com/media/about_us/Unikey_ISO_9001_Certification.pdf | https://www.unikeyic.com/products/din-rail-terminal-blocks/2531290000/19871166.html
2551530000 | Weidmüller | 10: 5.9681 30: 5.1325 | TERM BLOCK, PUSH IN, 35 MM2, 100 |  |  |  |  | 2551530000 Weidmüller | [18 empty] | boxed | [8 empty] | 35 | https://www.unikeyic.com/media/datasheet/f6/1b/cd6c/f61bcd6cf6c0b54a17e8d6950275a5ee.pdf | https://www.unikeyic.com/products/din-rail-terminal-blocks/2551530000/20152134.html
2562020000 | Weidmüller | 10: 12.089 25: 11.869 50: 11.198 | Terminal Block Connector 2 Position Disconnect Blue 10-22 AWG | [23 empty] | boxed | [8 empty] | 400 | https://www.unikeyic.com/media/about_us/Unikey_ISO_9001_Certification.pdf | https://www.unikeyic.com/products/din-rail-terminal-blocks/2562020000/7863805.html
260-159 | WAGO | 50: 4.7083 250: 4.641 500: 4.4393 |  |  |  | 18 A |  |  |  | - |  |  | 0.673" (17.09mm) | Gray | 0.988" (25.10mm) |  | Polyamide (PA66), Nylon 6/6 | UL94 V-0 | Not Applicable |  | Direct Mount | 1 | 18 |  | Box | 15532747 |  | - | 8mm ~ 9mm | 48.4mm | Push In, Spring | 400 V |  | 16-28 AWG | 0.08-1.5mm² | 20000 | https://www.unikeyic.com/media/about_us/Unikey_ISO_9001_Certification.pdf | https://www.unikeyic.com/products/din-rail-terminal-blocks/260-159/5284067.html
260-333 | WAGO | 50: 0.6631 500: 0.6376 5,000: 0.6121 |  |  |  | 18 A |  |  |  | - |  |  | 0.673" (17.09mm) | Gray | 0.988" (25.10mm) |  | Polyamide (PA66), Nylon 6/6 | UL94 V-0 | Not Applicable |  | Direct Mount | 1 | 4 |  | Box |  |  | - | 8mm ~ 9mm | 8.0mm | Push In, Spring | 400 V |  | 16-28 AWG | 0.08-1.5mm² | 140 | https://www.unikeyic.com/media/datasheet/b5/83/42d6/b5/e3be2df64082f86bf82e2b18e9f37c7e.pdf | https://www.unikeyic.com/products/din-rail-terminal-blocks/260-333/35022426.html
260-337 | WAGO | 50: 0.8107 250: 0.7991 500: 0.7644 | FOUR-CONDUCTOR TERMINAL BLOCK, WITH FIXING FLANGE | [6 empty] | - |  |  | 0.673" (17.09mm) | Green, Yellow | 0.988" (25.10mm) |  | Polyamide (PA66), Nylon 6/6 | UL94 V-0 | Not Applicable |  | Direct Mount | 1 | 4 |  | Box | 15555234 |  | - | 8mm ~ 9mm | 8.0mm | Push In, Spring |  |  | 16-28 AWG | 0.08-1.5mm² | 114 | https://www.unikeyic.com/media/about_us/Unikey_ISO_9001_Certification.pdf | https://www.unikeyic.com/products/din-rail-terminal-blocks/260-337/2752641.html
261-207 | WAGO | 25: 7.3774 125: 7.272 250: 6.9558 |  |  |  | 24 A |  |  |  | - |  |  | 0.713" (18.11mm) | Gray | 1.106" (28.09mm) |  | Polyamide (PA66), Nylon 6/6 | UL94 V-0 | Not Applicable |  | Direct Mount | 1 | 28 |  | Box | 15540703 |  | - | 8mm ~ 9mm | 84.1mm | Push In, Spring | 500 V |  | 14-28 AWG | 0.08-2.5mm² | 100 | https://www.unikeyic.com/media/datasheet/66/75/30d0/66/73ee1ea9dcfa3900ff6ea41605196152.pdf | https://www.unikeyic.com/products/din-rail-terminal-blocks/261-207/21277461.html
261-313/331-000 | WAGO | 200: 0.627 | 2 Position Terminal Block Gray Middle 6.0mm |  |  | 24 A |  |  |  | Push Button Actuated |  |  | 0.917" (23.30mm) | Gray | 1.106" (28.09mm) |  | Polyamide (PA66), Nylon 6/6 | UL94 V-0 | Not Applicable |  | Direct Mount | 1 | 2 |  | Box |  |  | - | 8mm ~ 9mm | 6.0mm | Push In, Spring | 500 V |  | 14-28 AWG | 0.08-2.5mm² | 12736 | https://www.unikeyic.com/media/about_us/Unikey_ISO_9001_Certification.pdf | https://www.unikeyic.com/products/din-rail-terminal-blocks/261-313-331-000/34801996.html
261-327 | WAGO | 50: 0.6049 250: 0.5963 500: 0.5703 | [7 empty] | - |  |  | 0.713" (18.11mm) | Green, Yellow | 1.106" (28.09mm) |  | Polyamide (PA66), Nylon 6/6 | UL94 V-0 | Not Applicable |  | Direct Mount | 1 | 2 |  | Box | 15539996 |  | - | 8mm ~ 9mm | 6.0mm | Push In, Spring |  |  | 14-28 AWG | 0.08-2.5mm² | 20000 | https://www.unikeyic.com/media/about_us/Unikey_ISO_9001_Certification.pdf | https://www.unikeyic.com/products/din-rail-terminal-blocks/261-327/26571560.html
261-424 | WAGO | 100: 2.6795 500: 2.6412 1,000: 2.5264 |  |  |  | 24 A |  |  |  | - |  |  | 0.713" (18.11mm) | Gray | 1.106" (28.09mm) |  | Polyamide (PA66), Nylon 6/6 | UL94 V-0 | Not Applicable |  | Direct Mount | 1 | 8 |  | Box |  |  | - | 8mm ~ 9mm | 37.0mm | Push In, Spring | 500 V |  | 14-28 AWG | 0.08-2.5mm² | 20000 | https://www.unikeyic.com/media/about_us/Unikey_ISO_9001_Certification.pdf | https://www.unikeyic.com/products/din-rail-terminal-blocks/261-424/9985373.html
262-211 | WAGO | 25: 15.6008 125: 15.378 250: 14.7093 |  |  |  | 32 A |  |  |  | - |  |  | 0.909" (23.09mm) | Gray | 1.319" (33.50mm) |  | Polyamide (PA66), Nylon 6/6 | UL94 V-0 | Not Applicable |  | Direct Mount | 1 | 44 |  | Box | 15527845 |  | - | 9mm ~ 10mm | 146.4mm | Push In, Spring | 630 V |  | 12-28 AWG | 0.08-4mm² | 20000 | https://www.unikeyic.com/media/about_us/Unikey_ISO_9001_Certification.pdf | https://www.unikeyic.com/products/din-rail-terminal-blocks/262-211/418476.html
262-344 | WAGO | 50: 1.4821 250: 1.461 500: 1.3974 |  |  |  | 32 A |  |  |  | - |  |  | 0.909" (23.09mm) | Blue | 1.319" (33.50mm) |  | Polyamide (PA66), Nylon 6/6 | UL94 V-0 | Not Applicable |  | Direct Mount | 1 | 4 |  | Box | 15544910 |  | - | 9mm ~ 10mm | 12.0mm | Push In, Spring | 630 V |  | 12-28 AWG | 0.08-4mm² | 20000 | https://www.unikeyic.com/media/about_us/Unikey_ISO_9001_Certification.pdf | https://www.unikeyic.com/products/din-rail-terminal-blocks/262-344/33228163.html
2624120 | RS | 1: 16.6344 | Blank marking tags for RSPRO PT-100 pcs= | [32 empty] | 2400 | https://www.unikeyic.com/media/about_us/Unikey_ISO_9001_Certification.pdf | https://www.unikeyic.com/products/din-rail-terminal-blocks/2624120/683525669.html
2624123 | RS | 1: 26.8522 | RS PRO 40070/BX10 | [32 empty] | 12 | https://www.unikeyic.com/media/about_us/Unikey_ISO_9001_Certification.pdf | https://www.unikeyic.com/products/din-rail-terminal-blocks/2624123/683528474.html
2624124 | RS | 1: 36.0317 | RS PRO 40095/BX10 | [32 empty] | 26 | https://www.unikeyic.com/media/about_us/Unikey_ISO_9001_Certification.pdf | https://www.unikeyic.com/products/din-rail-terminal-blocks/2624124/683529748.html
2624130 | RS | 1: 22.1706 | RS PRO 401150/BX10 | [32 empty] | 86 | https://www.unikeyic.com/media/about_us/Unikey_ISO_9001_Certification.pdf | https://www.unikeyic.com/products/din-rail-terminal-blocks/2624130/683522577.html
2624132 | RS | 1: 41.4813 | RS PRO 40120/BX10 | [32 empty] | 6 | https://www.unikeyic.com/media/about_us/Unikey_ISO_9001_Certification.pdf | https://www.unikeyic.com/products/din-rail-terminal-blocks/2624132/683538446.html
2624135 | RS | 1: 25.273 | RS PRO 40150/BX10 | [32 empty] | 13 | https://www.unikeyic.com/media/about_us/Unikey_ISO_9001_Certification.pdf | https://www.unikeyic.com/products/din-rail-terminal-blocks/2624135/683528713.html
2624136 | RS | 1: 35.6439 | RS PRO 40185/BX8 | [32 empty] | 48 | https://www.unikeyic.com/media/about_us/Unikey_ISO_9001_Certification.pdf | https://www.unikeyic.com/products/din-rail-terminal-blocks/2624136/683523894.html
2624138 | RS | 1: 30.7238 | Separator for RSPRO ONE 150 -240 | [32 empty] | 65 | https://www.unikeyic.com/media/about_us/Unikey_ISO_9001_Certification.pdf | https://www.unikeyic.com/products/din-rail-terminal-blocks/2624138/683525677.html
2624139 | RS | 1: 20.2827 | RS PRO 40200/BG5 Cover | [32 empty] | 15 | https://www.unikeyic.com/media/about_us/Unikey_ISO_9001_Certification.pdf | https://www.unikeyic.com/products/din-rail-terminal-blocks/2624139/683537467.html
2624140 | RS | 1: 36.4451 | RS PRO 40240/BX8 | [32 empty] | 15 | https://www.unikeyic.com/media/about_us/Unikey_ISO_9001_Certification.pdf | https://www.unikeyic.com/products/din-rail-terminal-blocks/2624140/683537185.html
2624141 | RS | 1: 89.4198 | RS PRO 40795/BG10 Jumper Bar | [16 empty] | threaded mounting | [15 empty] | 50 | https://www.unikeyic.com/media/about_us/Unikey_ISO_9001_Certification.pdf | https://www.unikeyic.com/products/din-rail-terminal-blocks/2624141/683534891.html
2624142 | RS | 1: 34.9079 | Yellow flat cover for RSPRO PT | [32 empty] | 10 | https://www.unikeyic.com/media/about_us/Unikey_ISO_9001_Certification.pdf | https://www.unikeyic.com/products/din-rail-terminal-blocks/2624142/683537166.html
2624148 | RS | 1: 9.441 | End plate for screwless Terminal Block R | [32 empty] | 110 | https://www.unikeyic.com/media/about_us/Unikey_ISO_9001_Certification.pdf | https://www.unikeyic.com/products/din-rail-terminal-blocks/2624148/683533105.html
2624155 | RS | 1: 30.0413 | RS PRO 42411/BX50 | [20 empty] | -60℃~130℃ | [11 empty] | 1450 | https://www.unikeyic.com/media/about_us/Unikey_ISO_9001_Certification.pdf | https://www.unikeyic.com/products/din-rail-terminal-blocks/2624155/683528481.html
2624156 | RS | 1: 30.4648 | RS PRO 42411 BL/BX50 | [32 empty] | 600 | https://www.unikeyic.com/media/about_us/Unikey_ISO_9001_Certification.pdf | https://www.unikeyic.com/products/din-rail-terminal-blocks/2624156/683529765.html
2624171 | RS | 1: 20.7406 | RS PRO 42560TT/BX32 | [32 empty] | 152 | https://www.unikeyic.com/media/about_us/Unikey_ISO_9001_Certification.pdf | https://www.unikeyic.com/products/din-rail-terminal-blocks/2624171/683532322.html
2624177 | RS | 1: 7.7814 | Separator for RSPRO 6/10 | [32 empty] | 80 | https://www.unikeyic.com/media/about_us/Unikey_ISO_9001_Certification.pdf | https://www.unikeyic.com/products/din-rail-terminal-blocks/2624177/683531293.html
2624182 | RS | 1: 190.5257 | RS PRO 43022/3S/BG1 Jumper Bar | [16 empty] | threaded mounting | [15 empty] | 200 | https://www.unikeyic.com/media/about_us/Unikey_ISO_9001_Certification.pdf | https://www.unikeyic.com/products/din-rail-terminal-blocks/2624182/683536139.html
2624186 | RS | 1: 353.5873 | RS PRO 43023/3S/BG1 Jumper Bar | [16 empty] | threaded mounting | [15 empty] | 100 | https://www.unikeyic.com/media/about_us/Unikey_ISO_9001_Certification.pdf | https://www.unikeyic.com/products/din-rail-terminal-blocks/2624186/683530282.html
2624189 | RS | 1: 321.9704 | RS PRO 43024/2S/BG1 Jumper Bar | [16 empty] | threaded mounting | [15 empty] | 50 | https://www.unikeyic.com/media/about_us/Unikey_ISO_9001_Certification.pdf | https://www.unikeyic.com/products/din-rail-terminal-blocks/2624189/683534603.html
2624191 | RS | 1: 315.3284 | RS PRO 43024/4S/BG1 Jumper Bar | [16 empty] | threaded mounting | [15 empty] | 50 | https://www.unikeyic.com/media/about_us/Unikey_ISO_9001_Certification.pdf | https://www.unikeyic.com/products/din-rail-terminal-blocks/2624191/683534649.html
2624202 | RS | 1: 28.8181 | RS PRO 43404/BX25 Feed-through Terminal Block | [32 empty] | 251 | https://www.unikeyic.com/media/about_us/Unikey_ISO_9001_Certification.pdf | https://www.unikeyic.com/products/din-rail-terminal-blocks/2624202/683531562.html
2624208 | RS | 1: 12.7819 | End bracket for 15mm Omega rail -TTmark | [16 empty] | DIN rail mounting | [15 empty] | 860 | https://www.unikeyic.com/media/about_us/Unikey_ISO_9001_Certification.pdf | https://www.unikeyic.com/products/din-rail-terminal-blocks/2624208/683537181.html
2624213 | RS | 1: 12.3074 | RS PRO 43427TT BL/BX100 | [32 empty] | 260 | https://www.unikeyic.com/media/about_us/Unikey_ISO_9001_Certification.pdf | https://www.unikeyic.com/products/din-rail-terminal-blocks/2624213/683527697.html
2624214 | RS | 1: 33.2432 | RS PRO 43439TT/BX50 | [32 empty] | 350 | https://www.unikeyic.com/media/about_us/Unikey_ISO_9001_Certification.pdf | https://www.unikeyic.com/products/din-rail-terminal-blocks/2624214/683533332.html
2624223 | RS | 1: 74.5293 | RS PRO 43509/12/BG1 Jumper | [32 empty] | 10 | https://www.unikeyic.com/media/about_us/Unikey_ISO_9001_Certification.pdf | https://www.unikeyic.com/products/din-rail-terminal-blocks/2624223/683531559.html
2624233 | RS | 1: 81.0516 | RS PRO 43533/02BG1 Jumper Bar | [16 empty] | threaded mounting | [15 empty] | 100 | https://www.unikeyic.com/media/about_us/Unikey_ISO_9001_Certification.pdf | https://www.unikeyic.com/products/din-rail-terminal-blocks/2624233/683536931.html
2624237 | RS | 1: 31.1103 | RS PRO 43561TT/BX32 | [32 empty] | 3056 | https://www.unikeyic.com/media/about_us/Unikey_ISO_9001_Certification.pdf | https://www.unikeyic.com/products/din-rail-terminal-blocks/2624237/683533866.html
2624245 | RS | 1: 10.3697 | End Plate -RSPRO FULL -increased thickne | [32 empty] | 210 | https://www.unikeyic.com/media/about_us/Unikey_ISO_9001_Certification.pdf | https://www.unikeyic.com/products/din-rail-terminal-blocks/2624245/683523873.html
2624273 | RS | 1: 58.0161 | RS PRO 43625/24BX1 Jumper | [16 empty] | threaded mounting | [15 empty] | 5 | https://www.unikeyic.com/media/about_us/Unikey_ISO_9001_Certification.pdf | https://www.unikeyic.com/products/din-rail-terminal-blocks/2624273/683530552.html
2624295 | RS | 1: 38.8854 | RS PRO 43TA600/BX40 | [32 empty] | 290 | https://www.unikeyic.com/media/about_us/Unikey_ISO_9001_Certification.pdf | https://www.unikeyic.com/products/din-rail-terminal-blocks/2624295/683529490.html
2624318 | RS | 1: 50.3534 | RS PRO 5254100/BX50 | [32 empty] | 220 | https://www.unikeyic.com/media/about_us/Unikey_ISO_9001_Certification.pdf | https://www.unikeyic.com/products/din-rail-terminal-blocks/2624318/683523115.html
2624320 | RS | 1: 87.3916 | RS PRO 5254102/BX50 | [32 empty] | 60 | https://www.unikeyic.com/media/about_us/Unikey_ISO_9001_Certification.pdf | https://www.unikeyic.com/products/din-rail-terminal-blocks/2624320/683524359.html
2624325 | RS | 1: 119.7397 | RS PRO 5262101/BX50 | [32 empty] | 60 | https://www.unikeyic.com/media/about_us/Unikey_ISO_9001_Certification.pdf | https://www.unikeyic.com/products/din-rail-terminal-blocks/2624325/683531805.html
2624326 | RS | 1: 119.7397 | RS PRO 5262102/BX50 | [32 empty] | 60 | https://www.unikeyic.com/media/about_us/Unikey_ISO_9001_Certification.pdf | https://www.unikeyic.com/products/din-rail-terminal-blocks/2624326/683538952.html
2624331 | RS | 1: 12.6429 | RS PRO 5272100/BX50 | [20 empty] | -60℃~130℃ | [11 empty] | 400 | https://www.unikeyic.com/media/about_us/Unikey_ISO_9001_Certification.pdf | https://www.unikeyic.com/products/din-rail-terminal-blocks/2624331/683531814.html
2624336 | RS | 1: 66.4188 | RS PRO 5272200 V/BX50 | [32 empty] | 130 | https://www.unikeyic.com/media/about_us/Unikey_ISO_9001_Certification.pdf | https://www.unikeyic.com/products/din-rail-terminal-blocks/2624336/683530801.html
2624346 | RS | 1: 37.9171 | RS PRO 5276100/BX50 | [32 empty] | 400 | https://www.unikeyic.com/media/about_us/Unikey_ISO_9001_Certification.pdf | https://www.unikeyic.com/products/din-rail-terminal-blocks/2624346/683522326.html
2624356 | RS | 1: 85.8685 | RS PRO 5352102/BX50 | [32 empty] | 140 | https://www.unikeyic.com/media/about_us/Unikey_ISO_9001_Certification.pdf | https://www.unikeyic.com/products/din-rail-terminal-blocks/2624356/683537441.html
2624357 | RS | 1: 49.7334 | RS PRO 5354100/BX50 | [32 empty] | 250 | https://www.unikeyic.com/media/about_us/Unikey_ISO_9001_Certification.pdf | https://www.unikeyic.com/products/din-rail-terminal-blocks/2624357/683537448.html
2624360 | RS | 1: 70.1641 | RS PRO 5356100/BX50 | [32 empty] | 210 | https://www.unikeyic.com/media/about_us/Unikey_ISO_9001_Certification.pdf | https://www.unikeyic.com/products/din-rail-terminal-blocks/2624360/683524899.html
2624363 | RS | 1: 105.0582 | RS PRO 5356102/BX50 | [20 empty] | -60℃~130℃ | [11 empty] | 20 | https://www.unikeyic.com/media/about_us/Unikey_ISO_9001_Certification.pdf | https://www.unikeyic.com/products/din-rail-terminal-blocks/2624363/683536425.html
2624365 | RS | 1: 118.3608 | RS PRO 5362101/BX50 | [32 empty] | 60 | https://www.unikeyic.com/media/about_us/Unikey_ISO_9001_Certification.pdf | https://www.unikeyic.com/products/din-rail-terminal-blocks/2624365/683536696.html
2624368 | RS | 1: 120.3348 | RS PRO 5364101/BX50 | [20 empty] | -60℃~130℃ | [11 empty] | 60 | https://www.unikeyic.com/media/about_us/Unikey_ISO_9001_Certification.pdf | https://www.unikeyic.com/products/din-rail-terminal-blocks/2624368/683533354.html
2624369 | RS | 1: 120.3348 | RS PRO 5364102/BX50 | [32 empty] | 60 | https://www.unikeyic.com/media/about_us/Unikey_ISO_9001_Certification.pdf | https://www.unikeyic.com/products/din-rail-terminal-blocks/2624369/683523378.html
2624371 | RS | 1: 12.1313 | RS PRO 5372100 BL/BX50 | [32 empty] | 30 | https://www.unikeyic.com/media/about_us/Unikey_ISO_9001_Certification.pdf | https://www.unikeyic.com/products/din-rail-terminal-blocks/2624371/683534610.html
2624378 | RS | 1: 14.3216 | RS PRO 5374100 BL/BX50 | [32 empty] | 10 | https://www.unikeyic.com/media/about_us/Unikey_ISO_9001_Certification.pdf | https://www.unikeyic.com/products/din-rail-terminal-blocks/2624378/683536434.html
2624379 | RS | 1: 38.1799 | RS PRO 5374200/BX50 | [20 empty] | -60℃~130℃ | [11 empty] | 200 | https://www.unikeyic.com/media/about_us/Unikey_ISO_9001_Certification.pdf | https://www.unikeyic.com/products/din-rail-terminal-blocks/2624379/683530514.html
2624386 | RS | 1: 21.0634 | RS PRO 5376100 BL/BX50 | [32 empty] | 220 | https://www.unikeyic.com/media/about_us/Unikey_ISO_9001_Certification.pdf | https://www.unikeyic.com/products/din-rail-terminal-blocks/2624386/683524385.html
264-220 | WAGO | 1: 5.2298 10: 3.7173 25: 3.2565 50: 2.9701 100: 2.7336 250: 2.4887 500: 2.3465 1,000: 2.2345 5,000: 2.0609 | Conn Terminal Block F 4 POS Clamp RA DIN Rail 23A CAGE CLAMP® Box |  | Gray |  |  |  | - | - |  | - |  |  |  |  | - | UL94 V-0 | Not Applicable |  |  | 1 | 2 |  | Box |  |  | - | 8mm ~ 9mm | 10.0mm | Push In, Spring | - | - | 12-20 AWG | 0.5-2.5mm² | 20 | https://www.unikeyic.com/media/about_us/Unikey_ISO_9001_Certification.pdf | https://www.unikeyic.com/products/din-rail-terminal-blocks/264-220/16438946.html
264-704 | WAGO | 10: 1.2276 100: 1.2057 500: 1.2057 1,000: 1.1838 2,500: 1.1838 | Phoenix Contact DIN Rail Terminal Block, 264 Series, 20A |  | Blue | 24 A |  |  | - | - |  | - |  |  |  |  | - | UL94 V-0 | Not Applicable |  |  | 1 | 2 |  | Box |  |  | - | 8mm ~ 9mm | 6.0mm | Push In, Spring | 800V | - | 12-28 AWG | 0.08-2.5mm² | 69 | https://www.unikeyic.com/media/datasheet/94/ac/f880/94/728734d2bfcc5e47734c9ddffa974c9d.pdf | https://www.unikeyic.com/products/din-rail-terminal-blocks/264-704/10202900.html
264-727 | WAGO | 100: 2.2325 500: 2.2007 1,000: 2.105 | Phoenix Contact DIN Rail Terminal Block, 264 Series, 20A |  | Green, Yellow |  |  |  | - | - |  | - |  |  |  |  | - | UL94 V-0 | Not Applicable |  |  | 1 | 4 |  | Box |  |  | - | 8mm ~ 9mm | 10.0mm | Push In, Spring | - | - | 12-28 AWG | 0.08-2.5mm² | 227 | https://www.unikeyic.com/media/datasheet/91/79/aa37/91/6113cda9c9c7a04e72999daf3df8afd5.pdf | https://www.unikeyic.com/products/din-rail-terminal-blocks/264-727/3895397.html
264-734 | WAGO | 5: 4.9112 | 4 Location 12-28 AWG |  | Blue | 24 A |  |  | - | - |  | - |  |  |  |  | Polyamide (PA66), Nylon 6/6 | UL94 V-0 | Not Applicable |  |  | 1 | 4 |  | Box | 15571574 |  | - | 8mm ~ 9mm | 10.0mm | Push In, Spring | 800V | - | 12-28 AWG | 0.08-2.5mm² | 55 | https://www.unikeyic.com/media/datasheet/d9/c1/fc06/d9c1fc0650431c24c59e9443274cd080.pdf | https://www.unikeyic.com/products/din-rail-terminal-blocks/264-734/12458202.html
264-736 | WAGO | 10: 2.8865 100: 2.6568 250: 2.5305 500: 2.478 1,000: 2.4255 2,500: 2.3835 5,000: 2.331 7,500: 2.289 | Terminal Block, 4 POS, ST, T, DIN Rail, 24A, Box |  | Orange | 24 A |  |  | - | - |  | - |  |  |  |  | Polyamide (PA66), Nylon 6/6 | UL94 V-0 | Not Applicable |  |  | 1 | 4 |  | Box | 15537680 |  | - | 8mm ~ 9mm | 10.0mm | Push In, Spring | 800V | - | 12-28 AWG | 0.08-2.5mm² | 121 | https://www.unikeyic.com/media/datasheet/b2/54/4758/b2/42db8e68cb769804a924c9e4cd7dba5e.pdf | https://www.unikeyic.com/products/din-rail-terminal-blocks/264-736/842805.html
2663260000 | Weidmüller | 10: 24.0354 25: 21.5909 50: 20.1491 100: 19.002 250: 17.8521 500: 17.2019 | 2 Location 8 AWG |  |  |  |  | 2663260000 Weidmüller | [18 empty] | boxed | [8 empty] | 32 | https://www.unikeyic.com/media/datasheet/9a/8e/3443/9a/50df53e9fedb4a1d7e3275a620afa41b.pdf | https://www.unikeyic.com/products/din-rail-terminal-blocks/2663260000/31129869.html
2663330000 | Weidmüller | 5: 23.2799 | Weidmuller 2663330000 |  |  |  |  | 2663330000 Weidmüller | [7 empty] | 134mm*20mm*134mm |  |  |  | DIN rail mounting |  |  |  | -60℃~130℃ |  |  | boxed | [8 empty] | 28 | https://www.unikeyic.com/media/datasheet/c6/1c/cb8c/c61ccb8c67e7ca2dc1504eee57fc2ee2.pdf | https://www.unikeyic.com/products/din-rail-terminal-blocks/2663330000/18791859.html
2694060000 | Weidmüller | 1: 58.0392 10: 42.3954 25: 38.4476 50: 36.1463 100: 34.3293 250: 32.5205 | FEED-THROUGH TERMINAL BLOCK, PUS |  |  |  |  | 2694060000 Weidmüller | [18 empty] | boxed | [8 empty] | 2 | https://www.unikeyic.com/media/datasheet/db/04/ab83/db/5ee1bd777f453b0e7298c2d9e13f44fa.pdf | https://www.unikeyic.com/products/din-rail-terminal-blocks/2694060000/28356251.html
2694170000 | Weidmüller | 5: 23.705 | Terminal Block Connector 2 Position Feed Through Black Yellow 4 AWG |  |  |  |  | 2694170000 Weidmüller | [18 empty] | boxed | [8 empty] | 10 | https://www.unikeyic.com/media/datasheet/fb/48/4a3e/fb/ac40ee913ee88f19a33d8765db7016cc.pdf | https://www.unikeyic.com/products/din-rail-terminal-blocks/2694170000/4529151.html
270-560/281-434 | WAGO | 50: 8.1049 250: 7.9892 500: 7.6418 |  |  | Gray |  |  |  | - | LED, Resistor |  | - |  |  |  |  | - | UL94 V-0 | Not Applicable |  |  | 3; 2 Connected | 4 |  | Box |  |  | - | 6mm ~ 7mm | 5.0mm | Push In, Spring | - | - | 12-28 AWG | 0.08-2.5mm² | 20000 | https://www.unikeyic.com/media/about_us/Unikey_ISO_9001_Certification.pdf | https://www.unikeyic.com/products/din-rail-terminal-blocks/270-560-281-434/32124121.html
270-570/281-434 | WAGO | 1: 33.7824 10: 24.3313 25: 21.8609 50: 20.4047 100: 19.2457 250: 18.0846 500: 17.428 | 5 Location grey 12-28 AWG |  | Gray |  |  |  | - | LED, Resistor |  | - |  |  |  |  | - | UL94 V-0 | Not Applicable |  |  | 4; 2 Connected | 5 |  | Box | 15537866 |  | - | 6mm ~ 7mm | 5.0mm | Push In, Spring | - | - | 12-28 AWG | 0.08-2.5mm² | 5 | https://www.unikeyic.com/media/about_us/Unikey_ISO_9001_Certification.pdf | https://www.unikeyic.com/products/din-rail-terminal-blocks/270-570-281-434/8387835.html
270-572/281-434 | WAGO | 50: 8.1049 250: 7.9892 500: 7.6418 |  |  | Gray |  |  |  | - | LED, Resistor |  | - |  |  |  |  | - | UL94 V-0 | Not Applicable |  |  | 3 | 4 |  | Box |  |  | - | 6mm ~ 7mm | 5.0mm | Push In, Spring | - | - | 12-28 AWG | 0.08-2.5mm² | 20000 | https://www.unikeyic.com/media/about_us/Unikey_ISO_9001_Certification.pdf | https://www.unikeyic.com/products/din-rail-terminal-blocks/270-572-281-434/34921691.html
270-577 | WAGO | 10: 4.0597 50: 4.0018 100: 3.8278 |  |  | Orange | 18 A |  |  | - | - |  | - |  |  |  |  | - | UL94 V-0 | Not Applicable |  |  | 3 | 4 |  | Box |  |  | - | 6mm ~ 7mm | 5.0mm | Push In, Spring | 250V | - | 12-28 AWG | 0.08-2.5mm² | 20000 | https://www.unikeyic.com/media/about_us/Unikey_ISO_9001_Certification.pdf | https://www.unikeyic.com/products/din-rail-terminal-blocks/270-577/29972499.html
2706-204 | WAGO | 30: 6.7226 150: 6.6266 300: 6.3384 |  |  | Gray |  |  |  |  | Lever Actuated | [8 empty] | 1 (Unlimited) |  | Through Hole | 1 |  |  | Box |  |  | 2706 | [7 empty] | 20000 | https://www.unikeyic.com/media/about_us/Unikey_ISO_9001_Certification.pdf | https://www.unikeyic.com/products/din-rail-terminal-blocks/2706-204/21563583.html
2706-208 | WAGO | 15: 13.4577 75: 13.2654 150: 12.6887 |  |  | Gray |  |  |  |  | Lever Actuated | [8 empty] | 1 (Unlimited) |  | Through Hole | 1 |  |  | Box |  |  | 2706 | [7 empty] | 20000 | https://www.unikeyic.com/media/about_us/Unikey_ISO_9001_Certification.pdf | https://www.unikeyic.com/products/din-rail-terminal-blocks/2706-208/1552968.html
2706-254 | WAGO | 30: 6.9138 150: 6.8151 300: 6.5188 |  |  | Gray |  |  |  |  | Lever Actuated | [8 empty] | 1 (Unlimited) |  | Through Hole | 1 |  |  | Box | 15574832 |  | 2706 | [7 empty] | 20000 | https://www.unikeyic.com/media/about_us/Unikey_ISO_9001_Certification.pdf | https://www.unikeyic.com/products/din-rail-terminal-blocks/2706-254/8887649.html
279-104 | WAGO | 50: 1.2489 100: 1.13 | Conn Terminal Block 2 POS T DIN Rail 18A Box |  | Blue | 18 A |  |  | - | - |  | - |  |  |  |  | Polyamide (PA66), Nylon 6/6 | UL94 V-0 | Not Applicable |  |  | 1 | 2 |  | Box |  |  | - | 8mm ~ 9mm | 4.0mm | Push In, Spring | 800V | - | 16-28 AWG | 0.08-1.5mm² | 99 | https://www.unikeyic.com/media/datasheet/a6/a9/071c/97/a4904546181616295abeba65ed1efd34.pdf | https://www.unikeyic.com/products/din-rail-terminal-blocks/279-104/25965375.html
279-509 | WAGO | 50: 4.6356 250: 4.5693 500: 4.3707 |  |  | Blue | 18 A |  |  | - | - |  | - |  |  |  |  | Polyamide (PA66), Nylon 6/6 | UL94 V-0 | Not Applicable |  |  | 2; Connected | 4 |  | Box | 15522562 |  | - | 8mm ~ 9mm | 4.0mm | Push In, Spring | 500V | - | 16-28 AWG | 0.08-1.5mm² | 20000 | https://www.unikeyic.com/media/about_us/Unikey_ISO_9001_Certification.pdf | https://www.unikeyic.com/products/din-rail-terminal-blocks/279-509/25443022.html
279-624/281-413 | WAGO | 100: 6.6665 500: 6.5712 1,000: 6.2855 |  |  | Gray | 25 mA |  |  | - | LED, Resistor |  | - |  |  |  |  | Polyamide (PA66), Nylon 6/6 | UL94 V-0 | Not Applicable |  |  | 1 | 4 |  | Box |  |  | - | 8mm ~ 9mm | 4.0mm | Push In, Spring | - | - | 16-28 AWG | 0.08-1.5mm² | 20000 | https://www.unikeyic.com/media/about_us/Unikey_ISO_9001_Certification.pdf | https://www.unikeyic.com/products/din-rail-terminal-blocks/279-624-281-413/30856855.html
279-674/281-413 | WAGO | 100: 6.5771 500: 6.4831 1,000: 6.2013 |  |  | Gray | 25 mA |  |  | - | LED, Resistor |  | - |  |  |  |  | Polyamide (PA66), Nylon 6/6 | UL94 V-0 | Not Applicable |  |  | 1 | 3 |  | Box | 15529068 |  | - | 8mm ~ 9mm | 4.0mm | Push In, Spring | - | - | 16-28 AWG | 0.08-1.5mm² | 20000 | https://www.unikeyic.com/media/datasheet/4f/91/3c9b/4f/6f6f757d872edb2d61aec1e330061ac4.pdf | https://www.unikeyic.com/products/din-rail-terminal-blocks/279-674-281-413/28367887.html
279-674/281-434 | WAGO | 1: 6.869 |  |  | Gray | 25 mA |  |  | - | LED, Resistor |  | - |  |  |  |  | Polyamide (PA66), Nylon 6/6 | UL94 V-0 | Not Applicable |  |  | 1 | 3 |  | Box | 15523145 |  | - | 8mm ~ 9mm | 4.0mm | Push In, Spring | - | - | 16-28 AWG | 0.08-1.5mm² | 88 | https://www.unikeyic.com/media/about_us/Unikey_ISO_9001_Certification.pdf | https://www.unikeyic.com/products/din-rail-terminal-blocks/279-674-281-434/17140307.html
279-687/999-950 | WAGO | 100: 3.7241 |  |  | Green, Yellow |  |  |  | - | - |  | - |  |  |  |  | Polyamide (PA66), Nylon 6/6 | UL94 V-0 | Not Applicable |  |  | 1 | 3 |  | Box |  |  | - | 8mm ~ 9mm | 4.0mm | Push In, Spring | - | - | 16-28 AWG | 0.08-1.5mm² | 10000 | https://www.unikeyic.com/media/about_us/Unikey_ISO_9001_Certification.pdf | https://www.unikeyic.com/products/din-rail-terminal-blocks/279-687-999-950/29715155.html
279-815/281-411 | WAGO | 1: 4.0459 |  |  | Gray | 500 mA |  |  | - | Diode |  | - |  |  |  |  | Polyamide (PA66), Nylon 6/6 | UL94 V-0 | Not Applicable |  |  | 1 | 4 |  | Box |  |  | - | 8mm ~ 9mm | 4.0mm | Push In, Spring | - | - | 16-28 AWG | 0.08-1.5mm² | 98 | https://www.unikeyic.com/media/about_us/Unikey_ISO_9001_Certification.pdf | https://www.unikeyic.com/products/din-rail-terminal-blocks/279-815-281-411/26533676.html
279-831 | WAGO | 1: 3.2616 10: 2.9224 100: 2.818 500: 2.818 1,000: 2.818 2,500: 2.818 | WAGO DIN Rail Terminal Block, 279 Series, Gray, Clamp Termination, 18A | 279 | Gray | 18 A |  |  | - | - |  | - |  |  |  |  | Polyamide (PA66), Nylon 6/6 | - | 1 (Unlimited) |  |  | 1 | 4 |  | Bulk | 13549648 |  | - | 8mm ~ 9mm | 4.0mm | Push In, Spring | 800V | - | 16-28 AWG | 0.08-1.5mm² | 1048 | https://www.unikeyic.com/media/datasheet/7b/c3/642a/7b/8f8f897c83ee54da8fca1b09731f4440.pdf | https://www.unikeyic.com/products/din-rail-terminal-blocks/279-831/548420.html
279-832 | WAGO | 1: 6.4943 10: 4.6045 25: 4.0419 50: 3.695 100: 3.4099 250: 3.1161 500: 2.9462 1,000: 2.8127 | 4 Location Orange 16-28 AWG |  | Orange | 18 A |  |  | - | - |  | - |  |  |  |  | Polyamide (PA66), Nylon 6/6 | UL94 V-0 | Not Applicable |  |  | 1 | 4 |  | Box |  |  | - | 8mm ~ 9mm | 4.0mm | Push In, Spring | 800V | - | 16-28 AWG | 0.08-1.5mm² | 38 | https://www.unikeyic.com/media/about_us/Unikey_ISO_9001_Certification.pdf | https://www.unikeyic.com/products/din-rail-terminal-blocks/279-832/28330369.html
279-836 | WAGO | 100: 0.8184 200: 0.7869 300: 0.7681 |  |  | Yellow | 18 A |  |  | - | - |  | - |  |  |  |  | Polyamide (PA66), Nylon 6/6 | UL94 V-0 | Not Applicable |  |  | 1 | 4 |  | Box |  |  | - | 8mm ~ 9mm | 4.0mm | Push In, Spring | 800V | - | 16-28 AWG | 0.08-1.5mm² | 1000 | https://www.unikeyic.com/media/about_us/Unikey_ISO_9001_Certification.pdf | https://www.unikeyic.com/products/din-rail-terminal-blocks/279-836/34646690.html
279-902 | WAGO | 100: 0.5617 200: 0.5401 300: 0.5271 | Feed-Through Terminal Block Connector, 2 POS, Spring Clamp, DIN Rail, 18A, Box |  | Orange | 18 A |  |  | - | - |  | - |  |  |  |  | Polyamide (PA66), Nylon 6/6 | UL94 V-0 | Not Applicable |  |  | 1 | 2 |  | Box | 15544206 |  | - | 8mm ~ 9mm | 4.0mm | Push In, Spring | 800V | - | 16-28 AWG | 0.08-1.5mm² | 1000 | https://www.unikeyic.com/media/datasheet/42/b6/bc84/42/ca56694c79a7ab7f16acf25b32525afa.pdf | https://www.unikeyic.com/products/din-rail-terminal-blocks/279-902/8975930.html
279-903 | WAGO | 1: 4.6463 10: 3.3067 25: 2.8943 50: 2.6362 100: 2.4229 250: 2.2013 500: 2.0723 1,000: 1.9706 5,000: 1.8127 | Feed-Through Terminal Block Connector, 2 POS, Spring Clamp, DIN Rail, 18A |  | Red | 18 A |  |  | - | - |  | - |  |  |  |  | Polyamide (PA66), Nylon 6/6 | UL94 V-0 | Not Applicable |  |  | 1 | 2 |  | Box |  |  | - | 8mm ~ 9mm | 4.0mm | Push In, Spring | 800V | - | 16-28 AWG | 0.08-1.5mm² | 60 | https://www.unikeyic.com/media/datasheet/88/10/75d0/88/909bd61c90eb23064e0086e360fb3541.pdf | https://www.unikeyic.com/products/din-rail-terminal-blocks/279-903/13379624.html
279-993 | WAGO | 100: 1.0601 500: 1.045 1,000: 0.9996 |  |  | Gray | 15 A |  |  | - | - |  | - |  |  |  |  | Polyamide (PA66), Nylon 6/6 | UL94 V-0 | Not Applicable |  |  | 1 | 3 |  | Box |  |  | - | 8mm ~ 9mm | 4.0mm | Push In, Spring | 550V | - | 16-28 AWG | 0.08-1.5mm² | 20000 | https://www.unikeyic.com/media/about_us/Unikey_ISO_9001_Certification.pdf | https://www.unikeyic.com/products/din-rail-terminal-blocks/279-993/21747622.html
279-994 | WAGO | 100: 1.2639 500: 1.2458 1,000: 1.1916 |  |  | Gray | 15 A |  |  | - | - |  | - |  |  |  |  | Polyamide (PA66), Nylon 6/6 | UL94 V-0 | Not Applicable |  |  | 1 | 4 |  | Box |  |  | - | 8mm ~ 9mm | 4.0mm | Push In, Spring | 550V | - | 16-28 AWG | 0.08-1.5mm² | 20000 | https://www.unikeyic.com/media/datasheet/9a/51/ff41/9a/73c07c70abf95a25a1e81d50318d6356.pdf | https://www.unikeyic.com/products/din-rail-terminal-blocks/279-994/10354077.html
280-101 | WAGO | 1: 0.4426 10: 0.3745 100: 0.3478 | Wanke Straight-through terminal block , 280series, single layer, grey, Clamp termination, 24A | 280 | Gray | 24 A |  |  | - | - |  | - |  |  |  |  | Polyamide (PA66), Nylon 6/6 | - | 1 (Unlimited) |  |  | 1 | 2 |  | Bulk |  |  | - | 8mm ~ 9mm | 5.0mm | Push In, Spring | 800V | - | 12-28 AWG | 0.08-2.5mm² |  | https://www.unikeyic.com/media/datasheet/fd/28/bfd6/fd/ac072e7359ef54d8c833ce969b2899e0.pdf | https://www.unikeyic.com/products/din-rail-terminal-blocks/280-101/11593385.html
280-104 | WAGO | 100: 0.7691 500: 0.7581 1,000: 0.7252 | Terminal Block Connector 2 Pos T DIN Rail 24A Box |  | Blue | 24 A |  |  | - | - |  | - |  |  |  |  | Polyamide (PA66), Nylon 6/6 | UL94 V-0 | Not Applicable |  |  | 1 | 2 |  | Box |  |  | - | 8mm ~ 9mm | 5.0mm | Push In, Spring | 800V | - | 12-28 AWG | 0.08-2.5mm² | 125 | https://www.unikeyic.com/media/datasheet/c9/d0/42bb/c9/dd7b15e6941fbe2b78451684173d5500.pdf | https://www.unikeyic.com/products/din-rail-terminal-blocks/280-104/27453158.html
280-107 | WAGO | 100: 1.7005 200: 1.6351 300: 1.5959 | Wago Ground terminal block, 2 road, Cage Spring Clamp Termination | 280 | Green, Yellow |  |  |  | - | - |  | - |  |  |  |  | Polyamide (PA66), Nylon 6/6 | - | 1 (Unlimited) |  |  | 1 | 2 |  | Bulk |  |  | - | 8mm ~ 9mm | 5.0mm | Push In, Spring | - | - | 12-28 AWG | 0.08-2.5mm² | 1000 | https://www.unikeyic.com/media/datasheet/b6/92/ff03/b692ff03cba807056da213f03fc17074.pdf | https://www.unikeyic.com/products/din-rail-terminal-blocks/280-107/19732899.html
280-311 | WAGO | 25: 1.564 250: 1.4364 500: 1.365 1,000: 1.344 2,500: 1.3125 5,000: 1.2915 7,500: 1.26 10,000: 1.239 | Wanke Partition board, Separator Plate, 280series, used forDIN Rail terminal block |  | Orange | [5 empty] | DIN Rail Terminal Blocks | [7 empty] | Not Applicable |  |  |  | - |  | Box | 15572931 |  | - | [7 empty] | 134 | https://www.unikeyic.com/media/datasheet/4e/be/2e42/4e/5a0f2cbde1c68e1dde238de702bc5fed.pdf | https://www.unikeyic.com/products/din-rail-terminal-blocks/280-311/24630631.html
280-315 | WAGO | 25: 0.2837 50: 0.2728 75: 0.2663 | End Plate and Mid Plate, TOPJOB S Series, For DIN Rail Terminal Block | 280 | Orange | [5 empty] | Terminal Blocks | [7 empty] | 1 (Unlimited) |  |  |  | - |  | Bulk |  |  | - | [7 empty] | 250 | https://www.unikeyic.com/media/about_us/Unikey_ISO_9001_Certification.pdf | https://www.unikeyic.com/products/din-rail-terminal-blocks/280-315/34943429.html
280-502/281-586 | WAGO | 1: 15.4627 |  |  | Gray |  | 20 A |  | - | Varistor |  | - |  |  |  |  | Polyamide (PA66), Nylon 6/6 | UL94 V-0 | Not Applicable |  |  | 1 | 2 |  | Box |  |  | - | 8mm ~ 9mm | 10.0mm | Push In, Spring | - | 24V | 14-28 AWG | 0.08-2.5mm² | 100 | https://www.unikeyic.com/media/about_us/Unikey_ISO_9001_Certification.pdf | https://www.unikeyic.com/products/din-rail-terminal-blocks/280-502-281-586/500590.html
280-502/281-588 | WAGO | 1: 56.4765 5: 50.3928 10: 47.8656 25: 44.2155 50: 42 100: 39.9 250: 37.905 | Terminal Block Connector Receptacle 2 Pos DIN Rail 20A Box |  | Gray |  | 20 A |  | - | Varistor |  | - |  |  |  |  | Polyamide (PA66), Nylon 6/6 | UL94 V-0 | Not Applicable |  |  | 1 | 2 |  | Box |  |  | - | 8mm ~ 9mm | 10.0mm | Push In, Spring | - | 230V | 14-28 AWG | 0.08-2.5mm² | 13 | https://www.unikeyic.com/media/datasheet/83/9d/5bf8/83/f7c36ab6f714c70015753b89a7d669d1.pdf | https://www.unikeyic.com/products/din-rail-terminal-blocks/280-502-281-588/25595396.html
280-502/281-594 | WAGO | 1: 55.4883 10: 40.4772 25: 36.6786 50: 34.4628 100: 32.7117 250: 30.9679 | COMPONENT TERMINAL BLOCK, DOUBLE |  | Gray |  | 20 A |  | - | Diode |  | - |  |  |  |  | Polyamide (PA66), Nylon 6/6 | UL94 V-0 | Not Applicable |  |  | 1 | 2 |  | Box |  |  | - | 8mm ~ 9mm | 10.0mm | Push In, Spring | - | 115V | 14-28 AWG | 0.08-2.5mm² | 1 | https://www.unikeyic.com/media/about_us/Unikey_ISO_9001_Certification.pdf | https://www.unikeyic.com/products/din-rail-terminal-blocks/280-502-281-594/2595768.html
280-502/281-606 | WAGO | 1: 17.8133 |  |  | Gray |  | 20 A |  | - | Diode |  | - |  |  |  |  | Polyamide (PA66), Nylon 6/6 | UL94 V-0 | Not Applicable |  |  | 1 | 2 |  | Box |  |  | - | 8mm ~ 9mm | 5.0mm | Push In, Spring | - | 24V | 14-28 AWG | 0.08-2.5mm² | 100 | https://www.unikeyic.com/media/datasheet/da/c4/fcd1/da/c1e127771271c800b389917225495bca.pdf | https://www.unikeyic.com/products/din-rail-terminal-blocks/280-502-281-606/25727030.html
280-502/281-607 | WAGO | 1: 14.3179 |  |  | Gray |  | 20 A |  | - | Diode |  | - |  |  |  |  | Polyamide (PA66), Nylon 6/6 | UL94 V-0 | Not Applicable |  |  | 1 | 2 |  | Box | 15532951 |  | - | 8mm ~ 9mm | 5.0mm | Push In, Spring | - | 115V | 14-28 AWG | 0.08-2.5mm² | 49 | https://www.unikeyic.com/media/about_us/Unikey_ISO_9001_Certification.pdf | https://www.unikeyic.com/products/din-rail-terminal-blocks/280-502-281-607/31333107.html
280-502/281-614 | WAGO | 1: 13.3104 |  |  | Gray |  | 20 A |  | - | Varistor |  | - |  |  |  |  | Polyamide (PA66), Nylon 6/6 | UL94 V-0 | Not Applicable |  |  | 1 | 2 |  | Box |  |  | - | 8mm ~ 9mm | 5.0mm | Push In, Spring | - | 115V | 14-28 AWG | 0.08-2.5mm² | 100 | https://www.unikeyic.com/media/datasheet/ba/f7/cba4/ba/fd00e11bb9a5e187ca51e7e63319bdc5.pdf | https://www.unikeyic.com/products/din-rail-terminal-blocks/280-502-281-614/29272623.html
280-522 | WAGO | 50: 3.6419 250: 3.5899 500: 3.4338 |  |  | Gray | 10 A |  |  | Disconnect Tab | - |  | - |  |  |  |  | Polyamide (PA66), Nylon 6/6 | UL94 V-0 | Not Applicable |  |  | 2 | 4 |  | Box |  |  | - | 8mm ~ 9mm | 5.0mm | Push In, Spring | 400V | - | 12-28 AWG | 0.08-2.5mm² | 20000 | https://www.unikeyic.com/media/about_us/Unikey_ISO_9001_Certification.pdf | https://www.unikeyic.com/products/din-rail-terminal-blocks/280-522/5486546.html
280-529 | WAGO | 50: 2.6715 100: 2.5687 150: 2.5071 |  |  | Blue | 20 A |  |  | - | - |  | - |  |  |  |  | Polyamide (PA66), Nylon 6/6 | UL94 V-0 | Not Applicable |  |  | 2 | 4 |  | Box | 15587268 |  | - | 8mm ~ 9mm | 5.0mm | Push In, Spring | 500V | - | 12-28 AWG | 0.08-2.5mm² | 500 | https://www.unikeyic.com/media/datasheet/f3/e3/57a5/f3/c6f5a84d60476848ac0a7f8f0debc9f7.pdf | https://www.unikeyic.com/products/din-rail-terminal-blocks/280-529/24655756.html
280-542 | WAGO | 50: 2.8957 250: 2.8543 500: 2.7302 |  |  | Gray | 20 A |  |  | - | - |  | - |  |  |  |  | Polyamide (PA66), Nylon 6/6 | UL94 V-0 | Not Applicable |  |  | 2 | 4 |  | Box |  |  | - | 8mm ~ 9mm | 5.0mm | Push In, Spring | 500V | - | 12-28 AWG | 0.08-2.5mm² | 20000 | https://www.unikeyic.com/media/datasheet/d1/3b/603b/d1/700831d318c240e34733c8d6e54a91ed.pdf | https://www.unikeyic.com/products/din-rail-terminal-blocks/280-542/539116.html
280-547 | WAGO | 1: 38.2636 10: 27.6353 25: 24.8815 50: 23.2623 100: 21.9766 250: 20.6903 500: 19.9638 | 6 Location 、grey、、Yellow 12-28 AWG |  | Blue, Gray, Green, Yellow | 20 A |  |  | - | - |  | - |  |  |  |  | Polyamide (PA66), Nylon 6/6 | UL94 V-0 | Not Applicable |  |  | 3; 1 Grounded | 6 |  | Box |  |  | - | 8mm ~ 9mm | 5.0mm | Push In, Spring | 500V | - | 12-28 AWG | 0.08-2.5mm² | 452 | https://www.unikeyic.com/media/about_us/Unikey_ISO_9001_Certification.pdf | https://www.unikeyic.com/products/din-rail-terminal-blocks/280-547/20141841.html
280-551 | WAGO | 40: 3.4419 400: 3.3095 4,000: 3.1771 | 6 Location 12-28 AWG |  | Blue | 20 A |  |  | - | - |  | - |  |  |  |  | Polyamide (PA66), Nylon 6/6 | UL94 V-0 | Not Applicable |  |  | 3 | 6 |  | Box |  |  | - | 8mm ~ 9mm | 5.0mm | Push In, Spring | 500V | - | 12-28 AWG | 0.08-2.5mm² | 43 | https://www.unikeyic.com/media/datasheet/b2/f4/511b/b2/6e932104aae2c17d10894d38c16bc8f5.pdf | https://www.unikeyic.com/products/din-rail-terminal-blocks/280-551/34179918.html
280-562/281-420 | WAGO | 50: 9.8199 250: 9.6796 500: 9.2588 |  |  | Gray | 20 A |  |  | - | LED, Resistor |  | - |  |  |  |  | Polyamide (PA66), Nylon 6/6 | UL94 V-0 | Not Applicable |  |  | 2; Connected | 3 |  | Box |  |  | - | 8mm ~ 9mm | 5.0mm | Push In, Spring | 400V | - | 12-28 AWG | 0.08-2.5mm² | 20000 | https://www.unikeyic.com/media/about_us/Unikey_ISO_9001_Certification.pdf | https://www.unikeyic.com/products/din-rail-terminal-blocks/280-562-281-420/29374764.html
280-564/281-483 | WAGO |  | Conn Sensor Terminal Block 2 POS Spring Clamp DIN Rail 20A Box |  | Gray | 20 A |  |  | - | LED, Resistor |  | - |  |  |  |  | Polyamide (PA66), Nylon 6/6 | UL94 V-0 | Not Applicable |  |  | 2; Connected | 2 |  | Box | 15608302 |  | - | 8mm ~ 9mm | 5.0mm | Push In, Spring | 400V | - | 12-28 AWG | 0.08-2.5mm² |  | https://www.unikeyic.com/media/datasheet/9b/e7/1cd3/9b/dc8ecf086982aeb81753754a5d3f3eb3.pdf | https://www.unikeyic.com/products/din-rail-terminal-blocks/280-564-281-483/3067832.html
280-565/280-321 | WAGO | 50: 3.8124 250: 3.7579 500: 3.5945 |  |  | Gray | 6.3 A |  |  | - | - |  | - |  |  |  |  | Polyamide (PA66), Nylon 6/6 | UL94 V-0 | Not Applicable |  |  | 2 | 3 |  | Box |  |  | - | 8mm ~ 9mm | 6.0mm | Push In, Spring | 125V | - | 12-28 AWG | 0.08-2.5mm² | 20000 | https://www.unikeyic.com/media/datasheet/b6/7b/c311/b6/21c100cb4e378e43b688e35951b58e77.pdf | https://www.unikeyic.com/products/din-rail-terminal-blocks/280-565-280-321/34680178.html
280-568 | WAGO | 1: 11.5085 10: 8.1628 25: 7.2145 50: 6.6394 100: 6.1733 250: 5.6981 500: 5.4258 1,000: 5.2131 | 1 Location grey 12-28 AWG |  | Gray | 20 A |  |  | - | - |  | - |  |  |  |  | Polyamide (PA66), Nylon 6/6 | UL94 V-0 | Not Applicable |  |  | 1 | 1 |  | Box |  |  | - | 8mm ~ 9mm | 6.0mm | Push In, Spring | 400V | - | 12-28 AWG | 0.08-2.5mm² | 14 | https://www.unikeyic.com/media/about_us/Unikey_ISO_9001_Certification.pdf | https://www.unikeyic.com/products/din-rail-terminal-blocks/280-568/25053983.html
280-571/281-413 | WAGO | 50: 8.7514 250: 8.6264 500: 8.2513 |  |  | Gray | 20 A |  |  | - | LED, Resistor |  | - |  |  |  |  | Polyamide (PA66), Nylon 6/6 | UL94 V-0 | Not Applicable |  |  | 4; 2 Connected, 1 Grounded | 5 |  | Box |  |  | - | 8mm ~ 9mm | 5.0mm | Push In, Spring | - | - | 12-28 AWG | 0.08-2.5mm² | 20000 | https://www.unikeyic.com/media/about_us/Unikey_ISO_9001_Certification.pdf | https://www.unikeyic.com/products/din-rail-terminal-blocks/280-571-281-413/10919887.html
280-572 | WAGO | 5: 17.501 25: 16.848 50: 16.044 100: 15.729 250: 15.414 500: 15.1095 1,000: 14.805 | 3-conductor actuator supply terminal block - with ground contact - with colored conductor entries - 2.5 mm² - CAGE CLAMP® - 2,50 mm² - gray |  | Gray | 20 A |  |  | - | - |  | - |  |  |  |  | Polyamide (PA66), Nylon 6/6 | UL94 V-0 | Not Applicable |  |  | 3 | 4 |  | Box | 15528826 |  | - | 8mm ~ 9mm | 5.0mm | Push In, Spring | 400V | - | 12-28 AWG | 0.08-2.5mm² | 25 | https://www.unikeyic.com/media/about_us/Unikey_ISO_9001_Certification.pdf | https://www.unikeyic.com/products/din-rail-terminal-blocks/280-572/25337623.html
280-572/281-411 | WAGO | 50: 8.2588 250: 8.1408 500: 7.7868 |  |  | Gray | 20 A |  |  | - | - |  | - |  |  |  |  | Polyamide (PA66), Nylon 6/6 | UL94 V-0 | Not Applicable |  |  | 3 | 4 |  | Box |  |  | - | 8mm ~ 9mm | 5.0mm | Push In, Spring | 400V | - | 12-28 AWG | 0.08-2.5mm² | 20000 | https://www.unikeyic.com/media/datasheet/bb/83/85b0/bb/01611cc93b319ab19c0db2108580a170.pdf | https://www.unikeyic.com/products/din-rail-terminal-blocks/280-572-281-411/25239762.html
280-572/281-420 | WAGO | 50: 16.5321 250: 16.2959 500: 15.5874 |  |  | Gray | 20 A |  |  | - | Diode, LED |  | - |  |  |  |  | Polyamide (PA66), Nylon 6/6 | UL94 V-0 | Not Applicable |  |  | 3 | 4 |  | Box | 15522251 |  | - | 8mm ~ 9mm | 5.0mm | Push In, Spring | - | - | 12-28 AWG | 0.08-2.5mm² | 20000 | https://www.unikeyic.com/media/about_us/Unikey_ISO_9001_Certification.pdf | https://www.unikeyic.com/products/din-rail-terminal-blocks/280-572-281-420/35012923.html
280-580 | WAGO | 1: 5.635 |  | 280 | Gray | 20 A |  |  | Open | - |  | - |  |  |  |  | Polyamide (PA66), Nylon 6/6 | - | 1 (Unlimited) |  |  | 4 | 6 |  | Bulk |  |  | - | 8mm ~ 9mm | 5.0mm | Push In, Spring | 400V | - | 12-28 AWG | 0.08-2.5mm² | 45 | https://www.unikeyic.com/media/about_us/Unikey_ISO_9001_Certification.pdf | https://www.unikeyic.com/products/din-rail-terminal-blocks/280-580/13118780.html
280-584 | WAGO | 1: 14.6091 10: 10.3824 25: 9.2063 50: 8.4981 100: 7.9267 250: 7.3467 500: 7.0154 1,000: 6.7573 |  |  | Gray | 20 A |  |  | - | - |  | - |  |  |  |  | Polyamide (PA66), Nylon 6/6 | UL94 V-0 | Not Applicable |  |  | 2 | 2 |  | Box |  |  | - | 8mm ~ 9mm | 5.0mm | Push In, Spring | 400V | - | 12-28 AWG | 0.08-2.5mm² | 2 | https://www.unikeyic.com/media/about_us/Unikey_ISO_9001_Certification.pdf | https://www.unikeyic.com/products/din-rail-terminal-blocks/280-584/24683660.html
280-587 | WAGO | 1: 14.6988 10: 10.4512 25: 9.2681 50: 8.5562 100: 7.9816 250: 7.3984 500: 7.0654 1,000: 6.8059 | 4-CONDUCTOR SENSOR SUPPLY TERMIN |  | Gray | 20 A |  |  | - | - |  | - |  |  |  |  | Polyamide (PA66), Nylon 6/6 | UL94 V-0 | Not Applicable |  |  | 2 | 2 |  | Box |  |  | - | 8mm ~ 9mm | 6.0mm | Push In, Spring | 400V | - | 12-28 AWG | 0.08-2.5mm² | 14 | https://www.unikeyic.com/media/about_us/Unikey_ISO_9001_Certification.pdf | https://www.unikeyic.com/products/din-rail-terminal-blocks/280-587/34791480.html
280-588/280-320 | WAGO | 50: 6.1198 250: 6.0323 500: 5.7701 |  |  | Gray | 6.3 A |  |  | Component Plug | - |  | - |  |  |  |  | Polyamide (PA66), Nylon 6/6 | UL94 V-0 | Not Applicable |  |  | 4 | 6 |  | Box | 15580821 |  | - | 8mm ~ 9mm | 6.0mm | Push In, Spring | 125V | - | 12-28 AWG | 0.08-2.5mm² | 20000 | https://www.unikeyic.com/media/datasheet/3a/b1/8527/3a/278942d2273a6fe1c273f37181446eb1.pdf | https://www.unikeyic.com/products/din-rail-terminal-blocks/280-588-280-320/863753.html
280-593 | WAGO | 10: 4.6439 50: 4.5775 100: 4.3785 |  |  | Gray | 20 A |  |  | - | - |  | - |  |  |  |  | Polyamide (PA66), Nylon 6/6 | UL94 V-0 | Not Applicable |  |  | 2; 1 Grounded | 3 |  | Box |  |  | - | 8mm ~ 9mm | 5.0mm | Push In, Spring | 400V | - | 12-28 AWG | 0.08-2.5mm² | 20000 | https://www.unikeyic.com/media/about_us/Unikey_ISO_9001_Certification.pdf | https://www.unikeyic.com/products/din-rail-terminal-blocks/280-593/9843549.html
280-597 | WAGO | 40: 12.3236 400: 11.8497 4,000: 11.3757 |  |  | Gray |  |  |  | - | - |  | - |  |  |  |  | Polyamide (PA66), Nylon 6/6 | UL94 V-0 | Not Applicable |  |  | 3; Connected | 6 |  | Box |  |  | - | 8mm ~ 9mm | 5.0mm | Push In, Spring | - | - | 12-28 AWG | 0.08-2.5mm² | 80 | https://www.unikeyic.com/media/about_us/Unikey_ISO_9001_Certification.pdf | https://www.unikeyic.com/products/din-rail-terminal-blocks/280-597/27786727.html
280-607 | WAGO | 100: 3.8566 200: 3.7083 300: 3.6193 | 2-Conductor Ground Terminal Block | 280 | Green, Yellow |  |  |  | - | - |  | - |  |  |  |  | Polyamide (PA66), Nylon 6/6 | - | 1 (Unlimited) |  |  | 1 | 2 |  | Bulk |  |  | - | 8mm ~ 9mm | 5.0mm | Push In, Spring | - | - | 12-28 AWG | 0.08-2.5mm² | 1000 | https://www.unikeyic.com/media/about_us/Unikey_ISO_9001_Certification.pdf | https://www.unikeyic.com/products/din-rail-terminal-blocks/280-607/17934796.html
280-613/281-410 | WAGO |  | Component terminal block - 2-conductor - with diode 1N4007 - anode, left side - for DIN-rail 35 x 15 and 35 x 7.5 - 2.5 mm² - CAGE CLAMP® - 2,50 mm² - gray |  | Gray | 500 mA |  |  | - | Diode |  | - |  |  |  |  | Polyamide (PA66), Nylon 6/6 | UL94 V-0 | Not Applicable |  |  | 1 | 2 |  | Box | 15538161 |  | - | 8mm ~ 9mm | 5.0mm | Push In, Spring | - | - | 14-28 AWG | 0.08-2.5mm² |  | https://www.unikeyic.com/media/datasheet/41/46/2484/41/3fde7ea897abfb19329656a7d174536d.pdf | https://www.unikeyic.com/products/din-rail-terminal-blocks/280-613-281-410/32699306.html
280-613/281-411 | WAGO | 10: 17.402 30: 15.239 50: 14.4517 100: 13.5719 250: 12.6864 500: 12.1838 | COMPONENT TERMINAL BLOCK, 2-COND |  | Gray | 500 mA |  |  | - | Diode |  | - |  |  |  |  | Polyamide (PA66), Nylon 6/6 | UL94 V-0 | Not Applicable |  |  | 1 | 2 |  | Box | 15569409 |  | - | 8mm ~ 9mm | 5.0mm | Push In, Spring | - | - | 14-28 AWG | 0.08-2.5mm² | 34 | https://www.unikeyic.com/media/datasheet/5e/f7/8b94/5e/7bc0113e0818e545181cc35720e2ad9f.pdf | https://www.unikeyic.com/products/din-rail-terminal-blocks/280-613-281-411/10792875.html
280-614 | WAGO | 50: 2.7813 250: 2.7416 500: 2.6224 |  |  | Blue | 10 A |  |  | Disconnect Tab | - |  | - |  |  |  |  | Polyamide (PA66), Nylon 6/6 | UL94 V-0 | Not Applicable |  |  | 1 | 2 |  | Box |  |  | - | 8mm ~ 9mm | 5.0mm | Push In, Spring | 400V | - | 12-28 AWG | 0.08-2.5mm² | 20000 | https://www.unikeyic.com/media/datasheet/ed/bb/269b/ed/2f7837f9690b72e60347600ea38c639f.pdf | https://www.unikeyic.com/products/din-rail-terminal-blocks/280-614/2798972.html
280-633 | WAGO | 25: 2.0964 100: 1.8585 |  | 280 | Gray | 20 A |  |  | - | - |  | - |  |  |  |  | Polyamide (PA66), Nylon 6/6 | - | 1 (Unlimited) |  |  | 1 | 4 |  | Bulk | 13549462 |  | - | 8mm ~ 9mm | 5.0mm | Push In, Spring | 800V | - | 12-28 AWG | 0.08-2.5mm² | 121 | https://www.unikeyic.com/media/datasheet/ab/db/2f7f/ab/0a370c8fa2d3a18e22b0a8938b336348.pdf | https://www.unikeyic.com/products/din-rail-terminal-blocks/280-633/25037418.html
280-641 | WAGO | 100: 0.6756 200: 0.6496 300: 0.634 | Phoenix Contact Straight Terminal Block, 280 Series, Single Layer, Gray, Clamp Termination, 24A | 280 | Gray | 24 A |  |  | - | - |  | - |  |  |  |  | Polyamide (PA66), Nylon 6/6 | - | 1 (Unlimited) |  |  | 1 | 3 |  | Bulk |  |  | - | 8mm ~ 9mm | 5.0mm | Push In, Spring | 800V | - | 12-28 AWG | 0.08-2.5mm² | 1000 | https://www.unikeyic.com/media/datasheet/33/f9/c417/33/b52d701551b32756c3eaa67fd4ec78e8.pdf | https://www.unikeyic.com/products/din-rail-terminal-blocks/280-641/24328087.html
280-646 | WAGO | 100: 0.9728 200: 0.9354 300: 0.913 | Conn Terminal Block 4 POS Spring Clamp T DIN Rail 24A CAGE CLAMP® Box | 280 | Gray | 24 A |  |  | - | - |  | - |  |  |  |  | Polyamide (PA66), Nylon 6/6 | - | 1 (Unlimited) |  |  | 1 | 4 |  | Bulk | 13230593 |  | - | 8mm ~ 9mm | 5.0mm | Push In, Spring | 800V | - | 12-28 AWG | 0.08-2.5mm² | 1000 | https://www.unikeyic.com/media/datasheet/78/8f/7f73/78/a39cf7c851823d35f338dcb5a3229d06.pdf | https://www.unikeyic.com/products/din-rail-terminal-blocks/280-646/4161508.html
280-649 | WAGO | 50: 3.9475 250: 3.8911 500: 3.7219 |  |  | Gray | 10 A |  |  | Switch, Knife | - |  | - |  |  |  |  | Polyamide (PA66), Nylon 6/6 | UL94 V-0 | Not Applicable |  |  | 1 | 4 |  | Box |  |  | - | 8mm ~ 9mm | 5.0mm | Push In, Spring | 400V | - | 12-28 AWG | 0.08-2.5mm² | 20000 | https://www.unikeyic.com/media/about_us/Unikey_ISO_9001_Certification.pdf | https://www.unikeyic.com/products/din-rail-terminal-blocks/280-649/26449496.html
280-650 | WAGO | 10: 1.1059 50: 1.0585 100: 1.0269 |  |  | Orange | 24 A |  |  | - | - |  | - |  |  |  |  | Polyamide (PA66), Nylon 6/6 | UL94 V-0 | Not Applicable |  |  | 1 | 3 |  | Box |  |  | - | 8mm ~ 9mm | 5.0mm | Push In, Spring | 800V | - | 12-28 AWG | 0.08-2.5mm² | 1500 | https://www.unikeyic.com/media/datasheet/0a/62/3b69/0a/0beed6db5fccbae4445723951f1079ce.pdf | https://www.unikeyic.com/products/din-rail-terminal-blocks/280-650/440171.html
280-653 | WAGO | 100: 0.9632 200: 0.9261 300: 0.9039 |  | 280 | Red | 24 A |  |  | - | - |  | - |  |  |  |  | Polyamide (PA66), Nylon 6/6 | - | 1 (Unlimited) |  |  | 1 | 3 |  | Bulk |  |  | - | 8mm ~ 9mm | 5.0mm | Push In, Spring | 800V | - | 12-28 AWG | 0.08-2.5mm² | 1000 | https://www.unikeyic.com/media/datasheet/02/5b/2755/02/9e4e20e08a9acfb7a8eb61856c33ad9d.pdf | https://www.unikeyic.com/products/din-rail-terminal-blocks/280-653/4932767.html
280-655/281-411 | WAGO | 1: 4.0719 |  |  | Gray | 500 mA |  |  | - | Diode |  | - |  |  |  |  | Polyamide (PA66), Nylon 6/6 | UL94 V-0 | Not Applicable |  |  | 1 | 4 |  | Box | 15538473 |  | - | 8mm ~ 9mm | 5.0mm | Push In, Spring | - | - | 14-28 AWG | 0.08-2.5mm² | 39 | https://www.unikeyic.com/media/about_us/Unikey_ISO_9001_Certification.pdf | https://www.unikeyic.com/products/din-rail-terminal-blocks/280-655-281-411/23708729.html
280-672 | WAGO | 1: 7.1064 10: 5.0371 25: 4.4263 50: 4.05 100: 3.742 250: 3.425 500: 3.242 1,000: 3.0984 | Conn Terminal Block 3 POS DIN Rail 24A Box |  | Yellow | 24 A |  |  | - | - |  | - |  |  |  |  | Polyamide (PA66), Nylon 6/6 | UL94 V-0 | Not Applicable |  |  | 1 | 4 |  | Box | 15556704 |  | - | 8mm ~ 9mm | 5.0mm | Push In, Spring | 800V | - | 12-28 AWG | 0.08-2.5mm² | 3 | https://www.unikeyic.com/media/about_us/Unikey_ISO_9001_Certification.pdf | https://www.unikeyic.com/products/din-rail-terminal-blocks/280-672/24636739.html
280-684 | WAGO | 100: 0.8879 200: 0.8538 300: 0.8333 | Terminal block, 280series, 3road, Push-in termination, 28 → 12 AWGwire_gauge, 24A | 280 | Blue | 24 A |  |  | - | - |  | - |  |  |  |  | Polyamide (PA66), Nylon 6/6 | - | 1 (Unlimited) |  |  | 1 | 3 |  | Bulk |  |  | - | 8mm ~ 9mm | 5.0mm | Push In, Spring | 800V | - | 12-28 AWG | 0.08-2.5mm² | 1000 | https://www.unikeyic.com/media/datasheet/6c/70/16f3/6c/c3c3865b4e9acd17a13f36d1fa549484.pdf | https://www.unikeyic.com/products/din-rail-terminal-blocks/280-684/14445511.html
280-686 | WAGO | 1: 12.528 10: 8.896 25: 7.8715 50: 7.252 100: 6.7504 250: 6.2402 500: 5.9481 1,000: 5.7202 | 4-CONDUCTOR CARRIER TERMINAL BLO |  | Gray | 10 A |  |  | - | - |  | - |  |  |  |  | Polyamide (PA66), Nylon 6/6 | UL94 V-0 | Not Applicable |  |  | 1 | 4 |  | Box | 15538330 |  | - | 8mm ~ 9mm | 5.0mm | Push In, Spring | 400V | - | 12-28 AWG | 0.08-2.5mm² | 5 | https://www.unikeyic.com/media/about_us/Unikey_ISO_9001_Certification.pdf | https://www.unikeyic.com/products/din-rail-terminal-blocks/280-686/32507755.html
280-809/281-413 | WAGO | 100: 7.2186 1,000: 6.941 10,000: 6.6633 | Conn LED Terminal Block 4 POS Spring Clamp DIN Rail 0.025A Box |  | Gray | 25 mA |  |  | - | LED, Resistor |  | - |  |  |  |  | Polyamide (PA66), Nylon 6/6 | UL94 V-0 | Not Applicable |  |  | 1 | 4 |  | Box |  |  | - | 8mm ~ 9mm | 5.0mm | Push In, Spring | - | - | 14-28 AWG | 0.08-2.5mm² | 400 | https://www.unikeyic.com/media/datasheet/44/d1/9cfe/44/97ebb96c479f199ccd81b7d5b0d1b9c9.pdf | https://www.unikeyic.com/products/din-rail-terminal-blocks/280-809-281-413/27006378.html
280-809/281-434 | WAGO | 100: 6.7746 500: 6.6778 1,000: 6.3874 |  |  | Gray | 25 mA |  |  | - | LED, Resistor |  | - |  |  |  |  | Polyamide (PA66), Nylon 6/6 | UL94 V-0 | Not Applicable |  |  | 1 | 4 |  | Box | 15581837 |  | - | 8mm ~ 9mm | 5.0mm | Push In, Spring | - | - | 14-28 AWG | 0.08-2.5mm² | 20000 | https://www.unikeyic.com/media/about_us/Unikey_ISO_9001_Certification.pdf | https://www.unikeyic.com/products/din-rail-terminal-blocks/280-809-281-434/29579936.html
280-816 | WAGO | 1: 1.8501 5: 1.7179 10: 1.6122 | Conn Terminal Block 4 POS DIN Rail 10A Box |  | Gray | 10 A |  |  | - | - |  | - |  |  |  |  | Polyamide (PA66), Nylon 6/6 | UL94 V-0 | Not Applicable |  |  | 1 | 4 |  | Box |  |  | - | 8mm ~ 9mm | 5.0mm | Push In, Spring | 400V | - | 12-28 AWG | 0.08-2.5mm² | 16 | https://www.unikeyic.com/media/about_us/Unikey_ISO_9001_Certification.pdf | https://www.unikeyic.com/products/din-rail-terminal-blocks/280-816/721409.html
280-826 | WAGO | 1: 5.8806 10: 5.175 100: 5.175 250: 5.0809 500: 5.0809 1,000: 5.0809 | Wanke Terminal block, 280series, double layer, grey, Cage Spring Clamp Termination |  | Gray | 24 A |  |  | - | - |  | - |  |  |  |  | Polyamide (PA66), Nylon 6/6 | UL94 V-0 | Not Applicable |  |  | 1 | 4 |  | Box |  |  | - | 8mm ~ 9mm | 5.0mm | Push In, Spring | 800V | - | 12-28 AWG | 0.08-2.5mm² | 64 | https://www.unikeyic.com/media/datasheet/3a/c2/1a28/3a/49f49f6947f3ec7eeba30b801743c394.pdf | https://www.unikeyic.com/products/din-rail-terminal-blocks/280-826/8458741.html
280-829 | WAGO | 1: 18.3492 10: 13.0702 25: 11.629 50: 10.7665 100: 10.0733 250: 9.3723 500: 8.9731 1,000: 8.6627 |  |  | Gray | 10 A |  |  | Switch, Knife | - |  | - |  |  |  |  | Polyamide (PA66), Nylon 6/6 | UL94 V-0 | Not Applicable |  |  | 1 | 4 |  | Box |  |  | - | 8mm ~ 9mm | 5.0mm | Push In, Spring | 400V | - | 12-28 AWG | 0.08-2.5mm² | 1 | https://www.unikeyic.com/media/datasheet/62/66/04e5/62/5c81658e9bd08089b3ffd0d8c6e9f9ef.pdf | https://www.unikeyic.com/products/din-rail-terminal-blocks/280-829/2286030.html
280-833 | WAGO | 200: 0.6991 600: 0.6712 | Wanke Straight-through terminal block , 280series, grey, Clamp termination, 20A | 280 | Gray | 20 A |  |  | - | - |  | - |  |  |  |  | Polyamide (PA66), Nylon 6/6 | - | 1 (Unlimited) |  |  | 1 | 4 |  | Bulk |  |  | - | 8mm ~ 9mm | 5.0mm | Push In, Spring | 800V | - | 12-28 AWG | 0.08-2.5mm² |  | https://www.unikeyic.com/media/datasheet/e1/02/9e1c/e1029e1c95fdd73ca146286258a98aa3.pdf | https://www.unikeyic.com/products/din-rail-terminal-blocks/280-833/6673872.html
280-835 | WAGO | 100: 1.1253 200: 1.0821 300: 1.0561 |  |  | Orange | 20 A |  |  | - | - |  | - |  |  |  |  | Polyamide (PA66), Nylon 6/6 | UL94 V-0 | Not Applicable |  |  | 1 | 4 |  | Box | 15520653 |  | - | 8mm ~ 9mm | 5.0mm | Push In, Spring | 800V | - | 12-28 AWG | 0.08-2.5mm² | 1000 | https://www.unikeyic.com/media/datasheet/31/7d/c7f7/31/79bb1a6fd6d2e89847f32bcfb1f246df.pdf | https://www.unikeyic.com/products/din-rail-terminal-blocks/280-835/12371916.html
280-837/999-950 | WAGO | 2: 37.18 10: 28.2852 25: 25.41 50: 24.6015 100: 24.4755 250: 24.36 | 4-conductor ground terminal block - 2.5 mm² - suitable for Ex e II applications - center marking - for DIN-rail 35 x 15 and 35 x 7.5 - CAGE CLAMP® - 2,50 mm² - green-yellow |  | Green, Yellow |  |  |  | - | - |  | - |  |  |  |  | Polyamide (PA66), Nylon 6/6 | UL94 V-0 | Not Applicable |  |  | 1 | 4 |  | Box |  |  | - | 8mm ~ 9mm | 5.0mm | Push In, Spring | - | - | 12-28 AWG | 0.08-2.5mm² | 30 | https://www.unikeyic.com/media/datasheet/83/da/28e8/83/47603fa1e898ffb404e1db88a119945a.pdf | https://www.unikeyic.com/products/din-rail-terminal-blocks/280-837-999-950/20203309.html
280-839 | WAGO | 1: 14.6016 10: 10.3766 25: 9.2012 50: 8.4933 100: 7.9223 250: 7.3426 500: 7.0115 1,000: 6.7535 | 4-CONDUCTOR DISCONNECT TERMINAL |  | Blue | 10 A |  |  | Disconnect Tab | - |  | - |  |  |  |  | Polyamide (PA66), Nylon 6/6 | UL94 V-0 | Not Applicable |  |  | 1 | 4 |  | Box |  |  | - | 8mm ~ 9mm | 5.0mm | Push In, Spring | 400V | - | 12-28 AWG | 0.08-2.5mm² | 5 | https://www.unikeyic.com/media/about_us/Unikey_ISO_9001_Certification.pdf | https://www.unikeyic.com/products/din-rail-terminal-blocks/280-839/13870097.html
280-880 | WAGO | 50: 3.6087 250: 3.5571 500: 3.4025 |  |  | Orange | 16 A |  |  | Switch, Knife | - |  | - |  |  |  |  | Polyamide (PA66), Nylon 6/6 | UL94 V-0 | Not Applicable |  |  | 1 | 2 |  | Box |  |  | - | 8mm ~ 9mm | 5.0mm | Push In, Spring | 250V | - | 12-28 AWG | 0.08-2.5mm² | 20000 | https://www.unikeyic.com/media/about_us/Unikey_ISO_9001_Certification.pdf | https://www.unikeyic.com/products/din-rail-terminal-blocks/280-880/25652288.html
280-902 | WAGO | 10: 0.5841 50: 0.5591 100: 0.5424 | Phoenix Contact DIN Rail Terminal Block, 280 Series, Orange, Clamp Termination, 24A |  | Orange | 24 A |  |  | - | - |  | - |  |  |  |  | Polyamide (PA66), Nylon 6/6 | UL94 V-0 | Not Applicable |  |  | 1 | 2 |  | Box |  |  | - | 8mm ~ 9mm | 5.0mm | Push In, Spring | 800V | - | 12-28 AWG | 0.08-2.5mm² | 1500 | https://www.unikeyic.com/media/datasheet/b2/75/5d05/b2/2a11458ce5a0fdebb3df36274b065bac.pdf | https://www.unikeyic.com/products/din-rail-terminal-blocks/280-902/19661336.html
280-903 | WAGO | 100: 0.4652 200: 0.4473 300: 0.4366 | Terminal Block Connector 2 POS ST DIN Rail 24A Box |  | Red | 24 A |  |  | - | - |  | - |  |  |  |  | Polyamide (PA66), Nylon 6/6 | UL94 V-0 | Not Applicable |  |  | 1 | 2 |  | Box |  |  | - | 8mm ~ 9mm | 5.0mm | Push In, Spring | 800V | - | 12-28 AWG | 0.08-2.5mm² | 1000 | https://www.unikeyic.com/media/datasheet/c6/80/41e4/c6/248bfbcdd6b373429b75c298423a6a1d.pdf | https://www.unikeyic.com/products/din-rail-terminal-blocks/280-903/12214367.html
280-912 | WAGO | 1: 5.5048 10: 4.8442 100: 4.8442 250: 4.7561 500: 4.7561 1,000: 4.7561 | TERMINAL BLOCK, DIN RAIL, 2POS, 12AWG; |  | Gray | 10 A |  |  | Disconnect Tab | - |  | - |  |  |  |  | Polyamide (PA66), Nylon 6/6 | UL94 V-0 | Not Applicable |  |  | 1 | 2 |  | Box |  |  | - | 8mm ~ 9mm | 5.0mm | Push In, Spring | 400V | - | 12-28 AWG | 0.08-2.5mm² | 6 | https://www.unikeyic.com/media/datasheet/b1/bb/bbe5/b1/a71b514276266bd7a4e6c88e7f280044.pdf | https://www.unikeyic.com/products/din-rail-terminal-blocks/280-912/11441859.html
280-915/281-410 | WAGO | 1: 18.738 10: 13.3574 25: 11.8882 50: 11.0095 100: 10.3035 250: 9.5901 500: 9.1839 1,000: 8.868 | Conn Diode Terminal Block 2 POS Spring Clamp DIN Rail 0.5A Box |  | Gray | 500 mA |  |  | - | Diode |  | - |  |  |  |  | Polyamide (PA66), Nylon 6/6 | UL94 V-0 | Not Applicable |  |  | 1 | 2 |  | Box |  |  | - | 8mm ~ 9mm | 5.0mm | Push In, Spring | - | - | 14-28 AWG | 0.08-2.5mm² | 42 | https://www.unikeyic.com/media/about_us/Unikey_ISO_9001_Certification.pdf | https://www.unikeyic.com/products/din-rail-terminal-blocks/280-915-281-410/2420168.html
280-915/281-411 | WAGO | 100: 3.6419 500: 3.5899 1,000: 3.4338 |  |  | Gray | 500 mA |  |  | - | Diode |  | - |  |  |  |  | Polyamide (PA66), Nylon 6/6 | UL94 V-0 | Not Applicable |  |  | 1 | 2 |  | Box | 15592900 |  | - | 8mm ~ 9mm | 5.0mm | Push In, Spring | - | - | 14-28 AWG | 0.08-2.5mm² | 20000 | https://www.unikeyic.com/media/about_us/Unikey_ISO_9001_Certification.pdf | https://www.unikeyic.com/products/din-rail-terminal-blocks/280-915-281-411/6659601.html
280-940/281-410 | WAGO | 1: 5.4047 5: 5.0186 10: 4.7098 |  |  | Gray | 500 mA |  |  | - | Diode |  | - |  |  |  |  | Polyamide (PA66), Nylon 6/6 | UL94 V-0 | Not Applicable |  |  | 2; Connected | 4 |  | Box |  |  | - | 8mm ~ 9mm | 5.0mm | Push In, Spring | - | - | 14-28 AWG | 0.08-2.5mm² | 300 | https://www.unikeyic.com/media/about_us/Unikey_ISO_9001_Certification.pdf | https://www.unikeyic.com/products/din-rail-terminal-blocks/280-940-281-410/16112519.html
280-940/281-411 | WAGO | 1: 33.3585 10: 24.0131 25: 21.5705 50: 20.1299 100: 18.9836 250: 17.8344 500: 17.1845 |  |  | Gray | 500 mA |  |  | - | Diode |  | - |  |  |  |  | Polyamide (PA66), Nylon 6/6 | UL94 V-0 | Not Applicable |  |  | 2; Connected | 4 |  | Box | 15540247 |  | - | 8mm ~ 9mm | 5.0mm | Push In, Spring | - | - | 14-28 AWG | 0.08-2.5mm² | 3 | https://www.unikeyic.com/media/about_us/Unikey_ISO_9001_Certification.pdf | https://www.unikeyic.com/products/din-rail-terminal-blocks/280-940-281-411/942790.html
280-993 | WAGO | 1: 7.0345 10: 4.9859 25: 4.3803 50: 4.0077 100: 3.7025 250: 3.3882 500: 3.2067 1,000: 3.0642 |  |  | Gray | 22 A |  |  | - | - |  | - |  |  |  |  | Polyamide (PA66), Nylon 6/6 | UL94 V-0 | Not Applicable |  |  | 1 | 3 |  | Box | 15527172 |  | - | 8mm ~ 9mm | 5.0mm | Push In, Spring | 550V | - | 12-28 AWG | 0.08-2.5mm² | 5 | https://www.unikeyic.com/media/about_us/Unikey_ISO_9001_Certification.pdf | https://www.unikeyic.com/products/din-rail-terminal-blocks/280-993/32185255.html
280-996 | WAGO | 100: 1.4011 500: 1.381 1,000: 1.321 |  |  | Gray | 23 A |  |  | - | - |  | - |  |  |  |  | Polyamide (PA66), Nylon 6/6 | UL94 V-0 | Not Applicable |  |  | 1 | 4 |  | Box |  |  | - | 8mm ~ 9mm | 5.0mm | Push In, Spring | 550V | - | 12-28 AWG | 0.08-2.5mm² | 20000 | https://www.unikeyic.com/media/about_us/Unikey_ISO_9001_Certification.pdf | https://www.unikeyic.com/products/din-rail-terminal-blocks/280-996/19167682.html
280-999 | WAGO | 100: 1.7066 500: 1.6823 1,000: 1.6091 |  |  | Gray | 20 A |  |  | - | - |  | - |  |  |  |  | Polyamide (PA66), Nylon 6/6 | UL94 V-0 | Not Applicable |  |  | 1 | 4 |  | Box |  |  | - | 8mm ~ 9mm | 5.0mm | Push In, Spring | 550V | - | 12-28 AWG | 0.08-2.5mm² | 20000 | https://www.unikeyic.com/media/about_us/Unikey_ISO_9001_Certification.pdf | https://www.unikeyic.com/products/din-rail-terminal-blocks/280-999/28186567.html
2800004 | PHOENIX CONTACT | 9: 19.69 21: 18.898 | Phoenix,UKK5-MTK-P/P,Knife switch disconnecting terminal block,Phoenix Knife switch disconnecting terminal, UKK 5-MTK-P/Pseries, double layer, grey, screw termination, 26A |  | Gray | 26 A |  |  | Switch, Knife | - |  | - |  |  |  |  | Polyamide (PA), Nylon | UL94 V-2 | 1 (Unlimited) |  |  | 2 | 4 |  | Bulk | 349511 |  | CLIPLINE UKK | 8mm | 6.2mm | Screw | 400V | 300V | 12-26 AWG | 0.2-4mm² | 22 | https://www.unikeyic.com/media/datasheet/6a/8d/91fd/6a8d91fd3727a2ec0aa8d19f1ba6d6b8.pdf | https://www.unikeyic.com/products/din-rail-terminal-blocks/2800004/8416397.html
2800020 | PHOENIX CONTACT | 50: 24.9763 500: 24.4449 | Phoenix,UKK5-MTK-P/P-LA24RD/O-U,Knife switch disconnecting terminal block, |  |  |  |  | 2800020 PHOENIX CONTACT | [7 empty] | 80mm(Length)*6.1mm(width) |  |  |  | threaded mounting | [15 empty] | 5000 | https://www.unikeyic.com/media/datasheet/7c/62/9d23/7c629d231972f1e7ac4897d701e556ae.pdf | https://www.unikeyic.com/products/din-rail-terminal-blocks/2800020/4139544.html
281-107 | WAGO | 10: 4.4901 100: 4.0441 | Conn Terminal Block F 2 POS ST DIN Rail 24A Box |  | Green, Yellow |  |  |  | - | - |  | - |  |  |  |  | Polyamide (PA66), Nylon 6/6 | UL94 V-0 | Not Applicable |  |  | 1 | 2 |  | Box | 15601937 |  | - | 9mm ~ 10mm | 6.0mm | Push In, Spring | - | - | 12-28 AWG | 0.08-4mm² | 40 | https://www.unikeyic.com/media/datasheet/f5/4d/1b8c/f5/2d72a392ca0144ef6895e86917590e8f.pdf | https://www.unikeyic.com/products/din-rail-terminal-blocks/281-107/17960741.html
281-530 | WAGO | 1: 15.3726 10: 14.8235 100: 14.8235 250: 14.8235 500: 14.8235 1,000: 14.8235 | Conn Terminal Block 7 POS T DIN Rail 25A Box |  | Gray | 25 A |  |  | - | - |  | - |  |  |  |  | Polyamide (PA66), Nylon 6/6 | UL94 V-0 | Not Applicable |  |  | 4 | 7 |  | Box | 15522079 |  | - | 8mm ~ 9mm | 6.0mm | Push In, Spring | 400V | - | 12-28 AWG | 0.08-4mm² | 27 | https://www.unikeyic.com/media/datasheet/b0/78/f867/b0/94d502eddb06bde86bfd11188d2b1c00.pdf | https://www.unikeyic.com/products/din-rail-terminal-blocks/281-530/23938417.html
281-601 | WAGO | 1: 3.2616 10: 2.9224 100: 2.8702 250: 2.818 500: 2.818 1,000: 2.818 | Terminal Block Connector 2 POS T DIN Rail 32A Box | 281 | Gray | 32 A |  |  | - | - |  | - |  |  |  |  | Polyamide (PA66), Nylon 6/6 | - | 1 (Unlimited) |  |  | 1 | 2 |  | Bulk |  |  | - | 9mm ~ 10mm | 6.0mm | Push In, Spring | 800V | - | 12-28 AWG | 0.08-4mm² | 287 | https://www.unikeyic.com/media/datasheet/1b/2b/3234/1b/ac579c32baab55dd5e272fbb25e07911.pdf | https://www.unikeyic.com/products/din-rail-terminal-blocks/281-601/15384575.html
281-603/281-410 | WAGO | 100: 7.4896 500: 7.3826 1,000: 7.0617 |  |  | Gray | 500 mA |  |  | - | Diode |  | - |  |  |  |  | Polyamide (PA66), Nylon 6/6 | UL94 V-0 | Not Applicable |  |  | 1 | 2 |  | Box |  |  | - | 9mm ~ 10mm | 6.0mm | Push In, Spring | - | - | 12-28 AWG | 0.08-4mm² | 20000 | https://www.unikeyic.com/media/about_us/Unikey_ISO_9001_Certification.pdf | https://www.unikeyic.com/products/din-rail-terminal-blocks/281-603-281-410/227175.html
281-611 | WAGO | 1: 2.511 10: 2.1247 100: 1.9729 | Phoenix Contact 281 Series Disconnect Terminal Block, Single Layer, Gray, Clamped Termination, 10A | 281 | Gray | 10 A |  |  | Fuse | - |  | 5mm x 20mm |  |  |  |  | Polyamide (PA66), Nylon 6/6 | - | 1 (Unlimited) |  |  | 1 | 2 |  | Bulk |  |  | - | 9mm ~ 10mm | 8.0mm | Push In, Spring | 800V | - | 12-28 AWG | 0.08-4mm² |  | https://www.unikeyic.com/media/datasheet/c5/88/a76f/c588a76f6cae2f555ca752cfb6b91322.pdf | https://www.unikeyic.com/products/din-rail-terminal-blocks/281-611/24298523.html
281-612/281-417 | WAGO | 50: 13.0544 250: 12.8679 500: 12.3084 |  |  | Gray | 10 A |  |  | Fuse | Neon Lamp |  | - |  |  |  |  | Polyamide (PA66), Nylon 6/6 | UL94 V-0 | Not Applicable |  |  | 1 | 2 |  | Box | 15552127 |  | - | 9mm ~ 10mm | 8.0mm | Push In, Spring | 800V | - | 12-28 AWG | 0.08-4mm² | 20000 | https://www.unikeyic.com/media/about_us/Unikey_ISO_9001_Certification.pdf | https://www.unikeyic.com/products/din-rail-terminal-blocks/281-612-281-417/698365.html
281-613 | WAGO | 50: 4.3691 100: 4.2962 150: 4.187 200: 4.1142 |  |  | Gray | 10 A |  |  | Fuse | - |  | 1" x 1/4" |  |  |  |  | Polyamide (PA66), Nylon 6/6 | UL94 V-0 | Not Applicable |  |  | 1 | 2 |  | Box |  |  | - | 9mm ~ 10mm | 10.0mm | Push In, Spring | 800V | - | 12-28 AWG | 0.08-4mm² | 550 | https://www.unikeyic.com/media/about_us/Unikey_ISO_9001_Certification.pdf | https://www.unikeyic.com/products/din-rail-terminal-blocks/281-613/25419214.html
281-613/281-418 | WAGO | 50: 14.1499 250: 13.9477 500: 13.3413 |  |  | Gray | 10 A |  |  | Fuse | Neon Lamp |  | 1" x 1/4" |  |  |  |  | Polyamide (PA66), Nylon 6/6 | UL94 V-0 | Not Applicable |  |  | 1 | 2 |  | Box |  |  | - | 9mm ~ 10mm | 10.0mm | Push In, Spring | 800V | - | 12-28 AWG | 0.08-4mm² | 20000 | https://www.unikeyic.com/media/about_us/Unikey_ISO_9001_Certification.pdf | https://www.unikeyic.com/products/din-rail-terminal-blocks/281-613-281-418/1244728.html
281-616 | WAGO | 50: 5.5765 100: 5.362 150: 5.2333 |  |  | Gray | 10 A |  |  | Fuse | - |  | 5mm x 20mm |  |  |  |  | Polyamide (PA66), Nylon 6/6 | UL94 V-0 | Not Applicable |  |  | 1 | 2 |  | Box | 15568262 |  | - | 9mm ~ 10mm | 8.0mm | Push In, Spring | 800V | - | 12-28 AWG | 0.08-4mm² | 500 | https://www.unikeyic.com/media/about_us/Unikey_ISO_9001_Certification.pdf | https://www.unikeyic.com/products/din-rail-terminal-blocks/281-616/31358299.html
281-619 | WAGO | 1: 2.0787 5: 1.9302 10: 1.8115 |  |  | Gray | 26 A |  |  | - | - |  | - |  |  |  |  | Polyamide (PA66), Nylon 6/6 | UL94 V-0 | Not Applicable |  |  | 2 | 4 |  | Box | 15593710 |  | - | 9mm ~ 10mm | 6.0mm | Push In, Spring | 500V | - | 12-28 AWG | 0.08-4mm² | 32 | https://www.unikeyic.com/media/datasheet/2f/45/9809/2f/3d0c8c616a78ef5c50861ad5d96f100c.pdf | https://www.unikeyic.com/products/din-rail-terminal-blocks/281-619/34055027.html
281-622/281-418 | WAGO | 8: 14.443 24: 13.761 | Terminal Block Connector 2 Position Disconnect Gray 12-28 AWG |  | Gray | 10 A |  |  | Fuse | Neon Lamp |  | 5mm x 30mm |  |  |  |  | Polyamide (PA66), Nylon 6/6 | UL94 V-0 | Not Applicable |  |  | 1 | 2 |  | Box |  |  | - | 9mm ~ 10mm | 8.0mm | Push In, Spring | 800V | - | 12-28 AWG | 0.08-4mm² | 63 | https://www.unikeyic.com/media/about_us/Unikey_ISO_9001_Certification.pdf | https://www.unikeyic.com/products/din-rail-terminal-blocks/281-622-281-418/322427.html
281-623/281-418 | WAGO |  | 2-conductor fuse terminal block - with pivoting fuse holder - for glass cartridge fuse 1/4" x 1 1/4" - with blown fuse indication by neon lamp - 120 V - for DIN-rail 35 x 15 and 35 x 7.5 - 4 mm² - CAGE CLAMP® - 4,00 mm² - gray | 281 | Gray | 10 A |  |  | Fuse | - |  | 1 1/4" x 1/4" |  |  |  |  | Polyamide (PA66), Nylon 6/6 | - | 1 (Unlimited) |  |  | 1 | 2 |  | Bulk |  |  | - | 9mm ~ 10mm | 10.0mm | Push In, Spring | 800V | - | 12-28 AWG | 0.08-4mm² |  | https://www.unikeyic.com/media/datasheet/00/b6/ec63/00b6ec63f07d1ea30dafb03ad74394a1.pdf | https://www.unikeyic.com/products/din-rail-terminal-blocks/281-623-281-418/27318534.html
281-623/281-541 | WAGO | 1: 12.7157 10: 11.8075 30: 11.4795 100: 11.1692 | Conn Disconnect Terminal Block 2 POS ST T DIN Rail Box | 281 | Gray | 10 A |  |  | Fuse | LED Indicator |  | 1 1/4" x 1/4" |  |  |  |  | Polyamide (PA66), Nylon 6/6 | - | 1 (Unlimited) |  |  | 1 | 2 |  | Bulk |  |  | - | 9mm ~ 10mm | 10.0mm | Push In, Spring | 800V | - | 12-28 AWG | 0.08-4mm² |  | https://www.unikeyic.com/media/datasheet/a6/a9/071c/d2/202b55c90ad89dea2c6594886a445f1e.pdf | https://www.unikeyic.com/products/din-rail-terminal-blocks/281-623-281-541/9696714.html
281-633/281-410 | WAGO | 50: 8.8207 500: 8.4814 5,000: 8.1422 |  |  | Gray | 500 mA |  |  | - | Diode |  | - |  |  |  |  | Polyamide (PA66), Nylon 6/6 | UL94 V-0 | Not Applicable |  |  | 2 | 4 |  | Box | 15540789 |  | - | 9mm ~ 10mm | 6.0mm | Push In, Spring | - | - | 12-28 AWG | 0.08-4mm² | 100 | https://www.unikeyic.com/media/about_us/Unikey_ISO_9001_Certification.pdf | https://www.unikeyic.com/products/din-rail-terminal-blocks/281-633-281-410/17244068.html
281-633/281-411 | WAGO | 50: 10.5558 250: 10.405 500: 9.9526 |  |  | Gray | 500 mA |  |  | - | Diode |  | - |  |  |  |  | Polyamide (PA66), Nylon 6/6 | UL94 V-0 | Not Applicable |  |  | 2 | 4 |  | Box |  |  | - | 9mm ~ 10mm | 6.0mm | Push In, Spring | - | - | 12-28 AWG | 0.08-4mm² | 20000 | https://www.unikeyic.com/media/about_us/Unikey_ISO_9001_Certification.pdf | https://www.unikeyic.com/products/din-rail-terminal-blocks/281-633-281-411/29469675.html
281-634/281-413 | WAGO | 50: 8.4999 250: 8.3785 500: 8.0142 |  |  | Gray | 25 mA |  |  | - | LED, Resistor |  | - |  |  |  |  | Polyamide (PA66), Nylon 6/6 | UL94 V-0 | Not Applicable |  |  | 2 | 4 |  | Box |  |  | - | 9mm ~ 10mm | 6.0mm | Push In, Spring | - | - | 12-28 AWG | 0.08-4mm² | 20000 | https://www.unikeyic.com/media/about_us/Unikey_ISO_9001_Certification.pdf | https://www.unikeyic.com/products/din-rail-terminal-blocks/281-634-281-413/34312667.html
281-654 | WAGO | 50: 1.3936 100: 1.34 150: 1.3079 | Wanke No fuse DIN Rail terminals, 281series, Blue, Clamp termination, 26A |  | Blue | 26 A |  |  | - | - |  | - |  |  |  |  | Polyamide (PA66), Nylon 6/6 | UL94 V-0 | Not Applicable |  |  | 1 | 4 |  | Box |  |  | - | 9mm ~ 10mm | 6.0mm | Push In, Spring | 800V | - | 12-28 AWG | 0.08-4mm² | 500 | https://www.unikeyic.com/media/datasheet/3b/90/3d00/3b/f9ddb1919805d9bd6e4cd91f485a7749.pdf | https://www.unikeyic.com/products/din-rail-terminal-blocks/281-654/21362868.html
281-665/281-400 | WAGO | 50: 5.3735 250: 5.2967 500: 5.0664 |  |  | Gray | 1.5 A |  |  | - | Diode |  | - |  |  |  |  | Polyamide (PA66), Nylon 6/6 | UL94 V-0 | Not Applicable |  |  | 1 | 4 |  | Box |  |  | - | 9mm ~ 10mm | 6.0mm | Push In, Spring | - | - | 12-28 AWG | 0.08-4mm² | 100 | https://www.unikeyic.com/media/about_us/Unikey_ISO_9001_Certification.pdf | https://www.unikeyic.com/products/din-rail-terminal-blocks/281-665-281-400/22534569.html
281-665/281-401 | WAGO | 1: 30.1922 10: 21.6942 25: 19.4547 50: 18.131 100: 17.0762 250: 16.0175 500: 15.4181 | 4 Location grey 12-28 AWG |  | Gray | 1.5 A |  |  | - | Diode |  | - |  |  |  |  | Polyamide (PA66), Nylon 6/6 | UL94 V-0 | Not Applicable |  |  | 1 | 4 |  | Box | 15587210 |  | - | 9mm ~ 10mm | 6.0mm | Push In, Spring | - | - | 12-28 AWG | 0.08-4mm² | 70 | https://www.unikeyic.com/media/about_us/Unikey_ISO_9001_Certification.pdf | https://www.unikeyic.com/products/din-rail-terminal-blocks/281-665-281-401/10153344.html
281-672 | WAGO | 50: 6.0699 250: 5.9832 500: 5.723 |  |  | Orange | 16 A |  |  | Fuse, Removable Plug | - |  | - |  |  |  |  | Polyamide (PA66), Nylon 6/6 | UL94 V-0 | Not Applicable |  |  | 1 | 2 |  | Box | 15538106 |  | - | 9mm ~ 10mm | 8.0mm | Push In, Spring | 800V | - | 12-28 AWG | 0.08-4mm² | 20000 | https://www.unikeyic.com/media/about_us/Unikey_ISO_9001_Certification.pdf | https://www.unikeyic.com/products/din-rail-terminal-blocks/281-672/2976601.html
281-673/281-400 | WAGO | 50: 6.3172 250: 6.227 500: 5.9563 |  |  | Gray | 1.5 A |  |  | - | Diode |  | - |  |  |  |  | Polyamide (PA66), Nylon 6/6 | UL94 V-0 | Not Applicable |  |  | 1 | 3 |  | Box | 15522737 |  | - | 9mm ~ 10mm | 6.0mm | Push In, Spring | - | - | 12-28 AWG | 0.08-4mm² | 20000 | https://www.unikeyic.com/media/about_us/Unikey_ISO_9001_Certification.pdf | https://www.unikeyic.com/products/din-rail-terminal-blocks/281-673-281-400/20664366.html
281-679 | WAGO | 50: 1.3731 500: 1.3202 5,000: 1.2674 |  |  | Red | 32 A |  |  | - | - |  | - |  |  |  |  | Polyamide (PA66), Nylon 6/6 | UL94 V-0 | Not Applicable |  |  | 1 | 3 |  | Box |  |  | - | 9mm ~ 10mm | 6.0mm | Push In, Spring | 800V | - | 12-28 AWG | 0.08-4mm² | 1161 | https://www.unikeyic.com/media/datasheet/06/63/d62a/06/1de719e437fd30fc2b166243294c07eb.pdf | https://www.unikeyic.com/products/din-rail-terminal-blocks/281-679/10835499.html
281-681 | WAGO | 100: 0.7195 300: 0.6907 | Wanke Rail type terminal block, 281series, 32A | 281 | Gray | 32 A |  |  | - | - |  | - |  |  |  |  | Polyamide (PA66), Nylon 6/6 | - | 1 (Unlimited) |  |  | 1 | 3 |  | Bulk | 13549291 |  | - | 9mm ~ 10mm | 6.0mm | Push In, Spring | 800V | - | 12-28 AWG | 0.08-4mm² |  | https://www.unikeyic.com/media/datasheet/41/4e/4700/414e47004ffa0c0dcc0b29a7d55fb30f.pdf | https://www.unikeyic.com/products/din-rail-terminal-blocks/281-681/34900409.html
281-686 | WAGO | 50: 1.6775 250: 1.6536 500: 1.5817 |  |  | Yellow | 32 A |  |  | - | - |  | - |  |  |  |  | Polyamide (PA66), Nylon 6/6 | UL94 V-0 | Not Applicable |  |  | 1 | 3 |  | Box |  |  | - | 9mm ~ 10mm | 6.0mm | Push In, Spring | 800V | - | 12-28 AWG | 0.08-4mm² | 20000 | https://www.unikeyic.com/media/about_us/Unikey_ISO_9001_Certification.pdf | https://www.unikeyic.com/products/din-rail-terminal-blocks/281-686/34952790.html
281-687 | WAGO | 1: 2.9102 5: 2.7023 10: 2.536 |  | 281 | Green, Yellow |  |  |  | - | - |  | - |  |  |  |  | Polyamide (PA66), Nylon 6/6 | - | 1 (Unlimited) |  |  | 1 | 3 |  | Bulk | 13549596 |  | - | 9mm ~ 10mm | 6.0mm | Push In, Spring | - | - | 12-28 AWG | 0.08-4mm² | 100 | https://www.unikeyic.com/media/datasheet/b6/7f/9b1f/b67f9b1ff787265d357537137a9c802c.pdf | https://www.unikeyic.com/products/din-rail-terminal-blocks/281-687/15289033.html
281-691 | WAGO | 50: 1.3096 250: 1.2909 500: 1.2348 |  |  | Gray | 30 A |  |  | - | - |  | - |  |  |  |  | Polyamide (PA66), Nylon 6/6 | UL94 V-0 | Not Applicable |  |  | 1 | 2 |  | Box |  |  | - | 9mm ~ 10mm | 6.0mm | Push In, Spring | 550V | - | 12-28 AWG | 0.08-4mm² | 20000 | https://www.unikeyic.com/media/about_us/Unikey_ISO_9001_Certification.pdf | https://www.unikeyic.com/products/din-rail-terminal-blocks/281-691/28581001.html
281-901 | WAGO | 50: 0.3804 | Phoenix Contact DIN Rail Terminal Block, 281 Series, 100A | 281 | Gray | 32 A |  |  | - | - |  | - |  |  |  |  | Polyamide (PA66), Nylon 6/6 | - | 1 (Unlimited) |  |  | 1 | 2 |  | Bulk |  |  | - | 9mm ~ 10mm | 6.0mm | Push In, Spring | 800V | - | 12-28 AWG | 0.08-4mm² | 2000 | https://www.unikeyic.com/media/datasheet/1e/3e/94f8/1e3e94f83432336dc7aaaa601c0cff02.pdf | https://www.unikeyic.com/products/din-rail-terminal-blocks/281-901/24937507.html
281-905 | WAGO | 1: 6.4509 10: 4.5774 25: 4.0185 50: 3.6732 100: 3.3897 250: 3.0973 500: 2.9282 1,000: 2.7954 | Feed-Through Terminal Block Connector, 2 POS, Spring Clamp, DIN Rail, 32A, Box |  | Black | 32 A |  |  | - | - |  | - |  |  |  |  | Polyamide (PA66), Nylon 6/6 | UL94 V-0 | Not Applicable |  |  | 1 | 2 |  | Box | 15550181 |  | - | 9mm ~ 10mm | 6.0mm | Push In, Spring | 800V | - | 12-28 AWG | 0.08-4mm² | 15 | https://www.unikeyic.com/media/about_us/Unikey_ISO_9001_Certification.pdf | https://www.unikeyic.com/products/din-rail-terminal-blocks/281-905/30014938.html
281-912 | WAGO | 50: 2.4092 250: 2.3748 500: 2.2716 |  |  | Gray | 10 A |  |  | Disconnect Tab | - |  | - |  |  |  |  | Polyamide (PA66), Nylon 6/6 | UL94 V-0 | Not Applicable |  |  | 1 | 2 |  | Box | 15568539 |  | - | 9mm ~ 10mm | 6.0mm | Push In, Spring | 400V | - | 12-28 AWG | 0.08-4mm² | 20000 | https://www.unikeyic.com/media/datasheet/bb/0c/c01f/bb/1daa2c0e0fc6fb9b836ccd0ea55ae304.pdf | https://www.unikeyic.com/products/din-rail-terminal-blocks/281-912/6627837.html
281-998 | WAGO | 100: 1.6671 500: 1.6433 1,000: 1.5719 |  |  | Gray | 30 A |  |  | - | - |  | - |  |  |  |  | Polyamide (PA66), Nylon 6/6 | UL94 V-0 | Not Applicable |  |  | 1 | 3 |  | Box | 15598282 |  | - | 9mm ~ 10mm | 6.0mm | Push In, Spring | 550V | - | 12-28 AWG | 0.08-4mm² | 20000 | https://www.unikeyic.com/media/about_us/Unikey_ISO_9001_Certification.pdf | https://www.unikeyic.com/products/din-rail-terminal-blocks/281-998/9495624.html
282-101 | WAGO | 5: 0.8315 25: 0.7721 50: 0.7246 | Conn DIN Rail F 2 POS T DIN Rail Box | 282 | Gray | 41 A |  |  | - | - |  | - |  |  |  |  | Polyamide (PA66), Nylon 6/6 | - | 1 (Unlimited) |  |  | 1 | 2 |  | Bulk |  |  | - | 12mm ~ 13mm | 8.0mm | Push In, Spring | 800V | - | 10-24 AWG | 0.2-6mm² | 6 | https://www.unikeyic.com/media/datasheet/7a/17/a1dc/7a17a1dc64592a6f4802eebdbe7dbcd7.pdf | https://www.unikeyic.com/products/din-rail-terminal-blocks/282-101/29689148.html
282-124 | WAGO | 1: 9.5621 5: 8.8791 10: 8.3327 |  |  | Gray | 10 A |  |  | Fuse | Neon Lamp |  | 5mm x 20mm |  |  |  |  | - | UL94 V-0 | Not Applicable |  |  | 1 | 2 |  | Box |  |  | - | 12mm ~ 13mm | 13.0mm | Push In, Spring | 250V | - | 10-24 AWG | 0.2-6mm² | 8 | https://www.unikeyic.com/media/about_us/Unikey_ISO_9001_Certification.pdf | https://www.unikeyic.com/products/din-rail-terminal-blocks/282-124/10697798.html
282-128/281-413 | WAGO | 1: 7.6913 5: 7.1419 10: 6.7024 | Fuse Terminal Connector, 2 POS, DIN Rail, 10A, Box |  | Gray | 10 A |  |  | Fuse | LED |  | 1 1/4" x 1/4" |  |  |  |  | Polyamide (PA66), Nylon 6/6 | UL94 V-0 | Not Applicable |  |  | 1 | 2 |  | Box |  |  | - | 12mm ~ 13mm | 13.0mm | Push In, Spring | 24V | - | 10-24 AWG | 0.2-6mm² | 40 | https://www.unikeyic.com/media/datasheet/f8/53/782a/f8/025a4eb40ff113fb5385365c2a36d7e8.pdf | https://www.unikeyic.com/products/din-rail-terminal-blocks/282-128-281-413/31382950.html
282-135 | WAGO | 25: 4.594 125: 4.5284 250: 4.3315 |  |  | Gray | 41 A |  |  | Switch, Slide | - |  | - |  |  |  |  | Polyamide (PA66), Nylon 6/6 | UL94 V-0 | Not Applicable |  |  | 1 | 2 |  | Box | 15541120 |  | - | 12mm ~ 13mm | 8.0mm | Push In, Spring | 400V | - | 10-24 AWG | 0.2-6mm² | 20000 | https://www.unikeyic.com/media/about_us/Unikey_ISO_9001_Certification.pdf | https://www.unikeyic.com/products/din-rail-terminal-blocks/282-135/3407109.html
282-138 | WAGO | 3: 41.734 | Terminal Block Connector 4 Position Ground Earth Gray 10-24 AWG |  | Gray |  |  |  | - | Diode, LED, Resistor |  | - |  |  |  |  | Polyamide (PA66), Nylon 6/6 | UL94 V-0 | 1 (Unlimited) |  |  | 1 | 4 |  | Box | 15575726 |  | - | 12mm ~ 13mm | 16.0mm | Push In, Spring | - | - | 10-24 AWG | 0.2-6mm² | 6 | https://www.unikeyic.com/media/about_us/Unikey_ISO_9001_Certification.pdf | https://www.unikeyic.com/products/din-rail-terminal-blocks/282-138/1418889.html
282-140 | WAGO | 1: 39.6429 10: 38.1181 100: 36.5934 |  |  | Gray |  |  |  | - | Diode, LED, Resistor |  | - |  |  |  |  | Polyamide (PA66), Nylon 6/6 | UL94 V-0 | 1 (Unlimited) |  |  | 1 | 4 |  | Box |  |  | - | 12mm ~ 13mm | 16.0mm | Push In, Spring | - | - | 10-24 AWG | 0.2-6mm² | 373 | https://www.unikeyic.com/media/about_us/Unikey_ISO_9001_Certification.pdf | https://www.unikeyic.com/products/din-rail-terminal-blocks/282-140/9545738.html
282-141 | WAGO | 12: 48.3865 60: 47.6952 120: 45.6215 |  |  | Gray |  |  |  | - | Diode, LED, Resistor |  | - |  |  |  |  | Polyamide (PA66), Nylon 6/6 | UL94 V-0 | 1 (Unlimited) |  |  | 1 | 4 |  | Box | 15602708 |  | - | 12mm ~ 13mm | 16.0mm | Push In, Spring | - | - | 10-24 AWG | 0.2-6mm² | 20000 | https://www.unikeyic.com/media/about_us/Unikey_ISO_9001_Certification.pdf | https://www.unikeyic.com/products/din-rail-terminal-blocks/282-141/14628407.html
282-604 | WAGO | 1: 9.3312 10: 6.6193 25: 5.835 50: 5.3562 100: 4.9664 250: 4.5675 500: 4.3383 1,000: 4.1588 | Conn Terminal Block F 2 POS ST DIN Rail Box |  | Blue | 41 A |  |  | - | - |  | - |  |  |  |  | Polyamide (PA66), Nylon 6/6 | UL94 V-0 | Not Applicable |  |  | 1 | 2 |  | Box |  |  | - | 12mm ~ 13mm | 8.0mm | Push In, Spring | 800V | - | 10-24 AWG | 0.2-6mm² | 22 | https://www.unikeyic.com/media/datasheet/f8/43/80b2/f8/4971cfa7184dee31fe3a65e63756574e.pdf | https://www.unikeyic.com/products/din-rail-terminal-blocks/282-604/8748500.html
282-607/999-950 | WAGO | 50: 5.2488 250: 5.1738 500: 4.9488 |  |  | Green, Yellow |  |  |  | - | - |  | - |  |  |  |  | Polyamide (PA66), Nylon 6/6 | UL94 V-0 | Not Applicable |  |  | 1 | 2 |  | Box |  |  | - | 12mm ~ 13mm | 8.0mm | Push In, Spring | - | - | 10-24 AWG | 0.2-6mm² | 20000 | https://www.unikeyic.com/media/about_us/Unikey_ISO_9001_Certification.pdf | https://www.unikeyic.com/products/din-rail-terminal-blocks/282-607-999-950/2079131.html
282-638 | WAGO | 12: 31.5467 60: 31.0961 120: 29.744 |  |  | Gray |  |  |  | - | Diode, Resistor |  | - |  |  |  |  | Polyamide (PA66), Nylon 6/6 | UL94 V-0 | 1 (Unlimited) |  |  | 1 | 4 |  | Box |  |  | - | 12mm ~ 13mm | 16.0mm | Push In, Spring | - | - | 10-24 AWG | 0.2-6mm² | 20000 | https://www.unikeyic.com/media/about_us/Unikey_ISO_9001_Certification.pdf | https://www.unikeyic.com/products/din-rail-terminal-blocks/282-638/32342035.html
282-696 | WAGO | 25: 3.32 50: 3.1923 75: 3.1157 | WAGO DIN Rail Terminal Block, 282 Series, Single Layer, Gray, Clamp Termination, 30A | 282 | Gray | 30 A |  |  | Fuse | - |  | - |  |  |  |  | Polyamide (PA66), Nylon 6/6 | - | 1 (Unlimited) |  |  | 1 | 2 |  | Bulk |  |  | - | 12mm ~ 13mm | 8.0mm | Push In, Spring | 400V | - | 10-24 AWG | 0.2-6mm² | 250 | https://www.unikeyic.com/media/datasheet/97/9a/5736/979a5736a3f25a2dc7bd48b7326e1efd.pdf | https://www.unikeyic.com/products/din-rail-terminal-blocks/282-696/8559925.html
283-101 | WAGO | 5: 11.066 25: 10.314 50: 9.8064 100: 9.051 250: 8.5995 500: 8.169 1,000: 7.7595 2,500: 7.371 | Conn Terminal Block F 2 POS ST DIN Rail 76A Box |  | Gray | 76 A |  |  | - | - |  | - |  |  |  |  | Polyamide (PA66), Nylon 6/6 | UL94 V-0 | Not Applicable |  |  | 1 | 2 |  | Box |  |  | - | 16mm ~ 17mm | 12.0mm | Push In, Spring | 800V | - | 6-24 AWG | 0.2-16mm² | 691 | https://www.unikeyic.com/media/datasheet/4b/ba/38e3/4b/33f8bcce3e4f0f028efab3a792d84450.pdf | https://www.unikeyic.com/products/din-rail-terminal-blocks/283-101/13634470.html
283-104 | WAGO | 10: 4.163 50: 3.7913 100: 3.4196 |  |  | Blue | 76 A |  |  | - | - |  | - |  |  |  |  | Polyamide (PA66), Nylon 6/6 | UL94 V-0 | Not Applicable |  |  | 1 | 2 |  | Box | 15521262 |  | - | 16mm ~ 17mm | 12.0mm | Push In, Spring | 800V | - | 6-24 AWG | 0.2-16mm² | 43 | https://www.unikeyic.com/media/about_us/Unikey_ISO_9001_Certification.pdf | https://www.unikeyic.com/products/din-rail-terminal-blocks/283-104/6845648.html
283-317 | WAGO | 5: 0.4781 25: 0.444 50: 0.4166 | Connector Accessories End and Intermediate Plate Straight Orange Box |  | Orange | [5 empty] | DIN Rail Terminal Blocks | [7 empty] | Not Applicable |  |  |  | - |  | Box | 15546801 |  | - | [7 empty] | 10 | https://www.unikeyic.com/media/datasheet/92/3d/816d/92/a2fbf1031d77223f69795eaf5b6acab4.pdf | https://www.unikeyic.com/products/din-rail-terminal-blocks/283-317/24746528.html
283-601 | WAGO | 1: 2.4945 5: 2.3163 10: 2.1738 | Conn Terminal Block 2 POS T DIN Rail 76A Box | 283 | Gray | 76 A |  |  | - | - |  | - |  |  |  |  | Polyamide (PA66), Nylon 6/6 | - | 1 (Unlimited) |  |  | 1 | 2 |  | Bulk |  |  | - | 16mm ~ 17mm | 12.0mm | Push In, Spring | 800V | - | 6-24 AWG | 0.2-16mm² | 14 | https://www.unikeyic.com/media/datasheet/58/93/3cbc/58/756817886249c7d7503c052a2d75b1af.pdf | https://www.unikeyic.com/products/din-rail-terminal-blocks/283-601/5306093.html
283-604 | WAGO | 25: 3.3896 250: 3.2592 2,500: 3.1288 |  |  | Blue | 76 A |  |  | - | - |  | - |  |  |  |  | Polyamide (PA66), Nylon 6/6 | UL94 V-0 | Not Applicable |  |  | 1 | 2 |  | Box |  |  | - | 16mm ~ 17mm | 12.0mm | Push In, Spring | 800V | - | 6-24 AWG | 0.2-16mm² | 92 | https://www.unikeyic.com/media/datasheet/09/cb/8ed9/09/a56d60630d1884e67530c70a341aafdf.pdf | https://www.unikeyic.com/products/din-rail-terminal-blocks/283-604/16867924.html
283-691 | WAGO | 1: 15.4424 10: 10.9778 25: 9.7422 50: 8.9994 100: 8.4004 250: 7.793 500: 7.4464 1,000: 7.1765 |  |  | Gray | 72 A |  |  | - | - |  | - |  |  |  |  | Polyamide (PA66), Nylon 6/6 | UL94 V-0 | Not Applicable |  |  | 1 | 2 |  | Box | 15528583 |  | - | 16mm ~ 17mm | 12.0mm | Push In, Spring | 550V | - | 6-24 AWG | 0.2-16mm² | 2 | https://www.unikeyic.com/media/about_us/Unikey_ISO_9001_Certification.pdf | https://www.unikeyic.com/products/din-rail-terminal-blocks/283-691/33155620.html
283-901 | WAGO | 20: 2.5614 40: 2.4629 60: 2.4038 | Conn Terminal Block 2 POS T DIN Rail 76A Box | 283 | Gray | 76 A |  |  | - | - |  | - |  |  |  |  | Polyamide (PA66), Nylon 6/6 | - | 1 (Unlimited) |  |  | 1 | 2 |  | Bulk |  |  | - | 16mm ~ 17mm | 12.0mm | Push In, Spring | 800V | - | 6-24 AWG | 0.2-16mm² | 200 | https://www.unikeyic.com/media/datasheet/67/fc/7790/67/2821fa20487c97d35549ccdd337c8464.pdf | https://www.unikeyic.com/products/din-rail-terminal-blocks/283-901/20284034.html
283-907 | WAGO | 20: 5.231 40: 5.0298 60: 4.9091 | 2-Conductor Earth Terminal Block Centre Marking For Din 35 Rail Front-Entry Cage Clamp Connection Horizontal Type |  | Green, Yellow |  |  |  | - | - |  | - |  |  |  |  | Polyamide (PA66), Nylon 6/6 | UL94 V-0 | Not Applicable |  |  | 1 | 2 |  | Box |  |  | - | 16mm ~ 17mm | 12.0mm | Push In, Spring | - | - | 6-24 AWG | 0.2-16mm² | 200 | https://www.unikeyic.com/media/datasheet/a3/11/0aa5/a3/e6b7f67d516de588900258e53125e339.pdf | https://www.unikeyic.com/products/din-rail-terminal-blocks/283-907/34556224.html
283-907/999-950 | WAGO | 20: 8.556 100: 8.4338 200: 8.0671 |  |  | Green, Yellow |  |  |  | - | - |  | - |  |  |  |  | Polyamide (PA66), Nylon 6/6 | UL94 V-0 | Not Applicable |  |  | 1 | 2 |  | Box |  |  | - | 16mm ~ 17mm | 12.0mm | Push In, Spring | - | - | 6-24 AWG | 0.2-16mm² | 20000 | https://www.unikeyic.com/media/about_us/Unikey_ISO_9001_Certification.pdf | https://www.unikeyic.com/products/din-rail-terminal-blocks/283-907-999-950/24602117.html
284-104 | WAGO | 5: 6.7045 50: 5.8536 100: 5.5755 250: 5.46 500: 5.355 1,000: 5.25 2,500: 5.145 5,000: 5.04 |  |  | Blue | 57 A |  |  | - | - |  | - |  |  |  |  | Polyamide (PA66), Nylon 6/6 | UL94 V-0 | Not Applicable |  |  | 1 | 2 |  | Box |  |  | - | 12mm ~ 13mm | 10.0mm | Push In, Spring | 800V | - | 8-24 AWG | 0.2-10mm² | 98 | https://www.unikeyic.com/media/about_us/Unikey_ISO_9001_Certification.pdf | https://www.unikeyic.com/products/din-rail-terminal-blocks/284-104/111911.html
284-601 | WAGO | 25: 1.9148 50: 1.8412 75: 1.797 | Conn Terminal Block 2 POS T DIN Rail 57A Box | 284 | Gray | 57 A |  |  | - | - |  | - |  |  |  |  | Polyamide (PA66), Nylon 6/6 | - | 1 (Unlimited) |  |  | 1 | 2 |  | Bulk |  |  | - | 12mm ~ 13mm | 10.0mm | Push In, Spring | 800V | - | 8-24 AWG | 0.2-10mm² | 250 | https://www.unikeyic.com/media/datasheet/ca/bb/0391/cabb03916a1df3c22b2d6d636bbed0bc.pdf | https://www.unikeyic.com/products/din-rail-terminal-blocks/284-601/1068942.html
284-607/999-950 | WAGO | 25: 6.2466 125: 6.1573 250: 5.8896 |  |  | Green, Yellow |  |  |  | - | - |  | - |  |  |  |  | Polyamide (PA66), Nylon 6/6 | UL94 V-0 | Not Applicable |  |  | 1 | 2 |  | Box | 15538383 |  | - | 12mm ~ 13mm | 10.0mm | Push In, Spring | - | - | 8-24 AWG | 0.2-10mm² | 20000 | https://www.unikeyic.com/media/about_us/Unikey_ISO_9001_Certification.pdf | https://www.unikeyic.com/products/din-rail-terminal-blocks/284-607-999-950/10828290.html
284-687 | WAGO | 10: 9.9913 50: 9.1884 100: 8.3558 | Conn Terminal Block F 3 POS ST DIN Rail 57A Box | 284 | Green, Yellow |  |  |  | - | - |  | - |  |  |  |  | Polyamide (PA66), Nylon 6/6 | - | 1 (Unlimited) |  |  | 1 | 3 |  | Bulk | 13549534 |  | - | 12mm ~ 13mm | 10.0mm | Push In, Spring | - | - | 8-24 AWG | 0.2-10mm² | 16 | https://www.unikeyic.com/media/datasheet/04/46/92d0/044692d0b871d52f68ee6804df0f94a1.pdf | https://www.unikeyic.com/products/din-rail-terminal-blocks/284-687/5751186.html
284-691 | WAGO | 25: 2.8479 125: 2.8072 250: 2.6851 |  |  | Gray | 53 A |  |  | - | - |  | - |  |  |  |  | Polyamide (PA66), Nylon 6/6 | UL94 V-0 | Not Applicable |  |  | 1 | 2 |  | Box |  |  | - | 12mm ~ 13mm | 10.0mm | Push In, Spring | 550V | - | 8-24 AWG | 0.2-10mm² | 20000 | https://www.unikeyic.com/media/about_us/Unikey_ISO_9001_Certification.pdf | https://www.unikeyic.com/products/din-rail-terminal-blocks/284-691/26276933.html
284-907 | WAGO | 1: 2.1827 5: 2.0268 10: 1.902 | Conn Terminal Block F 2 POS T DIN Rail Box |  | Green, Yellow |  |  |  | - | - |  | - |  |  |  |  | Polyamide (PA66), Nylon 6/6 | UL94 V-0 | Not Applicable |  |  | 1 | 2 |  | Box |  |  | - | 12mm ~ 13mm | 10.0mm | Push In, Spring | - | - | 8-24 AWG | 0.2-10mm² | 143 | https://www.unikeyic.com/media/datasheet/45/88/db6d/45/4d37a2f8d1d8695125c05408bda23755.pdf | https://www.unikeyic.com/products/din-rail-terminal-blocks/284-907/188674.html
285-1161 | WAGO | 1: 109.512 |  |  | Gray | 353 A | 310 A |  | - | - |  | - |  |  |  |  | Polyamide (PA66), Nylon 6/6 | UL94 V-0 | Not Applicable |  |  | 1 | 2 |  | Box | 15522730 |  | - | 45mm ~ 47mm | 32.0mm | Push In, Spring | 1500V | 600V | 350MCM (kcmil)-1/0 AWG | 50-185mm² | 4 | https://www.unikeyic.com/media/about_us/Unikey_ISO_9001_Certification.pdf | https://www.unikeyic.com/products/din-rail-terminal-blocks/285-1161/9502375.html
285-1181 | WAGO | 5: 94.8397 25: 93.4849 50: 89.4203 |  |  | Gray, Yellow | 353 A | 310 A |  | - | - |  | - |  |  |  |  | Polyamide (PA66), Nylon 6/6 | UL94 V-0 | Not Applicable |  |  | 1 | 2 |  | Box | 15569395 |  | - | 45mm ~ 47mm | 32.0mm | Push In, Spring | 1500V | 600V | 350MCM (kcmil)-1/0 AWG | 50-185mm² | 20000 | https://www.unikeyic.com/media/about_us/Unikey_ISO_9001_Certification.pdf | https://www.unikeyic.com/products/din-rail-terminal-blocks/285-1181/269740.html
285-150 | WAGO | 5: 21.3678 10: 20.546 15: 20.0529 | Conn Terminal Block 2 POS T DIN Rail 150A Box | 285 | Gray | 150 A |  |  | - | - |  | - |  |  |  |  | Polyamide (PA66), Nylon 6/6 | - | 1 (Unlimited) |  |  | 1 | 2 |  | Bulk | 13549382 |  | - | 30mm | 20.0mm | Push In, Spring | 1000V | - | 1/0-8 AWG | 10-50mm² | 50 | https://www.unikeyic.com/media/datasheet/23/06/3fb2/23/36a4aaad6e50292caef4a0e06f4eb75a.pdf | https://www.unikeyic.com/products/din-rail-terminal-blocks/285-150/6786999.html
285-154 | WAGO | 1: 17.7357 5: 16.9756 10: 16.4688 |  |  | Blue | 150 A | 150 A |  | - | - |  | - |  |  |  |  | Polyamide (PA66), Nylon 6/6 | UL94 V-0 | Not Applicable |  |  | 1 | 2 |  | Box |  |  | - | 30mm | 20.0mm | Push In, Spring | 1000V | 600V | 1/0-8 AWG | 10-50mm² | 150 | https://www.unikeyic.com/media/about_us/Unikey_ISO_9001_Certification.pdf | https://www.unikeyic.com/products/din-rail-terminal-blocks/285-154/23941258.html
285-157 | WAGO | 1: 28.8984 5: 27.6599 10: 26.8343 | Conn Ground Terminal Block 2 POS Spring Clamp DIN Rail Box |  | Green, Yellow |  |  |  | - | - |  | - |  |  |  |  | Polyamide (PA66), Nylon 6/6 | UL94 V-0 | Not Applicable |  |  | 1 | 2 |  | Box |  |  | - | 30mm | 20.0mm | Push In, Spring | - | - | 1/0-8 AWG | 10-50mm² | 150 | https://www.unikeyic.com/media/datasheet/9a/c6/3d18/9a/752f983251c128ce38f2077e44895c2a.pdf | https://www.unikeyic.com/products/din-rail-terminal-blocks/285-157/6892571.html
285-191 | WAGO | 5: 57.9964 25: 57.1679 50: 54.6823 |  |  | Gray, Yellow | 232 A | 200 A |  | - | - |  | - |  |  |  |  | Polyamide (PA66), Nylon 6/6 | UL94 V-0 | Not Applicable |  |  | 1 | 2 |  | Box |  |  | - | 35mm | 25.0mm | Push In, Spring | 1500V | 600V | 4/0-4 AWG | 25-95mm² | 20000 | https://www.unikeyic.com/media/about_us/Unikey_ISO_9001_Certification.pdf | https://www.unikeyic.com/products/din-rail-terminal-blocks/285-191/24578146.html
285-195 | WAGO | 1: 27.0234 5: 25.0932 10: 23.549 | Wanke Rail type terminal block, 285series, single layer, grey, Clamp termination, 232A | 285 | Gray | 232 A |  |  | - | - |  | - |  |  |  |  | Polyamide (PA66), Nylon 6/6 | - | 1 (Unlimited) |  |  | 1 | 2 |  | Bulk | 13549423 |  | - | 35mm | 25.0mm | Push In, Spring | 1500V | - | 4/0-4 AWG | 25-95mm² | 5 | https://www.unikeyic.com/media/datasheet/c3/0d/83cf/c30d83cfba02bbe84104d075624970f7.pdf | https://www.unikeyic.com/products/din-rail-terminal-blocks/285-195/27936264.html
285-607/999-950 | WAGO | 1: 94.8024 | 2 Location ground、ground 、Yellow 2-8 AWG |  | Green, Yellow |  |  |  | - | - |  | - |  |  |  |  | Polyamide (PA66), Nylon 6/6 | UL94 V-0 | Not Applicable |  |  | 1 | 2 |  | Box | 15544233 |  | - | 23mm | 16.0mm | Push In, Spring | - | - | 2-8 AWG | 6-25mm² | 5 | https://www.unikeyic.com/media/about_us/Unikey_ISO_9001_Certification.pdf | https://www.unikeyic.com/products/din-rail-terminal-blocks/285-607-999-950/29696772.html
285-634 | WAGO | 5: 19.569 25: 18.8352 50: 17.9445 100: 17.5875 250: 17.2305 500: 16.884 1,000: 16.548 | 2-Conductor Terminal Block DIN Rail Cage Clamp Front Entry |  | Blue | 125 A |  |  | - | - |  | - |  |  |  |  | Polyamide (PA66), Nylon 6/6 | UL94 V-0 | Not Applicable |  |  | 1 | 2 |  | Box |  |  | - | 23mm | 16.0mm | Push In, Spring | 800V | - | 2-10 AWG | 6-35mm² | 70 | https://www.unikeyic.com/media/datasheet/a6/29/fa6b/a6/9e9eb930bd0d91923cbd611a30f158cc.pdf | https://www.unikeyic.com/products/din-rail-terminal-blocks/285-634/2877298.html
2906348 | PHOENIX CONTACT | 44: 2.519 137: 2.398 547: 2.288 1,366: 2.189 | Press-drawn section housings Latching Lateral element without snap-on foot |  | - |  |  |  |  | - | UM Series | [7 empty] | Not Applicable | [5 empty] | Bulk | 4481926 |  | UM | [7 empty] | 3490 | https://www.unikeyic.com/media/datasheet/2d/b1/af3a/2d/1fb2f2966438d11ef6c7cf2ea66090e4.pdf | https://www.unikeyic.com/products/din-rail-terminal-blocks/2906348/15846097.html
2CSM211000R0721 | ABB | 2: 10.0411 10: 9.8867 20: 9.6549 200: 9.4232 | Order Number: Product Model:M1175-C |  |  |  |  | 2CSM211000R0721 ABB | [27 empty] | 200 | https://www.unikeyic.com/media/datasheet/53/e6/858a/53/656fd31e2e6bc9eaaad1d0efb77bea60.pdf | https://www.unikeyic.com/products/din-rail-terminal-blocks/2csm211000r0721/33226981.html
3000541 | PHOENIX CONTACT | 50: 4.2953 500: 4.2039 | Phoenix Contact UK5-HESILED60N Fuse Terminal Block, Single Layer, Black, Screw, 6.3A |  | Black | 6.3 A |  |  | Fuse, Lever | LED |  | 5mm x 20mm |  |  |  |  | Polyamide (PA), Nylon | UL94 V-0 | Not Applicable |  |  | 1 | 2 |  | Bulk |  |  | CLIPLINE UK | 8mm | 8.2mm | Screw | 500V | - | 12-24 AWG | 0.2-6mm² | 5000 | https://www.unikeyic.com/media/datasheet/f8/72/042d/f872042db54743aaee6d4858ed29cef1.pdf | https://www.unikeyic.com/products/din-rail-terminal-blocks/3000541/1049393.html
3000542 | PHOENIX CONTACT | 50: 4.2614 | Phoenix,UK5-HESILA250N,fuse terminal block,Phoenix fuse terminal block, UK 5-HESILA 250 Nseries, single layer, Black, Screw-down terminations, 6.3A |  | Black | 6.3 A |  |  | Fuse, Lever | LED |  | 5mm x 20mm |  |  |  |  | Polyamide (PA), Nylon | UL94 V-0 | Not Applicable |  |  | 1 | 2 |  | Bulk |  |  | CLIPLINE UK | 8mm | 8.2mm | Screw | 500V | - | 12-24 AWG | 0.2-6mm² | 283 | https://www.unikeyic.com/media/datasheet/14/76/9d99/14/3cc107a50313e37bb0ed83b85776286a.pdf | https://www.unikeyic.com/products/din-rail-terminal-blocks/3000542/30519117.html
3000607 | PHOENIX CONTACT | 50: 0.9702 | Phoenix,TB4-MTNI,Knife switch disconnecting terminal block, | [32 empty] | 5000 | https://www.unikeyic.com/media/about_us/Unikey_ISO_9001_Certification.pdf | https://www.unikeyic.com/products/din-rail-terminal-blocks/3000607/12648837.html
3001925 | PHOENIX CONTACT | 1: 25.6648 | Phoenix,UK6-FSI/C-LED12,fuse terminal block,Phoenix Fused Terminal Block, UK 6-FSI/C-LED12series, brown, screw termination |  | Black | 30 A | 30 A |  | Fuse, Removable Plug | LED |  | Blade, C |  |  |  |  | Polyamide (PA), Nylon | UL94 V-0 | Not Applicable |  |  | 1 | 2 |  | Bulk | 2553049 |  | CLIPLINE UK | 10mm | 8.2mm | Screw | 250V | 300V | 8-26 AWG | 0.2-10mm² | 50 | https://www.unikeyic.com/media/datasheet/21/ff/96e0/21/546f038f2132258773f27a5d0c21b853.pdf | https://www.unikeyic.com/products/din-rail-terminal-blocks/3001925/11221480.html
3001938 | PHOENIX CONTACT | 1: 11.0495 | Phoenix,UK6-FSI/C-LED24,fuse terminal block,Phoenix fuse terminal block, UK 6-FSI/C-LED24series, single layer, Black, screw termination |  | Black | 30 A | 30 A |  | Fuse, Removable Plug | LED |  | Blade, C |  |  |  |  | Polyamide (PA), Nylon | UL94 V-0 | 1 (Unlimited) |  |  | 1 | 2 |  | Bulk | 2184929 |  | CLIPLINE UK | 10mm | 8.2mm | Screw | 250V | 300V | 8-26 AWG | 0.2-10mm² | 172 | https://www.unikeyic.com/media/datasheet/24/c8/d701/24/7af5e43300cf80e240f8a5a3ef8901c2.pdf | https://www.unikeyic.com/products/din-rail-terminal-blocks/3001938/2703216.html
3002605 | PHOENIX CONTACT | 5: 36.333 12: 34.892 | Phoenix fuse terminal block, PT 4series, third floor, Black, 28A |  | Black | 6.3 A | 5 A |  | Fuse, Lever | Diode |  | 5mm x 20mm |  |  |  |  | Polyamide (PA), Nylon | UL94 V-0 |  |  |  | 3; 1 Grounded | 5 |  | Bulk | 17938137 |  | CLIPLINE PT | 10mm ~ 12mm | 6.2mm | Push In | 250V | 600V | 10-24 AWG | 0.2-6mm² | 21 | https://www.unikeyic.com/media/datasheet/d1/1a/6f40/d11a6f4062837f87e1e00c28d310231a.pdf | https://www.unikeyic.com/products/din-rail-terminal-blocks/3002605/7726877.html
3002609 | PHOENIX CONTACT | 1: 17.1495 | Phoenix,PT4-L/HESILED24(5X20),fuse terminal block, |  | Black | 28 A | 5 A |  | Fuse, Lever | Diode |  | 5mm x 20mm |  |  |  |  | Polyamide (PA), Nylon | UL94 V-0 | Not Applicable |  |  | 3 | 4 |  | Bulk |  |  | CLIPLINE PT | 10mm ~ 12mm | 6.2mm | Push In | 24V | 600V | 10-24 AWG | 0.2-6mm² | 116 | https://www.unikeyic.com/media/datasheet/db/61/8802/db618802dbd164f7decc6312f8607330.pdf | https://www.unikeyic.com/products/din-rail-terminal-blocks/3002609/19574762.html
3002612 | PHOENIX CONTACT | 1: 17.439 | Phoenix Contact PT4-L/HESILED250(5X20) Fuse Terminal Block |  | Black | 28 A | 5 A |  | Fuse, Lever | Diode |  | 5mm x 20mm |  |  |  |  | Polyamide (PA), Nylon | UL94 V-0 |  |  |  | 3 | 4 |  | Bulk |  |  | CLIPLINE PT | 10mm ~ 12mm | 6.2mm | Push In | 500V | 600V | 10-24 AWG | 0.2-6mm² | 79 | https://www.unikeyic.com/media/datasheet/dc/85/91d3/dc8591d38fd194314df1261c04a1a594.pdf | https://www.unikeyic.com/products/din-rail-terminal-blocks/3002612/26229316.html
3002617 | PHOENIX CONTACT | 7: 25.652 17: 24.64 | Phoenix Straight-through terminal block , PTseries, 5road, 6.2mmPitch, DIN Guide rail, Push-in termination, 24 → 10.wire_gauge, 30A, 500 V |  | Gray | 30 A | 5 A |  | Switch, Knife | - |  | - |  |  |  |  | Polyamide (PA), Nylon | UL94 V-0 |  |  |  | 3; 1 Grounded | 5 |  | Bulk |  |  | CLIPLINE PT | 10mm ~ 12mm | 6.2mm | Push In | 500V | 600V | 10-24 AWG | 0.2-6mm² | 38 | https://www.unikeyic.com/media/datasheet/54/ec/85ba/54ec85baa10753be1458e98db44e291e.pdf | https://www.unikeyic.com/products/din-rail-terminal-blocks/3002617/12739102.html
3004032 | PHOENIX CONTACT | 50: 0.8542 | Phoenix Contact UK5-MTK-P/P Terminal Block, DIN Rail, Single Layer, Gray, Screw Termination, 16A |  | Gray | 16 A | 15 A |  | Switch, Knife | - |  | - |  |  |  |  | Polyamide (PA), Nylon | UL94 V-0 | 1 (Unlimited) |  |  | 1 | 2 |  | Bulk |  |  | CLIPLINE UK | 8mm | 6.2mm | Screw | 500V | 600V | 12-22 AWG | 0.2-6mm² | 800 | https://www.unikeyic.com/media/datasheet/31/99/229e/31/df91156b73277b94c03451c2dc751ec0.pdf | https://www.unikeyic.com/products/din-rail-terminal-blocks/3004032/587483.html
3004126 | PHOENIX CONTACT | 50: 2.1308 | Phoenix,UK5-HESILED24,fuse terminal block,Phoenix fuse terminal block, UKseries, single layer, Black, Screw-down terminations, 6.3A |  | Black | 6.3 A | 12 A |  | Fuse, Lever | LED |  | 5mm x 20mm |  |  |  |  | Polyamide (PA), Nylon | UL94 V-2 | 1 (Unlimited) |  |  | 1 | 2 |  | Bulk | 349820 |  | CLIPLINE UK | 8mm | 8.2mm | Screw | 500V | 600V | 10-26 AWG | 0.2-4mm² | 950 | https://www.unikeyic.com/media/datasheet/f6/4d/707f/f6/7b814a816962170a1ff92ef26a00da20.pdf | https://www.unikeyic.com/products/din-rail-terminal-blocks/3004126/14251680.html
3004142 | PHOENIX CONTACT | 1: 2.8574 | Phoenix,UK5-HESILA250,fuse terminal block,Phoenix fuse terminal block, UK5-HESILA 250series, single layer, Black, Screw-down terminations, 6.3A |  | Black | 6.3 A | 12 A |  | Fuse, Lever | LED |  | 5mm x 20mm |  |  |  |  | Polyamide (PA), Nylon | UL94 V-2 | 1 (Unlimited) |  |  | 1 | 2 |  | Bulk |  |  | CLIPLINE UK | 8mm | 8.2mm | Screw | 500V | 600V | 10-26 AWG | 0.2-4mm² | 34 | https://www.unikeyic.com/media/datasheet/65/ca/4323/65/65eaa0c69558fcad47835c703a72f649.pdf | https://www.unikeyic.com/products/din-rail-terminal-blocks/3004142/1564021.html
3004155 | PHOENIX CONTACT | 1: 30.947 | Phoenix Contact UK5-HESILA500 Fuse Terminal Block, UK 5-HESILA 500 Series |  | Black | 6.3 A | 12 A |  | Fuse, Lever | - |  | 5mm x 20mm |  |  |  |  | Polyamide (PA), Nylon | UL94 V-2 | 1 (Unlimited) |  |  | 1 | 2 |  | Bulk |  |  | CLIPLINE UK | 8mm | 8.2mm | Screw | 500V | 600V | 10-26 AWG | 0.2-4mm² | 51 | https://www.unikeyic.com/media/datasheet/a3/ed/2aa5/a3/b325db25824690f51faeb823fd5236b3.pdf | https://www.unikeyic.com/products/din-rail-terminal-blocks/3004155/25218833.html
3004171 | PHOENIX CONTACT | 1: 10.0225 | Phoenix Contact UK6.3-HESI Fuse Terminal Block, Single Layer, Black, Screw Termination, 10A |  | Black | 10 A | 10 A |  | Fuse, Lever | - |  | 6.3mm x 32mm |  |  |  |  | Polyamide (PA), Nylon | UL94 V-2 | 1 (Unlimited) |  |  | 1 | 2 |  | Bulk | 349822 |  | CLIPLINE UK | 12mm | 10.2mm | Screw | 500V | 600V | 8-26 AWG | 0.5-16mm² | 50 | https://www.unikeyic.com/media/datasheet/4b/56/efb5/4b56efb5286b1daf6ff2e6fe92b8c28f.pdf | https://www.unikeyic.com/products/din-rail-terminal-blocks/3004171/6808169.html
3005138 | PHOENIX CONTACT | 50: 30.212 | Phoenix Contact UK10-DREHSILED24(5X20) Fuse Terminal Block, Single Layer, Black, Screw Termination, 10A |  | Black | 10 A | 20 A |  | Fuse, Screw Cap | LED |  | 5mm x 20mm |  |  |  |  | Polyamide (PA), Nylon | UL94 V-2 | 1 (Unlimited) |  |  | 1 | 2 |  | Bulk |  |  | CLIPLINE UK | 11mm | 12.0mm | Screw | - | 300V | 6-24 AWG | 0.5-16mm² | 71 | https://www.unikeyic.com/media/datasheet/64/29/58b3/64/184421ea0173ace39e0e114e8cf3cf04.pdf | https://www.unikeyic.com/products/din-rail-terminal-blocks/3005138/8780780.html
3005154 | PHOENIX CONTACT | 50: 27.5654 500: 26.9789 | Phoenix Contact UK10-DREHSILED60(5X20) Fuse Terminal Block, Single Layer, Black, Screw, 10A |  | Black | 10 A | 20 A |  | Fuse, Screw Cap | LED |  | 5mm x 20mm |  |  |  |  | Polyamide (PA), Nylon | UL94 V-2 | 1 (Unlimited) |  |  | 1 | 2 |  | Bulk |  |  | CLIPLINE UK | 11mm | 12.0mm | Screw | - | 300V | 6-24 AWG | 0.5-16mm² | 5000 | https://www.unikeyic.com/media/datasheet/4f/ff/e0dd/4fffe0ddd43036e94d41a168cec12fe6.pdf | https://www.unikeyic.com/products/din-rail-terminal-blocks/3005154/14836954.html
3005170 | PHOENIX CONTACT | 1: 31.7748 | Phoenix Contact UK10-DREHSILA250(5X20) Fuse Terminal Block, Single Layer, Black, Screw Mount, 10A |  | Black | 10 A | 20 A |  | Fuse, Screw Cap | LED |  | 5mm x 20mm |  |  |  |  | Polyamide (PA), Nylon | UL94 V-2 | 1 (Unlimited) |  |  | 1 | 2 |  | Bulk |  |  | CLIPLINE UK | 11mm | 12.0mm | Screw | - | 300V | 6-24 AWG | 0.5-16mm² | 101 | https://www.unikeyic.com/media/datasheet/b4/60/2555/b4/47dc30da6f94e8d43e35db168a24ae22.pdf | https://www.unikeyic.com/products/din-rail-terminal-blocks/3005170/18144085.html
3005507 | PHOENIX CONTACT | 1: 10.5024 | Phoenix,UK10-DREHSI(6,3X32),fuse terminal block,Phoenix Fused Terminal Block, 3X32), UK 10-DREHSI (6series, Black, screw termination |  | Black | 10 A | 20 A |  | Fuse, Screw Cap | - |  | 6.3mm x 32mm |  |  |  |  | Polyamide (PA), Nylon | UL94 V-2 | 1 (Unlimited) |  |  | 1 | 2 |  | Bulk |  |  | CLIPLINE UK | 11mm | 12.0mm | Screw | - | 300V | 6-24 AWG | 0.5-16mm² | 38 | https://www.unikeyic.com/media/datasheet/28/cd/0991/28cd0991cc48af227dc0299aacb9ec00.pdf | https://www.unikeyic.com/products/din-rail-terminal-blocks/3005507/20548044.html
3005688 | PHOENIX CONTACT | 1: 27.6962 | Phoenix Contact UK10-DREHSI/K(5X25) Fuse Terminal Block, Single Layer, Black, Screw Termination |  | Black | 10 A | 20 A |  | Fuse, Screw Cap | - |  | 5mm x 25mm |  |  |  |  | Polyamide (PA), Nylon | UL94 V-2 | 1 (Unlimited) |  |  | 1 | 2 |  | Bulk | 2553072 |  | CLIPLINE UK | 11mm | 12.0mm | Screw | - | 300V | 6-24 AWG | 0.5-16mm² | 2 | https://www.unikeyic.com/media/datasheet/0a/8e/a55a/0a8ea55ad2cac0b8d637998557580d61.pdf | https://www.unikeyic.com/products/din-rail-terminal-blocks/3005688/21095966.html
3005798 | PHOENIX CONTACT | 50: 20.3539 | Phoenix Contact ZDMTK 2.5 Disconnect Terminal Block, 5A, 2-Row, Gray, Spring |  | Gray | 16 A | 10 A |  | Switch, Knife | - |  | - |  |  |  |  | Polyamide (PA), Nylon | UL94 V-0 | Not Applicable |  |  | 2 | 4 |  | Bulk | 2552922 |  | CLIPLINE ZDMTK | 10mm | 6.2mm | Push In, Spring | 400V | 300V | 12-26 AWG | 0.2-4mm² | 50 | https://www.unikeyic.com/media/datasheet/6b/a8/d4c3/6ba8d4c3dc0094d74ee6dfae2f8c4c6f.pdf | https://www.unikeyic.com/products/din-rail-terminal-blocks/3005798/33530484.html
3005808 | PHOENIX CONTACT | 50: 21.3583 | Phoenix Contact ZDMTK 2.5-TWIN Switch Disconnector Terminal Block, Double Layer, Gray, Spring |  | Gray | 16 A | 10 A |  | Switch, Knife | - |  | - |  |  |  |  | Polyamide (PA), Nylon | UL94 V-0 | 1 (Unlimited) |  |  | 2 | 3 |  | Bulk |  |  | CLIPLINE ZDMTK | 10mm | 6.2mm | Push In, Spring | 400V | 300V | 12-26 AWG | 0.2-4mm² | 100 | https://www.unikeyic.com/media/datasheet/37/52/97e8/375297e8a7b7210aa042034d7a43edcf.pdf | https://www.unikeyic.com/products/din-rail-terminal-blocks/3005808/29437779.html
3006784 | PHOENIX CONTACT | 50: 12.879 500: 12.6049 | Phoenix Contact ZDMTK 2.5 BU Series Double-Decker Blue Spring Terminal Block |  | Blue | 16 A | 10 A |  | Switch, Knife | - |  | - |  |  |  |  | Polyamide (PA), Nylon | UL94 V-0 | 1 (Unlimited) |  |  | 2 | 4 |  | Bulk |  |  | CLIPLINE ZDMTK | - | 6.2mm | Push In, Spring | 400V | 300V | 12-26 AWG | 0.2-4mm² | 5000 | https://www.unikeyic.com/media/datasheet/cc/b2/027e/ccb2027e07ca5810ce5e7607e693813e.pdf | https://www.unikeyic.com/products/din-rail-terminal-blocks/3006784/2738040.html
3007204 | PHOENIX CONTACT | 1: 18.6969 10: 18.3631 25: 18.0292 100: 18.0292 250: 18.0292 | Phoenix,UKK5-HESI(5X20),fuse terminal block,Phoenix No fuse DIN Rail terminals, UKK 5-HESI (5X20)series, double layer, Black, Screw-down terminations, 32A |  | Black | 32 A |  |  | Fuse, Lever | - |  | 5mm x 20mm |  |  |  |  | Polyamide (PA), Nylon | UL94 V-0 | 1 (Unlimited) |  |  | 2 | 4 |  | Bulk | 465680 |  | CLIPLINE UKK | 8mm | 8.2mm | Screw | 400V | 600V | 10-26 AWG | 0.2-4mm² | 49 | https://www.unikeyic.com/media/datasheet/33/16/d933/33/ceb751e9adf9ed6034c74ae0677a25e3.pdf | https://www.unikeyic.com/products/din-rail-terminal-blocks/3007204/20611968.html
3007929 | PHOENIX CONTACT | 1: 13.0259 10: 13.0259 25: 12.7933 100: 12.5607 250: 12.5607 | Phoenix Contact UK5-HESIBU Fuse Terminal Block BU Series Single Layer Blue Screw Termination 6.3A |  | Blue | 6.3 A | 12 A |  | Switch, Lever | - |  | 5mm x 20mm, 5mm x 25mm, 5mm x 30mm |  |  |  |  | Polyamide (PA), Nylon | UL94 V-2 | 1 (Unlimited) |  |  | 1 | 2 |  | Bulk |  |  | CLIPLINE UK | 8mm | 8.2mm | Screw | 500V | 600V | 12-26 AWG | 0.2-4mm² | 87 | https://www.unikeyic.com/media/datasheet/f7/87/310e/f7/1fbe814b084e3903e16a4c855e9b456b.pdf | https://www.unikeyic.com/products/din-rail-terminal-blocks/3007929/10378827.html
3025042 | PHOENIX CONTACT | 1: 11.4421 10: 10.4886 100: 10.2979 250: 10.2979 500: 10.2979 | Phoenix,PT6-DREHSI(5X20),fuse terminal block,Phoenix fuse terminal block, PTseries, single layer, Black, 10A |  | Black | 10 A | 10 A |  | Fuse, Screw Cap | - |  | 5mm x 20mm |  |  |  |  | Polyamide (PA), Nylon | UL94 V-0 |  |  |  | 1 | 2 |  | Bulk |  |  | CLIPLINE PT | 10mm ~ 12mm | 12.3mm | Push In | 1000V | 600V | 8-20 AWG | 0.5-10mm² | 42 | https://www.unikeyic.com/media/datasheet/41/51/a3f0/4151a3f031eb9700cc0b13cd23353889.pdf | https://www.unikeyic.com/products/din-rail-terminal-blocks/3025042/31671549.html
3026654 | PHOENIX CONTACT | 50: 39.544 | Phoenix Contact UKK5-HESILED24(5X20) Fuse Terminal Block, Black, Screw Mount |  | Black | 6.3 A | 15 A |  | Fuse | - |  | 5mm x 20mm |  |  |  |  | Polyamide (PA), Nylon | UL94 V-0 | 1 (Unlimited) |  |  | 2 | 4 |  | Bulk | 465685 |  | CLIPLINE UKK | 8mm | 8.2mm | Screw | 400V | 600V | 10-26 AWG | 0.2-4mm² | 355 | https://www.unikeyic.com/media/datasheet/3f/c2/7934/3fc2793451138172d5bc65e5fe54be98.pdf | https://www.unikeyic.com/products/din-rail-terminal-blocks/3026654/31555467.html
3034251 | PHOENIX CONTACT | 4: 25.806 20: 24.728 | Phoenix,DT6/2,5-DREHSILED24(5X20),fuse terminal block,Phoenix Modular terminal blocks, DT 6/2.5-DREHSILED24 (5X20)series, single layer, Black, Screw-down terminations |  | Black | 10 A | 10 A |  | Fuse, Screw Cap | LED |  | 5mm x 20mm |  |  |  |  | Polyamide (PA), Nylon | UL94 V-0 | Not Applicable |  |  | 1 | 2 |  | Bulk | 4473013 |  | CLIPLINE DT | 12mm | 12.2mm | Push In, Spring | 500V | 600V | 8-20 AWG | 0.5-10mm² | 24 | https://www.unikeyic.com/media/datasheet/05/72/ebd5/05/6abce35fad6d5a6db1c41441920241da.pdf | https://www.unikeyic.com/products/din-rail-terminal-blocks/3034251/20710146.html
3035014 | PHOENIX CONTACT | 50: 3.7056 500: 3.6268 | Phoenix,ST2,5-MTOG,Knife switch disconnecting terminal block,Phoenix Knife switch disconnecting terminal, 5-MT, ST 2series, orange, Spring cage termination, 20A |  | Orange | 20 A | 16 A |  | Switch, Knife | - |  | - |  |  |  |  | Polyamide (PA), Nylon | UL94 V-0 | Not Applicable |  |  | 1 | 2 |  | Bulk |  |  | CLIPLINE ST | 10mm | 5.2mm | Push In, Spring | 400V | 300V | 12-28 AWG | 0.08-4mm² | 5000 | https://www.unikeyic.com/media/datasheet/ef/2e/a48b/ef/b85a2ff9e17fc0db25ad8ffce10f80b7.pdf | https://www.unikeyic.com/products/din-rail-terminal-blocks/3035014/23647277.html
3035043 | PHOENIX CONTACT | 50: 5.9156 | Phoenix Contact ST 2.5-QUATTRO-MT RD Terminal Block, Single Layer, Red, Spring Clamp |  | Red | 20 A | 16 A |  | Switch, Knife | - |  | - |  |  |  |  | Polyamide (PA), Nylon | UL94 V-0 | 1 (Unlimited) |  |  | 1 | 4 |  | Bulk | 5196791 |  | CLIPLINE ST | 10mm | 5.2mm | Push In, Spring | 400V | 600V | 12-28 AWG | 0.08-4mm² | 50 | https://www.unikeyic.com/media/datasheet/d3/b8/b620/d3/439b9776af4367d064556040716905f0.pdf | https://www.unikeyic.com/products/din-rail-terminal-blocks/3035043/30600718.html
3035250 | PHOENIX CONTACT | 1: 22.6462 | Phoenix,ST4-FSI/C-LED48,fuse terminal block,Conn Fuse Modular Terminal Block 2 POS 8.2mm T DIN Rail 30A |  | Black | 30 A |  |  | Fuse, Removable Plug | LED |  | Blade, C |  |  |  |  | Polyamide (PA), Nylon | UL94 V-0 | Not Applicable |  |  | 1 | 2 |  | Bulk | 7558128 |  | CLIPLINE ST | 8mm ~ 10mm | 8.2mm | Push In, Spring | 48V | - | 10-28 AWG | 0.08-4mm² | 15 | https://www.unikeyic.com/media/datasheet/e8/92/64e8/e8/35597ce904808cc0cebb9f4623727e84.pdf | https://www.unikeyic.com/products/din-rail-terminal-blocks/3035250/9283109.html
3035535 | PHOENIX CONTACT | 1: 12.9558 | 4 Location 、 10-28 AWG |  | Blue | 20 A | 5 A |  | Open | - |  | - |  |  |  |  | Polyamide (PA), Nylon | UL94 V-0 | Not Applicable |  |  | 2 | 4 |  | Bulk |  |  | CLIPLINE ST | 10mm | 6.2mm | Push In, Spring | 500V | 600V | 10-28 AWG | 0.08-4mm² | 49 | https://www.unikeyic.com/media/datasheet/cc/4b/de88/cc4bde886d2aeb0d37f5c0dd57c6f481.pdf | https://www.unikeyic.com/products/din-rail-terminal-blocks/3035535/2098009.html
3036369 | PHOENIX CONTACT | 1: 9.5564 10: 8.7601 100: 8.6008 250: 8.6008 500: 8.6008 | Phoenix,ST4-HESI(5X20),fuse terminal block,Phoenix fuse terminal block, ST 4-HESI (5X20)series, single layer, Black, Spring clamp termination, 6.3A |  | Black | 6.3 A | 10 A |  | Fuse, Lever | - |  | 5mm x 20mm |  |  |  |  | Polyamide (PA), Nylon | UL94 V-0 | Not Applicable |  |  | 1 | 2 |  | Box |  |  | CLIPLINE ST | 10mm | 6.2mm | Push In, Spring | 500V | 300V | 10-28 AWG | 0.08-6mm² | 481 | https://www.unikeyic.com/media/datasheet/c2/6f/124c/c26f124c2057d8bd7cb358c4c7a3b265.pdf | https://www.unikeyic.com/products/din-rail-terminal-blocks/3036369/1006196.html
3036495 | PHOENIX CONTACT | 1: 15.6572 25: 14.615 | Phoenix,ST4-FSI/C-LED12,fuse terminal block,Phoenix fuse terminal block, Spring clamp termination, 10A |  | Black | 30 A | 30 A |  | Fuse, Removable Plug | LED |  | Blade, C |  |  |  |  | Polyamide (PA), Nylon | UL94 V-0 | 1 (Unlimited) |  |  | 1 | 2 |  | Bulk |  |  | CLIPLINE ST | 10mm | 8.2mm | Push In, Spring | 12V | 300V | 10-28 AWG | 0.08-6mm² | 88 | https://www.unikeyic.com/media/datasheet/20/44/d22a/20/bbfdd76ffcb0af2e2f0a756351afc7a3.pdf | https://www.unikeyic.com/products/din-rail-terminal-blocks/3036495/22142410.html
3036547 | PHOENIX CONTACT | 50: 5.701 | Phoenix,ST4-HESILED24(5X20),fuse terminal block,Phoenix fuse terminal block, Cliplineseries, single layer, Black, Spring clamp termination, 6.3A |  | Black | 6.3 A | 10 A |  | Fuse, Lever | LED |  | 5mm x 20mm |  |  |  |  | Polyamide (PA), Nylon | UL94 V-0 | 1 (Unlimited) |  |  | 1 | 2 |  | Bulk |  |  | CLIPLINE ST | 10mm | 6.2mm | Push In, Spring | 24V | 300V | 10-28 AWG | 0.08-6mm² | 100 | https://www.unikeyic.com/media/datasheet/3c/71/c8bf/3c71c8bf0db06c154fc0b8df96ef10b9.pdf | https://www.unikeyic.com/products/din-rail-terminal-blocks/3036547/8789325.html
3036563 | PHOENIX CONTACT | 50: 5.9096 | Phoenix,ST4-HESILA250(5X20),fuse terminal block,Phoenix fuse terminal block, ST 4-HESILA 250 (5X20)series, Spring clamp termination, 6.3A |  | Black | 6.3 A | 10 A |  | Fuse, Lever | LED |  | 5mm x 20mm |  |  |  |  | Polyamide (PA), Nylon | UL94 V-0 | 1 (Unlimited) |  |  | 1 | 2 |  | Bulk |  |  | CLIPLINE ST | 10mm | 6.2mm | Push In, Spring | 250V | 300V | 10-28 AWG | 0.08-6mm² | 150 | https://www.unikeyic.com/media/datasheet/e4/e5/9748/e4/d9ed36b57d9ef637f49622f1f954920b.pdf | https://www.unikeyic.com/products/din-rail-terminal-blocks/3036563/33746433.html
3037449 | PHOENIX CONTACT | 1: 3.861 | Phoenix Contact ST 2.5-QUATTRO WH Series Terminal Block, Single Layer, White, Spring Clamp, 24A |  | White | 24 A | 20 A |  | - | - |  | - |  |  |  |  | Polyamide (PA), Nylon | UL94 V-0 | Not Applicable |  |  | 1 | 4 |  | Bulk | 2527341 |  | CLIPLINE ST | 10mm | 5.2mm | Push In, Spring | 800V | 600V | 12-28 AWG | 0.08-4mm² | 52 | https://www.unikeyic.com/media/datasheet/24/b3/14f4/24/e2481e37c0da635c04929b6efad40c98.pdf | https://www.unikeyic.com/products/din-rail-terminal-blocks/3037449/5801443.html
3044365 | PHOENIX CONTACT | 75: 2.266 200: 2.167 | Feed-Through Terminal Block 3 POS Screw T DIN Rail 32A |  | Red | 32 A | 30 A |  | - | - |  | - |  |  |  |  | Polyamide (PA), Nylon | UL94 V-0 | 1 (Unlimited) |  |  | 1 | 3 |  | Bulk |  |  | CLIPLINE UT | 9mm | 6.2mm | Screw | 500V | 150V | 10-26 AWG | 0.14-6mm² | 250 | https://www.unikeyic.com/media/datasheet/bd/14/34c2/bd/b0907d5d1aaeffdeb3650a37d0d28f73.pdf | https://www.unikeyic.com/products/din-rail-terminal-blocks/3044365/258350.html
3044607 | PHOENIX CONTACT | 1: 1.2995 | Feed-Through Modular Terminal Block, Screw, DIN Rail, 32A |  | Violet | 32 A | 30 A |  | - | - |  | - |  |  |  |  | Polyamide (PA), Nylon | UL94 V-0 | Not Applicable |  |  | 1 | 2 |  | Bulk |  |  | CLIPLINE UT | 9mm | 6.2mm | Screw | 1000V | 600V | 10-26 AWG | 0.14-6mm² | 1938 | https://www.unikeyic.com/media/datasheet/e7/57/b266/e757b2663049b4fbcea6643248620437.pdf | https://www.unikeyic.com/products/din-rail-terminal-blocks/3044607/9602929.html
3044611 | PHOENIX CONTACT | 1: 1.469 | Phoenix Straight-through terminal block , UT 4-CB BNseries, single layer, brown, screw termination, 32A |  | Brown | 32 A | 30 A |  | - | - |  | - |  |  |  |  | Polyamide (PA), Nylon | UL94 V-0 | 1 (Unlimited) |  |  | 1 | 2 |  | Bulk |  |  | CLIPLINE UT | 9mm | 6.2mm | Screw | 1000V | 600V | 10-26 AWG | 0.14-6mm² | 12 | https://www.unikeyic.com/media/datasheet/92/99/ae11/92/8e1c90036bd05acb0ddfeb8f04466953.pdf | https://www.unikeyic.com/products/din-rail-terminal-blocks/3044611/24506388.html
3044623 | PHOENIX CONTACT | 50: 1.2522 | Phoenix Straight-through terminal block , UT-4 Cliplineseries, single layer, grey, screw termination, 32A |  | Gray | 32 A | 30 A |  | - | - |  | - |  |  |  |  | Polyamide (PA), Nylon | UL94 V-0 | 1 (Unlimited) |  |  | 1 | 2 |  | Bulk |  |  | CLIPLINE UT | 9mm | 6.2mm | Screw | 1000V | 600V | 10-26 AWG | 0.14-6mm² | 100 | https://www.unikeyic.com/media/datasheet/c1/15/cea5/c1/02d87e884644801bb427b71b24b820f1.pdf | https://www.unikeyic.com/products/din-rail-terminal-blocks/3044623/7072370.html
3046003 | PHOENIX CONTACT | 22: 5.06 | Phoenix,UT4-TWIN-MT,Knife switch disconnecting terminal block, |  | Gray | 20 A | 20 A |  | Switch, Knife | - |  | - |  |  |  |  | Polyamide (PA), Nylon | UL94 V-0 | 1 (Unlimited) |  |  | 1 | 3 |  | Bulk | 3604071 |  | CLIPLINE UT | 9mm | 6.2mm | Screw | 500V | 300V | 10-26 AWG | 0.14-6mm² | 45 | https://www.unikeyic.com/media/datasheet/8c/cc/cb12/8c/6e9530d1a3a2f95f973ab95dc5594d0e.pdf | https://www.unikeyic.com/products/din-rail-terminal-blocks/3046003/7314506.html
3046100 | PHOENIX CONTACT | 50: 11.5184 | Phoenix,UT4-HESILA250(5X20),fuse terminal block,Phoenix fuse terminal block, UT 4-HESILA 250series, Black, 6.3A |  | Black | 6.3 A | 6.3 A |  | Fuse, Lever | LED |  | 5mm x 20mm |  |  |  |  | Polyamide (PA), Nylon | UL94 V-0 | 1 (Unlimited) |  |  | 1 | 2 |  | Box |  |  | CLIPLINE UT | 9mm | 6.2mm | Screw | 250V | 600V | 10-26 AWG | 0.14-6mm² | 727 | https://www.unikeyic.com/media/datasheet/8f/4d/3bec/8f/e1217e7904980cda7699e3afb4869979.pdf | https://www.unikeyic.com/products/din-rail-terminal-blocks/3046100/4607507.html
3046126 | PHOENIX CONTACT | 1: 11.2251 | Phoenix Contact UT4-HESILED60(5X20) Fuse Terminal Block 6.3A 60V DIN Rail Screw |  | Black | 6.3 A | 6.3 A |  | Fuse, Lever | LED |  | 5mm x 20mm |  |  |  |  | Polyamide (PA), Nylon | UL94 V-0 | Not Applicable |  |  | 1 | 2 |  | Bulk |  |  | CLIPLINE UT | 9mm | 6.2mm | Screw | 60V | 600V | 10-26 AWG | 0.14-6mm² | 1600 | https://www.unikeyic.com/media/datasheet/66/c2/2764/66/4eefd4766f13726cad4c64c5546390de.pdf | https://www.unikeyic.com/products/din-rail-terminal-blocks/3046126/30174973.html
3046152 | PHOENIX CONTACT | 1: 6.201 | Conn Knife Disconnect Terminal Block, 2 POS, Screw, Cable Mount, 20A |  | Gray | 20 A | 16 A |  | Switch, Knife | - |  | - |  |  |  |  | Polyamide (PA), Nylon | UL94 V-0 | 1 (Unlimited) |  |  | 1 | 2 |  | Bulk | 5875360 |  | CLIPLINE UT | 9mm | 6.2mm | Screw | 500V | 600V | 10-26 AWG | 0.14-6mm² | 21 | https://www.unikeyic.com/media/datasheet/9c/d3/ae55/9c/f2b2572ea069985907341efb0a355433.pdf | https://www.unikeyic.com/products/din-rail-terminal-blocks/3046152/22564669.html
3046173 | PHOENIX CONTACT | 20: 6.182 85: 5.929 | Phoenix Contact Fuse Disconnect Terminal, UT 4-MT-P/P-EX Series, Single Layer, Gray, Screw, 20A |  | Gray | 20 A | 16 A |  | Switch, Knife | - |  | - |  |  |  |  | Polyamide (PA), Nylon | UL94 V-0 | 1 (Unlimited) |  |  | 1 | 2 |  | Bulk |  |  | CLIPLINE UT | 9mm | 6.2mm | Screw | 500V | 500V | 10-26 AWG | 0.14-6mm² | 97 | https://www.unikeyic.com/media/datasheet/0d/fb/8533/0d/536480053054be5fef89e1962f87d4b2.pdf | https://www.unikeyic.com/products/din-rail-terminal-blocks/3046173/21345247.html
3046237 | PHOENIX CONTACT | 1: 3.3695 | Phoenix Straight-through terminal block , UTseries, 2road, DIN Rail installation, screw termination, 26-10-2020 AWGwire_gauge, 500mA, 800 V |  | Gray | 0.5 A |  |  | - | - |  | - |  |  |  |  | Polyamide (PA), Nylon | UL94 V-0 | 1 (Unlimited) |  |  | 1 | 2 |  | Bulk | 3604069 |  | CLIPLINE UT | 9mm | 6.2mm | Screw | 800V | - | 10-26 AWG | 0.14-6mm² | 69 | https://www.unikeyic.com/media/datasheet/3a/29/0ea2/3a290ea225285437d06d45769b45e942.pdf | https://www.unikeyic.com/products/din-rail-terminal-blocks/3046237/144152.html
3046265 | PHOENIX CONTACT | 27: 4.224 |  |  | Blue | 20 A | 16 A |  | Switch, Knife | - |  | - |  |  |  |  | Polyamide (PA), Nylon | UL94 V-0 | 1 (Unlimited) |  |  | 1 | 2 |  | Bulk |  |  | CLIPLINE UT | 9mm | 6.2mm | Screw | 500V | 300V | 10-26 AWG | 0.14-6mm² | 49 | https://www.unikeyic.com/media/datasheet/4d/4c/3944/4d/50675a4a036dc91f5fc9869fa50c9ca9.pdf | https://www.unikeyic.com/products/din-rail-terminal-blocks/3046265/2214183.html
3046362 | PHOENIX CONTACT | 50: 1.9046 | Phoenix,UT2,5-MT,Knife switch disconnecting terminal block,Phoenix Knife switch disconnecting terminal, UT 2.5-MTseries, single layer, grey, screw termination, 20A |  | Gray | 20 A | 20 A |  | Switch, Knife | - |  | - |  |  |  |  | Polyamide (PA), Nylon | UL94 V-0 | 1 (Unlimited) |  |  | 1 | 2 |  | Bulk |  |  | CLIPLINE UT | 9mm | 5.2mm | Screw | 400V | 300V | 12-26 AWG | 0.14-4mm² | 450 | https://www.unikeyic.com/media/datasheet/65/f5/ddc3/65/186f363da3f6ad485146494ed0b47284.pdf | https://www.unikeyic.com/products/din-rail-terminal-blocks/3046362/8268906.html
3046375 | PHOENIX CONTACT | 50: 5.1151 | Phoenix Contact UT 2.5-MT-P/P Isolating Terminal Block, Single Layer, Gray, Screw, 20A |  | Gray | 20 A | 20 A |  | Switch, Knife | - |  | - |  |  |  |  | Polyamide (PA), Nylon | UL94 V-0 | 1 (Unlimited) |  |  | 1 | 2 |  | Bulk |  |  | CLIPLINE UT | 9mm | 5.2mm | Screw | 400V | 300V | 12-26 AWG | 0.14-4mm² | 635 | https://www.unikeyic.com/media/datasheet/21/8a/3807/21/666b1d649391deeaf3419d3903694dd1.pdf | https://www.unikeyic.com/products/din-rail-terminal-blocks/3046375/7423817.html
3046401 | PHOENIX CONTACT | 16: 7.084 49: 6.743 | Phoenix Contact UT6-HESI(6.3X32) Fuse Terminal Block, Single Layer, Black, Screw, 10A |  | Black | 10 A | 16 A |  | Fuse, Lever | - |  | 6.3mm x 32mm |  |  |  |  | Polyamide (PA), Nylon | UL94 V-0 | Not Applicable |  |  | 1 | 2 |  | Bulk |  |  | CLIPLINE UT | 10mm | 8.2mm | Screw | 630V | 600V | 8-24 AWG | 0.2-10mm² | 158 | https://www.unikeyic.com/media/datasheet/af/a7/740c/afa7740c420b277d58320379229a6197.pdf | https://www.unikeyic.com/products/din-rail-terminal-blocks/3046401/4261257.html
3046579 | PHOENIX CONTACT | 1: 3.2132 | CONN TERM BLK DISCONN 12-26AWG |  | Blue | 20 A | 20 A |  | Open | - |  | - |  |  |  |  | Polyamide (PA), Nylon | UL94 V-0 | 1 (Unlimited) |  |  | 1 | 2 |  | Bulk | 3604065 |  | CLIPLINE UT | 9mm | 5.2mm | Screw | 400V | 300V | 12-26 AWG | 0.14-4mm² | 40 | https://www.unikeyic.com/media/datasheet/d4/9a/4377/d49a4377905c21aef22177eddc10cfc5.pdf | https://www.unikeyic.com/products/din-rail-terminal-blocks/3046579/33360963.html
3047727 | PHOENIX CONTACT | 20: 5.698 | Phoenix Contact UT 35 IB Terminal Block, Single Layer, Gray, Screw, 125A |  | Gray | 150 A | 150 A |  | - | - |  | - |  |  |  |  | Polyamide (PA), Nylon | UL94 V-0 | 1 (Unlimited) |  |  | 1 | 2 |  | Bulk | 5699630 |  | CLIPLINE UT | 18mm | 16.0mm | Screw | 1000V | 600V | 1/0-14 AWG | 1.5-50mm² | 50 | https://www.unikeyic.com/media/datasheet/8f/69/c585/8f/4fcbf4a5a08e27a7a5eed2858af3fd14.pdf | https://www.unikeyic.com/products/din-rail-terminal-blocks/3047727/26221462.html
3048292 | PHOENIX CONTACT | 50: 2.2903 | Phoenix,UK5-MTK-P/PRD,Knife switch disconnecting terminal block,Phoenix Rail type terminal block, UK5-MTK-P/P RDseries, single layer, red, screw termination, 16A |  | Red | 16 A | 15 A |  | Switch, Knife | - |  | - |  |  |  |  | Polyamide (PA), Nylon | UL94 V-0 | Not Applicable |  |  | 1 | 2 |  | Bulk |  |  | CLIPLINE UK | 8mm | 6.2mm | Screw | 500V | 600V | 12-22 AWG | 0.2-4mm² | 2719 | https://www.unikeyic.com/media/datasheet/ec/bd/7828/ec/2e1dfadc944441c364ec9055b2b112c4.pdf | https://www.unikeyic.com/products/din-rail-terminal-blocks/3048292/28559640.html
3048629 | PHOENIX CONTACT | 2: 62.37 | Phoenix fuse terminal block, UK 10.3-CC HESILED N 600 2POLseries, single layer, Black, Screw-down terminations, 32A |  | Black | 32 A | 30 A |  | Fuse, Lever | - |  | - |  |  |  |  | Polyamide (PA), Nylon | UL94 V-0 | 1 (Unlimited) |  |  | 1 | 2 |  | Bulk | 2553125 |  | CLIPLINE UK | 12mm | 18.0mm | Screw | 690V | 600V | 6-18 AWG | 1.5-25mm² | 2 | https://www.unikeyic.com/media/datasheet/c7/87/94f3/c7/ef95f35eaf3c4516d7d6b8baba86eafe.pdf | https://www.unikeyic.com/products/din-rail-terminal-blocks/3048629/5908264.html
3048632 | PHOENIX CONTACT | 2: 93.511 4: 89.056 15: 85.008 | Phoenix Contact Modular Terminal Block, UK 10.3-CC HESILED N600 3POL Series, Single Layer, Black, Screw Clamp |  | Black | 32 A | 30 A |  | Fuse, Lever | - |  | - |  |  |  |  | Polyamide (PA), Nylon | UL94 V-0 | 1 (Unlimited) |  |  | 1 | 3 |  | Bulk |  |  | CLIPLINE UK | 12mm | 18.0mm | Screw | 690V | 600V | 6-18 AWG | 1.5-25mm² | 29 | https://www.unikeyic.com/media/datasheet/15/16/7a80/15/1111428d49118797e89d3104b2da0cb9.pdf | https://www.unikeyic.com/products/din-rail-terminal-blocks/3048632/1453086.html
3048810 | PHOENIX CONTACT | 50: 9.2641 500: 9.0669 | Phoenix,UDK4-MTK-P/PRD,Knife switch disconnecting terminal block, |  | Red | 16 A |  |  | Switch, Knife | - |  | - |  |  |  |  | Polyamide (PA), Nylon | UL94 V-2 | 1 (Unlimited) |  |  | 1 | 4 |  | Bulk |  |  | CLIPLINE UDK | 8mm | 6.2mm | Screw | 630V | - | 10-24 AWG | 0.2-6mm² | 5000 | https://www.unikeyic.com/media/datasheet/e0/8c/46d9/e0/e35d6cb89aa298535851646c94a21a9a.pdf | https://www.unikeyic.com/products/din-rail-terminal-blocks/3048810/11844728.html
3050407 | PHOENIX CONTACT | 50: 4.6093 500: 4.5113 | Phoenix,QTC1,5-TWIN-MT,Knife switch disconnecting terminal block, |  | Gray | 17.5 A |  |  | Switch, Knife | - |  | - |  |  |  |  | Polyamide (PA), Nylon | UL94 V-0 | 1 (Unlimited) |  |  | 1 | 3 |  | Bulk |  |  | CLIPLINE QTC | - | 5.2mm | IDC | 400V | - | 16-24 AWG | 0.25-1.5mm² | 5000 | https://www.unikeyic.com/media/datasheet/8e/de/ed64/8edeed649883bb209304316043db9f42.pdf | https://www.unikeyic.com/products/din-rail-terminal-blocks/3050407/26817003.html
3057254 | PHOENIX CONTACT | 50: 6.5183 | Phoenix,UT4-MT-P/PRD,Knife switch disconnecting terminal block, | [32 empty] | 25100 | https://www.unikeyic.com/media/about_us/Unikey_ISO_9001_Certification.pdf | https://www.unikeyic.com/products/din-rail-terminal-blocks/3057254/25574835.html
3060527 | PHOENIX CONTACT | 1: 7.059 | Phoenix,UT4-HESI(5X20)BU,fuse terminal block,Phoenix fuse terminal block, UT 4-HESI (5X20) BUseries, single layer, Blue, Screw-down terminations, 6.3A |  | Blue | 6.3 A | 6.3 A |  | Fuse, Lever | - |  | 5mm x 20mm |  |  |  |  | Polyamide (PA), Nylon | UL94 V-0 | 1 (Unlimited) |  |  | 1 | 2 |  | Bulk |  |  | CLIPLINE UT | 9mm | 6.2mm | Screw | 500V | 600V | 10-26 AWG | 0.14-6mm² | 173 | https://www.unikeyic.com/media/datasheet/6c/b1/9af3/6c/222b94029cd9253ae11852ebaa1126d1.pdf | https://www.unikeyic.com/products/din-rail-terminal-blocks/3060527/25448448.html
3064043 | PHOENIX CONTACT | 50: 6.444 | Phoenix Contact UT4-QUATTRO-MT Isolating Terminal Block, UT Series, Gray, Screw Termination, 20A |  | Gray | 20 A | 20 A |  | Switch, Knife | - |  | - |  |  |  |  | Polyamide (PA), Nylon | UL94 V-0 | 1 (Unlimited) |  |  | 1 | 4 |  | Bulk |  |  | CLIPLINE UT | 9mm | 6.2mm | Screw | 500V | 300V | 10-26 AWG | 0.14-6mm² | 15644 | https://www.unikeyic.com/media/datasheet/01/c3/cd68/01c3cd68d7dde6668844fdb1cd84a645.pdf | https://www.unikeyic.com/products/din-rail-terminal-blocks/3064043/4966670.html
3064056 | PHOENIX CONTACT | 50: 7.5428 | Phoenix Contact UT4-QUATTRO-MTP/P Blade Disconnect Terminal, UT4 Series, Gray, 20A |  | Gray | 20 A | 20 A |  | Switch, Knife | - |  | - |  |  |  |  | Polyamide (PA), Nylon | UL94 V-0 | 1 (Unlimited) |  |  | 1 | 4 |  | Bulk |  |  | CLIPLINE UT | 9mm | 6.2mm | Screw | 500V | 300V | 10-26 AWG | 0.14-6mm² | 5529 | https://www.unikeyic.com/media/datasheet/d1/b3/68c5/d1b368c579e50f2322966bc7811d15fe.pdf | https://www.unikeyic.com/products/din-rail-terminal-blocks/3064056/15021230.html
3070079 | PHOENIX CONTACT | 1: 20.8632 | Phoenix,UT4-PE/HESILA250(5X20),fuse terminal block,Phoenix fuse terminal block, UT 4-PE/HESI LA 250 (5X20)series, single layer, Black, Screw-down terminations, 6.3A |  | Black | 6.3 A |  |  | Fuse, Lever | LED |  | 5mm x 20mm |  |  |  |  | Polyamide (PA), Nylon | UL94 V-0 | 1 (Unlimited) |  |  | 2; 1 Grounded | 3 |  | Bulk |  |  | CLIPLINE UT | 9mm | 6.2mm | Screw | 500V | - | 10-26 AWG | 0.14-6mm² | 39 | https://www.unikeyic.com/media/datasheet/ce/d4/8abf/ced48abf45128b0eed5ac4518741ca5d.pdf | https://www.unikeyic.com/products/din-rail-terminal-blocks/3070079/4633318.html
3073063 | PHOENIX CONTACT | 1: 6.968 | Phoenix Contact Isolating Terminal Block, UT 4-QUATTRO-MT P/P BU Series, Single Layer, Blue, Screw Term, 20A |  | Blue | 20 A | 20 A |  | Switch, Knife | - |  | - |  |  |  |  | Polyamide (PA), Nylon | UL94 V-0 | 1 (Unlimited) |  |  | 1 | 4 |  | Bulk |  |  | CLIPLINE UT | 9mm | 6.2mm | Screw | 500V | 300V | 10-26 AWG | 0.14-6mm² | 37 | https://www.unikeyic.com/media/datasheet/ec/ac/be1b/ec/74e1b2da22577ea41d7d4144f1b2966d.pdf | https://www.unikeyic.com/products/din-rail-terminal-blocks/3073063/5059100.html
3073953 | PHOENIX CONTACT | 50: 28.0628 | Phoenix,UK10-DREHSI-EX(5X20),fuse terminal block, |  | Black | 10 A |  |  | Fuse, Screw Cap | - |  | 5mm x 20mm |  |  |  |  | Polyamide (PA), Nylon | UL94 V-2 | Not Applicable |  |  | 1 | 2 |  | Bulk |  |  | CLIPLINE UK | 11mm | 12.0mm | Screw | - | - | 6-20 AWG | 0.5-16mm² | 383 | https://www.unikeyic.com/media/datasheet/2e/2f/d40b/2e2fd40b58d67fbe6a0e81f70dbd2cda.pdf | https://www.unikeyic.com/products/din-rail-terminal-blocks/3073953/23118082.html
3073979 | PHOENIX CONTACT | 10: 16.2879 | Phoenix Contact 3073979 |  |  |  |  | 3073979 PHOENIX CONTACT | [7 empty] | 71.5mm(Length)*12.2mm(width) | [19 empty] | 10 | https://www.unikeyic.com/media/datasheet/64/38/e4b2/6438e4b22b0f1b2939de2815d22be590.pdf | https://www.unikeyic.com/products/din-rail-terminal-blocks/3073979/31541313.html
3074376 | PHOENIX CONTACT | 1: 64.777 | Phoenix Contact End Cap, D-UTTB 2.5/4 ZBU GY Series |  |  |  |  | 3074376 PHOENIX CONTACT | [27 empty] | 100 | https://www.unikeyic.com/media/datasheet/81/e4/8da6/81/b7cf3bb7e53e29afb7687c2ae5c71391.pdf | https://www.unikeyic.com/products/din-rail-terminal-blocks/3074376/23040418.html
3101016 | PHOENIX CONTACT | 50: 7.3127 | Phoenix,MTK,Knife switch disconnecting terminal block,Phoenix Breaking terminal, MTKseries, single layer, grey, screw termination, 16A |  | Gray | 16 A | 10 A |  | Switch, Knife | - |  | - |  |  |  |  | Polyamide (PA), Nylon | UL94 V-0 | 1 (Unlimited) |  |  | 1 | 2 |  | Bulk |  |  | CLIPLINE MTK | 7mm | 5.2mm | Screw | 400V | 300V | 12-28 AWG | 0.2-4mm² | 280 | https://www.unikeyic.com/media/datasheet/2b/9f/904b/2b9f904b5073e0290e7f6f4669e3e2fa.pdf | https://www.unikeyic.com/products/din-rail-terminal-blocks/3101016/15268148.html
3101113 | PHOENIX CONTACT | 1: 29.1276 | Phoenix Contact UDMTK5-P/PBU Isolating Terminal Block, Double, Blue, Screw, 10A |  | Blue | 10 A |  |  | Switch, Knife | - |  | - |  |  |  |  | Polyamide (PA), Nylon | UL94 V-2 | 1 (Unlimited) |  |  | 2 | 4 |  | Bulk |  |  | CLIPLINE UDMTK | 8mm | 6.2mm | Screw | 400V | - | 12-24 AWG | 0.2-4mm² | 10 | https://www.unikeyic.com/media/datasheet/9a/7d/063f/9a7d063fb74f96abca3d6e9705d7ce5c.pdf | https://www.unikeyic.com/products/din-rail-terminal-blocks/3101113/14153299.html
3101197 | PHOENIX CONTACT | 50: 7.9655 | Phoenix,MTKBU,Knife switch disconnecting terminal block,Phoenix Breaking terminal, MTK BUseries, single layer, Blue, screw termination, 16A |  | Blue | 16 A | 10 A |  | Switch, Knife | - |  | - |  |  |  |  | Polyamide (PA), Nylon | UL94 V-0 | 1 (Unlimited) |  |  | 1 | 2 |  | Bulk | 349895 |  | CLIPLINE MTK | 7mm | 5.2mm | Screw | 400V | 300V | 12-28 AWG | 0.2-4mm² | 250 | https://www.unikeyic.com/media/datasheet/61/d9/2df1/61/74b4d6baeb800eaa872f9b2830dde6e0.pdf | https://www.unikeyic.com/products/din-rail-terminal-blocks/3101197/4886512.html
3104013 | PHOENIX CONTACT | 1: 11.6749 10: 10.702 100: 10.5074 250: 10.5074 500: 10.5074 | Phoenix,MTK-P/P,Knife switch disconnecting terminal block,Phoenix Knife switch disconnecting terminal, MTK-P/Pseries, single layer, grey, screw termination, 16A |  | Gray | 16 A | 10 A |  | Switch, Knife | - |  | - |  |  |  |  | Polyamide (PA), Nylon | UL94 V-0 | 1 (Unlimited) |  |  | 1 | 2 |  | Bulk |  |  | CLIPLINE MTK | 7mm | 5.2mm | Screw | 400V | 300V | 12-28 AWG | 0.2-4mm² | 9 | https://www.unikeyic.com/media/datasheet/ca/b8/3c3a/ca/adad64f94fbfca6268ff56313200bd7d.pdf | https://www.unikeyic.com/products/din-rail-terminal-blocks/3104013/27389985.html
3118012 | PHOENIX CONTACT | 1: 16.0135 10: 15.7276 25: 15.4416 100: 15.4416 250: 15.4416 | Phoenix,UK-SI,fuse terminal block,Phoenix fuse terminal block, UK-SIseries |  | Black | 6.3 A | 10 A |  | Fuse, Removable Plug | - |  | 5mm x 20mm, 5mm x 25mm |  |  |  |  | Polyamide (PA), Nylon | UL94 V-0 | 1 (Unlimited) |  |  | 1 | 2 |  | Bulk |  |  | CLIPLINE UK | 9mm | 8.2mm | Screw | 400V | 300V | 12-28 AWG | 0.2-4mm² | 29 | https://www.unikeyic.com/media/datasheet/13/b0/c6d8/13/e1c8e5a2bfe27cd73e7c7565e2df45bb.pdf | https://www.unikeyic.com/products/din-rail-terminal-blocks/3118012/9639625.html
3205213 | PHOENIX CONTACT | 50: 7.017 500: 6.8677 | Phoenix Contact QTC1-5-MTBU Disconnect Terminal Block, 5-Pin, QTC Series, Blue, 17.5A |  | Blue | 17.5 A | 10 A |  | Switch, Knife | - |  | - |  |  |  |  | Polyamide (PA), Nylon | UL94 V-0 | Not Applicable |  |  | 1 | 2 |  | Bulk |  |  | CLIPLINE QTC | - | 5.2mm | IDC | 400V | 300V | 16-24 AWG | 0.25-1.5mm² | 5000 | https://www.unikeyic.com/media/datasheet/05/ea/3d88/05/46fca4c760dec4748c3c6b3048430f14.pdf | https://www.unikeyic.com/products/din-rail-terminal-blocks/3205213/1660689.html
3206487 | PHOENIX CONTACT | 50: 7.1181 500: 6.9667 | Phoenix,QTC2,5-MT,Knife switch disconnecting terminal block, |  | Gray | 20 A | 15 A |  | Switch, Knife | - |  | - |  |  |  |  | Polyamide (PA), Nylon | UL94 V-0 | 1 (Unlimited) |  |  | 1 | 2 |  | Bulk |  |  | CLIPLINE QTC | - | 6.2mm | IDC | 400V | 300V | 14-20 AWG | 0.5-2.5mm² | 5000 | https://www.unikeyic.com/media/datasheet/ae/ec/9f5b/ae/515ce1af0d2943d6048a2b66c9d20af0.pdf | https://www.unikeyic.com/products/din-rail-terminal-blocks/3206487/28362831.html
3207680 | PHOENIX CONTACT | 10: 26.1771 | [16 empty] | 1 (Unlimited) | [5 empty] | Bulk | 4453405 |  | - | [7 empty] | 130 | https://www.unikeyic.com/media/about_us/Unikey_ISO_9001_Certification.pdf | https://www.unikeyic.com/products/din-rail-terminal-blocks/3207680/25316361.html
3208130 | PHOENIX CONTACT | 50: 1.316 | Phoenix Straight-through terminal block , PT 1series, yellow, Push-in termination, 17.5A |  | Yellow | 17.5 A | 15 A |  | - | - |  | - |  |  |  |  | Polyamide (PA), Nylon | UL94 V-0 | 1 (Unlimited) |  |  | 1 | 2 |  | Box |  |  | CLIPLINE PT | 8mm | 3.5mm | Push In, Spring | 500V | 300V | 14-26 AWG | 0.14-1.5mm² | 200 | https://www.unikeyic.com/media/datasheet/e7/68/4c59/e7/6c374b5afd16532f15f57faf5c5cff81.pdf | https://www.unikeyic.com/products/din-rail-terminal-blocks/3208130/9152715.html
3208156 | PHOENIX CONTACT | 1: 80.9394 | Phoenix Straight-through terminal block , single layer, red |  | Red | 17.5 A | 15 A |  | - | - |  | - |  |  |  |  | Polyamide (PA), Nylon | UL94 V-0 | 1 (Unlimited) |  |  | 1 | 3 |  | Box | 5198631 |  | CLIPLINE PT | 8mm | 3.5mm | Push In, Spring | 500V | 300V | 14-26 AWG | 0.14-1.5mm² | 50 | https://www.unikeyic.com/media/datasheet/4b/2d/89dd/4b/810dda948aff03da0de10a440f42c8b2.pdf | https://www.unikeyic.com/products/din-rail-terminal-blocks/3208156/34469027.html
3208943 | PHOENIX CONTACT | 1: 10.0337 10: 9.1975 100: 9.0303 250: 9.0303 500: 9.0303 | Phoenix,PT4-FSI/F,fuse terminal block,Phoenix fuse terminal block, PT 4-FSI/Fseries, single layer, Black, Push-in termination, 10A |  | Black | 10 A |  |  | Fuse, Lever | - |  | Flat, F |  |  |  |  | Polyamide (PA), Nylon | UL94 V-0 | 1 (Unlimited) |  |  | 1 | 2 |  | Box |  |  | CLIPLINE PT | 10mm | 6.2mm | Push In, Spring | 400V | - | 10-24 AWG | 0.2-4mm² | 282 | https://www.unikeyic.com/media/datasheet/bf/0c/44f3/bf0c44f3e5a2d86198162cdeb4484d55.pdf | https://www.unikeyic.com/products/din-rail-terminal-blocks/3208943/3746903.html
3209517 | PHOENIX CONTACT | 19: 5.907 59: 5.632 | Phoenix Contact Ground Terminal Block, PTU 2.5-TWIN-PE Series, Single Layer, Green/Yellow, Push-In Termination |  | Green, Yellow |  |  |  | - | - |  | - |  |  |  |  | Polyamide (PA), Nylon | UL94 V-0 | 1 (Unlimited) |  |  | 1 | 3 |  | Bulk |  |  | CLIPLINE PT | 10mm | 5.2mm | Push In Spring; Screw | 800V | 600V | 12-26 AWG | 0.14-4mm² | 72 | https://www.unikeyic.com/media/datasheet/42/07/24ef/42/2cdf5b506e4d48ea252f18cdbaab290e.pdf | https://www.unikeyic.com/products/din-rail-terminal-blocks/3209517/2285964.html
3209532 | PHOENIX CONTACT | 50: 3.9185 500: 3.8351 | Phoenix,PTU4-MT-P,Knife switch disconnecting terminal block, |  |  |  |  | 3209532 PHOENIX CONTACT | [7 empty] | 71mm(Length)*6.2mm(width) | [19 empty] | 5000 | https://www.unikeyic.com/media/datasheet/3b/82/41cd/3b8241cd05268ca16aa2cde577bab7d5.pdf | https://www.unikeyic.com/products/din-rail-terminal-blocks/3209532/5220548.html
3209538 | PHOENIX CONTACT | 50: 2.5088 500: 2.4554 | Phoenix Contact PTU4-MT Fuse Disconnect Terminal Block |  |  |  |  | 3209538 PHOENIX CONTACT | [7 empty] | 71mm(Length)*6.2mm(width) | [19 empty] | 5000 | https://www.unikeyic.com/media/datasheet/2d/49/2fdf/2d492fdf719a1df0a3609b1672baf17d.pdf | https://www.unikeyic.com/products/din-rail-terminal-blocks/3209538/26536650.html
3210169 | PHOENIX CONTACT | 50: 4.8813 | Phoenix,PT2,5-TWIN-MT,Knife switch disconnecting terminal block,Phoenix Knife switch disconnecting terminal, PT 2.5-TWIN-MTseries, single layer, grey, Push-in termination, 20A |  | Gray | 20 A | 20 A |  | Switch, Knife | - |  | - |  |  |  |  | Polyamide (PA), Nylon | UL94 V-0 | Not Applicable |  |  | 1 | 3 |  | Box |  |  | CLIPLINE PT | 10mm | 5.2mm | Push In, Spring | 400V | 300V | 12-26 AWG | 0.14-4mm² | 1375 | https://www.unikeyic.com/media/datasheet/c8/61/7e57/c8/cef39f1444d3e16fd097e7a63c2b187c.pdf | https://www.unikeyic.com/products/din-rail-terminal-blocks/3210169/7897203.html
3210177 | PHOENIX CONTACT | 5: 5.9037 | Phoenix Knife switch disconnecting terminal, PT 2.5-TWIN-MTB BUseries, single layer, Blue, Push-in termination, 16A |  | Blue | 16 A | 5 A |  | Switch, Knife | - |  | - |  |  |  |  | Polyamide (PA), Nylon | UL94 V-0 | 1 (Unlimited) |  |  | 1 | 3 |  | Box |  |  | CLIPLINE PT | 10mm | 5.2mm | Push In, Spring | 400V | 600V | 12-26 AWG | 0.14-4mm² | 50 | https://www.unikeyic.com/media/datasheet/06/44/7e9b/06/433a31f433348269e71f35947d8ee2a4.pdf | https://www.unikeyic.com/products/din-rail-terminal-blocks/3210177/33921342.html
3210295 | PHOENIX CONTACT | 16: 13.035 38: 12.485 | Phoenix Contact Terminal Block, PTTBS 2.5-DIO/U-O Series, Gray, Push-In, 20A |  | Gray | 20 A | 20 A |  | - | Diode |  | - |  |  |  |  | Polyamide (PA), Nylon | UL94 V-0 | 1 (Unlimited) |  |  | 2; Connected | 4 |  | Box |  |  | CLIPLINE PTTBS | 10mm | 5.2mm | Push In, Spring | 500V | 300V | 12-26 AWG | 0.14-4mm² | 49 | https://www.unikeyic.com/media/datasheet/25/3c/faab/25/ba8e48f91055c7fe4a7b21378bf76189.pdf | https://www.unikeyic.com/products/din-rail-terminal-blocks/3210295/25051881.html
3210301 | PHOENIX CONTACT | 1: 1.2451 | Phoenix Contact PT1.5/S-MT DIN Rail Terminal Block CLIPLINE PT Series Gray Push-In 10A |  | Gray | 10 A | 10 A |  | Switch, Knife | - |  | - |  |  |  |  | Polyamide (PA), Nylon | UL94 V-0 | 1 (Unlimited) |  |  | 1 | 2 |  | Box |  |  | CLIPLINE PT | 8mm | 3.5mm | Push In, Spring | 400V | 300V | 16-26 AWG | 0.14-1.5mm² | 38 | https://www.unikeyic.com/media/datasheet/63/10/3bc3/63/de3e6844f31e0de528b371f9e17e3f6a.pdf | https://www.unikeyic.com/products/din-rail-terminal-blocks/3210301/34685772.html
3210302 | PHOENIX CONTACT | 5: 4.5821 | Phoenix Contact PT 1.5/S-MTBU Blade Disconnect Terminal Block, DIN Rail, Gray, Push-in Termination, 10A |  | Blue | 10 A | 10 A |  | Switch, Knife | - |  | - |  |  |  |  | Polyamide (PA), Nylon | UL94 V-0 | Not Applicable |  |  | 1 | 2 |  | Bulk | 7558542 |  | CLIPLINE PT | 8mm ~ 10mm | 3.5mm | Push In | 400V | 300V | 14-26 AWG | 0.14-1.5mm² | 50 | https://www.unikeyic.com/media/datasheet/44/b4/e62f/44/552ed23c5a9e0d943684d8580a14f800.pdf | https://www.unikeyic.com/products/din-rail-terminal-blocks/3210302/12840226.html
3210311 | PHOENIX CONTACT | 5: 5.1383 | Phoenix Contact PT 1.5/S-TWIN-MT, DIN Rail Terminal Block, Gray, Push-in, 10A |  | Gray | 10 A | 10 A |  | Switch, Knife | - |  | - |  |  |  |  | Polyamide (PA), Nylon | UL94 V-0 | 1 (Unlimited) |  |  | 1 | 3 |  | Bulk | 5695329 |  | CLIPLINE PT | 8mm | 3.5mm | Push In | 400V | 300V | 16-26 AWG | 0.14-1.5mm² | 40 | https://www.unikeyic.com/media/datasheet/38/a0/659a/38a0659a9e1187c326e1d7ef9023763b.pdf | https://www.unikeyic.com/products/din-rail-terminal-blocks/3210311/18737569.html
3210312 | PHOENIX CONTACT | 5: 4.7224 | Phoenix Rail type terminal block, PT 1.5/S-TWIN-MT BUseries, grey, Push-in termination, 10A |  | Blue | 10 A | 10 A |  | Switch, Knife | - |  | - |  |  |  |  | Polyamide (PA), Nylon | UL94 V-0 | 1 (Unlimited) |  |  | 1 | 3 |  | Bulk | 5695330 |  | CLIPLINE PT | 8mm | 3.5mm | Push In | 400V | 300V | 16-26 AWG | 0.14-1.5mm² | 55 | https://www.unikeyic.com/media/datasheet/6a/fb/ab16/6a/a0c0ba67084a4b30cac164a110d41a2c.pdf | https://www.unikeyic.com/products/din-rail-terminal-blocks/3210312/20435615.html
3210317 | PHOENIX CONTACT | 5: 1.7425 | Phoenix Rail type terminal block, PT 1.5/S-TWIN-MTDseries, grey, Push-in termination, 17.5A |  | Gray | 17.5 A | 10 A |  | - | - |  | - |  |  |  |  | Polyamide (PA), Nylon | UL94 V-0 | 1 (Unlimited) |  |  | 1 | 3 |  | Bulk |  |  | CLIPLINE PT | 8mm | 3.5mm | Push In | 400V | 300V | 16-26 AWG | 0.14-1.5mm² | 65 | https://www.unikeyic.com/media/datasheet/18/a6/317d/18/1b05d65f694a0ca8cb1730ce18a82ada.pdf | https://www.unikeyic.com/products/din-rail-terminal-blocks/3210317/3466021.html
3210352 | PHOENIX CONTACT | 1: 13.879 | Phoenix Rail type terminal block, PTT 1.5/S-2MT BUseries, grey, Push-in termination, 9A |  | Blue | 9 A | 10 A |  | Switch, Knife | - |  | - |  |  |  |  | Polyamide (PA), Nylon | UL94 V-0 | 1 (Unlimited) |  |  | 2 | 4 |  | Bulk |  |  | CLIPLINE PTT | 8mm | 3.5mm | Push In | 400V | 300V | 16-26 AWG | 0.14-1.5mm² | 50 | https://www.unikeyic.com/media/datasheet/66/9b/0a49/66/b05a32a6f6655a7893186033fc505907.pdf | https://www.unikeyic.com/products/din-rail-terminal-blocks/3210352/111000.html
3211253 | PHOENIX CONTACT | 50: 1.9382 | Conn Feed-Through Terminal Block 3 POS Spring Clamp DIN Rail 24A |  | Brown | 24 A | 20 A |  | - | - |  | - |  |  |  |  | Polyamide (PA), Nylon | UL94 V-0 | Not Applicable |  |  | 1 | 3 |  | Bulk |  |  | CLIPLINE PT | 8mm ~ 10mm | 5.2mm | Push In | 800V | 600V | 12-26 AWG | 0.14-4mm² | 100 | https://www.unikeyic.com/media/datasheet/5a/6f/aa10/5a/da49dc86c2be050ebd56fa6c6df4f835.pdf | https://www.unikeyic.com/products/din-rail-terminal-blocks/3211253/613978.html
3211663 | PHOENIX CONTACT | 1: 6.4645 | Phoenix Contact PT2,5-TWIN-MTBU Disconnect Terminal Block |  | Blue | 20 A | 20 A |  | Switch, Knife | - |  | - |  |  |  |  | Polyamide (PA), Nylon | UL94 V-0 | Not Applicable |  |  | 1 | 3 |  | Box |  |  | CLIPLINE PT | 10mm | 5.2mm | Push In, Spring | 400V | 300V | 12-26 AWG | 0.14-4mm² | 50 | https://www.unikeyic.com/media/datasheet/7b/27/b202/7b27b2020f0d5529b1391b0e494858f2.pdf | https://www.unikeyic.com/products/din-rail-terminal-blocks/3211663/19485380.html
3211827 | PHOENIX CONTACT | 50: 5.8162 500: 5.6049 |  |  | Blue | 30 A |  |  | - | - |  | - |  |  |  |  | Polyamide (PA), Nylon | UL94 V-0 | Not Applicable |  |  | 2; Connected | 4 |  | Bulk |  |  | CLIPLINE PTTB | 10mm ~ 12mm | 6.2mm | Push In | 500V | - | 10-24 AWG | 0.2-6mm² | 100 | https://www.unikeyic.com/media/datasheet/0a/37/5148/0a375148cd018dfd9496708e7b599258.pdf | https://www.unikeyic.com/products/din-rail-terminal-blocks/3211827/8797868.html
3211838 | PHOENIX CONTACT | 31: 3.608 | Double-Level Terminal Block, Push-In Connection |  | Blue | 28 A | 24 A |  | - | - |  | - |  |  |  |  | Polyamide (PA), Nylon | UL94 V-0 |  |  |  | 2 | 4 |  | Bulk |  |  | CLIPLINE PTTBS | 10mm ~ 12mm | 6.2mm | Push In | 800V | 600V | 10-24 AWG | 0.2-6mm² | 34 | https://www.unikeyic.com/media/datasheet/a9/45/4500/a9454500849ff47cbc576dd66d8bb3ee.pdf | https://www.unikeyic.com/products/din-rail-terminal-blocks/3211838/9930722.html
3211868 | PHOENIX CONTACT | 50: 17.6139 500: 17.2392 | Phoenix,PT6-HESILED60(6,3X32),fuse terminal block, |  | Black | 10 A | 5 A |  | Fuse, Lever | Diode |  | 6.3mm x 32mm |  |  |  |  | Polyamide (PA), Nylon | UL94 V-0 |  |  |  | 1 | 2 |  | Bulk | 17937716 |  | CLIPLINE PT | 10mm ~ 12mm | 8.2mm | Push In | 60V | 600V | 8-20 AWG | 0.5-10mm² | 5000 | https://www.unikeyic.com/media/datasheet/a4/fe/02c7/a4fe02c7b871004a1963e89207901638.pdf | https://www.unikeyic.com/products/din-rail-terminal-blocks/3211868/8743026.html
3211907 | PHOENIX CONTACT | 50: 15.1895 | Phoenix Contact PT4-HESILA250(5X20) Fuse Terminal Block, Single Layer, Black, Push-In, 6.3A |  | Black | 6.3 A |  |  | Fuse, Lever | LED |  | 5mm x 20mm |  |  |  |  | Polyamide (PA), Nylon | UL94 V-0 | 1 (Unlimited) |  |  | 1 | 2 |  | Box |  |  | CLIPLINE PT | 10mm | 6.2mm | Push In, Spring | 250V | - | 10-24 AWG | 0.2-4mm² | 910 | https://www.unikeyic.com/media/datasheet/5a/37/fff3/5a/55655f2b9f66313b196b610338cd87b9.pdf | https://www.unikeyic.com/products/din-rail-terminal-blocks/3211907/32442248.html
3212166 | PHOENIX CONTACT | 1: 5.44 | Phoenix Contact PT6-FSI/C Fuse Terminal Block, PT 6 Series, Single Layer, Black, 25A |  | Black | 25 A | 5 A |  | Fuse, Lever | - |  | Blade, C |  |  |  |  | Polyamide (PA), Nylon | UL94 V-0 | 1 (Unlimited) |  |  | 1 | 2 |  | Bulk |  |  | CLIPLINE PT | 10mm ~ 12mm | 8.2mm | Push In | 400V | 600V | 8-20 AWG | 0.5-10mm² | 45 | https://www.unikeyic.com/media/about_us/Unikey_ISO_9001_Certification.pdf | https://www.unikeyic.com/products/din-rail-terminal-blocks/3212166/25614055.html
3212169 | PHOENIX CONTACT | 4: 25.861 20: 24.783 39: 23.793 |  |  | Black | 25 A | 5 A |  | Fuse, Lever | LED |  | Blade, C |  |  |  |  | Polyamide (PA), Nylon | UL94 V-0 | 1 (Unlimited) |  |  | 1 | 2 |  | Bulk |  |  | CLIPLINE PT | 10mm ~ 12mm | 8.2mm | Push In | - | 600V | 8-20 AWG | 0.5-10mm² | 40 | https://www.unikeyic.com/media/about_us/Unikey_ISO_9001_Certification.pdf | https://www.unikeyic.com/products/din-rail-terminal-blocks/3212169/26519103.html
3212316 | PHOENIX CONTACT | 50: 5.297 | Phoenix,PT2,5-MTOG,Knife switch disconnecting terminal block,Conn Knife Disconnect Terminal Block 2 POS 5.2mm Spring Clamp T DIN Rail 20A |  | Orange | 20 A | 20 A |  | Switch, Knife | - |  | - |  |  |  |  | Polyamide (PA), Nylon | UL94 V-0 | 1 (Unlimited) |  |  | 1 | 2 |  | Bulk |  |  | CLIPLINE PT | 10mm | 5.2mm | Push In, Spring | 400V | 300V | 12-26 AWG | 0.14-4mm² | 98 | https://www.unikeyic.com/media/datasheet/d3/fb/3e02/d3/22ba0b4fe09ef507feb9c28e72569864.pdf | https://www.unikeyic.com/products/din-rail-terminal-blocks/3212316/17126793.html
3213601 | PHOENIX CONTACT | 5: 1.8267 | Phoenix Straight-through terminal block , PTS 4series, grey, Push-in termination, 32A |  | Gray | 32 A | 30 A |  | - | - |  | - |  |  |  |  | Polyamide (PA), Nylon | UL94 V-0 | Not Applicable |  |  | 1 | 2 |  | Bulk |  |  | CLIPLINE PTS | 10mm ~ 12mm | 6.2mm | Push In | 800V | 600V | 10-24 AWG | 0.2-6mm² | 80 | https://www.unikeyic.com/media/datasheet/15/04/2b37/15/f43dd113aca062282c9faba1669a7f7c.pdf | https://www.unikeyic.com/products/din-rail-terminal-blocks/3213601/12146235.html
3213605 | PHOENIX CONTACT | 5: 2.2043 | Phoenix Contact PTS 4-TWIN BU Series Wire-to-Board Terminal Block, Push-In Termination, 32A |  | Blue | 32 A | 30 A |  | - | - |  | - |  |  |  |  | Polyamide (PA), Nylon | UL94 V-0 | 1 (Unlimited) |  |  | 1 | 3 |  | Bulk |  |  | CLIPLINE PTS | 12mm | 6.2mm | Push In, Spring | 800V | 600V | 10-24 AWG | 0.2-6mm² | 70 | https://www.unikeyic.com/media/datasheet/ad/d7/e1ab/ad/b82639796174347044f895a5d3f830c0.pdf | https://www.unikeyic.com/products/din-rail-terminal-blocks/3213605/25540084.html
3213608 | PHOENIX CONTACT | 5: 3.7759 | Phoenix Straight-through terminal block , PTS 4-QUATTRO BUseries, Push-in termination, 32A |  | Blue | 32 A | 30 A |  | - | - |  | - |  |  |  |  | Polyamide (PA), Nylon | UL94 V-0 | Not Applicable |  |  | 1 | 4 |  | Bulk |  |  | CLIPLINE PTS | 10mm ~ 12mm | 6.2mm | Push In | 800V | 600V | 10-24 AWG | 0.2-6mm² | 130 | https://www.unikeyic.com/media/datasheet/a8/11/e1b0/a8/e8edccbb54a890f3c18873245107b16a.pdf | https://www.unikeyic.com/products/din-rail-terminal-blocks/3213608/2855659.html
3213951 | PHOENIX CONTACT | 45: 2.365 | Phoenix Contact Non-Fuse Terminal Block, PTI Series, 2-Channel, Push-In Termination, 26-12 AWG, 24A, 400V |  | Gray | 24 A | 20 A |  | - | - |  | - |  |  |  |  | Polyamide (PA), Nylon | UL94 V-0 | Not Applicable |  |  | 1 | 2 |  | Bulk |  |  | CLIPLINE PTI | 10mm | 5.2mm | Push In, Spring | 400V | 300V | 12-26 AWG | 0.14-4mm² | 50 | https://www.unikeyic.com/media/datasheet/f1/7a/76dc/f1/111bad71b31ef9b400d883826d87b706.pdf | https://www.unikeyic.com/products/din-rail-terminal-blocks/3213951/3799184.html
3213969 | PHOENIX CONTACT | 50: 1.9519 | Phoenix Contact Fuseless Terminal Block, PTI Series, 2-Ch, Push-In, 26-12 AWG, 24A, 800V |  | Blue | 24 A | 20 A |  | - | - |  | - |  |  |  |  | Polyamide (PA), Nylon | UL94 V-0 | Not Applicable |  |  | 1 | 2 |  | Bulk | 4473196 |  | CLIPLINE PTI | 10mm | 5.2mm | Push In, Spring | 800V | 600V | 12-26 AWG | 0.14-4mm² | 150 | https://www.unikeyic.com/media/datasheet/69/45/1724/69/cc8fe427306593625ea4574b2a30aaa2.pdf | https://www.unikeyic.com/products/din-rail-terminal-blocks/3213969/5793432.html
3214320 | PHOENIX CONTACT | 8: 21.197 20: 20.35 | Phoenix,UT4-PE/L/HESI(5X20),fuse terminal block,Phoenix fuse terminal block, UT 4-PE/L/HESI (5X20)series, double layer, Black, Screw-down terminations, 28A |  | Black | 6.3 A | 16 A |  | Fuse, Lever | - |  | 5mm x 20mm |  |  |  |  | Polyamide (PA), Nylon | UL94 V-0 | 1 (Unlimited) |  |  | 3; 1 Grounded | 5 |  | Bulk |  |  | CLIPLINE UT | 9mm | 6.2mm | Screw | 500V | 300V | 10-26 AWG | 0.14-6mm² | 43 | https://www.unikeyic.com/media/datasheet/0f/35/c162/0f/5fbacc7f101f5442b588838ab7740a1d.pdf | https://www.unikeyic.com/products/din-rail-terminal-blocks/3214320/16354572.html
3214321 | PHOENIX CONTACT | 1: 31.27 | Phoenix Contact Fuse Terminal Block UT4-PE/L/HESILED24(5X20) 120kΩ, Series UT 4-PE/L/HESILED 24 (5X20), 3-Terminal, Black, Screw Mount, 28A |  | Black |  | 16 A |  | Fuse, Lever | LED |  | 5mm x 20mm |  |  |  |  | Polyamide (PA), Nylon | UL94 V-0 | 1 (Unlimited) |  |  | 3; 1 Grounded | 5 |  | Bulk |  |  | CLIPLINE UT | 9mm | 6.2mm | Screw | 500V | 300V | 10-26 AWG | 0.14-6mm² | 2218 | https://www.unikeyic.com/media/datasheet/20/85/ad72/2085ad722d728431e49fc2ad63bafe33.pdf | https://www.unikeyic.com/products/din-rail-terminal-blocks/3214321/24529379.html
3214323 | PHOENIX CONTACT | 1: 24.1385 | Phoenix fuse terminal block, UT 4-PE/L/HESILED 250 (5X20)series, third floor, Black, Screw-down terminations, 28A |  | Black |  | 16 A |  | Fuse, Lever | LED |  | 5mm x 20mm |  |  |  |  | Polyamide (PA), Nylon | UL94 V-0 | 1 (Unlimited) |  |  | 3; 1 Grounded | 5 |  | Bulk |  |  | CLIPLINE UT | 9mm | 6.2mm | Screw | 500V | 300V | 10-26 AWG | 0.14-6mm² | 464 | https://www.unikeyic.com/media/datasheet/46/66/74ae/46/dad60e148ab7c123cd48b14112ab8c3e.pdf | https://www.unikeyic.com/products/din-rail-terminal-blocks/3214323/9029501.html
3214325 | PHOENIX CONTACT | 1: 8.4739 10: 7.909 25: 7.7678 100: 7.6265 250: 7.6265 | Phoenix,UT4-L/HESI(5X20),fuse terminal block,Phoenix fuse terminal block, UT 4-L/HESI (5X20)series, double layer, Black, Screw-down terminations, 28A |  | Black |  | 16 A |  | Fuse, Lever | - |  | 5mm x 20mm |  |  |  |  | Polyamide (PA), Nylon | UL94 V-0 | 1 (Unlimited) |  |  | 2 | 4 |  | Bulk | 5197332 |  | CLIPLINE UT | 9mm | 6.2mm | Screw | 500V | 300V | 10-26 AWG | 0.14-6mm² | 46 | https://www.unikeyic.com/media/datasheet/e6/6e/7103/e66e7103092a5772a38efcbcf74424d0.pdf | https://www.unikeyic.com/products/din-rail-terminal-blocks/3214325/17643676.html
3214364 | PHOENIX CONTACT | 9: 13.585 28: 12.947 | Phoenix Rail type terminal block, UT 4series |  | Gray | 36 A | 16 A |  | Switch, Lever | - |  | - |  |  |  |  | Polyamide (PA), Nylon | UL94 V-0 | 1 (Unlimited) |  |  | 3; 1 Grounded | 5 |  | Bulk | 5197345 |  | CLIPLINE UT | 9mm | 6.2mm | Screw | 500V | 300V | 10-26 AWG | 0.14-6mm² | 53 | https://www.unikeyic.com/media/datasheet/76/38/7fa4/76/d2dc77ccb87749976580530af9d8c53e.pdf | https://www.unikeyic.com/products/din-rail-terminal-blocks/3214364/34274985.html
3214366 | PHOENIX CONTACT | 50: 17.4427 | Phoenix,UT4-L/HESILED24(5X20)120KOHM,fuse terminal block,Phoenix fuse terminal block, UT 4 - L/HESILEDseries, double layer, Black, 30A |  | Black |  | 16 A |  | Fuse, Lever | LED |  | 5mm x 20mm |  |  |  |  | Polyamide (PA), Nylon | UL94 V-0 | 1 (Unlimited) |  |  | 2 | 4 |  | Bulk | 5197334 |  | CLIPLINE UT | 9mm | 6.2mm | Screw | 500V | 300V | 10-26 AWG | 0.14-4mm² | 399 | https://www.unikeyic.com/media/datasheet/c8/3e/e75c/c8/b3af8e07c6678c36168ab99403e54669.pdf | https://www.unikeyic.com/products/din-rail-terminal-blocks/3214366/2782054.html
3214367 | PHOENIX CONTACT | 1: 15.002 | Phoenix Contact Fuse Terminal Block, UT 4-L/HESILED Series, Double Layer, Black, 30A |  | Black |  | 16 A |  | Fuse, Lever | LED |  | 5mm x 20mm |  |  |  |  | Polyamide (PA), Nylon | UL94 V-0 | 1 (Unlimited) |  |  | 3; 1 Grounded | 5 |  | Bulk |  |  | CLIPLINE UT | 9mm | 6.2mm | Screw | - | 300V | 10-26 AWG | 0.14-4mm² | 106 | https://www.unikeyic.com/media/datasheet/e5/d7/d4a9/e5d7d4a90c99c2aca62de47048ca5e89.pdf | https://www.unikeyic.com/products/din-rail-terminal-blocks/3214367/34399311.html
3214368 | PHOENIX CONTACT | 1: 15.223 | Phoenix Contact Fuse Terminal Block, UT 4-L/HESILA Series, Double Layer, Black, 30A |  | Black |  | 16 A |  | Fuse, Lever | LED |  | 5mm x 20mm |  |  |  |  | Polyamide (PA), Nylon | UL94 V-0 | 1 (Unlimited) |  |  | 3; 1 Grounded | 5 |  | Bulk |  |  | CLIPLINE UT | 9mm | 6.2mm | Screw | - | 300V | 10-26 AWG | 0.14-4mm² | 962 | https://www.unikeyic.com/media/datasheet/da/b6/33ad/da/24dd6c71bc80bd3cdcbcce749d0b7321.pdf | https://www.unikeyic.com/products/din-rail-terminal-blocks/3214368/25533548.html
3214666 | PHOENIX CONTACT |  | Conn Terminal Block 4 POS T DIN Rail 16A |  | Green, Orange | 16 A |  |  | - | - |  | - |  |  |  |  | Polyamide (PA), Nylon | UL94 V-0 | Not Applicable |  |  | 2 | 4 |  | Bulk |  |  | CLIPLINE PTTBS | 8mm | 3.5mm | Push In, Spring | 500V | - | 14-26 AWG | 0.14-1.5mm² |  | https://www.unikeyic.com/media/datasheet/34/b8/3a2f/34b83a2f5ec2476435bf5b145db42b55.pdf | https://www.unikeyic.com/products/din-rail-terminal-blocks/3214666/16600399.html
3215928 | PHOENIX CONTACT | 13: 8.69 40: 8.272 | Phoenix Contact DIN Rail Terminal Block, UT 35-PE/S Series, Single Layer, Screw Termination, 125A |  | Green, Yellow |  |  |  | - | - |  | - |  |  |  |  | Polyamide (PA), Nylon | UL94 V-0 | 1 (Unlimited) |  |  | 1 | 2 |  | Bulk |  |  | CLIPLINE UT | 18mm | 16.0mm | Screw | - | - | 2-16 AWG | 1.5-35mm² | 43 | https://www.unikeyic.com/media/datasheet/f8/1a/fef4/f8/d7ecaa291303f802b08b35117871e491.pdf | https://www.unikeyic.com/products/din-rail-terminal-blocks/3215928/13520147.html
3270200 | PHOENIX CONTACT | 1: 3.1745 | Phoenix Contact PTC4-HESI(5X20) Fuse Terminal Block, PTC 4 Series, Single Layer, Black, 6.3A |  | Black | 6.3 A | 6.3 A |  | Fuse, Lever | - |  | 5mm x 20mm |  |  |  |  | Polyamide (PA), Nylon | UL94 V-0 | Not Applicable |  |  | 1 | 2 |  | Bulk |  |  | CLIPLINE PT | 10mm ~ 12mm | 8.2mm | Push In | 500V | 300V | 10-24 AWG | 0.2-6mm² | 33 | https://www.unikeyic.com/media/datasheet/ef/ff/0f8b/ef/063dd3eeff27c6609a157869be63a9a6.pdf | https://www.unikeyic.com/products/din-rail-terminal-blocks/3270200/6651664.html
3270312 | PHOENIX CONTACT | 18: 135.5693 180: 132.6848 | Phoenix,PTMC1,5/32-3/BU,High-density matrix wiring unit, |  |  | 17.5 A |  |  |  | - |  |  | 1.181" (30.00mm) | Gray | 4.016" (102.00mm) |  | Polyamide (PA), Nylon | UL94 V-0 | 1 (Unlimited) |  | Panel Mount | 1 | 192 |  | Bulk |  |  | CLIPLINE PT | 10mm | - | Push In, Spring | 500 V |  | 12-26 AWG | 0.14-2.5mm² | 1800 | https://www.unikeyic.com/media/datasheet/6a/0b/0e2c/6a0b0e2cc7bcf49a08d08ec73535ac17.pdf | https://www.unikeyic.com/products/din-rail-terminal-blocks/3270312/20726361.html
3270313 | PHOENIX CONTACT | 18: 139.739 180: 136.7658 | Phoenix,PTMC1,5/32-3/BU19Z,High-density matrix wiring unit, |  |  | 17.5 A |  |  |  | - |  |  | 1.181" (30.00mm) | Gray | 4.016" (102.00mm) |  | Polyamide (PA), Nylon | UL94 V-0 | 1 (Unlimited) |  | Panel Mount | 1 | 192 |  | Bulk |  |  | CLIPLINE PT | 10mm | - | Push In, Spring | 500 V |  | 12-26 AWG | 0.14-2.5mm² | 1800 | https://www.unikeyic.com/media/datasheet/e3/93/2fb2/e3932fb2d3827552db2e0c37c5e16eec.pdf | https://www.unikeyic.com/products/din-rail-terminal-blocks/3270313/19462915.html
3270314 | PHOENIX CONTACT | 18: 99.1935 180: 97.083 | Phoenix,PTMC1,5/32-2,High-density matrix wiring unit,Phoenix Rail type terminal block, 5/32-2, PTMC 1series, grey, Push-in termination, 17.5A |  |  | 17.5 A |  |  |  | - |  |  | 1.181" (30.00mm) | Gray | 2.882" (73.20mm) |  | Polyamide (PA), Nylon | UL94 V-0 | 1 (Unlimited) |  | Panel Mount | 1 | 128 |  | Bulk | 6162928 |  | CLIPLINE PT | 10mm | - | Push In, Spring | 500 V |  | 12-26 AWG | 0.14-2.5mm² | 1800 | https://www.unikeyic.com/media/datasheet/e5/5f/8d50/e55f8d505f42e229b1b45c09f26fe881.pdf | https://www.unikeyic.com/products/din-rail-terminal-blocks/3270314/10225387.html
3270326 | PHOENIX CONTACT | 6: 332.55 60: 325.4745 | Phoenix Contact PTMC1,5/80-3/BU High Density Matrix Terminal Block |  |  | 17.5 A |  |  |  | - |  |  | 1.181" (30.00mm) | Gray | 4.016" (102.00mm) |  | Polyamide (PA), Nylon | UL94 V-0 | 1 (Unlimited) |  | Panel Mount | 1 | 480 |  | Bulk |  |  | CLIPLINE PT | 10mm | - | Push In, Spring | 500 V |  | 12-26 AWG | 0.14-2.5mm² | 600 | https://www.unikeyic.com/media/datasheet/7c/2e/95bf/7c/d4489279e104201476023a7f81734af7.pdf | https://www.unikeyic.com/products/din-rail-terminal-blocks/3270326/31841271.html
3270330 | PHOENIX CONTACT | 6: 325.8924 60: 318.9586 | Phoenix Contact PTMC1.5/80-2/BU High-Density Matrix Terminal Block |  |  | 17.5 A |  |  |  | - |  |  | 1.181" (30.00mm) | Gray | 2.882" (73.20mm) |  | Polyamide (PA), Nylon | UL94 V-0 | 1 (Unlimited) |  | Panel Mount | 1 | 320 |  | Bulk |  |  | CLIPLINE PT | 10mm | - | Push In, Spring | 500 V |  | 12-26 AWG | 0.14-2.5mm² | 600 | https://www.unikeyic.com/media/datasheet/a7/76/85ee/a77685ee103668f673217bc9ad30c96f.pdf | https://www.unikeyic.com/products/din-rail-terminal-blocks/3270330/12866660.html
3270424 | PHOENIX CONTACT | 10: 4.6547 100: 4.5557 | Phoenix Contact PTMC1,5-3/BK Marshalling Patchboard Terminal 500V |  |  | 17.5 A |  |  |  | - |  |  | 1.181" (30.00mm) | Gray | 0.480" (12.19mm) |  | Polyamide (PA), Nylon | UL94 V-0 | 1 (Unlimited) |  | Panel Mount | 1 | 3 |  | Bulk |  |  | CLIPLINE PT | 10mm | 11.0mm | Push In, Spring | 500 V |  | 12-26 AWG | 0.14-2.5mm² | 1000 | https://www.unikeyic.com/media/datasheet/7a/6a/d893/7a6ad893eeeaec8a979ab91e02d4303d.pdf | https://www.unikeyic.com/products/din-rail-terminal-blocks/3270424/2706018.html
3270425 | PHOENIX CONTACT | 10: 4.6547 100: 4.5557 | Phoenix Contact PTMC1,5-3/VT High-Density Matrix Terminal Block |  |  | 17.5 A |  |  |  | - |  |  | 1.181" (30.00mm) | Gray | 0.480" (12.19mm) |  | Polyamide (PA), Nylon | UL94 V-0 | 1 (Unlimited) |  | Panel Mount | 1 | 3 |  | Bulk | 6162967 |  | CLIPLINE PT | 10mm | 11.0mm | Push In, Spring | 500 V |  | 12-26 AWG | 0.14-2.5mm² | 1000 | https://www.unikeyic.com/media/datasheet/52/eb/1dd2/52eb1dd21c96e8491bea6a76eeaa4705.pdf | https://www.unikeyic.com/products/din-rail-terminal-blocks/3270425/2324539.html
3270426 | PHOENIX CONTACT | 10: 4.6547 100: 4.5557 | Phoenix,PTMC1,5-3/OG,High-density matrix wiring unit,Marshalling patchboard, voltage 500 V, terminal |  |  | 17.5 A |  |  |  | - |  |  | 1.181" (30.00mm) | Gray | 0.480" (12.19mm) |  | Polyamide (PA), Nylon | UL94 V-0 | 1 (Unlimited) |  | Panel Mount | 1 | 3 |  | Bulk | 6162964 |  | CLIPLINE PT | 10mm | 11.0mm | Push In, Spring | 500 V |  | 12-26 AWG | 0.14-2.5mm² | 1000 | https://www.unikeyic.com/media/datasheet/5f/62/e772/5f62e7720d39ece03223da88f28c75ce.pdf | https://www.unikeyic.com/products/din-rail-terminal-blocks/3270426/33748701.html
3270431 | PHOENIX CONTACT | 1: 3.848 | Phoenix,PTMC1,5-2/RD,High-density matrix wiring unit,Phoenix Rail type terminal block, 5/80-3 /BU 19Z, PTMC 1series, grey, Push-in termination, 17.5A |  |  | 17.5 A |  |  |  | - |  |  | 1.181" (30.00mm) | Gray | 0.338" (8.59mm) |  | Polyamide (PA), Nylon | UL94 V-0 | 1 (Unlimited) |  | Panel Mount | 1 | 4 |  | Bulk | 6162955 |  | CLIPLINE PT | 10mm | 11.0mm | Push In, Spring | 500 V |  | 12-26 AWG | 0.14-2.5mm² | 14 | https://www.unikeyic.com/media/datasheet/1b/fc/f5ec/1bfcf5eceedaa490089cab86b459512f.pdf | https://www.unikeyic.com/products/din-rail-terminal-blocks/3270431/34266119.html
3270436 | PHOENIX CONTACT | 10: 4.3337 100: 4.2415 | Phoenix Contact PTMC1.5-2/OG High-Density Matrix Terminal Block |  |  | 17.5 A |  |  |  | - |  |  | 1.181" (30.00mm) | Gray | 0.338" (8.59mm) |  | Polyamide (PA), Nylon | UL94 V-0 | 1 (Unlimited) |  | Panel Mount | 1 | 4 |  | Bulk | 6162953 |  | CLIPLINE PT | 10mm | 11.0mm | Push In, Spring | 500 V |  | 12-26 AWG | 0.14-2.5mm² | 1000 | https://www.unikeyic.com/media/datasheet/b4/f3/6feb/b4f36febdcbba6fbfa87fd0f408afcdf.pdf | https://www.unikeyic.com/products/din-rail-terminal-blocks/3270436/13689641.html
3270438 | PHOENIX CONTACT | 10: 4.3337 100: 4.2415 | Phoenix Contact PTMC1,5-2/PK High Density Matrix Terminal Block |  |  | 17.5 A |  |  |  | - |  |  | 1.181" (30.00mm) | Gray | 0.338" (8.59mm) |  | Polyamide (PA), Nylon | UL94 V-0 | 1 (Unlimited) |  | Panel Mount | 1 | 4 |  | Bulk |  |  | CLIPLINE PT | 10mm | 11.0mm | Push In, Spring | 500 V |  | 12-26 AWG | 0.14-2.5mm² | 1000 | https://www.unikeyic.com/media/datasheet/60/51/cd07/6051cd07d47f7296a5248d6c03300ce2.pdf | https://www.unikeyic.com/products/din-rail-terminal-blocks/3270438/16176221.html
3273692 | PHOENIX CONTACT | 8: 9.2469 | Phoenix Contact 3273692 |  |  | 32 A | 32 A |  |  | Block of 6 |  |  | 1.217" (30.90mm) | White | 1.799" (45.70mm) |  | Polyamide (PA), Nylon | UL94 V-0 | Not Applicable |  | DIN Rail | 1 | 12 |  | Bulk |  |  | CLIPLINE PTFIX | 10mm ~ 12mm | 36.9mm | Push In, Spring | 800 V | 600 V | 10-24 AWG | 0.2-6mm² | 16 | https://www.unikeyic.com/media/datasheet/ae/7b/e24a/ae/5c96fdca8f7d821c05aa5260b07b30a4.pdf | https://www.unikeyic.com/products/din-rail-terminal-blocks/3273692/3734819.html
3273834 | PHOENIX CONTACT | 16: 6.985 | Phoenix Contact Junction Box, 18-Way, 32A, 10 AWG |  |  | 32 A | 32 A |  |  | Block of 9 |  |  | 0.854" (21.70mm) | Gray | 1.126" (28.60mm) |  | Polyamide (PA), Nylon | UL94 V-0 | Not Applicable |  | Direct Mount | 1 | 18 |  | Bulk |  |  | CLIPLINE PTFIX | 10mm ~ 12mm | 55.4mm | Push In, Spring | 630 V | 600 V | 10-24 AWG | 0.2-6mm² | 16 | https://www.unikeyic.com/media/datasheet/90/e0/1319/90e013193f77c6818b6b7fa1ff785138.pdf | https://www.unikeyic.com/products/din-rail-terminal-blocks/3273834/34511579.html
3581.2 | CONTA-CLIP | 1: 4.5144 10: 3.2098 25: 2.8084 50: 2.5577 100: 2.3498 300: 2.0977 500: 2.0079 1,000: 1.9087 5,000: 1.7546 | 8MM,FEEDTHRU2 SPRINGCLMPS, 35MM |  | Beige | 41 A | 50 A |  | - | - |  | - |  |  |  |  | Polyamide (PA66), Nylon 6/6 | UL94 V-0 | 1 (Unlimited) |  |  | 1 | 2 |  | Box |  |  | ZRK | 13mm | 8.1mm | Push In, Spring | 1000V | 600V | 8-22 AWG | 0.5-10mm² | 77 | https://www.unikeyic.com/media/datasheet/45/12/4f0a/45124f0a304492da2a8b7d013a6e79f3.pdf | https://www.unikeyic.com/products/din-rail-terminal-blocks/3581-2/6655652.html
360014 | RS | 1: 2.1354 | RS PRO ZD2TCUJ ABS V0 Cover | [16 empty] | DIN rail mounting | [15 empty] | 228 | https://www.unikeyic.com/media/about_us/Unikey_ISO_9001_Certification.pdf | https://www.unikeyic.com/products/din-rail-terminal-blocks/360014/1000339639.html
360016 | RS | 1: 2.1354 | RS PRO ZD2TCUJ PC/ABS V0 Cover | [16 empty] | DIN rail mounting | [15 empty] | 232 | https://www.unikeyic.com/media/about_us/Unikey_ISO_9001_Certification.pdf | https://www.unikeyic.com/products/din-rail-terminal-blocks/360016/1000339182.html
360017 | RS | 1: 2.1354 | RS PRO ZD2TCSJ ABS V0 Cover | [16 empty] | DIN rail mounting | [15 empty] | 228 | https://www.unikeyic.com/media/about_us/Unikey_ISO_9001_Certification.pdf | https://www.unikeyic.com/products/din-rail-terminal-blocks/360017/1000338458.html
467343 | RS | 10: 2.3012 50: 1.8042 | RS PRO Mounting Bracket, Square, For Top Hat DIN Rail | [16 empty] | Bracket mounting | [15 empty] | 3841 | https://www.unikeyic.com/media/about_us/Unikey_ISO_9001_Certification.pdf | https://www.unikeyic.com/products/din-rail-terminal-blocks/467343/21823308.html
467377 | RS | 10: 2.4787 | RS PRO Installation bracket, Angled Bracket, used forTop Hat DIN Guide rail | [16 empty] | Bracket mounting | [15 empty] | 5504 | https://www.unikeyic.com/media/about_us/Unikey_ISO_9001_Certification.pdf | https://www.unikeyic.com/products/din-rail-terminal-blocks/467377/16661033.html
4709593 | RS | 1: 21.5704 | RS PRO Terminal Block, Gray, Screw, 10A | [32 empty] | 27 | https://www.unikeyic.com/media/about_us/Unikey_ISO_9001_Certification.pdf | https://www.unikeyic.com/products/din-rail-terminal-blocks/4709593/13335829.html
501673 | RS | 10: 2.3705 50: 1.5608 | RS PRO Rail type terminal block, single layer, red, 32A | [20 empty] | -40℃~105℃ | [11 empty] | 4096 | https://www.unikeyic.com/media/about_us/Unikey_ISO_9001_Certification.pdf | https://www.unikeyic.com/products/din-rail-terminal-blocks/501673/1036794.html
501724 | RS | 10: 12.1904 50: 9.4191 | RS PRO Rail type terminal block, brown, 125A | [32 empty] | 155 | https://www.unikeyic.com/media/about_us/Unikey_ISO_9001_Certification.pdf | https://www.unikeyic.com/products/din-rail-terminal-blocks/501724/25929150.html
501764 | RS | 10: 0.8521 50: 0.7012 | RS PRO End Plate for DIN Rail Terminal Block | [32 empty] | 95 | https://www.unikeyic.com/media/about_us/Unikey_ISO_9001_Certification.pdf | https://www.unikeyic.com/products/din-rail-terminal-blocks/501764/2368739.html
501843 | RS | 1: 11.832 5: 9.7385 | RS PRO Straight-through terminal block , Beige, screw termination, 6.3A | [32 empty] | 429 | https://www.unikeyic.com/media/about_us/Unikey_ISO_9001_Certification.pdf | https://www.unikeyic.com/products/din-rail-terminal-blocks/501843/17397023.html
501847 | RS | 10: 0.4256 50: 0.3503 | RS PRO Terminal, For DIN Rail Terminal Block | [32 empty] | 881 | https://www.unikeyic.com/media/about_us/Unikey_ISO_9001_Certification.pdf | https://www.unikeyic.com/products/din-rail-terminal-blocks/501847/3665610.html
501853 | RS | 10: 4.4592 50: 2.8773 | RS PRO Breaking terminal, brown, screw termination, 10 (IEC) A, 15 (CSA/UL) A | [20 empty] | -40℃~105℃ | [11 empty] | 261 | https://www.unikeyic.com/media/about_us/Unikey_ISO_9001_Certification.pdf | https://www.unikeyic.com/products/din-rail-terminal-blocks/501853/1093053.html
501994 | RS | 5: 11.5105 25: 9.2848 | RS PRO Rail type terminal block, double layer, brown, screw termination, 24A | [32 empty] | 292 | https://www.unikeyic.com/media/about_us/Unikey_ISO_9001_Certification.pdf | https://www.unikeyic.com/products/din-rail-terminal-blocks/501994/11299141.html
5022106 | PHOENIX CONTACT | 50: 17.736 500: 17.3587 | Phoenix,USIGMITST-SI,fuse terminal block, |  | Black | 10 A |  |  | Fuse, Removable Plug | - |  | 5mm x 20mm, 5mm x 25mm, 5mm x 30mm, 6.3mm x 32mm |  |  |  |  | Polyamide (PA), Nylon | UL94 V-0 | 1 (Unlimited) |  |  | 1 | 2 |  | Bulk |  |  | CLIPLINE USIG | 13mm | 10.2mm | Screw | 500V | - | 6-20 AWG | 0.5-16mm² | 5000 | https://www.unikeyic.com/media/datasheet/f9/e1/ca07/f9e1ca079962833550a2a443ee582756.pdf | https://www.unikeyic.com/products/din-rail-terminal-blocks/5022106/1072372.html
57.503.8855.0 - WWK 2,5-3 D/U /V0 | Wieland Electric | 1: 8.4703 | Wieland Multi-level Terminal Block, 5-3 D / U, WK 2series, third floor, grey, Screw-down terminations, 25A |  |  |  |  | 57.503.8855.0 - WWK 2,5-3 D/U /V0 Wieland Electric | [27 empty] | 48 | https://www.unikeyic.com/media/datasheet/af/c0/e602/af/11440b3e5d314ac2e8eb74c45f6310ad.pdf | https://www.unikeyic.com/products/din-rail-terminal-blocks/57-503-8855-0-wwk-2-5-3-d-u-v0/28131844.html
58.503.0055.2 - WT 2,5 WS | Wieland Electric | 10: 1.2552 | Wieland Straight Terminal Block, WT 2.5 Series, Single Layer, White, Screw Term, 24A |  |  |  |  | 58.503.0055.2 - WT 2,5 WS Wieland Electric | [15 empty] | 120℃~120℃ | [11 empty] | 30 | https://www.unikeyic.com/media/datasheet/d9/33/b39a/d9/717cca5cfc3786a9c5f9c19801135c8a.pdf | https://www.unikeyic.com/products/din-rail-terminal-blocks/58-503-0055-2-wt-2-5-ws/17257053.html
58.503.0055.4 - WT 2,5 BR | Wieland Electric | 10: 1.1647 | Wieland Straight-through terminal block , WT 2.5series, single layer, brown, screw termination, 24A |  |  |  |  | 58.503.0055.4 - WT 2,5 BR Wieland Electric | [15 empty] | 120℃~120℃ | [11 empty] | 110 | https://www.unikeyic.com/media/datasheet/d9/33/b39a/d9/717cca5cfc3786a9c5f9c19801135c8a.pdf | https://www.unikeyic.com/products/din-rail-terminal-blocks/58-503-0055-4-wt-2-5-br/23410502.html
58.503.0055.7 - WT 2,5 GN | Wieland Electric | 10: 1.1098 | Wieland Straight Terminal Block, WT 2.5 Series, Single Layer, Green, Screw Termination, 24A |  |  |  |  | 58.503.0055.7 - WT 2,5 GN Wieland Electric | [15 empty] | 120℃~120℃ | [11 empty] | 200 | https://www.unikeyic.com/media/datasheet/d9/33/b39a/d9/717cca5cfc3786a9c5f9c19801135c8a.pdf | https://www.unikeyic.com/products/din-rail-terminal-blocks/58-503-0055-7-wt-2-5-gn/4218883.html
58.503.0055.8 - WT 2,5 GE | Wieland Electric | 10: 1.1098 | Wieland Straight Terminal Block, WT 2.5 Series, Single Layer, Yellow, Screw Termination, 24A |  |  |  |  | 58.503.0055.8 - WT 2,5 GE Wieland Electric | [15 empty] | 120℃(max) | [11 empty] | 160 | https://www.unikeyic.com/media/datasheet/d9/33/b39a/d9/717cca5cfc3786a9c5f9c19801135c8a.pdf | https://www.unikeyic.com/products/din-rail-terminal-blocks/58-503-0055-8-wt-2-5-ge/18543348.html
58.503.9055.0 - WT2,5 PE | Wieland Electric | 10: 4.3474 | Wieland Ground terminal block, WT 2.5 PEseries, single layer, screw termination |  |  |  |  | 58.503.9055.0 - WT2,5 PE Wieland Electric | [15 empty] | 120℃~120℃ | [11 empty] | 20 | https://www.unikeyic.com/media/datasheet/f3/58/9727/f3/2d5408a75e5a526bb05cfae5d4095a90.pdf | https://www.unikeyic.com/products/din-rail-terminal-blocks/58-503-9055-0-wt2-5-pe/19920422.html
58.504.0055.7 - WT 4 GN | Wieland Electric | 10: 1.2068 | Wieland Terminal Block, WT 4 Series, Single Level, Green, Screw Termination, 32A |  |  |  |  | 58.504.0055.7 - WT 4 GN Wieland Electric | [15 empty] | 120℃~120℃ | [11 empty] | 40 | https://www.unikeyic.com/media/datasheet/b7/59/dfb0/b7/a68bd2cd3fb9dafbd8264d2f6ef60ece.pdf | https://www.unikeyic.com/products/din-rail-terminal-blocks/58-504-0055-7-wt-4-gn/7613062.html
58.504.5155.0 - WT 4 D2/2 | Wieland Electric | 10: 2.8846 | Wieland Straight Terminal Block WT 4 D2/2 Series Single Layer Gray Screw Termination 32A |  |  |  |  | 58.504.5155.0 - WT 4 D2/2 Wieland Electric | [15 empty] | 120℃~120℃ | [11 empty] | 90 | https://www.unikeyic.com/media/datasheet/81/ef/0ee6/81/44e12e91a70b7ba323dacb5d623d2503.pdf | https://www.unikeyic.com/products/din-rail-terminal-blocks/58-504-5155-0-wt-4-d2-2/24036740.html
58.504.9255.0 - WT 4 E PE | Wieland Electric | 10: 10.4621 | Wieland Ground terminal block, WT 4 E PEseries, double layer, Screw-down terminations | [20 empty] | 120℃~120℃ | [11 empty] | 60 | https://www.unikeyic.com/media/about_us/Unikey_ISO_9001_Certification.pdf | https://www.unikeyic.com/products/din-rail-terminal-blocks/58-504-9255-0-wt-4-e-pe/12175784.html
591620-2 | TE Connectivity | 25: 698.8151 | TJ FB Fixed Rail, 103 Spec Hole | 591620 | [14 empty] | 1 (Unlimited) | [5 empty] | Bulk | 1153714 |  | - | [7 empty] | 2500 | https://www.unikeyic.com/media/datasheet/c6/3c/0af9/c6/3bd804e2687b482920803af9883f3841.pdf | https://www.unikeyic.com/products/din-rail-terminal-blocks/591620-2/9704596.html
6269250000 | Weidmüller | 50: 6.3478 100: 5.8987 250: 5.4407 500: 5.178 1,000: 4.9728 | 6 Location 12-26 AWG | [23 empty] | bulk | [8 empty] | 269 | https://www.unikeyic.com/media/about_us/Unikey_ISO_9001_Certification.pdf | https://www.unikeyic.com/products/din-rail-terminal-blocks/6269250000/28656503.html
69.920.1053.0 | Wieland Electric | 1: 5.6587 | Weiheng WEF 1 BS/35 Terminal Block for DIN Rail, Screw Mount | [16 empty] | threaded mounting | [15 empty] | 47 | https://www.unikeyic.com/media/about_us/Unikey_ISO_9001_Certification.pdf | https://www.unikeyic.com/products/din-rail-terminal-blocks/69-920-1053-0/32653862.html
726-841 | WAGO | 1: 156.2702 5: 154.0377 10: 147.3405 |  |  |  | 10 A |  |  |  | - |  |  | 1.437" (36.50mm) | Gray | 5.197" (132.00mm) |  | - | - | Not Applicable |  | DIN Rail | 10 | 80 |  | Box | 15522586 |  | - | 8mm ~ 10mm | 107.9mm | Push In, Spring | 500 V |  | 16-28 AWG | 0.08-1.5mm² | 20000 | https://www.unikeyic.com/media/datasheet/12/6a/d4d3/12/318ba7cfabb3e7ed28e24bff74d4f419.pdf | https://www.unikeyic.com/products/din-rail-terminal-blocks/726-841/12160094.html
726-904 | WAGO | 1: 2.3053 5: 2.2724 10: 2.1736 |  |  | Gray | [5 empty] | DIN Rail Terminal Blocks | [7 empty] | Not Applicable |  |  |  | - |  | Box |  |  | - | [7 empty] | 20000 | https://www.unikeyic.com/media/about_us/Unikey_ISO_9001_Certification.pdf | https://www.unikeyic.com/products/din-rail-terminal-blocks/726-904/837664.html
727-121 | WAGO | 25: 33.3053 125: 32.8295 250: 31.4022 |  |  | White | 10 A |  |  | - | - |  | - |  |  |  |  | Polyamide (PA66), Nylon 6/6 | UL94 V-0 | Not Applicable |  |  | 8 | 32 |  | Box | 15582977 |  | - | 8mm ~ 10mm | 7.6mm | Push In, Spring | 250V | - | 16-28 AWG | 0.08-1.5mm² | 20000 | https://www.unikeyic.com/media/about_us/Unikey_ISO_9001_Certification.pdf | https://www.unikeyic.com/products/din-rail-terminal-blocks/727-121/21287804.html
727-123 | WAGO | 25: 34.2886 125: 33.7987 250: 32.3292 |  |  | Blue | 10 A |  |  | - | - |  | - |  |  |  |  | Polyamide (PA66), Nylon 6/6 | UL94 V-0 | Not Applicable |  |  | 8 | 32 |  | Box |  |  | - | 8mm ~ 10mm | 7.6mm | Push In, Spring | 250V | - | 16-28 AWG | 0.08-1.5mm² | 20000 | https://www.unikeyic.com/media/datasheet/46/e8/e610/46/fc8e4e5b7d6c6452fcbc97c604109114.pdf | https://www.unikeyic.com/products/din-rail-terminal-blocks/727-123/2532448.html
727-219/024-000 | WAGO | 1: 14.6981 |  |  | Gray | 12 A |  |  | - | - |  | - |  |  |  |  | Polyamide (PA66), Nylon 6/6 | UL94 V-0 | Not Applicable |  |  | 4 | 16 |  | Box |  |  | - | 8mm ~ 10mm | 7.6mm | Push In, Spring | 250V | - | 16-28 AWG | 0.08-1.5mm² | 100 | https://www.unikeyic.com/media/about_us/Unikey_ISO_9001_Certification.pdf | https://www.unikeyic.com/products/din-rail-terminal-blocks/727-219-024-000/3636953.html
727-220/022-000 | WAGO | 1: 36.7416 10: 26.5129 25: 23.8546 50: 22.2906 100: 21.0477 250: 19.8035 500: 19.1006 | 4-LEVEL TERMINAL BLOCK FOR MATRI |  | Gray | 12 A |  |  | - | - |  | - |  |  |  |  | Polyamide (PA66), Nylon 6/6 | UL94 V-0 | Not Applicable |  |  | 4 | 16 |  | Box | 15554770 |  | - | 8mm ~ 10mm | 7.6mm | Push In, Spring | 250V | - | 16-28 AWG | 0.08-1.5mm² | 19 | https://www.unikeyic.com/media/datasheet/72/4f/c9d3/72/4639343c8ab5142d729910324e5b9b2f.pdf | https://www.unikeyic.com/products/din-rail-terminal-blocks/727-220-022-000/20798575.html
727-220/024-000 | WAGO | 50: 17.7835 250: 17.5294 500: 16.7673 |  |  | Gray | 12 A |  |  | - | - |  | - |  |  |  |  | Polyamide (PA66), Nylon 6/6 | UL94 V-0 | Not Applicable |  |  | 4 | 16 |  | Box |  |  | - | 8mm ~ 10mm | 7.6mm | Push In, Spring | 250V | - | 16-28 AWG | 0.08-1.5mm² | 20000 | https://www.unikeyic.com/media/about_us/Unikey_ISO_9001_Certification.pdf | https://www.unikeyic.com/products/din-rail-terminal-blocks/727-220-024-000/25050538.html
727-221/023-000 | WAGO | 1: 14.6981 |  |  | White |  |  |  | - | - |  | - |  |  |  |  | Polyamide (PA66), Nylon 6/6 | UL94 V-0 |  |  |  | 4 | 16 |  | Bulk |  |  | - | 8mm ~ 10mm | 7.6mm | Push In | - | - | 16-28 AWG | 0.08-1.5mm² | 100 | https://www.unikeyic.com/media/about_us/Unikey_ISO_9001_Certification.pdf | https://www.unikeyic.com/products/din-rail-terminal-blocks/727-221-023-000/6001833.html
727-223 | WAGO | 50: 17.744 250: 17.4905 500: 16.73 |  |  | Blue | 12 A |  |  | - | - |  | - |  |  |  |  | Polyamide (PA66), Nylon 6/6 | UL94 V-0 | Not Applicable |  |  | 4 | 16 |  | Box | 15545189 |  | - | 8mm ~ 10mm | 7.6mm | Push In, Spring | 250V | - | 16-28 AWG | 0.08-1.5mm² | 20000 | https://www.unikeyic.com/media/datasheet/dc/88/79e1/dc/6d8814cb6ef255607c7d0f5837fbbac5.pdf | https://www.unikeyic.com/products/din-rail-terminal-blocks/727-223/10478135.html
727-224/022-000 | WAGO | 1: 15.6709 |  |  | Blue | 12 A |  |  | - | - |  | - |  |  |  |  | Polyamide (PA66), Nylon 6/6 | UL94 V-0 | Not Applicable |  |  | 4 | 16 |  | Box |  |  | - | 8mm ~ 10mm | 7.6mm | Push In, Spring | 250V | - | 16-28 AWG | 0.08-1.5mm² | 44 | https://www.unikeyic.com/media/about_us/Unikey_ISO_9001_Certification.pdf | https://www.unikeyic.com/products/din-rail-terminal-blocks/727-224-022-000/31834542.html
727-225/023-000 | WAGO | 1: 14.4149 |  |  | Orange | 18 A |  |  | - | - |  | - |  |  |  |  | Polyamide (PA66), Nylon 6/6 | UL94 V-0 | Not Applicable |  |  | 4 | 16 |  | Box |  |  | - | 8mm ~ 10mm | 7.6mm | Push In, Spring | 250V | - | 16-28 AWG | 0.08-1.5mm² | 100 | https://www.unikeyic.com/media/about_us/Unikey_ISO_9001_Certification.pdf | https://www.unikeyic.com/products/din-rail-terminal-blocks/727-225-023-000/21260688.html
727-225/024-000 | WAGO | 1: 14.4149 |  |  | Orange | 18 A |  |  | - | - |  | - |  |  |  |  | Polyamide (PA66), Nylon 6/6 | UL94 V-0 | Not Applicable |  |  | 4 | 16 |  | Box |  |  | - | 8mm ~ 10mm | 7.6mm | Push In, Spring | 250V | - | 16-28 AWG | 0.08-1.5mm² | 100 | https://www.unikeyic.com/media/about_us/Unikey_ISO_9001_Certification.pdf | https://www.unikeyic.com/products/din-rail-terminal-blocks/727-225-024-000/26755720.html
727-229 | WAGO | 50: 17.2243 250: 16.9782 500: 16.2401 |  |  | Gray | 12 A |  |  | - | - |  | - |  |  |  |  | Polyamide (PA66), Nylon 6/6 | UL94 V-0 | Not Applicable |  |  | 4 | 16 |  | Box | 15545342 |  | - | 8mm ~ 10mm | 7.6mm | Push In, Spring | 250V | - | 16-28 AWG | 0.08-1.5mm² | 20000 | https://www.unikeyic.com/media/about_us/Unikey_ISO_9001_Certification.pdf | https://www.unikeyic.com/products/din-rail-terminal-blocks/727-229/3391272.html
727-231 | WAGO | 50: 17.2243 250: 16.9782 500: 16.2401 |  |  | White | 12 A |  |  | - | - |  | - |  |  |  |  | Polyamide (PA66), Nylon 6/6 | UL94 V-0 | Not Applicable |  |  | 4 | 16 |  | Box | 15574686 |  | - | 8mm ~ 10mm | 7.6mm | Push In, Spring | 250V | - | 16-28 AWG | 0.08-1.5mm² | 20000 | https://www.unikeyic.com/media/about_us/Unikey_ISO_9001_Certification.pdf | https://www.unikeyic.com/products/din-rail-terminal-blocks/727-231/28283926.html
727-236/021-000 | WAGO | 50: 17.4239 250: 17.175 500: 16.4282 |  |  | Orange | 18 A |  |  | - | - |  | - |  |  |  |  | Polyamide (PA66), Nylon 6/6 | UL94 V-0 | Not Applicable |  |  | 4 | 16 |  | Box |  |  | - | 8mm ~ 10mm | 7.6mm | Push In, Spring | 250V | - | 16-28 AWG | 0.08-1.5mm² | 20000 | https://www.unikeyic.com/media/datasheet/05/b8/6876/05/f2d7a1dad103edfabae13b7ba5d4b97e.pdf | https://www.unikeyic.com/products/din-rail-terminal-blocks/727-236-021-000/15976619.html
731-135 | WAGO | 25: 5.0305 125: 4.9586 250: 4.7431 |  |  | Gray |  |  |  |  | Mounting Flange | [8 empty] | Not Applicable |  | Through Hole | 1 |  |  | Box | 15555432 |  | 731 | [7 empty] | 20000 | https://www.unikeyic.com/media/datasheet/0f/a8/5c54/0f/b22f93ab476ee2a6f810ffb23b003eb1.pdf | https://www.unikeyic.com/products/din-rail-terminal-blocks/731-135/25487391.html
7622503 | RS | 10: 1.5331 50: 1.2613 | RS PRO Straight Terminal Block, Single Layer, Blue, Screw Termination, 24A | [20 empty] | -40℃~120℃ | [11 empty] | 336 | https://www.unikeyic.com/media/about_us/Unikey_ISO_9001_Certification.pdf | https://www.unikeyic.com/products/din-rail-terminal-blocks/7622503/28320327.html
7622509 | RS | 10: 1.5292 50: 1.2584 | RS PRO Straight-through terminal block , single layer, Beige, screw termination, 24A | [20 empty] | -40℃~120℃ | [11 empty] | 1969 | https://www.unikeyic.com/media/about_us/Unikey_ISO_9001_Certification.pdf | https://www.unikeyic.com/products/din-rail-terminal-blocks/7622509/19679382.html
769-176/000-006 | WAGO | 100: 1.4232 1,000: 1.3685 10,000: 1.3137 |  |  |  | 32 A |  |  |  | - |  |  | 1.122" (28.50mm) | Blue | 2.070" (52.58mm) |  | Polyamide (PA66), Nylon 6/6 | UL94 V-0 | Not Applicable |  | DIN Rail | 1 | 1 |  | Box |  |  | X-COM® | 8mm ~ 9mm | 5.0mm | Plug Receptacles, Push In, Spring | 500 V |  | 12-28 AWG | 0.08-4mm² | 350 | https://www.unikeyic.com/media/datasheet/76/18/d82a/76/d7cc05fe7fe7f73c43a8c502db5311f6.pdf | https://www.unikeyic.com/products/din-rail-terminal-blocks/769-176-000-006/13444051.html
769-222 | WAGO | 50: 2.9871 250: 2.9445 500: 2.8164 |  |  |  | 16 A |  |  |  | - |  |  | 1.122" (28.50mm) | Gray | - |  | Polyamide (PA66), Nylon 6/6 | UL94 V-0 | Not Applicable |  | DIN Rail | 1 | 2 |  | Box |  |  | X-COM® | - | 5.0mm | Plug Receptacles, Push In, Spring | 400 V |  | - | - | 20000 | https://www.unikeyic.com/media/about_us/Unikey_ISO_9001_Certification.pdf | https://www.unikeyic.com/products/din-rail-terminal-blocks/769-222/28431969.html
780-601 | WAGO | 50: 1.5828 100: 1.5219 150: 1.4854 |  |  | Gray | 24 A |  |  | - | - |  | - |  |  |  |  | Polyamide (PA66), Nylon 6/6 | UL94 V-0 | Not Applicable |  |  | 1 | 2 |  | Box |  |  | - | 8mm ~ 9mm | 5.0mm | Push In, Spring | 1000V | - | 12-28 AWG | 0.08-2.5mm² | 500 | https://www.unikeyic.com/media/about_us/Unikey_ISO_9001_Certification.pdf | https://www.unikeyic.com/products/din-rail-terminal-blocks/780-601/25041021.html
780-613 | WAGO | 50: 3.7687 250: 3.7149 500: 3.5534 |  |  |  | 24 A |  |  |  | - |  |  | 1.713" (43.50mm) | Blue | 3.030" (76.96mm) |  | Polyamide (PA66), Nylon 6/6 | UL94 V-0 | Not Applicable |  | DIN Rail | 1 | 1 |  | Box | 15547278 |  | - | 8mm ~ 9mm | 5.0mm | Plug Receptacles, Push In, Spring | 400 V |  | 12-28 AWG | 0.08-2.5mm² | 20000 | https://www.unikeyic.com/media/about_us/Unikey_ISO_9001_Certification.pdf | https://www.unikeyic.com/products/din-rail-terminal-blocks/780-613/19416449.html
780-637 | WAGO | 50: 5.6604 250: 5.5795 500: 5.3369 |  |  | Green, Yellow |  |  |  | - | - |  | - |  |  |  |  | Polyamide (PA66), Nylon 6/6 | UL94 V-0 | Not Applicable |  |  | 1 | 3 |  | Box |  |  | - | 8mm ~ 9mm | 5.0mm | Push In, Spring | - | - | 12-28 AWG | 0.08-2.5mm² | 20000 | https://www.unikeyic.com/media/about_us/Unikey_ISO_9001_Certification.pdf | https://www.unikeyic.com/products/din-rail-terminal-blocks/780-637/25431243.html
781-631 | WAGO | 50: 2.0746 250: 2.0449 500: 1.956 |  |  | Gray | 32 A |  |  | - | - |  | - |  |  |  |  | Polyamide (PA66), Nylon 6/6 | UL94 V-0 | Not Applicable |  |  | 1 | 3 |  | Box |  |  | TOPJOB®S | 9mm ~ 10mm | 6.0mm | Push In, Spring | 1000V | - | 12-28 AWG | 0.08-4mm² | 20000 | https://www.unikeyic.com/media/about_us/Unikey_ISO_9001_Certification.pdf | https://www.unikeyic.com/products/din-rail-terminal-blocks/781-631/429561.html
781-637 | WAGO | 50: 4.7495 500: 4.5668 5,000: 4.3842 |  |  | Green, Yellow |  |  |  | - | - |  | - |  |  |  |  | Polyamide (PA66), Nylon 6/6 | UL94 V-0 | Not Applicable |  |  | 1 | 3 |  | Box |  |  | TOPJOB®S | 9mm ~ 10mm | 6.0mm | Push In, Spring | - | - | 12-28 AWG | 0.08-4mm² | 195 | https://www.unikeyic.com/media/about_us/Unikey_ISO_9001_Certification.pdf | https://www.unikeyic.com/products/din-rail-terminal-blocks/781-637/13107351.html
782-604 | WAGO | 25: 2.5797 125: 2.5428 250: 2.4323 |  |  | Blue | 41 A |  |  | - | - |  | - |  |  |  |  | Polyamide (PA66), Nylon 6/6 | UL94 V-0 | Not Applicable |  |  | 1 | 2 |  | Box |  |  | TOPJOB®S | 12mm ~ 13mm | 8.0mm | Push In, Spring | 1000V | - | 10-24 AWG | 0.2-6mm² | 20000 | https://www.unikeyic.com/media/about_us/Unikey_ISO_9001_Certification.pdf | https://www.unikeyic.com/products/din-rail-terminal-blocks/782-604/11776094.html
783-601 | WAGO | 1: 15.0744 10: 10.7174 25: 9.508 50: 8.7803 100: 8.1933 250: 7.5979 500: 7.258 1,000: 6.9932 | 2-CONDUCTOR THROUGH TERMINAL BLO |  | Gray | 76 A |  |  | - | - |  | - |  |  |  |  | Polyamide (PA66), Nylon 6/6 | UL94 V-0 | Not Applicable |  |  | 1 | 2 |  | Box |  |  | TOPJOB®S | 16mm ~ 17mm | 12.0mm | Push In, Spring | 1000V | - | 6-24 AWG | 0.2-16mm² | 12 | https://www.unikeyic.com/media/datasheet/85/9f/9f9a/85/e3c86488c0f44ef6b09005953db44ddf.pdf | https://www.unikeyic.com/products/din-rail-terminal-blocks/783-601/30409430.html
783-604 | WAGO | 25: 4.49 125: 4.4259 250: 4.2335 |  |  | Blue | 76 A |  |  | - | - |  | - |  |  |  |  | Polyamide (PA66), Nylon 6/6 | UL94 V-0 | Not Applicable |  |  | 1 | 2 |  | Box |  |  | TOPJOB®S | 16mm ~ 17mm | 12.0mm | Push In, Spring | 1000V | - | 6-24 AWG | 0.2-16mm² | 20000 | https://www.unikeyic.com/media/about_us/Unikey_ISO_9001_Certification.pdf | https://www.unikeyic.com/products/din-rail-terminal-blocks/783-604/24727251.html
785-601 | WAGO | 15: 11.0258 150: 10.6018 1,500: 10.1777 |  |  | Gray | 125 A |  |  | - | - |  | - |  |  |  |  | Polyamide (PA66), Nylon 6/6 | UL94 V-0 | Not Applicable |  |  | 1 | 2 |  | Box | 15593630 |  | TOPJOB®S | 23mm | 16.0mm | Push In, Spring | 1000V | - | 2-8 AWG | 6-35mm² | 46 | https://www.unikeyic.com/media/about_us/Unikey_ISO_9001_Certification.pdf | https://www.unikeyic.com/products/din-rail-terminal-blocks/785-601/17835622.html
790-110 | WAGO | 25: 10.8317 250: 10.4151 2,500: 9.9985 |  |  | Gray | [5 empty] | DIN Rail Terminal Blocks | [7 empty] | Not Applicable |  |  |  | - |  | Box | 15521915 |  | - | [7 empty] | 96 | https://www.unikeyic.com/media/datasheet/99/15/74cd/99/9af29a8a85472a5fcf01a48aa79317c2.pdf | https://www.unikeyic.com/products/din-rail-terminal-blocks/790-110/1755741.html
7907400000 | Weidmüller | 1: 17.066 10: 12.3336 25: 11.3724 50: 10.0548 100: 9.9252 | Conn Ground Terminal Block ST T DIN Rail |  |  |  |  | 7907400000 Weidmüller | [11 empty] | spring mount, Push-in type |  |  |  | -50℃~120℃ |  |  | bulk | [8 empty] | 332 | https://www.unikeyic.com/media/datasheet/35/4f/4791/35/fc3c52019c6bb9064ed72240971fa321.pdf | https://www.unikeyic.com/products/din-rail-terminal-blocks/7907400000/25579805.html
7907410000 | Weidmüller | 5: 3.7861 | Weidmüller Terminal Block, Z Series, Single Layer, Beige, Clamp Termination, 41A |  |  |  |  | 7907410000 Weidmüller | [11 empty] | spring mount, Push-in type |  |  |  | -50℃~120℃ |  |  | bulk | [8 empty] | 20 | https://www.unikeyic.com/media/datasheet/ce/a2/450f/94/1a7fab9c1d1024b9dc5ba5b9d03ac261.pdf | https://www.unikeyic.com/products/din-rail-terminal-blocks/7907410000/19005565.html
7907420000 | Weidmüller | 5: 5.1 | Weidmüller Straight-through terminal block , Zseries, single layer, Blue, Clamp termination, 41A |  |  |  |  | 7907420000 Weidmüller | [11 empty] | spring mount, Push-in type |  |  |  | -50℃~120℃ |  |  | bulk | [8 empty] | 45 | https://www.unikeyic.com/media/datasheet/ce/a2/450f/8f/461b56b7356a6115517d9173b94cf026.pdf | https://www.unikeyic.com/products/din-rail-terminal-blocks/7907420000/29402642.html
7910180000 | Weidmüller | 50: 6.2744 100: 5.8296 250: 5.3758 500: 5.1155 1,000: 4.9122 | Weidmüller WTR Series Break Terminal, Single Layer, Brown, Screw Termination, 32A |  |  |  |  | 7910180000 Weidmüller | [7 empty] | 60mm(Length)*6mm(height) |  |  |  | threaded mounting |  |  |  | -50℃~120℃ |  |  | bulk | [8 empty] | 735 | https://www.unikeyic.com/media/datasheet/c4/59/1677/c459167704c21429f414ab691d36660e.pdf | https://www.unikeyic.com/products/din-rail-terminal-blocks/7910180000/3647381.html
7910300000 | Weidmüller | 24: 4.895 | Weidmüller Breakaway Terminal, W Series, Single Layer, Beige, Screw Mount, 32A |  |  |  |  | 7910300000 Weidmüller | [11 empty] | threaded mounting |  |  |  | -50℃~120℃ |  |  | bulk | [8 empty] | 41 | https://www.unikeyic.com/media/datasheet/a3/8d/2d40/a3/2af81e224758171b0c46feaaac005acd.pdf | https://www.unikeyic.com/products/din-rail-terminal-blocks/7910300000/17258759.html
7920950000 | Weidmüller | 1: 13.4314 10: 9.5331 25: 8.4369 | Conn Test Disconnect Terminal 4 POS Screw ST T DIN Rail 16A | [16 empty] | spring mount, Push-in type | [15 empty] | 16 | https://www.unikeyic.com/media/about_us/Unikey_ISO_9001_Certification.pdf | https://www.unikeyic.com/products/din-rail-terminal-blocks/7920950000/576936.html
793-507 | WAGO | 1: 3.1181 5: 2.8954 10: 2.7172 | WAGO Marking Multi-Marking System, 793 Series |  | White | [5 empty] | 5mm Wide Terminal Blocks | [7 empty] | Not Applicable | [5 empty] | Bag |  |  | WMB | [7 empty] | 1 | https://www.unikeyic.com/media/datasheet/a7/27/afdd/a7/72e4c8bd9659879557832f5bb11a04b2.pdf | https://www.unikeyic.com/products/din-rail-terminal-blocks/793-507/1239943.html
8014670000 | Weidmüller | 25: 12.0528 50: 11.403 100: 11.0775 250: 10.6575 500: 10.3425 1,000: 10.0275 2,500: 9.9015 | Conn Terminal Block 4 POS Screw T DIN Rail 10A |  |  |  |  | 8014670000 Weidmüller | [11 empty] | threaded mounting |  |  |  | -50℃~120℃ |  |  | bulk | [8 empty] | 68 | https://www.unikeyic.com/media/datasheet/e3/c7/cf21/e3c7cf211b3b6b9a5595344f2c8196a9.pdf | https://www.unikeyic.com/products/din-rail-terminal-blocks/8014670000/25024705.html
8023610000 | Weidmüller | 15: 8.107 | Terminal Block Tools & Accessories WDK 2.5 LD/GN 1R 24VDC |  |  |  |  | 8023610000 Weidmüller | [11 empty] | threaded mounting | [6 empty] | bulk | [8 empty] | 20 | https://www.unikeyic.com/media/datasheet/a3/8d/2d40/a3/2af81e224758171b0c46feaaac005acd.pdf | https://www.unikeyic.com/products/din-rail-terminal-blocks/8023610000/25268127.html
812-102 | WAGO | 10: 6.4159 100: 6.1692 1,000: 5.9224 |  |  | Gray |  |  |  |  | - | [8 empty] | Not Applicable |  | Panel Mount | 1 |  |  | Box | 15601875 |  | 812 | [7 empty] | 50 | https://www.unikeyic.com/media/about_us/Unikey_ISO_9001_Certification.pdf | https://www.unikeyic.com/products/din-rail-terminal-blocks/812-102/3008712.html
815644 | RS | 10: 1.183 50: 0.9735 | RS PRO Rail type terminal block, Blue, screw termination, 40A | [20 empty] | -40℃~105℃ | [11 empty] | 223 | https://www.unikeyic.com/media/about_us/Unikey_ISO_9001_Certification.pdf | https://www.unikeyic.com/products/din-rail-terminal-blocks/815644/24106333.html
815789 | RS | 5: 6.3995 25: 4.1296 | RS PRO Jumper Header, For DIN Rail Terminal Block | [32 empty] | 866 | https://www.unikeyic.com/media/about_us/Unikey_ISO_9001_Certification.pdf | https://www.unikeyic.com/products/din-rail-terminal-blocks/815789/22363436.html
859-501 | WAGO | 1: 9.4908 | WAGO 859-501 Terminal Block |  | Gray |  |  |  | - | - |  | - |  |  |  |  | Polyamide (PA66), Nylon 6/6 | UL94 V-0 | Not Applicable |  |  | 2 | 5 |  | Box | 15571729 |  | - | 5mm ~ 6mm | 8.0mm | Push In, Spring | - | - | 14-28 AWG | 0.08-2.5mm² | 2 | https://www.unikeyic.com/media/about_us/Unikey_ISO_9001_Certification.pdf | https://www.unikeyic.com/products/din-rail-terminal-blocks/859-501/18027285.html
8671120000 | Weidmüller | 16: 7.7 | Terminal Block Connector 4 Position Feed Through Beige 10-26 AWG |  |  |  |  | 8671120000 Weidmüller | [11 empty] | spring mount, Push-in type | [6 empty] | bulk | [8 empty] | 18 | https://www.unikeyic.com/media/datasheet/a3/8d/2d40/a3/2af81e224758171b0c46feaaac005acd.pdf | https://www.unikeyic.com/products/din-rail-terminal-blocks/8671120000/19608482.html
869-102 | WAGO | 100: 3.8498 500: 3.7948 1,000: 3.6298 |  |  |  | 24 A |  |  |  | - |  |  | 1.087" (27.61mm) | Gray | 1.315" (33.40mm) |  | - | UL94 V-0 | Not Applicable |  | Direct Mount | 1 | 4 |  | Box | 15538025 |  | - | 6mm ~ 7mm | 24.5mm | Push In, Spring | 500 V |  | 12-28 AWG | 0.08-2.5mm² | 20000 | https://www.unikeyic.com/media/datasheet/a7/09/1cfb/a7/12ec2558e4bf30621449fcd095c58128.pdf | https://www.unikeyic.com/products/din-rail-terminal-blocks/869-102/6411052.html
869-107 | WAGO | 50: 11.3353 250: 11.1734 500: 10.6876 |  |  |  | 24 A |  |  |  | - |  |  | 1.087" (27.61mm) | Gray | 1.315" (33.40mm) |  | - | UL94 V-0 | Not Applicable |  | Direct Mount | 1 | 14 |  | Box |  |  | - | 6mm ~ 7mm | 49.5mm | Push In, Spring | 500 V |  | 12-28 AWG | 0.08-2.5mm² | 20000 | https://www.unikeyic.com/media/about_us/Unikey_ISO_9001_Certification.pdf | https://www.unikeyic.com/products/din-rail-terminal-blocks/869-107/13516200.html
869-109 | WAGO | 50: 14.3224 250: 14.1178 500: 13.504 |  |  |  | 24 A |  |  |  | - |  |  | 1.087" (27.61mm) | Gray | 1.315" (33.40mm) |  | - | UL94 V-0 | Not Applicable |  | Direct Mount | 1 | 18 |  | Box | 15538033 |  | - | 6mm ~ 7mm | 59.5mm | Push In, Spring | 500 V |  | 12-28 AWG | 0.08-2.5mm² | 20000 | https://www.unikeyic.com/media/about_us/Unikey_ISO_9001_Certification.pdf | https://www.unikeyic.com/products/din-rail-terminal-blocks/869-109/32462556.html
870-509 | WAGO | 50: 4.3425 250: 4.2804 500: 4.0943 |  |  | Blue | 24 A |  |  | - | - |  | - |  |  |  |  | - | UL94 V-0 | Not Applicable |  |  | 2; Connected | 4 |  | Box |  |  | - | 6mm ~ 7mm | 5.0mm | Push In, Spring | 500V | - | 12-28 AWG | 0.08-2.5mm² | 20000 | https://www.unikeyic.com/media/datasheet/fb/38/3ea3/fb/209c653c60109f18550e2d0da0c00b80.pdf | https://www.unikeyic.com/products/din-rail-terminal-blocks/870-509/2958776.html
870-517 | WAGO | 50: 6.047 250: 5.9606 500: 5.7015 |  |  | Gray | 24 A |  |  | - | - |  | - |  |  |  |  | - | UL94 V-0 | Not Applicable |  |  | 2; 1 Grounded | 4 |  | Box | 15593519 |  | - | 6mm ~ 7mm | 5.0mm | Push In, Spring | 500V | - | 12-28 AWG | 0.08-2.5mm² | 20000 | https://www.unikeyic.com/media/datasheet/ca/cf/f5b2/ca/93c0cf2fb3c373de2764a02e4658542e.pdf | https://www.unikeyic.com/products/din-rail-terminal-blocks/870-517/243792.html
870-523/281-581 | WAGO | 1: 56.5043 10: 41.2369 25: 37.3784 50: 35.1284 100: 33.3513 250: 31.5816 | COMPONENT TERMINAL BLOCK, DOUBLE |  | Gray |  | 20 A |  | - | Surge Arrestor |  | - |  |  |  |  | Polyamide (PA66), Nylon 6/6 | UL94 V-0 | Not Applicable |  |  | 1 | 2 |  | Box |  |  | - | 6mm ~ 7mm | 10.0mm | Push In, Spring | - | 230V | 14-28 AWG | 0.08-2.5mm² | 3 | https://www.unikeyic.com/media/datasheet/73/c8/0690/73/467b01523f342f52a20638d5f268de93.pdf | https://www.unikeyic.com/products/din-rail-terminal-blocks/870-523-281-581/13090586.html
870-523/281-594 | WAGO |  |  |  | Gray |  | 20 A |  | - | Diode |  | - |  |  |  |  | Polyamide (PA66), Nylon 6/6 | UL94 V-0 | Not Applicable |  |  | 1 | 2 |  | Box |  |  | - | 6mm ~ 7mm | 10.0mm | Push In, Spring | - | 115V | 14-28 AWG | 0.08-2.5mm² |  | https://www.unikeyic.com/media/about_us/Unikey_ISO_9001_Certification.pdf | https://www.unikeyic.com/products/din-rail-terminal-blocks/870-523-281-594/30862741.html
870-534 | WAGO | 10: 5.0849 50: 4.6388 100: 4.1779 |  |  | Blue | 24 A |  |  | - | - |  | - |  |  |  |  | Polyamide (PA66), Nylon 6/6 | UL94 V-0 | Not Applicable |  |  | 2 | 6 |  | Box | 15521471 |  | - | 6mm ~ 7mm | 5.0mm | Push In, Spring | 500V | - | 12-28 AWG | 0.08-2.5mm² | 40 | https://www.unikeyic.com/media/about_us/Unikey_ISO_9001_Certification.pdf | https://www.unikeyic.com/products/din-rail-terminal-blocks/870-534/28741816.html
870-536 | WAGO | 1: 17.1936 10: 12.2375 25: 10.8778 50: 10.0626 100: 9.4064 250: 8.7423 500: 8.3638 1,000: 8.0693 | 6 Location grey 12-28 AWG |  | Gray | 24 A |  |  | - | - |  | - |  |  |  |  | Polyamide (PA66), Nylon 6/6 | UL94 V-0 | Not Applicable |  |  | 2 | 6 |  | Box | 15582394 |  | - | 6mm ~ 7mm | 5.0mm | Push In, Spring | 500V | - | 12-28 AWG | 0.08-2.5mm² | 5 | https://www.unikeyic.com/media/about_us/Unikey_ISO_9001_Certification.pdf | https://www.unikeyic.com/products/din-rail-terminal-blocks/870-536/21484543.html
870-537 | WAGO | 50: 8.4673 500: 8.1417 5,000: 7.816 |  |  | Green, Yellow | 24 A |  |  | - | - |  | - |  |  |  |  | Polyamide (PA66), Nylon 6/6 | UL94 V-0 | Not Applicable |  |  | 2; Connected | 6 |  | Box |  |  | - | 6mm ~ 7mm | 5.0mm | Push In, Spring | - | - | 12-28 AWG | 0.08-2.5mm² | 153 | https://www.unikeyic.com/media/about_us/Unikey_ISO_9001_Certification.pdf | https://www.unikeyic.com/products/din-rail-terminal-blocks/870-537/1629316.html
870-541/281-489 | WAGO | 1: 32.7024 10: 23.531 25: 21.1308 50: 19.7143 100: 18.5869 250: 17.4565 500: 16.8171 | COMPONENT TERMINAL BLOCK, DOUBLE |  | Gray | 500 mA |  |  | - | Diode |  | - |  |  |  |  | Polyamide (PA66), Nylon 6/6 | UL94 V-0 | Not Applicable |  |  | 2 | 4 |  | Box | 15528822 |  | - | 6mm ~ 7mm | 5.0mm | Push In, Spring | - | - | 12-28 AWG | 0.08-2.5mm² | 2 | https://www.unikeyic.com/media/about_us/Unikey_ISO_9001_Certification.pdf | https://www.unikeyic.com/products/din-rail-terminal-blocks/870-541-281-489/30559015.html
870-541/281-490 | WAGO | 50: 13.2124 250: 13.0236 500: 12.4574 |  |  | Gray | 500 mA |  |  | - | Diode |  | - |  |  |  |  | Polyamide (PA66), Nylon 6/6 | UL94 V-0 | Not Applicable |  |  | 2 | 4 |  | Box |  |  | - | 6mm ~ 7mm | 5.0mm | Push In, Spring | - | - | 12-28 AWG | 0.08-2.5mm² | 20000 | https://www.unikeyic.com/media/datasheet/f4/17/03c2/f4/5ecc017edff337fc0915381ffe5718b3.pdf | https://www.unikeyic.com/products/din-rail-terminal-blocks/870-541-281-490/26054103.html
870-541/281-755 | WAGO | 50: 16.214 250: 15.9824 500: 15.2875 |  |  | Gray | 500 mA |  |  | - | Diode |  | - |  |  |  |  | Polyamide (PA66), Nylon 6/6 | UL94 V-0 | Not Applicable |  |  | 2 | 4 |  | Box | 15593917 |  | - | 6mm ~ 7mm | 5.0mm | Push In, Spring | - | - | 12-28 AWG | 0.08-2.5mm² | 20000 | https://www.unikeyic.com/media/about_us/Unikey_ISO_9001_Certification.pdf | https://www.unikeyic.com/products/din-rail-terminal-blocks/870-541-281-755/27035163.html
870-541/281-872 | WAGO | 1: 10.5117 |  |  | Gray | 500 mA |  |  | - | Diode |  | - |  |  |  |  | Polyamide (PA66), Nylon 6/6 | UL94 V-0 | Not Applicable |  |  | 2 | 4 |  | Box | 15542124 |  | - | 6mm ~ 7mm | 5.0mm | Push In, Spring | - | - | 12-28 AWG | 0.08-2.5mm² | 17 | https://www.unikeyic.com/media/about_us/Unikey_ISO_9001_Certification.pdf | https://www.unikeyic.com/products/din-rail-terminal-blocks/870-541-281-872/23084840.html
870-542/281-488 | WAGO | 50: 13.2124 250: 13.0236 500: 12.4574 |  |  | Gray | 500 mA |  |  | - | Diode |  | - |  |  |  |  | Polyamide (PA66), Nylon 6/6 | UL94 V-0 | Not Applicable |  |  | 2 | 4 |  | Box |  |  | - | 6mm ~ 7mm | 5.0mm | Push In, Spring | - | - | 12-28 AWG | 0.08-2.5mm² | 20000 | https://www.unikeyic.com/media/about_us/Unikey_ISO_9001_Certification.pdf | https://www.unikeyic.com/products/din-rail-terminal-blocks/870-542-281-488/25542487.html
870-543/281-413 | WAGO | 50: 6.641 |  |  | Gray | 25 mA |  |  | - | LED, Resistor |  | - |  |  |  |  | Polyamide (PA66), Nylon 6/6 | UL94 V-0 | Not Applicable |  |  | 2 | 4 |  | Box | 15547630 |  | - | 6mm ~ 7mm | 5.0mm | Push In, Spring | - | - | 12-28 AWG | 0.08-2.5mm² | 5000 | https://www.unikeyic.com/media/about_us/Unikey_ISO_9001_Certification.pdf | https://www.unikeyic.com/products/din-rail-terminal-blocks/870-543-281-413/5102975.html
870-543/281-434 | WAGO | 10: 9.8724 50: 9.0843 100: 8.2666 |  |  | Gray | 25 mA |  |  | - | LED, Resistor |  | - |  |  |  |  | Polyamide (PA66), Nylon 6/6 | UL94 V-0 | Not Applicable |  |  | 2 | 4 |  | Box | 15582597 |  | - | 6mm ~ 7mm | 5.0mm | Push In, Spring | - | - | 12-28 AWG | 0.08-2.5mm² | 44 | https://www.unikeyic.com/media/about_us/Unikey_ISO_9001_Certification.pdf | https://www.unikeyic.com/products/din-rail-terminal-blocks/870-543-281-434/23995241.html
870-556 | WAGO | 5: 11.297 25: 10.8756 50: 10.6596 100: 10.1535 250: 9.954 500: 9.7545 1,000: 9.555 | Triple-deck terminal block - 6-conductor through terminal block - L - internal commoning - conductor entry with violet marking - for DIN-rail 35 x 15 and 35 x 7.5 - 2.5 mm² - CAGE CLAMP® - 2,50 mm² - gray |  | Gray | 24 A |  |  | - | - |  | - |  |  |  |  | - | UL94 V-0 | Not Applicable |  |  | 3; Connected | 6 |  | Box | 15557073 |  | - | 6mm ~ 7mm | 5.0mm | Push In, Spring | 500V | - | 12-28 AWG | 0.08-2.5mm² | 24 | https://www.unikeyic.com/media/about_us/Unikey_ISO_9001_Certification.pdf | https://www.unikeyic.com/products/din-rail-terminal-blocks/870-556/22635928.html
870-557 | WAGO | 1: 28.3652 10: 20.351 25: 18.2319 50: 16.9771 100: 15.9763 250: 14.9708 500: 14.4011 |  |  | Green, Yellow |  |  |  | - | - |  | - |  |  |  |  | - | UL94 V-0 | Not Applicable |  |  | 3; Connected | 6 |  | Box | 15538077 |  | - | 6mm ~ 7mm | 5.0mm | Push In, Spring | - | - | 12-28 AWG | 0.08-2.5mm² | 19 | https://www.unikeyic.com/media/about_us/Unikey_ISO_9001_Certification.pdf | https://www.unikeyic.com/products/din-rail-terminal-blocks/870-557/6911440.html
870-559 | WAGO | 50: 8.4438 250: 8.3232 500: 7.9613 |  |  | Gray | 24 A |  |  | - | - |  | - |  |  |  |  | - | UL94 V-0 | Not Applicable |  |  | 3; 1 Grounded | 6 |  | Box |  |  | - | 6mm ~ 7mm | 5.0mm | Push In, Spring | 500V | - | 12-28 AWG | 0.08-2.5mm² | 20000 | https://www.unikeyic.com/media/datasheet/01/c8/f853/01/87822f82f9fbbb94a3ba2b8463a3dcf9.pdf | https://www.unikeyic.com/products/din-rail-terminal-blocks/870-559/19220179.html
870-596/281-674 | WAGO | 50: 33.8499 250: 33.3664 500: 31.9157 |  |  | Gray | 500 mA |  |  | - | Diode |  | - |  |  |  |  | Polyamide (PA66), Nylon 6/6 | UL94 V-0 | Not Applicable |  |  | 3 | 6 |  | Box |  |  | - | 6mm ~ 7mm | 5.0mm | Push In, Spring | - | - | 12-28 AWG | 0.08-2.5mm² | 20000 | https://www.unikeyic.com/media/about_us/Unikey_ISO_9001_Certification.pdf | https://www.unikeyic.com/products/din-rail-terminal-blocks/870-596-281-674/25962835.html
870-681 | WAGO | 100: 1.5886 200: 1.5275 300: 1.4908 |  |  | Gray | 24 A |  |  | - | - |  | - |  |  |  |  | Polyamide (PA66), Nylon 6/6 | UL94 V-0 | Not Applicable |  |  | 1 | 3 |  | Box |  |  | - | 6mm ~ 7mm | 5.0mm | Push In, Spring | 500V | - | 12-28 AWG | 0.08-2.5mm² | 1000 | https://www.unikeyic.com/media/datasheet/f9/89/7482/f9/7ccfd5ceba06550bda0a43b59dea1e68.pdf | https://www.unikeyic.com/products/din-rail-terminal-blocks/870-681/30013345.html
870-832 | WAGO | 100: 1.6261 1,000: 1.5635 10,000: 1.501 | Conn Terminal Block F 4 POS ST DIN Rail 24A Box |  | Orange | 24 A |  |  | - | - |  | - |  |  |  |  | Polyamide (PA66), Nylon 6/6 | UL94 V-0 | Not Applicable |  |  | 1 | 4 |  | Box | 15568041 |  | - | 6mm ~ 7mm | 5.0mm | Push In, Spring | 500V | - | 12-28 AWG | 0.08-2.5mm² | 12491 | https://www.unikeyic.com/media/about_us/Unikey_ISO_9001_Certification.pdf | https://www.unikeyic.com/products/din-rail-terminal-blocks/870-832/34387276.html
870-835 | WAGO |  | 4-Conductor through Terminal Block, 2.5 mm2, side and center marking |  | Black | 24 A |  |  | - | - |  | - |  |  |  |  | Polyamide (PA66), Nylon 6/6 | UL94 V-0 | Not Applicable |  |  | 1 | 4 |  | Box | 15575581 |  | - | 6mm ~ 7mm | 5.0mm | Push In, Spring | 500V | - | 12-28 AWG | 0.08-2.5mm² |  | https://www.unikeyic.com/media/about_us/Unikey_ISO_9001_Certification.pdf | https://www.unikeyic.com/products/din-rail-terminal-blocks/870-835/27199816.html
870-837 | WAGO | 100: 4.0306 500: 3.9731 1,000: 3.8003 |  | 870 | Green, Yellow |  |  |  | - | - |  | - |  |  |  |  | Polyamide (PA66), Nylon 6/6 | - | 1 (Unlimited) |  |  | 1 | 4 |  | Bulk | 13549437 |  | - | 6mm ~ 7mm | 5.0mm | Push In, Spring | - | - | 12-28 AWG | 0.08-2.5mm² | 305 | https://www.unikeyic.com/media/about_us/Unikey_ISO_9001_Certification.pdf | https://www.unikeyic.com/products/din-rail-terminal-blocks/870-837/16597580.html
870-902 | WAGO | 10: 1.0921 | WAGO DIN Rail Terminal Block, 870 Series, Orange, 24A |  | Orange | 24 A |  |  | - | - |  | - |  |  |  |  | Polyamide (PA66), Nylon 6/6 | UL94 V-0 | Not Applicable |  |  | 1 | 2 |  | Box | 15557159 |  | - | 6mm ~ 7mm | 5.0mm | Push In, Spring | 500V | - | 12-28 AWG | 0.08-2.5mm² | 336 | https://www.unikeyic.com/media/about_us/Unikey_ISO_9001_Certification.pdf | https://www.unikeyic.com/products/din-rail-terminal-blocks/870-902/23695501.html
8724704 | RS | 1: 14.0121 | RS PRO Ground terminal block, single layer, Screw-down terminations | [20 empty] | -40℃~120℃ | [11 empty] | 1 | https://www.unikeyic.com/media/about_us/Unikey_ISO_9001_Certification.pdf | https://www.unikeyic.com/products/din-rail-terminal-blocks/8724704/27408431.html
8724842 | RS | 4: 7.5554 20: 4.9749 | RS PRO Housing, Terminal Cover, For HSKG Series | [32 empty] | 65 | https://www.unikeyic.com/media/about_us/Unikey_ISO_9001_Certification.pdf | https://www.unikeyic.com/products/din-rail-terminal-blocks/8724842/20922169.html
8731640000 | Weidmüller | 100: 5.8081 300: 5.2812 500: 5.0961 1,000: 4.8933 | Weidmüller Break Terminal, W Series, Single Layer, Blue, Screw Termination, 24A |  |  |  |  | 8731640000 Weidmüller | [11 empty] | threaded mounting |  |  |  | -50℃~120℃ |  |  | bulk | [8 empty] | 156 | https://www.unikeyic.com/media/datasheet/ea/03/737c/ea/77edd7907e924f6802dcf5165f4ae5c0.pdf | https://www.unikeyic.com/products/din-rail-terminal-blocks/8731640000/9957429.html
8731660000 | Weidmüller | 100: 6.4667 300: 5.8857 500: 5.6819 1,000: 5.4585 | Weidmüller Breaking terminal, Wseries, single layer, Blue, screw termination, 14A | [16 empty] | threaded mounting |  |  |  | -50℃~120℃ |  |  | bulk | [8 empty] | 100 | https://www.unikeyic.com/media/about_us/Unikey_ISO_9001_Certification.pdf | https://www.unikeyic.com/products/din-rail-terminal-blocks/8731660000/1722849.html
8731670000 | Weidmüller | 5: 8.904 | Weidmüller Terminal Block, W Series, Single Layer, Beige, Screw Termination, 24A |  |  |  |  | 8731670000 Weidmüller | [11 empty] | threaded mounting |  |  |  | -50℃~120℃ |  |  | bulk | [8 empty] | 430 | https://www.unikeyic.com/media/datasheet/a3/8d/2d40/a3/2af81e224758171b0c46feaaac005acd.pdf | https://www.unikeyic.com/products/din-rail-terminal-blocks/8731670000/34940754.html
8731720000 | Weidmüller | 30: 3.905 50: 3.63 | Terminal Block Connector 3 Position Disconnect Beige 12-30 AWG |  |  |  |  | 8731720000 Weidmüller | [11 empty] | spring mount, Push-in type |  |  |  | 50℃~120℃ | [11 empty] | 6735 | https://www.unikeyic.com/media/datasheet/f8/84/a5b5/f8/13b7b695e576fb0f4098c44bb83348dc.pdf | https://www.unikeyic.com/products/din-rail-terminal-blocks/8731720000/2465078.html
8787528 | RS | 10: 0.4471 50: 0.3679 | RS PRO DIN Rail Terminal Block, Single Layer, Screw Termination, 30A (UL/CSA), 32A (IEC) | [20 empty] | -40℃~105℃ | [11 empty] | 2332 | https://www.unikeyic.com/media/about_us/Unikey_ISO_9001_Certification.pdf | https://www.unikeyic.com/products/din-rail-terminal-blocks/8787528/7909442.html
8787547 | RS | 10: 0.6994 50: 0.5754 | RS PRO Rail type terminal block, single layer, screw termination, 50 (UL/CSA) A, 57 (IEC) A | [32 empty] | 128 | https://www.unikeyic.com/media/about_us/Unikey_ISO_9001_Certification.pdf | https://www.unikeyic.com/products/din-rail-terminal-blocks/8787547/6902546.html
8787581 | RS | 5: 1.7339 | RS PRO Jumper Block, For Screw Terminal Blocks | [32 empty] | 2208 | https://www.unikeyic.com/media/about_us/Unikey_ISO_9001_Certification.pdf | https://www.unikeyic.com/products/din-rail-terminal-blocks/8787581/29139802.html
880-831 | WAGO | 50: 2.4625 500: 2.3678 5,000: 2.2731 | 4-conductor through terminal block 4 mm2 with test port without shield contact center marking for DIN-rail 35 x 15 and 35 x 7.5 CAGE CLAMP |  | Gray | 20 A |  |  | - | - |  | - |  |  |  |  | Polyamide (PA66), Nylon 6/6 | UL94 V-0 | Not Applicable |  |  | 1 | 4 |  | Box |  |  | - | 8mm ~ 9mm | 5.0mm | Push In, Spring | 800V | - | 12-28 AWG | 0.08-4mm² | 4321 | https://www.unikeyic.com/media/datasheet/ed/10/49f7/ed/ee6878733048ea7d3b8b6f0c34bccd01.pdf | https://www.unikeyic.com/products/din-rail-terminal-blocks/880-831/16533052.html
880-831/999-940 | WAGO | 50: 2.4625 500: 2.3678 5,000: 2.2731 |  |  | Gray | 20 A |  |  | - | - |  | - |  |  |  |  | Polyamide (PA66), Nylon 6/6 | UL94 V-0 | Not Applicable |  |  | 1 | 4 |  | Box |  |  | - | 8mm ~ 9mm | 5.0mm | Push In, Spring | 800V | - | 12-28 AWG | 0.08-4mm² | 2579 | https://www.unikeyic.com/media/about_us/Unikey_ISO_9001_Certification.pdf | https://www.unikeyic.com/products/din-rail-terminal-blocks/880-831-999-940/4661390.html
880-837/999-940 | WAGO | 50: 13.439 250: 13.247 500: 12.671 |  |  | Green, Yellow |  |  |  | - | - |  | - |  |  |  |  | Polyamide (PA66), Nylon 6/6 | UL94 V-0 | Not Applicable |  |  | 1 | 4 |  | Box |  |  | - | 8mm ~ 9mm | 5.0mm | Push In, Spring | - | - | 12-28 AWG | 0.08-4mm² | 20000 | https://www.unikeyic.com/media/about_us/Unikey_ISO_9001_Certification.pdf | https://www.unikeyic.com/products/din-rail-terminal-blocks/880-837-999-940/16632257.html
880-901/999-940 | WAGO | 100: 2.7107 500: 2.6719 1,000: 2.5558 |  |  | Gray | 25 A |  |  | - | - |  | - |  |  |  |  | Polyamide (PA66), Nylon 6/6 | UL94 V-0 | Not Applicable |  |  | 1 | 2 |  | Box | 15525461 |  | - | 8mm ~ 9mm | 5.0mm | Push In, Spring | 800V | - | 12-28 AWG | 0.08-4mm² | 20000 | https://www.unikeyic.com/media/about_us/Unikey_ISO_9001_Certification.pdf | https://www.unikeyic.com/products/din-rail-terminal-blocks/880-901-999-940/27125839.html
880-904 | WAGO | 100: 1.9893 500: 1.9609 1,000: 1.8757 |  |  | Blue | 25 A |  |  | - | - |  | - |  |  |  |  | Polyamide (PA66), Nylon 6/6 | UL94 V-0 | Not Applicable |  |  | 1 | 2 |  | Box | 15551033 |  | - | 8mm ~ 9mm | 5.0mm | Push In, Spring | 800V | - | 12-28 AWG | 0.08-4mm² | 20000 | https://www.unikeyic.com/media/about_us/Unikey_ISO_9001_Certification.pdf | https://www.unikeyic.com/products/din-rail-terminal-blocks/880-904/33950746.html
883-1201 | WAGO | 5: 83.1323 25: 81.9447 50: 78.3819 |  |  | Gray | 290 A | 228 A |  | - | - |  | - |  |  |  |  | Polyamide (PA66), Nylon 6/6 | UL94 V-0 | Not Applicable |  |  | 1 | 2 |  | Box |  |  | - | 27mm | 27.0mm | Screw | 1000V | 600V | 300MCM (kcmil)-6 AWG | 16-150mm² | 20000 | https://www.unikeyic.com/media/about_us/Unikey_ISO_9001_Certification.pdf | https://www.unikeyic.com/products/din-rail-terminal-blocks/883-1201/9982510.html
883-1204 | WAGO | 5: 83.1323 25: 81.9447 50: 78.3819 |  |  | Blue | 290 A | 228 A |  | - | - |  | - |  |  |  |  | Polyamide (PA66), Nylon 6/6 | UL94 V-0 | Not Applicable |  |  | 1 | 2 |  | Box |  |  | - | 27mm | 27.0mm | Screw | 1000V | 600V | 300MCM (kcmil)-6 AWG | 16-150mm² | 20000 | https://www.unikeyic.com/media/about_us/Unikey_ISO_9001_Certification.pdf | https://www.unikeyic.com/products/din-rail-terminal-blocks/883-1204/24633559.html
883-2401 | WAGO | 5: 95.8978 25: 94.5278 50: 90.4179 |  |  | Gray | 380 A | 370 A |  | - | - |  | - |  |  |  |  | Polyamide (PA66), Nylon 6/6 | UL94 V-0 | Not Applicable |  |  | 1 | 2 |  | Box | 15546674 |  | - | 38mm | 36.0mm | Screw | 1000V | 600V | 500MCM (kcmil)-2/0 AWG | 70-240mm² | 20000 | https://www.unikeyic.com/media/about_us/Unikey_ISO_9001_Certification.pdf | https://www.unikeyic.com/products/din-rail-terminal-blocks/883-2401/1625215.html
883-2404 | WAGO | 5: 95.8978 25: 94.5278 50: 90.4179 |  |  | Blue | 380 A | 370 A |  | - | - |  | - |  |  |  |  | Polyamide (PA66), Nylon 6/6 | UL94 V-0 | Not Applicable |  |  | 1 | 2 |  | Box | 15550153 |  | - | 38mm | 36.0mm | Screw | 1000V | 600V | 500MCM (kcmil)-2/0 AWG | 70-240mm² | 20000 | https://www.unikeyic.com/media/about_us/Unikey_ISO_9001_Certification.pdf | https://www.unikeyic.com/products/din-rail-terminal-blocks/883-2404/26009310.html
883-3501 | WAGO | 20: 8.9875 200: 8.6419 2,000: 8.2962 |  |  | Gray | 150 A | 150 A |  | - | - |  | - |  |  |  |  | Polyamide (PA66), Nylon 6/6 | UL94 V-0 | Not Applicable |  |  | 1 | 2 |  | Box |  |  | - | 18mm | 16.1mm | Screw | 1000V | 600V | 1/0-16 AWG | 1.5-50mm² | 23363 | https://www.unikeyic.com/media/about_us/Unikey_ISO_9001_Certification.pdf | https://www.unikeyic.com/products/din-rail-terminal-blocks/883-3501/31947407.html
883-7001 | WAGO | 10: 57.7379 |  |  | Gray | 232 A | 205 A |  | - | - |  | - |  |  |  |  | Polyamide (PA66), Nylon 6/6 | UL94 V-0 | Not Applicable |  |  | 1 | 2 |  | Box |  |  | - | 22mm | 20.5mm | Screw | 1000V | 600V | 3/0-8 AWG | 10-95mm² | 20 | https://www.unikeyic.com/media/about_us/Unikey_ISO_9001_Certification.pdf | https://www.unikeyic.com/products/din-rail-terminal-blocks/883-7001/17486344.html
883-7007 | WAGO | 10: 63.1668 100: 60.7374 1,000: 58.3079 |  |  | Green, Yellow |  |  |  | - | - |  | - |  |  |  |  | Polyamide (PA66), Nylon 6/6 | UL94 V-0 | Not Applicable |  |  | 1 | 2 |  | Box |  |  | - | 22mm | 20.5mm | Screw | - | - | 3/0-8 AWG | 10-95mm² | 63 | https://www.unikeyic.com/media/about_us/Unikey_ISO_9001_Certification.pdf | https://www.unikeyic.com/products/din-rail-terminal-blocks/883-7007/22794048.html
8997836 | RS | 10: 0.5983 50: 0.4924 | RS PRO Cross Connector, 3-Way Insertable Cross, for 2.5mm Spring Terminal | [16 empty] | Through hole mounting | [15 empty] | 40 | https://www.unikeyic.com/media/about_us/Unikey_ISO_9001_Certification.pdf | https://www.unikeyic.com/products/din-rail-terminal-blocks/8997836/13650397.html
90.050 | Altech | 1: 61.7026 | K7075P ENCLOSURE RAIL ANDPNL MNT | [15 empty] | Not Applicable | [5 empty] | Bulk | 9376891 |  | * | [7 empty] | 48 | https://www.unikeyic.com/media/datasheet/b7/7e/5b92/b7/27fe86593176615068bcbd6d33fddbde.pdf | https://www.unikeyic.com/products/din-rail-terminal-blocks/90-050/28534491.html
91.201 | Altech | 1: 31.7304 | Access Din Rail Mount Enclosure |  | Gray |  |  |  |  | DIN Rail Mount | [7 empty] | UL94 V-0 | Not Applicable | [5 empty] | Bulk | 8546795 |  | - | [7 empty] | 6 | https://www.unikeyic.com/media/datasheet/93/9d/9b20/7a/6f03d68f025930d23ea9a28a6b9ccda7.pdf | https://www.unikeyic.com/products/din-rail-terminal-blocks/91-201/20366327.html
9123140001 | Weidmüller | 1: 32.01 10: 23.0796 20: 20.7252 50: 17.0748 100: 16.0596 500: 16.0164 | DIN Rail Connector Fused 2-Pos Screw Mount ST DIN Rail 10A |  |  |  |  | 9123140001 Weidmüller | [11 empty] | threaded mounting | [6 empty] | bulk | [8 empty] | 100 | https://www.unikeyic.com/media/datasheet/0e/6e/98ff/0e/edd1f961fcf239906aeba7363f75e42c.pdf | https://www.unikeyic.com/products/din-rail-terminal-blocks/9123140001/1202.html
9131217 | RS | 10: 2.3109 50: 1.5216 | RS PRO DIN Rail Terminal Block, Beige, Screw, 76 (IEC) A, 78 (CSA) A, 78 (UL) A | [20 empty] | -40℃(min) | [11 empty] | 578 | https://www.unikeyic.com/media/about_us/Unikey_ISO_9001_Certification.pdf | https://www.unikeyic.com/products/din-rail-terminal-blocks/9131217/26431752.html
9131226 | RS | 5: 1.1893 | RS PRO DIN Rail Terminal Block, Beige, Screw, 41A IEC, 50A CSA, 50A UL | [32 empty] | 793 | https://www.unikeyic.com/media/about_us/Unikey_ISO_9001_Certification.pdf | https://www.unikeyic.com/products/din-rail-terminal-blocks/9131226/28331627.html
9158350001 | Weidmüller | 1: 49.7556 10: 36.1789 25: 32.7223 50: 30.7009 100: 29.1014 250: 27.5065 | [5 empty] | 9158350001 Weidmüller | [11 empty] | threaded mounting | [6 empty] | bulk | [8 empty] | 1 | https://www.unikeyic.com/media/datasheet/63/1e/a76b/63/6544b86db120b56c8c7cc8f2bf4aea8b.pdf | https://www.unikeyic.com/products/din-rail-terminal-blocks/9158350001/25608298.html
9502600000 | Weidmüller | 1: 13.1241 50: 12.8855 125: 12.8855 | Weidmüller Modular terminal blocks, SAKKseries, single layer, brown, Screw-down terminations, 41A |  |  |  |  | 9502600000 Weidmüller | [7 empty] | 40mm(Length)*8mm(height) |  |  |  | threaded mounting |  |  |  | -60℃~250℃ |  |  | bulk | [8 empty] | 151 | https://www.unikeyic.com/media/datasheet/c3/0e/f122/c30ef122f37dbcb5c5bb3d3981316d4b.pdf | https://www.unikeyic.com/products/din-rail-terminal-blocks/9502600000/34494402.html
9502610000 | Weidmüller | 1: 16.9868 10: 12.0908 25: 10.7451 50: 9.9379 100: 9.2883 250: 8.6307 500: 8.2559 1,000: 7.9642 | CONN TERM BLK FEED THRU 6-14 AWG |  |  |  |  | 9502610000 Weidmüller | [11 empty] | threaded mounting | [6 empty] | bulk | [8 empty] | 24 | https://www.unikeyic.com/media/datasheet/3e/6e/a509/3e6ea509b63057044b3dc3a0a0567c48.pdf | https://www.unikeyic.com/products/din-rail-terminal-blocks/9502610000/29030971.html
9503350000 | Weidmüller | 1: 13.6502 100: 13.6502 250: 13.6502 | Conn DIN Rail Fused 4 POS Screw ST T DIN Rail 10A/20A |  |  |  |  | 9503350000 Weidmüller | [11 empty] | threaded mounting |  |  |  | -50℃~100℃ |  |  | bulk | [8 empty] | 172 | https://www.unikeyic.com/media/datasheet/41/45/6604/41/e52fac8335247c45615306bde7f0408c.pdf | https://www.unikeyic.com/products/din-rail-terminal-blocks/9503350000/29476200.html
9509600000 | Weidmüller | 3: 48.609 6: 47.718 | Terminal Block Connector 2 Position Disconnect Beige 8-26 AWG |  |  |  |  | 9509600000 Weidmüller | [11 empty] | threaded mounting | [6 empty] | bulk | [8 empty] | 6 | https://www.unikeyic.com/media/datasheet/3c/ef/d610/3c/6bf67daa3890ace2d3243c1594898ad5.pdf | https://www.unikeyic.com/products/din-rail-terminal-blocks/9509600000/30036807.html
9520500000 | Weidmüller | 1: 237.0617 | Weidmüller Tag number, Logo kit, Wseries, used forDIN Rail terminals |  |  |  |  | 9520500000 Weidmüller | [27 empty] | 13 | https://www.unikeyic.com/media/datasheet/a7/ec/c5f3/a7/9e9ef1ae59becebc3eccf7df308733d3.pdf | https://www.unikeyic.com/products/din-rail-terminal-blocks/9520500000/33790432.html
9528070000 | Weidmüller | 11: 10.846 | Conn Disconnect Terminal Block 4 POS Screw ST T DIN Rail 10A |  |  |  |  | 9528070000 Weidmüller | [7 empty] | 94mm(Length)*6.2mm(height) |  |  |  | threaded mounting |  |  |  | -50℃~120℃ |  |  | bulk | [8 empty] | 25 | https://www.unikeyic.com/media/datasheet/57/29/d0eb/57/47b80394ab226548eb03b965560c254d.pdf | https://www.unikeyic.com/products/din-rail-terminal-blocks/9528070000/2766492.html
9528110000 | Weidmüller | 5: 30.0031 | Weidmüller fuse terminal block, KDKSseries, double layer, Beige, Screw-down terminations, 6.3A |  |  |  |  | 9528110000 Weidmüller | [7 empty] | 91mm(Length)*8mm(height) |  |  |  | threaded mounting |  |  |  | -50℃~100℃ |  |  | bulk | [8 empty] | 40 | https://www.unikeyic.com/media/datasheet/57/dd/884e/57/6a90aabe5f31a878e8abb93adee42092.pdf | https://www.unikeyic.com/products/din-rail-terminal-blocks/9528110000/19603252.html
9532440000 | Weidmüller | 50: 16.845 100: 15.8504 250: 14.8511 500: 14.2849 | Weidmüller fuse terminal block, SAKseries, double layer, Beige, Screw-down terminations, 6.3A |  |  |  |  | 9532440000 Weidmüller | [11 empty] | threaded mounting |  |  |  | -50℃~120℃ |  |  | bulk | [8 empty] | 1476 | https://www.unikeyic.com/media/datasheet/b9/2a/c276/b9/a72c581cecc705c88d30b1a735682ab1.pdf | https://www.unikeyic.com/products/din-rail-terminal-blocks/9532440000/29986573.html
9537430000 | Weidmüller | 30: 3.96 | Weidmüller Straight Terminal Block, W Series, Single Layer, Black, Screw Termination, 57A |  |  |  |  | 9537430000 Weidmüller | [11 empty] | threaded mounting |  |  |  | -50℃~120℃ | [11 empty] | 40 | https://www.unikeyic.com/media/datasheet/f9/a5/b173/10/2094d2183bbf5cab6c2fb4d7f6108016.pdf | https://www.unikeyic.com/products/din-rail-terminal-blocks/9537430000/34831232.html
9537480000 | Weidmüller | 50: 7.485 100: 6.9704 250: 6.4468 500: 6.1473 1,000: 5.9137 | CONN TERM BLK FEED THRU 8-16 AWG |  |  |  |  | 9537480000 Weidmüller | [11 empty] | threaded mounting | [6 empty] | bulk | [8 empty] | 51 | https://www.unikeyic.com/media/datasheet/f9/a5/b173/1e/515d61bb16a9f5c7c858db7a2f247074.pdf | https://www.unikeyic.com/products/din-rail-terminal-blocks/9537480000/16659161.html
9537490000 | Weidmüller | 27: 4.345 50: 4.026 | Weidmüller Straight-through terminal block , WDUseries, single layer, brown, Screw-down terminations, 76A |  |  |  |  | 9537490000 Weidmüller | [7 empty] | 56.6mm(Length)*9.9mm(height) |  |  |  | threaded mounting |  |  |  | -60℃~130℃ |  |  | bulk | [8 empty] | 400 | https://www.unikeyic.com/media/datasheet/f9/a5/b173/ac/5d32d861c45c7a615152bab9554f455c.pdf | https://www.unikeyic.com/products/din-rail-terminal-blocks/9537490000/34377875.html
9537510000 | Weidmüller | 5: 7.7993 | Weidmuller Straight Terminal Block W Series Single Layer Black Screw Termination 41A |  |  |  |  | 9537510000 Weidmüller | [11 empty] | threaded mounting |  |  |  | -50℃~120℃ |  |  | bulk | [8 empty] | 20 | https://www.unikeyic.com/media/datasheet/22/f6/84a2/22f684a2dbf6ff548fa322b0250f969c.pdf | https://www.unikeyic.com/products/din-rail-terminal-blocks/9537510000/18060531.html
9802720001 | Weidmüller | 1: 26.5043 100: 26.5043 | DIN Rail Fused Connector, 4 POS, Screw, ST, DIN Rail, 10A/20A |  |  |  |  | 9802720001 Weidmüller | [11 empty] | threaded mounting | [6 empty] | bulk | [8 empty] | 47 | https://www.unikeyic.com/media/datasheet/72/db/0506/72/612d604d7f7db2e6bebf481ae9dfbc78.pdf | https://www.unikeyic.com/products/din-rail-terminal-blocks/9802720001/31618066.html
9908510001 | Weidmüller | 1: 40.799 10: 30.24 25: 26.6436 50: 24.3216 100: 23.544 250: 22.6908 | Conn DIN Rail Fused 4 POS Screw ST T DIN Rail 10A/20A |  |  |  |  | 9908510001 Weidmüller | [11 empty] | threaded mounting | [6 empty] | bulk | [8 empty] | 7 | https://www.unikeyic.com/media/datasheet/72/db/0506/72/612d604d7f7db2e6bebf481ae9dfbc78.pdf | https://www.unikeyic.com/products/din-rail-terminal-blocks/9908510001/33116605.html
9908690001 | Weidmüller | 13: 9.339 | Terminal Block Connector 5 Position Disconnect Feed Through Isolated Beige 12-26 AWG | [16 empty] | threaded mounting | [15 empty] | 29 | https://www.unikeyic.com/media/about_us/Unikey_ISO_9001_Certification.pdf | https://www.unikeyic.com/products/din-rail-terminal-blocks/9908690001/15474670.html
AK10-BL | DINKLE | 1: 7.0308 10: 5.2693 50: 4.5667 100: 4.2155 250: 3.8642 500: 3.5129 1,000: 3.1616 | RAIL TERM BLK FEED THRU 6-24AWG |  | Blue | 57 A | 51 A |  | - | - |  | - |  |  |  |  | Polyamide (PA), Nylon | UL94 V-0 |  |  |  | 1 | 2 |  | Bulk |  |  | AK10 | 18mm | 10.0mm | Push In, Spring | 800V | 600V | 6-24 AWG | 1.5-16mm² | 844 | https://www.unikeyic.com/media/about_us/Unikey_ISO_9001_Certification.pdf | https://www.unikeyic.com/products/din-rail-terminal-blocks/ak10-bl/694465068.html
AK10-PE | DINKLE | 1: 13.6296 10: 10.2211 50: 8.8577 100: 8.1765 250: 7.4951 500: 6.8137 1,000: 6.1323 | DIN Rail Terminal Block, Spring Clamp |  | Green, Yellow |  |  |  | - | - |  | - |  |  |  |  | Polyamide (PA), Nylon | UL94 V-0 |  |  |  | 1 | 2 |  | Bulk | 16819404 |  | AK10 | 18mm | 10.0mm | Push In, Spring | 57V | - | 6-24 AWG | 1.5-16mm² | 704 | https://www.unikeyic.com/media/about_us/Unikey_ISO_9001_Certification.pdf | https://www.unikeyic.com/products/din-rail-terminal-blocks/ak10-pe/15254634.html
AK10-RD | DINKLE | 1: 7.0308 10: 5.2693 50: 4.5667 100: 4.2155 250: 3.8642 500: 3.5129 1,000: 3.1616 | RAIL TERM BLK FEED THRU 6-24AWG |  | Red | 57 A | 51 A |  | - | - |  | - |  |  |  |  | Polyamide (PA), Nylon | UL94 V-0 |  |  |  | 1 | 2 |  | Bulk |  |  | AK10 | 18mm | 10.0mm | Push In, Spring | 800V | 600V | 6-24 AWG | 1.5-16mm² | 241 | https://www.unikeyic.com/media/about_us/Unikey_ISO_9001_Certification.pdf | https://www.unikeyic.com/products/din-rail-terminal-blocks/ak10-rd/694468931.html
AKZ 1.5 | Weidmüller | 1: 2.6796 10: 2.4009 100: 2.3581 250: 2.3581 500: 2.3152 1,000: 2.3152 | TERMINAL BLOCK, DIN RAIL, 2POS, 14AWG; No. of Positions:2Ways; Wire Size AWG Min:22AWG; Wire Size AWG Max:14AWG; Conductor Area CSA:2.5mm²; Wire Connection Method:Screw; Rated Current:17.5A; Rated Voltage:250V; No. of Le |  |  |  |  | AKZ 1.5 Weidmüller | [27 empty] | 1320 | https://www.unikeyic.com/media/datasheet/4c/3e/e9b5/4c/9ef778e2cc056676622952989400f538.pdf | https://www.unikeyic.com/products/din-rail-terminal-blocks/akz-1-5/7160964.html
AKZ 4 -294360000 | Weidmüller | 10: 2.4795 150: 2.4237 500: 2.3668 | Weidmüller standardDINRail type terminal block, AKZseries, single layer, brown, Screw-down terminations, 41A |  |  |  |  | AKZ 4 -294360000 Weidmüller | [15 empty] | -50℃~100℃ | [11 empty] | 4280 | https://www.unikeyic.com/media/datasheet/63/5c/e8d9/63/835899988ee1f513ec3b9f21063dd1e7.pdf | https://www.unikeyic.com/products/din-rail-terminal-blocks/akz-4-294360000/25168213.html
AP ASK1 -380360000 | Weidmüller | 5: 2.6584 | Weidmüller end plate, , APseries, for terminal blocks, ATEX |  |  |  |  | AP ASK1 -380360000 Weidmüller | [11 empty] | board mount | [15 empty] | 3465 | https://www.unikeyic.com/media/datasheet/99/52/8274/99/85bbf29148734eb656ca67a97eaa66e7.pdf | https://www.unikeyic.com/products/din-rail-terminal-blocks/ap-ask1-380360000/1768099.html
AP SAK2.5 -279560000 | Weidmüller | 5: 1.865 | Weidmüller End Plate, SAK Series, For DIN Rail Terminal Block, ATEX |  |  |  |  | AP SAK2.5 -279560000 Weidmüller | [11 empty] | board mount | [15 empty] | 1215 | https://www.unikeyic.com/media/datasheet/3a/2f/ffad/3a/8a5d5df802dde9dbe5f33ad0982bb344.pdf | https://www.unikeyic.com/products/din-rail-terminal-blocks/ap-sak2-5-279560000/6695364.html
AP SAK35/TW SAK16 -303660000 | Weidmüller | 5: 3.4366 | Weidmüller End Plate, SAK Series, For DIN Rail Terminal Block |  |  |  |  | AP SAK35/TW SAK16 -303660000 Weidmüller | [11 empty] | board mount | [15 empty] | 100 | https://www.unikeyic.com/media/datasheet/72/a6/cf40/72/8e81e15261b8d6a1f42ba40310470da7.pdf | https://www.unikeyic.com/products/din-rail-terminal-blocks/ap-sak35-tw-sak16-303660000/6430457.html
AP SAK35/TW SAK16 BL -303680000 | Weidmüller | 10: 2.6648 | Weidmüller End Plate, SAK Series, For DIN Rail Terminal Block |  |  |  |  | AP SAK35/TW SAK16 BL -303680000 Weidmüller | [11 empty] | board mount | [15 empty] | 110 | https://www.unikeyic.com/media/datasheet/0b/90/4729/0b/eba326080c7bb0f081e235469171220c.pdf | https://www.unikeyic.com/products/din-rail-terminal-blocks/ap-sak35-tw-sak16-bl-303680000/24900084.html
AP SAK4-10 -117960000 | Weidmüller | 5: 1.9007 | Weidmüller end plate, , SAKseries, used forDIN Rail terminal block, ATEX |  |  |  |  | AP SAK4-10 -117960000 Weidmüller | [11 empty] | direct mounting | [15 empty] | 105 | https://www.unikeyic.com/media/datasheet/b5/4d/99db/b5/2ed9baaeef338501e7bcd66bc1baa555.pdf | https://www.unikeyic.com/products/din-rail-terminal-blocks/ap-sak4-10-117960000/14489377.html
ATB50 | Amphenol | 1: 27.4583 20: 18.0801 40: 16.772 | Feed-Through Terminal Block Connector 2 POS DIN Rail 150A |  | Gray | 150 A | 150 A |  | - | - |  | - |  |  |  |  | Polyamide (PA66), Nylon 6/6 | - | Not Applicable |  |  | 1 | 2 |  | Box |  |  | ATB | 22mm | 20.5mm | Screw | 1000V | 600V | 2/0-6 AWG | 16-50mm² | 40 | https://www.unikeyic.com/media/about_us/Unikey_ISO_9001_Certification.pdf | https://www.unikeyic.com/products/din-rail-terminal-blocks/atb50/24838894.html
BNH15MW | IDEC | 1: 0.3873 100: 0.3748 500: 0.3654 1,000: 0.3561 | Conn DIN Rail 2 POS Screw Cable Mount 10A |  |  |  |  | BNH15MW IDEC | [11 empty] | threaded mounting | [6 empty] | bulk | [8 empty] | 370 | https://www.unikeyic.com/media/datasheet/86/b6/f58b/86/75d2e2ba9d9c3d0456a6466c0c4ad4fb.pdf | https://www.unikeyic.com/products/din-rail-terminal-blocks/bnh15mw/2980492.html
BNH50W | IDEC | 1: 4.8379 10: 4.6444 25: 4.3347 50: 4.2573 100: 4.2573 250: 4.2573 | Conn Terminal Block 2 POS Screw ST DIN Rail 50A |  |  |  |  | BNH50W IDEC | [11 empty] | threaded mounting | [6 empty] | bulk | [8 empty] | 70 | https://www.unikeyic.com/media/datasheet/86/b6/f58b/86/75d2e2ba9d9c3d0456a6466c0c4ad4fb.pdf | https://www.unikeyic.com/products/din-rail-terminal-blocks/bnh50w/6361140.html
CAFL4U | Altech | 1: 4.3585 250: 4.0824 500: 3.8124 | Conn DIN Rail Fused 2 POS Screw ST DIN Rail 16A | CAFL4 | Gray | 6.3 A | 16 A |  | Fuse, Lever | - |  | 6.3mm x 32mm |  |  |  |  | Polyamide (PA66), Nylon 6/6 | - | Not Applicable |  |  | 1 | 2 |  | Bulk |  |  | - | 9.5mm | 9.0mm | Screw | 1000V | 600V | 10-22 AWG | 0.2-4mm² | 4292 | https://www.unikeyic.com/media/datasheet/f8/a7/ed17/f8/0cf586bda3b281b968a5357180a9ab9d.pdf | https://www.unikeyic.com/products/din-rail-terminal-blocks/cafl4u/22824718.html
CAFL4U(L)/220 | Altech | 1: 12.305 10: 8.349 25: 7.3548 50: 7.2036 100: 6.7068 250: 5.6916 500: 5.4216 1,000: 5.2056 |  | CAFL4U | Gray | 6.3 A | 16 A |  | Fuse, Lever | LED Indicator |  | 1" x 1/4" |  |  |  |  | Polyamide (PA66), Nylon 6/6 | - | Not Applicable |  |  | 1 | 2 |  | Bulk |  |  | - | 9.5mm | 9.0mm | Screw | 1000V | 600V | 10-22 AWG | 0.2-4mm² | 246 | https://www.unikeyic.com/media/datasheet/09/12/8b36/09/b7827dc9f04fc83fb4b45f2f9a0b2c06.pdf | https://www.unikeyic.com/products/din-rail-terminal-blocks/cafl4u-l-220/33339356.html
CAFL4U(L)/24 | Altech | 1: 6.532 1,000: 5.994 | Conn DIN Rail Fused 2 POS Screw ST 6.3A | CAFL4U | Gray | 6.3 A | 16 A |  | Fuse, Lever | Diode, LED |  | 6.3mm x 32mm |  |  |  |  | Polyamide (PA66), Nylon 6/6 | - | Not Applicable |  |  | 1 | 2 |  | Bulk |  |  | - | 9.5mm | 9.0mm | Screw | 1000V | 600V | 10-22 AWG | 0.2-4mm² | 1523 | https://www.unikeyic.com/media/datasheet/d2/e2/a4be/d2/6e4da3d73e6ce993304ce1ae275649bc.pdf | https://www.unikeyic.com/products/din-rail-terminal-blocks/cafl4u-l-24/4603828.html
CDL4U(E)LD2/24V | Altech | 1: 5.629 | 3 Location grey 10-22AWG | CDL4 | Gray | 32 A | 35 A |  | - | Diode, LED |  | - |  |  |  |  | Polyamide (PA66), Nylon 6/6 | - | Not Applicable |  |  | 2; Connected | 3 |  | Bulk | 8547095 |  | - | 9mm | 6.0mm | Screw | 500V | 600V | 10-22 AWG | 0.2-4mm² | 111 | https://www.unikeyic.com/media/datasheet/90/7a/4dee/907a4dee31c9b36aeaca3f522542a20d.pdf | https://www.unikeyic.com/products/din-rail-terminal-blocks/cdl4u-e-ld2-24v/31551408.html
CDL4UN | Altech | 1: 2.2885 200: 2.1384 | Conn Terminal Block 4 POS 35A | CDL4 | Gray | 32 A | 35 A |  | - | - |  | - |  |  |  |  | Polyamide (PA66), Nylon 6/6 | - | Not Applicable |  |  | 2 | 4 |  | Bulk |  |  | - | 9mm | 6.0mm | Screw | 800V | 600V | 10-22 AWG | 0.2-4mm² | 2918 | https://www.unikeyic.com/media/datasheet/2f/71/535e/2f/d7f342f572eeb8739042061a0cf72ff8.pdf | https://www.unikeyic.com/products/din-rail-terminal-blocks/cdl4un/13173160.html
CDL4UN(I.S) | Altech | 1: 3.4205 | Feed-thru Interlock, 35A, 600V, 22-10AWG, 6mm | CDL4 | Gray | 32 A | 35 A |  | - | - |  | - |  |  |  |  | Polyamide (PA66), Nylon 6/6 | - | Not Applicable |  |  | 2; Connected | 4 |  | Bulk | 9447700 |  | - | 9mm | 6.0mm | Screw | 800V | 600V | 10-22 AWG | 0.2-4mm² | 50 | https://www.unikeyic.com/media/datasheet/2f/71/535e/2f/d7f342f572eeb8739042061a0cf72ff8.pdf | https://www.unikeyic.com/products/din-rail-terminal-blocks/cdl4un-i-s/2090390.html
CDLG4(I.S) | Altech | 1: 8.0155 100: 7.344 200: 6.8904 500: 6.7392 1,000: 6.642 | Conn Feed-Through Terminal Block F 4 POS Screw DIN Rail | CDLG4 | Gray |  |  |  | - | - |  | - |  |  |  |  | Polyamide (PA66), Nylon 6/6 | - | Not Applicable |  |  | 2; Connected | 4 |  | Bulk |  |  | - | 8mm | 6.0mm | Screw | 500V | 150V | 10-24 AWG | 0.2-4mm² | 13 | https://www.unikeyic.com/media/datasheet/a7/e4/5d2b/a7/d69e75db11c3699d096561f2a1d43765.pdf | https://www.unikeyic.com/products/din-rail-terminal-blocks/cdlg4-i-s/2221365.html
CF4U(L)/6-60V | Altech | 1: 5.7385 250: 5.2272 500: 4.7952 1,000: 4.5468 | Fuse Block Connector, 1 Pos, DIN Rail, 10A | CF4U | Gray | 6.3 A | 10 A |  | Fuse, Lever | LED Indicator |  | 5mm x 20mm, 5mm x 25mm |  |  |  |  | Polyamide (PA66), Nylon 6/6 | - | Not Applicable |  |  | 1 | 2 |  | Bulk |  |  | - | 9.5mm | 8.0mm | Screw | 800V | 600V | 10-22 AWG | 0.2-4mm² | 14167 | https://www.unikeyic.com/media/datasheet/f6/40/15f3/f6/3f10f63f513d402fddbb7d1f60c755d4.pdf | https://www.unikeyic.com/products/din-rail-terminal-blocks/cf4u-l-6-60v/24387761.html
CGMT4 | Altech | 1: 3.036 250: 2.808 500: 2.7 1,000: 2.5812 | Conn Terminal Block 2 POS |  |  |  |  | CGMT4 Altech | [7 empty] | 27mm*6mm*28.5mm |  |  |  | threaded mounting | [6 empty] | bulk | [8 empty] | 180 | https://www.unikeyic.com/media/datasheet/0c/9d/8c0b/0c/464d1e307dbdd4b0b706748331cd9265.pdf | https://www.unikeyic.com/products/din-rail-terminal-blocks/cgmt4/8423967.html
CGT10N | Altech | 1: 4.6805 250: 4.3632 500: 4.2336 1,000: 4.1472 |  | CGT10 | Green, Yellow |  |  |  | - | - |  | - |  |  |  |  | Polyamide (PA66), Nylon 6/6 | - | Not Applicable |  |  | 1 | 2 |  | Bulk | 8547078 |  | - | 11mm | 10.0mm | Screw | 1000V | 600V | 6-16 AWG | 0.2-10mm² | 40 | https://www.unikeyic.com/media/datasheet/d1/de/9e9c/d1/f9a468edc5f624f89387a0153b4ad357.pdf | https://www.unikeyic.com/products/din-rail-terminal-blocks/cgt10n/15951272.html
CGT10U | Altech | 1: 4.5885 250: 4.2984 1,000: 4.2768 | Terminal Block Connector 2 Position Screw Mount DIN Rail | CGT10 | Green, Yellow |  |  |  | - | - |  | - |  |  |  |  | Polyamide (PA66), Nylon 6/6 | - | Not Applicable |  |  | 1 | 2 |  | Bulk | 8547044 |  | - | 11mm | 10.0mm | Screw | 1000V | 600V | 8-16 AWG | 0.2-10mm² | 188 | https://www.unikeyic.com/media/datasheet/8a/83/8e94/8a/e9c410ad7bb7f0101e1426454d19edd2.pdf | https://www.unikeyic.com/products/din-rail-terminal-blocks/cgt10u/5645134.html
CGT16N | Altech | 1: 10.4305 |  | CGT16 | Green, Yellow |  |  |  | - | - |  | - |  |  |  |  | Polyamide (PA66), Nylon 6/6 | - | Not Applicable |  |  | 1 | 2 |  | Bulk |  |  | - | 12mm | 12.0mm | Screw | 1000V | 600V | 4-20 AWG | 0.2-16mm² | 7 | https://www.unikeyic.com/media/datasheet/d1/de/9e9c/d1/f9a468edc5f624f89387a0153b4ad357.pdf | https://www.unikeyic.com/products/din-rail-terminal-blocks/cgt16n/22063046.html
CHV10U | Altech | 1: 3.036 |  | CHV10 | Gray | 57 A | 65 A |  | - | - |  | - |  |  |  |  | Polyamide (PA66), Nylon 6/6 | - | Not Applicable |  |  | 1 | 2 |  | Bulk | 8547049 |  | - | 14mm | 10.0mm | Screw | 1500V | 1000V | 6-20 AWG | 0.2-10mm² | 82 | https://www.unikeyic.com/media/datasheet/8a/83/8e94/8a/e9c410ad7bb7f0101e1426454d19edd2.pdf | https://www.unikeyic.com/products/din-rail-terminal-blocks/chv10u/13864834.html
CHV4U | Altech | 1: 2.119 | 2 Location grey 10-22AWG |  | Gray | 32 A | 35 A |  | - | - |  | - |  |  |  |  | Polyamide (PA66), Nylon 6/6 | - | 1 (Unlimited) |  |  | 1 | 2 |  | Box | 15657561 |  | - | 12mm | 6.0mm | Screw | 1500V | 1000V | 10-22 AWG | 0.2-4mm² | 44 | https://www.unikeyic.com/media/datasheet/30/4c/3eca/30/d186a5341b618802b67a3f2e873024b2.pdf | https://www.unikeyic.com/products/din-rail-terminal-blocks/chv4u/2121638.html
CIME/M/SEF2250S | CamdenBoss | 10: 1.525 25: 1.464 50: 1.3664 100: 1.3664 | 72mm Empty Modular Interface Supports end section |  |  |  |  | CIME/M/SEF2250S CamdenBoss | [18 empty] | Bagged | [8 empty] | 12905 | https://www.unikeyic.com/media/datasheet/8b/e7/aaa1/8be7aaa1a7ed4f901cc6d745147b1a36.pdf | https://www.unikeyic.com/products/din-rail-terminal-blocks/cime-m-sef2250s/7544135.html
CMB4 | Altech | 1: 0.851 | [5 empty] | CMB4 Altech | [18 empty] | bulk | [8 empty] | 1039 | https://www.unikeyic.com/media/datasheet/88/6c/74bd/88/26536f85eb1ce724c7aa6f5e07f78354.pdf | https://www.unikeyic.com/products/din-rail-terminal-blocks/cmb4/21742371.html
CMT4 | Altech | 100: 3.228 1,000: 2.484 2,500: 1.908 5,000: 1.464 10,000: 1.128 25,000: 1.128 50,000: 1.128 100,000: 1.128 250,000: 1.128 500,000: 1.128 | Conn Terminal Block 2 POS Screw 35A |  | Gray | 32 A | 35 A |  | - | - |  | - |  |  |  |  | Polyamide (PA66), Nylon 6/6 | - | 1 (Unlimited) |  |  | 1 | 2 |  | Box |  |  | - | 8mm | 6.0mm | Screw | 500V | 300V | 10-22 AWG | 0.2-4mm² | 391 | https://www.unikeyic.com/media/datasheet/62/98/4fe9/62/474cb0af307dc0892ea1750d7df30f33.pdf | https://www.unikeyic.com/products/din-rail-terminal-blocks/cmt4/9727683.html
CP4 | Altech | 10: 1.6187 100: 1.5898 250: 1.5898 500: 1.5609 1,000: 1.5609 | TERMINAL BLOCK, DIN RAIL, 2POS, 1KV, 32A; No. of Positions:2Positions; Wire Size AWG Min:24AWG; Wire Size AWG Max:10AWG; Conductor Area CSA:4mm²; Wire Connection Method:Push In; Rated Current:32A; Rated | [32 empty] | 90 | https://www.unikeyic.com/media/about_us/Unikey_ISO_9001_Certification.pdf | https://www.unikeyic.com/products/din-rail-terminal-blocks/cp4/21218673.html
CPPT2.5/3 | Altech | 1: 18.952 10: 12.5388 25: 11.1348 50: 10.3356 100: 9.4716 250: 8.7588 500: 8.37 1,000: 8.2512 |  |  | Gray | 20 A | 16 A |  | - | - |  | - |  |  |  |  | Polyamide (PA66), Nylon 6/6 | - | Not Applicable |  |  | 1 | 3 |  | Box |  |  | CP | 10mm | 7.0mm | Push In, Spring | 250V | 300V | 14-24 AWG | 0.2-2.5mm² | 50 | https://www.unikeyic.com/media/about_us/Unikey_ISO_9001_Certification.pdf | https://www.unikeyic.com/products/din-rail-terminal-blocks/cppt2-5-3/30768753.html
CS15NT | HellermannTyton | 10: 1.0488 100: 0.9614 500: 0.9614 1,000: 0.9439 2,500: 0.9439 | TERMINAL BLOCK POLYETHYLENE 15A; |  |  |  |  | CS15NT HellermannTyton | [15 empty] | 80℃(max) | [11 empty] | 55 | https://www.unikeyic.com/media/datasheet/ad/1b/5329/ad/31aa4d1266309c9858e7cd6f78da93ad.pdf | https://www.unikeyic.com/products/din-rail-terminal-blocks/cs15nt/17251844.html
CTL2.5U | Altech | 1: 7.1415 500: 6.5448 |  | CTL2.5 | Gray | 24 A | 25 A |  | - | - |  | - |  |  |  |  | Polyamide (PA66), Nylon 6/6 | - | Not Applicable |  |  | 3 | 6 |  | Bulk | 8547028 |  | - | 9mm | 6.0mm | Screw | 500V | 300V | 12-22 AWG | 0.2-2.5mm² | 321 | https://www.unikeyic.com/media/datasheet/dd/a0/3b81/dd/fa92a309a65b823486ba24d704b9bf2e.pdf | https://www.unikeyic.com/products/din-rail-terminal-blocks/ctl2-5u/12134815.html
CTS16U | Altech | 1: 2.714 50: 2.4516 250: 2.1168 | Terminal Block Connector, 2 POS, Screw T, DIN Rail | CTS16 | Gray | 76 A | 85 A |  | - | - |  | - |  |  |  |  | Polyamide (PA66), Nylon 6/6 | - | Not Applicable |  |  | 1 | 2 |  | Bulk | 8547027 |  | - | 12mm | 12.0mm | Screw | 1000V | 600V | 4-22 AWG | 0.2-16mm² | 383 | https://www.unikeyic.com/media/datasheet/78/20/c62c/78/c787d889d1fb1e128d35a39f5b791779.pdf | https://www.unikeyic.com/products/din-rail-terminal-blocks/cts16u/12922866.html
CTS25UN | Altech | 1: 2.7485 500: 2.538 | Conn Feed-Through Terminal Block 1 POS Screw 105A | CTS25 | Gray | 101 A | 105 A |  | - | - |  | - |  |  |  |  | Polyamide (PA66), Nylon 6/6 | - | Not Applicable |  |  | 1 | 2 |  | Bulk | 8547059 |  | - | 14mm | 12.0mm | Screw | 1000V | 600V | 2-14 AWG | 4-25mm² | 710 | https://www.unikeyic.com/media/about_us/Unikey_ISO_9001_Certification.pdf | https://www.unikeyic.com/products/din-rail-terminal-blocks/cts25un/34036734.html
CTS4U-N/G | Altech | 1: 1.127 500: 1.0519 1,000: 0.9914 | Feed-Through Terminal Block Connector 2 POS Screw DIN Rail 40A | CTS4 | Green | 32 A | 35 A |  | - | - |  | - |  |  |  |  | Polyamide (PA66), Nylon 6/6 | - | Not Applicable |  |  | 1 | 2 |  | Bulk | 8547089 |  | - | 8mm | 6.0mm | Screw | 1000V | 600V | 10-22 AWG | 0.2-4mm² | 147 | https://www.unikeyic.com/media/datasheet/c2/36/12b1/c2/70fb6f50ed0ecb0731536e9aec59fd98.pdf | https://www.unikeyic.com/products/din-rail-terminal-blocks/cts4u-n-g/5203146.html
CTS4U-N/O | Altech | 10: 1.633 20: 1.452 50: 1.386 100: 1.2636 200: 1.0584 500: 1.0519 | Feed-Through Terminal Block Connector 2 POS Screw DIN Rail 40A |  |  |  |  | CTS4U-N/O Altech | [11 empty] | DIN rail mounting | [6 empty] | bulk | [8 empty] | 118 | https://www.unikeyic.com/media/datasheet/c2/36/12b1/c2/70fb6f50ed0ecb0731536e9aec59fd98.pdf | https://www.unikeyic.com/products/din-rail-terminal-blocks/cts4u-n-o/10226941.html
CTS4U-N/R | Altech | 1: 1.357 100: 1.242 200: 1.1232 500: 1.08 1,000: 0.9914 | Conn Feed-Through Terminal Block 5 POS G DIN Rail/T DIN Rail 32A |  | Red | 32 A | 35 A |  | - | - |  | - |  |  |  |  | Polyamide (PA66), Nylon 6/6 | - | 1 (Unlimited) |  |  | 1 | 2 |  | Box | 15657963 |  | - | 8mm | 6.0mm | Screw | 1000V | 600V | 10-22 AWG | 0.2-4mm² | 824 | https://www.unikeyic.com/media/datasheet/c2/55/077b/c2/9b7d82615a92fb95e71de8b69594dfa1.pdf | https://www.unikeyic.com/products/din-rail-terminal-blocks/cts4u-n-r/12691468.html
CTS6U | Altech | 1: 1.173 500: 1.0757 1,000: 1.0152 | Terminal Block Connector, 2 Pos, Screw, DIN Rail, 50A | CTS6 | Gray | 41 A | 50 A |  | - | - |  | - |  |  |  |  | Polyamide (PA66), Nylon 6/6 | - | Not Applicable |  |  | 1 | 2 |  | Bulk | 8547032 |  | - | 9mm | 8.0mm | Screw | 1000V | 600V | 8-22 AWG | 0.5-6mm² | 2059 | https://www.unikeyic.com/media/datasheet/78/20/c62c/78/c787d889d1fb1e128d35a39f5b791779.pdf | https://www.unikeyic.com/products/din-rail-terminal-blocks/cts6u/34446287.html
CTS6U/BL | Altech | 10: 2.001 20: 1.661 50: 1.507 100: 1.3932 200: 1.1664 500: 1.1448 1,000: 1.1124 2,000: 1.1016 | Conn Feed-Through Terminal Block 2 POS Screw DIN Rail 50A |  |  |  |  | CTS6U/BL Altech | [7 empty] | 43mm*8mm*47mm |  |  |  | DIN rail mounting | [6 empty] | bulk | [8 empty] | 189 | https://www.unikeyic.com/media/datasheet/78/20/c62c/78/c787d889d1fb1e128d35a39f5b791779.pdf | https://www.unikeyic.com/products/din-rail-terminal-blocks/cts6u-bl/34359694.html
CTSOS435/12BK | CamdenBoss | 1: 5.549 10: 5.213 50: 5.0005 | CAMDENBOSS Terminal block, 13.5mmPitch, screw termination, 16 mm²wire_gauge, 76A, 450 V AC |  |  |  |  | CTSOS435/12BK CamdenBoss | [7 empty] | 160mm*23mm*21.2mm |  |  |  | wire mounting |  |  |  | -30℃~110℃ | [11 empty] | 97 | https://www.unikeyic.com/media/datasheet/8c/93/e7bb/8c/b61aec1cb91148f5e750af3ec83a0c63.pdf | https://www.unikeyic.com/products/din-rail-terminal-blocks/ctsos435-12bk/34801903.html
CTSOS438/12BK/RS | CamdenBoss | 1: 9.9245 10: 9.0526 50: 8.6769 | CAMDENBOSS Terminal block, 15mmPitch, screw termination, 35 mm²wire_gauge, 125A, 450 V AC |  |  |  |  | CTSOS438/12BK/RS CamdenBoss | [7 empty] | 176.5mm*25.5mm*28mm | [7 empty] | -30℃~110℃ | [11 empty] | 171 | https://www.unikeyic.com/media/datasheet/8c/93/e7bb/8c/b61aec1cb91148f5e750af3ec83a0c63.pdf | https://www.unikeyic.com/products/din-rail-terminal-blocks/ctsos438-12bk-rs/32335833.html
CXAF4/3 | Altech | 1: 15.2375 250: 14.0292 500: 13.7376 | Terminal Block Connector, 3 Position, Disconnect, Gray | CXAF4 | Gray | 10 A | 10 A |  | Fuse | - |  | Automotive |  |  |  |  | Polyamide (PA66), Nylon 6/6 | - | Not Applicable |  |  | 1 | 3 |  | Bulk |  |  | CX | 10mm | 6.0mm | Push In, Spring | 1000V | 600V | 10-24 AWG | 0.2-4mm² | 10 | https://www.unikeyic.com/media/datasheet/88/8c/e123/888ce123e6c978238918ea780bf15afd.pdf | https://www.unikeyic.com/products/din-rail-terminal-blocks/cxaf4-3/25026678.html
CXF4 | Altech | 1: 5.3229 10: 4.6841 100: 4.6841 250: 4.599 500: 4.599 1,000: 4.599 | TERMINAL BLOCK, FUSE, 2POS, 1KV, 10A; No. of Positions:2Positions; Conductor Area CSA:4mm²; Wire Connection Method:Clamp; Rated Current:10A; Rated Voltage:1kV; Fuse Size Held:5mm x 20mm; Product Range:C |  | Gray | 10 A | 10 A |  | Fuse, Lever | - |  | 5mm x 20mm |  |  |  |  | Polyamide (PA66), Nylon 6/6 | - | Not Applicable |  |  | 1 | 2 |  | Bulk |  |  | CX | 10mm | 6.0mm | Push In, Spring | 1000V | 600V | 10-24 AWG | 0.2-4mm² | 29 | https://www.unikeyic.com/media/pdf/HTMLDatasheet/altech/b5/6a/6927/cxf4/2025/11/fuse-terminal-blocks-datasheet.pdf | https://www.unikeyic.com/products/din-rail-terminal-blocks/cxf4/5352350.html
CY10/G | Altech | 1: 1.9665 250: 1.836 500: 1.7604 1,000: 1.6956 |  | CY10 | Green | 57 A | 65 A |  | - | - |  | - |  |  |  |  | Polyamide (PA66), Nylon 6/6 | - | Not Applicable |  |  | 1 | 2 |  | Bulk |  |  | CY | 11mm | 10.0mm | Screw | 1000V | 600V | 6-24 AWG | 0.2-10mm² | 25 | https://www.unikeyic.com/media/datasheet/ef/78/38d4/ef/68db947137b73e3b718027554b7f7784.pdf | https://www.unikeyic.com/products/din-rail-terminal-blocks/cy10-g/10078862.html
CY10/R | Altech | 1: 1.9665 250: 1.836 500: 1.7604 1,000: 1.6956 |  | CY10 | Red | 57 A | 65 A |  | - | - |  | - |  |  |  |  | Polyamide (PA66), Nylon 6/6 | - | Not Applicable |  |  | 1 | 2 |  | Bulk |  |  | CY | 11mm | 10.0mm | Screw | 1000V | 600V | 6-24 AWG | 0.2-10mm² | 40 | https://www.unikeyic.com/media/datasheet/ef/78/38d4/ef/68db947137b73e3b718027554b7f7784.pdf | https://www.unikeyic.com/products/din-rail-terminal-blocks/cy10-r/10593323.html
CY2.5/G | Altech | 1: 1.4145 50: 1.122 200: 1.0681 500: 1.0249 1,000: 0.9839 2,000: 0.9698 |  | CY2.5 | Green | 24 A | 20 A |  | - | - |  | - |  |  |  |  | Polyamide (PA66), Nylon 6/6 | - | Not Applicable |  |  | 1 | 2 |  | Bulk |  |  | CY | 8mm | 5.0mm | Screw | 1000V | 600V | 12-24 AWG | 0.2-2.5mm² | 31 | https://www.unikeyic.com/media/pdf/HTMLDatasheet/altech/5e/8d/86c8/cy2-5-bl/2025/11/cy2-5-db.pdf | https://www.unikeyic.com/products/din-rail-terminal-blocks/cy2-5-g/6078824.html
CY4 | Altech | 10: 1.1151 100: 1.0222 500: 1.0222 1,000: 1.0036 2,500: 1.0036 | Conn Terminal Block Connector 2 Position Screw Terminal Grey |  | Gray | 32 A | 30 A |  | - | - |  | - |  |  |  |  | Polyamide (PA66), Nylon 6/6 | - | Not Applicable |  |  | 1 | 2 |  | Bulk |  |  | CY | 9mm | 6.0mm | Screw | 1000V | 600V | 10-24 AWG | 0.2-4mm² | 48 | https://www.unikeyic.com/media/datasheet/92/e1/42cc/92/e03a1d8ed77bab21fd75fc0194503bf1.pdf | https://www.unikeyic.com/products/din-rail-terminal-blocks/cy4/802218.html
CYDLF4LRL110-240V | Altech | 1: 19.955 | 4 Location grey 10-24AWG | CYDLF4 | Gray | 10 A | 10 A |  | Fuse | LED Indicator |  | 5mm x 20mm, 5mm x 25mm |  |  |  |  | Polyamide (PA66), Nylon 6/6 | - | Not Applicable |  |  | 2 | 4 |  | Bulk |  |  | CY | 9mm | 6.0mm | Screw | 500V | 300V | 10-24 AWG | 0.2-4mm² | 74 | https://www.unikeyic.com/media/datasheet/f4/db/a4ff/f4dba4ff8a5961cae188c02bd82320ce.pdf | https://www.unikeyic.com/products/din-rail-terminal-blocks/cydlf4lrl110-240v/25620372.html
CYF4/BL | Altech | 1: 8.2915 10: 7.238 25: 6.9984 50: 5.9184 100: 5.9076 250: 5.6268 500: 5.4432 1,000: 5.292 |  | CYF4 | Black | 10 A | 10 A |  | Fuse | - |  | 5mm x 20mm, 5mm x 25mm |  |  |  |  | Polyamide (PA66), Nylon 6/6 | - | Not Applicable |  |  | 1 | 2 |  | Bulk | 9931984 |  | CY | 10mm | 6.0mm | Screw | 1000V | 600V | 10-24 AWG | 0.2-4mm² | 42 | https://www.unikeyic.com/media/pdf/HTMLDatasheet/altech/e0/53/ccd3/cyf4-bu/2025/11/cyf4.pdf | https://www.unikeyic.com/products/din-rail-terminal-blocks/cyf4-bl/21304359.html
CYG6 | Altech | 1: 6.3825 100: 5.8536 200: 5.562 500: 5.4108 1,000: 5.3028 |  |  | Green, Yellow |  |  |  | - | - |  | - |  |  |  |  | Polyamide (PA66), Nylon 6/6 | - | Not Applicable |  |  | 1 | 2 |  | Bulk |  |  | CY | 10mm | 8.0mm | Screw | 1000V | 600V | 8-24 AWG | 0.2-6mm² | 50 | https://www.unikeyic.com/media/datasheet/bb/10/063d/bb/0b5e466e79bfd213dc811e32a5d85007.pdf | https://www.unikeyic.com/products/din-rail-terminal-blocks/cyg6/2583225.html
DEK 6 FSZ 21-30 -133360021 | Weidmüller | 1: 7.1563 | Weidmüller Terminal Marker, DEK Series, For Terminal Block |  |  |  |  | DEK 6 FSZ 21-30 -133360021 Weidmüller | [27 empty] | 3900 | https://www.unikeyic.com/media/datasheet/1b/c9/5f1b/1b/bdf1639cf02f7fe77405b5aca681f075.pdf | https://www.unikeyic.com/products/din-rail-terminal-blocks/dek-6-fsz-21-30-133360021/13520364.html
DEK 6 FSZ 31-40 -133360031 | Weidmüller | 1: 7.8707 | Weidmüller Terminal Marker, DEK Series, For Terminal Block |  |  |  |  | DEK 6 FSZ 31-40 -133360031 Weidmüller | [27 empty] | 1800 | https://www.unikeyic.com/media/datasheet/10/de/96c1/10/5c545ed9f9ba29a8cb3e59d458e55ae9.pdf | https://www.unikeyic.com/products/din-rail-terminal-blocks/dek-6-fsz-31-40-133360031/20253275.html
DK2.5N-OR (2ND GEN) | DINKLE | 10: 1.1999 50: 1.0394 100: 0.9595 250: 0.8796 500: 0.7996 1,000: 0.7196 | RAIL TERM BLK FEED THRU 12-22AWG | [23 empty] | bulk | [8 empty] | 4577 | https://www.unikeyic.com/media/about_us/Unikey_ISO_9001_Certification.pdf | https://www.unikeyic.com/products/din-rail-terminal-blocks/dk2-5n-or-2nd-gen/687919510.html
DK4N-OR (2ND GEN) | DINKLE | 10: 1.4537 50: 1.2601 100: 1.1632 250: 1.0663 500: 0.9693 1,000: 0.8724 | RAIL TERM BLK FEED THRU 10-22AWG | [23 empty] | bulk | [8 empty] | 5600 | https://www.unikeyic.com/media/about_us/Unikey_ISO_9001_Certification.pdf | https://www.unikeyic.com/products/din-rail-terminal-blocks/dk4n-or-2nd-gen/687923182.html
DKK2.5N-BK (2ND GEN) | DINKLE | 1: 5.6268 10: 4.2217 50: 3.6588 100: 3.3773 250: 3.0959 500: 2.8144 1,000: 2.533 | RAIL TERM BLK FEED THRU 12-22AWG | [23 empty] | bulk | [8 empty] | 9698 | https://www.unikeyic.com/media/about_us/Unikey_ISO_9001_Certification.pdf | https://www.unikeyic.com/products/din-rail-terminal-blocks/dkk2-5n-bk-2nd-gen/691377082.html
DPP1.5-PE | DINKLE | 1: 9.1908 10: 6.8969 50: 5.9767 100: 5.5171 250: 5.0573 500: 4.5976 1,000: 4.1378 | RAIL TERM BLK GROUND, 14-26AWG |  | Green, Yellow |  |  |  | - | - |  | - |  |  |  |  | Polyamide (PA), Nylon | UL94 V-0 |  |  |  | 2; Connected and Grounded | 4 |  | Bulk |  |  | DP | 8mm | 3.5mm | Push In, Spring | 500V | 300V | 14-26 AWG | 0.14-1.5mm² | 995 | https://www.unikeyic.com/media/about_us/Unikey_ISO_9001_Certification.pdf | https://www.unikeyic.com/products/din-rail-terminal-blocks/dpp1-5-pe/14741663.html
DPT10GN | Mean-Well USA, Inc. | 1: 7.8567 5: 5.1394 10: 4.6314 | 10MM/2 CONNECTION/GREEN/PUSH IN | [23 empty] | boxed | [8 empty] | 100 | https://www.unikeyic.com/media/about_us/Unikey_ISO_9001_Certification.pdf | https://www.unikeyic.com/products/din-rail-terminal-blocks/dpt10gn/700752512.html
DPT2.5/4 | Mean-Well USA, Inc. | 5: 3.0564 10: 2.7529 | 2.5MM/4 CONNECTION/GRAY/PUSH IN |  |  |  |  | DPT2.5/4 Mean-Well USA, Inc. | [18 empty] | boxed | [8 empty] | 97 | https://www.unikeyic.com/media/datasheet/f7/89/d6fd/f789d6fd07065def1625f6e26f932fb6.pdf | https://www.unikeyic.com/products/din-rail-terminal-blocks/dpt2-5-4/700762820.html
DPT2.5/4GN | Mean-Well USA, Inc. | 5: 3.0564 10: 2.7529 | 2.5MM/4 CONNECTION/GREEN/PUSH IN |  |  |  |  | DPT2.5/4GN Mean-Well USA, Inc. | [18 empty] | boxed | [8 empty] | 100 | https://www.unikeyic.com/media/datasheet/f7/89/d6fd/f789d6fd07065def1625f6e26f932fb6.pdf | https://www.unikeyic.com/products/din-rail-terminal-blocks/dpt2-5-4gn/700759247.html
DPT4GN | Mean-Well USA, Inc. | 5: 2.5155 10: 2.2659 | 4MM/2 CONNECTION/GREEN/PUSH IN | [23 empty] | boxed | [8 empty] | 149 | https://www.unikeyic.com/media/about_us/Unikey_ISO_9001_Certification.pdf | https://www.unikeyic.com/products/din-rail-terminal-blocks/dpt4gn/700760688.html
DPT6/3 | Mean-Well USA, Inc. | 1: 5.6718 5: 3.7238 10: 3.3542 | 6MM/3 CONNECTION/GRAY/PUSH IN | [23 empty] | boxed | [8 empty] | 100 | https://www.unikeyic.com/media/about_us/Unikey_ISO_9001_Certification.pdf | https://www.unikeyic.com/products/din-rail-terminal-blocks/dpt6-3/700759472.html
DPTN16-PE | Mean-Well USA, Inc. | 1: 8.7372 5: 6.8623 10: 6.1938 | 16MM/3 CONNECTION/ PUSH IN/GND | [23 empty] | boxed | [8 empty] | 50 | https://www.unikeyic.com/media/about_us/Unikey_ISO_9001_Certification.pdf | https://www.unikeyic.com/products/din-rail-terminal-blocks/dptn16-pe/700761993.html
DPTTB1.5 | Mean-Well USA, Inc. | 1: 0.9402 10: 0.9053 50: 0.8705 | [24 empty] | boxed | [8 empty] | 27 | https://www.unikeyic.com/media/about_us/Unikey_ISO_9001_Certification.pdf | https://www.unikeyic.com/products/din-rail-terminal-blocks/dpttb1-5/700749367.html
DPTTB2.5 | Mean-Well USA, Inc. | 1: 4.186 5: 3.3202 10: 2.9887 | DL2.5MM/4CONNECTION/GRAY/PUSH IN | [23 empty] | boxed | [8 empty] | 74 | https://www.unikeyic.com/media/about_us/Unikey_ISO_9001_Certification.pdf | https://www.unikeyic.com/products/din-rail-terminal-blocks/dpttb2-5/700757553.html
EW 15 -382860000 | Weidmüller | 10: 1.0384 | Weidmüller End Bracket, , EWseries, for terminal blocks |  |  |  |  | EW 15 -382860000 Weidmüller | [11 empty] | Bracket mounting | [15 empty] | 1870 | https://www.unikeyic.com/media/datasheet/f1/b8/eaed/f1/18fd26f27972f5867f3d92fb28bdf1f8.pdf | https://www.unikeyic.com/products/din-rail-terminal-blocks/ew-15-382860000/26363802.html
KISC M3X20.5/10 EK4 -303000000 | Weidmüller | 10: 0.2513 | Weidmüller Fixing Screw, socket, SAKseries, used forCable Clamp Terminal | [16 empty] | Bracket mounting | [15 empty] | 380 | https://www.unikeyic.com/media/about_us/Unikey_ISO_9001_Certification.pdf | https://www.unikeyic.com/products/din-rail-terminal-blocks/kisc-m3x20-5-10-ek4-303000000/15943276.html
Q 10 SAK4 -368800000 | Weidmüller | 5: 18.1422 | Weidmüller Jumper Strip, SAK Series, For DIN Rail Terminal Block |  |  |  |  | Q 10 SAK4 -368800000 Weidmüller | [27 empty] | 260 | https://www.unikeyic.com/media/datasheet/1c/8a/18ed/1c/a10fda79ce529aa9c1668d9719fe3f30.pdf | https://www.unikeyic.com/products/din-rail-terminal-blocks/q-10-sak4-368800000/5371996.html
Q 10 SAK6N -457000000 | Weidmüller | 5: 9.1412 | Weidmüller Jumper Strip, SAK Series, For DIN Rail Terminal Block |  |  |  |  | Q 10 SAK6N -457000000 Weidmüller | [27 empty] | 110 | https://www.unikeyic.com/media/datasheet/1c/8a/18ed/1c/a10fda79ce529aa9c1668d9719fe3f30.pdf | https://www.unikeyic.com/products/din-rail-terminal-blocks/q-10-sak6n-457000000/19194206.html
Q 2 AKZ4 -336400000 | Weidmüller | 10: 2.7248 | Weidmüller Jumper Bar, Q Series, For Terminal Block |  |  |  |  | Q 2 AKZ4 -336400000 Weidmüller | [27 empty] | 940 | https://www.unikeyic.com/media/datasheet/9c/eb/3db0/9c/02944b9299e17212c33b114ebffd707c.pdf | https://www.unikeyic.com/products/din-rail-terminal-blocks/q-2-akz4-336400000/27743286.html
Q 3 AKZ1.5 -368300000 | Weidmüller | 10: 3.397 | Weidmüller Jumper Bar, Q Series, For DIN Rail Terminal Blocks |  |  |  |  | Q 3 AKZ1.5 -368300000 Weidmüller | [27 empty] | 30 | https://www.unikeyic.com/media/datasheet/2d/2e/b008/2d/01be2c9f6b34ea9ca4b7730be1d02d9e.pdf | https://www.unikeyic.com/products/din-rail-terminal-blocks/q-3-akz1-5-368300000/9290537.html
Q 3 SAK2.5 -337100000 | Weidmüller | 10: 3.8524 | Weidmüller Jumper Strip, SAK Series, For DIN Rail Terminal Block |  |  |  |  | Q 3 SAK2.5 -337100000 Weidmüller | [27 empty] | 110 | https://www.unikeyic.com/media/datasheet/6f/af/415c/6f/79f7dbfb8ecb57508e1dbbd8c47ac137.pdf | https://www.unikeyic.com/products/din-rail-terminal-blocks/q-3-sak2-5-337100000/347749.html
Q 4 AKZ4 -336600000 | Weidmüller | 10: 4.5706 | Weidmüller Jumper Bar, Q Series, For Terminal Block |  |  |  |  | Q 4 AKZ4 -336600000 Weidmüller | [27 empty] | 180 | https://www.unikeyic.com/media/datasheet/9c/eb/3db0/9c/02944b9299e17212c33b114ebffd707c.pdf | https://www.unikeyic.com/products/din-rail-terminal-blocks/q-4-akz4-336600000/26908947.html
Q 4 SAK6N -456900000 | Weidmüller | 10: 3.5769 | Weidmüller Jumper Strip, SAK Series, For DIN Rail Terminal Blocks |  |  |  |  | Q 4 SAK6N -456900000 Weidmüller | [27 empty] | 47 | https://www.unikeyic.com/media/datasheet/04/29/e0bf/04/0134e514229820f13f7c3c602a9ab9b7.pdf | https://www.unikeyic.com/products/din-rail-terminal-blocks/q-4-sak6n-456900000/1307053.html
QL 10 SAK6N -338300000 | Weidmüller | 10: 3.596 | Weidmüller Jumper Bar, SAK Series, For DIN Rail Terminal Blocks |  |  |  |  | QL 10 SAK6N -338300000 Weidmüller | [27 empty] | 10 | https://www.unikeyic.com/media/datasheet/ea/8a/d77a/ea/c0f0857a0d721ba53d2a3ceb80653558.pdf | https://www.unikeyic.com/products/din-rail-terminal-blocks/ql-10-sak6n-338300000/23022049.html
QL 4 SAK35 -123800000 | Weidmüller | 10: 4.4635 | Weidmüller Jumper Bar, SAK Series, For DIN Rail Terminal Blocks |  |  |  |  | QL 4 SAK35 -123800000 Weidmüller | [27 empty] | 10 | https://www.unikeyic.com/media/datasheet/5c/94/450c/5c/261ffc9fc18cc94a8d4045bfa9c8c5ea.pdf | https://www.unikeyic.com/products/din-rail-terminal-blocks/ql-4-sak35-123800000/7890527.html
SAK 10/35 -443760000 | Weidmüller | 10: 10.2573 | Weidmüller SAK Series Straight Terminal Block, Single Layer, Beige, Screw Termination, 76A |  |  |  |  | SAK 10/35 -443760000 Weidmüller | [15 empty] | -60℃~130℃ | [11 empty] | 170 | https://www.unikeyic.com/media/datasheet/ff/d0/0e72/ff/6fa3c0615554fbf3496a6c1a0ffae0ee.pdf | https://www.unikeyic.com/products/din-rail-terminal-blocks/sak-10-35-443760000/32903642.html
SAK 16 -271060000 | Weidmüller | 10: 9.7747 | Weidmüller Straight Terminal Block, SAK Series, Single Layer, Brown, Screw Termination, 76A |  |  |  |  | SAK 16 -271060000 Weidmüller | [15 empty] | -50℃~100℃ | [11 empty] | 400 | https://www.unikeyic.com/media/datasheet/98/e0/4cb1/98/211395ae1661dff27162d320b00600b6.pdf | https://www.unikeyic.com/products/din-rail-terminal-blocks/sak-16-271060000/30936107.html
SAK 16/35 PA -380660000 | Weidmüller | 10: 14.2164 | Weidmüller SAK Series Pluggable Terminal Block, Single Layer, Beige, Screw, 76A |  |  |  |  | SAK 16/35 PA -380660000 Weidmüller | [15 empty] | -60℃~100℃ | [11 empty] | 420 | https://www.unikeyic.com/media/datasheet/6d/b2/4925/6d/174ed56b18de6aa4898147c1a5b3cac5.pdf | https://www.unikeyic.com/products/din-rail-terminal-blocks/sak-16-35-pa-380660000/23220049.html
SAK 2.5/35 BL -380480000 | Weidmüller | 10: 7.0211 | Weidmüller SAK Series Terminal Block, Single Layer, Blue, Screw, 41A |  |  |  |  | SAK 2.5/35 BL -380480000 Weidmüller | [15 empty] | -50℃~100℃ | [11 empty] | 870 | https://www.unikeyic.com/media/datasheet/6d/26/9355/6d/97190524321c6f6adc20900974d36539.pdf | https://www.unikeyic.com/products/din-rail-terminal-blocks/sak-2-5-35-bl-380480000/34407648.html
SAK 35/35 -380760000 | Weidmüller | 10: 31.967 | Weidmüller Straight Terminal Block, SAK Series, Single Layer, Beige, Screw Termination, 150A |  |  |  |  | SAK 35/35 -380760000 Weidmüller | [15 empty] | -60℃~130℃ | [11 empty] | 130 | https://www.unikeyic.com/media/datasheet/53/e8/0f64/53/270ceaf23f22bc9d29c943707fdcf4b4.pdf | https://www.unikeyic.com/products/din-rail-terminal-blocks/sak-35-35-380760000/19805862.html
SAK 4 -128360000 | Weidmüller | 10: 4.5017 | Weidmüller Modular Terminal Block, SAK Series, Single Layer, 32A |  |  |  |  | SAK 4 -128360000 Weidmüller | [15 empty] | -50℃~100℃ | [11 empty] | 610 | https://www.unikeyic.com/media/datasheet/98/e0/4cb1/98/211395ae1661dff27162d320b00600b6.pdf | https://www.unikeyic.com/products/din-rail-terminal-blocks/sak-4-128360000/24428987.html
SAK 6N -193260000 | Weidmüller | 10: 2.9569 | Weidmüller Modular Terminal Block, SAK Series, Single Row, Brown, Screw Termination, 57A |  |  |  |  | SAK 6N -193260000 Weidmüller | [15 empty] | -50℃~100℃ | [11 empty] | 500 | https://www.unikeyic.com/media/datasheet/98/e0/4cb1/98/211395ae1661dff27162d320b00600b6.pdf | https://www.unikeyic.com/products/din-rail-terminal-blocks/sak-6n-193260000/2384738.html
TBDR-06-15-GY | Same Sky | 200: 2.0242 400: 1.8967 600: 1.8347 1,000: 1.768 5,000: 1.6225 | 1.5 MM WIRE SIZE, UL94 V-0, GRAY | [32 empty] | 712 | https://www.unikeyic.com/media/about_us/Unikey_ISO_9001_Certification.pdf | https://www.unikeyic.com/products/din-rail-terminal-blocks/tbdr-06-15-gy/871318169.html
TBDR-08-25-GY | Same Sky | 65: 3.168 200: 3.036 650: 2.915 | Terminal Block Connector 4 Position Ground Earth Gray 12-26 AWG | [12 empty] | 68.8mm*35.55mm*5.2mm |  |  |  | DIN rail mounting |  |  |  | -40℃~105℃ | [11 empty] | 900 | https://www.unikeyic.com/media/about_us/Unikey_ISO_9001_Certification.pdf | https://www.unikeyic.com/products/din-rail-terminal-blocks/tbdr-08-25-gy/871332477.html
TBDR-10-15-GY | Same Sky | 75: 2.574 200: 2.475 750: 2.376 | Terminal Block Connector 3 Position Ground Earth Gray 14-26 AWG |  | Gray |  |  |  | - | - |  | - |  |  |  |  | Polyamide (PA66), Nylon 6/6 | UL94 V-0 | Not Applicable |  |  | 1 | 3 |  | Box |  |  | TBDR | 8mm ~ 10mm | 3.5mm | Push In, Spring | - | - | 14-26 AWG | 0.2-1.5mm² | 875 | https://www.unikeyic.com/media/about_us/Unikey_ISO_9001_Certification.pdf | https://www.unikeyic.com/products/din-rail-terminal-blocks/tbdr-10-15-gy/871033813.html
TBDR-11-15-GY | Same Sky | 100: 2.2253 300: 1.9845 500: 1.8986 1,000: 1.8036 5,000: 1.6559 | 1.5 MM WIRE SIZE, UL94 V-0, GRAY |  | Gray | 16 A | 15 A |  | - | - |  | - |  |  |  |  | Polyamide (PA66), Nylon 6/6 | UL94 V-0 | Not Applicable |  |  | 2 | 4 |  | Box |  |  | TBDR | 8mm ~ 10mm | 3.5mm | Push In, Spring | 500V | 300V | 14-26 AWG | 0.2-1.5mm² | 865 | https://www.unikeyic.com/media/about_us/Unikey_ISO_9001_Certification.pdf | https://www.unikeyic.com/products/din-rail-terminal-blocks/tbdr-11-15-gy/871031667.html
TBDR-13-25-BK | Same Sky | 55: 3.487 150: 3.333 550: 3.212 | Terminal Block Connector 4 Position Ground Earth Black 12-26 AWG |  | Black |  |  |  | - | - |  | - |  |  |  |  | Polyamide (PA66), Nylon 6/6 | UL94 V-0 | Not Applicable |  |  | 2; Connected | 4 |  | Box |  |  | TBDR | 10mm ~ 12mm | 5.2mm | Push In, Spring | - | - | 12-26 AWG | 0.2-2.5mm² | 650 | https://www.unikeyic.com/media/about_us/Unikey_ISO_9001_Certification.pdf | https://www.unikeyic.com/products/din-rail-terminal-blocks/tbdr-13-25-bk/871008311.html
TW 4 SAK4-10 -130160000 | Weidmüller | 10: 1.467 | Weidmüller End Plate, TW Series, For DIN Rail Terminal Block |  |  |  |  | TW 4 SAK4-10 -130160000 Weidmüller | [11 empty] | board mount | [15 empty] | 320 | https://www.unikeyic.com/media/datasheet/1a/27/7b0f/1a/06b09b27db6c5bd2c2add9ad9b4a0c83.pdf | https://www.unikeyic.com/products/din-rail-terminal-blocks/tw-4-sak4-10-130160000/30448313.html
WPE 6 -1010200000 | Weidmüller | 1: 10.3454 | Weidmüller Rail type terminal block, WPEseries, single layer, green/yellow, screw termination, 720A |  |  |  |  | WPE 6 -1010200000 Weidmüller | [15 empty] | -60℃~120℃ | [11 empty] | 3225 | https://www.unikeyic.com/media/datasheet/69/d1/dda3/69/7f5eaca895f0247b3963f425e0a249a8.pdf | https://www.unikeyic.com/products/din-rail-terminal-blocks/wpe-6-1010200000/16106030.html
XBANS3575P | EATON | 1: 39.8057 5: 39.0949 10: 39.0949 25: 38.3841 50: 38.3841 100: 38.3841 | DIN RAIL, SLOTTED, 35 x 7.5MM, 2M; Accessory Type:DIN Rail, Slotted; For Use With:DIN Rail Terminal Blocks; Length:2m; Height:-; Width:-; Rail Material:-; Fixing Centers:-; Product Range:XB Series; External Height:7.5mm |  |  |  |  | XBANS3575P EATON | [7 empty] | 200cm(Length)*35mm(height) | [19 empty] | 1 | https://www.unikeyic.com/media/datasheet/39/8b/6a6f/398b6a6f8d06014a2834ba6e48875df7.pdf | https://www.unikeyic.com/products/din-rail-terminal-blocks/xbans3575p/27678903.html
XW5G-P4.0-1.1-1 | OMRON | 10: 8.3873 | Omron Fuseless DIN Rail Terminal, XW5G Series, Single Layer, Gray, Push-In Termination, 32A |  |  |  |  | XW5G-P4.0-1.1-1 OMRON | [7 empty] | 56.1mm(Length)*35.3mm(height) |  |  |  | DIN rail mounting |  |  |  | -40℃~55℃ |  |  | bulk | [8 empty] | 74 | https://www.unikeyic.com/media/datasheet/f2/eb/1984/f2/a9e8685d798458e7af8439892321dc18.pdf | https://www.unikeyic.com/products/din-rail-terminal-blocks/xw5g-p4-0-1-1-1/10311263.html
XW5G-S35-1.1-1 | OMRON | 10: 19.0557 | Omron Rail type terminal block, XW5Gseries, single layer, grey, Screw-down terminations |  |  |  |  | XW5G-S35-1.1-1 OMRON | [7 empty] | 63mm(Length)*69mm(height) |  |  |  | threaded mounting |  |  |  | -40℃~55℃ |  |  | bulk | [8 empty] | 30 | https://www.unikeyic.com/media/datasheet/23/f5/8dcd/23/58fa9846abf283d70cc0d38121795af0.pdf | https://www.unikeyic.com/products/din-rail-terminal-blocks/xw5g-s35-1-1-1/30469185.html
XW5T-P1.5-1.1-1 | OMRON | 10: 2.5551 | Omron Non-Fuse DIN Rail Terminal XW5T Series Single Layer Gray Push-In Termination 15A (UL) 17.5A (IEC) |  |  |  |  | XW5T-P1.5-1.1-1 OMRON | [15 empty] | -40℃~55℃ | [11 empty] | 40 | https://www.unikeyic.com/media/datasheet/71/ba/5946/2b/0d3f7e28f8d0796dbb49659129029eea.pdf | https://www.unikeyic.com/products/din-rail-terminal-blocks/xw5t-p1-5-1-1-1/24584776.html
XW5T-P1.5-1.1-1BL | OMRON | 1: 4.0183 | Omron XW5T-P1.5-1.1-1BL |  |  |  |  | XW5T-P1.5-1.1-1BL OMRON | [11 empty] | wire mounting |  |  |  | -40℃~55℃ |  |  | bulk | [8 empty] | 43 | https://www.unikeyic.com/media/datasheet/0d/ed/7119/0ded71193a9d31d2c7ff2713e9804199.pdf | https://www.unikeyic.com/products/din-rail-terminal-blocks/xw5t-p1-5-1-1-1bl/1388672.html
XW5T-P1.5-2.2-1 | OMRON | 10: 4.7122 | Omron Non-Fuse DIN Rail Terminal XW5T Series Single Layer Gray Push-In Termination 15A (UL) 17.5A (IEC) |  |  |  |  | XW5T-P1.5-2.2-1 OMRON | [15 empty] | -40℃~55℃ |  |  | bulk | [8 empty] | 111 | https://www.unikeyic.com/media/datasheet/71/ba/5946/2b/0d3f7e28f8d0796dbb49659129029eea.pdf | https://www.unikeyic.com/products/din-rail-terminal-blocks/xw5t-p1-5-2-2-1/19921758.html
XW5T-P1.5-2.2-1BL | OMRON | 10: 2.0249 25: 1.9439 50: 1.8143 100: 1.8143 | Omron DIN Rail Terminal, XW5T Series, Single Layer, Blue, Push-In, 15A (UL), 17.5A (IEC) |  |  |  |  | XW5T-P1.5-2.2-1BL OMRON | [15 empty] | -40℃~55℃ |  |  | bulk | [8 empty] | 71 | https://www.unikeyic.com/media/datasheet/71/ba/5946/2b/0d3f7e28f8d0796dbb49659129029eea.pdf | https://www.unikeyic.com/products/din-rail-terminal-blocks/xw5t-p1-5-2-2-1bl/33552468.html
XW5T-P4.0-1.1-1BL | OMRON | 1: 4.2479 | Omron XW5T-P4.0-1.1-1BL |  |  |  |  | XW5T-P4.0-1.1-1BL OMRON | [15 empty] | -40℃~55℃ |  |  | bulk | [8 empty] | 5 | https://www.unikeyic.com/media/datasheet/71/ba/5946/2b/0d3f7e28f8d0796dbb49659129029eea.pdf | https://www.unikeyic.com/products/din-rail-terminal-blocks/xw5t-p4-0-1-1-1bl/32248068.html
XW5T-S10-1.1-1BL | OMRON | 10: 4.9712 | Omron Rail type terminal block, XW5Tseries, single layer, Blue, Screw-down terminations, 57 (IEC) A, 65 (UL) A |  |  |  |  | XW5T-S10-1.1-1BL OMRON | [7 empty] | 48.2mm(Length)*48.6mm(height) |  |  |  | threaded mounting |  |  |  | -40℃~55℃ |  |  | bulk | [8 empty] | 66 | https://www.unikeyic.com/media/datasheet/d4/a3/95d0/91/01ba65aa4f5a4e4699eaded27f6ddebc.pdf | https://www.unikeyic.com/products/din-rail-terminal-blocks/xw5t-s10-1-1-1bl/10953437.html
XW5T-S35-1.1-1 | OMRON | 10: 6.8438 | Omron Rail type terminal block, XW5Tseries, single layer, grey, screw termination, 124 (IEC) A, 150 (UL) A |  |  |  |  | XW5T-S35-1.1-1 OMRON | [7 empty] | 63mm(Length)*69mm(height) |  |  |  | threaded mounting |  |  |  | -40℃~55℃ |  |  | bulk | [8 empty] | 60 | https://www.unikeyic.com/media/datasheet/d4/a3/95d0/91/01ba65aa4f5a4e4699eaded27f6ddebc.pdf | https://www.unikeyic.com/products/din-rail-terminal-blocks/xw5t-s35-1-1-1/33598873.html
XW5T-S4.0-2.2-1BL | OMRON | 1: 2.7766 10: 2.7766 25: 2.4879 50: 2.4879 100: 2.4879 | Omron DIN Rail Terminal Block, XW5T Series, Single Layer, Blue, Screw Termination, 30A (UL), 32A (IEC) | [20 empty] | -40℃~55℃ | [11 empty] | 72 | https://www.unikeyic.com/media/about_us/Unikey_ISO_9001_Certification.pdf | https://www.unikeyic.com/products/din-rail-terminal-blocks/xw5t-s4-0-2-2-1bl/4620082.html
XW5T-S6.0-1.1-1BL | OMRON | 10: 2.0895 | Omron Rail type terminal block, XW5Tseries, single layer, Blue, Screw-down terminations, 41 (IEC) A, 50 (UL) A |  |  |  |  | XW5T-S6.0-1.1-1BL OMRON | [11 empty] | threaded mounting |  |  |  | -40℃~55℃ |  |  | bulk | [8 empty] | 201 | https://www.unikeyic.com/media/datasheet/d4/a3/95d0/91/01ba65aa4f5a4e4699eaded27f6ddebc.pdf | https://www.unikeyic.com/products/din-rail-terminal-blocks/xw5t-s6-0-1-1-1bl/27966864.html
XW5T-S70-1.1-1 | OMRON | 1: 72.0144 20: 49.235 40: 46.2645 60: 44.8236 | Feed-Through Terminal Block Connector 2 POS Screw DIN Rail 175A |  |  |  |  | XW5T-S70-1.1-1 OMRON | [7 empty] | 75.2mm(Length)*82.7mm(height) |  |  |  | threaded mounting |  |  |  | -40℃~55℃ |  |  | bulk | [8 empty] | 95 | https://www.unikeyic.com/media/datasheet/d4/a3/95d0/91/01ba65aa4f5a4e4699eaded27f6ddebc.pdf | https://www.unikeyic.com/products/din-rail-terminal-blocks/xw5t-s70-1-1-1/24554119.html
Z2.803.3310.0 - WST 32 | Wieland Electric | 2: 11.5446 | Wieland Z2.803.3310.0 |  |  |  |  | Z2.803.3310.0 - WST 32 Wieland Electric | [27 empty] | 4 | https://www.unikeyic.com/media/datasheet/b9/20/dc6a/b9/b32e2c73de6410e73113db555d879666.pdf | https://www.unikeyic.com/products/din-rail-terminal-blocks/z2-803-3310-0-wst-32/3494635.html
Z2.803.4310.0 - WST 32 / C | Wieland Electric | 2: 18.257 | Wieland Z2.803.4310.0 |  |  |  |  | Z2.803.4310.0 - WST 32 / C Wieland Electric | [27 empty] | 10 | https://www.unikeyic.com/media/datasheet/c9/8c/a820/c9/5bb5dd4bc7afbba8ef2e7001fae8090e.pdf | https://www.unikeyic.com/products/din-rail-terminal-blocks/z2-803-4310-0-wst-32-c/24835849.html
Z2.803.6010.0 - WST 8 / TS 35 | Wieland Electric | 2: 10.9386 | Wieland Z2.803.6010.0 |  |  |  |  | Z2.803.6010.0 - WST 8 / TS 35 Wieland Electric | [27 empty] | 12 | https://www.unikeyic.com/media/datasheet/e5/27/4c31/e5/86f393e022870e66ba59c029d5a94877.pdf | https://www.unikeyic.com/products/din-rail-terminal-blocks/z2-803-6010-0-wst-8-ts-35/10304992.html