## Specialty Terminal Blocks
Part Number | Manufacturer | Price | Description | Application Level | Base Product Number | Clamp Material-Plating | Color | Contact Material | Contact Material-Plating | Current | Current-IEC | Current-UL | Current Rating (Amps) | Datasheet | Features | Height (Max) | Housing Color | Housing Material | Insulation Height | Length | Length/Width/Height | Material - Insulation | Material Flammability Rating | Mating Orientation | Moisture Sensitivity Level (MSL) | Mounting Type | Mounting Type | Number of Levels | Number of Positions | Operating Temperature | Operating Temperature | Packaging | Pitch | Plug Wire Entry | Positions Per Level | Product Status | Rid | RoHS | SPM | Screw Size | Series | Stripping Length | Terminal - Width | Termination Style | Torque-Screw | Voltage | Voltage - IEC | Voltage - UL | Wire Gauge | Wire Gauge or Range - AWG | Wire Gauge or Range - mm² | Wire Strip Length | Wire Termination | Stock | Datasheet URL | Source URL
0 048 44 | legrand | 1: 24.3025 15: 22.9041 40: 21.971 | Legrand Junction Box, 13-Channel, 100A, IP20 | [17 empty] | 113mm(Length) | [8 empty] | -5℃~40℃ | [5 empty] | On sale |  | Compliant | [15 empty] | 77 | https://www.unikeyic.com/media/about_us/Unikey_ISO_9001_Certification.pdf | https://www.unikeyic.com/products/specialty-terminal-blocks/0-048-44/5501651.html
0 048 54 | legrand | 1: 25.6151 15: 23.8251 40: 22.8435 | Legrand Junction Box, 13-Channel, 100A, IP20 | [17 empty] | 113mm(Length) | [8 empty] | -5℃~40℃ | [5 empty] | On sale |  | Compliant | [15 empty] | 62 | https://www.unikeyic.com/media/about_us/Unikey_ISO_9001_Certification.pdf | https://www.unikeyic.com/products/specialty-terminal-blocks/0-048-54/27110289.html
0136-2103 | DINKLE | 10: 0.8705 50: 0.7538 100: 0.696 250: 0.638 500: 0.58 1,000: 0.522 | PCB Terminal Blocks, Push In Design, Pitch 3.50 mm, 300V, 6A |  |  |  | Gray |  | Copper Alloy - Tin Plated | 6 A |  |  |  |  | Interlocking (Side), Push Button Actuated |  |  | Polyamide (PA), Nylon | [5 empty] | 45° (135°) Angle with Board |  |  | Through Hole, Kinked Pin | 1 |  |  |  | Bulk | 0.138" (3.50mm) |  | 3 | [5 empty] | 0136-21 |  |  |  |  | 300 V |  |  | 16-28 AWG |  |  |  | Screwless - Push Button Clamp | 500 | https://www.unikeyic.com/media/datasheet/24/99/e62f/2499e62f844e19f8d27d418e7d6e0646.pdf | https://www.unikeyic.com/products/specialty-terminal-blocks/0136-2103/9649444.html
0136-2108 | DINKLE | 1: 3.078 10: 2.3112 50: 2.0032 100: 1.8491 240: 1.6951 500: 1.5409 1,000: 1.3868 | PCB Terminal Blocks, Push In Design, Pitch 3.50 mm, 300V, 6A | [28 empty] | Bulk | [8 empty] | 0136-21 | [7 empty] | 16-28 AWG |  |  |  |  | 500 | https://www.unikeyic.com/media/datasheet/24/99/e62f/2499e62f844e19f8d27d418e7d6e0646.pdf | https://www.unikeyic.com/products/specialty-terminal-blocks/0136-2108/9582537.html
0141-2402 | DINKLE | 1: 4.6008 10: 3.4474 50: 2.9877 100: 2.7579 250: 2.5281 500: 2.2982 1,000: 2.0684 | PCB Terminal Blocks, Push In Design, Pitch 5.08 mm, 300V, 10A | [28 empty] | Bulk | [8 empty] | 0141-24 | [7 empty] | 16-26 AWG |  |  |  |  | 1000 | https://www.unikeyic.com/media/about_us/Unikey_ISO_9001_Certification.pdf | https://www.unikeyic.com/products/specialty-terminal-blocks/0141-2402/1918788.html
0141-2408 | DINKLE | 1: 18.7812 10: 14.0864 50: 12.2085 100: 11.2694 330: 10.3303 500: 9.3911 1,000: 8.4521 | PCB Terminal Blocks, Push In Design, Pitch 5.08 mm, 300V, 10A | [28 empty] | Bulk | [8 empty] | 0141-24 | [7 empty] | 16-26 AWG |  |  |  |  | 660 | https://www.unikeyic.com/media/about_us/Unikey_ISO_9001_Certification.pdf | https://www.unikeyic.com/products/specialty-terminal-blocks/0141-2408/30348622.html
0153-0102 | DINKLE | 1: 3.7692 10: 2.8253 50: 2.4486 100: 2.2602 250: 2.0719 500: 1.8835 1,000: 1.6952 | PCB Terminal Blocks, Push In Design, Pitch 5mm, 300V, 20A | [28 empty] | Bulk | [8 empty] | 0153-01 | [7 empty] | 12-24 AWG |  |  |  |  | 990 | https://www.unikeyic.com/media/about_us/Unikey_ISO_9001_Certification.pdf | https://www.unikeyic.com/products/specialty-terminal-blocks/0153-0102/19565790.html
0156-2B16-BK | DINKLE | 1: 23.6952 10: 17.7746 50: 15.4047 140: 14.2197 280: 13.0347 500: 11.8498 1,000: 10.6648 | PCB Terminal Block Plug, Push In Design, Pitch 3.5mm, 150V, 8A |  |  |  | Black |  |  |  | 15A | 8 A |  |  | - | [9 empty] | 1 (Unlimited) |  | Free Hanging (In-Line) | 2 | 16 |  | -40°C ~ 120°C | Bulk | 0.138" (3.50mm) | 180° | 8 | [5 empty] | 0156-2B |  |  | Screwless - Leg Spring, Push-In Spring |  |  | 320 V | 150 V |  | 16-28 AWG | 0.2-1.5mm² |  |  | 89 | https://www.unikeyic.com/media/about_us/Unikey_ISO_9001_Certification.pdf | https://www.unikeyic.com/products/specialty-terminal-blocks/0156-2b16-bk/29346820.html
0170420000 | Weidmüller | 10: 53.8466 30: 48.1756 50: 46.1581 100: 43.9319 250: 41.7201 | TERM BLK 2POS BEIGE | [10 empty] | 0170420000 Weidmüller | [6 empty] | 80mm(Length) |  |  |  |  | DIN rail mounting |  |  |  | -60℃~130℃ | [5 empty] | On sale |  |  | bulk | [14 empty] | 10 | https://www.unikeyic.com/media/datasheet/ce/a2/450f/b4/26c2edc75329ef4b0790f9216982fcf9.pdf | https://www.unikeyic.com/products/specialty-terminal-blocks/0170420000/8287578.html
0170520000 | Weidmüller | 4: 32.296 | Terminal Block Tools & Accessories SAKG 40 II | [10 empty] | 0170520000 Weidmüller | [6 empty] | 90mm(Length) |  |  |  |  | DIN rail mounting |  |  |  | -60℃~130℃ | [5 empty] | On sale |  |  | bulk | [14 empty] | 7 | https://www.unikeyic.com/media/datasheet/51/e8/9d6e/51/06d9d2ea4d39942c1aebca46c6609870.pdf | https://www.unikeyic.com/products/specialty-terminal-blocks/0170520000/16911543.html
0222760000 | Weidmüller | 1: 36.1462 10: 26.0749 25: 23.4546 50: 21.9118 100: 20.6855 250: 19.4577 500: 18.764 | 2 Location 12-26 AWG | Industrial | [9 empty] | 0222760000 Weidmüller | [6 empty] | 58mm(Length)*8.1mm(height) |  |  |  |  | DIN rail mounting |  |  |  | -50℃~100℃ | [23 empty] | 4 | https://www.unikeyic.com/media/datasheet/db/4f/3174/db/199b73527863e7180514c2247456b9ca.pdf | https://www.unikeyic.com/products/specialty-terminal-blocks/0222760000/31794762.html
0242 | TE Connectivity | 30: 4.059 70: 3.993 150: 3.916 250: 3.762 500: 2.827 1,000: 2.343 | DIN Rail Terminal Blocks 0242=**H D SECTION | [17 empty] | 36.07mm(Length) |  |  |  |  | DIN rail mounting | [9 empty] | Stop production |  | Compliant | bulk | [14 empty] | 1195 | https://www.unikeyic.com/media/about_us/Unikey_ISO_9001_Certification.pdf | https://www.unikeyic.com/products/specialty-terminal-blocks/0242/28112527.html
0404017 | PHOENIX CONTACT | 50: 0.2772 | Phoenix Rail type terminal block, PTPOWERseries | [7 empty] | 41 A | 30 A |  |  | - | - | - |  |  | 0.925" (23.50mm) |  | Polyamide (PA), Nylon | UL94 V-2 |  | Not Applicable |  | Bus Bar | 1 | 1 |  | - | Bulk | [8 empty] | CLIPLINE AK | 16mm | 7.0mm | Screw |  |  |  | 300 V |  | 10-20 AWG | 0.5-6mm² |  |  | 300 | https://www.unikeyic.com/media/datasheet/upload/2023/07/19/0404017.pdf | https://www.unikeyic.com/products/specialty-terminal-blocks/0404017/4337023.html
0404046 | PHOENIX CONTACT | 1: 1.1416 | Phoenix Contact Terminal Block, Screw, 2.5-35mm², 125A | [7 empty] | 125 A | 115 A |  |  | - | - | - |  |  | 1.063" (27.00mm) |  | Polyamide (PA), Nylon | UL94 V-2 |  | Not Applicable |  | Bus Bar | 1 | 1 |  | - | Bulk |  |  |  |  | 348254 |  |  |  | CLIPLINE AK | 16mm | 14.3mm | Screw |  |  |  | 300 V |  | 2-18 AWG | 2.5-35mm² |  |  | 50 | https://www.unikeyic.com/media/datasheet/1d/03/fc5b/1d/fceac5aae31e92c10211e02ffb65fb41.pdf | https://www.unikeyic.com/products/specialty-terminal-blocks/0404046/34482866.html
0421058 | PHOENIX CONTACT | 50: 1.8005 500: 1.7622 | [8 empty] | 41 A |  |  |  | - | - | Black |  |  | 0.933" (23.70mm) |  | - | - |  | 1 (Unlimited) |  | Bus Bar | 1 | 1 |  | - | Bulk |  |  |  |  | 3608304 |  |  |  | CLIPLINE AKG | - | 7.0mm | Screw | [5 empty] | 10-20 AWG | 0.5-6mm² |  |  | 5000 | https://www.unikeyic.com/media/datasheet/upload/2023/07/19/0421058.pdf | https://www.unikeyic.com/products/specialty-terminal-blocks/0421058/19195225.html
0421061 | PHOENIX CONTACT | 50: 2.4513 | Phoenix Terminal block, AKG 4 BU-EXseries, single layer, Blue, Screw-down terminations | [7 empty] | 41 A |  |  |  | - | - | Blue |  |  | 0.933" (23.70mm) |  | - | - |  | 1 (Unlimited) |  | Bus Bar | 1 | 1 |  | - | Bulk | [8 empty] | CLIPLINE AKG | - | 7.0mm | Screw | [5 empty] | - | 0.5-6mm² |  |  | 50 | https://www.unikeyic.com/media/datasheet/d8/4b/1554/d8/30544f1d8fc20ef108e9f180fc13258c.pdf | https://www.unikeyic.com/products/specialty-terminal-blocks/0421061/19063697.html
0423014 | PHOENIX CONTACT | 50: 1.2287 | Phoenix Terminal block, screw termination, 1.5 → 16 mm²wire_gauge, 76A, 300 V | [7 empty] | 76 A | 65 A |  |  | - | - | Blue |  |  | 0.933" (23.70mm) |  | Polyamide (PA), Nylon | UL94 V-2 |  | Not Applicable |  | Bus Bar | 1 | 1 |  | - | Bulk | [8 empty] | CLIPLINE AKG | 16mm | 9.8mm | Screw |  |  |  | 300 V |  | 6-18 AWG | 1.5-16mm² |  |  | 638 | https://www.unikeyic.com/media/datasheet/f7/ae/e59a/f7aee59a4fad07ce10790ddded84a1e3.pdf | https://www.unikeyic.com/products/specialty-terminal-blocks/0423014/10053145.html
0423027 | PHOENIX CONTACT | 1: 0.6643 | Phoenix Terminal block, surface mount, screw termination, 1.5 → 16 mm²wire_gauge, 76A, 300 V | [7 empty] | 76 A | 65 A |  |  | - | - | Green, Yellow |  |  | 0.933" (23.70mm) |  | Polyamide (PA), Nylon | UL94 V-2 |  | Not Applicable |  | Bus Bar | 1 | 1 |  | - | Bulk | [8 empty] | CLIPLINE AKG | 16mm | 9.8mm | Screw |  |  |  | 300 V |  | 6-18 AWG | 1.5-16mm² |  |  | 50 | https://www.unikeyic.com/media/datasheet/c8/3a/d1b7/c8/fc18a1a47b801bb2258fbda8e7f603b0.pdf | https://www.unikeyic.com/products/specialty-terminal-blocks/0423027/21713742.html
0423030 | PHOENIX CONTACT | 50: 1.2287 | [8 empty] | 76 A | 65 A |  |  | - | - | Black |  |  | 0.933" (23.70mm) |  | Polyamide (PA), Nylon | UL94 V-2 |  | Not Applicable |  | Bus Bar | 1 | 1 |  | - | Bulk | [8 empty] | CLIPLINE AKG | 16mm | 9.8mm | Screw |  |  |  | 300 V |  | 6-18 AWG | 1.5-16mm² |  |  | 3181 | https://www.unikeyic.com/media/datasheet/9f/8e/806d/9f/a25576dbd7f8e2dd2e2ff6a24af209a2.pdf | https://www.unikeyic.com/products/specialty-terminal-blocks/0423030/3878706.html
0423043 | PHOENIX CONTACT | 1: 1.8115 | [8 empty] | 76 A | 65 A |  |  | - | - | Gray |  |  | 0.933" (23.70mm) |  | Polyamide (PA), Nylon | UL94 V-2 |  | 1 (Unlimited) |  | Bus Bar | 1 | 1 |  | - | Bulk |  |  |  |  | 3608302 |  |  |  | CLIPLINE AKG | 16mm | 9.8mm | Screw |  |  |  | 300 V |  | 6-18 AWG | 1.5-16mm² |  |  | 5000 | https://www.unikeyic.com/media/datasheet/8c/af/9078/8c/29ae2a038ad16cb045b43d23e30d95ee.pdf | https://www.unikeyic.com/products/specialty-terminal-blocks/0423043/10427530.html
0424013 | PHOENIX CONTACT | 25: 4.928 | Phoenix Contact Terminal Block, AKG 35 BU Series, Single Layer, Blue | [7 empty] | 125 A | 115 A |  |  | - | - | Blue |  |  | 1.063" (27.00mm) |  | Polyamide (PA), Nylon | UL94 V-2 |  | 1 (Unlimited) |  | Bus Bar | 1 | 1 |  | - | Bulk | [8 empty] | CLIPLINE AKG | 16mm | 14.3mm | Screw |  |  |  | 300 V |  | 2-18 AWG | 2.5-35mm² |  |  | 83 | https://www.unikeyic.com/media/datasheet/upload/2023/07/19/0424013.pdf | https://www.unikeyic.com/products/specialty-terminal-blocks/0424013/2783893.html
0424039 | PHOENIX CONTACT | 50: 2.2087 500: 2.1617 | Phoenix Terminal block, AKG 35 BKseries, single layer, Black, Screw-down terminations | [7 empty] | 125 A | 115 A |  |  | - | - | Black |  |  | 1.063" (27.00mm) |  | Polyamide (PA), Nylon | UL94 V-2 |  | 1 (Unlimited) |  | Bus Bar | 1 | 1 |  | - | Bulk | [8 empty] | CLIPLINE AKG | 16mm | 14.3mm | Screw |  |  |  | 300 V |  | 2-18 AWG | 2.5-35mm² |  |  | 5000 | https://www.unikeyic.com/media/datasheet/upload/2023/07/19/0424039.pdf | https://www.unikeyic.com/products/specialty-terminal-blocks/0424039/22875443.html
0448360000 | Weidmüller | 1: 12.857 10: 7.942 20: 7.1604 60: 6.8364 100: 6.4908 260: 5.8536 500: 5.5836 1,000: 5.4324 |  | Industrial | [9 empty] | 0448360000 Weidmüller | [6 empty] | 47.5mm(Length)*16.4mm(height) |  |  |  |  | DIN rail mounting |  |  |  | -50℃~120℃ | [5 empty] | On sale |  |  | bulk | [14 empty] | 141 | https://www.unikeyic.com/media/datasheet/2b/5d/5468/2b/496ccb42eb77cb53138f01ab07f3b996.pdf | https://www.unikeyic.com/products/specialty-terminal-blocks/0448360000/22207875.html
0636620000 | Weidmüller | 1: 49.775 10: 38.2536 20: 38.0376 50: 36.3528 100: 35.0028 200: 33.7068 | [11 empty] | 0636620000 Weidmüller | [6 empty] | 84mm(Length) |  |  |  |  | DIN rail mounting |  |  |  | -60℃~130℃ | [5 empty] | On sale |  |  | bulk | [14 empty] | 2 | https://www.unikeyic.com/media/datasheet/ec/53/115f/ec/1915b3cdc1fa0dabdb9fc63fcb8d06f3.pdf | https://www.unikeyic.com/products/specialty-terminal-blocks/0636620000/28976739.html
0637120000 | Weidmüller | 4: 30.25 10: 28.006 | [11 empty] | 0637120000 Weidmüller | [6 empty] | 87mm(Length) |  |  |  |  | DIN rail mounting |  |  |  | -60℃~130℃ | [5 empty] | On sale |  |  | bulk | [14 empty] | 10 | https://www.unikeyic.com/media/datasheet/48/f5/c4b2/48/7cd64c6f51819b95763a0ca97170177b.pdf | https://www.unikeyic.com/products/specialty-terminal-blocks/0637120000/25477612.html
0637420000 | Weidmüller | 1: 42.7464 10: 30.9172 30: 27.3503 50: 26.0673 100: 24.6434 250: 23.2199 500: 22.4164 | TERM BLK 2POS BEIGE | [10 empty] | 0637420000 Weidmüller | [6 empty] | 80mm(Length) |  |  |  |  | DIN rail mounting |  |  |  | -60℃~130℃ | [5 empty] | On sale |  |  | bulk | [14 empty] | 10 | https://www.unikeyic.com/media/datasheet/8e/a0/8d0b/8ea08d0b6394e099a0913ed6155a081e.pdf | https://www.unikeyic.com/products/specialty-terminal-blocks/0637420000/17044409.html
0638120000 | Weidmüller | 2: 62.645 | Insertion Tool For Rectangular Contacts 22-30 AWG | [10 empty] | 0638120000 Weidmüller | [6 empty] | 122mm(Length) |  |  |  |  | DIN rail mounting |  |  |  | -60℃~130℃ | [5 empty] | On sale |  |  | bulk | [14 empty] | 2 | https://www.unikeyic.com/media/datasheet/e9/bf/d87b/e9/ab2511c4110c8eb3bb056c4dc0469ef4.pdf | https://www.unikeyic.com/products/specialty-terminal-blocks/0638120000/4382213.html
0702997 | PHOENIX CONTACT | 10: 13.5489 | Phoenix Contact DINGuide rail, 40mmlong x 12mmwide | [7 empty] | 125 A |  |  |  | - | - | - |  |  | 1.575" (40.01mm) |  | - | - |  | 1 (Unlimited) |  | Bus Bar | 1 | 1 |  | - | Bulk |  |  |  |  | 2514930 |  |  |  | CLIPLINE AZK | 15mm | 12.0mm | Screw | [5 empty] | 2-18 AWG | 0.75-35mm² |  |  | 280 | https://www.unikeyic.com/media/datasheet/upload/2023/07/19/0702997.pdf | https://www.unikeyic.com/products/specialty-terminal-blocks/0702997/8047559.html
0708784 | PHOENIX CONTACT | 50: 2.6868 500: 2.6296 | Pluggable terminal blocks DFK-MSTB 2,5/ 2-G- 5,08 AU | [50 empty] | 5000 | https://www.unikeyic.com/media/about_us/Unikey_ISO_9001_Certification.pdf | https://www.unikeyic.com/products/specialty-terminal-blocks/0708784/16342930.html
0709518 | PHOENIX CONTACT | 50: 5.2584 500: 5.1465 | Pluggable terminal blocks DFK-MSTB 2,5/ 5-G- 5,08 BK | [10 empty] | 0709518 PHOENIX CONTACT | [39 empty] | 5000 | https://www.unikeyic.com/media/datasheet/upload/2023/07/19/0709518.pdf | https://www.unikeyic.com/products/specialty-terminal-blocks/0709518/29310313.html
0710112 | PHOENIX CONTACT | 50: 9.3897 500: 9.1899 | Pluggable terminal blocks DFK-MSTB 2,5/11-GF | [17 empty] | 17.5mm*65mm*38.3mm | [32 empty] | 5000 | https://www.unikeyic.com/media/about_us/Unikey_ISO_9001_Certification.pdf | https://www.unikeyic.com/products/specialty-terminal-blocks/0710112/599111.html
0717050 | PHOENIX CONTACT | 50: 4.9513 500: 4.846 | Phoenix Contact Straight-through terminal block HDFK 10-VP/Zseries, 2road, screw termination, grey | Industrial | [9 empty] | 0717050 PHOENIX CONTACT | [6 empty] | 42.8mm(Length)*10.1mm(width) | [8 empty] | -40℃~100℃ | [23 empty] | 5000 | https://www.unikeyic.com/media/datasheet/3d/89/a3ed/3d/087d0253dbea87237fb91e3d7d53eaef.pdf | https://www.unikeyic.com/products/specialty-terminal-blocks/0717050/29437898.html
0810012 | PHOENIX CONTACT | 10: 13.3919 100: 13.107 | Phoenix Grounded modular terminal blocks, BSLK 16series, single layer, silvery, Screw-down terminations | [7 empty] | 82 A |  |  |  | - | 1.634" (41.50mm) | - |  |  | 1.969" (50.00mm) |  | - | - |  | 1 (Unlimited) |  | DIN Rail | 1 | 2 |  | - | Bulk |  |  |  |  | 4472886 |  |  |  | CLIPLINE BSLK | 7mm | 8.0mm | Screw | [5 empty] | 6-20 AWG | 0.5-16mm² |  |  | 1000 | https://www.unikeyic.com/media/datasheet/upload/2023/07/19/0810012.pdf | https://www.unikeyic.com/products/specialty-terminal-blocks/0810012/12038776.html
0987 RZ TC06 | Marathon Special | 1: 20.9784 10: 20.6038 25: 20.2292 100: 20.2292 250: 20.2292 500: 20.2292 | Heavy Duty Terminal Block Connector, 12 POS, 12.07mm, Screw, Cable Mount, 50A | [10 empty] | 0987 RZ TC06 Marathon Special | [6 empty] | 25.8mm(height) |  |  |  |  | wire mounting |  |  |  | 105℃(max) | [23 empty] | 29 | https://www.unikeyic.com/media/datasheet/b2/f2/f512/b2/6168d64baaa6bcfa654d33d172cd6753.pdf | https://www.unikeyic.com/products/specialty-terminal-blocks/0987-rz-tc06/10529893.html
1010680000 | Weidmüller | 50: 2.332 | Conn Modular Term Blk 1 Pos Screw ST T DIN Rail 25A | Industrial | [9 empty] | 1010680000 Weidmüller | [6 empty] | 60mm(Length) |  |  |  |  | DIN rail mounting |  |  |  | -50℃~120℃ | [5 empty] | On sale |  |  | bulk | [14 empty] | 68 | https://www.unikeyic.com/media/datasheet/6f/ff/faa0/6ffffaa0dd7ac48f4391d740de48160e.pdf | https://www.unikeyic.com/products/specialty-terminal-blocks/1010680000/23425964.html
1010880000 | Weidmüller | 100: 5.3643 250: 4.935 500: 4.6883 1,000: 4.4953 | TERM BLK 2POS BLUE | Industrial | [9 empty] | 1010880000 Weidmüller | [6 empty] | 60mm(Length)*7.9mm(height) |  |  |  |  | DIN rail mounting |  |  |  | -50℃~120℃ | [5 empty] | On sale |  |  | bulk | [14 empty] | 100 | https://www.unikeyic.com/media/datasheet/b9/d4/cb43/b9/e990f7f472fa89fcabf6891182c5e437.pdf | https://www.unikeyic.com/products/specialty-terminal-blocks/1010880000/24548925.html
1010980000 | Weidmüller | 1: 9.6183 | Weidmuller 1010980000 | Industrial | [9 empty] | 1010980000 Weidmüller | [6 empty] | 60mm(Length)*9.9mm(height) |  |  |  |  | DIN rail mounting |  |  |  | -50℃~120℃ | [5 empty] | On sale |  |  | bulk | [14 empty] | 55 | https://www.unikeyic.com/media/datasheet/a2/c5/d47a/a2/89817fe6b7cdcff904d0b7ac7c5b706f.pdf | https://www.unikeyic.com/products/specialty-terminal-blocks/1010980000/21703424.html
1015247 | PHOENIX CONTACT | 10: 0.7089 | 7 、、0.098" (2.50mm)、、180°、 (Inline) |  |  |  | White | - |  |  | 6A | 5 A |  |  | - |  |  | Polyamide (PA), Nylon | 0.197" (5.00mm) |  |  |  | UL94 V-0 |  | Not Applicable |  | Free Hanging (In-Line) | 1 | 7 |  | -40°C | Bulk | 0.098" (2.50mm) | 180° | 7 |  | 9771219 |  |  | - | COMBICON PTCM |  |  | Crimp | - |  | 160 V | 150 V |  | 18-22 AWG | 0.14-0.75mm² | 4.1-4.5mm |  | 89 | https://www.unikeyic.com/media/datasheet/85/ce/9b43/85ce9b4331d9d061ea6b90cfbebd04e4.pdf | https://www.unikeyic.com/products/specialty-terminal-blocks/1015247/3689253.html
1015782 | PHOENIX CONTACT | 10: 11.88 | [51 empty] | 22 | https://www.unikeyic.com/media/about_us/Unikey_ISO_9001_Certification.pdf | https://www.unikeyic.com/products/specialty-terminal-blocks/1015782/21846806.html
1019000000 | Weidmüller | 1: 14.9378 | Weidmuller 1019000000 | Industrial | [9 empty] | 1019000000 Weidmüller | [6 empty] | 60mm(Length) |  |  |  |  | DIN rail mounting |  |  |  | -50℃~120℃ | [5 empty] | On sale |  |  | bulk | [14 empty] | 4 | https://www.unikeyic.com/media/datasheet/1f/05/4d36/1f/012ecde9bca7645fb30d95a3638d5977.pdf | https://www.unikeyic.com/products/specialty-terminal-blocks/1019000000/32121016.html
1019563 | PHOENIX CONTACT | 10: 2.7745 | Phoenix Contact Junction Box, 6-Way, 26 → 14 AWG | [7 empty] | 24 A | 5 A |  |  | Block of 3 | 0.854" (21.70mm) | Gray |  |  | 1.126" (28.60mm) |  | Polyamide (PA), Nylon | UL94 V-0 |  | 1 (Unlimited) |  | Direct Mount | 1 | 6 |  | -60°C ~ 105°C | Bulk | [8 empty] | CLIPLINE PTVFIX | 12mm | 15.7mm | Push In, Spring |  |  | 450 V | 600 V |  | 12-26 AWG | - |  |  | 300 | https://www.unikeyic.com/media/about_us/Unikey_ISO_9001_Certification.pdf | https://www.unikeyic.com/products/specialty-terminal-blocks/1019563/22702131.html
1019567 | PHOENIX CONTACT | 1: 1.9507 | Phoenix Contact Junction Box, 6-Way, 26 → 14 AWG | [7 empty] | 24 A | 5 A |  |  | Block of 3 | 0.854" (21.70mm) | Green |  |  | 1.126" (28.60mm) |  | Polyamide (PA), Nylon | UL94 V-0 |  | 1 (Unlimited) |  | Direct Mount | 1 | 6 |  | -60°C ~ 105°C | Bulk | [8 empty] | CLIPLINE PTVFIX | 8mm ~ 10mm | 15.7mm | Push In, Spring |  |  | 450 V | 600 V |  | 12-26 AWG | - |  |  | 57 | https://www.unikeyic.com/media/about_us/Unikey_ISO_9001_Certification.pdf | https://www.unikeyic.com/products/specialty-terminal-blocks/1019567/4550130.html
1019569 | PHOENIX CONTACT | 10: 2.7745 | Phoenix Contact Junction Box, 6-Way, 26→14 AWG Wire Size | [7 empty] | 24 A | 5 A |  |  | Block of 3 | 0.854" (21.70mm) | Black |  |  | 1.126" (28.60mm) |  | Polyamide (PA), Nylon | UL94 V-0 |  | 1 (Unlimited) |  | Direct Mount | 1 | 6 |  | -60°C ~ 105°C | Bulk | [8 empty] | CLIPLINE PTVFIX | 8mm ~ 10mm | 15.7mm | Push In, Spring |  |  | 450 V | 600 V |  | 12-26 AWG | - |  |  | 70 | https://www.unikeyic.com/media/about_us/Unikey_ISO_9001_Certification.pdf | https://www.unikeyic.com/products/specialty-terminal-blocks/1019569/21464630.html
1019573 | PHOENIX CONTACT | 10: 5.5478 | Phoenix Contact Terminal Block, 12-Pos, 26-14 AWG | [7 empty] | 24 A | 5 A |  |  | Block of 6 | 0.854" (21.70mm) | Blue |  |  | 1.126" (28.60mm) |  | Polyamide (PA), Nylon | UL94 V-0 |  | 1 (Unlimited) |  | Direct Mount | 1 | 12 |  | -60°C ~ 105°C | Bulk | [8 empty] | CLIPLINE PTVFIX | 8mm ~ 10mm | 31.1mm | Push In, Spring |  |  | 450 V | 600 V |  | 12-26 AWG | - |  |  | 10 | https://www.unikeyic.com/media/about_us/Unikey_ISO_9001_Certification.pdf | https://www.unikeyic.com/products/specialty-terminal-blocks/1019573/25074257.html
1019577 | PHOENIX CONTACT | 1: 5.6845 | Phoenix Contact Junction Box, 18-way, 26-14 AWG Wire Gauge | [7 empty] | 24 A | 5 A |  |  | Block of 9 | 0.854" (21.70mm) | Gray |  |  | 1.126" (28.60mm) |  | Polyamide (PA), Nylon | UL94 V-0 |  | 1 (Unlimited) |  | Direct Mount | 1 | 18 |  | -60°C ~ 105°C | Bulk | [8 empty] | CLIPLINE PTVFIX | 8mm ~ 10mm | 46.6mm | Push In, Spring |  |  | 450 V | 600 V |  | 12-26 AWG | - |  |  | 19 | https://www.unikeyic.com/media/about_us/Unikey_ISO_9001_Certification.pdf | https://www.unikeyic.com/products/specialty-terminal-blocks/1019577/9917248.html
1019608 | PHOENIX CONTACT | 10: 6.4394 | Phoenix Contact Junction Box, 13-Way, 26→14 AWG | [7 empty] | 24 A | 5 A |  |  | Block of 6 | 0.854" (21.70mm) | Gray |  |  | 1.126" (28.60mm) |  | Polyamide (PA), Nylon | UL94 V-0 |  | 1 (Unlimited) |  | Direct Mount | 1 | 13 |  | -60°C ~ 105°C | Bulk | [8 empty] | CLIPLINE PTVFIX | 12mm | 41.5mm | Push In, Spring |  |  | 450 V | 600 V |  | 8-20 AWG | - |  |  | 20 | https://www.unikeyic.com/media/about_us/Unikey_ISO_9001_Certification.pdf | https://www.unikeyic.com/products/specialty-terminal-blocks/1019608/22673859.html
1019609 | PHOENIX CONTACT | 1: 4.422 | Phoenix Contact Junction Box, 13-Way, 26-14 AWG Wire Gauge | [7 empty] | 24 A | 5 A |  |  | Block of 6 | 0.854" (21.70mm) | Blue |  |  | 1.126" (28.60mm) |  | Polyamide (PA), Nylon | UL94 V-0 |  | 1 (Unlimited) |  | Direct Mount | 1 | 13 |  | -60°C ~ 105°C | Bulk | [8 empty] | CLIPLINE PTVFIX | 12mm | 41.5mm | Push In, Spring |  |  | 450 V | 600 V |  | 8-20 AWG | - |  |  | 18 | https://www.unikeyic.com/media/about_us/Unikey_ISO_9001_Certification.pdf | https://www.unikeyic.com/products/specialty-terminal-blocks/1019609/26348675.html
1019611 | PHOENIX CONTACT | 10: 6.4394 | Phoenix Contact Junction Box, 13-Way, 26-14 AWG Wire Gauge | [7 empty] | 24 A | 5 A |  |  | Block of 6 | 0.854" (21.70mm) | Green |  |  | 1.126" (28.60mm) |  | Polyamide (PA), Nylon | UL94 V-0 |  | 1 (Unlimited) |  | Direct Mount | 1 | 13 |  | -60°C ~ 105°C | Bulk | [8 empty] | CLIPLINE PTVFIX | 12mm | 41.5mm | Push In, Spring |  |  | 450 V | 600 V |  | 8-20 AWG | - |  |  | 20 | https://www.unikeyic.com/media/about_us/Unikey_ISO_9001_Certification.pdf | https://www.unikeyic.com/products/specialty-terminal-blocks/1019611/18132496.html
1028071 | PHOENIX CONTACT | 1: 0.7942 | Distribution block, Basic terminal block, nom. voltage: 450 V, nominal current: 24 A, connection method: Push-in connection | [7 empty] | 24 A | 5 A |  |  | - | 0.854" (21.70mm) | Green |  |  | 1.126" (28.60mm) |  | Polyamide (PA), Nylon | UL94 V-0 |  | Not Applicable |  | Direct Mount | 1 | 2 |  | - | Bulk |  |  |  |  | 9765275 |  |  |  | CLIPLINE PTFIX | 8mm ~ 10mm | 5.2mm | Push In, Spring |  |  | 450 V | 600 V |  | 12-26 AWG | 0.14-4mm² |  |  | 243 | https://www.unikeyic.com/media/datasheet/56/b4/9263/56b492638afb8bc9e8ec90a6cbad297e.pdf | https://www.unikeyic.com/products/specialty-terminal-blocks/1028071/31323848.html
1028075 | PHOENIX CONTACT | 1: 0.7942 | TERM BLK 2POS VIOLET | [7 empty] | 24 A | 5 A |  |  | - | 0.854" (21.70mm) | Violet |  |  | 1.126" (28.60mm) |  | Polyamide (PA), Nylon | UL94 V-0 |  | Not Applicable |  | Direct Mount | 1 | 2 |  | - | Bulk | [8 empty] | CLIPLINE PTFIX | 8mm ~ 10mm | 5.2mm | Push In, Spring |  |  | 450 V | 600 V |  | 12-26 AWG | 0.14-4mm² |  |  | 165 | https://www.unikeyic.com/media/datasheet/49/93/8f27/49/f7202ad23d25f3efe3882616394974e6.pdf | https://www.unikeyic.com/products/specialty-terminal-blocks/1028075/2611179.html
1028077 | PHOENIX CONTACT | 1: 0.7942 | Distribution block, Basic terminal block, nom. voltage: 450 V, nominal current: 24 A, connection method: Push-in connection | [7 empty] | 24 A | 5 A |  |  | - | 0.854" (21.70mm) | Orange |  |  | 1.126" (28.60mm) |  | Polyamide (PA), Nylon | UL94 V-0 |  | Not Applicable |  | Direct Mount | 1 | 2 |  | - | Bulk | [8 empty] | CLIPLINE PTFIX | 8mm ~ 10mm | 5.2mm | Push In, Spring |  |  | 450 V | 600 V |  | 12-26 AWG | 0.14-4mm² |  |  | 215 | https://www.unikeyic.com/media/datasheet/e8/ab/cc1b/e8/94e19dc20ac6138bbc9c0aa422c02308.pdf | https://www.unikeyic.com/products/specialty-terminal-blocks/1028077/34414575.html
1028300000 | Weidmüller | 10: 23.9169 30: 21.0732 50: 20.0464 100: 18.9037 250: 17.7584 500: 17.1106 | Conn Feed-Through Terminal Block 2 POS Screw ST T DIN Rail 115A | Industrial | [9 empty] | 1028300000 Weidmüller | [6 empty] | 107mm(Length)*27mm(height) |  |  |  |  | DIN rail mounting |  |  |  | -50℃~120℃ | [5 empty] | On sale |  |  | bulk | [14 empty] | 15 | https://www.unikeyic.com/media/datasheet/8e/3f/cfec/8e/c1b1f263dd03cc1a82bd9f6b7940b822.pdf | https://www.unikeyic.com/products/specialty-terminal-blocks/1028300000/3796729.html
1028362 | PHOENIX CONTACT | 1: 1.0268 | Phoenix Contact 1028362 | [7 empty] | 32 A | 32 A |  |  | - | 0.854" (21.70mm) | Red |  |  | 1.126" (28.60mm) |  | Polyamide (PA), Nylon | UL94 V-0 |  | Not Applicable |  | Direct Mount | 1 | 2 |  | -60°C ~ 105°C | Bulk | [8 empty] | CLIPLINE PTFIX | 10mm ~ 12mm | 6.2mm | Push In, Spring |  |  | 800 V | 600 V |  | 10-24 AWG | 0.2-6mm² |  |  | 45 | https://www.unikeyic.com/media/datasheet/c4/86/2af1/c4862af1838b37101f7b2c09d9fe2359.pdf | https://www.unikeyic.com/products/specialty-terminal-blocks/1028362/27830669.html
1028400000 | Weidmüller | 1: 5.5371 |  | Industrial | [9 empty] | 1028400000 Weidmüller | [6 empty] | 132mm(Length)*32mm(height) |  |  |  |  | DIN rail mounting |  |  |  | -50℃~120℃ | [5 empty] | On sale | [17 empty] | 4 | https://www.unikeyic.com/media/datasheet/26/94/3128/26/f67e2e835c3a89e0e809ed2db01dd5a9.pdf | https://www.unikeyic.com/products/specialty-terminal-blocks/1028400000/33464192.html
1028480000 | Weidmüller | 10: 32.413 30: 28.7006 50: 27.367 100: 25.8874 250: 24.4088 | TERM BLK 2POS BLUE | Industrial | [9 empty] | 1028480000 Weidmüller | [6 empty] | 132mm(Length) |  |  |  |  | DIN rail mounting |  |  |  | -50℃~120℃ | [5 empty] | On sale |  |  | bulk | [14 empty] | 10 | https://www.unikeyic.com/media/datasheet/0a/d8/2f5b/0ad82f5b5dccdea087a5205b4eaa401c.pdf | https://www.unikeyic.com/products/specialty-terminal-blocks/1028480000/1337410.html
1028600000 | Weidmüller | 1: 78.3864 12: 56.6541 28: 52.1555 52: 49.582 100: 47.4018 | Conn Feed-Through Terminal Block 2 POS Screw T DIN Rail | Industrial | [9 empty] | 1028600000 Weidmüller | [6 empty] | 163mm(Length) |  |  |  |  | DIN rail mounting |  |  |  | -50℃~120℃ | [5 empty] | On sale |  | Compliant | bulk | [14 empty] | 4 | https://www.unikeyic.com/media/datasheet/4f/f9/661c/4ff9661c088e21f78a50215922294ccf.pdf | https://www.unikeyic.com/products/specialty-terminal-blocks/1028600000/3855188.html
1028700000 | Weidmüller | 1: 57.1359 | Weidmuller 1028700000 Stud Terminal | Industrial | [9 empty] | 1028700000 Weidmüller | [6 empty] | 163mm(Length) |  |  |  |  | DIN rail mounting |  |  |  | -50℃~120℃ | [5 empty] | On sale |  | Compliant | bulk | [14 empty] | 114 | https://www.unikeyic.com/media/datasheet/4f/f0/cede/4f/89f4a8245fb15aa211da3244d48b9ddc.pdf | https://www.unikeyic.com/products/specialty-terminal-blocks/1028700000/10019320.html
1029300000 | Weidmüller | 1: 6.2513 100: 5.9012 1,000: 5.8012 |  | Industrial | [9 empty] | 1029300000 Weidmüller | [6 empty] | 107mm(Length)*27mm(height) |  |  |  |  | DIN rail mounting |  |  |  | -50℃~120℃ | [5 empty] | On sale |  |  | bulk | [14 empty] | 175 | https://www.unikeyic.com/media/datasheet/9b/cc/d07d/9b/af946e1789900afb2b271d186f0511bd.pdf | https://www.unikeyic.com/products/specialty-terminal-blocks/1029300000/32375349.html
1029400000 | Weidmüller | 1: 44.3795 | Weidmuller 1029400000 | Industrial | [9 empty] | 1029400000 Weidmüller | [6 empty] | 132mm(Length)*32mm(height) |  |  |  |  | DIN rail mounting |  |  |  | -50℃~120℃ | [5 empty] | On sale |  |  | bulk | [14 empty] | 18 | https://www.unikeyic.com/media/datasheet/70/56/c7e1/70/01ec3bae7571f8d88f37967b09083409.pdf | https://www.unikeyic.com/products/specialty-terminal-blocks/1029400000/34996101.html
1029500000 | Weidmüller | 1: 56.991 12: 46.0188 28: 44.5608 52: 42.12 100: 40.3164 | Conn Feed-Through Terminal Block 2 POS Screw T DIN Rail | Industrial | [16 empty] | 132mm(Length) |  |  |  |  | DIN rail mounting |  |  |  | -50℃~120℃ | [5 empty] | On sale |  |  | bulk | [14 empty] | 8 | https://www.unikeyic.com/media/about_us/Unikey_ISO_9001_Certification.pdf | https://www.unikeyic.com/products/specialty-terminal-blocks/1029500000/17722380.html
1029700000 | Weidmüller | 1: 87.8534 | Weidmuller 1029700000 | Industrial | [9 empty] | 1029700000 Weidmüller | [6 empty] | 163mm(Length) |  |  |  |  | DIN rail mounting |  |  |  | -50℃~120℃ | [5 empty] | On sale |  |  | bulk | [14 empty] | 186 | https://www.unikeyic.com/media/datasheet/1f/a1/0c0a/1f/dc556f947f358bf438ded079c7209179.pdf | https://www.unikeyic.com/products/specialty-terminal-blocks/1029700000/6753542.html
1039700000 | Weidmüller | 10: 2.5463 25: 2.2814 50: 2.2814 100: 2.2407 250: 2.2407 500: 2.2 1,000: 2.2 | Conn Feed-Through Modular Terminal Block Screw T DIN Rail 10A | [22 empty] | DIN rail mounting | [27 empty] | 96 | https://www.unikeyic.com/media/about_us/Unikey_ISO_9001_Certification.pdf | https://www.unikeyic.com/products/specialty-terminal-blocks/1039700000/31001045.html
1043710 | PHOENIX CONTACT | 500: 5.8601 | Phoenix Contact 0.8mmpitch12pSingle row female shielding SMD female connector, FP 0.8series, Straight, surface mount |  |  |  |  | Copper Alloy |  |  |  |  | 1.7A |  | Solder Retention |  |  |  | 0.215" (5.45mm) |  |  |  | UL94 V-0 |  |  |  | Surface Mount |  | 12 |  | -55°C ~ 125°C | Bulk |  |  |  |  | 17939414 |  |  |  | COMBICON FP | [12 empty] | 802 | https://www.unikeyic.com/media/about_us/Unikey_ISO_9001_Certification.pdf | https://www.unikeyic.com/products/specialty-terminal-blocks/1043710/9374524.html
1045937 | PHOENIX CONTACT | 50: 0.9032 | Phoenix Contact 1045937 | [7 empty] | 17.5 A | 20 A |  |  | - | 0.697" (17.70mm) | Black |  |  | 0.850" (21.60mm) |  | Polyamide (PA), Nylon | UL94 V-0 |  |  |  | Direct Mount | 1 | 2 |  | -60°C ~ 105°C | Bulk |  |  |  |  | 17937714 |  |  |  | CLIPLINE PTFIX | 8mm ~ 10mm | 4.2mm | Push In, Spring |  |  | 450 V | 500 V |  | 12-26 AWG | 0.14-2.5mm² |  |  | 500 | https://www.unikeyic.com/media/datasheet/3f/84/692b/3f84692b2e0d6f0d9b950583cf0ad6fd.pdf | https://www.unikeyic.com/products/specialty-terminal-blocks/1045937/18959861.html
1046612 | PHOENIX CONTACT | 1: 1.4698 | TERM BLK 4POS YELLOW | [7 empty] | 17.5 A | 20 A |  |  | - | 0.697" (17.70mm) | Yellow |  |  | 0.850" (21.60mm) |  | Polyamide (PA), Nylon | UL94 V-0 |  |  |  | Direct Mount | 1 | 4 |  | -60°C ~ 105°C | Bulk | [8 empty] | CLIPLINE PTFIX | 8mm ~ 10mm | 8.3mm | Push In, Spring |  |  | 450 V | 500 V |  | 12-26 AWG | 0.14-2.5mm² |  |  | 121 | https://www.unikeyic.com/media/datasheet/64/6c/ae6f/646cae6f93886808f59183f087ab0ee7.pdf | https://www.unikeyic.com/products/specialty-terminal-blocks/1046612/27122136.html
1046615 | PHOENIX CONTACT | 1: 1.4698 | TERM BLK 4POS WHITE | [7 empty] | 17.5 A | 20 A |  |  | - | 0.697" (17.70mm) | White |  |  | 0.850" (21.60mm) |  | Polyamide (PA), Nylon | UL94 V-0 |  |  |  | Direct Mount | 1 | 4 |  | -60°C ~ 105°C | Bulk | [8 empty] | CLIPLINE PTFIX | 8mm ~ 10mm | 8.3mm | Push In, Spring |  |  | 450 V | 500 V |  | 12-26 AWG | 0.14-2.5mm² |  |  | 253 | https://www.unikeyic.com/media/datasheet/41/09/4ff5/41094ff5546393cef961156662cbab45.pdf | https://www.unikeyic.com/products/specialty-terminal-blocks/1046615/2781029.html
1047469 | PHOENIX CONTACT | 1: 3.6293 | TERM BLK 7POS BROWN | [7 empty] | 17.5 A | 30 A |  |  | Block of 3 | 0.697" (17.70mm) | Brown |  |  | 0.850" (21.60mm) |  | Polyamide (PA), Nylon | UL94 V-0 |  |  |  | Direct Mount | 1 | 7 |  | -60°C ~ 105°C | Bulk | [8 empty] | CLIPLINE PTFIX | 8mm ~ 10mm | 19.0mm | Push In, Spring |  |  | 450 V | 300 V |  | 10-24 AWG | 0.14-2.5mm² |  |  | 34 | https://www.unikeyic.com/media/datasheet/6f/28/4844/6f2848447fa35f053c8b3d6ce13cfd0b.pdf | https://www.unikeyic.com/products/specialty-terminal-blocks/1047469/2649265.html
1047470 | PHOENIX CONTACT | 20: 3.3435 | Phoenix Contact 1047470 | [7 empty] | 17.5 A | 30 A |  |  | Block of 3 | 0.697" (17.70mm) | Green |  |  | 0.850" (21.60mm) |  | Polyamide (PA), Nylon | UL94 V-0 |  |  |  | Direct Mount | 1 | 7 |  | -60°C ~ 105°C | Bulk | [8 empty] | CLIPLINE PTFIX | 8mm ~ 10mm | 19.0mm | Push In, Spring |  |  | 450 V | 300 V |  | 10-24 AWG | 0.14-2.5mm² |  |  | 120 | https://www.unikeyic.com/media/datasheet/89/ce/0bc6/89ce0bc612a76b49121f2ce1c8643fa1.pdf | https://www.unikeyic.com/products/specialty-terminal-blocks/1047470/29176248.html
1052680000 | Weidmüller | 1: 24.0948 10: 20.4768 25: 19.1946 50: 18.2786 100: 17.4066 250: 16.3179 500: 15.54 | Accessories, Test Adapter, 6 A | [50 empty] | 5 | https://www.unikeyic.com/media/about_us/Unikey_ISO_9001_Certification.pdf | https://www.unikeyic.com/products/specialty-terminal-blocks/1052680000/11576768.html
1071055 | PHOENIX CONTACT | 1: 5.508 10: 4.5176 | PCB TERMINAL BLOCK, NOMINAL CURR |  |  | - | Green |  | Copper Alloy - Tin Plated | [5 empty] | Interlocking (Side) |  |  | Polyamide (PA), Nylon | [5 empty] | 45° (135°) Angle with Board | 1 (Unlimited) |  | Through Hole | 1 |  |  | -40°C ~ 100°C | Tray | 0.197" (5.00mm) |  | 9 | [5 empty] | COMBICON SPTAF |  |  |  | - |  |  |  | 16-24 AWG |  |  |  | Screwless - Leg Spring, Push-In Spring | 60 | https://www.unikeyic.com/media/datasheet/bd/bf/bf11/bdbfbf112a4f83910d688b0eb47b08e8.pdf | https://www.unikeyic.com/products/specialty-terminal-blocks/1071055/10029901.html
1071059 | PHOENIX CONTACT | 1: 6.534 10: 5.521 | PCB TERMINAL BLOCK, NOMINAL CURR |  |  | - | Green |  | Copper Alloy - Tin Plated | [5 empty] | Interlocking (Side) |  |  | Polyamide (PA), Nylon | [5 empty] | 45° (135°) Angle with Board | 1 (Unlimited) |  | Through Hole | 1 |  |  | -40°C ~ 100°C | Tray | 0.197" (5.00mm) |  | 11 | [5 empty] | COMBICON SPTAF |  |  |  | - |  |  |  | 16-24 AWG |  |  |  | Screwless - Leg Spring, Push-In Spring | 50 | https://www.unikeyic.com/media/datasheet/c0/cc/7414/c0cc7414c8fb9d7cc66990c9673f6408.pdf | https://www.unikeyic.com/products/specialty-terminal-blocks/1071059/10110867.html
1071060 | PHOENIX CONTACT | 1: 7.3486 10: 6.0265 | PCB TERMINAL BLOCK, NOMINAL CURR |  |  | - | Green |  | Copper Alloy - Tin Plated | [5 empty] | Interlocking (Side) |  |  | Polyamide (PA), Nylon | [5 empty] | 45° (135°) Angle with Board | 1 (Unlimited) |  | Through Hole | 1 |  |  | -40°C ~ 100°C | Tray | 0.197" (5.00mm) |  | 12 |  | 12336360 |  |  |  | COMBICON SPTAF |  |  |  | - |  |  |  | 16-24 AWG |  |  |  | Screwless - Leg Spring, Push-In Spring | 8 | https://www.unikeyic.com/media/datasheet/a9/4e/9a7e/a94e9a7e1d8b984f13b38fc0b875cd97.pdf | https://www.unikeyic.com/products/specialty-terminal-blocks/1071060/1078778.html
1071066 | PHOENIX CONTACT | 1: 2.2118 10: 1.8132 | PCB TERMINAL BLOCK, NOMINAL CURR |  |  | - | Green |  | Copper Alloy - Tin Plated | [5 empty] | Interlocking (Side) |  |  | Polyamide (PA), Nylon | [5 empty] | 45° (135°) Angle with Board | 1 (Unlimited) |  | Through Hole | 1 |  |  | -40°C ~ 100°C | Tray | 0.197" (5.00mm) |  | 3 |  | 12336364 |  |  |  | COMBICON SPTAF |  |  |  | - |  |  |  | 16-24 AWG |  |  |  | Screwless - Leg Spring, Push-In Spring | 125 | https://www.unikeyic.com/media/datasheet/84/97/aafb/8497aafb0f07ae7a4ba1efbc8ba1ef10.pdf | https://www.unikeyic.com/products/specialty-terminal-blocks/1071066/15613358.html
1071078 | PHOENIX CONTACT | 1: 5.9435 10: 4.8292 | 10 Terminal block - 45° (135°) angle、 0.197" (5.00mm) Through-hole type |  |  | - | Green |  | Copper Alloy - Tin Plated | [5 empty] | Interlocking (Side) |  |  | Polyamide (PA), Nylon | [5 empty] | 45° (135°) Angle with Board | 1 (Unlimited) |  | Through Hole | 1 |  |  | -40°C ~ 100°C | Tray | 0.197" (5.00mm) |  | 10 | [5 empty] | COMBICON SPTAF |  |  |  | - |  |  |  | 16-24 AWG |  |  |  | Screwless - Leg Spring, Push-In Spring | 25 | https://www.unikeyic.com/media/datasheet/be/8b/d146/be8bd146ec872d30bec1491d85114fcc.pdf | https://www.unikeyic.com/products/specialty-terminal-blocks/1071078/16872857.html
1082389 | PHOENIX CONTACT | 1: 4.1498 | Splitter Box, 6-Ch, 57A, 22→6 AWG Wire, IP20 | [7 empty] | 57 A | 60 A |  |  | Block of 3 | 0.988" (25.10mm) | Red |  |  | 0.874" (22.20mm) |  | Polyamide (PA), Nylon | UL94 V-0 |  | 1 (Unlimited) |  | Direct Mount | 1 | 6 |  | - | Bulk | [8 empty] | CLIPLINE PTFIX | 12mm ~ 14mm | 36.0mm | Push In, Spring |  |  | 450 V | 600 V |  | 6-20 AWG | 0.5-16mm² |  |  | 200 | https://www.unikeyic.com/media/datasheet/a6/43/ecb9/a643ecb93c3d9cd06f4603c9472571a1.pdf | https://www.unikeyic.com/products/specialty-terminal-blocks/1082389/30245666.html
1082486 | PHOENIX CONTACT | 1: 4.9425 | Splitter Box, 6-Channel, 90A, 22→6 AWG, IP20 | [8 empty] | 60 A |  |  | Block of 3 | - | Black |  |  | - |  | Polyamide (PA), Nylon | UL94 V-0 |  | 1 (Unlimited) |  | DIN Rail | 1 | 6 |  | - | Bulk | [8 empty] | CLIPLINE PTFIX | 12mm ~ 14mm | - | Push In, Spring |  |  | 800 V | 600 V |  | 6-20 AWG | 0.5-16mm² |  |  | 521 | https://www.unikeyic.com/media/about_us/Unikey_ISO_9001_Certification.pdf | https://www.unikeyic.com/products/specialty-terminal-blocks/1082486/12882995.html
110-A-111/07 | WECO Electrical Connectors | 1: 7.452 10: 5.2866 25: 4.6466 50: 4.253 100: 3.9304 250: 3.5988 500: 3.4073 1,000: 3.2571 | Terminal Block F 7 POS 3.5mm Screw RA Cable Mount 8A | Industrial | [9 empty] | 110-A-111/07 WECO Electrical Connectors | [6 empty] | 24.5mm(Length)*15.5mm(height) |  |  |  |  | wire mounting |  |  |  | -40℃~105℃ | [23 empty] | 65 | https://www.unikeyic.com/media/datasheet/04/ee/6645/04ee6645aeb644d62cf4db40ae668e5b.pdf | https://www.unikeyic.com/products/specialty-terminal-blocks/110-a-111-07/23568808.html
1143050000 | Weidmüller | 1: 7.0524 10: 5.0026 25: 4.396 50: 4.0224 100: 3.716 250: 3.4008 500: 3.2188 1,000: 3.076 | Conn Multi Functional Terminal Block 2 POS Screw T DIN Rail 20A | Industrial | [9 empty] | 1143050000 Weidmüller | [6 empty] | 90mm(Length) |  |  |  |  | DIN rail mounting |  |  |  | -50℃~120℃ | [5 empty] | On sale |  |  | bulk | [14 empty] | 43 | https://www.unikeyic.com/media/datasheet/a3/8d/2d40/a3/2af81e224758171b0c46feaaac005acd.pdf | https://www.unikeyic.com/products/specialty-terminal-blocks/1143050000/7918247.html
115-BU | TE Connectivity | 39: 2.827 177: 2.717 353: 2.607 | Conn NEMA 2 POS 6.35mm Screw ST C DIN Rail 28A/Contact | [10 empty] | 115-BU TE Connectivity | [6 empty] | 26.04mm(Length)*13.64mm(height) |  |  |  |  | direct mounting |  |  |  | 125℃(max) | [5 empty] | Stop production |  |  | bulk | [14 empty] | 455 | https://www.unikeyic.com/media/datasheet/09/5e/02d3/095e02d3d7b9034ee7d58374957306aa.pdf | https://www.unikeyic.com/products/specialty-terminal-blocks/115-bu/24808433.html
1162820000 | Weidmüller | 9: 13.024 23: 12.782 45: 12.551 50: 12.056 | DIN Rail Terminal Blocks WMF 2.5 FU BLZ PE SW | Industrial | [16 empty] | 90mm(Length) |  |  |  |  | DIN rail mounting |  |  |  | -50℃~120℃ | [5 empty] | On sale |  |  | bulk | [14 empty] | 6750 | https://www.unikeyic.com/media/about_us/Unikey_ISO_9001_Certification.pdf | https://www.unikeyic.com/products/specialty-terminal-blocks/1162820000/31359583.html
1162860000 | Weidmüller | 6: 22.715 13: 22.297 26: 21.879 50: 21.032 | Terminal 2 screw connections - 1 plug-in | Industrial | [16 empty] | 90mm(Length) |  |  |  |  | DIN rail mounting |  |  |  | -50℃~120℃ | [5 empty] | On sale |  |  | bulk | [14 empty] | 50 | https://www.unikeyic.com/media/about_us/Unikey_ISO_9001_Certification.pdf | https://www.unikeyic.com/products/specialty-terminal-blocks/1162860000/2707238.html
1173620000 | Weidmüller | 20: 64.9749 40: 61.2671 | 64 Terminal block - Black 9.2mm | Industrial | [9 empty] | 1173620000 Weidmüller | [6 empty] | 225mm(Length) |  |  |  |  | DIN rail mounting |  |  |  | -25℃~70℃ | [5 empty] | On sale |  |  | bulk | [14 empty] | 40 | https://www.unikeyic.com/media/datasheet/a3/8d/2d40/a3/2af81e224758171b0c46feaaac005acd.pdf | https://www.unikeyic.com/products/specialty-terminal-blocks/1173620000/30017601.html
1173740000 | Weidmüller | 1: 38.7157 | Weidmuller 1173740000 | Industrial | [9 empty] | 1173740000 Weidmüller | [6 empty] | 120mm(Length) |  |  |  |  | DIN rail mounting |  |  |  | -25℃~70℃ | [5 empty] | On sale |  |  | bulk | [14 empty] | 7 | https://www.unikeyic.com/media/datasheet/a3/8d/2d40/a3/2af81e224758171b0c46feaaac005acd.pdf | https://www.unikeyic.com/products/specialty-terminal-blocks/1173740000/25266886.html
1173790000 | Weidmüller | 1: 38.5371 | Conn Terminal Block 32 POS 8A | Industrial | [9 empty] | 1173790000 Weidmüller | [6 empty] | 120mm(Length) |  |  |  |  | DIN rail mounting |  |  |  | -25℃~70℃ | [5 empty] | On sale |  |  | bulk | [14 empty] | 18 | https://www.unikeyic.com/media/datasheet/a3/8d/2d40/a3/2af81e224758171b0c46feaaac005acd.pdf | https://www.unikeyic.com/products/specialty-terminal-blocks/1173790000/20615820.html
1173800000 | Weidmüller | 1: 35.7945 | Weidmuller 1173800000 | Industrial | [9 empty] | 1173800000 Weidmüller | [6 empty] | 120mm(Length) |  |  |  |  | DIN rail mounting |  |  |  | -25℃~70℃ | [5 empty] | On sale |  |  | bulk | [14 empty] | 16 | https://www.unikeyic.com/media/datasheet/a3/8d/2d40/a3/2af81e224758171b0c46feaaac005acd.pdf | https://www.unikeyic.com/products/specialty-terminal-blocks/1173800000/353139.html
1173810000 | Weidmüller | 1: 23.9055 | Weidmuller 1173810000 | Industrial | [9 empty] | 1173810000 Weidmüller | [6 empty] | 70mm(Length) |  |  |  |  | DIN rail mounting |  |  |  | -25℃~70℃ | [5 empty] | On sale |  |  | bulk | [14 empty] | 66 | https://www.unikeyic.com/media/datasheet/a3/8d/2d40/a3/2af81e224758171b0c46feaaac005acd.pdf | https://www.unikeyic.com/products/specialty-terminal-blocks/1173810000/32587566.html
1173820000 | Weidmüller | 1: 14.872 | TERM BLK 16POS BLACK | Industrial | [9 empty] | 1173820000 Weidmüller | [6 empty] | 70mm(Length) |  |  |  |  | DINRail installation, spring mount, Push-in type |  |  |  | -25℃~70℃ | [5 empty] | On sale |  |  | bulk | [14 empty] | 14 | https://www.unikeyic.com/media/datasheet/a3/8d/2d40/a3/2af81e224758171b0c46feaaac005acd.pdf | https://www.unikeyic.com/products/specialty-terminal-blocks/1173820000/2771390.html
1173870000 | Weidmüller | 20: 30.4463 40: 28.4337 60: 27.4525 100: 26.3946 260: 24.8611 | Terminal Block 32 Pos T DIN Rail 17.5A | Industrial | [9 empty] | 1173870000 Weidmüller | [6 empty] | 120mm(Length) |  |  |  |  | DIN rail mounting |  |  |  | -25℃~70℃ | [5 empty] | On sale |  |  | bulk | [14 empty] | 44 | https://www.unikeyic.com/media/datasheet/a3/8d/2d40/a3/2af81e224758171b0c46feaaac005acd.pdf | https://www.unikeyic.com/products/specialty-terminal-blocks/1173870000/3123532.html
1186877 | PHOENIX CONTACT | 10: 3.7346 | Phoenix Contact Junction Box, 13-Way, 26-14 AWG Wire Gauge | [7 empty] | 24 A | 5 A |  |  | Block of 6 | 0.854" (21.70mm) | Gray |  |  | 1.126" (28.60mm) |  | Polyamide (PA), Nylon | UL94 V-0 |  | 1 (Unlimited) |  | Direct Mount | 1 | 13 |  | -35°C ~ 105°C | Bulk | [8 empty] | CLIPLINE PTVFIX | 12mm | 41.5mm | Push In, Spring |  |  | 450 V | 600 V |  | 8-20 AWG | - |  |  | 41 | https://www.unikeyic.com/media/about_us/Unikey_ISO_9001_Certification.pdf | https://www.unikeyic.com/products/specialty-terminal-blocks/1186877/5590897.html
1186879 | PHOENIX CONTACT | 10: 3.7367 | Phoenix Contact Junction Box, 13-Way, 26-14 AWG Wire Gauge | [7 empty] | 24 A | 5 A |  |  | Block of 6 | 0.854" (21.70mm) | Red |  |  | 1.126" (28.60mm) |  | Polyamide (PA), Nylon | UL94 V-0 |  | 1 (Unlimited) |  | Direct Mount | 1 | 13 |  | -35°C ~ 105°C | Bulk | [8 empty] | CLIPLINE PTVFIX | 12mm | 41.5mm | Push In, Spring |  |  | 450 V | 600 V |  | 8-20 AWG | - |  |  | 23 | https://www.unikeyic.com/media/about_us/Unikey_ISO_9001_Certification.pdf | https://www.unikeyic.com/products/specialty-terminal-blocks/1186879/29468385.html
121-C-111/11 | WECO Electrical Connectors | 1: 23.7728 10: 16.9914 25: 15.1717 50: 14.0887 100: 13.222 300: 12.2061 500: 11.8529 | Conn Terminal Block F, 11 POS, 5.08mm, Screw, Cable Mount, 15A | Industrial | [9 empty] | 121-C-111/11 WECO Electrical Connectors | [6 empty] | 55.88mm(Length)*15.9mm(height) |  |  |  |  | wire mounting |  |  |  | -40℃~100℃ | [23 empty] | 93 | https://www.unikeyic.com/media/datasheet/a1/4f/478d/a14f478ddaf36adca96cc4afb7305104.pdf | https://www.unikeyic.com/products/specialty-terminal-blocks/121-c-111-11/2941056.html
1267870000 | Weidmüller | 1: 45.414 20: 30.4463 40: 28.4337 60: 27.4525 100: 26.3946 260: 24.8611 | TERM BLK 32POS BLUE | Industrial | [9 empty] | 1267870000 Weidmüller | [6 empty] | 120mm(Length) |  |  |  |  | DIN rail mounting |  |  |  | -25℃~70℃ | [5 empty] | On sale |  |  | bulk | [14 empty] | 4 | https://www.unikeyic.com/media/datasheet/a3/8d/2d40/a3/2af81e224758171b0c46feaaac005acd.pdf | https://www.unikeyic.com/products/specialty-terminal-blocks/1267870000/1529416.html
1267880000 | Weidmüller | 1: 26.507 | TERM BLK 32POS BLUE | Industrial | [9 empty] | 1267880000 Weidmüller | [6 empty] | 120mm(Length) |  |  |  |  | DIN rail mounting |  |  |  | -25℃~70℃ | [5 empty] | On sale |  |  | bulk | [14 empty] | 17 | https://www.unikeyic.com/media/datasheet/a3/8d/2d40/a3/2af81e224758171b0c46feaaac005acd.pdf | https://www.unikeyic.com/products/specialty-terminal-blocks/1267880000/13806055.html
1267910000 | Weidmüller | 1: 24.9048 20: 16.3544 40: 15.1516 60: 14.5604 100: 13.9194 260: 12.9838 500: 12.5039 | TERM BLK 16POS BLUE | Industrial | [9 empty] | 1267910000 Weidmüller | [6 empty] | 70mm(Length) |  |  |  |  | DIN rail mounting |  |  |  | -25℃~70℃ | [5 empty] | On sale |  |  | bulk | [14 empty] | 5 | https://www.unikeyic.com/media/datasheet/a3/8d/2d40/a3/2af81e224758171b0c46feaaac005acd.pdf | https://www.unikeyic.com/products/specialty-terminal-blocks/1267910000/33741087.html
1267920000 | Weidmüller | 5: 15.2363 | Conn Feed-Through Terminal Block 4 POS T DIN Rail 17.5A | Industrial | [9 empty] | 1267920000 Weidmüller | [6 empty] | 70mm(Length) |  |  |  |  | DIN rail mounting |  |  |  | -25℃~70℃ | [5 empty] | On sale |  |  | bulk | [14 empty] | 95 | https://www.unikeyic.com/media/datasheet/a3/8d/2d40/a3/2af81e224758171b0c46feaaac005acd.pdf | https://www.unikeyic.com/products/specialty-terminal-blocks/1267920000/9147538.html
1305290000 | Weidmüller | 10: 1.431 25: 1.2468 | TERM BLK 4POS BEIGE | Industrial | [9 empty] | 1305290000 Weidmüller | [6 empty] | 64mm(Length) |  |  |  |  | DIN rail mounting |  |  |  | -50℃~120℃ | [5 empty] | On sale |  |  | bulk | [14 empty] | 38 | https://www.unikeyic.com/media/datasheet/86/df/6049/86/2749bb7c7fcc0e0258e4e0e646aa7bae.pdf | https://www.unikeyic.com/products/specialty-terminal-blocks/1305290000/23174603.html
1305300000 | Weidmüller | 1: 11.2812 10: 7.9987 25: 7.0624 50: 6.4933 100: 6.031 250: 5.5593 500: 5.2886 1,000: 5.0771 | TERM BLK 4POS BEIGE | Industrial | [9 empty] | 1305300000 Weidmüller | [6 empty] | 61mm(Length) |  |  |  |  | DIN rail mounting |  |  |  | -50℃~120℃ | [5 empty] | On sale |  |  | bulk | [14 empty] | 50 | https://www.unikeyic.com/media/datasheet/89/38/1009/89/641fe59ba1bae77aa21f272ce06b09f9.pdf | https://www.unikeyic.com/products/specialty-terminal-blocks/1305300000/28640610.html
1322570 | Marathon Special | 1: 95.1231 5: 95.1231 10: 93.3935 25: 93.3935 50: 93.3935 100: 93.3935 | Conn Power Terminal Block 4 POS Screw Cable Mount 175A | [10 empty] | 1322570 Marathon Special | [11 empty] | wire mounting |  |  |  | 125℃(max) | [5 empty] | On sale |  | Compliant | [15 empty] | 177 | https://www.unikeyic.com/media/datasheet/d6/a1/6c2e/d6/be227837d0c8bb7ac9ab011f62783295.pdf | https://www.unikeyic.com/products/specialty-terminal-blocks/1322570/16061736.html
1322580 | Marathon Special | 1: 100.5221 5: 100.5221 10: 98.6944 25: 98.6944 50: 98.6944 100: 98.6944 | Conn Power Distribution Block 2 POS 20.7mm Screw Cable Mount 175A | [9 empty] | 175 A | [11 empty] | 1 (Unlimited) | [6 empty] | Box | [8 empty] | 132X580 | [12 empty] | 22 | https://www.unikeyic.com/media/datasheet/7d/d3/077f/7d/92a8f3d71c6a6c24dd52c1d6420e8935.pdf | https://www.unikeyic.com/products/specialty-terminal-blocks/1322580/24869484.html
1351705 | Marathon Special | 1: 225.5851 5: 221.4836 10: 221.4836 25: 221.4836 50: 221.4836 100: 221.4836 | Conn Power Distribution Block F 1 POS Screw Panel Mount 950A | Industrial | [16 empty] | 114.9mm(height) |  |  |  |  | panel mount |  |  |  | -55℃~125℃ | [23 empty] | 1 | https://www.unikeyic.com/media/about_us/Unikey_ISO_9001_Certification.pdf | https://www.unikeyic.com/products/specialty-terminal-blocks/1351705/15699612.html
1353705 | Marathon Special | 1: 723.9649 5: 723.9649 10: 723.9649 | TB, POWER DISTRIBUTION, 3P, 600V; Rated Current:950A; Rated Voltage:600V; No. of Poles:3 Pole; Line Side Connections Per Pole:2; Line Side Connection Method:Screw; Line Side Wire Size Max:0AWG; Load S 81R0527 | [10 empty] | 1353705 Marathon Special | [6 empty] | 256.6mm(Length)*114.9mm(height) |  |  |  |  | panel mount |  |  |  | 125℃(max) | [23 empty] | 3 | https://www.unikeyic.com/media/datasheet/36/62/a6e8/36/adbf79a0518f56df1ed48e5f9118a791.pdf | https://www.unikeyic.com/products/specialty-terminal-blocks/1353705/26761093.html
1362940000 | Weidmüller | 27: 4.334 50: 4.015 | DIN Rail Terminal Blocks WMF 2.5 DI BLZ SW | [32 empty] | On sale |  |  | bulk | [14 empty] | 100 | https://www.unikeyic.com/media/about_us/Unikey_ISO_9001_Certification.pdf | https://www.unikeyic.com/products/specialty-terminal-blocks/1362940000/16643508.html
1413300 | Marathon Special | 1: 36.0685 5: 36.0685 10: 35.4244 25: 34.7803 50: 34.7803 100: 34.7803 | Conn Power Splicer Blocks 6 POS Screw Cable Mount 115A | [10 empty] | 1413300 Marathon Special | [11 empty] | wire mounting |  |  |  | 125℃(max) | [23 empty] | 31 | https://www.unikeyic.com/media/datasheet/8a/d9/9b66/8a/9fbf1bf7cd4f39bfadad2a20180a25a7.pdf | https://www.unikeyic.com/products/specialty-terminal-blocks/1413300/18825119.html
1413400 | Marathon Special | 1: 88.4116 5: 88.4116 10: 86.8041 25: 86.8041 50: 86.8041 100: 86.8041 | Conn Power Distribution Block 3 POS Screw Cable Mount 115A | [10 empty] | 1413400 Marathon Special | [11 empty] | wire mounting | [27 empty] | 236 | https://www.unikeyic.com/media/datasheet/8f/a2/356c/8f/4490caf1874b0ae471551543739a44a8.pdf | https://www.unikeyic.com/products/specialty-terminal-blocks/1413400/29476212.html
1422122 | Marathon Special | 1: 45.4007 5: 44.5899 10: 44.5899 25: 43.7792 50: 43.7792 100: 43.7792 | Conn Power Stud Blocks 4 POS 20.6mm Screw Cable Mount 200A | [10 empty] | 1422122 Marathon Special | [11 empty] | wire mounting |  |  |  | 150℃(max) | [23 empty] | 9 | https://www.unikeyic.com/media/datasheet/09/3f/0188/09/4e1d92f1c76fd1110dab7bad7a1d7a73.pdf | https://www.unikeyic.com/products/specialty-terminal-blocks/1422122/28938344.html
1423552 | Marathon Special | 1: 68.2259 5: 67.0076 10: 65.7893 25: 65.7893 50: 65.7893 100: 65.7893 | Conn Power Splicer Blocks 6 POS 20.6mm Screw Cable Mount 115A | [10 empty] | 1423552 Marathon Special | [6 empty] | 73mm(height) |  |  |  |  | wire mounting |  |  |  | 150℃(max) | [23 empty] | 6 | https://www.unikeyic.com/media/datasheet/8e/c4/96e6/8e/1883d13fe425b64275f038600e76638b.pdf | https://www.unikeyic.com/products/specialty-terminal-blocks/1423552/13932039.html
142R-02P | DINKLE | 10: 1.1275 50: 0.9772 100: 0.902 200: 0.8268 500: 0.7517 1,000: 0.6765 | Mini Type, Simple Type Cage Clamp Terminal Blocks |  |  |  | Green |  |  | 10 A |  |  |  |  | - | [8 empty] | Horizontal with Board | 1 (Unlimited) |  | Through Hole | 1 |  |  |  | Bulk | 0.200" (5.08mm) |  | 2 |  | 15520569 |  |  |  | 142R | [7 empty] | 14-22 AWG |  |  |  | Screwless - Leg Spring, Push-In Spring | 6870 | https://www.unikeyic.com/media/datasheet/7d/37/1cf2/7d371cf27b5851d9cf13c3b72360b14b.pdf | https://www.unikeyic.com/products/specialty-terminal-blocks/142r-02p/2989387.html
1437396-5 | TE Connectivity | 4: 35.618 8: 34.958 16: 34.298 | Barrier Terminal Blocks 417=X H D SECTIONAL BLOCK | [10 empty] | 1437396-5 TE Connectivity | [6 empty] | 76.45mm*76.454mm*65.532mm |  |  |  |  | direct mounting |  |  |  | 150℃(max) | [5 empty] | Stop production |  |  | bulk | [14 empty] | 27 | https://www.unikeyic.com/media/datasheet/94/97/95eb/94/9138c3f067b5da761a70851402d5efcc.pdf | https://www.unikeyic.com/products/specialty-terminal-blocks/1437396-5/5521387.html
1464109 | PHOENIX CONTACT | 1: 8.3575 10: 7.6611 100: 7.5218 250: 7.5218 500: 7.5218 | TERMINAL BLOCK, PLUGGABLE, 6POS, 16AWG; | [50 empty] | 12 | https://www.unikeyic.com/media/about_us/Unikey_ISO_9001_Certification.pdf | https://www.unikeyic.com/products/specialty-terminal-blocks/1464109/390944616.html
1464110 | PHOENIX CONTACT | 1: 11.3839 10: 10.4353 100: 10.2455 250: 10.2455 500: 10.2455 | TERMINAL BLOCK, PLUGGABLE, 7POS, 16AWG; | [50 empty] | 91 | https://www.unikeyic.com/media/about_us/Unikey_ISO_9001_Certification.pdf | https://www.unikeyic.com/products/specialty-terminal-blocks/1464110/379733096.html
1464111 | PHOENIX CONTACT | 8: 13.926 | [51 empty] | 25 | https://www.unikeyic.com/media/about_us/Unikey_ISO_9001_Certification.pdf | https://www.unikeyic.com/products/specialty-terminal-blocks/1464111/376320360.html
1464112 | PHOENIX CONTACT | 1: 12.4548 10: 11.4169 100: 11.2093 250: 11.2093 500: 11.2093 | TERMINAL BLOCK, PLUGGABLE, 9POS, 16AWG; | [50 empty] | 88 | https://www.unikeyic.com/media/about_us/Unikey_ISO_9001_Certification.pdf | https://www.unikeyic.com/products/specialty-terminal-blocks/1464112/392433000.html
1464115 | PHOENIX CONTACT | 1: 12.8738 10: 12.8738 25: 12.644 100: 12.4141 250: 12.4141 | TERMINAL BLOCK, PLUGGABLE, 11POS, 16AWG; | [50 empty] | 78 | https://www.unikeyic.com/media/about_us/Unikey_ISO_9001_Certification.pdf | https://www.unikeyic.com/products/specialty-terminal-blocks/1464115/384459112.html
150-A-111/03 | WECO Electrical Connectors | 1: 4.4741 10: 3.1802 25: 2.7823 50: 2.5325 100: 2.3257 250: 2.1104 500: 1.985 1,000: 1.886 5,000: 1.7321 | Conn Terminal Block 3 POS 5mm Solder ST Thru-Hole 20A | Industrial | [9 empty] | 150-A-111/03 WECO Electrical Connectors | [6 empty] | 15.7mm(Length)*12.3mm(height) |  |  |  |  | Through hole mounting |  |  |  | -40℃~100℃ | [7 empty] | Compliant | bulk | [14 empty] | 1250 | https://www.unikeyic.com/media/datasheet/6b/70/707b/6b70707b5f519381e5ebdf93c22f029c.pdf | https://www.unikeyic.com/products/specialty-terminal-blocks/150-a-111-03/20958573.html
1506 STD | Marathon Special | 1: 31.4078 5: 31.4078 10: 30.847 25: 30.2861 50: 30.2861 100: 30.2861 | Conn Heavy Duty Terminal Blocks 12 POS 15.88mm Screw Panel Mount 75A | [10 empty] | 1506 STD Marathon Special | [6 empty] | 114.3mm(Length)*50.8mm(height) |  |  |  |  | panel mount |  |  |  | 150℃(max) | [5 empty] | On sale |  | Compliant | [15 empty] | 104 | https://www.unikeyic.com/media/datasheet/12/6c/ff12/12/ee585a0998381320dad8e0b243e9d298.pdf | https://www.unikeyic.com/products/specialty-terminal-blocks/1506-std/26309055.html
1546144-2 | TE Connectivity | 35: 3.63 80: 3.564 200: 3.498 350: 3.432 800: 3.366 1,000: 2.442 | Conn NEMA 2 Pos 9.53mm Screw ST Cable Mount 35A/Contact | [10 empty] | 1546144-2 TE Connectivity | [6 empty] | 31.27mm(Length) |  |  |  |  | DIN rail mounting |  |  |  | 150℃(max) | [5 empty] | On sale |  |  | bulk | [14 empty] | 2000 | https://www.unikeyic.com/media/datasheet/24/45/6183/24/4e2a959e161bf0fcbc356a332c7afe5a.pdf | https://www.unikeyic.com/products/specialty-terminal-blocks/1546144-2/13643039.html
1546173-6 | TE Connectivity | 400: 4.3466 | Conn Terminal Block 6 POS 5mm Screw RA Cable Mount | [22 empty] | wire mounting | [27 empty] | 40000 | https://www.unikeyic.com/media/about_us/Unikey_ISO_9001_Certification.pdf | https://www.unikeyic.com/products/specialty-terminal-blocks/1546173-6/683231146.html
1546234-1 | TE Connectivity | 1: 2.5323 | Conn NEMA 2 Pos 9.53mm Screw ST Cable Mount 30A/Contact | [10 empty] | 1546234-1 TE Connectivity | [6 empty] | 31.27mm(Length) |  |  |  |  | direct mounting |  |  |  | 150℃(max) | [5 empty] | Stop production |  | Compliant | bulk | [14 empty] | 10 | https://www.unikeyic.com/media/datasheet/37/56/9286/37/2cc3265af946857999a60b372ba0ace6.pdf | https://www.unikeyic.com/products/specialty-terminal-blocks/1546234-1/407321.html
1546830-9 | TE Connectivity | 96: 1.155 433: 1.1 | MARKING LABEL,8 POS,MARKED 1-8 | [32 empty] | Stop production |  | Compliant | bulk | [14 empty] | 680 | https://www.unikeyic.com/media/about_us/Unikey_ISO_9001_Certification.pdf | https://www.unikeyic.com/products/specialty-terminal-blocks/1546830-9/2026304.html
1548060000 | Weidmüller | 1: 4.9495 | Weidmüller Rail type terminal block, Aseries, double layer, Beige, Push-in termination, 24A | [10 empty] | 1548060000 Weidmüller | [11 empty] | DIN rail mounting |  |  |  | -60℃~130℃ | [5 empty] | On sale |  | Compliant | boxed | [14 empty] | 45 | https://www.unikeyic.com/media/datasheet/04/0e/402f/04/657c401244a07a2e72713ab2621426ee.pdf | https://www.unikeyic.com/products/specialty-terminal-blocks/1548060000/27443668.html
1552790000 | Weidmüller | 10: 1.0973 100: 1.0777 500: 1.0777 1,000: 1.0581 2,500: 1.0581 | Weidmüller DIN Rail Terminal Block, A Series, Single Layer, Beige, Push-In Termination, 17.5A | [10 empty] | 1552790000 Weidmüller | [6 empty] | 3.5mm(Length)*33.5mm(height) |  |  |  |  | DIN rail mounting |  |  |  | -60℃~130℃ | [23 empty] | 103 | https://www.unikeyic.com/media/datasheet/29/a5/cd6b/29/a823a151a686aaaa557a11abb0a19e88.pdf | https://www.unikeyic.com/products/specialty-terminal-blocks/1552790000/28522828.html
1604797-1 | TE Connectivity | 1: 36.905 10: 26.028 25: 22.8852 50: 21.7404 72: 20.4768 288: 19.2024 | Conn Terminal Block M 2 POS 29mm Screw RA Panel Mount |  | 1604797 | [9 empty] | Positions Stamped | - | White |  |  | - |  | Polybutylene Terephthalate (PBT) | UL94 V-0 |  | 1 (Unlimited) |  | Panel Mount | 1 | 2 |  | -40°C ~ 130°C | Bulk | [8 empty] | Buchanan | - | 94.0mm | Stud | [5 empty] | - | - |  |  | 43 | https://www.unikeyic.com/media/datasheet/e9/db/35b0/e9/85eb311ca59bfa338f3036da6a9d167b.pdf | https://www.unikeyic.com/products/specialty-terminal-blocks/1604797-1/887580.html
1701869 | PHOENIX CONTACT | 5: 24.09 21: 23.089 42: 22.165 207: 21.274 | Pluggable Terminal Block GMSTB 2.5 HCV/7-ST-7, 62BD:1-7 | [10 empty] | 1701869 PHOENIX CONTACT | [39 empty] | 400 | https://www.unikeyic.com/media/datasheet/ec/a3/10ce/ec/54d3e840978cfb67c198dcf4cd663393.pdf | https://www.unikeyic.com/products/specialty-terminal-blocks/1701869/7864845.html
1702517 | PHOENIX CONTACT | 27: 4.18 120: 4.004 239: 3.839 1,193: 3.685 | PCB Connector, 8A, 200V, 4 Pos, 3.5mm Pitch, Screw W/Wire Prot, Green, Tin Plated | [10 empty] | 1702517 PHOENIX CONTACT | [23 empty] | Compliant | [15 empty] | 3000 | https://www.unikeyic.com/media/datasheet/52/5b/b0c6/52/fb0a19e39590df8dff36d73b6f600385.pdf | https://www.unikeyic.com/products/specialty-terminal-blocks/1702517/34555477.html
1704350000 | Weidmüller | 100: 1.6156 300: 1.4314 500: 1.3653 1,000: 1.2919 5,000: 1.1773 | Conn Feed-Through Modular Terminal Block 2 POS | Industrial | [9 empty] | 1704350000 Weidmüller | [6 empty] | 33.5mm(Length) |  |  |  |  | direct mounting |  |  |  | -50℃~120℃ | [5 empty] | On sale |  | Compliant | bulk | [14 empty] | 105 | https://www.unikeyic.com/media/datasheet/3d/a6/5b0f/3da65b0f7112f8b8f704728d7d92ac08.pdf | https://www.unikeyic.com/products/specialty-terminal-blocks/1704350000/27590128.html
1704550000 | Weidmüller | 1: 4.002 10: 2.852 20: 2.453 50: 2.1708 100: 1.6524 500: 1.5876 1,000: 1.5336 2,000: 1.5012 | Feed-Through Terminal Block Connector, 4 Pos, Solder Cup, 20A | Industrial | [16 empty] | 33.5mm(Length) |  |  |  |  | direct mounting |  |  |  | -50℃~120℃ | [5 empty] | On sale |  |  | bulk | [14 empty] | 99 | https://www.unikeyic.com/media/about_us/Unikey_ISO_9001_Certification.pdf | https://www.unikeyic.com/products/specialty-terminal-blocks/1704550000/26496343.html
1704669 | PHOENIX CONTACT | 1: 3.007 10: 3.007 | TERMINAL BLOCK, PLUGGABLE, 3WAY; | [10 empty] | 1704669 PHOENIX CONTACT | [39 empty] | 78 | https://www.unikeyic.com/media/datasheet/30/d1/1b60/30/d7abc91ec8b698372a6cacc9c2196763.pdf | https://www.unikeyic.com/products/specialty-terminal-blocks/1704669/1320002.html
1704999 | PHOENIX CONTACT | 1: 5.7747 | TERM BLOCK PLUG 4POS 3.50MM |  |  |  | Black | Copper Alloy |  |  | 8A | 8 A |  |  | Push Button Actuated |  |  | Polyamide (PA), Nylon | 0.305" (7.75mm) |  |  |  | UL94 V-0 |  |  |  | Free Hanging (In-Line) | 1 | 4 |  | -40°C ~ 100°C | Bulk | 0.138" (3.50mm) | 180° | 4 |  |  |  |  | - | COMBICON FMC |  |  | Screwless - Leg Spring, Push-In Spring | - |  | 160 V | 50 V |  | 16-24 AWG | 0.2-1.5mm² | 10mm |  | 11 | https://www.unikeyic.com/media/datasheet/c1/64/a676/c1/e44547e3efe077f0ebe06bd51ed1019e.pdf | https://www.unikeyic.com/products/specialty-terminal-blocks/1704999/20980800.html
1712433 | PHOENIX CONTACT | 50: 2.211 250: 2.123 | PCB terminal block Nominal current 8 A Nom. voltage 250 V Pitch 3.5 mm Number of positions 9 | [10 empty] | 1712433 PHOENIX CONTACT | [23 empty] | Compliant | [15 empty] | 400 | https://www.unikeyic.com/media/datasheet/07/23/5f96/07/8645ffc6fc1ba0fb7ddb74d99418d7ca.pdf | https://www.unikeyic.com/products/specialty-terminal-blocks/1712433/17140437.html
1712820000 | Weidmüller | 1: 3.4357 10: 2.4584 25: 2.1461 50: 1.9483 100: 1.7832 300: 1.5811 500: 1.5086 1,000: 1.4283 5,000: 1.3028 | 2 Terminal block - medium 5.1mm | Industrial | [9 empty] | 1712820000 Weidmüller | [6 empty] | 33.5mm(Length) |  |  |  |  | direct mounting |  |  |  | -50℃~120℃ | [5 empty] | On sale | [17 empty] | 47 | https://www.unikeyic.com/media/datasheet/60/d7/5171/60/e53a5fd3afb7246f8a5a67820f69b3d0.pdf | https://www.unikeyic.com/products/specialty-terminal-blocks/1712820000/23835739.html
1713306 | PHOENIX CONTACT | 50: 0.8617 | Pluggable terminal blocks MCVR 1,5/ 2-ST- 3,5 BN BD:3-37 | [10 empty] | 1713306 PHOENIX CONTACT | [39 empty] | 10000 | https://www.unikeyic.com/media/datasheet/c8/64/6863/c8/85eebafc204dfcf3647081fce6f97801.pdf | https://www.unikeyic.com/products/specialty-terminal-blocks/1713306/6171591.html
1714680000 | Weidmüller | 1: 3.0132 20: 2.4397 40: 2.3231 60: 2.2576 100: 2.1775 260: 2.0355 500: 1.9437 1,000: 1.851 2,500: 1.7352 | ZVL 1.5 INV | [17 empty] | 5.08mm(Length)*17.45mm(height) |  |  |  |  | wire mounting |  |  |  | 120℃(max) | [23 empty] | 40 | https://www.unikeyic.com/media/about_us/Unikey_ISO_9001_Certification.pdf | https://www.unikeyic.com/products/specialty-terminal-blocks/1714680000/32396462.html
1717071 | PHOENIX CONTACT | 1: 3.4314 10: 3.0745 100: 3.0196 250: 2.9647 500: 2.9647 | TERMINAL BLOCK, HEADER, 4WAY, TH; | [10 empty] | 1717071 PHOENIX CONTACT | [39 empty] | 73 | https://www.unikeyic.com/media/datasheet/af/45/fd88/af/73bc8c93a0da7be00918aae12dbd7bac.pdf | https://www.unikeyic.com/products/specialty-terminal-blocks/1717071/28843695.html
1720750000 | Weidmüller | 95: 1.243 | Terminal Block Tools & Accessories ZDL 2.5S/NT/L/PE | Industrial | [9 empty] | 1720750000 Weidmüller | [6 empty] | 95mm(Length) |  |  |  |  | DIN rail mounting |  |  |  | -50℃~120℃ | [5 empty] | On sale |  |  | bulk | [14 empty] | 300 | https://www.unikeyic.com/media/datasheet/18/a0/f53f/18/0b6fe90664e82f326007e46f2db5d431.pdf | https://www.unikeyic.com/products/specialty-terminal-blocks/1720750000/15878298.html
1731501 | PHOENIX CONTACT | 20: 5.643 | Phoenix Contact PCB Terminal Block GMKDS 3/8-7.62 Series, 8 Ch, 7.62mm Pitch, TH, Screw, Green | Industrial | [9 empty] | 1731501 PHOENIX CONTACT | [6 empty] | 60.96mm(Length)*11.2mm(height) |  |  |  |  | Through hole mounting |  |  |  | -40℃~105℃ | [7 empty] | Compliant | [15 empty] | 22 | https://www.unikeyic.com/media/datasheet/d0/3d/229a/d03d229afbf66a2679296dcb6a4336cb.pdf | https://www.unikeyic.com/products/specialty-terminal-blocks/1731501/3919989.html
1736577 | PHOENIX CONTACT | 85: 1.298 266: 1.232 | PCB headers 2.5 mm2 orange 12 A 320 V contact surface: Sn contact: Pin potentials: 5 rows: 1 positions: 5 connections: 5 range: MSTB 2 5/..-G pitch: 5.08 mm mounting: Wave soldering pin layout: Linear pinning solder pin [P]: 3.23 mm n |  |  |  | Orange | Copper Alloy |  |  | 12A | 15 A |  |  | - |  |  | Polyamide (PA), Nylon | 0.339" (8.61mm) |  |  |  | UL94 V-0 |  |  |  | Through Hole | 1 | 5 |  | -40°C ~ 100°C | Bulk | 0.200" (5.08mm) | - | 5 |  | 17941256 |  |  | - | COMBICON MSTB |  |  | Solder | - |  | 320 V | 300 V |  | - | - | - |  | 700 | https://www.unikeyic.com/media/datasheet/50/44/4192/50/507c0013a32f4e499f7df6666f9bff4e.pdf | https://www.unikeyic.com/products/specialty-terminal-blocks/1736577/4952501.html
1764154 | PHOENIX CONTACT | 23: 4.851 103: 4.653 206: 4.466 1,027: 4.29 | Pluggable Terminal Block MSTB 2.5/9-G-5.08 BK | [10 empty] | 1764154 PHOENIX CONTACT | [11 empty] | board mount | [27 empty] | 2750 | https://www.unikeyic.com/media/datasheet/f4/c1/18b2/f4/2db2d4814c20bd6de18a789aa934be70.pdf | https://www.unikeyic.com/products/specialty-terminal-blocks/1764154/26874367.html
1780850000 | Weidmüller | 1: 15.0781 | Weidmüller Terminal post, WFseries, single layer, brown, Bolt termination, 125A | Industrial | [9 empty] | 1780850000 Weidmüller | [6 empty] | 67mm(Length)*17.8mm(height) |  |  |  |  | DIN rail mounting |  |  |  | -50℃~120℃ | [5 empty] | On sale |  | Compliant | bulk | [14 empty] | 156 | https://www.unikeyic.com/media/datasheet/96/6b/be3a/96/d6781a8189ef0d94f3318a4717978f54.pdf | https://www.unikeyic.com/products/specialty-terminal-blocks/1780850000/22150659.html
1780860000 | Weidmüller | 1: 4.5961 | Weidmüller Terminal post, WF8series, single layer, brown, Bolt termination, 150A | Industrial | [9 empty] | 1780860000 Weidmüller | [6 empty] | 67mm(Length) |  |  |  |  | DIN rail mounting |  |  |  | -50℃~120℃ | [5 empty] | On sale |  |  | bulk | [14 empty] | 12 | https://www.unikeyic.com/media/datasheet/e2/4a/6f8e/e2/c4e33d298d06f909b458c814bf1f7673.pdf | https://www.unikeyic.com/products/specialty-terminal-blocks/1780860000/29292258.html
1780870000 | Weidmüller | 11: 11.352 | Weidmüller Terminal Block, WF 10 Series, Single Layer, Brown, Stud Termination, 269A | Industrial | [9 empty] | 1780870000 Weidmüller | [6 empty] | 67mm(Length)*33.8mm(height) |  |  |  |  | DIN rail mounting |  |  |  | -50℃~120℃ | [5 empty] | On sale |  |  | bulk | [14 empty] | 18 | https://www.unikeyic.com/media/datasheet/14/73/ba0f/14/9850f08a0e95325ef1bf03c8947e24a1.pdf | https://www.unikeyic.com/products/specialty-terminal-blocks/1780870000/32470124.html
1780880000 | Weidmüller | 20: 25.049 40: 23.3172 60: 22.4698 100: 21.5542 260: 20.2239 500: 19.5443 | Weidmüller Terminal post, WF 12series, single layer, brown, Bolt termination, 269A | Industrial | [9 empty] | 1780880000 Weidmüller | [6 empty] | 67mm(Length) |  |  |  |  | DIN rail mounting |  |  |  | -50℃~120℃ | [5 empty] | On sale |  |  | bulk | [14 empty] | 74 | https://www.unikeyic.com/media/datasheet/d6/87/e470/d6/3b845d7c7b7a0dc125933bee71b209a4.pdf | https://www.unikeyic.com/products/specialty-terminal-blocks/1780880000/15921298.html
1785919 | PHOENIX CONTACT | 10: 1.6187 100: 1.5898 500: 1.5609 1,000: 1.5609 | TERMINAL BLOCK, HEADER, 3POS, TH; Gender:Header; Pitch Spacing:2.5mm; No. of Positions:3Ways; Rated Current:6A; Rated Voltage:160V; Block Orientation:Through Hole Vertical; Product Range:PTSM; SVHC:No SVHC (15-Jan-2018) | [10 empty] | 1785919 PHOENIX CONTACT | [39 empty] | 26 | https://www.unikeyic.com/media/datasheet/ff/2d/576c/ff/28e306b7d4bb5e6024ac83961c34df32.pdf | https://www.unikeyic.com/products/specialty-terminal-blocks/1785919/24456708.html
1789790000 | Weidmüller | 1: 39.0096 10: 28.1902 30: 24.921 50: 23.7444 100: 22.4379 250: 21.1309 500: 20.393 | Screw Terminal (4/0)AWG Dark Beige 33.8mm | Industrial | [9 empty] | 1789790000 Weidmüller | [6 empty] | 87.6mm(Length)*72.5mm(height) |  |  |  |  | DIN rail mounting |  |  |  | -50℃~120℃ | [5 empty] | On sale |  | Compliant | bulk | [14 empty] | 80 | https://www.unikeyic.com/media/datasheet/a3/8d/2d40/a3/2af81e224758171b0c46feaaac005acd.pdf | https://www.unikeyic.com/products/specialty-terminal-blocks/1789790000/7330266.html
1790130000 | Weidmüller | 1: 23.8701 10: 17.0572 25: 15.2244 50: 14.1332 100: 13.2594 250: 12.3785 500: 11.8783 | Bolt Terminal 6AWG Dark Beige 13mm | Industrial | [9 empty] | 1790130000 Weidmüller | [6 empty] | 67mm(Length) |  |  |  |  | DIN rail mounting |  |  |  | -50℃~120℃ | [5 empty] | On sale |  |  | bulk | [14 empty] | 23 | https://www.unikeyic.com/media/datasheet/a3/8d/2d40/a3/2af81e224758171b0c46feaaac005acd.pdf | https://www.unikeyic.com/products/specialty-terminal-blocks/1790130000/9876566.html
1798786 | PHOENIX CONTACT | 1: 4.0013 10: 4.0013 | TERMINAL BLOCK, PLUGGABLE, 3WAY, GRY; | [10 empty] | 1798786 PHOENIX CONTACT | [39 empty] | 64 | https://www.unikeyic.com/media/datasheet/1e/fd/8ff4/1e/8868028ff3f5ba697a1d5415ff48f78b.pdf | https://www.unikeyic.com/products/specialty-terminal-blocks/1798786/11283858.html
1806778 | PHOENIX CONTACT | 1: 6.851 | TERM BLOCK PLUG 5POS 3.81MM |  |  |  | Black | Copper Alloy |  |  | 8A | 8 A |  |  | Push Button Actuated |  |  | Polyamide (PA), Nylon | 0.305" (7.75mm) |  |  |  | UL94 V-0 |  |  |  | Free Hanging (In-Line) | 1 | 5 |  | -40°C ~ 100°C | Bulk | 0.150" (3.81mm) | 180° | 5 |  | 17940104 |  |  | - | COMBICON FMC |  |  | Screwless - Leg Spring, Push-In Spring | - |  | 160 V | 300 V |  | 16-24 AWG | 0.2-1.5mm² | 10mm |  | 47 | https://www.unikeyic.com/media/datasheet/14/ef/a440/14efa44014d79cbcc3a0bf6d59ebfd73.pdf | https://www.unikeyic.com/products/specialty-terminal-blocks/1806778/19721767.html
1815090000 | Weidmüller | 1: 5.5728 10: 3.9571 25: 3.469 50: 3.1657 100: 2.916 250: 2.6576 500: 2.5078 1,000: 2.39 | TERM BLK 3POS BEIGE | Industrial | [9 empty] | 1815090000 Weidmüller | [6 empty] | 71.5mm(Length) |  |  |  |  | DINRail installation, spring mount, Push-in type, Bracket mounting |  |  |  | -50℃~120℃ | [5 empty] | On sale |  |  | bulk | [14 empty] | 44 | https://www.unikeyic.com/media/datasheet/a3/8d/2d40/a3/2af81e224758171b0c46feaaac005acd.pdf | https://www.unikeyic.com/products/specialty-terminal-blocks/1815090000/155867.html
1815100000 | Weidmüller | 41: 2.882 | 3 Position Terminal Block Green Yellow Plug Connection 5.1mm | Industrial | [9 empty] | 1815100000 Weidmüller | [6 empty] | 71.5mm(Length) |  |  |  |  | DIN rail mounting |  |  |  | -50℃~120℃ | [5 empty] | On sale |  |  | bulk | [14 empty] | 49 | https://www.unikeyic.com/media/datasheet/a3/8d/2d40/a3/2af81e224758171b0c46feaaac005acd.pdf | https://www.unikeyic.com/products/specialty-terminal-blocks/1815100000/21132435.html
1815120000 | Weidmüller | 1: 1.2244 |  | Industrial | [9 empty] | 1815120000 Weidmüller | [6 empty] | 93mm(Length)*5.1mm(height) |  |  |  |  | DIN rail mounting |  |  |  | -50℃~120℃ | [5 empty] | On sale |  |  | bulk | [14 empty] | 750 | https://www.unikeyic.com/media/datasheet/15/2c/ba10/15/c515c8c21a9862551dc973c25e7047ed.pdf | https://www.unikeyic.com/products/specialty-terminal-blocks/1815120000/1584034.html
1815130000 | Weidmüller | 75: 1.573 | 4 Position Terminal Block Beige Plug Connection 5.1mm | Industrial | [9 empty] | 1815130000 Weidmüller | [6 empty] | 85.5mm(Length)*5.1mm(height) |  |  |  |  | DIN rail mounting |  |  |  | -50℃~120℃ | [5 empty] | On sale |  |  | bulk | [14 empty] | 338 | https://www.unikeyic.com/media/datasheet/a3/8d/2d40/a3/2af81e224758171b0c46feaaac005acd.pdf | https://www.unikeyic.com/products/specialty-terminal-blocks/1815130000/10870873.html
1815170000 | Weidmüller | 1: 14.796 10: 10.5106 25: 9.3144 50: 8.5931 100: 8.0104 250: 7.4185 500: 7.0803 1,000: 6.8166 | TERM BLK 4POS GREEN/YELLOW | Industrial | [16 empty] | 80.5mm(Length) |  |  |  |  | DIN rail mounting |  |  |  | -50℃~120℃ | [5 empty] | On sale |  |  | bulk | [14 empty] | 13 | https://www.unikeyic.com/media/about_us/Unikey_ISO_9001_Certification.pdf | https://www.unikeyic.com/products/specialty-terminal-blocks/1815170000/34600676.html
1832811 | PHOENIX CONTACT | 4: 27.291 19: 26.158 | Phoenix Rail type terminal block, MCVK 1.5/10-G-3.81series, Screw-down terminations, 8A | [7 empty] | 8 A | 8 A |  |  | - | 1.051" (26.70mm) | Green |  |  | 1.555" (39.50mm) |  | Polyamide (PA), Nylon | UL94 V-0 |  | 1 (Unlimited) |  | DIN Rail | 1 | 10 |  | - | Bulk | [8 empty] | COMBICON MCVK | 7mm | 27.8mm | Plug Receptacles, Screw |  |  | 300 V | 300 V |  | 14-30 AWG | 0.14-0.5mm² |  |  | 32 | https://www.unikeyic.com/media/datasheet/60/19/5dec/60/bdd92ce3a481d480d0d919102b9e24eb.pdf | https://www.unikeyic.com/products/specialty-terminal-blocks/1832811/24822254.html
1854970000 | Weidmüller | 1: 11.934 10: 8.4629 25: 7.4779 50: 6.8802 100: 6.3953 250: 5.9009 500: 5.6174 1,000: 5.396 | TERM BLK 2POS GREEN/YELLOW | Industrial | [16 empty] | 58mm(Length) |  |  |  |  | DIN rail mounting |  |  |  | -50℃~120℃ | [5 empty] | On sale | [17 empty] | 49 | https://www.unikeyic.com/media/about_us/Unikey_ISO_9001_Certification.pdf | https://www.unikeyic.com/products/specialty-terminal-blocks/1854970000/2705056.html
1859302 | PHOENIX CONTACT | 2: 73.832 7: 70.752 14: 67.925 | Phoenix Contact DIN Rail Terminal Block UMSTBVK 2.5/15-STF-5.08 Series Solder 12A | [7 empty] | 12 A | 12 A |  |  | - | 1.713" (43.50mm) | Green |  |  | 3.398" (86.32mm) |  | Polyamide (PA), Nylon | UL94 V-0 |  | 1 (Unlimited) |  | DIN Rail | 1 | 15 |  | - | Bulk |  |  |  |  | 5699462 |  |  |  | COMBICON UMSTBVK | 7mm | 42.5mm | Plug Receptacles, Screw |  |  |  | 250 V |  | 12-30 AWG | 0.2-2.5mm² |  |  | 29 | https://www.unikeyic.com/media/datasheet/09/4c/ad4a/09/38e88dd877aa695eb500f54ac555d68a.pdf | https://www.unikeyic.com/products/specialty-terminal-blocks/1859302/1703789.html
1893957 | PHOENIX CONTACT | 5: 22.33 23: 21.395 45: 20.548 | Motor-circuit connector, for Inline power-level terminal blocks | [50 empty] | 100 | https://www.unikeyic.com/media/about_us/Unikey_ISO_9001_Certification.pdf | https://www.unikeyic.com/products/specialty-terminal-blocks/1893957/33978624.html
1906960000 | Weidmüller | 11: 11.077 30: 10.868 | Z-SERIES PATCH DISTRIBUTOR RATED CROSS-SECTION 2.5 | [50 empty] | 42 | https://www.unikeyic.com/media/about_us/Unikey_ISO_9001_Certification.pdf | https://www.unikeyic.com/products/specialty-terminal-blocks/1906960000/693351500.html
1929740000 | Weidmüller | 1: 8.748 10: 6.2003 25: 5.4609 50: 5.0093 100: 4.6408 300: 4.2008 500: 4.0459 1,000: 3.8757 | Conn Terminal Block F 2 POS 7.62mm Screw RA Cable Mount 35A Box | Industrial | [21 empty] | wire mounting |  |  |  | -50℃~125℃ | [8 empty] | bulk | [14 empty] | 100 | https://www.unikeyic.com/media/about_us/Unikey_ISO_9001_Certification.pdf | https://www.unikeyic.com/products/specialty-terminal-blocks/1929740000/694009200.html
1930140000 | Weidmüller | 9: 13.475 22: 13.222 44: 12.98 50: 12.474 | Terminal Block Receptacle, 11 Pos, Right Angle, Box Mount | Industrial | [25 empty] | -50℃~125℃ | [23 empty] | 100 | https://www.unikeyic.com/media/about_us/Unikey_ISO_9001_Certification.pdf | https://www.unikeyic.com/products/specialty-terminal-blocks/1930140000/21684685.html
1936500 | PHOENIX CONTACT | 21: 5.313 | Pluggable Terminal Block MVSTBR 2,5/ 3-ST- 5,08 BD:3-1SO | [10 empty] | 1936500 PHOENIX CONTACT | [39 empty] | 50 | https://www.unikeyic.com/media/datasheet/85/28/a940/85/2e7f4170c3f7d75888f1e312bfb275d4.pdf | https://www.unikeyic.com/products/specialty-terminal-blocks/1936500/10645856.html
1950722 | PHOENIX CONTACT | 10: 1.9881 100: 1.9526 250: 1.9526 500: 1.9526 | TERMINAL BLOCK, PLUGGABLE, 2POS, 12AWG; | [10 empty] | 1950722 PHOENIX CONTACT | [39 empty] | 33 | https://www.unikeyic.com/media/datasheet/04/2d/2c84/04/cd46c3eb8432b0f4cb357f2f75d9b7ff.pdf | https://www.unikeyic.com/products/specialty-terminal-blocks/1950722/28628586.html
1982392 | PHOENIX CONTACT | 1: 3.6133 10: 3.2375 100: 3.1797 250: 3.1797 | TERMINAL BLOCK, PLUGGABLE, 5WAY; | [10 empty] | 1982392 PHOENIX CONTACT | [39 empty] | 28 | https://www.unikeyic.com/media/datasheet/d9/3b/33ce/d9/1b9beede5ee6248ed773aaff7f92a809.pdf | https://www.unikeyic.com/products/specialty-terminal-blocks/1982392/10069896.html
1983278 | PHOENIX CONTACT | 33: 3.41 | Pluggable Terminal Block, FKC2,5/2-STBD:R2.1SO | [10 empty] | 1983278 PHOENIX CONTACT | [39 empty] | 50 | https://www.unikeyic.com/media/datasheet/f7/82/fb4a/f7/771093c7cb8f4a47b8402896a87f54cb.pdf | https://www.unikeyic.com/products/specialty-terminal-blocks/1983278/11211187.html
1988160000 | Weidmüller | 1: 4.4499 10: 3.9159 100: 3.9159 250: 3.8447 500: 3.8447 1,000: 3.8447 | Weidmüller Rail type terminal block, Aseries, single layer, Beige, Push-in termination, 17.5A | [10 empty] | 1988160000 Weidmüller | [6 empty] | 3.5mm(Length)*47mm(height) |  |  |  |  | DIN rail mounting |  |  |  | -60℃~130℃ | [7 empty] | Compliant | boxed, bulk | [14 empty] | 347 | https://www.unikeyic.com/media/datasheet/4f/c4/bc4f/4f/c051154725cce7c82928d6ba31c19f09.pdf | https://www.unikeyic.com/products/specialty-terminal-blocks/1988160000/25704785.html
1988280000 | Weidmüller | 1: 5.2623 10: 4.6308 100: 4.6308 250: 4.5466 500: 4.5466 1,000: 4.5466 | Weidmüller DIN Rail Terminal Block, A Series, Single Level, Beige, Push-In Termination, 17.5A | [10 empty] | 1988280000 Weidmüller | [11 empty] | DIN rail mounting |  |  |  | -60℃~130℃ | [7 empty] | Compliant | boxed | [14 empty] | 41 | https://www.unikeyic.com/media/datasheet/97/2a/362c/97/403c38e2be8e41936fb082265c593aa1.pdf | https://www.unikeyic.com/products/specialty-terminal-blocks/1988280000/22466301.html
1989780000 | Weidmüller | 1: 4.7651 10: 4.1933 100: 4.1933 250: 4.1171 500: 4.1171 1,000: 4.1171 | Weidmüller Rail type terminal block, Aseries, single layer, Beige, Push-in termination, 41A | [10 empty] | 1989780000 Weidmüller | [11 empty] | DIN rail mounting |  |  |  | -60℃~130℃ | [7 empty] | Compliant | boxed | [14 empty] | 45 | https://www.unikeyic.com/media/datasheet/00/eb/e9cf/00/4a0ac33c02a6074ad8b73e91d3783b2d.pdf | https://www.unikeyic.com/products/specialty-terminal-blocks/1989780000/29377455.html
1991830000 | Weidmüller | 1: 3.8679 10: 3.4037 100: 3.4037 250: 3.3418 500: 3.3418 1,000: 3.3418 | Conn Feed-Through Terminal Block 3 POS Screw DIN Rail | [17 empty] | 8.1mm(Length)*45.5mm(height) |  |  |  |  | DIN rail mounting |  |  |  | 130℃(max) | [23 empty] | 392 | https://www.unikeyic.com/media/about_us/Unikey_ISO_9001_Certification.pdf | https://www.unikeyic.com/products/specialty-terminal-blocks/1991830000/4786263.html
1SNA110491R1700 | TE Connectivity | 50: 2.2442 100: 2.0586 250: 1.8651 500: 1.7522 1,000: 1.663 5,000: 1.5241 | DR4/6.1 | Industrial | [21 empty] | wire mounting |  |  |  | -55℃~110℃ | [23 empty] | 69 | https://www.unikeyic.com/media/about_us/Unikey_ISO_9001_Certification.pdf | https://www.unikeyic.com/products/specialty-terminal-blocks/1sna110491r1700/25664600.html
1SNA113084R0100 | TE Connectivity | 1: 3.1536 10: 2.6773 25: 2.5095 50: 2.3894 100: 2.2752 250: 2.1327 500: 2.0309 1,000: 1.934 2,500: 1.813 | PEBM | [50 empty] | 550 | https://www.unikeyic.com/media/about_us/Unikey_ISO_9001_Certification.pdf | https://www.unikeyic.com/products/specialty-terminal-blocks/1sna113084r0100/22870309.html
1SNA115177R1400 | TE Connectivity | 1: 16.7785 10: 11.6208 25: 9.99 50: 9.126 100: 8.532 250: 7.9704 500: 7.614 1,000: 7.5168 | M4/6.DE1 Screw Clamp Terminal Blocks - Component holder - Grey Deutschland OK | Industrial | [16 empty] | 52mm(Length)*52mm(height) |  |  |  |  | DIN rail mounting |  |  |  | -55℃~110℃ | [23 empty] | 213 | https://www.unikeyic.com/media/about_us/Unikey_ISO_9001_Certification.pdf | https://www.unikeyic.com/products/specialty-terminal-blocks/1sna115177r1400/33140596.html
1SNA115661R2100 | TE Connectivity | 5: 3.4327 50: 3.3101 300: 3.1139 1,000: 2.8688 | M4 6.D2.1 Screw Clamp Terminal Blocks - Double deck - Grey | [21 empty] | Vendor Undefined | [6 empty] | Box | [8 empty] | * | [12 empty] | 40 | https://www.unikeyic.com/media/datasheet/5b/35/e3f5/5b35e3f5f7b1b9a1f314d46d45b341f1.pdf | https://www.unikeyic.com/products/specialty-terminal-blocks/1sna115661r2100/11160756.html
1SNA160621R0200 | TE Connectivity | 5: 2.3307 50: 2.2475 300: 2.1143 1,000: 1.9479 | [51 empty] | 69 | https://www.unikeyic.com/media/about_us/Unikey_ISO_9001_Certification.pdf | https://www.unikeyic.com/products/specialty-terminal-blocks/1sna160621r0200/31931624.html
1SNA199480R2600 | TE Connectivity | 30: 3.872 50: 3.586 300: 3.399 | IDC Terminal Blocks Double Deck 2 Feed-Through Circuits | [50 empty] | 750 | https://www.unikeyic.com/media/about_us/Unikey_ISO_9001_Certification.pdf | https://www.unikeyic.com/products/specialty-terminal-blocks/1sna199480r2600/16572285.html
1SNA399723R0400 | TE Connectivity | 25: 7.9158 | Conn Terminal Block 2 POS Spring Clamp DIN Rail Box | [22 empty] | DIN rail mounting | [27 empty] | 2500 | https://www.unikeyic.com/media/about_us/Unikey_ISO_9001_Certification.pdf | https://www.unikeyic.com/products/specialty-terminal-blocks/1sna399723r0400/25368377.html
1SNA399736R0100 | TE Connectivity | 35: 3.366 | D2 5/8.ADO.NF IDC BLOCK 16-14AWG | [50 empty] | 66 | https://www.unikeyic.com/media/about_us/Unikey_ISO_9001_Certification.pdf | https://www.unikeyic.com/products/specialty-terminal-blocks/1sna399736r0100/23429502.html
1SNK805013R0000 | TE Connectivity | 70: 1.595 500: 1.441 | 4 Position Terminal Block Gray Plug Connection 5.2mm |  | 1SNK | [5 empty] | 29 A | 28 A |  |  | - | 2.220" (56.39mm) | Gray |  |  | 3.160" (80.26mm) |  | Polyamide (PA), Nylon | UL94 V-0 |  | 1 (Unlimited) |  | DIN Rail | 1 | 4 |  | -55°C ~ 110°C | Box | [8 empty] | SNK, ZDS | 10.5mm | 5.2mm | Plug Receptacles, Screw |  |  | 800 V | 300 V |  | 10-24 AWG | 0.2-4mm² |  |  | 550 | https://www.unikeyic.com/media/datasheet/6e/fa/3fe8/6efa3fe8454a8e27d54e9a9cf17e02c7.pdf | https://www.unikeyic.com/products/specialty-terminal-blocks/1snk805013r0000/30271261.html
1SNK805014R0000 | TE Connectivity | 65: 1.749 200: 1.716 350: 1.683 500: 1.617 | TERM BLK 3POS GRAY |  | 1SNK | [5 empty] | 24 A | 20 A |  |  | - | 1.980" (50.29mm) | Gray |  |  | 2.560" (65.02mm) |  | - | - |  | 1 (Unlimited) |  | DIN Rail | 1 | 3 |  | - | Box | [8 empty] | SNK, ZDK | 11mm | 5.2mm | Plug Receptacles, Push In, Spring |  |  | 1000 V | 600 V |  | 12-26 AWG | 0.2-4mm² |  |  | 7070 | https://www.unikeyic.com/media/datasheet/db/77/4dcc/db774dccf91e3c46fac02dd44d423d03.pdf | https://www.unikeyic.com/products/specialty-terminal-blocks/1snk805014r0000/3187365.html
1SNK805015R0000 | TE Connectivity | 50: 0.8923 |  |  | 1SNK | [5 empty] | 24 A | 20 A |  |  | - | 1.980" (50.29mm) | Gray |  |  | 1.930" (49.02mm) |  | - | - |  | 1 (Unlimited) |  | DIN Rail | 1 | 2 |  | - | Box | [8 empty] | SNK, ZDK | 11mm | 5.2mm | Plug Receptacles, Push In, Spring |  |  | 1000 V | 600 V |  | 12-26 AWG | 0.2-4mm² |  |  | 5000 | https://www.unikeyic.com/media/about_us/Unikey_ISO_9001_Certification.pdf | https://www.unikeyic.com/products/specialty-terminal-blocks/1snk805015r0000/13731175.html
1SNK805016R0000 | TE Connectivity | 50: 1.6309 |  |  | 1SNK | [5 empty] | 22 A | 20 A |  |  | - | 2.090" (53.09mm) | Gray |  |  | 2.130" (54.10mm) |  | - | - |  | 1 (Unlimited) |  | DIN Rail | 1 | 2 |  | - | Box |  |  |  |  | 10061555 |  |  |  | SNK, ZD | 11mm | 5.2mm | Plug Receptacles |  |  | 1000 V | 600 V |  | 12-26 AWG | 0.2-4mm² |  |  | 5000 | https://www.unikeyic.com/media/datasheet/4e/a5/a8fe/4ea5a8feca378d51af62db71d12b2dd7.pdf | https://www.unikeyic.com/products/specialty-terminal-blocks/1snk805016r0000/2859570.html
1SNK805018R0000 | TE Connectivity | 100: 1.144 | DIN Rail Terminal Blocks ZDK2.5-11-D3000 | [10 empty] | 1SNK805018R0000 TE Connectivity | [23 empty] | Compliant | boxed | [14 empty] | 4500 | https://www.unikeyic.com/media/datasheet/e0/88/b430/e088b43012d02b17755b94a37405e2c9.pdf | https://www.unikeyic.com/products/specialty-terminal-blocks/1snk805018r0000/5317548.html
1SNK805019R0000 | TE Connectivity | 60: 2.211 | SNK Series, Dynamic Pluggable Terminal Blocks, combining Push-In, Spring and Dynamic crimp technology. Female plugs, up to 15 A, 1–4 positions 5.2 mm [.205 in], 14 AWG, and insulated up to 1000V. | [34 empty] | Compliant | boxed | [14 empty] | 3938 | https://www.unikeyic.com/media/about_us/Unikey_ISO_9001_Certification.pdf | https://www.unikeyic.com/products/specialty-terminal-blocks/1snk805019r0000/2645423.html
1SNK805020R0000 | TE Connectivity | 1: 11.9988 10: 8.5126 25: 7.5306 50: 6.9358 | 4 Terminal block - 5.2mm |  | 1SNK | [5 empty] | 24 A | 22 A |  |  | - | 1.990" (50.55mm) | Blue |  |  | 3.520" (89.41mm) |  | Polyamide (PA), Nylon | UL94 V-0 |  | 1 (Unlimited) |  | DIN Rail | 1 | 4 |  | -55°C ~ 110°C | Box | [8 empty] | SNK, ZDK | 11mm | 5.2mm | Plug Receptacles, Push In, Spring |  |  | 1000 V | 600 V |  | 12-26 AWG | 0.2-4mm² |  |  | 90 | https://www.unikeyic.com/media/datasheet/5a/64/e9fc/5a64e9fcdd50f0a0cc3043d1a7f7401f.pdf | https://www.unikeyic.com/products/specialty-terminal-blocks/1snk805020r0000/12260230.html
1SNK805152R0000 | TE Connectivity | 50: 5.3361 |  |  | 1SNK | [9 empty] | - | 1.980" (50.29mm) | Green, Yellow |  |  | 3.700" (93.98mm) |  | - | - |  | 1 (Unlimited) |  | DIN Rail | 1 | 4 |  | - | Box |  |  |  |  | 10061563 |  |  |  | SNK, ZDK | 11mm | 5.2mm | Plug Receptacles, Push In, Spring | [5 empty] | 12-26 AWG | 0.2-4mm² |  |  | 5000 | https://www.unikeyic.com/media/datasheet/a5/f3/2011/a5f3201162f4c3d4321602e377bfa65c.pdf | https://www.unikeyic.com/products/specialty-terminal-blocks/1snk805152r0000/18286644.html
1SNK805156R0000 | TE Connectivity | 15: 8.679 35: 7.579 50: 7.029 500: 6.402 1,000: 5.83 2,500: 5.28 5,000: 4.796 | 4 Position Terminal Block Green Yellow Plug Connection 5.2mm |  | 1SNK | [9 empty] | - | 2.720" (69.10mm) | Green, Yellow |  |  | 4.250" (107.95mm) |  | - | - |  | 1 (Unlimited) |  | DIN Rail | 1 | 4 |  | - | Box | [8 empty] | SNK, ZD | 11mm | 5.2mm | Plug Receptacles | [5 empty] | 12-26 AWG | 0.2-4mm² |  |  | 46 | https://www.unikeyic.com/media/datasheet/07/0a/548f/070a548f9fa364eb352b29fe1d9a99e8.pdf | https://www.unikeyic.com/products/specialty-terminal-blocks/1snk805156r0000/63854.html
1SNK805213R0000 | TE Connectivity | 1: 10.5898 10: 7.5124 25: 6.6327 50: 6.0981 100: 5.6637 250: 5.2203 500: 4.9659 1,000: 4.7671 | TERM BLK 4POS GRAY |  | 1SNK | [5 empty] | 22 A | 20 A |  |  | - | 2.720" (69.10mm) | Gray |  |  | 3.190" (81.03mm) |  | - | - |  | 1 (Unlimited) |  | DIN Rail | 2 | 4 |  | - | Box | [8 empty] | SNK, ZDK | 11mm | 5.2mm | Plug Receptacles, Push In, Spring |  |  | 800 V | 600 V |  | 12-26 AWG | 0.2-4mm² |  |  | 25 | https://www.unikeyic.com/media/datasheet/62/5e/63e9/625e63e972b162fc2d964cc0da12fc1c.pdf | https://www.unikeyic.com/products/specialty-terminal-blocks/1snk805213r0000/3223955.html
1SNK805223R0000 | TE Connectivity | 20: 6.787 45: 6.666 50: 6.281 500: 5.709 1,000: 5.214 2,500: 4.719 | 4 Position Terminal Block Blue Plug Connection 5.2mm |  | 1SNK | [5 empty] | 22 A | 20 A |  |  | - | 2.720" (69.10mm) | Blue |  |  | 3.190" (81.03mm) |  | - | - |  | 1 (Unlimited) |  | DIN Rail | 2 | 4 |  | - | Box |  |  |  |  | 10061567 |  |  |  | SNK, ZDK | 11mm | 5.2mm | Plug Receptacles, Push In, Spring |  |  | 800 V | 600 V |  | 12-26 AWG | 0.2-4mm² |  |  | 4250 | https://www.unikeyic.com/media/datasheet/f0/33/f4d3/f033f4d34b64a379c5256eee468d2df1.pdf | https://www.unikeyic.com/products/specialty-terminal-blocks/1snk805223r0000/6592687.html
1SNK805250R0000 | TE Connectivity | 7: 17.479 16: 17.16 32: 16.83 50: 16.181 500: 14.718 1,000: 13.431 | 4 Position Terminal Block Green Yellow Plug Connection 5.2mm |  | 1SNK | [9 empty] | - | 2.720" (69.10mm) | Green, Yellow |  |  | 3.460" (87.88mm) |  | - | - |  | 1 (Unlimited) |  | DIN Rail | 2 | 4 |  | - | Box |  |  |  |  | 10061565 |  |  |  | SNK, ZDK | 11mm | 5.2mm | Plug Receptacles, Push In, Spring | [5 empty] | 12-26 AWG | 0.2-4mm² |  |  | 1600 | https://www.unikeyic.com/media/about_us/Unikey_ISO_9001_Certification.pdf | https://www.unikeyic.com/products/specialty-terminal-blocks/1snk805250r0000/20020699.html
1SNK806013R0000 | TE Connectivity | 40: 2.7732 | TERM BLK 4POS GRAY |  | 1SNK | [5 empty] | 29 A | 28 A |  |  | - | 2.220" (56.39mm) | Gray |  |  | 3.160" (80.26mm) |  | Polyamide (PA), Nylon | UL94 V-0 |  | 1 (Unlimited) |  | DIN Rail | 1 | 4 |  | -55°C ~ 110°C | Box | [8 empty] | SNK, ZDS | 10.5mm | 6.0mm | Plug Receptacles, Screw |  |  | 800 V | 300 V |  | 10-24 AWG | 0.2-4mm² |  |  | 40 | https://www.unikeyic.com/media/datasheet/14/dc/118d/14dc118d9bde8b9491e03fb1f740415b.pdf | https://www.unikeyic.com/products/specialty-terminal-blocks/1snk806013r0000/8044376.html
20.950M/2-E | IMO Precision Controls | 10: 0.4159 100: 0.3726 500: 0.366 1,000: 0.366 2,500: 0.3593 5,000: 0.3593 | 5.00mm Plug Terminal Block | [10 empty] | 20.950M/2-E IMO Precision Controls | [6 empty] | 10mm*18.1mm*15mm |  |  |  |  | threaded mounting | [11 empty] | Compliant | [15 empty] | 251 | https://www.unikeyic.com/media/datasheet/9b/c1/cdf4/9b/bf4dd77cc5dcc66479fe85fa48c87a72.pdf | https://www.unikeyic.com/products/specialty-terminal-blocks/20-950m-2-e/7388194.html
2001-1403 | WAGO | 50: 1.5463 100: 1.3976 | Conn Terminal Block 4 POS DIN Rail 24A Box |  |  |  | Red |  |  |  | 24 A | 15 A |  |  | - | [6 empty] | Polyamide (PA66), Nylon 6/6 | UL94 V-0 |  | 1 (Unlimited) |  |  | 1 | 4 |  |  | Box |  |  |  |  | 14555671 |  |  |  | TOPJOB®S | 9mm ~ 11mm | 4.2mm | Push In, Spring |  |  | 800V | 600V |  | 14-22 AWG | 0.25-2.5mm² |  |  | 89 | https://www.unikeyic.com/media/pdf/HTMLDatasheet/wago/b0/34/e97a/2001-1403/2025/11/2001-1403.pdf | https://www.unikeyic.com/products/specialty-terminal-blocks/2001-1403/28657918.html
2002-1907 | WAGO | 50: 4.3549 250: 4.2927 500: 4.1061 | 2-Conductor Ground Terminal Block 2.5mm² Side/Center Marking DIN-Rail 35×15 & 35×7.5 Push-in CAGE CLAMP | [10 empty] | 2002-1907 WAGO | [39 empty] | 20000 | https://www.unikeyic.com/media/datasheet/18/93/83c5/18/41ca9edac0ffd8b44890c43a248041a3.pdf | https://www.unikeyic.com/products/specialty-terminal-blocks/2002-1907/28827690.html
2002-2601 | WAGO | 1: 2.7023 5: 2.5093 10: 2.3549 | WAGO DIN Rail Terminal Block, TOPJOB S Series, Double Layer, Gray, Push-in Cage Clamp | [26 empty] | -60℃~105℃ | [7 empty] | Non-compliant | [15 empty] | 7 | https://www.unikeyic.com/media/about_us/Unikey_ISO_9001_Certification.pdf | https://www.unikeyic.com/products/specialty-terminal-blocks/2002-2601/26936540.html
2002-2667 | WAGO | 50: 4.9016 250: 4.8316 500: 4.6215 | PHOENIX CONTACT DIN Rail Terminal Block, TOPJOB S Series, Double, Gray, Push-in Cage Clamp | [34 empty] | Non-compliant | [15 empty] | 20000 | https://www.unikeyic.com/media/about_us/Unikey_ISO_9001_Certification.pdf | https://www.unikeyic.com/products/specialty-terminal-blocks/2002-2667/3063708.html
2002-7111 | WAGO | 1: 78.8109 | WAGO 2002-7111 | [7 empty] | 32 A |  |  |  | - | 1.500" (38.10mm) | Gray |  |  | 2.230" (56.64mm) |  | Polyamide (PA66), Nylon 6/6 | UL94 V-0 |  | Not Applicable |  | DIN Rail | 1 | 1 |  | - | Box | [8 empty] | TOPJOB®S | 10mm ~ 12mm | 5.2mm | Plug Receptacles, Push In, Spring |  |  | 250 V |  |  | 12-22 AWG | 0.25-4mm² |  |  | 79 | https://www.unikeyic.com/media/datasheet/ee/5e/a0ad/ee/aea03ab9671222bdb099b5743c4c0c90.pdf | https://www.unikeyic.com/products/specialty-terminal-blocks/2002-7111/31528499.html
2002-7214 | WAGO | 1: 5.7594 10: 5.0683 100: 5.0683 250: 4.9761 500: 4.9761 1,000: 4.9761 | TERMINAL BLOCK, DIN RAIL, 2POS, 12AWG; | [7 empty] | 32 A |  |  |  | - | 1.500" (38.10mm) | Blue |  |  | 2.650" (67.31mm) |  | Polyamide (PA66), Nylon 6/6 | UL94 V-0 |  | Not Applicable |  | DIN Rail | 1 | 2 |  | - | Box |  |  |  |  | 15541676 |  |  |  | TOPJOB®S | 10mm ~ 12mm | 5.2mm | Plug Receptacles, Push In, Spring |  |  | 250 V |  |  | 12-22 AWG | 0.25-4mm² |  |  | 16 | https://www.unikeyic.com/media/datasheet/14/7c/a428/14/b5d836866f4793e0dd2f466551f7eeb8.pdf | https://www.unikeyic.com/products/specialty-terminal-blocks/2002-7214/29274055.html
20020002-H021B01LF | Amphenol | 25: 0.9713 50: 0.9324 100: 0.8702 250: 0.8547 500: 0.8547 1,000: 0.8547 | Conn Terminal Block F 2 POS 5.08mm Screw RA Cable Mount 12A Box | Industrial | [9 empty] | 20020002-H021B01LF Amphenol | [11 empty] | wire mounting |  |  |  | -40℃~115℃ | [23 empty] | 171 | https://www.unikeyic.com/media/datasheet/05/13/5526/05/bd7d8b3215f3f71263c6b324d618541a.pdf | https://www.unikeyic.com/products/specialty-terminal-blocks/20020002-h021b01lf/24834725.html
20020004-C021B01LF | Amphenol | 1: 0.3014 1,300: 0.3014 3,250: 0.2959 6,500: 0.2959 | Conn Terminal Block F 2 POS 3.5mm Screw RA Cable Mount 10A/Contact Box | Industrial | [9 empty] | 20020004-C021B01LF Amphenol | [6 empty] | 7mm(Length)*15.8mm(height) |  |  |  |  | wire mounting |  |  |  | -40℃~115℃ | [5 empty] | On sale |  | Compliant | [15 empty] | 1047 | https://www.unikeyic.com/media/datasheet/d7/72/a600/d7/d1f26c4875e947240293b44af0c27f3b.pdf | https://www.unikeyic.com/products/specialty-terminal-blocks/20020004-c021b01lf/16200997.html
20020004-C022B01LF | Amphenol | 50: 0.4313 100: 0.414 250: 0.3864 500: 0.3864 | PLUGGABLE PLUG, CONTACT UP SIDE | Industrial | [9 empty] | 20020004-C022B01LF Amphenol | [11 empty] | wire mounting |  |  |  | -40℃~115℃ | [23 empty] | 1928 | https://www.unikeyic.com/media/datasheet/d7/72/a600/d7/d1f26c4875e947240293b44af0c27f3b.pdf | https://www.unikeyic.com/products/specialty-terminal-blocks/20020004-c022b01lf/8516959.html
20020004-C031B01LF | Amphenol | 25: 0.6188 50: 0.6188 100: 0.5544 250: 0.5544 500: 0.5544 | Conn Terminal Block F 3 POS 3.5mm Screw RA Cable Mount 10A/Contact Box | Industrial | [9 empty] | 20020004-C031B01LF Amphenol | [6 empty] | 10.5mm(Length)*15.8mm(height) |  |  |  |  | wire mounting |  |  |  | -40℃~115℃ | [7 empty] | Compliant | [15 empty] | 2268 | https://www.unikeyic.com/media/datasheet/d7/72/a600/d7/d1f26c4875e947240293b44af0c27f3b.pdf | https://www.unikeyic.com/products/specialty-terminal-blocks/20020004-c031b01lf/8958898.html
20020004-C032B01LF | Amphenol | 25: 0.6238 50: 0.6238 100: 0.5589 250: 0.5589 500: 0.5589 | Conn Pluggable Terminal Block PL 3 POS 3.5mm Screw RA Cable Mount 10.5A Box | Industrial | [9 empty] | 20020004-C032B01LF Amphenol | [6 empty] | 10.5mm(Length)*15.8mm(height) |  |  |  |  | wire mounting |  |  |  | -40℃~115℃ | [23 empty] | 1621 | https://www.unikeyic.com/media/datasheet/d7/72/a600/d7/d1f26c4875e947240293b44af0c27f3b.pdf | https://www.unikeyic.com/products/specialty-terminal-blocks/20020004-c032b01lf/24866799.html
20020004-C041B01LF | Amphenol | 25: 0.725 50: 0.725 100: 0.6496 250: 0.6496 500: 0.638 1,000: 0.638 | Conn Terminal Block F 4 POS 3.5mm Screw RA Cable Mount 10A/Contact | Industrial | [9 empty] | 20020004-C041B01LF Amphenol | [6 empty] | 14mm(Length)*15.8mm(height) |  |  |  |  | wire mounting |  |  |  | -40℃~115℃ | [7 empty] | Compliant | bulk | [14 empty] | 1276 | https://www.unikeyic.com/media/datasheet/d7/72/a600/d7/d1f26c4875e947240293b44af0c27f3b.pdf | https://www.unikeyic.com/products/specialty-terminal-blocks/20020004-c041b01lf/34607515.html
20020004-C042B01LF | Amphenol | 25: 0.7725 50: 0.7416 100: 0.6922 250: 0.6798 500: 0.6798 1,000: 0.6798 | Conn Pluggable Terminal Block PL 4 POS 3.5mm Screw RA Cable Mount 10.5A Box | Industrial | [9 empty] | 20020004-C042B01LF Amphenol | [11 empty] | wire mounting |  |  |  | -40℃~115℃ | [7 empty] | Compliant | bulk | [14 empty] | 1571 | https://www.unikeyic.com/media/datasheet/d7/72/a600/d7/d1f26c4875e947240293b44af0c27f3b.pdf | https://www.unikeyic.com/products/specialty-terminal-blocks/20020004-c042b01lf/25744978.html
20020004-C062B01LF | Amphenol | 10: 1.1913 25: 1.1913 50: 1.1436 100: 1.0674 250: 1.0483 500: 1.0483 | TERMINAL BLOCK, PLUGGABLE, 6POS, 16AWG; Pitch Spacing:3.5mm; No. of Positions:6Positions; Conductor Area CSA:1.5mm²; Wire Connection Method:Screw; Rated Current:10A; Rated Voltage:300V; Product Range: 54AC6316 | Industrial | [9 empty] | 20020004-C062B01LF Amphenol | [6 empty] | 21mm(Length)*15.8mm(height) |  |  |  |  | wire mounting |  |  |  | -40℃~115℃ | [23 empty] | 1812 | https://www.unikeyic.com/media/datasheet/2f/f0/16f3/2f/8522c964dd8284f3275e20f9034ca2aa.pdf | https://www.unikeyic.com/products/specialty-terminal-blocks/20020004-c062b01lf/22250965.html
20020004-C091B01LF | Amphenol | 10: 1.7375 25: 1.668 50: 1.5568 100: 1.529 250: 1.529 500: 1.529 | Conn Terminal Block F 9 POS 3.5mm Screw ST Cable Mount 10A/Contact Box | Industrial | [9 empty] | 20020004-C091B01LF Amphenol | [6 empty] | 31.5mm(Length)*15.8mm(height) |  |  |  |  | wire mounting |  |  |  | -40℃~115℃ | [5 empty] | On sale |  | Compliant | [15 empty] | 1848 | https://www.unikeyic.com/media/datasheet/27/75/b056/27/d53986a011050e18b386092dbe39ea8c.pdf | https://www.unikeyic.com/products/specialty-terminal-blocks/20020004-c091b01lf/20472238.html
20020004-D021B01LF | Amphenol | 1: 0.6914 | Terminal Block Receptacle, 2 Pos, 3.81mm, Screw, RA Cable Mount, 10A/Contact | Industrial | [9 empty] | 20020004-D021B01LF Amphenol | [6 empty] | 7.62mm(Length)*15.8mm(height) |  |  |  |  | wire mounting |  |  |  | -40℃~115℃ | [5 empty] | On sale |  | Compliant | [15 empty] | 21 | https://www.unikeyic.com/media/datasheet/d7/72/a600/d7/d1f26c4875e947240293b44af0c27f3b.pdf | https://www.unikeyic.com/products/specialty-terminal-blocks/20020004-d021b01lf/18931877.html
20020007-H031B01LF | Amphenol | 1: 0.7656 500: 0.7656 1,250: 0.7517 2,500: 0.7517 6,250: 0.7517 | Conn Terminal Block F 3 POS 5.08mm Screw RA Cable Mount 12A/Contact Box | Industrial | [9 empty] | 20020007-H031B01LF Amphenol | [11 empty] | wire mounting |  |  |  | -40℃~115℃ | [7 empty] | Compliant | bulk | [14 empty] | 107 | https://www.unikeyic.com/media/datasheet/72/d6/452c/72/fbd90155c3315946480bff86f74b61e0.pdf | https://www.unikeyic.com/products/specialty-terminal-blocks/20020007-h031b01lf/14788341.html
20020007-H061B01LF | Amphenol | 83: 1.331 | Conn Terminal Block F 6 POS 5.08mm Screw RA Cable Mount 12A/Contact Box | Industrial | [9 empty] | 20020007-H061B01LF Amphenol | [6 empty] | 30.48mm(Length)*18.2mm(height) |  |  |  |  | wire mounting |  |  |  | -40℃~115℃ | [5 empty] | On sale |  | Compliant | bulk | [14 empty] | 204 | https://www.unikeyic.com/media/datasheet/72/d6/452c/72/fbd90155c3315946480bff86f74b61e0.pdf | https://www.unikeyic.com/products/specialty-terminal-blocks/20020007-h061b01lf/17476021.html
20020008-H021B01LF | Amphenol | 25: 0.6575 50: 0.6575 100: 0.5891 250: 0.5891 | Conn Terminal Block F 2 POS 5.08mm Screw ST Cable Mount 12A/Contact Box | Industrial | [9 empty] | 20020008-H021B01LF Amphenol | [6 empty] | 10.16mm(Length)*12.6mm(height) |  |  |  |  | wire mounting |  |  |  | -40℃~115℃ | [5 empty] | On sale |  | Compliant | [15 empty] | 2390 | https://www.unikeyic.com/media/datasheet/ba/f5/4ea0/ba/2728cc895e6bf32be651aa7399bf966c.pdf | https://www.unikeyic.com/products/specialty-terminal-blocks/20020008-h021b01lf/1137979.html
20020327-C041B01LF | Amphenol | 1: 0.5544 1,400: 0.5443 3,500: 0.5443 | Conn Terminal Block 4 POS 3.5mm Solder ST Thru-Hole 10A/Contact Box | Industrial | [9 empty] | 20020327-C041B01LF Amphenol | [11 empty] | Through hole mounting |  |  |  | -40℃~115℃ | [7 empty] | Compliant | bulk | [14 empty] | 2719 | https://www.unikeyic.com/media/datasheet/43/39/8771/43/1f9077ba0eb357cb1e1f12f78227ae38.pdf | https://www.unikeyic.com/products/specialty-terminal-blocks/20020327-c041b01lf/7044782.html
2006-7111 | WAGO | 10: 5.412 50: 4.9213 100: 4.4307 | [8 empty] | 51 A |  |  |  | - | 1.500" (38.10mm) | Gray |  |  | 2.370" (60.20mm) |  | Polyamide (PA66), Nylon 6/6 | UL94 V-0 |  | Not Applicable |  | DIN Rail | 1 | 1 |  | - | Box | [8 empty] | TOPJOB®S | 13mm ~ 15mm | 7.5mm | Plug Receptacles, Push In, Spring |  |  | 250 V |  |  | 8-20 AWG | 0.5-10mm² |  |  | 40 | https://www.unikeyic.com/media/about_us/Unikey_ISO_9001_Certification.pdf | https://www.unikeyic.com/products/specialty-terminal-blocks/2006-7111/9324079.html
2007-8873 | WAGO | 1: 244.6738 5: 240.2252 10: 240.2252 25: 240.2252 50: 240.2252 100: 240.2252 | TERMINAL BLOCK, DIN RAIL, 20AWG; | [11 empty] | - | 2.571" (65.30mm) | Gray, Green, Orange, Yellow |  |  | - |  | Polyamide (PA66), Nylon 6/6 | UL94 V-0 |  | Not Applicable |  | DIN Rail | 1 | 11 |  | - | Box |  |  |  |  | 15550947 |  |  |  | TOPJOB®S | 13mm ~ 15mm | 112.0mm | Push In, Spring |  |  | 500 V |  |  | 8-20 AWG | 0.5-10mm² |  |  | 1 | https://www.unikeyic.com/media/datasheet/48/50/b1a4/48/a94bc099749693c0c0594d7c3e4e8215.pdf | https://www.unikeyic.com/products/specialty-terminal-blocks/2007-8873/31883893.html
2007-8874 | WAGO | 1: 384.9633 | WAGO 2007-8874 DIN | [11 empty] | - | 2.571" (65.30mm) | Gray, Green, Orange, Yellow |  |  | - |  | Polyamide (PA66), Nylon 6/6 | UL94 V-0 |  | Not Applicable |  | DIN Rail | 1 | 12 |  | - | Box | [8 empty] | TOPJOB®S | 13mm ~ 15mm | 127.0mm | Push In, Spring |  |  | 500 V |  |  | 8-20 AWG | 0.5-10mm² |  |  | 12 | https://www.unikeyic.com/media/about_us/Unikey_ISO_9001_Certification.pdf | https://www.unikeyic.com/products/specialty-terminal-blocks/2007-8874/20959868.html
2007-8875 | WAGO | 1: 144.077 5: 144.077 10: 141.4574 25: 141.4574 50: 141.4574 100: 141.4574 | TERMINAL BLOCK, DIN RAIL, 8AWG; | [11 empty] | - | 2.571" (65.30mm) | Gray , Orange |  |  | - |  | Polyamide (PA66), Nylon 6/6 | UL94 V-0 |  | Not Applicable |  | DIN Rail | 1 | 6 |  | - | Box | [8 empty] | TOPJOB®S | 13mm ~ 15mm | 69.5mm | Push In, Spring |  |  | 500 V |  |  | 8-20 AWG | 0.5-10mm² |  |  | 61 | https://www.unikeyic.com/media/about_us/Unikey_ISO_9001_Certification.pdf | https://www.unikeyic.com/products/specialty-terminal-blocks/2007-8875/5457127.html
2007-8876 | WAGO | 1: 220.8667 | WAGO 2007-8876 Terminal block | [11 empty] | - | 2.571" (65.30mm) | Gray , Orange |  |  | - |  | Polyamide (PA66), Nylon 6/6 | UL94 V-0 |  | Not Applicable |  | DIN Rail | 1 | 6 |  | - | Box | [8 empty] | TOPJOB®S | 13mm ~ 15mm | 85.0mm | Push In, Spring |  |  | 500 V |  |  | 8-20 AWG | 0.5-10mm² |  |  | 27 | https://www.unikeyic.com/media/about_us/Unikey_ISO_9001_Certification.pdf | https://www.unikeyic.com/products/specialty-terminal-blocks/2007-8876/1088232.html
2007-8877 | WAGO | 1: 290.1464 | WAGO 2007-8877 DIN | [11 empty] | - | 2.571" (65.30mm) | Gray , Orange |  |  | - |  | Polyamide (PA66), Nylon 6/6 | UL94 V-0 |  | Not Applicable |  | DIN Rail | 1 | 8 |  | - | Box |  |  |  |  | 15552186 |  |  |  | TOPJOB®S | 13mm ~ 15mm | 85.5mm | Push In, Spring |  |  | 500 V |  |  | 8-20 AWG | 0.5-10mm² |  |  | 16 | https://www.unikeyic.com/media/about_us/Unikey_ISO_9001_Certification.pdf | https://www.unikeyic.com/products/specialty-terminal-blocks/2007-8877/5866964.html
2010-7111 | WAGO | 25: 4.1055 125: 4.0468 250: 3.8709 | [8 empty] | 57 A |  |  |  | - | 1.500" (38.10mm) | Gray |  |  | 2.650" (67.31mm) |  | Polyamide (PA66), Nylon 6/6 | UL94 V-0 |  | Not Applicable |  | DIN Rail | 1 | 1 |  | - | Box | [8 empty] | TOPJOB®S | 17mm ~ 19mm | 10.0mm | Plug Receptacles, Push In, Spring |  |  | 250 V |  |  | 6-20 AWG | 0.5-16mm² |  |  | 20000 | https://www.unikeyic.com/media/about_us/Unikey_ISO_9001_Certification.pdf | https://www.unikeyic.com/products/specialty-terminal-blocks/2010-7111/23840055.html
2010-7114 | WAGO | 25: 4.5025 125: 4.4382 250: 4.2452 | [8 empty] | 57 A |  |  |  | - | 1.500" (38.10mm) | Blue |  |  | 2.650" (67.31mm) |  | Polyamide (PA66), Nylon 6/6 | UL94 V-0 |  | Not Applicable |  | DIN Rail | 1 | 1 |  | - | Box |  |  |  |  | 15545520 |  |  |  | TOPJOB®S | 17mm ~ 19mm | 10.0mm | Plug Receptacles, Push In, Spring |  |  | 250 V |  |  | 6-20 AWG | 0.5-16mm² |  |  | 20000 | https://www.unikeyic.com/media/about_us/Unikey_ISO_9001_Certification.pdf | https://www.unikeyic.com/products/specialty-terminal-blocks/2010-7114/32563687.html
2016060620 | molex | 1: 24.0436 10: 17.201 25: 15.3688 50: 14.2795 150: 12.9854 300: 12.3878 600: 11.9217 | Conn High-Current Terminal Block 2 POS Screw DIN Rail 230A/Contact Bulk |  | 201606 | [9 empty] | - | 1.929" (49.00mm) | Gray |  |  | 3.370" (85.60mm) |  | Polyamide (PA), Nylon | - |  | 1 (Unlimited) |  | DIN Rail or Panel Mount | 1 | 1 |  | -40°C ~ 125°C | Bulk |  |  |  |  | 7932031 |  |  |  | 201606 | - | 24.3mm | Screw |  |  |  | 600 V |  | 4/0-6 AWG | 13.3-107mm² |  |  | 4 | https://www.unikeyic.com/media/datasheet/7f/b2/2ec7/7fb22ec7afdb90ad3c6bb378859c5e31.pdf | https://www.unikeyic.com/products/specialty-terminal-blocks/2016060620/21142537.html
2016060640 | molex | 60: 26.3212 120: 25.652 180: 25.2059 | Conn Terminal Block 2 POS 1mm Screw ST DIN Rail 380A/Contact |  | 201606 | [9 empty] | - | 2.638" (67.00mm) | Gray |  |  | 5.118" (130.00mm) |  | Polyamide (PA), Nylon | - |  | 1 (Unlimited) |  | Direct Mount | 1 | 1 |  | -40°C ~ 125°C | Bulk | [8 empty] | 201606 | - | 37.5mm | Screw |  |  |  | 600 V |  | 500MCM (kcmil)-2 AWG | 53-500mm² |  |  | 600 | https://www.unikeyic.com/media/datasheet/71/96/d5c4/71/9c0d51a37b13fd8e78b55ae7dbb7f39d.pdf | https://www.unikeyic.com/products/specialty-terminal-blocks/2016060640/21177133.html
2016060660 | molex | 12: 10.065 30: 9.889 60: 9.702 | Conn High-Current Terminal Block 4 POS Screw DIN Rail 150A/Contact Bulk | [21 empty] | Vendor Undefined | [6 empty] | Bulk |  |  |  |  | 14739323 |  |  |  | * | [12 empty] | 64 | https://www.unikeyic.com/media/datasheet/03/d2/a556/03/ac226790e9887b6a337308660194e287.pdf | https://www.unikeyic.com/products/specialty-terminal-blocks/2016060660/2830366.html
2016060670 | molex | 1: 37.4211 10: 27.0108 25: 24.3101 60: 22.3603 120: 21.1747 300: 19.9911 540: 19.4146 | Conn Terminal Block 4 POS 2mm Screw ST DIN Rail 230A/Contact |  | 201606 | [9 empty] | - | 1.929" (49.00mm) | Gray |  |  | 3.370" (85.60mm) |  | Polyamide (PA), Nylon | - |  | 1 (Unlimited) |  | DIN Rail or Panel Mount | 1 | 2 |  | -40°C ~ 125°C | Bulk | [8 empty] | 201606 | - | 41.8mm | Screw |  |  |  | 600 V |  | 4/0-6 AWG | 13.3-107mm² |  |  | 38 | https://www.unikeyic.com/media/datasheet/d6/a8/b6b2/d6/78f983e0626db3df5de413918acb500c.pdf | https://www.unikeyic.com/products/specialty-terminal-blocks/2016060670/11939498.html
2016060690 | molex | 3: 45.133 | Conn Terminal Block 4 POS 2mm Screw ST DIN Rail 380A/Contact |  | 201606 | [9 empty] | - | 2.638" (67.00mm) | Gray |  |  | 5.118" (130.00mm) |  | Polyamide (PA), Nylon | - |  | 1 (Unlimited) |  | Direct Mount | 1 | 2 |  | -40°C ~ 125°C | Bulk | [8 empty] | 201606 | - | 64.0mm | Screw |  |  |  | 600 V |  | 1/0-2 AWG | 53-500mm² |  |  | 7 | https://www.unikeyic.com/media/datasheet/d2/d7/e664/28/0068ef685155df3187291da7832c0436.pdf | https://www.unikeyic.com/products/specialty-terminal-blocks/2016060690/23011712.html
2016061610 | molex | 1: 21.428 10: 15.3035 25: 13.6488 50: 12.6623 120: 11.6921 360: 10.8213 600: 10.5191 | Conn Terminal Block 2 POS 1mm Screw ST DIN Rail 150A/Contact |  | 201606 | [9 empty] | - | 1.902" (48.30mm) | Gray |  |  | 3.248" (82.50mm) |  | Polyamide (PA), Nylon | - |  | 1 (Unlimited) |  | DIN Rail or Panel Mount | 1 | 1 |  | -40°C ~ 125°C | Bulk |  |  |  |  | 7932205 |  |  |  | 201606 | - | 19.2mm | Screw |  |  |  | 1000 V |  | 1/0-8 AWG | 13.3-53mm² |  |  | 120 | https://www.unikeyic.com/media/datasheet/7f/b2/2ec7/7fb22ec7afdb90ad3c6bb378859c5e31.pdf | https://www.unikeyic.com/products/specialty-terminal-blocks/2016061610/17813933.html
2016061613 | molex | 1: 21.428 10: 15.3035 25: 13.6488 50: 12.6623 120: 11.6921 360: 10.8213 600: 10.5191 | 1 Terminal block - grey 19.2mm |  | 201606 | [6 empty] | 150 A |  |  | - | 1.902" (48.30mm) | Gray |  |  | 3.248" (82.50mm) |  | Polyamide (PA), Nylon | - |  | Not Applicable |  | DIN Rail or Panel Mount | 1 | 1 |  | -40°C ~ 125°C | Bulk | [8 empty] | 201606 | - | 19.2mm | Screw |  |  |  | 1000 V |  | 1/0-8 AWG | 13.3-53mm² |  |  | 106 | https://www.unikeyic.com/media/datasheet/ae/00/6242/ae/81d0698bfa501fdd358816cbfa8d9548.pdf | https://www.unikeyic.com/products/specialty-terminal-blocks/2016061613/34202047.html
2016061615 | molex | 10: 11.891 25: 11.671 50: 11.462 99: 11.242 120: 11.033 400: 9.658 1,000: 9.372 2,000: 8.833 | Fixed Terminal Blocks UCLP 1PL RED 150A/1000V |  | 201606 | [6 empty] | 150 A |  |  | - | 1.902" (48.30mm) | Gray |  |  | 3.248" (82.50mm) |  | Polyamide (PA), Nylon | - |  | Not Applicable |  | DIN Rail or Panel Mount | 1 | 1 |  | -40°C ~ 125°C | Bulk |  |  |  |  | 8283917 |  |  |  | 201606 | - | 19.2mm | Screw |  |  |  | 1000 V |  | 1/0-8 AWG | 13.3-53mm² |  |  | 120 | https://www.unikeyic.com/media/datasheet/ae/00/6242/ae/81d0698bfa501fdd358816cbfa8d9548.pdf | https://www.unikeyic.com/products/specialty-terminal-blocks/2016061615/24507951.html
2016061617 | molex | 120: 9.4175 240: 9.1781 360: 9.0185 |  |  | 201606 | [6 empty] | 150 A |  |  | - | 1.902" (48.30mm) | Gray |  |  | 3.248" (82.50mm) |  | Polyamide (PA), Nylon | - |  | Not Applicable |  | DIN Rail or Panel Mount | 1 | 1 |  | -40°C ~ 125°C | Bulk | [8 empty] | 201606 | - | 19.2mm | Screw |  |  |  | 1000 V |  | 1/0-8 AWG | 13.3-53mm² |  |  | 1200 | https://www.unikeyic.com/media/datasheet/ae/00/6242/ae/81d0698bfa501fdd358816cbfa8d9548.pdf | https://www.unikeyic.com/products/specialty-terminal-blocks/2016061617/32238406.html
2016061620 | molex | 1: 34.0288 10: 24.5135 25: 22.027 90: 19.5554 180: 18.6031 270: 18.1453 540: 17.5031 | Conn Terminal Block 2 POS 1mm Screw ST DIN Rail 230A/Contact |  | 201606 | [9 empty] | - | 2.205" (56.00mm) | Gray |  |  | 3.685" (93.60mm) |  | Polyamide (PA), Nylon | - |  | 1 (Unlimited) |  | DIN Rail or Panel Mount | 1 | 1 |  | -40°C ~ 125°C | Bulk | [8 empty] | 201606 | - | 25.0mm | Screw |  |  |  | 1000 V |  | 4/0-6 AWG | 13.3-107mm² |  |  | 449 | https://www.unikeyic.com/media/datasheet/7f/b2/2ec7/7fb22ec7afdb90ad3c6bb378859c5e31.pdf | https://www.unikeyic.com/products/specialty-terminal-blocks/2016061620/23131667.html
2016061630 | molex | 6: 22.484 13: 22.066 26: 21.648 | Conn Terminal Block 2 POS 1mm Screw ST DIN Rail 285A/Contact |  | 201606 | [9 empty] | - | 2.559" (65.00mm) | Gray |  |  | 4.157" (105.60mm) |  | Polyamide (PA), Nylon | - |  | 1 (Unlimited) |  | DIN Rail or Panel Mount | 1 | 1 |  | -40°C ~ 125°C | Bulk | [8 empty] | 201606 | - | 30.4mm | Screw |  |  |  | 1000 V |  | 1/0-2 AWG | 33.6-300mm² |  |  | 36 | https://www.unikeyic.com/media/datasheet/7f/b2/2ec7/7fb22ec7afdb90ad3c6bb378859c5e31.pdf | https://www.unikeyic.com/products/specialty-terminal-blocks/2016061630/18898381.html
2016061633 | molex | 60: 52.05 120: 50.7266 180: 49.8445 |  |  | 201606 | [6 empty] | 285 A |  |  | - | 2.559" (65.00mm) | Gray |  |  | 4.157" (105.60mm) |  | Polyamide (PA), Nylon | - |  | Not Applicable |  | DIN Rail or Panel Mount | 1 | 1 |  | -40°C ~ 125°C | Bulk | [8 empty] | 201606 | - | 30.4mm | Screw |  |  |  | 1000 V |  | 1/0-2 AWG | 33.6-300mm² |  |  | 600 | https://www.unikeyic.com/media/datasheet/d2/d7/e664/f1/96e11a7f3a51fb8b60dc85d1083eb702.pdf | https://www.unikeyic.com/products/specialty-terminal-blocks/2016061633/17515414.html
2016061635 | molex | 60: 52.05 120: 50.7266 180: 49.8445 |  |  | 201606 | [6 empty] | 285 A |  |  | - | 2.559" (65.00mm) | Gray |  |  | 4.157" (105.60mm) |  | Polyamide (PA), Nylon | - |  | Not Applicable |  | DIN Rail or Panel Mount | 1 | 1 |  | -40°C ~ 125°C | Bulk |  |  |  |  | 8283922 |  |  |  | 201606 | - | 30.4mm | Screw |  |  |  | 1000 V |  | 1/0-2 AWG | 33.6-300mm² |  |  | 600 | https://www.unikeyic.com/media/datasheet/d2/d7/e664/f1/96e11a7f3a51fb8b60dc85d1083eb702.pdf | https://www.unikeyic.com/products/specialty-terminal-blocks/2016061635/3137596.html
2016061637 | molex | 60: 52.05 120: 50.7266 180: 49.8445 |  |  | 201606 | [6 empty] | 285 A |  |  | - | 2.559" (65.00mm) | Gray |  |  | 4.157" (105.60mm) |  | Polyamide (PA), Nylon | - |  | Not Applicable |  | DIN Rail or Panel Mount | 1 | 1 |  | -40°C ~ 125°C | Bulk |  |  |  |  | 8283923 |  |  |  | 201606 | - | 30.4mm | Screw |  |  |  | 1000 V |  | 1/0-2 AWG | 33.6-300mm² |  |  | 600 | https://www.unikeyic.com/media/datasheet/d2/d7/e664/f1/96e11a7f3a51fb8b60dc85d1083eb702.pdf | https://www.unikeyic.com/products/specialty-terminal-blocks/2016061637/3291102.html
2016066163 | molex | 1: 20.3374 10: 19.9742 25: 19.6111 100: 19.6111 250: 19.6111 500: 19.6111 | Conn Terminal Block 6 POS 3mm Screw ST DIN Rail 150A/Contact Bulk |  | 201606 | [9 empty] | - | 1.693" (43.00mm) | Gray |  |  | 1.929" (49.00mm) |  | Polyamide (PA), Nylon | - |  | 1 (Unlimited) |  | DIN Rail | 1 | 3 |  | -40°C ~ 125°C | Bulk | [8 empty] | 201606 | - | 49.5mm | Screw |  |  |  | 600 V |  | 1/0-8 AWG | 8.3-53mm² |  |  | 76 | https://www.unikeyic.com/media/datasheet/7f/b2/2ec7/7fb22ec7afdb90ad3c6bb378859c5e31.pdf | https://www.unikeyic.com/products/specialty-terminal-blocks/2016066163/10574026.html
2020-1201 | WAGO | 10: 0.9521 50: 0.9113 100: 0.8841 | [8 empty] | 13.5 A | 15 A |  |  | - | 1.433" (36.40mm) | Gray |  |  | 1.910" (48.51mm) |  | Polyamide (PA66), Nylon 6/6 | UL94 V-0 |  | Not Applicable |  | DIN Rail | 1 | 1 |  | - | Box | [8 empty] | X-COM® S-Mini | 9mm ~ 11mm | 3.5mm | Plug Receptacles, Push In, Spring |  |  | 500 V | 300 V |  | 16-24 AWG | 0.14-1.5mm² |  |  | 1500 | https://www.unikeyic.com/media/datasheet/1a/29/f895/1a/843e294b6bc62d7539cc59c3290f58b2.pdf | https://www.unikeyic.com/products/specialty-terminal-blocks/2020-1201/2942955.html
2020-1304 | WAGO | 50: 2.0704 250: 2.0408 500: 1.9521 | [8 empty] | 13.5 A | 15 A |  |  | - | 1.433" (36.40mm) | Blue |  |  | 2.330" (59.18mm) |  | Polyamide (PA66), Nylon 6/6 | UL94 V-0 |  | Not Applicable |  | DIN Rail | 1 | 2 |  | - | Box | [8 empty] | X-COM® S-Mini | 9mm ~ 11mm | 3.5mm | Plug Receptacles, Push In, Spring |  |  | 500 V | 300 V |  | 16-24 AWG | 0.14-1.5mm² |  |  | 20000 | https://www.unikeyic.com/media/about_us/Unikey_ISO_9001_Certification.pdf | https://www.unikeyic.com/products/specialty-terminal-blocks/2020-1304/34938211.html
2020-1307 | WAGO | 1: 8.6551 10: 6.1357 25: 5.4039 50: 4.9561 100: 4.5909 250: 4.2166 500: 4.0011 1,000: 3.8324 | TERM BLK 2POS GREEN/YELLOW | [11 empty] | - | 1.433" (36.40mm) | Green, Yellow |  |  | 2.430" (61.72mm) |  | Polyamide (PA66), Nylon 6/6 | UL94 V-0 |  | Not Applicable |  | DIN Rail | 1 | 2 |  | - | Box | [8 empty] | X-COM® S-Mini | 9mm ~ 11mm | 3.5mm | Plug Receptacles, Push In, Spring | [5 empty] | 16-24 AWG | 0.14-1.5mm² |  |  | 8 | https://www.unikeyic.com/media/about_us/Unikey_ISO_9001_Certification.pdf | https://www.unikeyic.com/products/specialty-terminal-blocks/2020-1307/23231070.html
2020-1401 | WAGO | 1: 6.588 10: 4.6699 25: 4.1005 50: 3.7489 100: 3.4603 250: 3.163 500: 2.9911 1,000: 2.8561 | TERM BLK 2POS GRAY | [7 empty] | 13.5 A | 15 A |  |  | - | 1.433" (36.40mm) | Gray |  |  | 3.390" (86.11mm) |  | Polyamide (PA66), Nylon 6/6 | UL94 V-0 |  | Not Applicable |  | DIN Rail | 1 | 2 |  | - | Box |  |  |  |  | 15581320 |  |  |  | X-COM® S-Mini | 9mm ~ 11mm | 3.5mm | Plug Receptacles, Push In, Spring |  |  | 500 V | 300 V |  | 16-24 AWG | 0.14-1.5mm² |  |  | 29 | https://www.unikeyic.com/media/datasheet/1a/29/f895/1a/843e294b6bc62d7539cc59c3290f58b2.pdf | https://www.unikeyic.com/products/specialty-terminal-blocks/2020-1401/13490751.html
2020-1404 | WAGO | 1: 7.1856 10: 5.0939 25: 4.4767 50: 4.0968 100: 3.7857 250: 3.4657 500: 3.2809 1,000: 3.136 | TERM BLK 2POS BLUE | [7 empty] | 13.5 A | 15 A |  |  | - | 3.394" (86.21mm) | Blue |  |  | 1.433" (36.40mm) |  | Polyamide (PA66), Nylon 6/6 | UL94 V-0 |  |  |  | DIN Rail | 1 | 2 |  | -60°C ~ 105°C | Bulk | [8 empty] | - | 9mm ~ 11mm | 3.5mm | Plug Receptacles, Push In, Spring |  |  | 500 V | 300 V |  | 16-24 AWG | 0.14-1.5mm² |  |  | 15 | https://www.unikeyic.com/media/datasheet/1a/29/f895/1a/843e294b6bc62d7539cc59c3290f58b2.pdf | https://www.unikeyic.com/products/specialty-terminal-blocks/2020-1404/14566535.html
2020-2203 | WAGO | 50: 2.7564 250: 2.717 500: 2.5989 | [8 empty] | 13.5 A | 15 A |  |  | - | 2.020" (51.31mm) | Gray |  |  | 3.150" (80.00mm) |  | Polyamide (PA66), Nylon 6/6 | UL94 V-0 |  | Not Applicable |  | DIN Rail | 2 | 2 |  | - | Box | [8 empty] | X-COM® S-Mini | 9mm ~ 11mm | 3.5mm | Plug Receptacles, Push In, Spring |  |  | 500 V | 300 V |  | 16-24 AWG | 0.14-1.5mm² |  |  | 20000 | https://www.unikeyic.com/media/datasheet/7a/f2/04c0/7a/365ba80c699d92875cd5b3b0b5f23175.pdf | https://www.unikeyic.com/products/specialty-terminal-blocks/2020-2203/13113891.html
2020-2207 | WAGO | 10: 7.0772 50: 6.4378 100: 5.7985 | [12 empty] | - | 2.020" (51.31mm) | Green, Yellow |  |  | 3.150" (80.00mm) |  | Polyamide (PA66), Nylon 6/6 | UL94 V-0 |  | Not Applicable |  | DIN Rail | 2 | 2 |  | - | Box | [8 empty] | X-COM® S-Mini | 9mm ~ 11mm | 3.5mm | Plug Receptacles, Push In, Spring | [5 empty] | 16-24 AWG | 0.14-1.5mm² |  |  | 30 | https://www.unikeyic.com/media/datasheet/81/3a/178f/81/17e05828021d2a00573de651b95d632c.pdf | https://www.unikeyic.com/products/specialty-terminal-blocks/2020-2207/8477809.html
2020-2217 | WAGO | 50: 5.0527 500: 4.8584 5,000: 4.664 | [8 empty] | 13.5 A | 15 A |  |  | - | 2.020" (51.31mm) | Gray |  |  | 3.150" (80.00mm) |  | Polyamide (PA66), Nylon 6/6 | UL94 V-0 |  | Not Applicable |  | DIN Rail | 2 | 2 |  | - | Box |  |  |  |  | 15544288 |  |  |  | X-COM® S-Mini | 9mm ~ 11mm | 3.5mm | Plug Receptacles, Push In, Spring |  |  | 500 V | 300 V |  | 16-24 AWG | 0.14-1.5mm² |  |  | 250 | https://www.unikeyic.com/media/about_us/Unikey_ISO_9001_Certification.pdf | https://www.unikeyic.com/products/specialty-terminal-blocks/2020-2217/13664181.html
2020-2227 | WAGO | 50: 6.0075 250: 5.9217 500: 5.6642 | [8 empty] | 13.5 A | 15 A |  |  | - | 2.020" (51.31mm) | Gray |  |  | 3.150" (80.00mm) |  | Polyamide (PA66), Nylon 6/6 | UL94 V-0 |  | Not Applicable |  | DIN Rail | 2 | 2 |  | - | Box | [8 empty] | X-COM® S-Mini | 9mm ~ 11mm | 3.5mm | Plug Receptacles, Push In, Spring |  |  | 500 V | 300 V |  | 16-24 AWG | 0.14-1.5mm² |  |  | 20000 | https://www.unikeyic.com/media/datasheet/c2/a1/6ab9/c2/89ef029fc6f4add6e3cb454b7df69596.pdf | https://www.unikeyic.com/products/specialty-terminal-blocks/2020-2227/7547468.html
2020-2231 | WAGO | 1: 8.5752 10: 6.0804 25: 5.3542 50: 4.9099 100: 4.5477 250: 4.1762 500: 3.9624 1,000: 3.7949 | [8 empty] | 13.5 A | 15 A |  |  | - | 2.417" (61.39mm) | Gray |  |  | 3.150" (80.00mm) |  | Polyamide (PA66), Nylon 6/6 | UL94 V-0 |  | Not Applicable |  | DIN Rail | 2 | 2 |  | - | Box | [8 empty] | X-COM® S-Mini | 9mm ~ 11mm | 3.5mm | Plug Receptacles, Push In, Spring |  |  | 500 V | 300 V |  | 16-24 AWG | 0.14-1.5mm² |  |  | 30 | https://www.unikeyic.com/media/about_us/Unikey_ISO_9001_Certification.pdf | https://www.unikeyic.com/products/specialty-terminal-blocks/2020-2231/13626512.html
2020-5311 | WAGO | 1: 22.7568 10: 16.2663 25: 14.5211 50: 13.482 100: 12.6503 250: 11.812 500: 11.3359 | TERM BLK 6POS GRAY | [7 empty] | 13.5 A | 15 A |  |  | - | 2.063" (52.40mm) | Gray |  |  | 3.190" (81.03mm) |  | Polyamide (PA66), Nylon 6/6 | UL94 V-0 |  | Not Applicable |  | DIN Rail | 3 | 6 |  | - | Box |  |  |  |  | 15521496 |  |  |  | TOPJOB®S | 9mm ~ 11mm | 7.0mm | Plug Receptacles, Push In, Spring |  |  | 250 V | 300 V |  | 16-24 AWG | 0.14-1.5mm² |  |  | 3 | https://www.unikeyic.com/media/datasheet/f1/da/f992/f1/801fb1a7eb0d220ed41f880aeef5216a.pdf | https://www.unikeyic.com/products/specialty-terminal-blocks/2020-5311/17878173.html
2020-5311/1102-950 | WAGO | 50: 33.1577 250: 32.684 500: 31.263 | [8 empty] | 13.5 A | 15 A |  |  | LED | 2.063" (52.40mm) | Gray |  |  | 3.190" (81.03mm) |  | Polyamide (PA66), Nylon 6/6 | UL94 V-0 |  | Not Applicable |  | DIN Rail | 3 | 6 |  | - | Box |  |  |  |  | 15552195 |  |  |  | TOPJOB®S | 9mm ~ 11mm | 7.0mm | Plug Receptacles, Push In, Spring |  |  |  | 300 V |  | 16-24 AWG | 0.14-1.5mm² |  |  | 20000 | https://www.unikeyic.com/media/about_us/Unikey_ISO_9001_Certification.pdf | https://www.unikeyic.com/products/specialty-terminal-blocks/2020-5311-1102-950/4926732.html
2020-5317/102-000 | WAGO | 1: 10.5563 | [8 empty] | 13.5 A | 15 A |  |  | - | 2.063" (52.40mm) | Gray |  |  | 3.190" (81.03mm) |  | Polyamide (PA66), Nylon 6/6 | UL94 V-0 |  | Not Applicable |  | DIN Rail | 3 | 6 |  | - | Box | [8 empty] | TOPJOB®S | 9mm ~ 11mm | 7.0mm | Plug Receptacles, Push In, Spring |  |  | 250 V | 300 V |  | 16-24 AWG | 0.14-1.5mm² |  |  | 49 | https://www.unikeyic.com/media/about_us/Unikey_ISO_9001_Certification.pdf | https://www.unikeyic.com/products/specialty-terminal-blocks/2020-5317-102-000/16077059.html
2020-5317/1102-950 | WAGO | 50: 23.2692 250: 22.9368 500: 21.9396 | [8 empty] | 13.5 A | 15 A |  |  | LED | 2.063" (52.40mm) | Gray |  |  | 3.190" (81.03mm) |  | Polyamide (PA66), Nylon 6/6 | UL94 V-0 |  | Not Applicable |  | DIN Rail | 3 | 6 |  | - | Box |  |  |  |  | 15542247 |  |  |  | TOPJOB®S | 9mm ~ 11mm | 7.0mm | Plug Receptacles, Push In, Spring |  |  |  | 300 V |  | 16-24 AWG | 0.14-1.5mm² |  |  | 20000 | https://www.unikeyic.com/media/about_us/Unikey_ISO_9001_Certification.pdf | https://www.unikeyic.com/products/specialty-terminal-blocks/2020-5317-1102-950/13564157.html
2020-5372 | WAGO | 1: 23.9358 10: 17.1189 25: 15.2944 50: 14.2097 100: 13.342 250: 12.468 500: 11.972 | 4 Terminal block - Orange 7.0mm | [7 empty] | 13.5 A | 15 A |  |  | - | 2.063" (52.40mm) | Orange |  |  | 3.190" (81.03mm) |  | Polyamide (PA66), Nylon 6/6 | UL94 V-0 |  | Not Applicable |  | DIN Rail | 3 | 6 |  | - | Box | [8 empty] | TOPJOB®S | 9mm ~ 11mm | 7.0mm | Plug Receptacles, Push In, Spring |  |  | 250 V | 300 V |  | 16-24 AWG | 0.14-1.5mm² |  |  | 6 | https://www.unikeyic.com/media/about_us/Unikey_ISO_9001_Certification.pdf | https://www.unikeyic.com/products/specialty-terminal-blocks/2020-5372/7235303.html
2020-5372/1102-953 | WAGO | 15: 20.966 75: 20.6665 150: 19.768 | [8 empty] | 13.5 A | 15 A |  |  | LED | 2.063" (52.40mm) | Orange |  |  | 3.190" (81.03mm) |  | Polyamide (PA66), Nylon 6/6 | UL94 V-0 |  | Not Applicable |  | DIN Rail | 3 | 6 |  | - | Box |  |  |  |  | 15556669 |  |  |  | TOPJOB®S | 9mm ~ 11mm | 7.0mm | Plug Receptacles, Push In, Spring |  |  |  | 300 V |  | 16-24 AWG | 0.14-1.5mm² |  |  | 20000 | https://www.unikeyic.com/media/about_us/Unikey_ISO_9001_Certification.pdf | https://www.unikeyic.com/products/specialty-terminal-blocks/2020-5372-1102-953/25542509.html
2020-5377/102-000 | WAGO | 15: 15.6403 75: 15.4169 150: 14.7466 | [8 empty] | 13.5 A | 15 A |  |  | - | 2.063" (52.40mm) | Orange |  |  | 3.190" (81.03mm) |  | Polyamide (PA66), Nylon 6/6 | UL94 V-0 |  | Not Applicable |  | DIN Rail | 3 | 6 |  | - | Box | [8 empty] | TOPJOB®S | 9mm ~ 11mm | 7.0mm | Plug Receptacles, Push In, Spring |  |  | 250 V | 300 V |  | 16-24 AWG | 0.14-1.5mm² |  |  | 20000 | https://www.unikeyic.com/media/about_us/Unikey_ISO_9001_Certification.pdf | https://www.unikeyic.com/products/specialty-terminal-blocks/2020-5377-102-000/11547199.html
2020-5417 | WAGO | 1: 37.5946 10: 27.1382 25: 24.4267 50: 22.8318 100: 21.565 250: 20.2973 500: 19.5811 | TERM BLK 8POS GRAY | [7 empty] | 13.5 A | 15 A |  |  | LED | 2.063" (52.40mm) | Gray |  |  | 3.830" (97.28mm) |  | Polyamide (PA66), Nylon 6/6 | UL94 V-0 |  | Not Applicable |  | DIN Rail | 4 | 8 |  | - | Box |  |  |  |  | 15575663 |  |  |  | TOPJOB®S | 9mm ~ 11mm | 7.0mm | Plug Receptacles, Push In, Spring |  |  |  | 300 V |  | 16-24 AWG | 0.14-1.5mm² |  |  | 50 | https://www.unikeyic.com/media/about_us/Unikey_ISO_9001_Certification.pdf | https://www.unikeyic.com/products/specialty-terminal-blocks/2020-5417/17080245.html
2020-5477 | WAGO | 15: 16.4406 75: 16.2058 150: 15.5012 | [8 empty] | 13.5 A | 15 A |  |  | - | 2.063" (52.40mm) | Orange |  |  | 3.830" (97.28mm) |  | Polyamide (PA66), Nylon 6/6 | UL94 V-0 |  | Not Applicable |  | DIN Rail | 4 | 8 |  | - | Box | [8 empty] | TOPJOB®S | 9mm ~ 11mm | 7.0mm | Plug Receptacles, Push In, Spring |  |  | 250 V | 300 V |  | 16-24 AWG | 0.14-1.5mm² |  |  | 20000 | https://www.unikeyic.com/media/about_us/Unikey_ISO_9001_Certification.pdf | https://www.unikeyic.com/products/specialty-terminal-blocks/2020-5477/993519.html
2020-5477/1102-953 | WAGO | 15: 24.6786 75: 24.3261 150: 23.2684 | [8 empty] | 13.5 A | 15 A |  |  | LED | 2.063" (52.40mm) | Orange |  |  | 3.830" (97.28mm) |  | Polyamide (PA66), Nylon 6/6 | UL94 V-0 |  | Not Applicable |  | DIN Rail | 4 | 8 |  | - | Box | [8 empty] | TOPJOB®S | 9mm ~ 11mm | 7.0mm | Plug Receptacles, Push In, Spring |  |  |  | 300 V |  | 16-24 AWG | 0.14-1.5mm² |  |  | 20000 | https://www.unikeyic.com/media/about_us/Unikey_ISO_9001_Certification.pdf | https://www.unikeyic.com/products/specialty-terminal-blocks/2020-5477-1102-953/9603023.html
2022-1201/999-953 | WAGO | 100: 2.0371 500: 2.008 1,000: 1.9207 | [8 empty] | 32 A | 20 A |  |  | - | 1.433" (36.40mm) | Gray |  |  | 1.910" (48.51mm) |  | Polyamide (PA66), Nylon 6/6 | UL94 V-0 |  | Not Applicable |  | DIN Rail | 1 | 1 |  | - | Box |  |  |  |  | 15556892 |  |  |  | X-COM® S | 10mm ~ 12mm | 5.2mm | Plug Receptacles, Push In, Spring |  |  |  | 600 V |  | 12-22 AWG | 0.25-4mm² |  |  | 20000 | https://www.unikeyic.com/media/about_us/Unikey_ISO_9001_Certification.pdf | https://www.unikeyic.com/products/specialty-terminal-blocks/2022-1201-999-953/4435585.html
2022-1204/999-953 | WAGO | 100: 2.1847 500: 2.1535 1,000: 2.0599 | [8 empty] | 32 A | 20 A |  |  | - | 1.433" (36.40mm) | Blue |  |  | 1.910" (48.51mm) |  | Polyamide (PA66), Nylon 6/6 | UL94 V-0 |  | Not Applicable |  | DIN Rail | 1 | 1 |  | - | Box | [8 empty] | X-COM® S | 10mm ~ 12mm | 5.2mm | Plug Receptacles, Push In, Spring |  |  |  | 600 V |  | 12-22 AWG | 0.25-4mm² |  |  | 20000 | https://www.unikeyic.com/media/about_us/Unikey_ISO_9001_Certification.pdf | https://www.unikeyic.com/products/specialty-terminal-blocks/2022-1204-999-953/26858285.html
2022-1207 | WAGO | 1: 3.8679 10: 3.4037 100: 3.4037 250: 3.3418 500: 3.3418 1,000: 3.3418 | TERMINAL BLOCK, DIN RAIL, 1POS, 12AWG; | [11 empty] | - | 1.433" (36.40mm) | Green, Yellow |  |  | 2.000" (50.80mm) |  | Polyamide (PA66), Nylon 6/6 | UL94 V-0 |  | Not Applicable |  | DIN Rail | 1 | 1 |  | - | Box | [8 empty] | X-COM® S | 10mm ~ 12mm | 5.2mm | Plug Receptacles, Push In, Spring | [5 empty] | 12-22 AWG | 0.25-4mm² |  |  | 757 | https://www.unikeyic.com/media/datasheet/99/6a/3064/99/b2437a6256d92eede225d5ce11b25a71.pdf | https://www.unikeyic.com/products/specialty-terminal-blocks/2022-1207/5495304.html
2022-1302 | WAGO | 100: 2.403 500: 2.3687 1,000: 2.2657 | [8 empty] | 32 A | 20 A |  |  | - | 1.433" (36.40mm) | Orange |  |  | 2.330" (59.18mm) |  | Polyamide (PA66), Nylon 6/6 | UL94 V-0 |  | Not Applicable |  | DIN Rail | 1 | 2 |  | - | Box | [8 empty] | X-COM® S | 10mm ~ 12mm | 5.2mm | Plug Receptacles, Push In, Spring |  |  | 690 V | 600 V |  | 12-22 AWG | 0.25-4mm² |  |  | 20000 | https://www.unikeyic.com/media/datasheet/ec/ac/e56d/ec/35264753dd6e254bb53cd644028f3a87.pdf | https://www.unikeyic.com/products/specialty-terminal-blocks/2022-1302/24062510.html
2022-1304 | WAGO | 100: 2.403 500: 2.3687 1,000: 2.2657 | [8 empty] | 20 A | 20 A |  |  | - | 1.433" (36.40mm) | Blue |  |  | 2.330" (59.18mm) |  | Polyamide (PA66), Nylon 6/6 | UL94 V-0 |  | Not Applicable |  | DIN Rail | 1 | 2 |  | - | Box |  |  |  |  | 15552136 |  |  |  | X-COM® S | 10mm ~ 12mm | 5.2mm | Plug Receptacles, Push In, Spring |  |  | 690 V | 600 V |  | 12-22 AWG | 0.25-4mm² |  |  | 20000 | https://www.unikeyic.com/media/about_us/Unikey_ISO_9001_Certification.pdf | https://www.unikeyic.com/products/specialty-terminal-blocks/2022-1304/2190878.html
2022-1407 | WAGO | 50: 2.9559 250: 2.9137 500: 2.787 | 4 Terminal block - 、Yellow 5.2mm | [11 empty] | - | 1.433" (36.40mm) | Green, Yellow |  |  | 3.410" (86.61mm) |  | Polyamide (PA66), Nylon 6/6 | UL94 V-0 |  | Not Applicable |  | DIN Rail | 1 | 2 |  | - | Box |  |  |  |  | 15593727 |  |  |  | X-COM® S | 10mm ~ 12mm | 5.2mm | Plug Receptacles, Push In, Spring | [5 empty] | 12-22 AWG | 0.25-4mm² |  |  | 20000 | https://www.unikeyic.com/media/datasheet/a1/90/b9e1/a1/7c37a10fccda13a835d52df39f81ebda.pdf | https://www.unikeyic.com/products/specialty-terminal-blocks/2022-1407/6255794.html
2022-1601 | WAGO | 1: 3.618 10: 2.5812 25: 2.255 50: 2.0494 100: 1.878 250: 1.6988 500: 1.5941 1,000: 1.5112 5,000: 1.3821 | 2 Terminal block - grey 5.2mm | [7 empty] | 28 A | 20 A |  |  | - | 1.280" (32.50mm) | Gray |  |  | 2.050" (52.07mm) |  | Polyamide (PA66), Nylon 6/6 | UL94 V-0 |  | Not Applicable |  | DIN Rail | 1 | 2 |  | - | Box | [8 empty] | X-COM® S | - | 5.2mm | Plug Receptacles, Push In, Spring |  |  | 690 V | 600 V |  | - | - |  |  | 25 | https://www.unikeyic.com/media/about_us/Unikey_ISO_9001_Certification.pdf | https://www.unikeyic.com/products/specialty-terminal-blocks/2022-1601/5581313.html
2022-1601/999-953 | WAGO | 50: 1.7732 250: 1.7478 500: 1.6718 | [8 empty] | 28 A | 20 A |  |  | - | 1.280" (32.50mm) | Gray |  |  | 2.050" (52.07mm) |  | Polyamide (PA66), Nylon 6/6 | UL94 V-0 |  | Not Applicable |  | DIN Rail | 1 | 2 |  | - | Box |  |  |  |  | 15557063 |  |  |  | X-COM® S | - | 5.2mm | Plug Receptacles, Push In, Spring |  |  | 690 V | 600 V |  | - | - |  |  | 20000 | https://www.unikeyic.com/media/about_us/Unikey_ISO_9001_Certification.pdf | https://www.unikeyic.com/products/specialty-terminal-blocks/2022-1601-999-953/9465688.html
2022-1602 | WAGO | 50: 1.4676 250: 1.4466 500: 1.3837 | [8 empty] | 28 A | 20 A |  |  | - | 1.280" (32.50mm) | Orange |  |  | 2.050" (52.07mm) |  | Polyamide (PA66), Nylon 6/6 | UL94 V-0 |  | Not Applicable |  | DIN Rail | 1 | 2 |  | - | Box | [8 empty] | X-COM® S | - | 5.2mm | Plug Receptacles, Push In, Spring |  |  | 690 V | 600 V |  | - | - |  |  | 20000 | https://www.unikeyic.com/media/about_us/Unikey_ISO_9001_Certification.pdf | https://www.unikeyic.com/products/specialty-terminal-blocks/2022-1602/26048775.html
2022-1604 | WAGO | 50: 1.4676 250: 1.4466 500: 1.3837 | [8 empty] | 28 A | 20 A |  |  | - | 1.280" (32.50mm) | Blue |  |  | 2.050" (52.07mm) |  | Polyamide (PA66), Nylon 6/6 | UL94 V-0 |  | Not Applicable |  | DIN Rail | 1 | 2 |  | - | Box | [8 empty] | X-COM® S | - | 5.2mm | Plug Receptacles, Push In, Spring |  |  | 690 V | 600 V |  | - | - |  |  | 20000 | https://www.unikeyic.com/media/about_us/Unikey_ISO_9001_Certification.pdf | https://www.unikeyic.com/products/specialty-terminal-blocks/2022-1604/4290848.html
2022-1607/999-953 | WAGO | 35: 3.19 108: 3.036 431: 2.904 1,077: 2.772 3,230: 2.662 | 2 Position Terminal Block Green Yellow Plug Connection 5.2mm | [11 empty] | - | 1.280" (32.50mm) | Green, Yellow |  |  | - |  | Polyamide (PA66), Nylon 6/6 | UL94 V-0 |  | Not Applicable |  | DIN Rail | 1 | 2 |  | - | Box |  |  |  |  | 15521536 |  |  |  | X-COM® S | - | 5.2mm | Plug Receptacles, Push In, Spring | [5 empty] | - | - |  |  | 4210 | https://www.unikeyic.com/media/about_us/Unikey_ISO_9001_Certification.pdf | https://www.unikeyic.com/products/specialty-terminal-blocks/2022-1607-999-953/12235392.html
2022-1801 | WAGO | 1: 5.6268 10: 3.9949 25: 3.5022 50: 3.1964 100: 2.9446 250: 2.6841 500: 2.5332 1,000: 2.4144 | TERM BLK 4POS GRAY | [7 empty] | 27 A | 20 A |  |  | - | 1.280" (32.50mm) | Gray |  |  | 4.170" (105.92mm) |  | Polyamide (PA66), Nylon 6/6 | UL94 V-0 |  | Not Applicable |  | DIN Rail | 1 | 4 |  | - | Box | [8 empty] | X-COM® S | - | 5.2mm | Plug Receptacles, Push In, Spring |  |  | 690 V | 600 V |  | - | - |  |  | 28 | https://www.unikeyic.com/media/about_us/Unikey_ISO_9001_Certification.pdf | https://www.unikeyic.com/products/specialty-terminal-blocks/2022-1801/33704810.html
2022-1801/999-953 | WAGO | 50: 2.6525 250: 2.6146 500: 2.5009 | [8 empty] | 20 A | 20 A |  |  | - | 1.280" (32.50mm) | Gray |  |  | 4.173" (106.00mm) |  | Polyamide (PA66), Nylon 6/6 | UL94 V-0 |  | Not Applicable |  | DIN Rail | 1 | 4 |  | - | Box |  |  |  |  | 15547484 |  |  |  | X-COM® S | - | 5.2mm | Plug Receptacles, Push In, Spring |  |  |  | 600 V |  | - | - |  |  | 20000 | https://www.unikeyic.com/media/about_us/Unikey_ISO_9001_Certification.pdf | https://www.unikeyic.com/products/specialty-terminal-blocks/2022-1801-999-953/34621785.html
2022-1804 | WAGO | 50: 2.4321 250: 2.3974 500: 2.2931 | [8 empty] | 27 A | 20 A |  |  | - | 1.280" (32.50mm) | Blue |  |  | 4.170" (105.92mm) |  | Polyamide (PA66), Nylon 6/6 | UL94 V-0 |  | Not Applicable |  | DIN Rail | 1 | 4 |  | - | Box | [8 empty] | X-COM® S | - | 5.2mm | Plug Receptacles, Push In, Spring |  |  | 690 V | 600 V |  | - | - |  |  | 20000 | https://www.unikeyic.com/media/about_us/Unikey_ISO_9001_Certification.pdf | https://www.unikeyic.com/products/specialty-terminal-blocks/2022-1804/34183764.html
2022-1804/999-953 | WAGO | 50: 2.8873 250: 2.8461 500: 2.7224 | [8 empty] | 20 A | 20 A |  |  | - | 1.280" (32.50mm) | Blue |  |  | 4.173" (106.00mm) |  | Polyamide (PA66), Nylon 6/6 | UL94 V-0 |  | Not Applicable |  | DIN Rail | 1 | 4 |  | - | Box | [8 empty] | X-COM® S | - | 5.2mm | Plug Receptacles, Push In, Spring |  |  |  | 600 V |  | - | - |  |  | 20000 | https://www.unikeyic.com/media/about_us/Unikey_ISO_9001_Certification.pdf | https://www.unikeyic.com/products/specialty-terminal-blocks/2022-1804-999-953/34683272.html
2022-2201 | WAGO | 50: 2.3415 500: 2.2514 5,000: 2.1614 | WAGO DIN Rail Terminal Block, TOPJOB S Series, Double Layer, Gray, Push-in Cage Clamp | [7 empty] | 20 A | 20 A |  |  | - | 2.020" (51.31mm) | Gray |  |  | 3.150" (80.00mm) |  | Polyamide (PA66), Nylon 6/6 | UL94 V-0 |  | Not Applicable |  | DIN Rail | 2 | 2 |  | - | Box |  |  |  |  | 15540901 |  |  |  | X-COM® S | 10mm ~ 12mm | 5.2mm | Plug Receptacles, Push In, Spring |  |  |  | 600 V |  | 12-22 AWG | 0.25-4mm² |  |  | 143 | https://www.unikeyic.com/media/about_us/Unikey_ISO_9001_Certification.pdf | https://www.unikeyic.com/products/specialty-terminal-blocks/2022-2201/1450659.html
2022-2202 | WAGO | 10: 2.929 50: 2.6614 100: 2.3789 | [8 empty] | 28 A | 20 A |  |  | - | 2.020" (51.31mm) | Gray |  |  | - |  | Polyamide (PA66), Nylon 6/6 | UL94 V-0 |  | Not Applicable |  | DIN Rail | 2 | 2 |  | - | Box |  |  |  |  | 15575585 |  |  |  | X-COM® S | 10mm ~ 12mm | 5.2mm | Plug Receptacles, Push In, Spring |  |  | 690 V | 600 V |  | 12-22 AWG | 0.25-4mm² |  |  | 42 | https://www.unikeyic.com/media/about_us/Unikey_ISO_9001_Certification.pdf | https://www.unikeyic.com/products/specialty-terminal-blocks/2022-2202/9804518.html
2022-2204 | WAGO | 50: 3.1222 250: 3.0776 500: 2.9438 | Phoenix Contact DIN Rail Terminal Block, TOPJOB S Series, Double Layer, Blue, Push-in Cage Clamp Termination | [7 empty] | 28 A | 20 A |  |  | - | 2.020" (51.31mm) | Blue |  |  | - |  | Polyamide (PA66), Nylon 6/6 | UL94 V-0 |  | Not Applicable |  | DIN Rail | 2 | 2 |  | - | Box | [8 empty] | X-COM® S | 10mm ~ 12mm | 5.2mm | Plug Receptacles, Push In, Spring |  |  | 690 V | 600 V |  | 12-22 AWG | 0.25-4mm² |  |  | 20000 | https://www.unikeyic.com/media/datasheet/14/91/1d72/14/b9fec928f070d372003d8c1841d2bc4a.pdf | https://www.unikeyic.com/products/specialty-terminal-blocks/2022-2204/12493958.html
2022-2207 | WAGO | 5: 11.132 25: 10.2492 50: 10.044 100: 9.5655 250: 9.3765 500: 9.1875 1,000: 9.009 | Wanke Rail type terminal block, TOPJOB Sseries, double layer, | [11 empty] | - | 2.020" (51.31mm) | Green, Yellow |  |  | 3.150" (80.00mm) |  | Polyamide (PA66), Nylon 6/6 | UL94 V-0 |  | Not Applicable |  | DIN Rail | 2 | 2 |  | - | Box |  |  |  |  | 15522347 |  |  |  | X-COM® S | 10mm ~ 12mm | 5.2mm | Plug Receptacles, Push In, Spring | [5 empty] | 12-22 AWG | 0.25-4mm² |  |  | 47 | https://www.unikeyic.com/media/about_us/Unikey_ISO_9001_Certification.pdf | https://www.unikeyic.com/products/specialty-terminal-blocks/2022-2207/31032688.html
2022-2238 | WAGO | 50: 4.3237 250: 4.262 500: 4.0767 | [8 empty] | 28 A | 20 A |  |  | - | 2.417" (61.39mm) | Gray |  |  | 3.150" (80.00mm) |  | Polyamide (PA66), Nylon 6/6 | UL94 V-0 |  | Not Applicable |  | DIN Rail | 2 | 2 |  | - | Box | [8 empty] | X-COM® S | 10mm ~ 12mm | 5.2mm | Plug Receptacles, Push In, Spring |  |  | 690 V | 600 V |  | 12-22 AWG | 0.25-4mm² |  |  | 20000 | https://www.unikeyic.com/media/datasheet/1a/29/f895/1a/843e294b6bc62d7539cc59c3290f58b2.pdf | https://www.unikeyic.com/products/specialty-terminal-blocks/2022-2238/23048705.html
2022-2247 | WAGO | 50: 6.8432 250: 6.7454 500: 6.4521 | [8 empty] | 28 A | 20 A |  |  | - | 2.417" (61.39mm) | Gray |  |  | 3.150" (80.00mm) |  | Polyamide (PA66), Nylon 6/6 | UL94 V-0 |  | Not Applicable |  | DIN Rail | 2 | 2 |  | - | Box | [8 empty] | X-COM® S | 10mm ~ 12mm | 5.2mm | Plug Receptacles, Push In, Spring |  |  | 690 V | 600 V |  | 12-22 AWG | 0.25-4mm² |  |  | 20000 | https://www.unikeyic.com/media/datasheet/1a/29/f895/1a/843e294b6bc62d7539cc59c3290f58b2.pdf | https://www.unikeyic.com/products/specialty-terminal-blocks/2022-2247/20404335.html
2050-301 | WAGO | 10: 0.8497 100: 0.7789 500: 0.7789 1,000: 0.7789 | TERMINAL BLOCK, DIN RAIL, 2POS, 16AWG; | [7 empty] | 17.5 A | 10 A |  |  | - | 1.071" (27.20mm) | Gray |  |  | 1.307" (33.20mm) |  | Polyamide (PA66), Nylon 6/6 | UL94 V-0 |  | Not Applicable |  | Direct Mount | 1 | 2 |  | - | Box |  |  |  |  | 15581406 |  |  |  | TOPJOB®S | 9mm ~ 11mm | 3.5mm | Push In, Spring |  |  | 500 V | 300 V |  | 16-24 AWG | 0.14-1.5mm² |  |  | 51 | https://www.unikeyic.com/media/about_us/Unikey_ISO_9001_Certification.pdf | https://www.unikeyic.com/products/specialty-terminal-blocks/2050-301/21593264.html
2050-307 | WAGO | 1: 4.6735 | TERMINAL BLOCK, DIN RAIL, 2POS, 16AWG; | [11 empty] | - | 1.071" (27.20mm) | Green, Yellow |  |  | 1.307" (33.20mm) |  | Polyamide (PA66), Nylon 6/6 | UL94 V-0 |  | Not Applicable |  | Direct Mount | 1 | 2 |  | - | Box | [8 empty] | TOPJOB®S | 9mm ~ 11mm | 3.5mm | Push In, Spring | [5 empty] | 16-24 AWG | 0.14-1.5mm² |  |  | 86 | https://www.unikeyic.com/media/about_us/Unikey_ISO_9001_Certification.pdf | https://www.unikeyic.com/products/specialty-terminal-blocks/2050-307/3681724.html
2050-314 | WAGO | 1: 4.4494 | TERMINAL BLOCK, DIN RAIL, 2POS, 16AWG; | [7 empty] | 17.5 A | 10 A |  |  | - | 1.071" (27.20mm) | Blue |  |  | 1.307" (33.20mm) |  | Polyamide (PA66), Nylon 6/6 | UL94 V-0 |  | Not Applicable |  | Direct Mount | 1 | 2 |  | - | Box | [8 empty] | TOPJOB®S | 9mm ~ 11mm | 3.5mm | Push In, Spring |  |  | 500 V | 300 V |  | 16-24 AWG | 0.14-1.5mm² |  |  | 85 | https://www.unikeyic.com/media/about_us/Unikey_ISO_9001_Certification.pdf | https://www.unikeyic.com/products/specialty-terminal-blocks/2050-314/19638669.html
2050-317 | WAGO | 1: 4.6735 | TERMINAL BLOCK, DIN RAIL, 2POS, 16AWG; | [11 empty] | - | 1.071" (27.20mm) | Green, Yellow |  |  | 1.307" (33.20mm) |  | Polyamide (PA66), Nylon 6/6 | UL94 V-0 |  | Not Applicable |  | Direct Mount | 1 | 2 |  | - | Box |  |  |  |  | 15521576 |  |  |  | TOPJOB®S | 9mm ~ 11mm | 3.5mm | Push In, Spring | [5 empty] | 16-24 AWG | 0.14-1.5mm² |  |  | 87 | https://www.unikeyic.com/media/about_us/Unikey_ISO_9001_Certification.pdf | https://www.unikeyic.com/products/specialty-terminal-blocks/2050-317/21601998.html
2052-327 | WAGO | 1: 4.8175 | TERMINAL BLOCK, DIN RAIL, 2POS, 12AWG; | [11 empty] | - | 1.181" (30.00mm) | Green, Yellow |  |  | 1.398" (35.52mm) |  | Polyamide (PA66), Nylon 6/6 | UL94 V-0 |  |  |  | Direct Mount | 1 | 2 |  | -60°C ~ 105°C | Bulk |  |  |  |  | 17886862 |  |  |  | TOPJOB®S | 10mm ~ 12mm | 5.2mm | Push In, Spring | [5 empty] | 12-22 AWG | 0.25-4mm² |  |  | 110 | https://www.unikeyic.com/media/about_us/Unikey_ISO_9001_Certification.pdf | https://www.unikeyic.com/products/specialty-terminal-blocks/2052-327/8970563.html
206 | Marathon Special | 1: 22.0865 10: 21.6921 25: 21.2977 100: 21.2977 250: 21.2977 500: 21.2977 | Conn Barrier Strip 12 POS 11.1mm Screw Panel Mount 20A | [10 empty] | 206 Marathon Special | [6 empty] | 13.5mm(height) |  |  |  |  | panel mount |  |  |  | 150℃(max) | [7 empty] | Compliant | [15 empty] | 195 | https://www.unikeyic.com/media/datasheet/84/b8/953f/84/ddec3ffa69e1fd0164c39155209f97f9.pdf | https://www.unikeyic.com/products/specialty-terminal-blocks/206/25261367.html
208 | Marathon Special | 1: 27.6597 5: 27.6597 10: 27.1658 25: 26.6719 50: 26.6719 100: 26.6719 | TERMINAL BLOCK, BARRIER, 8 POSITION, 22-12AWG; No. of Rows:2 Row; No. of Positions:8Positions; Wire Size AWG Min:22AWG; Wire Size AWG Max:12AWG; Pitch Spacing:11.1mm; Rated Current:30A; Rated Voltage:600V; Product Range: | [10 empty] | 208 Marathon Special | [6 empty] | 107.95mm(Length)*13.5mm(height) |  |  |  |  | panel mount |  |  |  | 150℃(max) | [23 empty] | 89 | https://www.unikeyic.com/media/datasheet/84/b8/953f/84/ddec3ffa69e1fd0164c39155209f97f9.pdf | https://www.unikeyic.com/products/specialty-terminal-blocks/208/25217042.html
21.1550M/2-E | IMO Precision Controls | 10: 0.4183 100: 0.3748 500: 0.3681 1,000: 0.3681 2,500: 0.3614 5,000: 0.3614 | Terminal Block Plug 3.81mm, 2 Way, 300V, 8A Rising Clamp | [10 empty] | 21.1550M/2-E IMO Precision Controls | [23 empty] | Compliant | [15 empty] | 636 | https://www.unikeyic.com/media/datasheet/be/a2/9e4b/be/09384e639bb71f5d551c2b5fcc4e8cdc.pdf | https://www.unikeyic.com/products/specialty-terminal-blocks/21-1550m-2-e/24519940.html
21.311.0353.0 | Wieland Electric | 1: 1.0173 25: 0.9766 100: 0.9115 250: 0.8952 500: 0.8952 | Conn Terminal Strip F 6 POS 10mm Screw RA Cable Mount 24A | [10 empty] | 21.311.0353.0 Wieland Electric | [11 empty] | wire mounting | [11 empty] | Compliant | [15 empty] | 2318 | https://www.unikeyic.com/media/datasheet/ad/48/7f4a/4d/c0f1481a9c9482a3c997b25df65c8381.pdf | https://www.unikeyic.com/products/specialty-terminal-blocks/21-311-0353-0/27136308.html
21.311.1253.0 | Wieland Electric | 1: 3.8063 25: 3.4891 100: 3.4891 250: 3.4257 500: 3.4257 | Conn Terminal Strip F 24 POS 10mm Screw RA Cable Mount 24A | [10 empty] | 21.311.1253.0 Wieland Electric | [11 empty] | wire mounting | [27 empty] | 186 | https://www.unikeyic.com/media/datasheet/ad/48/7f4a/4d/a3638b25b4bc1f8f6aef1808dacdf25d.pdf | https://www.unikeyic.com/products/specialty-terminal-blocks/21-311-1253-0/25517871.html
21.341.3653.0 | Wieland Electric | 1: 6.7574 25: 6.6367 100: 6.5161 250: 6.5161 500: 6.5161 | Conn Appliance Terminal Block F 12 POS 14.5mm Screw RA Cable Mount 57A | [10 empty] | 21.341.3653.0 Wieland Electric | [11 empty] | wire mounting | [27 empty] | 24 | https://www.unikeyic.com/media/datasheet/ad/48/7f4a/2b/f507914414bd3cdfe61e47559490b7d2.pdf | https://www.unikeyic.com/products/specialty-terminal-blocks/21-341-3653-0/11584487.html
210-229 | WAGO | 5: 25.434 10: 25.056 25: 23.9925 53: 23.6355 105: 14.679 158: 11.592 210: 11.3505 | Conn Terminal Block 4 POS Screw DIN Rail 125A | [22 empty] | DIN rail mounting | [27 empty] | 14 | https://www.unikeyic.com/media/about_us/Unikey_ISO_9001_Certification.pdf | https://www.unikeyic.com/products/specialty-terminal-blocks/210-229/1734184.html
2102-1307 | WAGO | 1: 2.9726 5: 2.7602 10: 2.5904 | Phoenix Contact DIN Rail Terminal Block, TOPJOB S Series, Single Level, Green/Yellow, Clamped Termination |  |  |  | Green, Yellow | [7 empty] | - | [6 empty] | Polyamide (PA66), Nylon 6/6 | UL94 V-0 |  | Not Applicable |  |  | 1 | 3 |  |  | Box | [8 empty] | TOPJOB®S, 2102 | 10mm ~ 12mm | 5.2mm | Push In, Spring |  |  | - | - |  | 12-22 AWG | 0.25-4mm² |  |  | 30 | https://www.unikeyic.com/media/about_us/Unikey_ISO_9001_Certification.pdf | https://www.unikeyic.com/products/specialty-terminal-blocks/2102-1307/2445876.html
2116-1201/605-038 | WAGO | 1: 63.9252 10: 46.831 25: 42.5421 50: 40.047 100: 38.0789 250: 36.1219 | TERM BLK 10POS BLUE/GRAY/GRN/YLW | [7 empty] | 76 A |  |  |  | - | 1.453" (36.91mm) | Blue, Gray, Green, Yellow |  |  | - |  | Polyamide (PA66), Nylon 6/6 | UL94 V-0 |  | Not Applicable |  | DIN Rail | 1 | 10 |  | - | Box |  |  |  |  | 15550840 |  |  |  | TOPJOB®S | 18mm ~ 20mm | 61.0mm | Plug Receptacles, Push In, Spring |  |  | 800 V |  |  | 6-20 AWG | 0.5-16mm² |  |  | 21 | https://www.unikeyic.com/media/about_us/Unikey_ISO_9001_Certification.pdf | https://www.unikeyic.com/products/specialty-terminal-blocks/2116-1201-605-038/11775353.html
2116-1207 | WAGO | 1: 14.3405 10: 13.8283 100: 13.8283 250: 13.8283 500: 13.8283 1,000: 13.8283 | Phoenix Contact DIN Rail Terminal Block, TOPJOB S Series, Single Level, Green/Yellow, Clamped Termination | [11 empty] | - | 1.453" (36.91mm) | Green, Yellow |  |  | 3.600" (91.44mm) |  | Polyamide (PA66), Nylon 6/6 | UL94 V-0 |  | Not Applicable |  | DIN Rail | 1 | 2 |  | - | Box |  |  |  |  | 15538089 |  |  |  | TOPJOB®S, 2116 | 18mm ~ 20mm | 12.0mm | Plug Receptacles, Push In, Spring | [5 empty] | 6-20 AWG | 0.5-16mm² |  |  | 34 | https://www.unikeyic.com/media/about_us/Unikey_ISO_9001_Certification.pdf | https://www.unikeyic.com/products/specialty-terminal-blocks/2116-1207/31587001.html
222-415 | WAGO | 1: 0.5753 10: 0.479 100: 0.4103 500: 0.3757 1,000: 0.3504 | Wanke Connectors and terminal blocks, 222series, 5road, Cable installation, Spring-loaded terminal block terminations, 28 → 12 AWGwire_gauge, 32A, 400 V | [10 empty] | 222-415 WAGO | [6 empty] | 26.6mm(Length)*20.5mm(height) |  |  |  |  | wire mounting |  |  |  | 85℃(max) | [5 empty] | On sale |  | Compliant | [16 empty] | https://www.unikeyic.com/media/datasheet/a4/04/3eb3/a4/48d5b4cb9a5ec0b4244c8cbee1b27cfd.pdf | https://www.unikeyic.com/products/specialty-terminal-blocks/222-415/25870974.html
226-111 | WAGO | 200: 1.6775 1,000: 1.6536 2,000: 1.5817 | [8 empty] | 20 A | 6 A |  |  | - | 0.866" (22.00mm) | Gray |  |  | 1.024" (26.00mm) |  | Polyamide (PA66), Nylon 6/6 | UL94 V-0 |  | Not Applicable |  | DIN Rail | 1 | 1 |  | - | Bag |  |  |  |  | 15546938 |  |  |  | - | 9mm ~ 10mm | 6.0mm | Push In, Spring |  |  | 630 V | 300 V |  | 12-28 AWG | 0.08-4mm² |  |  | 20000 | https://www.unikeyic.com/media/about_us/Unikey_ISO_9001_Certification.pdf | https://www.unikeyic.com/products/specialty-terminal-blocks/226-111/13376880.html
2271552-4 | TE Connectivity | 150: 0.968 | Conn Terminal Block F 2 POS 4.15mm Spring Clamp DIN Rail 15A/Contact | Industrial | [21 empty] | DIN rail mounting |  |  |  | -40℃~105℃ | [23 empty] | 275 | https://www.unikeyic.com/media/about_us/Unikey_ISO_9001_Certification.pdf | https://www.unikeyic.com/products/specialty-terminal-blocks/2271552-4/13267152.html
2271553-5 | TE Connectivity | 70: 1.683 200: 1.617 | Conn Terminal Block F 3 POS 4.15mm Spring Clamp DIN Rail 15A/Contact | Industrial | [21 empty] | DIN rail mounting |  |  |  | -40℃~105℃ | [23 empty] | 294 | https://www.unikeyic.com/media/about_us/Unikey_ISO_9001_Certification.pdf | https://www.unikeyic.com/products/specialty-terminal-blocks/2271553-5/29579951.html
2271555-3 | TE Connectivity | 150: 1.067 300: 1.023 | Terminal Block F 2 POS 5.15mm Spring Clamp DIN Rail 20A/Contact | Industrial | [21 empty] | DIN rail mounting |  |  |  | -40℃~105℃ | [23 empty] | 300 | https://www.unikeyic.com/media/about_us/Unikey_ISO_9001_Certification.pdf | https://www.unikeyic.com/products/specialty-terminal-blocks/2271555-3/1492903.html
2271555-5 | TE Connectivity | 150: 1.067 | Conn Terminal Block F 2 POS 5.15mm Spring Clamp DIN Rail 20A/Contact | Industrial | [21 empty] | DIN rail mounting |  |  |  | -40℃~105℃ | [23 empty] | 270 | https://www.unikeyic.com/media/about_us/Unikey_ISO_9001_Certification.pdf | https://www.unikeyic.com/products/specialty-terminal-blocks/2271555-5/18761377.html
2271558-2 | TE Connectivity | 30: 3.971 75: 3.817 350: 3.663 | Conn Terminal Block F 4 POS 5.15mm Spring Clamp DIN Rail 20A/Contact | Industrial | [21 empty] | DIN rail mounting |  |  |  | -40℃~105℃ | [23 empty] | 400 | https://www.unikeyic.com/media/about_us/Unikey_ISO_9001_Certification.pdf | https://www.unikeyic.com/products/specialty-terminal-blocks/2271558-2/11097505.html
2271559-2 | TE Connectivity | 80: 1.452 200: 1.397 | Terminal Blocks 4MM 2 1 IN 1 OUT SPRING TERMINAL BLOCK | Industrial | [16 empty] | 56.1mm(Length)*6.15mm(height) |  |  |  |  | DIN rail mounting |  |  |  | -40℃~105℃ | [23 empty] | 750 | https://www.unikeyic.com/media/about_us/Unikey_ISO_9001_Certification.pdf | https://www.unikeyic.com/products/specialty-terminal-blocks/2271559-2/758448.html
2271560-2 | TE Connectivity | 45: 2.475 150: 2.376 500: 2.277 | Conn Terminal Block F 3 POS 6.15mm Spring Clamp DIN Rail 30A/Contact | Industrial | [21 empty] | DIN rail mounting |  |  |  | -40℃~105℃ | [23 empty] | 500 | https://www.unikeyic.com/media/about_us/Unikey_ISO_9001_Certification.pdf | https://www.unikeyic.com/products/specialty-terminal-blocks/2271560-2/18599028.html
2271560-4 | TE Connectivity | 45: 2.475 150: 2.376 | Conn Terminal Block F 3 POS 6.15mm Spring Clamp DIN Rail 30A/Contact | Industrial | [21 empty] | DIN rail mounting |  |  |  | -40℃~105℃ | [7 empty] | Compliant | [15 empty] | 300 | https://www.unikeyic.com/media/about_us/Unikey_ISO_9001_Certification.pdf | https://www.unikeyic.com/products/specialty-terminal-blocks/2271560-4/32355574.html
2271574-1 | TE Connectivity | 25: 4.939 60: 4.741 250: 4.554 | Terminal Block F 2 POS 4.15mm Spring Clamp DIN Rail | Industrial | [21 empty] | DIN rail mounting |  |  |  | -40℃~105℃ | [23 empty] | 500 | https://www.unikeyic.com/media/about_us/Unikey_ISO_9001_Certification.pdf | https://www.unikeyic.com/products/specialty-terminal-blocks/2271574-1/25323289.html
2271575-1 | TE Connectivity | 9: 13.101 22: 12.584 92: 12.078 240: 11.594 | Conn Terminal Block F 4 POS 5.15mm Spring Clamp DIN Rail | Industrial | [21 empty] | DIN rail mounting |  |  |  | -40℃~105℃ | [23 empty] | 295 | https://www.unikeyic.com/media/about_us/Unikey_ISO_9001_Certification.pdf | https://www.unikeyic.com/products/specialty-terminal-blocks/2271575-1/157475.html
2271576-2 | TE Connectivity | 50: 2.288 150: 2.2 | Conn Terminal Block F 1 POS Spring Clamp DIN Rail 20A/Contact | [28 empty] | Bulk |  |  |  |  | 18856566 |  |  |  | * | [12 empty] | 300 | https://www.unikeyic.com/media/about_us/Unikey_ISO_9001_Certification.pdf | https://www.unikeyic.com/products/specialty-terminal-blocks/2271576-2/17980185.html
2271579-2 | TE Connectivity | 30: 3.707 80: 3.564 350: 3.421 | Conn Terminal Block F 4 POS 6.15mm Spring Clamp DIN Rail 30A/Contact | Industrial | [21 empty] | DIN rail mounting |  |  |  | -40℃~105℃ | [23 empty] | 500 | https://www.unikeyic.com/media/about_us/Unikey_ISO_9001_Certification.pdf | https://www.unikeyic.com/products/specialty-terminal-blocks/2271579-2/25105119.html
2271580-1 | TE Connectivity | 25: 5.06 60: 4.862 250: 4.664 650: 4.477 2,000: 4.301 | Conn Terminal Block F 4 POS 6.15mm Spring Clamp DIN Rail 30A/Contact | Industrial | [21 empty] | DIN rail mounting |  |  |  | -40℃~105℃ | [23 empty] | 2400 | https://www.unikeyic.com/media/about_us/Unikey_ISO_9001_Certification.pdf | https://www.unikeyic.com/products/specialty-terminal-blocks/2271580-1/14379961.html
2271580-2 | TE Connectivity | 25: 5.214 55: 5.005 250: 4.807 600: 4.62 | Conn Terminal Block F 4 POS 6.15mm Spring Clamp DIN Rail 30A/Contact | Industrial | [21 empty] | DIN rail mounting |  |  |  | -40℃~105℃ | [23 empty] | 1200 | https://www.unikeyic.com/media/about_us/Unikey_ISO_9001_Certification.pdf | https://www.unikeyic.com/products/specialty-terminal-blocks/2271580-2/11650273.html
2271582-1 | TE Connectivity | 15: 9.394 35: 9.02 150: 8.657 350: 8.316 1,100: 7.975 | Conn Terminal Block F 3 POS 6.15mm Spring Clamp DIN Rail 10A/Contact | Industrial | [21 empty] | DIN rail mounting |  |  |  | -40℃~105℃ | [23 empty] | 1200 | https://www.unikeyic.com/media/about_us/Unikey_ISO_9001_Certification.pdf | https://www.unikeyic.com/products/specialty-terminal-blocks/2271582-1/30075315.html
2271583-1 | TE Connectivity | 5: 22.792 13: 21.89 53: 21.01 140: 20.174 430: 19.36 | Terminal Block F 4 POS 6.15mm Spring Clamp DIN Rail 10A/Contact | Industrial | [21 empty] | DIN rail mounting |  |  |  | -40℃~105℃ | [8 empty] | bulk | [14 empty] | 1200 | https://www.unikeyic.com/media/about_us/Unikey_ISO_9001_Certification.pdf | https://www.unikeyic.com/products/specialty-terminal-blocks/2271583-1/7131890.html
2271584-1 | TE Connectivity | 5: 22.792 13: 21.89 53: 21.01 140: 20.174 430: 19.36 | Conn Terminal Block F 4 POS 6.15mm Spring Clamp DIN Rail 10A/Contact | Industrial | [21 empty] | DIN rail mounting |  |  |  | -40℃~105℃ | [7 empty] | Compliant | [15 empty] | 1200 | https://www.unikeyic.com/media/about_us/Unikey_ISO_9001_Certification.pdf | https://www.unikeyic.com/products/specialty-terminal-blocks/2271584-1/970139.html
2271585-1 | TE Connectivity | 5: 22.792 13: 21.89 53: 21.01 140: 20.174 430: 19.36 | Conn Terminal Block F 4 POS 6.15mm Spring Clamp DIN Rail 10A/Contact | Industrial | [21 empty] | DIN rail mounting |  |  |  | -40℃~105℃ | [23 empty] | 1200 | https://www.unikeyic.com/media/about_us/Unikey_ISO_9001_Certification.pdf | https://www.unikeyic.com/products/specialty-terminal-blocks/2271585-1/8719164.html
2271587-2 | TE Connectivity | 55: 2.068 150: 1.98 600: 1.903 | Conn Terminal Block F 2 POS 8.15mm Spring Clamp DIN Rail 45A/Contact | Industrial | [21 empty] | DIN rail mounting |  |  |  | -40℃~105℃ | [23 empty] | 600 | https://www.unikeyic.com/media/about_us/Unikey_ISO_9001_Certification.pdf | https://www.unikeyic.com/products/specialty-terminal-blocks/2271587-2/30637049.html
2271589-2 | TE Connectivity | 20: 5.5 55: 5.28 250: 5.071 | Conn Terminal Block F 2 POS 10.1mm Spring Clamp DIN Rail 65A/Contact | Industrial | [21 empty] | DIN rail mounting |  |  |  | -40℃~105℃ | [23 empty] | 400 | https://www.unikeyic.com/media/about_us/Unikey_ISO_9001_Certification.pdf | https://www.unikeyic.com/products/specialty-terminal-blocks/2271589-2/15220964.html
2271591-2 | TE Connectivity | 20: 5.5 55: 5.28 250: 5.071 | Conn Terminal Block F 2 POS 12.2mm Spring Clamp DIN Rail 65A/Contact | Industrial | [16 empty] | 80.6mm(Length)*12.2mm(height) |  |  |  |  | DIN rail mounting |  |  |  | -40℃~105℃ | [23 empty] | 298 | https://www.unikeyic.com/media/about_us/Unikey_ISO_9001_Certification.pdf | https://www.unikeyic.com/products/specialty-terminal-blocks/2271591-2/24578571.html
2271677-1 | TE Connectivity | 200: 0.649 450: 0.616 1,900: 0.594 | Conn Terminal Block F 2 POS 5.1mm Screw DIN Rail 20A/Contact | Industrial | [9 empty] | 2271677-1 TE Connectivity | [11 empty] | DIN rail mounting |  |  |  | -40℃~105℃ | [7 empty] | Compliant | [15 empty] | 2300 | https://www.unikeyic.com/media/datasheet/d5/ea/f657/d5eaf6571a2877714871c9a36a000ecb.pdf | https://www.unikeyic.com/products/specialty-terminal-blocks/2271677-1/26218522.html
2271677-2 | TE Connectivity | 200: 0.715 | Conn Terminal Block F 2 POS 5.1mm Screw DIN Rail 20A/Contact | Industrial | [21 empty] | DIN rail mounting |  |  |  | -40℃~105℃ | [23 empty] | 300 | https://www.unikeyic.com/media/about_us/Unikey_ISO_9001_Certification.pdf | https://www.unikeyic.com/products/specialty-terminal-blocks/2271677-2/12792080.html
2271677-3 | TE Connectivity | 200: 0.715 | Conn Terminal Block F 2 POS 5.1mm Screw DIN Rail 20A/Contact | Industrial | [21 empty] | DIN rail mounting |  |  |  | -40℃~105℃ | [23 empty] | 300 | https://www.unikeyic.com/media/about_us/Unikey_ISO_9001_Certification.pdf | https://www.unikeyic.com/products/specialty-terminal-blocks/2271677-3/26448507.html
2271677-4 | TE Connectivity | 200: 0.715 | Conn Terminal Block F 2 POS 5.1mm Screw DIN Rail 20A/Contact | Industrial | [21 empty] | DIN rail mounting |  |  |  | -40℃~105℃ | [23 empty] | 300 | https://www.unikeyic.com/media/about_us/Unikey_ISO_9001_Certification.pdf | https://www.unikeyic.com/products/specialty-terminal-blocks/2271677-4/35012817.html
2271678-1 | TE Connectivity | 50: 2.288 150: 2.2 550: 2.112 | Conn Terminal Block F 3 POS 5.1mm Screw DIN Rail 20A/Contact | Industrial | [21 empty] | DIN rail mounting |  |  |  | -40℃~105℃ | [23 empty] | 1000 | https://www.unikeyic.com/media/about_us/Unikey_ISO_9001_Certification.pdf | https://www.unikeyic.com/products/specialty-terminal-blocks/2271678-1/1060443.html
2271678-2 | TE Connectivity | 35: 3.663 80: 3.52 | Conn Terminal Block F 3 POS 5.1mm Screw DIN Rail 20A/Contact | Industrial | [21 empty] | DIN rail mounting |  |  |  | -40℃~105℃ | [23 empty] | 300 | https://www.unikeyic.com/media/about_us/Unikey_ISO_9001_Certification.pdf | https://www.unikeyic.com/products/specialty-terminal-blocks/2271678-2/22040097.html
2271678-3 | TE Connectivity | 45: 2.475 150: 2.376 | Conn Terminal Block F 3 POS 5.1mm Screw DIN Rail 20A/Contact | Industrial | [21 empty] | DIN rail mounting |  |  |  | -40℃~105℃ | [23 empty] | 300 | https://www.unikeyic.com/media/about_us/Unikey_ISO_9001_Certification.pdf | https://www.unikeyic.com/products/specialty-terminal-blocks/2271678-3/27761496.html
2271679-1 | TE Connectivity | 1: 3.45 10: 3.37 100: 3 | Conn Terminal Block F 4 POS 5.1mm Screw DIN Rail 20A/Contact | Industrial | [21 empty] | DIN rail mounting |  |  |  | -40℃~105℃ | [24 empty] | https://www.unikeyic.com/media/about_us/Unikey_ISO_9001_Certification.pdf | https://www.unikeyic.com/products/specialty-terminal-blocks/2271679-1/32891702.html
2271679-2 | TE Connectivity | 40: 2.882 100: 2.761 | Conn Terminal Block F 4 POS 5.1mm Screw DIN Rail 20A/Contact | Industrial | [21 empty] | DIN rail mounting |  |  |  | -40℃~105℃ | [23 empty] | 300 | https://www.unikeyic.com/media/about_us/Unikey_ISO_9001_Certification.pdf | https://www.unikeyic.com/products/specialty-terminal-blocks/2271679-2/5079536.html
2271679-3 | TE Connectivity | 40: 2.882 100: 2.761 | Conn Terminal Block F 4 POS 5.1mm Screw DIN Rail 20A/Contact | Industrial | [21 empty] | DIN rail mounting |  |  |  | -40℃~105℃ | [23 empty] | 300 | https://www.unikeyic.com/media/about_us/Unikey_ISO_9001_Certification.pdf | https://www.unikeyic.com/products/specialty-terminal-blocks/2271679-3/22297018.html
2271679-4 | TE Connectivity | 40: 2.882 100: 2.761 | Terminal Block Receptacle 4-Pos 5.1mm Screw DIN Rail 20A | Industrial | [21 empty] | DIN rail mounting |  |  |  | -40℃~105℃ | [23 empty] | 300 | https://www.unikeyic.com/media/about_us/Unikey_ISO_9001_Certification.pdf | https://www.unikeyic.com/products/specialty-terminal-blocks/2271679-4/24686363.html
2271680-1 | TE Connectivity | 150: 1.012 300: 0.979 1,200: 0.935 | Conn Terminal Block F 2 POS 6.1mm Screw DIN Rail 30A/Contact | Industrial | [21 empty] | DIN rail mounting |  |  |  | -40℃~105℃ | [23 empty] | 2400 | https://www.unikeyic.com/media/about_us/Unikey_ISO_9001_Certification.pdf | https://www.unikeyic.com/products/specialty-terminal-blocks/2271680-1/29086132.html
2271680-3 | TE Connectivity | 90: 1.276 250: 1.221 | Conn Terminal Block F 2 POS 6.1mm Screw DIN Rail 30A/Contact | Industrial | [21 empty] | DIN rail mounting |  |  |  | -40℃~105℃ | [23 empty] | 300 | https://www.unikeyic.com/media/about_us/Unikey_ISO_9001_Certification.pdf | https://www.unikeyic.com/products/specialty-terminal-blocks/2271680-3/25470914.html
2271680-4 | TE Connectivity | 90: 1.276 250: 1.221 | Conn Terminal Block F 2 POS 6.1mm Screw DIN Rail 30A/Contact | Industrial | [9 empty] | 2271680-4 TE Connectivity | [11 empty] | DIN rail mounting |  |  |  | -40℃~105℃ | [7 empty] | Compliant | [15 empty] | 300 | https://www.unikeyic.com/media/datasheet/98/2c/0d9f/982c0d9fbedabaab826e0924e322545b.pdf | https://www.unikeyic.com/products/specialty-terminal-blocks/2271680-4/2678807.html
2271680-5 | TE Connectivity | 90: 1.243 250: 1.188 | Conn Terminal Block F 2 POS 6.1mm Screw DIN Rail 30A/Contact | Industrial | [21 empty] | DIN rail mounting |  |  |  | -40℃~105℃ | [23 empty] | 300 | https://www.unikeyic.com/media/about_us/Unikey_ISO_9001_Certification.pdf | https://www.unikeyic.com/products/specialty-terminal-blocks/2271680-5/2483552.html
2271681-2 | TE Connectivity | 30: 4.114 70: 3.949 300: 3.795 | Terminal Block Receptacle 3 POS 6.1mm Screw DIN Rail 30A/Contact | Industrial | [21 empty] | DIN rail mounting |  |  |  | -40℃~105℃ | [23 empty] | 300 | https://www.unikeyic.com/media/about_us/Unikey_ISO_9001_Certification.pdf | https://www.unikeyic.com/products/specialty-terminal-blocks/2271681-2/23451140.html
2271681-3 | TE Connectivity | 30: 4.114 70: 3.949 300: 3.795 | Conn Terminal Block F 3 POS 6.1mm Screw DIN Rail 30A/Contact | Industrial | [21 empty] | DIN rail mounting |  |  |  | -40℃~105℃ | [23 empty] | 300 | https://www.unikeyic.com/media/about_us/Unikey_ISO_9001_Certification.pdf | https://www.unikeyic.com/products/specialty-terminal-blocks/2271681-3/2815315.html
2271681-4 | TE Connectivity | 30: 4.114 70: 3.949 300: 3.795 | Conn Terminal Block F 3 POS 6.1mm Screw DIN Rail 30A/Contact | Industrial | [9 empty] | 2271681-4 TE Connectivity | [11 empty] | DIN rail mounting |  |  |  | -40℃~105℃ | [7 empty] | Compliant | [15 empty] | 300 | https://www.unikeyic.com/media/datasheet/52/f5/386e/52f5386ea3c272f63abc78bd0c937b52.pdf | https://www.unikeyic.com/products/specialty-terminal-blocks/2271681-4/21972210.html
2271681-5 | TE Connectivity | 30: 4.114 70: 3.949 300: 3.795 | Terminal Block Receptacle, 3 Pos, 6.1mm Pitch, Screw, DIN Rail, 30A/Contact | Industrial | [21 empty] | DIN rail mounting |  |  |  | -40℃~105℃ | [23 empty] | 300 | https://www.unikeyic.com/media/about_us/Unikey_ISO_9001_Certification.pdf | https://www.unikeyic.com/products/specialty-terminal-blocks/2271681-5/18418660.html
2271682-3 | TE Connectivity | 35: 3.212 90: 3.08 | Conn Terminal Block F 4 POS 6.1mm Screw DIN Rail 30A/Contact | Industrial | [21 empty] | DIN rail mounting |  |  |  | -40℃~105℃ | [23 empty] | 300 | https://www.unikeyic.com/media/about_us/Unikey_ISO_9001_Certification.pdf | https://www.unikeyic.com/products/specialty-terminal-blocks/2271682-3/10277839.html
2271682-4 | TE Connectivity | 35: 3.212 90: 3.08 | Conn Terminal Block F 4 POS 6.1mm Screw DIN Rail 30A/Contact | Industrial | [21 empty] | DIN rail mounting |  |  |  | -40℃~105℃ | [23 empty] | 300 | https://www.unikeyic.com/media/about_us/Unikey_ISO_9001_Certification.pdf | https://www.unikeyic.com/products/specialty-terminal-blocks/2271682-4/301225.html
2271682-5 | TE Connectivity | 35: 3.212 90: 3.08 | Conn Terminal Block F 4 POS 6.1mm Screw DIN Rail 30A/Contact | Industrial | [21 empty] | DIN rail mounting |  |  |  | -40℃~105℃ | [23 empty] | 300 | https://www.unikeyic.com/media/about_us/Unikey_ISO_9001_Certification.pdf | https://www.unikeyic.com/products/specialty-terminal-blocks/2271682-5/34405440.html
2271683-1 | TE Connectivity | 70: 1.683 200: 1.617 750: 1.551 | Conn Terminal Block F 2 POS 8mm Screw DIN Rail 50A/Contact | Industrial | [9 empty] | 2271683-1 TE Connectivity | [11 empty] | DIN rail mounting |  |  |  | -40℃~105℃ | [7 empty] | Compliant | [15 empty] | 1800 | https://www.unikeyic.com/media/datasheet/f7/da/2d02/f7da2d025b0cef32f6fbb60de2f572c4.pdf | https://www.unikeyic.com/products/specialty-terminal-blocks/2271683-1/8841912.html
2271683-2 | TE Connectivity | 60: 1.859 200: 1.782 | Conn Terminal Block F 2 POS 8mm Screw DIN Rail 50A/Contact | Industrial | [21 empty] | DIN rail mounting |  |  |  | -40℃~105℃ | [23 empty] | 300 | https://www.unikeyic.com/media/about_us/Unikey_ISO_9001_Certification.pdf | https://www.unikeyic.com/products/specialty-terminal-blocks/2271683-2/3760151.html
2271683-3 | TE Connectivity | 60: 1.859 200: 1.782 | Conn Terminal Block F 2 POS 8mm Screw DIN Rail 50A/Contact | Industrial | [21 empty] | DIN rail mounting |  |  |  | -40℃~105℃ | [23 empty] | 300 | https://www.unikeyic.com/media/about_us/Unikey_ISO_9001_Certification.pdf | https://www.unikeyic.com/products/specialty-terminal-blocks/2271683-3/11025056.html
2271683-4 | TE Connectivity | 60: 1.859 200: 1.782 | Conn Terminal Block F 2 POS 8mm Screw DIN Rail 50A/Contact | Industrial | [21 empty] | DIN rail mounting |  |  |  | -40℃~105℃ | [23 empty] | 300 | https://www.unikeyic.com/media/about_us/Unikey_ISO_9001_Certification.pdf | https://www.unikeyic.com/products/specialty-terminal-blocks/2271683-4/30874564.html
2271683-5 | TE Connectivity | 60: 1.859 200: 1.782 | Conn Terminal Block F 2 POS 8mm Screw DIN Rail 50A/Contact | Industrial | [21 empty] | DIN rail mounting |  |  |  | -40℃~105℃ | [8 empty] | bulk | [14 empty] | 300 | https://www.unikeyic.com/media/about_us/Unikey_ISO_9001_Certification.pdf | https://www.unikeyic.com/products/specialty-terminal-blocks/2271683-5/26353791.html
2271685-2 | TE Connectivity | 25: 4.829 60: 4.642 250: 4.455 | Terminal Block Receptacle 2 Pos 12mm Screw DIN Rail 78A/Contact | Industrial | [21 empty] | DIN rail mounting |  |  |  | -40℃~105℃ | [23 empty] | 300 | https://www.unikeyic.com/media/about_us/Unikey_ISO_9001_Certification.pdf | https://www.unikeyic.com/products/specialty-terminal-blocks/2271685-2/26976455.html
2271688-1 | TE Connectivity | 25: 4.433 65: 4.246 300: 4.081 750: 3.916 | Conn Terminal Block 4mm Screw ST Cable Mount | [22 empty] | wire mounting | [27 empty] | 1000 | https://www.unikeyic.com/media/about_us/Unikey_ISO_9001_Certification.pdf | https://www.unikeyic.com/products/specialty-terminal-blocks/2271688-1/20995832.html
2271690-1 | TE Connectivity | 20: 6.259 50: 6.006 200: 5.764 500: 5.533 | Conn Terminal Block 10mm Screw ST Cable Mount | [22 empty] | wire mounting | [27 empty] | 800 | https://www.unikeyic.com/media/about_us/Unikey_ISO_9001_Certification.pdf | https://www.unikeyic.com/products/specialty-terminal-blocks/2271690-1/988986.html
2271692-1 | TE Connectivity | 9: 12.925 23: 12.408 93: 11.913 250: 11.44 | Conn Terminal Block Screw ST Cable Mount | [22 empty] | wire mounting | [27 empty] | 400 | https://www.unikeyic.com/media/about_us/Unikey_ISO_9001_Certification.pdf | https://www.unikeyic.com/products/specialty-terminal-blocks/2271692-1/2036340.html
2271693-1 | TE Connectivity | 45: 2.695 150: 2.585 450: 2.486 1,200: 2.387 | Conn Terminal Block F 4 POS 5mm Screw DIN Rail 20A/Contact | Industrial | [21 empty] | DIN rail mounting |  |  |  | -40℃~105℃ | [23 empty] | 1200 | https://www.unikeyic.com/media/about_us/Unikey_ISO_9001_Certification.pdf | https://www.unikeyic.com/products/specialty-terminal-blocks/2271693-1/34668349.html
2271693-3 | TE Connectivity | 40: 2.926 100: 2.805 | Conn Terminal Block F 4 POS 5mm Screw DIN Rail 20A/Contact | Industrial | [9 empty] | 2271693-3 TE Connectivity | [11 empty] | DIN rail mounting |  |  |  | -40℃~105℃ | [7 empty] | Compliant | [15 empty] | 300 | https://www.unikeyic.com/media/datasheet/9f/62/990d/9f62990d84365561dfb06e83912e6007.pdf | https://www.unikeyic.com/products/specialty-terminal-blocks/2271693-3/28397236.html
2271693-4 | TE Connectivity | 40: 2.926 100: 2.805 | Conn Terminal Block F 4 POS 5mm Screw DIN Rail 20A/Contact | Industrial | [21 empty] | DIN rail mounting |  |  |  | -40℃~105℃ | [23 empty] | 300 | https://www.unikeyic.com/media/about_us/Unikey_ISO_9001_Certification.pdf | https://www.unikeyic.com/products/specialty-terminal-blocks/2271693-4/10953371.html
2271693-5 | TE Connectivity | 40: 2.926 100: 2.805 | Terminal Block Connector, Female, 4 Pos, 5mm Pitch, Screw, DIN Rail, 20A/Contact | Industrial | [9 empty] | 2271693-5 TE Connectivity | [11 empty] | DIN rail mounting |  |  |  | -40℃~105℃ | [7 empty] | Compliant | [15 empty] | 300 | https://www.unikeyic.com/media/datasheet/9f/62/990d/9f62990d84365561dfb06e83912e6007.pdf | https://www.unikeyic.com/products/specialty-terminal-blocks/2271693-5/25141112.html
2271694-1 | TE Connectivity | 40: 2.794 150: 2.684 450: 2.574 | Terminal Block Receptacle 4-Pos 6mm Screw DIN Rail 30A/Contact | Industrial | [21 empty] | DIN rail mounting |  |  |  | -40℃~105℃ | [23 empty] | 1000 | https://www.unikeyic.com/media/about_us/Unikey_ISO_9001_Certification.pdf | https://www.unikeyic.com/products/specialty-terminal-blocks/2271694-1/20232350.html
2271694-2 | TE Connectivity | 40: 3.08 95: 2.959 | Terminal Block Connector F 4 POS 6mm Screw DIN Rail 30A/Contact | Industrial | [21 empty] | DIN rail mounting |  |  |  | -40℃~105℃ | [23 empty] | 300 | https://www.unikeyic.com/media/about_us/Unikey_ISO_9001_Certification.pdf | https://www.unikeyic.com/products/specialty-terminal-blocks/2271694-2/21249781.html
2271694-3 | TE Connectivity | 40: 2.97 100: 2.849 | Terminal Block Connector F 4 POS 6mm Screw DIN Rail 30A/Contact | Industrial | [21 empty] | DIN rail mounting |  |  |  | -40℃~105℃ | [23 empty] | 300 | https://www.unikeyic.com/media/about_us/Unikey_ISO_9001_Certification.pdf | https://www.unikeyic.com/products/specialty-terminal-blocks/2271694-3/33512869.html
2271694-5 | TE Connectivity | 40: 3.08 95: 2.959 | Terminal Block Connector F 4 POS 6mm Screw DIN Rail 30A/Contact | Industrial | [21 empty] | DIN rail mounting |  |  |  | -40℃~105℃ | [23 empty] | 300 | https://www.unikeyic.com/media/about_us/Unikey_ISO_9001_Certification.pdf | https://www.unikeyic.com/products/specialty-terminal-blocks/2271694-5/18419907.html
2271695-1 | TE Connectivity | 15: 10.857 30: 10.428 150: 10.01 300: 9.614 900: 9.229 | Conn Terminal Block F 4 POS 5mm Screw DIN Rail 20A/Contact | Industrial | [21 empty] | DIN rail mounting |  |  |  | -40℃~105℃ | [23 empty] | 1000 | https://www.unikeyic.com/media/about_us/Unikey_ISO_9001_Certification.pdf | https://www.unikeyic.com/products/specialty-terminal-blocks/2271695-1/2086829.html
2271695-2 | TE Connectivity | 10: 11.957 24: 11.484 100: 11.022 300: 10.582 | Conn Terminal Block F 4 POS 5mm Screw DIN Rail 20A/Contact | Industrial | [21 empty] | DIN rail mounting |  |  |  | -40℃~105℃ | [23 empty] | 300 | https://www.unikeyic.com/media/about_us/Unikey_ISO_9001_Certification.pdf | https://www.unikeyic.com/products/specialty-terminal-blocks/2271695-2/31329347.html
2271695-3 | TE Connectivity | 10: 11.957 24: 11.484 100: 11.022 300: 10.582 | Conn Terminal Block F 4 POS 5mm Screw DIN Rail 20A/Contact | Industrial | [21 empty] | DIN rail mounting |  |  |  | -40℃~105℃ | [23 empty] | 300 | https://www.unikeyic.com/media/about_us/Unikey_ISO_9001_Certification.pdf | https://www.unikeyic.com/products/specialty-terminal-blocks/2271695-3/19291473.html
2271695-5 | TE Connectivity | 10: 11.957 24: 11.484 100: 11.022 300: 10.582 | Conn Terminal Block F 4 POS 5mm Screw DIN Rail 20A/Contact | Industrial | [21 empty] | DIN rail mounting |  |  |  | -40℃~105℃ | [23 empty] | 300 | https://www.unikeyic.com/media/about_us/Unikey_ISO_9001_Certification.pdf | https://www.unikeyic.com/products/specialty-terminal-blocks/2271695-5/14719734.html
2271696-1 | TE Connectivity | 8: 14.223 21: 13.662 84: 13.112 220: 12.584 690: 12.089 | Terminal Block Receptacle 4-Pos 6mm Screw DIN Rail 30A/Contact | Industrial | [21 empty] | DIN rail mounting |  |  |  | -40℃~105℃ | [23 empty] | 1000 | https://www.unikeyic.com/media/about_us/Unikey_ISO_9001_Certification.pdf | https://www.unikeyic.com/products/specialty-terminal-blocks/2271696-1/20839910.html
2271696-3 | TE Connectivity | 8: 14.729 20: 14.135 82: 13.574 220: 13.035 | Conn Terminal Block F 4 POS 6mm Screw DIN Rail 30A/Contact | Industrial | [21 empty] | DIN rail mounting |  |  |  | -40℃~105℃ | [23 empty] | 300 | https://www.unikeyic.com/media/about_us/Unikey_ISO_9001_Certification.pdf | https://www.unikeyic.com/products/specialty-terminal-blocks/2271696-3/455091.html
2271696-4 | TE Connectivity | 8: 14.729 20: 14.135 82: 13.574 220: 13.035 | Terminal Block Connector F 4 POS 6mm Screw DIN Rail 30A/Contact | Industrial | [21 empty] | DIN rail mounting |  |  |  | -40℃~105℃ | [23 empty] | 300 | https://www.unikeyic.com/media/about_us/Unikey_ISO_9001_Certification.pdf | https://www.unikeyic.com/products/specialty-terminal-blocks/2271696-4/9502295.html
2271697-1 | TE Connectivity | 15: 9.757 30: 9.361 150: 8.987 350: 8.624 1,000: 8.283 | Conn Terminal Block 2.5mm Screw ST Cable Mount 12A/Contact | [22 empty] | wire mounting | [27 empty] | 1200 | https://www.unikeyic.com/media/about_us/Unikey_ISO_9001_Certification.pdf | https://www.unikeyic.com/products/specialty-terminal-blocks/2271697-1/25520402.html
2271699-1 | TE Connectivity | 30: 4.378 70: 4.202 300: 4.037 750: 3.872 | Conn Terminal Block F 2 POS 6.1mm Screw DIN Rail 16A/Contact | Industrial | [21 empty] | DIN rail mounting |  |  |  | -40℃~105℃ | [23 empty] | 1200 | https://www.unikeyic.com/media/about_us/Unikey_ISO_9001_Certification.pdf | https://www.unikeyic.com/products/specialty-terminal-blocks/2271699-1/21501142.html
2271699-2 | TE Connectivity | 25: 4.994 60: 4.785 250: 4.598 | Conn Terminal Block F 2 POS 6.1mm Screw DIN Rail 16A/Contact | Industrial | [21 empty] | DIN rail mounting |  |  |  | -40℃~105℃ | [23 empty] | 300 | https://www.unikeyic.com/media/about_us/Unikey_ISO_9001_Certification.pdf | https://www.unikeyic.com/products/specialty-terminal-blocks/2271699-2/13597950.html
2271702-2 | TE Connectivity | 7: 16.236 18: 15.587 74: 14.96 200: 14.366 600: 13.783 | Conn Terminal Block 4mm Screw ST Cable Mount 7.5A/Contact | [22 empty] | wire mounting | [27 empty] | 800 | https://www.unikeyic.com/media/about_us/Unikey_ISO_9001_Certification.pdf | https://www.unikeyic.com/products/specialty-terminal-blocks/2271702-2/8659032.html
2271703-2 | TE Connectivity | 7: 16.236 18: 15.587 74: 14.96 200: 14.366 600: 13.783 | Conn Terminal Block 4mm Screw ST Cable Mount 7.5A/Contact | [22 empty] | wire mounting | [27 empty] | 800 | https://www.unikeyic.com/media/about_us/Unikey_ISO_9001_Certification.pdf | https://www.unikeyic.com/products/specialty-terminal-blocks/2271703-2/33628833.html
2271704-2 | TE Connectivity | 7: 16.236 18: 15.587 74: 14.96 200: 14.366 600: 13.783 | Conn Terminal Block 4mm Screw ST Cable Mount 7.5A/Contact | [10 empty] | 2271704-2 TE Connectivity | [11 empty] | wire mounting | [27 empty] | 800 | https://www.unikeyic.com/media/datasheet/c7/e2/4b90/c7e24b90866c74a96a663aeadb6da331.pdf | https://www.unikeyic.com/products/specialty-terminal-blocks/2271704-2/30977724.html
2271735-1 | TE Connectivity | 15: 9.207 35: 8.833 150: 8.481 350: 8.14 | Conn Terminal Block F 4 POS Spring Clamp DIN Rail 20A/Contact | Industrial | [21 empty] | DIN rail mounting |  |  |  | -40℃~105℃ | [8 empty] | bulk | [14 empty] | 800 | https://www.unikeyic.com/media/about_us/Unikey_ISO_9001_Certification.pdf | https://www.unikeyic.com/products/specialty-terminal-blocks/2271735-1/19452671.html
2271735-3 | TE Connectivity | 10: 11.913 25: 11.44 150: 10.978 300: 10.538 | Terminal Block Connector, F, 4 POS, Spring Clamp, DIN Rail, 20A/Contact | Industrial | [21 empty] | DIN rail mounting |  |  |  | -40℃~105℃ | [23 empty] | 300 | https://www.unikeyic.com/media/about_us/Unikey_ISO_9001_Certification.pdf | https://www.unikeyic.com/products/specialty-terminal-blocks/2271735-3/4200331.html
2271735-4 | TE Connectivity | 10: 11.913 25: 11.44 150: 10.978 300: 10.538 | Conn Terminal Block F 4 POS Spring Clamp DIN Rail 20A/Contact | Industrial | [21 empty] | DIN rail mounting |  |  |  | -40℃~105℃ | [23 empty] | 300 | https://www.unikeyic.com/media/about_us/Unikey_ISO_9001_Certification.pdf | https://www.unikeyic.com/products/specialty-terminal-blocks/2271735-4/21361641.html
2271736-1 | TE Connectivity | 15: 7.557 40: 7.249 200: 6.963 450: 6.688 | Terminal Block Connector F 6 POS Spring Clamp DIN Rail 20A/Contact | Industrial | [21 empty] | DIN rail mounting |  |  |  | -40℃~105℃ | [23 empty] | 1000 | https://www.unikeyic.com/media/about_us/Unikey_ISO_9001_Certification.pdf | https://www.unikeyic.com/products/specialty-terminal-blocks/2271736-1/5728447.html
2271736-2 | TE Connectivity | 15: 7.557 40: 7.249 200: 6.963 | Conn Terminal Block F 6 POS Spring Clamp DIN Rail 20A/Contact | Industrial | [21 empty] | DIN rail mounting |  |  |  | -40℃~105℃ | [23 empty] | 300 | https://www.unikeyic.com/media/about_us/Unikey_ISO_9001_Certification.pdf | https://www.unikeyic.com/products/specialty-terminal-blocks/2271736-2/33183195.html
2271736-3 | TE Connectivity | 15: 7.909 40: 7.601 200: 7.293 | Conn Terminal Block F 6 POS Spring Clamp DIN Rail 20A/Contact | Industrial | [21 empty] | DIN rail mounting |  |  |  | -40℃~105℃ | [23 empty] | 300 | https://www.unikeyic.com/media/about_us/Unikey_ISO_9001_Certification.pdf | https://www.unikeyic.com/products/specialty-terminal-blocks/2271736-3/30309916.html
2271736-4 | TE Connectivity | 15: 7.909 40: 7.601 200: 7.293 | Conn Terminal Block F 6 POS Spring Clamp DIN Rail 20A/Contact | [28 empty] | Bulk |  |  |  |  | 18869073 |  |  |  | * | [12 empty] | 300 | https://www.unikeyic.com/media/about_us/Unikey_ISO_9001_Certification.pdf | https://www.unikeyic.com/products/specialty-terminal-blocks/2271736-4/34872443.html
2271736-5 | TE Connectivity | 15: 7.909 40: 7.601 200: 7.293 | Conn Terminal Block F 6 POS Spring Clamp DIN Rail 20A/Contact | Industrial | [21 empty] | DIN rail mounting |  |  |  | -40℃~105℃ | [23 empty] | 300 | https://www.unikeyic.com/media/about_us/Unikey_ISO_9001_Certification.pdf | https://www.unikeyic.com/products/specialty-terminal-blocks/2271736-5/34838351.html
231-312/026-000 | WAGO | 1: 4.2563 10: 3.9523 30: 3.8425 100: 3.7386 | Wago 5.08mmpitch12pPlug-in terminal blocks plug, MCS-MIDI Classicseries, 250 V, Spring type terminal block, orange |  |  |  | Orange | Copper Alloy |  |  | 16A | 15 A |  |  | Retention Latches (Non-Wire Side) |  |  | Polyamide (PA66), Nylon 6/6 | 0.563" (14.30mm) |  |  |  | UL94 V-0 |  | Not Applicable |  | Free Hanging (In-Line) | 1 | 12 |  | -60°C ~ 85°C | Box | 0.200" (5.08mm) | 180° | 12 |  | 15545283 |  |  | - | MCSMIDI Classic |  |  | Screwless - Push-In Spring | - |  | 630 V | 600 V |  | 12-28 AWG | 0.08-2.5mm² | 8-9mm |  |  | https://www.unikeyic.com/media/datasheet/54/0d/5bd9/54/dd843d1911fdc5b140e217a546b5de47.pdf | https://www.unikeyic.com/products/specialty-terminal-blocks/231-312-026-000/20292038.html
233-206 | WAGO | 10: 3.6427 50: 3.3304 100: 2.9885 | Wago PCBTerminal block, 6road, 2.5mmPitch, Through-hole, Welding termination |  |  | Steel - Nickel Plated | Gray |  | Electrolytic Copper - Tin Plated | 4 A |  |  |  |  | Push Button Actuated |  |  | Polyamide (PA66), Nylon 6/6 | [5 empty] | 30° (150°) Angle with Board | 1 (Unlimited) |  | Through Hole | 1 |  |  | -60°C ~ 105°C | Box | 0.098" (2.50mm) |  | 6 |  | 15582647 |  |  |  | 233 |  |  |  | - | 150 V |  |  | 20-28 AWG |  |  |  | Screwless - Push Button Clamp | 59 | https://www.unikeyic.com/media/datasheet/c3/76/1f73/c3/a4c447d3810093dbcfc608e76e2ccf66.pdf | https://www.unikeyic.com/products/specialty-terminal-blocks/233-206/13629815.html
233-403 | WAGO | 10: 1.597 100: 1.5685 250: 1.5685 500: 1.54 1,000: 1.54 | Conn Terminal Block 3 POS 2.54mm Solder Thru-Hole 4A Box |  |  | Steel - Nickel Plated | Orange |  | Electrolytic Copper - Tin Plated | 4 A |  |  |  |  | - |  |  | Polyamide (PA66), Nylon 6/6 | [5 empty] | 30° (150°) Angle with Board | 1 (Unlimited) |  | Through Hole | 1 |  |  | -60°C ~ 105°C | Box | 0.100" (2.54mm) |  | 3 | [5 empty] | 233 |  |  |  | - | 150 V |  |  | 20-28 AWG |  |  |  | Screwless - Spring Cage, Tension Clamp | 378 | https://www.unikeyic.com/media/datasheet/37/04/6c10/37/b586b424fb2be1efda2fd9498600c918.pdf | https://www.unikeyic.com/products/specialty-terminal-blocks/233-403/7340160.html
234-507 | WAGO | 10: 3.8211 | Conn Terminal Block 7 POS 2.54mm Solder ST Thru-Hole 4A Box |  |  | Steel - Nickel Plated | Orange |  | Electrolytic Copper - Tin Plated | 4 A |  |  |  |  | Push Button Actuated |  |  | Polyamide (PA66), Nylon 6/6 | [5 empty] | Vertical with Board | 1 (Unlimited) |  | Through Hole | 1 |  |  | -60°C ~ 105°C | Box | 0.100" (2.54mm) |  | 7 |  | 15568632 |  |  |  | 234 |  |  |  | - | 150 V |  |  | 20-28 AWG |  |  |  | Screwless - Push Button Clamp | 58 | https://www.unikeyic.com/media/about_us/Unikey_ISO_9001_Certification.pdf | https://www.unikeyic.com/products/specialty-terminal-blocks/234-507/30735555.html
2428510000 | Weidmüller | 1: 5.7836 10: 5.0896 100: 5.0896 250: 4.9971 500: 4.9971 1,000: 4.9971 | Conn Feed-Through Terminal Block 6 POS Screw DIN Rail | [10 empty] | 2428510000 Weidmüller | [6 empty] | 5.1mm*5.1mm*64.5mm |  |  |  |  | DIN rail mounting |  |  |  | -60℃~130℃ | [23 empty] | 27 | https://www.unikeyic.com/media/datasheet/47/59/2b05/47/7642848a1922ef4357f4c8a275138839.pdf | https://www.unikeyic.com/products/specialty-terminal-blocks/2428510000/30349014.html
2438860000 | Weidmüller | 1: 4.4505 10: 3.091 25: 2.706 50: 2.4192 100: 2.2248 250: 1.9656 500: 1.8468 1,000: 1.7496 2,500: 1.6848 | Weidmuller 2.5mmpitch2pPlug-in terminal blocks plug | [22 empty] | PCBinstall, board mount | [11 empty] | Compliant | boxed | [14 empty] | 127 | https://www.unikeyic.com/media/about_us/Unikey_ISO_9001_Certification.pdf | https://www.unikeyic.com/products/specialty-terminal-blocks/2438860000/24411180.html
2439710000 | Weidmüller | 1: 8.0898 10: 7.4157 100: 7.2808 250: 7.2808 500: 7.2808 1,000: 7.2808 | Weidmuller 2.5mmpitch8pPlug-in terminal blocks plug | [22 empty] | PCBinstall, board mount | [12 empty] | boxed | [14 empty] | 45 | https://www.unikeyic.com/media/about_us/Unikey_ISO_9001_Certification.pdf | https://www.unikeyic.com/products/specialty-terminal-blocks/2439710000/7069372.html
2459070000 | Weidmüller | 132: 3.809 264: 3.5735 528: 3.3871 1,056: 3.241 | TERM BLOCK PLUG 4POS 3.50MM | Industrial | [16 empty] | 14mm(Length)*22.7mm(height) |  |  |  |  | wire mounting |  |  |  | -50℃~120℃ | [23 empty] | 137 | https://www.unikeyic.com/media/about_us/Unikey_ISO_9001_Certification.pdf | https://www.unikeyic.com/products/specialty-terminal-blocks/2459070000/18672715.html
2459090000 | Weidmüller | 1: 9.775 10: 7.579 25: 6.6636 50: 5.9076 84: 5.562 252: 5.238 504: 4.9788 1,008: 4.8168 | Conn Terminal Block RCP 6 POS 3.5mm Spring Clamp ST Cable Mount 17.5A Box | Industrial | [9 empty] | 2459090000 Weidmüller | [6 empty] | 21mm(Length)*22.7mm(height) |  |  |  |  | wire mounting |  |  |  | -50℃~120℃ | [7 empty] | Compliant | bulk | [14 empty] | 167 | https://www.unikeyic.com/media/datasheet/88/03/3ca8/88033ca8c1c7d0714d145702f768149a.pdf | https://www.unikeyic.com/products/specialty-terminal-blocks/2459090000/28506233.html
2459610000 | Weidmüller | 31: 3.872 | PCB plug-in connector, female plug, 3.50 mm, Number of poles: 6, 180, PUSH IN, Spring | [50 empty] | 64 | https://www.unikeyic.com/media/about_us/Unikey_ISO_9001_Certification.pdf | https://www.unikeyic.com/products/specialty-terminal-blocks/2459610000/20398783.html
2490360000 | Weidmüller | 25: 3.9289 | Feed-Through Terminal Block, 2 POS, Screw Mount, DIN Rail | [17 empty] | 10mm(Length)*51.5mm(height) |  |  |  |  | DIN rail mounting |  |  |  | 130℃(max) | [8 empty] | boxed | [14 empty] | 150 | https://www.unikeyic.com/media/about_us/Unikey_ISO_9001_Certification.pdf | https://www.unikeyic.com/products/specialty-terminal-blocks/2490360000/31705007.html
2490370000 | Weidmüller | 25: 5.0865 | Conn Feed-Through Terminal Block 2 POS Screw DIN Rail | [17 empty] | 10mm(Length)*51.5mm(height) |  |  |  |  | DIN rail mounting |  |  |  | 130℃(max) | [8 empty] | boxed | [14 empty] | 25 | https://www.unikeyic.com/media/about_us/Unikey_ISO_9001_Certification.pdf | https://www.unikeyic.com/products/specialty-terminal-blocks/2490370000/4186239.html
2490510000 | Weidmüller | 1: 9.5148 10: 6.7457 25: 5.9473 50: 5.4607 100: 5.0646 250: 4.6593 500: 4.4264 1,000: 4.2442 | FEED-THROUGH TERMINAL BLOCK, PUS | [17 empty] | 10mm(Length)*51.5mm(height) |  |  |  |  | DIN rail mounting |  |  |  | 130℃(max) | [8 empty] | boxed | [14 empty] | 7 | https://www.unikeyic.com/media/about_us/Unikey_ISO_9001_Certification.pdf | https://www.unikeyic.com/products/specialty-terminal-blocks/2490510000/5788088.html
2494000000 | Weidmüller | 1: 3.686 10: 3.3027 100: 3.2437 250: 3.1847 500: 3.1847 1,000: 3.1847 | TERMINAL BLOCK, DIN RAIL, 2POS, 4AWG; | [17 empty] | 12mm(Length)*51.5mm(height) |  |  |  |  | DIN rail mounting |  |  |  | 130℃(max) | [8 empty] | boxed | [14 empty] | 19 | https://www.unikeyic.com/media/about_us/Unikey_ISO_9001_Certification.pdf | https://www.unikeyic.com/products/specialty-terminal-blocks/2494000000/11828786.html
2494100000 | Weidmüller | 20: 3.9449 | Weidmuller 2494100000 | [17 empty] | 12mm(Length)*51.5mm(height) |  |  |  |  | DIN rail mounting |  |  |  | 130℃(max) | [23 empty] | 240 | https://www.unikeyic.com/media/about_us/Unikey_ISO_9001_Certification.pdf | https://www.unikeyic.com/products/specialty-terminal-blocks/2494100000/17844574.html
25.161.0253.0 | Wieland Electric | 10: 0.9987 100: 0.9155 500: 0.9155 1,000: 0.8988 2,500: 0.8988 | TERMINAL BLOCK, WIRE TO BRD, 2POS, 12AWG; Pitch Spacing:5mm; No. of Positions:2Ways; Wire Size AWG Min:22AWG; Wire Size AWG Max:12AWG; Conductor Area CSA:2.5mm²; Wire Connection Method:Screw; Rated Current:16A; Rated Vol | [10 empty] | 25.161.0253.0 Wieland Electric | [6 empty] | 10.85mm(Length)*9.5mm(height) |  |  |  |  | Through hole mounting | [27 empty] | 3192 | https://www.unikeyic.com/media/datasheet/ad/48/7f4a/01/64ed8df8dfe8c9c3ea539208962cc3b5.pdf | https://www.unikeyic.com/products/specialty-terminal-blocks/25-161-0253-0/5765781.html
25.161.0453.0 | Wieland Electric | 10: 1.1624 100: 1.1417 500: 1.1417 1,000: 1.1209 2,500: 1.1209 | Conn Terminal Block 4 POS 5mm Solder ST Thru-Hole 30A Carton | [10 empty] | 25.161.0453.0 Wieland Electric | [6 empty] | 20.85mm(Length)*9.5mm(height) |  |  |  |  | Through hole mounting | [11 empty] | Compliant | [15 empty] | 1057 | https://www.unikeyic.com/media/datasheet/ad/48/7f4a/5a/f0f6d145b6b6eee9c3cf6c6acb118299.pdf | https://www.unikeyic.com/products/specialty-terminal-blocks/25-161-0453-0/15102273.html
25.161.0653.0 | Wieland Electric | 10: 1.5318 100: 1.5045 250: 1.5045 500: 1.4771 1,000: 1.4771 | Conn Terminal Block 6 POS 5mm Solder ST Thru-Hole 30A Carton | [10 empty] | 25.161.0653.0 Wieland Electric | [11 empty] | Through hole mounting | [27 empty] | 374 | https://www.unikeyic.com/media/datasheet/ad/48/7f4a/5a/f0f6d145b6b6eee9c3cf6c6acb118299.pdf | https://www.unikeyic.com/products/specialty-terminal-blocks/25-161-0653-0/15126854.html
25.163.0653.0 | Wieland Electric | 10: 1.7989 100: 1.7264 200: 1.6552 | Wieland PCBTerminal block 8291series, 6road, 5.08mmPitch, Through-hole, Screw-down terminations, grey | [22 empty] | Through hole mounting | [27 empty] | 60 | https://www.unikeyic.com/media/about_us/Unikey_ISO_9001_Certification.pdf | https://www.unikeyic.com/products/specialty-terminal-blocks/25-163-0653-0/1961002.html
25.163.3253.0 | Wieland Electric | 1: 1.3095 25: 1.1733 100: 1.1733 250: 1.1524 500: 1.1524 | TERMINAL BLOCK, PCB, 2 POSITION, 22-12AWG; Pitch Spacing:5.08mm; No. of Positions:2Positions; Wire Size AWG Min:22AWG; Wire Size AWG Max:12AWG; Conductor Area CSA:2.5mm²; Wire Connection Method:Screw; Rated Current:25A 5 | [10 empty] | 25.163.3253.0 Wieland Electric | [6 empty] | 11.01mm(Length)*9.5mm(height) |  |  |  |  | Through hole mounting | [27 empty] | 135 | https://www.unikeyic.com/media/datasheet/ad/48/7f4a/60/aea240865f169f393e2167f376da72db.pdf | https://www.unikeyic.com/products/specialty-terminal-blocks/25-163-3253-0/338291.html
25.178.5253.0 | Wieland Electric | 1: 2.6918 10: 2.4118 100: 2.3687 250: 2.3687 500: 2.3257 1,000: 2.3257 | Conn Cage Clamp Terminal Block 4 POS 5mm Solder ST Thru-Hole 16A Carton | [10 empty] | 25.178.5253.0 Wieland Electric | [6 empty] | 13.05mm(Length)*21.74mm(height) |  |  |  |  | Through hole mounting | [27 empty] | 59 | https://www.unikeyic.com/media/datasheet/ad/48/7f4a/8d/5bb14749ea0c06863232b0be41bd8d1a.pdf | https://www.unikeyic.com/products/specialty-terminal-blocks/25-178-5253-0/1123620.html
25.179.5253.0 | Wieland Electric | 5: 4.1664 250: 3.9991 1,000: 3.8319 | Wieland 25.179.5253.0 PCB Terminal Block | [17 empty] | 13.25mm(Length)*21.74mm(height) |  |  |  |  | Through hole mounting | [27 empty] | 50 | https://www.unikeyic.com/media/about_us/Unikey_ISO_9001_Certification.pdf | https://www.unikeyic.com/products/specialty-terminal-blocks/25-179-5253-0/25836744.html
25.193.0353.0 | Wieland Electric | 50: 0.5511 250: 0.4707 1,000: 0.4525 2,500: 0.4276 5,000: 0.4219 7,500: 0.4165 10,000: 0.4155 | Wieland PCBTerminal block 8292series, 3road, 5.08mmPitch, Through-hole, Screw-down terminations, grey | [10 empty] | 25.193.0353.0 Wieland Electric | [6 empty] | 15.79mm*10mm*8.2mm |  |  |  |  | Through hole mounting | [27 empty] | 58 | https://www.unikeyic.com/media/datasheet/30/de/fe7d/30/8d8eb3975d4e95e7140cc80098d5af74.pdf | https://www.unikeyic.com/products/specialty-terminal-blocks/25-193-0353-0/19582635.html
25.193.0653.0 | Wieland Electric | 10: 2.2749 | Wieland 25.193.0653.0 PCB Terminal Block | [10 empty] | 25.193.0653.0 Wieland Electric | [6 empty] | 31.03mm(Length)*8.2mm(height) |  |  |  |  | Through hole mounting | [27 empty] | 20 | https://www.unikeyic.com/media/datasheet/30/de/fe7d/30/8d8eb3975d4e95e7140cc80098d5af74.pdf | https://www.unikeyic.com/products/specialty-terminal-blocks/25-193-0653-0/5816223.html
25.195.0253.0 | Wieland Electric | 10: 1.2385 100: 1.2164 500: 1.2164 1,000: 1.1943 2,500: 1.1943 | Conn Cage Clamp Terminal Block 2 POS 3.5mm Solder ST Thru-Hole 10A Carton | [10 empty] | 25.195.0253.0 Wieland Electric | [11 empty] | Through hole mounting | [9 empty] | On sale |  | Compliant | [15 empty] | 468 | https://www.unikeyic.com/media/datasheet/ad/48/7f4a/5a/f0f6d145b6b6eee9c3cf6c6acb118299.pdf | https://www.unikeyic.com/products/specialty-terminal-blocks/25-195-0253-0/20236392.html
25.195.0453.0 | Wieland Electric | 10: 2.0533 100: 2.0166 250: 2.0166 500: 1.98 1,000: 1.98 | TERMINAL BLOCK, WIRE TO BRD, 4POS, 16AWG; Product Range:8593 Series; No. of Contacts:4Contacts; Pitch Spacing:3.5mm; Connector Type:Terminal Block, PCB; Connector Mounting:PCB Mount; Wire Size AWG Max:16AWG; Wire Size AW | [10 empty] | 25.195.0453.0 Wieland Electric | [6 empty] | 14mm(Length)*7.2mm(height) |  |  |  |  | Through hole mounting | [27 empty] | 310 | https://www.unikeyic.com/media/datasheet/ad/48/7f4a/a5/68177faf346db64f470652d87fe27483.pdf | https://www.unikeyic.com/products/specialty-terminal-blocks/25-195-0453-0/22573760.html
25.195.0553.0 | Wieland Electric | 10: 1.7708 100: 1.7392 250: 1.7392 500: 1.7076 1,000: 1.7076 | Conn Cage Clamp Terminal Block 5 POS 3.5mm Solder ST Thru-Hole 10A Carton | [10 empty] | 25.195.0553.0 Wieland Electric | [6 empty] | 17.5mm(Length)*7.2mm(height) |  |  |  |  | Through hole mounting | [27 empty] | 217 | https://www.unikeyic.com/media/datasheet/ad/48/7f4a/a5/68177faf346db64f470652d87fe27483.pdf | https://www.unikeyic.com/products/specialty-terminal-blocks/25-195-0553-0/27701237.html
25.195.0653.0 | Wieland Electric | 1: 3.9528 10: 3.4784 100: 3.4784 250: 3.4152 500: 3.4152 1,000: 3.4152 | TERMINAL BLOCK, WIRE TO BRD, 6POS, 16AWG; Product Range:8593 Series; No. of Contacts:6Contacts; Pitch Spacing:3.5mm; Connector Type:Terminal Block, PCB; Connector Mounting:PCB Mount; Wire Size AWG Max:16AWG; Wire Size AW | [10 empty] | 25.195.0653.0 Wieland Electric | [6 empty] | 21mm(Length)*7.2mm(height) |  |  |  |  | Through hole mounting | [27 empty] | 100 | https://www.unikeyic.com/media/datasheet/ad/48/7f4a/b7/3dee04d1593ca32b998eee82fc5c2932.pdf | https://www.unikeyic.com/products/specialty-terminal-blocks/25-195-0653-0/33638998.html
25.195.0853.0 | Wieland Electric | 1: 3.3465 10: 2.9985 100: 2.9449 250: 2.8914 500: 2.8914 1,000: 2.8914 | Conn Cage Clamp Terminal Block 8 POS 3.5mm Solder ST Thru-Hole 10A Carton | [10 empty] | 25.195.0853.0 Wieland Electric | [6 empty] | 28mm(Length)*7.2mm(height) |  |  |  |  | Through hole mounting | [27 empty] | 474 | https://www.unikeyic.com/media/datasheet/ad/48/7f4a/6b/e016c71ce9a6e336b7bf0da0f3a674ae.pdf | https://www.unikeyic.com/products/specialty-terminal-blocks/25-195-0853-0/23599776.html
25.195.1253.0 | Wieland Electric | 1: 4.3529 10: 3.8305 100: 3.8305 250: 3.7609 500: 3.7609 1,000: 3.7609 | Conn Cage Clamp Terminal Block 12 POS 3.5mm Solder ST Thru-Hole 10A Carton | [10 empty] | 25.195.1253.0 Wieland Electric | [6 empty] | 42mm(Length)*7.2mm(height) |  |  |  |  | Through hole mounting | [27 empty] | 64 | https://www.unikeyic.com/media/datasheet/ad/48/7f4a/5a/f0f6d145b6b6eee9c3cf6c6acb118299.pdf | https://www.unikeyic.com/products/specialty-terminal-blocks/25-195-1253-0/13486953.html
25.320.0353.1 | Wieland Electric | 1: 2.1219 25: 1.9012 100: 1.8673 250: 1.8673 500: 1.8673 | TERMINAL BLOCK PLUGGABLE, 3 POSITION, 22-12AWG; Pitch Spacing:5mm; No. of Positions:3Positions; Wire Size AWG Max:12AWG; Conductor Area CSA:-; Wire Connection Method:-; Rated Current:15A; Rated Voltage:300V; Product Rang | [10 empty] | 25.320.0353.1 Wieland Electric | [6 empty] | 15mm(Length)*18.2mm(height) |  |  |  |  | wire mounting |  |  |  | 100℃(max) | [23 empty] | 1063 | https://www.unikeyic.com/media/datasheet/ad/48/7f4a/13/c4b97ba664f9e95a37c74eb090c668e0.pdf | https://www.unikeyic.com/products/specialty-terminal-blocks/25-320-0353-1/780142.html
25.340.0653.0 | Wieland Electric | 1: 4.5561 100: 4.5561 250: 4.4733 500: 4.4733 1,250: 4.4733 | Conn Rising Cage Terminal Block F 6 POS 5.08mm Screw RA Cable Mount 15A Carton | [10 empty] | 25.340.0653.0 Wieland Electric | [11 empty] | wire mounting | [27 empty] | 531 | https://www.unikeyic.com/media/datasheet/ad/48/7f4a/5a/f0f6d145b6b6eee9c3cf6c6acb118299.pdf | https://www.unikeyic.com/products/specialty-terminal-blocks/25-340-0653-0/751379.html
25.340.0853.0 | Wieland Electric | 1: 5.2039 25: 5.1109 100: 5.1109 250: 5.018 500: 5.018 | Conn Rising Cage Terminal Block F 8 POS 5.08mm Screw RA Cable Mount 15A Carton | [10 empty] | 25.340.0853.0 Wieland Electric | [11 empty] | wire mounting | [27 empty] | 77 | https://www.unikeyic.com/media/datasheet/ad/48/7f4a/5a/f0f6d145b6b6eee9c3cf6c6acb118299.pdf | https://www.unikeyic.com/products/specialty-terminal-blocks/25-340-0853-0/975835.html
25.340.3253.0 | Wieland Electric | 10: 1.5644 100: 1.5365 250: 1.5365 500: 1.5085 1,000: 1.5085 | Conn Rising Cage Terminal Block F 2 POS 5.08mm Screw RA Cable Mount 15A Carton | [10 empty] | 25.340.3253.0 Wieland Electric | [11 empty] | wire mounting | [27 empty] | 82 | https://www.unikeyic.com/media/datasheet/ad/48/7f4a/b5/31fa3ef39b48afdfa781f9c21a205550.pdf | https://www.unikeyic.com/products/specialty-terminal-blocks/25-340-3253-0/32662548.html
25.600.2353.0 | Wieland Electric | 1: 1.1737 500: 1.1737 1,000: 1.1524 2,500: 1.1524 5,000: 1.1524 | Conn Terminal Block F 3 POS 5mm Screw ST Cable Mount 15A Carton | [10 empty] | 25.600.2353.0 Wieland Electric | [11 empty] | wire mounting | [27 empty] | 334 | https://www.unikeyic.com/media/datasheet/ad/48/7f4a/5a/f0f6d145b6b6eee9c3cf6c6acb118299.pdf | https://www.unikeyic.com/products/specialty-terminal-blocks/25-600-2353-0/2129259.html
25.600.2653.0 | Wieland Electric | 1: 2.07 250: 2.07 500: 2.0323 1,250: 2.0323 2,500: 2.0323 | Conn Terminal Block F 6 POS 5mm Screw ST Cable Mount 15A Carton | [10 empty] | 25.600.2653.0 Wieland Electric | [11 empty] | wire mounting | [27 empty] | 549 | https://www.unikeyic.com/media/datasheet/ad/48/7f4a/5a/f0f6d145b6b6eee9c3cf6c6acb118299.pdf | https://www.unikeyic.com/products/specialty-terminal-blocks/25-600-2653-0/4461341.html
25.602.2353.0 | Wieland Electric | 100: 1.012 250: 0.6588 500: 0.6264 1,000: 0.5775 2,500: 0.546 | Wieland PCBTerminal block 8142series, 3road, 5mmPitch, electric wire, Screw-down terminations, grey | [10 empty] | 25.602.2353.0 Wieland Electric | [6 empty] | 15mm*13mm*11.5mm |  |  |  |  | wire mounting | [27 empty] | 4955 | https://www.unikeyic.com/media/datasheet/41/aa/48e3/41/7c4d9232b47ce20cc8ab2a5a148bb4a5.pdf | https://www.unikeyic.com/products/specialty-terminal-blocks/25-602-2353-0/2039783.html
25.602.2653.0 | Wieland Electric |  | Wieland PCBTerminal block 8142series, 6road, 5mmPitch, electric wire, Screw-down terminations, grey | [10 empty] | 25.602.2653.0 Wieland Electric | [6 empty] | 30mm(Length)*13mm(width) |  |  |  |  | wire mounting | [28 empty] | https://www.unikeyic.com/media/datasheet/ad/48/7f4a/5a/f0f6d145b6b6eee9c3cf6c6acb118299.pdf | https://www.unikeyic.com/products/specialty-terminal-blocks/25-602-2653-0/1467090.html
25.602.3053.0 | Wieland Electric | 1: 2.5856 100: 2.5395 250: 2.5395 500: 2.4933 1,250: 2.4933 | TERMINAL BLOCK PLUGGABLE 10 POSITION, 22-12AWG; Pitch Spacing:5mm; No. of Positions:10Positions; Wire Size AWG Min:22AWG; Wire Size AWG Max:12AWG; Conductor Area CSA:4mm²; Wire Connection Method:Screw; Rated Current:15A | [10 empty] | 25.602.3053.0 Wieland Electric | [6 empty] | 50mm(Length)*11.5mm(height) |  |  |  |  | wire mounting | [27 empty] | 340 | https://www.unikeyic.com/media/datasheet/ad/48/7f4a/5a/f0f6d145b6b6eee9c3cf6c6acb118299.pdf | https://www.unikeyic.com/products/specialty-terminal-blocks/25-602-3053-0/31801450.html
25.602.3253.0 | Wieland Electric | 1: 3.0148 25: 2.8138 100: 2.7635 250: 2.7133 500: 2.7133 | Conn Terminal Block F 12 POS 5mm Screw ST Cable Mount 15A Carton | [10 empty] | 25.602.3253.0 Wieland Electric | [11 empty] | wire mounting | [27 empty] | 23 | https://www.unikeyic.com/media/datasheet/ad/48/7f4a/5a/f0f6d145b6b6eee9c3cf6c6acb118299.pdf | https://www.unikeyic.com/products/specialty-terminal-blocks/25-602-3253-0/4319204.html
25.613.2356.1 | Wieland Electric | 1: 2.3474 200: 2.3474 500: 2.3047 1,000: 2.3047 2,500: 2.3047 | Conn Terminal Block 3 POS 5mm Solder RA SMD 1.5A Carton | [10 empty] | 25.613.2356.1 Wieland Electric | [6 empty] | 15mm(Length)*14.9mm(height) |  |  |  |  | SMD mount | [27 empty] | 34 | https://www.unikeyic.com/media/datasheet/35/32/fdb7/35/cf1c669e1ec7d940e2e7611d9ae25828.pdf | https://www.unikeyic.com/products/specialty-terminal-blocks/25-613-2356-1/14637174.html
250-102 | WAGO | 1: 0.13 | Conn PC Terminal Block 2 POS 3.5mm Solder ST Thru-Hole 5A Box |  |  | Steel - Nickel Plated | Gray |  | Electrolytic Copper - Tin Plated | 5 A |  |  |  |  | - |  |  | Polyamide (PA66), Nylon 6/6 | [5 empty] | 45° (135°) Angle with Board | 1 (Unlimited) |  | Through Hole | 1 |  |  | -60°C ~ 105°C | Box | 0.138" (3.50mm) |  | 2 |  | 15550323 |  |  |  | 250 |  |  |  | - | 300 V |  |  | 16-24 AWG |  |  |  | Screwless - Push Button Clamp | 19 | https://www.unikeyic.com/media/datasheet/78/15/221e/78/d3a72d9daf1afc7d9b1d16575ae1c452.pdf | https://www.unikeyic.com/products/specialty-terminal-blocks/250-102/23385799.html
250-402 | WAGO | 10: 0.5662 100: 0.5073 250: 0.5073 500: 0.4983 1,000: 0.4983 2,500: 0.4983 | Conn Terminal Block 2 POS 2.5mm Solder ST Thru-Hole 4A Carton |  |  | Copper Alloy | Gray |  | Electrolytic Copper - Tin Plated | 5 A |  |  |  |  | - |  |  | Polyamide (PA66), Nylon 6/6 | [5 empty] | 45° (135°) Angle with Board | 1 (Unlimited) |  | Through Hole | 1 |  |  | -60°C ~ 105°C | Box | 0.098" (2.50mm) |  | 2 | [5 empty] | 250 |  |  |  | - | 300 V |  |  | 20-24 AWG |  |  |  | Screwless - Push Button Clamp | 696 | https://www.unikeyic.com/media/datasheet/97/fc/780c/97/9f95c902bbec30d24625e5e22ba8715d.pdf | https://www.unikeyic.com/products/specialty-terminal-blocks/250-402/23984354.html
250-503 | WAGO | 10: 1.2712 | Wago PCB Terminal Block, Lighting Connector Receptacle, 250 Series, 3 Pos, 3 Circuits | [10 empty] | 250-503 WAGO | [11 empty] | SMD mount | [27 empty] | 127 | https://www.unikeyic.com/media/datasheet/74/9d/0dde/74/9b6b85135764932b3202f50566f8196f.pdf | https://www.unikeyic.com/products/specialty-terminal-blocks/250-503/28878469.html
250-506 | WAGO | 5: 3.7197 25: 2.857 50: 2.6835 | Wago PCB Terminal Block, Lighting Connector Socket, 250 Series, 6-Pole, 6-Channel | [10 empty] | 250-506 WAGO | [11 empty] | PCB mounting | [27 empty] | 68 | https://www.unikeyic.com/media/datasheet/3c/8b/e0b9/3c/71644cde738b9c6f31dd2a4b49ab5196.pdf | https://www.unikeyic.com/products/specialty-terminal-blocks/250-506/5457054.html
2518250000 | Weidmüller | 1: 46.3313 | Terminal Block Connector, 3 POS, Screw, DIN Rail, 101A | Industrial | [16 empty] | 31.5mm(Length)*49mm(height) |  |  |  |  | DIN rail mounting |  |  |  | -50℃~130℃ | [8 empty] | bulk | [14 empty] | 26 | https://www.unikeyic.com/media/about_us/Unikey_ISO_9001_Certification.pdf | https://www.unikeyic.com/products/specialty-terminal-blocks/2518250000/995066.html
2518330000 | Weidmüller | 1: 75.9261 | Conn Terminal Block 9 POS Screw DIN Rail 101A | Industrial | [16 empty] | 63mm(Length)*49mm(height) |  |  |  |  | DIN rail mounting |  |  |  | -50℃~130℃ | [23 empty] | 6 | https://www.unikeyic.com/media/about_us/Unikey_ISO_9001_Certification.pdf | https://www.unikeyic.com/products/specialty-terminal-blocks/2518330000/2764946.html
2518340000 | Weidmüller | 1: 110.3863 | Conn Terminal Block 9 POS Screw DIN Rail 101A | Industrial | [16 empty] | 94.5mm(Length)*49mm(height) |  |  |  |  | DIN rail mounting |  |  |  | -50℃~130℃ | [23 empty] | 36 | https://www.unikeyic.com/media/about_us/Unikey_ISO_9001_Certification.pdf | https://www.unikeyic.com/products/specialty-terminal-blocks/2518340000/24954710.html
255-407 | WAGO | 30: 2.746 150: 2.7068 300: 2.5891 | Conn Terminal Block 7 POS 5.08mm Solder ST Thru-Hole 15A Box |  |  | Steel - Nickel Plated | Gray |  | Electrolytic Copper - Tin Plated | 15 A |  |  |  |  | Push Button Actuated |  |  | Polyamide (PA66), Nylon 6/6 | [5 empty] | Vertical with Board | 1 (Unlimited) |  | Through Hole | 1 |  |  | -60°C ~ 105°C | Box | 0.200" (5.08mm) |  | 7 |  | 15522952 |  |  |  | 255 |  |  |  | - | 300 V |  |  | 12-28 AWG |  |  |  | Screwless - Push Button Clamp | 20000 | https://www.unikeyic.com/media/datasheet/ca/1e/3b16/ca/fdb9502467edf51aa6657053c5cc6da7.pdf | https://www.unikeyic.com/products/specialty-terminal-blocks/255-407/12044256.html
2551550000 | Weidmüller | 1: 8.613 10: 6.1043 30: 5.2514 50: 4.9323 100: 4.5695 | TERM BLK 2POS BEIGE | Industrial | [9 empty] | 2551550000 Weidmüller | [6 empty] | 71.5mm(Length) |  |  |  |  | direct mounting |  |  |  | -50℃~130℃ | [5 empty] | On sale |  |  | boxed | [14 empty] | 187 | https://www.unikeyic.com/media/datasheet/4e/ed/4b31/4eed4b31f1422263e25dee16a2f4e06e.pdf | https://www.unikeyic.com/products/specialty-terminal-blocks/2551550000/5615582.html
256-404/332-000 | WAGO | 50: 1.5237 250: 1.5019 500: 1.4366 | PCB terminal block Push-button 2.5 mm2 Pin spacing 5/5.08 mm 4-pole CAGE CLAMP | [17 empty] | 17.6mm(Length)*23.7mm(width) |  |  |  |  | board mount | [9 empty] | On sale |  | Non-compliant | [15 empty] | 20000 | https://www.unikeyic.com/media/about_us/Unikey_ISO_9001_Certification.pdf | https://www.unikeyic.com/products/specialty-terminal-blocks/256-404-332-000/32166813.html
260-102 | WAGO | 10: 2.0316 100: 1.9953 250: 1.9953 500: 1.959 1,000: 1.959 | 2-Conductor terminal strip, with fixing flanges, for screw or similar mounting types, Fixing hole 3.2 mm Dia, with 209-123 mounting carrier for DIN 35 rail, 2- pole | [7 empty] | 18 A |  |  |  | - | 0.673" (17.09mm) | Gray |  |  | 0.988" (25.10mm) |  | Polyamide (PA66), Nylon 6/6 | UL94 V-0 |  | Not Applicable |  | Direct Mount | 1 | 4 |  | - | Box | [8 empty] | - | 8mm ~ 9mm | 23.7mm | Push In, Spring |  |  | 400 V |  |  | 16-28 AWG | 0.08-1.5mm² |  |  | 270 | https://www.unikeyic.com/media/datasheet/66/df/9dea/66/bd8b6c182382ac4dbbe32075cc338007.pdf | https://www.unikeyic.com/products/specialty-terminal-blocks/260-102/33592690.html
260-103 | WAGO | 100: 1.7274 500: 1.7027 1,000: 1.6287 | Wanke Modular terminal blocks, 260series, single layer, grey, Clamp termination, 18A | [7 empty] | 18 A |  |  |  | - | 0.673" (17.09mm) | Gray |  |  | 0.988" (25.10mm) |  | Polyamide (PA66), Nylon 6/6 | UL94 V-0 |  | Not Applicable |  | Direct Mount | 1 | 6 |  | - | Box | [8 empty] | - | 8mm ~ 9mm | 28.7mm | Push In, Spring |  |  | 400 V |  |  | 16-28 AWG | 0.08-1.5mm² |  |  | 20000 | https://www.unikeyic.com/media/datasheet/9b/e3/7795/9be377953ca210c454e0e2ba4a842a28.pdf | https://www.unikeyic.com/products/specialty-terminal-blocks/260-103/2018562.html
260-105 | WAGO | 1: 1.3812 | 2; Without push button; With fixing ears; 5pole; Suitable for screw or similar mounting types; hole diameter 3.2mm Ø; 1.5 mm²; CAGE CLAMP®; 1,50 mm²; grey | [7 empty] | 18 A |  |  |  | - | 0.673" (17.09mm) | Gray |  |  | 0.988" (25.10mm) |  | Polyamide (PA66), Nylon 6/6 | UL94 V-0 |  | Not Applicable |  | Direct Mount | 1 | 10 |  | - | Box | [8 empty] | - | 8mm ~ 9mm | 38.7mm | Push In, Spring |  |  | 400 V |  |  | 16-28 AWG | 0.08-1.5mm² |  |  | 1000 | https://www.unikeyic.com/media/about_us/Unikey_ISO_9001_Certification.pdf | https://www.unikeyic.com/products/specialty-terminal-blocks/260-105/14447883.html
260-106 | WAGO | 5: 6.256 50: 5.7564 100: 5.481 250: 5.376 500: 5.271 1,000: 5.166 2,500: 5.061 5,000: 4.956 | Wanke Modular terminal blocks, 260series, single layer, grey, Clamp termination, 18A | [7 empty] | 18 A |  |  |  | - | 0.673" (17.09mm) | Gray |  |  | 0.988" (25.10mm) |  | Polyamide (PA66), Nylon 6/6 | UL94 V-0 |  | Not Applicable |  | Direct Mount | 1 | 12 |  | - | Box |  |  |  |  | 15587601 |  |  |  | - | 8mm ~ 9mm | 43.7mm | Push In, Spring |  |  | 400 V |  |  | 16-28 AWG | 0.08-1.5mm² |  |  | 47 | https://www.unikeyic.com/media/datasheet/08/60/7c02/08/3a11c35a2c6f97f5464641e2fe6ee637.pdf | https://www.unikeyic.com/products/specialty-terminal-blocks/260-106/8687128.html
260-108 | WAGO | 5: 8.257 25: 7.6032 100: 7.2345 250: 7.098 500: 6.951 1,000: 6.8145 2,500: 6.678 5,000: 6.5415 | 2-conductor terminal strip - without push-buttons - with fixing flanges - 8-pole - for screw or similar mounting types - Fixing hole 3.2 mm ˜ - 1.5 mm² - CAGE CLAMP® - 1,50 mm² - gray | [7 empty] | 18 A |  |  |  | - | 0.673" (17.09mm) | Gray |  |  | 0.988" (25.10mm) |  | Polyamide (PA66), Nylon 6/6 | UL94 V-0 |  | Not Applicable |  | Direct Mount | 1 | 16 |  | - | Box |  |  |  |  | 15527585 |  |  |  | - | 8mm ~ 9mm | 53.7mm | Push In, Spring |  |  | 400 V |  |  | 16-28 AWG | 0.08-1.5mm² |  |  | 14 | https://www.unikeyic.com/media/about_us/Unikey_ISO_9001_Certification.pdf | https://www.unikeyic.com/products/specialty-terminal-blocks/260-108/4864400.html
260-109 | WAGO | 10: 4.8618 50: 4.4158 100: 3.9846 | [8 empty] | 18 A |  |  |  | - | 0.673" (17.09mm) | Gray |  |  | 0.988" (25.10mm) |  | Polyamide (PA66), Nylon 6/6 | UL94 V-0 |  | Not Applicable |  | Direct Mount | 1 | 18 |  | - | Box | [8 empty] | - | 8mm ~ 9mm | 58.7mm | Push In, Spring |  |  | 400 V |  |  | 16-28 AWG | 0.08-1.5mm² |  |  | 31 | https://www.unikeyic.com/media/about_us/Unikey_ISO_9001_Certification.pdf | https://www.unikeyic.com/products/specialty-terminal-blocks/260-109/997800.html
260-110 | WAGO | 25: 5.6035 50: 5.388 75: 5.2587 | [8 empty] | 18 A |  |  |  | - | 0.673" (17.09mm) | Gray |  |  | 0.988" (25.10mm) |  | Polyamide (PA66), Nylon 6/6 | UL94 V-0 |  | Not Applicable |  | Direct Mount | 1 | 20 |  | - | Box | [8 empty] | - | 8mm ~ 9mm | 63.7mm | Push In, Spring |  |  | 400 V |  |  | 16-28 AWG | 0.08-1.5mm² |  |  | 250 | https://www.unikeyic.com/media/datasheet/df/51/4b95/df/6f41a862c8f480c5126439de23d61af4.pdf | https://www.unikeyic.com/products/specialty-terminal-blocks/260-110/14561306.html
260-157 | WAGO | 10: 3.6575 50: 3.3453 100: 3.0033 | [8 empty] | 18 A |  |  |  | - | 0.673" (17.09mm) | Gray |  |  | 0.988" (25.10mm) |  | Polyamide (PA66), Nylon 6/6 | UL94 V-0 |  | Not Applicable |  | Direct Mount | 1 | 14 |  | - | Box | [8 empty] | - | 8mm ~ 9mm | 38.4mm | Push In, Spring |  |  | 400 V |  |  | 16-28 AWG | 0.08-1.5mm² |  |  | 46 | https://www.unikeyic.com/media/about_us/Unikey_ISO_9001_Certification.pdf | https://www.unikeyic.com/products/specialty-terminal-blocks/260-157/3252544.html
260-202 | WAGO | 1: 0.8521 | 4; Without push button; With fixing ears; 2pole; Suitable for screw or similar mounting types; hole diameter 3.2mm Ø; 1.5 mm²; CAGE CLAMP®; 1,50 mm²; grey | [7 empty] | 18 A |  |  |  | - | 0.673" (17.09mm) | Gray |  |  | 0.984" (24.99mm) |  | Polyamide (PA66), Nylon 6/6 | UL94 V-0 |  | Not Applicable |  | Direct Mount | 1 | 8 |  | - | Box |  |  |  |  | 15532741 |  |  |  | - | 8mm ~ 9mm | 29.7mm | Push In, Spring |  |  | 400 V |  |  | 16-28 AWG | 0.08-1.5mm² |  |  | 80 | https://www.unikeyic.com/media/datasheet/9d/56/e2ba/9d/7c3aba4f6647795c8fd5b1858e81ce61.pdf | https://www.unikeyic.com/products/specialty-terminal-blocks/260-202/34079682.html
260-203 | WAGO | 100: 2.6337 500: 2.5961 1,000: 2.4832 | 4-Conductor Terminal Strip, With Fixing Flanges, For Screw or Similar Mounting Types, 3 Poles | [7 empty] | 18 A |  |  |  | - | 0.673" (17.09mm) | Gray |  |  | 0.984" (24.99mm) |  | Polyamide (PA66), Nylon 6/6 | UL94 V-0 |  | Not Applicable |  | Direct Mount | 1 | 12 |  | - | Box | [8 empty] | - | 8mm ~ 9mm | 37.7mm | Push In, Spring |  |  | 400 V |  |  | 16-28 AWG | 0.08-1.5mm² |  |  | 100 | https://www.unikeyic.com/media/datasheet/01/63/2e7b/01632e7bb9b88280c04a9ec881e59df3.pdf | https://www.unikeyic.com/products/specialty-terminal-blocks/260-203/10438739.html
260-204 | WAGO | 100: 2.6732 500: 2.6351 1,000: 2.5205 | [8 empty] | 18 A |  |  |  | - | 0.673" (17.09mm) | Gray |  |  | 0.984" (24.99mm) |  | Polyamide (PA66), Nylon 6/6 | UL94 V-0 |  | Not Applicable |  | Direct Mount | 1 | 16 |  | - | Box | [8 empty] | - | 8mm ~ 9mm | 45.7mm | Push In, Spring |  |  | 400 V |  |  | 16-28 AWG | 0.08-1.5mm² |  |  | 200 | https://www.unikeyic.com/media/about_us/Unikey_ISO_9001_Certification.pdf | https://www.unikeyic.com/products/specialty-terminal-blocks/260-204/28735704.html
260-205 | WAGO | 50: 4.2136 250: 4.1534 500: 3.9728 | [8 empty] | 18 A |  |  |  | - | 0.673" (17.09mm) | Gray |  |  | 0.984" (24.99mm) |  | Polyamide (PA66), Nylon 6/6 | UL94 V-0 |  | Not Applicable |  | Direct Mount | 1 | 20 |  | - | Box |  |  |  |  | 15551040 |  |  |  | - | 8mm ~ 9mm | 53.7mm | Push In, Spring |  |  | 400 V |  |  | 16-28 AWG | 0.08-1.5mm² |  |  | 20000 | https://www.unikeyic.com/media/about_us/Unikey_ISO_9001_Certification.pdf | https://www.unikeyic.com/products/specialty-terminal-blocks/260-205/17905989.html
260-206 | WAGO | 5: 9.7635 25: 8.9856 50: 8.8128 100: 8.3895 250: 8.2215 500: 8.064 1,000: 7.896 2,500: 7.7385 | 4-Conductor Terminal Strip Lateral Marking 6 Pole With Fixing Flange With Mounting Feet 209- 123 For Ts 35 Side-Entry | [7 empty] | 18 A |  |  |  | - | 0.673" (17.09mm) | Gray |  |  | 0.984" (24.99mm) |  | Polyamide (PA66), Nylon 6/6 | UL94 V-0 |  | Not Applicable |  | Direct Mount | 1 | 24 |  | - | Box | [8 empty] | - | 8mm ~ 9mm | 61.7mm | Push In, Spring |  |  | 400 V |  |  | 16-28 AWG | 0.08-1.5mm² |  |  | 55 | https://www.unikeyic.com/media/datasheet/be/e9/478d/be/d2608ac2d3c8800370a6c7c36807f537.pdf | https://www.unikeyic.com/products/specialty-terminal-blocks/260-206/464117.html
260-207 | WAGO | 10: 5.7242 50: 5.2038 100: 4.6834 | [8 empty] | 18 A |  |  |  | - | 0.673" (17.09mm) | Gray |  |  | 0.984" (24.99mm) |  | Polyamide (PA66), Nylon 6/6 | UL94 V-0 |  | Not Applicable |  | Direct Mount | 1 | 28 |  | - | Box | [8 empty] | - | 8mm ~ 9mm | 69.7mm | Push In, Spring |  |  | 400 V |  |  | 16-28 AWG | 0.08-1.5mm² |  |  | 47 | https://www.unikeyic.com/media/about_us/Unikey_ISO_9001_Certification.pdf | https://www.unikeyic.com/products/specialty-terminal-blocks/260-207/34702254.html
260-208 | WAGO | 10: 6.5122 50: 5.9323 100: 5.3376 | [8 empty] | 18 A |  |  |  | - | 0.673" (17.09mm) | Gray |  |  | 0.984" (24.99mm) |  | Polyamide (PA66), Nylon 6/6 | UL94 V-0 |  | Not Applicable |  | Direct Mount | 1 | 32 |  | - | Box |  |  |  |  | 15520655 |  |  |  | - | 8mm ~ 9mm | 77.7mm | Push In, Spring |  |  | 400 V |  |  | 16-28 AWG | 0.08-1.5mm² |  |  | 43 | https://www.unikeyic.com/media/datasheet/2f/74/21a6/2f/05b9d97b0e177c0e8c8803440ee41af6.pdf | https://www.unikeyic.com/products/specialty-terminal-blocks/260-208/33833474.html
260-209 | WAGO | 50: 7.4169 250: 7.3109 500: 6.9931 | [8 empty] | 18 A |  |  |  | - | 0.673" (17.09mm) | Gray |  |  | 0.984" (24.99mm) |  | Polyamide (PA66), Nylon 6/6 | UL94 V-0 |  | Not Applicable |  | Direct Mount | 1 | 36 |  | - | Box | [8 empty] | - | 8mm ~ 9mm | 85.7mm | Push In, Spring |  |  | 400 V |  |  | 16-28 AWG | 0.08-1.5mm² |  |  | 20000 | https://www.unikeyic.com/media/about_us/Unikey_ISO_9001_Certification.pdf | https://www.unikeyic.com/products/specialty-terminal-blocks/260-209/1859656.html
260-210 | WAGO | 25: 8.1985 125: 8.0814 250: 7.73 | [8 empty] | 18 A |  |  |  | - | 0.673" (17.09mm) | Gray |  |  | 0.984" (24.99mm) |  | Polyamide (PA66), Nylon 6/6 | UL94 V-0 |  | Not Applicable |  | Direct Mount | 1 | 40 |  | - | Box |  |  |  |  | 15547157 |  |  |  | - | 8mm ~ 9mm | 93.7mm | Push In, Spring |  |  | 400 V |  |  | 16-28 AWG | 0.08-1.5mm² |  |  | 20000 | https://www.unikeyic.com/media/datasheet/a3/fb/4c6e/a3/e6ddb502ee63d3f58c396b0aedb3bea6.pdf | https://www.unikeyic.com/products/specialty-terminal-blocks/260-210/34885769.html
260-211 | WAGO | 25: 8.9697 125: 8.8416 250: 8.4571 | [8 empty] | 18 A |  |  |  | - | 0.673" (17.09mm) | Gray |  |  | 0.984" (24.99mm) |  | Polyamide (PA66), Nylon 6/6 | UL94 V-0 |  | Not Applicable |  | Direct Mount | 1 | 44 |  | - | Box |  |  |  |  | 15522068 |  |  |  | - | 8mm ~ 9mm | 101.7mm | Push In, Spring |  |  | 400 V |  |  | 16-28 AWG | 0.08-1.5mm² |  |  | 20000 | https://www.unikeyic.com/media/datasheet/6b/72/5773/6b/17416787606ecc12b5b1c02ecade3e96.pdf | https://www.unikeyic.com/products/specialty-terminal-blocks/260-211/6731117.html
260-261 | WAGO | 25: 8.9697 125: 8.8416 250: 8.4571 | [8 empty] | 18 A |  |  |  | - | 0.673" (17.09mm) | Gray |  |  | 0.988" (25.10mm) |  | Polyamide (PA66), Nylon 6/6 | UL94 V-0 |  | Not Applicable |  | Direct Mount | 1 | 44 |  | - | Box | [8 empty] | - | 8mm ~ 9mm | 91.0mm | Push In, Spring |  |  | 400 V |  |  | 16-28 AWG | 0.08-1.5mm² |  |  | 20000 | https://www.unikeyic.com/media/about_us/Unikey_ISO_9001_Certification.pdf | https://www.unikeyic.com/products/specialty-terminal-blocks/260-261/4256125.html
260-301 | WAGO | 50: 0.3224 100: 0.31 150: 0.3025 | Wanke Rail type terminal block, 260series, single layer, grey, Clamp termination, 18A |  | 260 | [5 empty] | 18 A |  |  |  | Flange | 0.669" (17.00mm) | Gray |  |  | 0.984" (24.99mm) |  | Polyamide (PA66), Nylon 6/6 | UL94 V-0 |  | 1 (Unlimited) |  | Direct Mount | 1 | 2 |  | - | Bulk |  |  |  |  | 13549358 |  |  |  | - | 8mm ~ 9mm | 5.0mm | Push In, Spring |  |  | 400 V |  |  | 16-28 AWG | 0.08-1.5mm² |  |  | 500 | https://www.unikeyic.com/media/datasheet/21/63/5b56/21635b560ed4623578d609a0dd3f0394.pdf | https://www.unikeyic.com/products/specialty-terminal-blocks/260-301/27885103.html
260-306 | WAGO | 50: 0.4428 250: 0.4364 500: 0.4175 | Conn Terminal Block 2 POS Panel Mount 18A Box | [7 empty] | 18 A |  |  |  | - | 0.673" (17.09mm) | Orange |  |  | 0.988" (25.10mm) |  | Polyamide (PA66), Nylon 6/6 | UL94 V-0 |  | Not Applicable |  | Direct Mount | 1 | 2 |  | - | Box |  |  |  |  | 15537356 |  |  |  | - | 8mm ~ 9mm | 5.0mm | Push In, Spring |  |  | 400 V |  |  | 16-28 AWG | 0.08-1.5mm² |  |  | 198 | https://www.unikeyic.com/media/datasheet/5f/88/2355/5f/9b2bec3d04bbe6bf00b87234020ad2d1.pdf | https://www.unikeyic.com/products/specialty-terminal-blocks/260-306/5023861.html
260-307 | WAGO | 50: 0.422 250: 0.416 500: 0.3979 | [12 empty] | - | 0.673" (17.09mm) | Green, Yellow |  |  | 0.988" (25.10mm) |  | Polyamide (PA66), Nylon 6/6 | UL94 V-0 |  | Not Applicable |  | Direct Mount | 1 | 2 |  | - | Box | [8 empty] | - | 8mm ~ 9mm | 5.0mm | Push In, Spring | [5 empty] | 16-28 AWG | 0.08-1.5mm² |  |  | 269 | https://www.unikeyic.com/media/about_us/Unikey_ISO_9001_Certification.pdf | https://www.unikeyic.com/products/specialty-terminal-blocks/260-307/10016267.html
260-321 | WAGO | 50: 0.5592 250: 0.5512 500: 0.5272 | Wago Terminal bundle clamp | [7 empty] | 18 A |  |  |  | - | 0.673" (17.09mm) | Gray |  |  | 0.988" (25.10mm) |  | Polyamide (PA66), Nylon 6/6 | UL94 V-0 |  | Not Applicable |  | Direct Mount | 1 | 2 |  | - | Box | [8 empty] | - | 8mm ~ 9mm | 5.0mm | Push In, Spring |  |  | 400 V |  |  | 16-28 AWG | 0.08-1.5mm² |  |  | 500 | https://www.unikeyic.com/media/about_us/Unikey_ISO_9001_Certification.pdf | https://www.unikeyic.com/products/specialty-terminal-blocks/260-321/17237700.html
260-336 | WAGO | 50: 0.6631 250: 0.6536 500: 0.6252 | Wanke Rail type terminal block, orange, Spring clamp termination, 18A | [7 empty] | 18 A |  |  |  | - | 0.673" (17.09mm) | Orange |  |  | 0.988" (25.10mm) |  | Polyamide (PA66), Nylon 6/6 | UL94 V-0 |  | Not Applicable |  | Direct Mount | 1 | 4 |  | - | Box | [8 empty] | - | 8mm ~ 9mm | 8.0mm | Push In, Spring |  |  | 400 V |  |  | 16-28 AWG | 0.08-1.5mm² |  |  | 1056 | https://www.unikeyic.com/media/datasheet/5f/88/2355/5f/9b2bec3d04bbe6bf00b87234020ad2d1.pdf | https://www.unikeyic.com/products/specialty-terminal-blocks/260-336/10708594.html
260-344 | WAGO | 50: 0.6631 500: 0.6376 5,000: 0.6121 | [8 empty] | 18 A |  |  |  | - | 0.673" (17.09mm) | Blue |  |  | 0.988" (25.10mm) |  | Polyamide (PA66), Nylon 6/6 | UL94 V-0 |  | Not Applicable |  | Direct Mount | 1 | 4 |  | - | Box | [8 empty] | - | 8mm ~ 9mm | 8.0mm | Push In, Spring |  |  | 400 V |  |  | 16-28 AWG | 0.08-1.5mm² |  |  | 530 | https://www.unikeyic.com/media/about_us/Unikey_ISO_9001_Certification.pdf | https://www.unikeyic.com/products/specialty-terminal-blocks/260-344/30056840.html
260-346 | WAGO | 50: 0.6151 500: 0.5914 5,000: 0.5678 | [8 empty] | 18 A |  |  |  | - | 0.673" (17.09mm) | Orange |  |  | 0.988" (25.10mm) |  | Polyamide (PA66), Nylon 6/6 | UL94 V-0 |  | Not Applicable |  | Direct Mount | 1 | 4 |  | - | Box |  |  |  |  | 15522273 |  |  |  | - | 8mm ~ 9mm | 8.0mm | Push In, Spring |  |  | 400 V |  |  | 16-28 AWG | 0.08-1.5mm² |  |  | 550 | https://www.unikeyic.com/media/datasheet/6a/9e/d18c/6a/fd2500ecc0e8b9fa16b9c1ea0eb1c2a6.pdf | https://www.unikeyic.com/products/specialty-terminal-blocks/260-346/29818075.html
260-353 | WAGO | 50: 0.8107 250: 0.7991 500: 0.7644 | [8 empty] | 18 A |  |  |  | - | 0.673" (17.09mm) | Gray |  |  | 0.988" (25.10mm) |  | Polyamide (PA66), Nylon 6/6 | UL94 V-0 |  | Not Applicable |  | Direct Mount | 1 | 4 |  | - | Box | [8 empty] | - | 8mm ~ 9mm | 8.0mm | Push In, Spring |  |  | 400 V |  |  | 16-28 AWG | 0.08-1.5mm² |  |  | 20000 | https://www.unikeyic.com/media/about_us/Unikey_ISO_9001_Certification.pdf | https://www.unikeyic.com/products/specialty-terminal-blocks/260-353/13054978.html
260-354 | WAGO | 50: 0.8107 250: 0.7991 500: 0.7644 | [8 empty] | 18 A |  |  |  | - | 0.673" (17.09mm) | Blue |  |  | 0.988" (25.10mm) |  | Polyamide (PA66), Nylon 6/6 | UL94 V-0 |  | Not Applicable |  | Direct Mount | 1 | 4 |  | - | Box | [8 empty] | - | 8mm ~ 9mm | 8.0mm | Push In, Spring |  |  | 400 V |  |  | 16-28 AWG | 0.08-1.5mm² |  |  | 20000 | https://www.unikeyic.com/media/about_us/Unikey_ISO_9001_Certification.pdf | https://www.unikeyic.com/products/specialty-terminal-blocks/260-354/29134989.html
260-356 | WAGO | 50: 0.7525 250: 0.7417 500: 0.7095 | [8 empty] | 18 A |  |  |  | - | 0.673" (17.09mm) | Orange |  |  | 0.988" (25.10mm) |  | Polyamide (PA66), Nylon 6/6 | UL94 V-0 |  | Not Applicable |  | Direct Mount | 1 | 4 |  | - | Box |  |  |  |  | 15522385 |  |  |  | - | 8mm ~ 9mm | 8.0mm | Push In, Spring |  |  | 400 V |  |  | 16-28 AWG | 0.08-1.5mm² |  |  | 20000 | https://www.unikeyic.com/media/datasheet/95/df/bf10/95/cc7a4894c6574a2db06592698311a141.pdf | https://www.unikeyic.com/products/specialty-terminal-blocks/260-356/32986070.html
260-357 | WAGO | 50: 0.8107 250: 0.7991 500: 0.7644 | [12 empty] | - | 0.673" (17.09mm) | Green, Yellow |  |  | 0.988" (25.10mm) |  | Polyamide (PA66), Nylon 6/6 | UL94 V-0 |  | Not Applicable |  | Direct Mount | 1 | 4 |  | - | Box |  |  |  |  | 15539993 |  |  |  | - | 8mm ~ 9mm | 8.0mm | Push In, Spring | [5 empty] | 16-28 AWG | 0.08-1.5mm² |  |  | 20000 | https://www.unikeyic.com/media/datasheet/85/9a/6374/85/3be49d621580808ef1ebea58b1219564.pdf | https://www.unikeyic.com/products/specialty-terminal-blocks/260-357/19764948.html
260-420 | WAGO | 1: 60.73 10: 44.4171 25: 40.3125 50: 37.922 100: 36.0355 250: 34.1585 | Terminal block - | [7 empty] | 18 A |  |  |  | - | 0.673" (17.09mm) | Gray, Orange |  |  | 0.988" (25.10mm) |  | Polyamide (PA66), Nylon 6/6 | UL94 V-0 |  | Not Applicable |  | Direct Mount | 1 | 20 |  | - | Box |  |  |  |  | 15555551 |  |  |  | - | 8mm ~ 9mm | 113.7mm | Push In, Spring |  |  | 400 V |  |  | 16-28 AWG | 0.08-1.5mm² |  |  | 4 | https://www.unikeyic.com/media/datasheet/e9/d0/ff11/e9/1c3efd49bf1f090ba15202e065aea759.pdf | https://www.unikeyic.com/products/specialty-terminal-blocks/260-420/498078.html
261-102 | WAGO | 100: 1.2576 500: 1.2397 1,000: 1.1858 | 2-Conductor Terminal Strip | [7 empty] | 24 A |  |  |  | - | 0.713" (18.11mm) | Gray |  |  | 1.106" (28.09mm) |  | Polyamide (PA66), Nylon 6/6 | UL94 V-0 |  | Not Applicable |  | Direct Mount | 1 | 4 |  | - | Box | [8 empty] | - | 8mm ~ 9mm | 26.1mm | Push In, Spring |  |  | 500 V |  |  | 14-28 AWG | 0.08-2.5mm² |  |  | 100 | https://www.unikeyic.com/media/about_us/Unikey_ISO_9001_Certification.pdf | https://www.unikeyic.com/products/specialty-terminal-blocks/261-102/20078762.html
261-102/331-000 | WAGO | 100: 1.5216 500: 1.4999 1,000: 1.4347 | [8 empty] | 24 A |  |  |  | Push Button Actuated | 0.917" (23.30mm) | Gray |  |  | 1.106" (28.09mm) |  | Polyamide (PA66), Nylon 6/6 | UL94 V-0 |  | Not Applicable |  | Direct Mount | 1 | 4 |  | - | Box | [8 empty] | - | 8mm ~ 9mm | 26.1mm | Push In, Spring |  |  | 500 V |  |  | 14-28 AWG | 0.08-2.5mm² |  |  | 20000 | https://www.unikeyic.com/media/datasheet/e0/54/913d/e0/96da20058346298745c97484e8f4594a.pdf | https://www.unikeyic.com/products/specialty-terminal-blocks/261-102-331-000/17629467.html
261-103 | WAGO | 100: 2.0455 500: 2.0162 1,000: 1.9286 | Phoenix Contact DIN Rail Terminal Block, 261 Series, Single Level, Gray, Clamp Termination, 24A | [7 empty] | 24 A |  |  |  | - | 0.713" (18.11mm) | Gray |  |  | 1.106" (28.09mm) |  | Polyamide (PA66), Nylon 6/6 | UL94 V-0 |  | Not Applicable |  | Direct Mount | 1 | 6 |  | - | Box | [8 empty] | - | 8mm ~ 9mm | 32.1mm | Push In, Spring |  |  | 500 V |  |  | 14-28 AWG | 0.08-2.5mm² |  |  | 100 | https://www.unikeyic.com/media/datasheet/af/01/719c/af/40bb39dfae846cdc32a5c1cbb8eb000d.pdf | https://www.unikeyic.com/products/specialty-terminal-blocks/261-103/6483449.html
261-103/331-000 | WAGO | 100: 2.191 500: 2.1597 1,000: 2.0658 | [8 empty] | 24 A |  |  |  | Push Button Actuated | 0.917" (23.30mm) | Gray |  |  | 1.106" (28.09mm) |  | Polyamide (PA66), Nylon 6/6 | UL94 V-0 |  | Not Applicable |  | Direct Mount | 1 | 6 |  | - | Box |  |  |  |  | 15569003 |  |  |  | - | 8mm ~ 9mm | 32.1mm | Push In, Spring |  |  | 500 V |  |  | 14-28 AWG | 0.08-2.5mm² |  |  | 20000 | https://www.unikeyic.com/media/about_us/Unikey_ISO_9001_Certification.pdf | https://www.unikeyic.com/products/specialty-terminal-blocks/261-103-331-000/10507048.html
261-103/341-000 | WAGO | 50: 1.9384 100: 1.7562 | Wago PCB Terminal Block, 6mm Pitch, Screw Mount | [7 empty] | 24 A |  |  |  | Push Button Actuated | 0.917" (23.30mm) | Gray |  |  | 1.106" (28.09mm) |  | Polyamide (PA66), Nylon 6/6 | UL94 V-0 |  | Not Applicable |  | Direct Mount | 1 | 6 |  | - | Box |  |  |  |  | 15540449 |  |  |  | - | 8mm ~ 9mm | 32.1mm | Push In, Spring |  |  | 500 V |  |  | 14-28 AWG | 0.08-2.5mm² |  |  | 95 | https://www.unikeyic.com/media/datasheet/38/90/a6ef/38/9b96e5651908eb7df350d5a1800d4587.pdf | https://www.unikeyic.com/products/specialty-terminal-blocks/261-103-341-000/25298638.html
261-104 | WAGO | 5: 2.6711 | Wanke Rail type terminal block, 261series, single layer, grey, Clamp termination, 24A | [7 empty] | 24 A |  |  |  | - | 0.713" (18.11mm) | Gray |  |  | 1.106" (28.09mm) |  | Polyamide (PA66), Nylon 6/6 | UL94 V-0 |  | Not Applicable |  | Direct Mount | 1 | 8 |  | - | Box |  |  |  |  | 15522708 |  |  |  | - | 8mm ~ 9mm | 38.1mm | Push In, Spring |  |  | 500 V |  |  | 14-28 AWG | 0.08-2.5mm² |  |  | 98 | https://www.unikeyic.com/media/datasheet/af/01/719c/af/40bb39dfae846cdc32a5c1cbb8eb000d.pdf | https://www.unikeyic.com/products/specialty-terminal-blocks/261-104/19363181.html
261-104/341-000 | WAGO |  | Conn Terminal Strip 4 POS Clamp Cable Mount 24A Box | [7 empty] | 24 A |  |  |  | Push Button Actuated | 0.917" (23.30mm) | Gray |  |  | 1.106" (28.09mm) |  | Polyamide (PA66), Nylon 6/6 | UL94 V-0 |  | Not Applicable |  | Direct Mount | 1 | 8 |  | - | Box |  |  |  |  | 15551370 |  |  |  | - | 8mm ~ 9mm | 38.1mm | Push In, Spring |  |  | 500 V |  |  | 14-28 AWG | 0.08-2.5mm² |  |  |  | https://www.unikeyic.com/media/about_us/Unikey_ISO_9001_Certification.pdf | https://www.unikeyic.com/products/specialty-terminal-blocks/261-104-341-000/3526969.html
261-105 | WAGO | 10: 3.3007 50: 3.0182 100: 2.706 | [8 empty] | 24 A |  |  |  | - | 0.713" (18.11mm) | Gray |  |  | 1.106" (28.09mm) |  | Polyamide (PA66), Nylon 6/6 | UL94 V-0 |  | Not Applicable |  | Direct Mount | 1 | 10 |  | - | Box |  |  |  |  | 15602280 |  |  |  | - | 8mm ~ 9mm | 44.1mm | Push In, Spring |  |  | 500 V |  |  | 14-28 AWG | 0.08-2.5mm² |  |  | 43 | https://www.unikeyic.com/media/about_us/Unikey_ISO_9001_Certification.pdf | https://www.unikeyic.com/products/specialty-terminal-blocks/261-105/15501158.html
261-105/331-000 | WAGO | 200: 3.5193 1,000: 3.469 2,000: 3.3182 | [8 empty] | 24 A |  |  |  | Push Button Actuated | 0.917" (23.30mm) | Gray |  |  | 1.106" (28.09mm) |  | Polyamide (PA66), Nylon 6/6 | UL94 V-0 |  | Not Applicable |  | Direct Mount | 1 | 10 |  | - | Box |  |  |  |  | 15538090 |  |  |  | - | 8mm ~ 9mm | 44.1mm | Push In, Spring |  |  | 500 V |  |  | 14-28 AWG | 0.08-2.5mm² |  |  | 20000 | https://www.unikeyic.com/media/about_us/Unikey_ISO_9001_Certification.pdf | https://www.unikeyic.com/products/specialty-terminal-blocks/261-105-331-000/941887.html
261-105/341-000 | WAGO | 1: 12.1608 10: 8.6292 25: 7.6326 50: 7.0293 100: 6.5406 250: 6.043 500: 5.7581 1,000: 5.5357 | Terminal block - | [7 empty] | 24 A |  |  |  | Push Button Actuated | 0.917" (23.30mm) | Gray |  |  | 1.106" (28.09mm) |  | Polyamide (PA66), Nylon 6/6 | UL94 V-0 |  | Not Applicable |  | Direct Mount | 1 | 10 |  | - | Box |  |  |  |  | 15540491 |  |  |  | - | 8mm ~ 9mm | 44.1mm | Push In, Spring |  |  | 500 V |  |  | 14-28 AWG | 0.08-2.5mm² |  |  | 8 | https://www.unikeyic.com/media/about_us/Unikey_ISO_9001_Certification.pdf | https://www.unikeyic.com/products/specialty-terminal-blocks/261-105-341-000/15132521.html
261-106 | WAGO | 50: 3.0744 250: 3.0305 500: 2.8988 | Wanke Rail type terminal block, 261series, single layer, grey, Clamp termination, 24A | [7 empty] | 24 A |  |  |  | - | 0.713" (18.11mm) | Gray |  |  | 1.106" (28.09mm) |  | Polyamide (PA66), Nylon 6/6 | UL94 V-0 |  | Not Applicable |  | Direct Mount | 1 | 12 |  | - | Box |  |  |  |  | 15538080 |  |  |  | - | 8mm ~ 9mm | 50.1mm | Push In, Spring |  |  | 500 V |  |  | 14-28 AWG | 0.08-2.5mm² |  |  | 3912 | https://www.unikeyic.com/media/datasheet/af/01/719c/af/40bb39dfae846cdc32a5c1cbb8eb000d.pdf | https://www.unikeyic.com/products/specialty-terminal-blocks/261-106/28075443.html
261-106/341-000 | WAGO | 25: 4.4672 125: 4.4034 250: 4.2119 | Wago PCB Terminal Block, 6mm Pitch, Screw Mount | [7 empty] | 24 A |  |  |  | Push Button Actuated | 0.917" (23.30mm) | Gray |  |  | 1.106" (28.09mm) |  | Polyamide (PA66), Nylon 6/6 | UL94 V-0 |  | Not Applicable |  | Direct Mount | 1 | 12 |  | - | Box |  |  |  |  | 15550624 |  |  |  | - | 8mm ~ 9mm | 50.1mm | Push In, Spring |  |  | 500 V |  |  | 14-28 AWG | 0.08-2.5mm² |  |  | 20000 | https://www.unikeyic.com/media/datasheet/80/79/d42f/80/e6ef3d7993ef6bb91155e87f59e27cbb.pdf | https://www.unikeyic.com/products/specialty-terminal-blocks/261-106-341-000/13449216.html
261-107 | WAGO | 50: 4.4797 250: 4.4157 500: 4.2237 | [8 empty] | 24 A |  |  |  | - | 0.713" (18.11mm) | Gray |  |  | 1.106" (28.09mm) |  | Polyamide (PA66), Nylon 6/6 | UL94 V-0 |  | Not Applicable |  | Direct Mount | 1 | 14 |  | - | Box |  |  |  |  | 15521940 |  |  |  | - | 8mm ~ 9mm | 56.1mm | Push In, Spring |  |  | 500 V |  |  | 14-28 AWG | 0.08-2.5mm² |  |  | 20000 | https://www.unikeyic.com/media/about_us/Unikey_ISO_9001_Certification.pdf | https://www.unikeyic.com/products/specialty-terminal-blocks/261-107/10167706.html
261-108 | WAGO | 50: 5.1386 250: 5.0652 500: 4.845 | [8 empty] | 24 A |  |  |  | - | 0.713" (18.11mm) | Gray |  |  | 1.106" (28.09mm) |  | Polyamide (PA66), Nylon 6/6 | UL94 V-0 |  | Not Applicable |  | Direct Mount | 1 | 16 |  | - | Box | [8 empty] | - | 8mm ~ 9mm | 62.1mm | Push In, Spring |  |  | 500 V |  |  | 14-28 AWG | 0.08-2.5mm² |  |  | 20000 | https://www.unikeyic.com/media/datasheet/dc/b7/a589/dc/96fe523e7af8718ef6b71471f2173516.pdf | https://www.unikeyic.com/products/specialty-terminal-blocks/261-108/27246019.html
261-108/341-000 | WAGO | 1: 17.9496 10: 12.7872 25: 11.3733 50: 10.5265 100: 9.8458 250: 9.1574 500: 8.7652 1,000: 8.4602 | Terminal block - | [7 empty] | 24 A |  |  |  | Push Button Actuated | 0.917" (23.30mm) | Gray |  |  | 1.106" (28.09mm) |  | Polyamide (PA66), Nylon 6/6 | UL94 V-0 |  | Not Applicable |  | Direct Mount | 1 | 16 |  | - | Box | [8 empty] | - | 8mm ~ 9mm | 62.1mm | Push In, Spring |  |  | 500 V |  |  | 14-28 AWG | 0.08-2.5mm² |  |  | 5 | https://www.unikeyic.com/media/datasheet/01/78/a450/01/f8aabe0beb03ad38ae2a96114f39c0dd.pdf | https://www.unikeyic.com/products/specialty-terminal-blocks/261-108-341-000/3642901.html
261-153 | WAGO | 100: 2.0455 500: 2.0162 1,000: 1.9286 | [8 empty] | 24 A |  |  |  | - | 0.713" (18.11mm) | Gray |  |  | 1.106" (28.09mm) |  | Polyamide (PA66), Nylon 6/6 | UL94 V-0 |  | Not Applicable |  | Direct Mount | 1 | 6 |  | - | Box | [8 empty] | - | 8mm ~ 9mm | 21.0mm | Push In, Spring |  |  | 500 V |  |  | 14-28 AWG | 0.08-2.5mm² |  |  | 200 | https://www.unikeyic.com/media/about_us/Unikey_ISO_9001_Certification.pdf | https://www.unikeyic.com/products/specialty-terminal-blocks/261-153/2316169.html
261-160 | WAGO | 25: 6.3547 125: 6.2639 250: 5.9915 | [8 empty] | 24 A |  |  |  | - | 0.713" (18.11mm) | Gray |  |  | 1.106" (28.09mm) |  | Polyamide (PA66), Nylon 6/6 | UL94 V-0 |  | Not Applicable |  | Direct Mount | 1 | 20 |  | - | Box | [8 empty] | - | 8mm ~ 9mm | 63.0mm | Push In, Spring |  |  | 500 V |  |  | 14-28 AWG | 0.08-2.5mm² |  |  | 20000 | https://www.unikeyic.com/media/datasheet/b0/8e/f3bb/b0/ff83319c31bfb9e72549b17a3a0e74b6.pdf | https://www.unikeyic.com/products/specialty-terminal-blocks/261-160/18249561.html
261-202 | WAGO | 100: 2.2284 500: 2.1966 1,000: 2.1011 | [8 empty] | 24 A |  |  |  | - | 0.713" (18.11mm) | Gray |  |  | 1.106" (28.09mm) |  | Polyamide (PA66), Nylon 6/6 | UL94 V-0 |  | Not Applicable |  | Direct Mount | 1 | 8 |  | - | Box |  |  |  |  | 15575736 |  |  |  | - | 8mm ~ 9mm | 34.1mm | Push In, Spring |  |  | 500 V |  |  | 14-28 AWG | 0.08-2.5mm² |  |  | 1290 | https://www.unikeyic.com/media/about_us/Unikey_ISO_9001_Certification.pdf | https://www.unikeyic.com/products/specialty-terminal-blocks/261-202/26647588.html
261-203 | WAGO | 100: 3.2761 500: 3.2293 1,000: 3.0889 | [8 empty] | 24 A |  |  |  | - | 0.713" (18.11mm) | Gray |  |  | 1.106" (28.09mm) |  | Polyamide (PA66), Nylon 6/6 | UL94 V-0 |  | Not Applicable |  | Direct Mount | 1 | 12 |  | - | Box |  |  |  |  | 15538449 |  |  |  | - | 8mm ~ 9mm | 44.1mm | Push In, Spring |  |  | 500 V |  |  | 14-28 AWG | 0.08-2.5mm² |  |  | 201 | https://www.unikeyic.com/media/about_us/Unikey_ISO_9001_Certification.pdf | https://www.unikeyic.com/products/specialty-terminal-blocks/261-203/12473433.html
261-203/332-000 | WAGO | 100: 3.59 500: 3.5387 1,000: 3.3848 | [8 empty] | 24 A |  |  |  | Push Button Actuated | 0.917" (23.30mm) | Gray |  |  | 1.106" (28.09mm) |  | Polyamide (PA66), Nylon 6/6 | UL94 V-0 |  | Not Applicable |  | Direct Mount | 1 | 12 |  | - | Box |  |  |  |  | 15521637 |  |  |  | - | 8mm ~ 9mm | 44.1mm | Push In, Spring |  |  | 500 V |  |  | 14-28 AWG | 0.08-2.5mm² |  |  | 20000 | https://www.unikeyic.com/media/datasheet/0d/65/c12c/0d/f277a9f9e8d06a909108ac677f4f3c93.pdf | https://www.unikeyic.com/products/specialty-terminal-blocks/261-203-332-000/34707375.html
261-203/342-000 | WAGO | 1: 2.9141 | [8 empty] | 24 A |  |  |  | Push Button Actuated | 0.917" (23.30mm) | Gray |  |  | 1.106" (28.09mm) |  | Polyamide (PA66), Nylon 6/6 | UL94 V-0 |  | Not Applicable |  | Direct Mount | 1 | 12 |  | - | Box | [8 empty] | - | 8mm ~ 9mm | 44.1mm | Push In, Spring |  |  | 500 V |  |  | 14-28 AWG | 0.08-2.5mm² |  |  | 70 | https://www.unikeyic.com/media/about_us/Unikey_ISO_9001_Certification.pdf | https://www.unikeyic.com/products/specialty-terminal-blocks/261-203-342-000/33493702.html
261-204 | WAGO | 100: 4.6287 200: 4.4507 300: 4.3439 | [8 empty] | 24 A |  |  |  | - | 0.713" (18.11mm) | Gray |  |  | 1.106" (28.09mm) |  | Polyamide (PA66), Nylon 6/6 | UL94 V-0 |  | Not Applicable |  | Direct Mount | 1 | 16 |  | - | Box | [8 empty] | - | 8mm ~ 9mm | 54.1mm | Push In, Spring |  |  | 500 V |  |  | 14-28 AWG | 0.08-2.5mm² |  |  | 1000 | https://www.unikeyic.com/media/datasheet/20/4f/cd0d/20/25e96b09ef3bde862fedaec378c42ba1.pdf | https://www.unikeyic.com/products/specialty-terminal-blocks/261-204/34429014.html
261-204/332-000 | WAGO | 1: 14.642 10: 10.4072 25: 9.2288 50: 8.519 100: 7.9465 250: 7.3653 500: 7.0334 1,000: 6.7748 | TERM BLK 16POS GRAY | [7 empty] | 24 A |  |  |  | Push Button Actuated | 0.917" (23.30mm) | Gray |  |  | 1.106" (28.09mm) |  | Polyamide (PA66), Nylon 6/6 | UL94 V-0 |  | Not Applicable |  | Direct Mount | 1 | 16 |  | - | Box | [8 empty] | - | 8mm ~ 9mm | 54.1mm | Push In, Spring |  |  | 500 V |  |  | 14-28 AWG | 0.08-2.5mm² |  |  | 5 | https://www.unikeyic.com/media/datasheet/97/92/0c0b/97/236a7709108433d33bd5328e8caa24c8.pdf | https://www.unikeyic.com/products/specialty-terminal-blocks/261-204-332-000/18925811.html
261-205 | WAGO | 100: 5.3195 500: 5.2435 1,000: 5.0155 | [8 empty] | 24 A |  |  |  | - | 0.713" (18.11mm) | Gray |  |  | 1.106" (28.09mm) |  | Polyamide (PA66), Nylon 6/6 | UL94 V-0 |  | Not Applicable |  | Direct Mount | 1 | 20 |  | - | Box |  |  |  |  | 15568334 |  |  |  | - | 8mm ~ 9mm | 64.1mm | Push In, Spring |  |  | 500 V |  |  | 14-28 AWG | 0.08-2.5mm² |  |  | 20000 | https://www.unikeyic.com/media/datasheet/7d/3a/6f40/7d/b77c7ef5e89e6bce4f94e11b6c9167a9.pdf | https://www.unikeyic.com/products/specialty-terminal-blocks/261-205/85967.html
261-206 | WAGO | 50: 6.3547 250: 6.2639 500: 5.9915 | [8 empty] | 24 A |  |  |  | - | 0.713" (18.11mm) | Gray |  |  | 1.106" (28.09mm) |  | Polyamide (PA66), Nylon 6/6 | UL94 V-0 |  | Not Applicable |  | Direct Mount | 1 | 24 |  | - | Box |  |  |  |  | 15582582 |  |  |  | - | 8mm ~ 9mm | 74.1mm | Push In, Spring |  |  | 500 V |  |  | 14-28 AWG | 0.08-2.5mm² |  |  | 20000 | https://www.unikeyic.com/media/datasheet/d7/d8/1367/d7/7a8c589a099164dd4faab2b08bfa3c53.pdf | https://www.unikeyic.com/products/specialty-terminal-blocks/261-206/31235673.html
261-206/342-000 | WAGO | 50: 7.4501 250: 7.3437 500: 7.0244 | [8 empty] | 24 A |  |  |  | Push Button Actuated | 0.917" (23.30mm) | Gray |  |  | 1.106" (28.09mm) |  | Polyamide (PA66), Nylon 6/6 | UL94 V-0 |  | Not Applicable |  | Direct Mount | 1 | 24 |  | - | Box | [8 empty] | - | 8mm ~ 9mm | 74.1mm | Push In, Spring |  |  | 500 V |  |  | 14-28 AWG | 0.08-2.5mm² |  |  | 20000 | https://www.unikeyic.com/media/datasheet/b8/1e/3e85/b8/04a320663f68a45b14edaf893dffb561.pdf | https://www.unikeyic.com/products/specialty-terminal-blocks/261-206-342-000/16348106.html
261-208 | WAGO | 50: 8.4105 250: 8.2904 500: 7.9299 | [8 empty] | 24 A |  |  |  | - | 0.713" (18.11mm) | Gray |  |  | 1.106" (28.09mm) |  | Polyamide (PA66), Nylon 6/6 | UL94 V-0 |  | Not Applicable |  | Direct Mount | 1 | 32 |  | - | Box |  |  |  |  | 15544202 |  |  |  | - | 8mm ~ 9mm | 94.1mm | Push In, Spring |  |  | 500 V |  |  | 14-28 AWG | 0.08-2.5mm² |  |  | 20000 | https://www.unikeyic.com/media/about_us/Unikey_ISO_9001_Certification.pdf | https://www.unikeyic.com/products/specialty-terminal-blocks/261-208/20788541.html
261-210 | WAGO | 1: 29.7864 10: 21.3926 25: 19.1808 50: 17.8729 100: 16.8301 250: 15.7833 500: 15.1907 | Terminal block - | [7 empty] | 24 A |  |  |  | - | 0.713" (18.11mm) | Gray |  |  | 1.106" (28.09mm) |  | Polyamide (PA66), Nylon 6/6 | UL94 V-0 |  | Not Applicable |  | Direct Mount | 1 | 40 |  | - | Box | [8 empty] | - | 8mm ~ 9mm | 114.1mm | Push In, Spring |  |  | 500 V |  |  | 14-28 AWG | 0.08-2.5mm² |  |  | 7 | https://www.unikeyic.com/media/about_us/Unikey_ISO_9001_Certification.pdf | https://www.unikeyic.com/products/specialty-terminal-blocks/261-210/34182148.html
261-212 | WAGO | 25: 12.4765 125: 12.2983 250: 11.7636 | [8 empty] | 24 A |  |  |  | - | 0.713" (18.11mm) | Gray |  |  | 1.106" (28.09mm) |  | Polyamide (PA66), Nylon 6/6 | UL94 V-0 |  | Not Applicable |  | Direct Mount | 1 | 48 |  | - | Box |  |  |  |  | 15523107 |  |  |  | - | 8mm ~ 9mm | 134.1mm | Push In, Spring |  |  | 500 V |  |  | 14-28 AWG | 0.08-2.5mm² |  |  | 20000 | https://www.unikeyic.com/media/datasheet/34/a7/86a8/34/d07ab69131b78fedfdf60d4fb551d318.pdf | https://www.unikeyic.com/products/specialty-terminal-blocks/261-212/10869598.html
261-212/342-000 | WAGO | 1: 10.5209 | [8 empty] | 24 A |  |  |  | Push Button Actuated | 0.917" (23.30mm) | Gray |  |  | 1.106" (28.09mm) |  | Polyamide (PA66), Nylon 6/6 | UL94 V-0 |  | Not Applicable |  | Direct Mount | 1 | 48 |  | - | Box | [8 empty] | - | 8mm ~ 9mm | 134.1mm | Push In, Spring |  |  | 500 V |  |  | 14-28 AWG | 0.08-2.5mm² |  |  | 100 | https://www.unikeyic.com/media/about_us/Unikey_ISO_9001_Certification.pdf | https://www.unikeyic.com/products/specialty-terminal-blocks/261-212-342-000/2905811.html
261-252 | WAGO | 100: 2.2284 500: 2.1966 1,000: 2.1011 | [8 empty] | 24 A |  |  |  | - | 0.713" (18.11mm) | Gray |  |  | 1.106" (28.09mm) |  | Polyamide (PA66), Nylon 6/6 | UL94 V-0 |  | Not Applicable |  | Direct Mount | 1 | 8 |  | - | Box |  |  |  |  | 15592570 |  |  |  | - | 8mm ~ 9mm | 23.0mm | Push In, Spring |  |  | 500 V |  |  | 14-28 AWG | 0.08-2.5mm² |  |  | 20000 | https://www.unikeyic.com/media/about_us/Unikey_ISO_9001_Certification.pdf | https://www.unikeyic.com/products/specialty-terminal-blocks/261-252/30417580.html
261-253 | WAGO | 100: 3.2761 500: 3.2293 1,000: 3.0889 | [8 empty] | 24 A |  |  |  | - | 0.713" (18.11mm) | Gray |  |  | 1.106" (28.09mm) |  | Polyamide (PA66), Nylon 6/6 | UL94 V-0 |  | Not Applicable |  | Direct Mount | 1 | 12 |  | - | Box | [8 empty] | - | 8mm ~ 9mm | 33.0mm | Push In, Spring |  |  | 500 V |  |  | 14-28 AWG | 0.08-2.5mm² |  |  | 20000 | https://www.unikeyic.com/media/about_us/Unikey_ISO_9001_Certification.pdf | https://www.unikeyic.com/products/specialty-terminal-blocks/261-253/8532223.html
261-254 | WAGO | 1: 13.7022 10: 9.7319 25: 8.6223 50: 7.9526 100: 7.4114 250: 6.8616 500: 6.5473 1,000: 6.3023 | Terminal block - | [7 empty] | 24 A |  |  |  | - | 0.713" (18.11mm) | Gray |  |  | 1.106" (28.09mm) |  | Polyamide (PA66), Nylon 6/6 | UL94 V-0 |  | Not Applicable |  | Direct Mount | 1 | 16 |  | - | Box |  |  |  |  | 15532735 |  |  |  | - | 8mm ~ 9mm | 43.0mm | Push In, Spring |  |  | 500 V |  |  | 14-28 AWG | 0.08-2.5mm² |  |  | 26 | https://www.unikeyic.com/media/about_us/Unikey_ISO_9001_Certification.pdf | https://www.unikeyic.com/products/specialty-terminal-blocks/261-254/856593.html
261-301 | WAGO | 50: 0.3783 100: 0.3638 150: 0.355 | Wanke Rail type terminal block, 261series, single layer, grey, Clamp termination, 24A | [7 empty] | 24 A |  |  |  | - | 0.713" (18.11mm) | Gray |  |  | 1.106" (28.09mm) |  | Polyamide (PA66), Nylon 6/6 | UL94 V-0 |  | Not Applicable |  | Direct Mount | 1 | 2 |  | - | Box |  |  |  |  | 15555018 |  |  |  | - | 8mm ~ 9mm | 6.0mm | Push In, Spring |  |  | 500 V |  |  | 14-28 AWG | 0.08-2.5mm² |  |  | 500 | https://www.unikeyic.com/media/datasheet/e6/20/8793/e6/08e2c047f7c0c56775cfc4755e943a84.pdf | https://www.unikeyic.com/products/specialty-terminal-blocks/261-301/20776388.html
261-301/331-000 | WAGO | 100: 0.5204 | [8 empty] | 24 A |  |  |  | Push Button Actuated | 0.917" (23.30mm) | Gray |  |  | 1.106" (28.09mm) |  | Polyamide (PA66), Nylon 6/6 | UL94 V-0 |  | Not Applicable |  | Direct Mount | 1 | 2 |  | - | Box | [8 empty] | - | 8mm ~ 9mm | 6.0mm | Push In, Spring |  |  | 500 V |  |  | 14-28 AWG | 0.08-2.5mm² |  |  | 7382 | https://www.unikeyic.com/media/datasheet/bb/3b/1673/bb/a97216a43ace399210b659ae1c649d39.pdf | https://www.unikeyic.com/products/specialty-terminal-blocks/261-301-331-000/8567012.html
261-301/341-000 | WAGO | 1: 0.3342 | 2Wire terminal block; Double sided with push keys; With fixing ears; 1pole; Suitable for screw or similar mounting types; hole diameter 3.2mm Ø; 2.5 mm²; CAGE CLAMP®; 2,50 mm²; grey | [7 empty] | 24 A |  |  |  | Push Button Actuated | 0.917" (23.30mm) | Gray |  |  | 1.106" (28.09mm) |  | Polyamide (PA66), Nylon 6/6 | UL94 V-0 |  | Not Applicable |  | Direct Mount | 1 | 2 |  | - | Box |  |  |  |  | 15522080 |  |  |  | - | 8mm ~ 9mm | 6.0mm | Push In, Spring |  |  | 500 V |  |  | 14-28 AWG | 0.08-2.5mm² |  |  | 3 | https://www.unikeyic.com/media/about_us/Unikey_ISO_9001_Certification.pdf | https://www.unikeyic.com/products/specialty-terminal-blocks/261-301-341-000/33494907.html
261-303 | WAGO | 50: 0.4951 500: 0.4761 5,000: 0.457 | Conn Terminal Block F 2 POS Panel Mount Box | [7 empty] | 24 A |  |  |  | - | 0.713" (18.11mm) | Gray |  |  | 1.106" (28.09mm) |  | Polyamide (PA66), Nylon 6/6 | UL94 V-0 |  | Not Applicable |  | Direct Mount | 1 | 2 |  | - | Box | [8 empty] | - | 8mm ~ 9mm | 6.0mm | Push In, Spring |  |  | 500 V |  |  | 14-28 AWG | 0.08-2.5mm² |  |  | 14752 | https://www.unikeyic.com/media/about_us/Unikey_ISO_9001_Certification.pdf | https://www.unikeyic.com/products/specialty-terminal-blocks/261-303/4378505.html
261-303/341-000 | WAGO | 50: 0.7234 250: 0.7131 500: 0.6821 | [8 empty] | 24 A |  |  |  | Push Button Actuated | 0.917" (23.30mm) | Gray |  |  | 1.106" (28.09mm) |  | Polyamide (PA66), Nylon 6/6 | UL94 V-0 |  | Not Applicable |  | Direct Mount | 1 | 2 |  | - | Box | [8 empty] | - | 8mm ~ 9mm | 6.0mm | Push In, Spring |  |  | 500 V |  |  | 14-28 AWG | 0.08-2.5mm² |  |  | 20000 | https://www.unikeyic.com/media/datasheet/52/16/2339/52/7ccff5550d808a8dca156294a6dddcda.pdf | https://www.unikeyic.com/products/specialty-terminal-blocks/261-303-341-000/24809491.html
261-304 | WAGO | 1: 0.2869 | 2Wire terminal block; Without push button; suitable forEx i application; With fixing ears; 1pole; Suitable for screw or similar mounting types; hole diameter 3.2mm Ø; 2.5 mm²; CAGE CLAMP®; 2,50 mm²; Blue | [7 empty] | 24 A |  |  |  | - | 0.713" (18.11mm) | Blue |  |  | 1.106" (28.09mm) |  | Polyamide (PA66), Nylon 6/6 | UL94 V-0 |  | Not Applicable |  | Direct Mount | 1 | 2 |  | - | Box |  |  |  |  | 15592732 |  |  |  | - | 8mm ~ 9mm | 6.0mm | Push In, Spring |  |  | 500 V |  |  | 14-28 AWG | 0.08-2.5mm² |  |  | 50 | https://www.unikeyic.com/media/datasheet/97/a8/5373/97/b2906a8fab23c8401b361505e0b6e784.pdf | https://www.unikeyic.com/products/specialty-terminal-blocks/261-304/18711363.html
261-304/341-000 | WAGO | 50: 0.7234 250: 0.7131 500: 0.6821 | [8 empty] | 24 A |  |  |  | Push Button Actuated | 0.917" (23.30mm) | Blue |  |  | 1.106" (28.09mm) |  | Polyamide (PA66), Nylon 6/6 | UL94 V-0 |  | Not Applicable |  | Direct Mount | 1 | 2 |  | - | Box | [8 empty] | - | 8mm ~ 9mm | 6.0mm | Push In, Spring |  |  | 500 V |  |  | 14-28 AWG | 0.08-2.5mm² |  |  | 20000 | https://www.unikeyic.com/media/about_us/Unikey_ISO_9001_Certification.pdf | https://www.unikeyic.com/products/specialty-terminal-blocks/261-304-341-000/7756778.html
261-306/341-000 | WAGO | 50: 0.6506 250: 0.6413 500: 0.6135 | [8 empty] | 24 A |  |  |  | Push Button Actuated | 0.917" (23.30mm) | Orange |  |  | 1.106" (28.09mm) |  | Polyamide (PA66), Nylon 6/6 | UL94 V-0 |  | Not Applicable |  | Direct Mount | 1 | 2 |  | - | Box | [8 empty] | - | 8mm ~ 9mm | 6.0mm | Push In, Spring |  |  | 500 V |  |  | 14-28 AWG | 0.08-2.5mm² |  |  | 20000 | https://www.unikeyic.com/media/datasheet/c2/cf/2f19/c2/9b41307da40467be9447fc611e7d9219.pdf | https://www.unikeyic.com/products/specialty-terminal-blocks/261-306-341-000/32547692.html
261-307 | WAGO | 1: 0.2869 | Conn Terminal Block 2 POS T DIN Rail Box | [11 empty] | - | 0.713" (18.11mm) | Green, Yellow |  |  | 1.106" (28.09mm) |  | Polyamide (PA66), Nylon 6/6 | UL94 V-0 |  | Not Applicable |  | Direct Mount | 1 | 2 |  | - | Box |  |  |  |  | 15539681 |  |  |  | - | 8mm ~ 9mm | 6.0mm | Push In, Spring | [5 empty] | 14-28 AWG | 0.08-2.5mm² |  |  | 100 | https://www.unikeyic.com/media/datasheet/34/5b/38d8/34/3c96a82d08068267f27e49fd0bd5e9c6.pdf | https://www.unikeyic.com/products/specialty-terminal-blocks/261-307/10250951.html
261-307/331-000 | WAGO | 50: 0.6506 250: 0.6413 500: 0.6135 | [12 empty] | Push Button Actuated | 0.917" (23.30mm) | Green, Yellow |  |  | 1.106" (28.09mm) |  | Polyamide (PA66), Nylon 6/6 | UL94 V-0 |  | Not Applicable |  | Direct Mount | 1 | 2 |  | - | Box | [8 empty] | - | 8mm ~ 9mm | 6.0mm | Push In, Spring | [5 empty] | 14-28 AWG | 0.08-2.5mm² |  |  | 20000 | https://www.unikeyic.com/media/datasheet/6b/ee/8e8e/6b/2664fef028a50acc24adea0241349ffb.pdf | https://www.unikeyic.com/products/specialty-terminal-blocks/261-307-331-000/30005804.html
261-307/341-000 | WAGO | 50: 0.6382 250: 0.6291 500: 0.6017 | [23 empty] | direct mounting | [9 empty] | On sale |  | Compliant | boxed | [14 empty] | 20000 | https://www.unikeyic.com/media/about_us/Unikey_ISO_9001_Certification.pdf | https://www.unikeyic.com/products/specialty-terminal-blocks/261-307-341-000/18825043.html
261-311 | WAGO | 1: 0.3689 10: 0.3121 100: 0.2898 | 2-Conductor Terminal Block, with snap-in mounting foot, for plate thickness 0.6 - 1.2 mm, Fixing hole 3.5 mm Dia, also fits 210-154 aluminum rail or with 209-123 mounting carrier for DIN 35 rail | [7 empty] | 24 A |  |  |  | - | 0.713" (18.11mm) | Gray |  |  | 1.106" (28.09mm) |  | Polyamide (PA66), Nylon 6/6 | UL94 V-0 |  | Not Applicable |  | Direct Mount | 1 | 2 |  | - | Box |  |  |  |  | 15554854 |  |  |  | - | 8mm ~ 9mm | 6.0mm | Push In, Spring |  |  | 500 V |  |  | 14-28 AWG | 0.08-2.5mm² |  |  |  | https://www.unikeyic.com/media/about_us/Unikey_ISO_9001_Certification.pdf | https://www.unikeyic.com/products/specialty-terminal-blocks/261-311/4637526.html
261-311/331-000 | WAGO | 50: 0.6049 250: 0.5963 500: 0.5703 | [8 empty] | 24 A |  |  |  | Push Button Actuated | 0.917" (23.30mm) | Gray |  |  | 1.106" (28.09mm) |  | Polyamide (PA66), Nylon 6/6 | UL94 V-0 |  |  |  | Direct Mount | 1 | 2 |  | - | Bulk |  |  |  |  | 17886800 |  |  |  | - | 8mm ~ 9mm | 6.0mm | Push In, Spring |  |  | 500 V |  |  | 14-28 AWG | 0.08-2.5mm² |  |  | 20000 | https://www.unikeyic.com/media/about_us/Unikey_ISO_9001_Certification.pdf | https://www.unikeyic.com/products/specialty-terminal-blocks/261-311-331-000/29595656.html
261-314/331-000 | WAGO | 50: 0.6506 250: 0.6413 500: 0.6135 | [8 empty] | 24 A |  |  |  | Push Button Actuated | 0.917" (23.30mm) | Blue |  |  | 1.106" (28.09mm) |  | Polyamide (PA66), Nylon 6/6 | UL94 V-0 |  | Not Applicable |  | Direct Mount | 1 | 2 |  | - | Box | [8 empty] | - | 8mm ~ 9mm | 6.0mm | Push In, Spring |  |  | 500 V |  |  | 14-28 AWG | 0.08-2.5mm² |  |  | 20000 | https://www.unikeyic.com/media/about_us/Unikey_ISO_9001_Certification.pdf | https://www.unikeyic.com/products/specialty-terminal-blocks/261-314-331-000/24145103.html
261-316 | WAGO | 50: 0.4842 500: 0.4656 5,000: 0.447 | [8 empty] | 24 A |  |  |  | - | 0.713" (18.11mm) | Orange |  |  | 1.106" (28.09mm) |  | Polyamide (PA66), Nylon 6/6 | UL94 V-0 |  | Not Applicable |  | Direct Mount | 1 | 2 |  | - | Box |  |  |  |  | 15539948 |  |  |  | - | 8mm ~ 9mm | 6.0mm | Push In, Spring |  |  | 500 V |  |  | 14-28 AWG | 0.08-2.5mm² |  |  | 1550 | https://www.unikeyic.com/media/about_us/Unikey_ISO_9001_Certification.pdf | https://www.unikeyic.com/products/specialty-terminal-blocks/261-316/22206553.html
261-316/331-000 | WAGO | 100: 0.3806 500: 0.336 | [8 empty] | 24 A |  |  |  | Push Button Actuated | 0.917" (23.30mm) | Orange |  |  | 1.106" (28.09mm) |  | Polyamide (PA66), Nylon 6/6 | UL94 V-0 |  | Not Applicable |  | Direct Mount | 1 | 2 |  | - | Box |  |  |  |  | 15603904 |  |  |  | - | 8mm ~ 9mm | 6.0mm | Push In, Spring |  |  | 500 V |  |  | 14-28 AWG | 0.08-2.5mm² |  |  | 8420 | https://www.unikeyic.com/media/about_us/Unikey_ISO_9001_Certification.pdf | https://www.unikeyic.com/products/specialty-terminal-blocks/261-316-331-000/17883816.html
261-317/331-000 | WAGO | 100: 0.5501 | [12 empty] | Push Button Actuated | 0.917" (23.30mm) | Green, Yellow |  |  | 1.106" (28.09mm) |  | Polyamide (PA66), Nylon 6/6 | UL94 V-0 |  | Not Applicable |  | Direct Mount | 1 | 2 |  | - | Box | [8 empty] | - | 8mm ~ 9mm | 6.0mm | Push In, Spring | [5 empty] | 14-28 AWG | 0.08-2.5mm² |  |  | 1658 | https://www.unikeyic.com/media/about_us/Unikey_ISO_9001_Certification.pdf | https://www.unikeyic.com/products/specialty-terminal-blocks/261-317-331-000/20989212.html
261-323 | WAGO | 50: 0.6049 250: 0.5963 500: 0.5703 | [8 empty] | 24 A |  |  |  | - | 0.713" (18.11mm) | Gray |  |  | 1.106" (28.09mm) |  | Polyamide (PA66), Nylon 6/6 | UL94 V-0 |  | Not Applicable |  | Direct Mount | 1 | 2 |  | - | Box |  |  |  |  | 15521280 |  |  |  | - | 8mm ~ 9mm | 6.0mm | Push In, Spring |  |  | 500 V |  |  | 14-28 AWG | 0.08-2.5mm² |  |  | 20000 | https://www.unikeyic.com/media/about_us/Unikey_ISO_9001_Certification.pdf | https://www.unikeyic.com/products/specialty-terminal-blocks/261-323/2073363.html
261-323/331-000 | WAGO | 100: 0.5501 | [8 empty] | 24 A |  |  |  | Push Button Actuated | 0.917" (23.30mm) | Gray |  |  | 1.106" (28.09mm) |  | Polyamide (PA66), Nylon 6/6 | UL94 V-0 |  | Not Applicable |  | Direct Mount | 1 | 2 |  | - | Box | [8 empty] | - | 8mm ~ 9mm | 6.0mm | Push In, Spring |  |  | 500 V |  |  | 14-28 AWG | 0.08-2.5mm² |  |  | 800 | https://www.unikeyic.com/media/about_us/Unikey_ISO_9001_Certification.pdf | https://www.unikeyic.com/products/specialty-terminal-blocks/261-323-331-000/8958964.html
261-331 | WAGO | 50: 0.637 100: 0.6125 150: 0.5978 | Wanke Modular terminal blocks, 261series, grey, Clamp termination, 24A | [7 empty] | 24 A |  |  |  | - | 0.713" (18.11mm) | Gray |  |  | 1.106" (28.09mm) |  | Polyamide (PA66), Nylon 6/6 | UL94 V-0 |  | Not Applicable |  | Direct Mount | 1 | 4 |  | - | Box |  |  |  |  | 15593146 |  |  |  | - | 8mm ~ 9mm | 10.0mm | Push In, Spring |  |  | 500 V |  |  | 14-28 AWG | 0.08-2.5mm² |  |  | 500 | https://www.unikeyic.com/media/datasheet/3a/75/9fb1/3a/a7972c93066e9898691105c76b54c11b.pdf | https://www.unikeyic.com/products/specialty-terminal-blocks/261-331/15970183.html
261-331/332-000 | WAGO | 50: 1.1121 250: 1.0962 500: 1.0486 | [8 empty] | 24 A |  |  |  | Push Button Actuated | 0.917" (23.30mm) | Gray |  |  | 1.106" (28.09mm) |  | Polyamide (PA66), Nylon 6/6 | UL94 V-0 |  | Not Applicable |  | Direct Mount | 1 | 4 |  | - | Box |  |  |  |  | 15567884 |  |  |  | - | 8mm ~ 9mm | 10.0mm | Push In, Spring |  |  | 500 V |  |  | 14-28 AWG | 0.08-2.5mm² |  |  | 20000 | https://www.unikeyic.com/media/about_us/Unikey_ISO_9001_Certification.pdf | https://www.unikeyic.com/products/specialty-terminal-blocks/261-331-332-000/13677965.html
261-333 | WAGO | 50: 2.2384 100: 2.0532 250: 1.8601 500: 1.7475 1,000: 1.6585 5,000: 1.5199 | [8 empty] | 24 A |  |  |  | - | 0.713" (18.11mm) | Gray |  |  | 1.106" (28.09mm) |  | Polyamide (PA66), Nylon 6/6 | UL94 V-0 |  | Not Applicable |  | Direct Mount | 1 | 4 |  | - | Box |  |  |  |  | 15522399 |  |  |  | - | 8mm ~ 9mm | 10.0mm | Push In, Spring |  |  | 500 V |  |  | 14-28 AWG | 0.08-2.5mm² |  |  | 150 | https://www.unikeyic.com/media/about_us/Unikey_ISO_9001_Certification.pdf | https://www.unikeyic.com/products/specialty-terminal-blocks/261-333/25898463.html
261-334 | WAGO | 50: 0.8502 250: 0.8381 500: 0.8016 | Wanke Modular terminal blocks, 261series, Blue, Clamp termination, 24A | [7 empty] | 24 A |  |  |  | - | 0.713" (18.11mm) | Blue |  |  | 1.106" (28.09mm) |  | Polyamide (PA66), Nylon 6/6 | UL94 V-0 |  | Not Applicable |  | Direct Mount | 1 | 4 |  | - | Box | [8 empty] | - | 8mm ~ 9mm | 10.0mm | Push In, Spring |  |  | 500 V |  |  | 14-28 AWG | 0.08-2.5mm² |  |  | 97 | https://www.unikeyic.com/media/datasheet/72/21/1dee/72/18852843bdf8faaea71a1b40a29c91c8.pdf | https://www.unikeyic.com/products/specialty-terminal-blocks/261-334/22364497.html
261-336 | WAGO | 50: 0.792 250: 0.7807 500: 0.7467 | [8 empty] | 24 A |  |  |  | - | 0.713" (18.11mm) | Orange |  |  | 1.106" (28.09mm) |  | Polyamide (PA66), Nylon 6/6 | UL94 V-0 |  | Not Applicable |  | Direct Mount | 1 | 4 |  | - | Box | [8 empty] | - | 8mm ~ 9mm | 10.0mm | Push In, Spring |  |  | 500 V |  |  | 14-28 AWG | 0.08-2.5mm² |  |  | 159 | https://www.unikeyic.com/media/datasheet/ba/29/2e69/ba/7ecc890de17fae3cf20cd47cdb895b81.pdf | https://www.unikeyic.com/products/specialty-terminal-blocks/261-336/12288624.html
261-337 | WAGO | 50: 0.8502 250: 0.8381 500: 0.8016 | Wago Ground terminal block, 4 road, Cage Spring Clamp Termination | [11 empty] | - | 0.713" (18.11mm) | Green, Yellow |  |  | 1.106" (28.09mm) |  | Polyamide (PA66), Nylon 6/6 | UL94 V-0 |  | Not Applicable |  | Direct Mount | 1 | 4 |  | - | Box | [8 empty] | - | 8mm ~ 9mm | 10.0mm | Push In, Spring | [5 empty] | 14-28 AWG | 0.08-2.5mm² |  |  | 108 | https://www.unikeyic.com/media/datasheet/06/86/7943/06/8a75be7f32f7a6e95f47a82d99e9f5ba.pdf | https://www.unikeyic.com/products/specialty-terminal-blocks/261-337/10522778.html
261-337/342-000 | WAGO | 50: 1.293 250: 1.2745 500: 1.2191 | [12 empty] | Push Button Actuated | 0.917" (23.30mm) | Green, Yellow |  |  | 1.106" (28.09mm) |  | Polyamide (PA66), Nylon 6/6 | UL94 V-0 |  | Not Applicable |  | Direct Mount | 1 | 4 |  | - | Box |  |  |  |  | 15607815 |  |  |  | - | 8mm ~ 9mm | 10.0mm | Push In, Spring | [5 empty] | 14-28 AWG | 0.08-2.5mm² |  |  | 20000 | https://www.unikeyic.com/media/about_us/Unikey_ISO_9001_Certification.pdf | https://www.unikeyic.com/products/specialty-terminal-blocks/261-337-342-000/877664.html
261-343 | WAGO | 50: 1.0705 250: 1.0552 500: 1.0094 | [8 empty] | 24 A |  |  |  | - | 0.713" (18.11mm) | Gray |  |  | 1.106" (28.09mm) |  | Polyamide (PA66), Nylon 6/6 | UL94 V-0 |  | Not Applicable |  | Direct Mount | 1 | 4 |  | - | Box |  |  |  |  | 15553284 |  |  |  | - | 8mm ~ 9mm | 10.0mm | Push In, Spring |  |  | 500 V |  |  | 14-28 AWG | 0.08-2.5mm² |  |  | 20000 | https://www.unikeyic.com/media/about_us/Unikey_ISO_9001_Certification.pdf | https://www.unikeyic.com/products/specialty-terminal-blocks/261-343/7186507.html
261-343/332-000 | WAGO | 50: 1.1973 250: 1.1802 500: 1.1289 | [8 empty] | 24 A |  |  |  | Push Button Actuated | 0.917" (23.30mm) | Gray |  |  | 1.106" (28.09mm) |  | Polyamide (PA66), Nylon 6/6 | UL94 V-0 |  | Not Applicable |  | Direct Mount | 1 | 4 |  | - | Box | [8 empty] | - | 8mm ~ 9mm | 10.0mm | Push In, Spring |  |  | 500 V |  |  | 14-28 AWG | 0.08-2.5mm² |  |  | 20000 | https://www.unikeyic.com/media/about_us/Unikey_ISO_9001_Certification.pdf | https://www.unikeyic.com/products/specialty-terminal-blocks/261-343-332-000/4355709.html
261-344/332-000 | WAGO | 50: 1.1973 250: 1.1802 500: 1.1289 | [8 empty] | 24 A |  |  |  | Push Button Actuated | 0.917" (23.30mm) | Blue |  |  | 1.106" (28.09mm) |  | Polyamide (PA66), Nylon 6/6 | UL94 V-0 |  | Not Applicable |  | Direct Mount | 1 | 4 |  | - | Box |  |  |  |  | 15520738 |  |  |  | - | 8mm ~ 9mm | 10.0mm | Push In, Spring |  |  | 500 V |  |  | 14-28 AWG | 0.08-2.5mm² |  |  | 20000 | https://www.unikeyic.com/media/about_us/Unikey_ISO_9001_Certification.pdf | https://www.unikeyic.com/products/specialty-terminal-blocks/261-344-332-000/5080677.html
261-346 | WAGO | 50: 0.9957 250: 0.9815 500: 0.9388 | Phoenix Contact Terminal Block, 261 Series, Single Row, Orange, Cage Clamp | [7 empty] | 24 A |  |  |  | - | 0.713" (18.11mm) | Orange |  |  | 1.106" (28.09mm) |  | Polyamide (PA66), Nylon 6/6 | UL94 V-0 |  | Not Applicable |  | Direct Mount | 1 | 4 |  | - | Box | [8 empty] | - | 8mm ~ 9mm | 10.0mm | Push In, Spring |  |  | 500 V |  |  | 14-28 AWG | 0.08-2.5mm² |  |  | 20000 | https://www.unikeyic.com/media/about_us/Unikey_ISO_9001_Certification.pdf | https://www.unikeyic.com/products/specialty-terminal-blocks/261-346/10120021.html
261-346/332-000 | WAGO | 91: 1.221 282: 1.166 1,127: 1.111 | 4 Position Terminal Block Orange Middle 10.0mm | [7 empty] | 24 A |  |  |  | Push Button Actuated | 0.917" (23.30mm) | Orange |  |  | 1.106" (28.09mm) |  | Polyamide (PA66), Nylon 6/6 | UL94 V-0 |  | Not Applicable |  | Direct Mount | 1 | 4 |  | - | Box |  |  |  |  | 15532971 |  |  |  | - | 8mm ~ 9mm | 10.0mm | Push In, Spring |  |  | 500 V |  |  | 14-28 AWG | 0.08-2.5mm² |  |  | 2000 | https://www.unikeyic.com/media/datasheet/52/f4/7619/52/db07d3527e1c415a1d44d42ad12ec864.pdf | https://www.unikeyic.com/products/specialty-terminal-blocks/261-346-332-000/196499.html
261-347 | WAGO | 50: 0.8757 500: 0.8421 5,000: 0.8084 | [12 empty] | - | 0.713" (18.11mm) | Green, Yellow |  |  | 1.106" (28.09mm) |  | Polyamide (PA66), Nylon 6/6 | UL94 V-0 |  | Not Applicable |  | Direct Mount | 1 | 4 |  | - | Box |  |  |  |  | 15533680 |  |  |  | - | 8mm ~ 9mm | 10.0mm | Push In, Spring | [5 empty] | 14-28 AWG | 0.08-2.5mm² |  |  | 700 | https://www.unikeyic.com/media/datasheet/d7/3d/b3fd/d7/1b8832e3b6b2927708ab32c0ea042ebd.pdf | https://www.unikeyic.com/products/specialty-terminal-blocks/261-347/4364323.html
261-411 | WAGO | 1: 84.2118 | WAGO 261-411 Terminal block | [7 empty] | 24 A |  |  |  | - | 0.713" (18.11mm) | Gray |  |  | 1.106" (28.09mm) |  | Polyamide (PA66), Nylon 6/6 | UL94 V-0 |  | Not Applicable |  | Direct Mount | 1 | 2 |  | - | Box |  |  |  |  | 15602192 |  |  |  | - | 8mm ~ 9mm | 6.0mm | Push In, Spring |  |  | 500 V |  |  | 14-28 AWG | 0.08-2.5mm² |  |  | 97 | https://www.unikeyic.com/media/about_us/Unikey_ISO_9001_Certification.pdf | https://www.unikeyic.com/products/specialty-terminal-blocks/261-411/1169088.html
261-411/331-000 | WAGO | 50: 0.6049 250: 0.5963 500: 0.5703 | [8 empty] | 24 A |  |  |  | Push Button Actuated | 0.917" (23.30mm) | Gray |  |  | 1.106" (28.09mm) |  | Polyamide (PA66), Nylon 6/6 | UL94 V-0 |  | Not Applicable |  | Direct Mount | 1 | 2 |  | - | Box |  |  |  |  | 15546933 |  |  |  | - | 8mm ~ 9mm | 6.0mm | Push In, Spring |  |  | 500 V |  |  | 14-28 AWG | 0.08-2.5mm² |  |  | 20000 | https://www.unikeyic.com/media/datasheet/87/6e/f77e/87/03cb402f830c65d113f63672f255f3d6.pdf | https://www.unikeyic.com/products/specialty-terminal-blocks/261-411-331-000/30248437.html
261-411/341-000 | WAGO | 50: 0.6506 250: 0.6413 500: 0.6135 | [8 empty] | 24 A |  |  |  | Push Button Actuated | 0.917" (23.30mm) | Gray |  |  | 1.106" (28.09mm) |  | Polyamide (PA66), Nylon 6/6 | UL94 V-0 |  | Not Applicable |  | Direct Mount | 1 | 2 |  | - | Box | [8 empty] | - | 8mm ~ 9mm | 6.0mm | Push In, Spring |  |  | 500 V |  |  | 14-28 AWG | 0.08-2.5mm² |  |  | 20000 | https://www.unikeyic.com/media/about_us/Unikey_ISO_9001_Certification.pdf | https://www.unikeyic.com/products/specialty-terminal-blocks/261-411-341-000/28702023.html
261-422 | WAGO | 100: 1.426 500: 1.4056 1,000: 1.3445 | [8 empty] | 24 A |  |  |  | - | 0.713" (18.11mm) | Gray |  |  | 1.106" (28.09mm) |  | Polyamide (PA66), Nylon 6/6 | UL94 V-0 |  | Not Applicable |  | Direct Mount | 1 | 4 |  | - | Box |  |  |  |  | 15579911 |  |  |  | - | 8mm ~ 9mm | 25.0mm | Push In, Spring |  |  | 500 V |  |  | 14-28 AWG | 0.08-2.5mm² |  |  | 20000 | https://www.unikeyic.com/media/about_us/Unikey_ISO_9001_Certification.pdf | https://www.unikeyic.com/products/specialty-terminal-blocks/261-422/9101548.html
261-422/341-000 | WAGO | 100: 1.6318 500: 1.6085 1,000: 1.5386 | [8 empty] | 24 A |  |  |  | Push Button Actuated | 0.917" (23.30mm) | Gray |  |  | 1.106" (28.09mm) |  | Polyamide (PA66), Nylon 6/6 | UL94 V-0 |  | Not Applicable |  | Direct Mount | 1 | 4 |  | - | Box | [8 empty] | - | 8mm ~ 9mm | 25.0mm | Push In, Spring |  |  | 500 V |  |  | 14-28 AWG | 0.08-2.5mm² |  |  | 20000 | https://www.unikeyic.com/media/datasheet/77/21/c220/77/5423a5939a3ebca58237df9cff5ec912.pdf | https://www.unikeyic.com/products/specialty-terminal-blocks/261-422-341-000/19324994.html
261-423/341-000 | WAGO | 100: 2.3261 500: 2.2929 1,000: 2.1932 | [8 empty] | 24 A |  |  |  | Push Button Actuated | 0.917" (23.30mm) | Gray |  |  | 1.106" (28.09mm) |  | Polyamide (PA66), Nylon 6/6 | UL94 V-0 |  | Not Applicable |  | Direct Mount | 1 | 6 |  | - | Box | [8 empty] | - | 8mm ~ 9mm | 31.0mm | Push In, Spring |  |  | 500 V |  |  | 14-28 AWG | 0.08-2.5mm² |  |  | 20000 | https://www.unikeyic.com/media/datasheet/86/08/063f/86/47170010100ab81da086bd5b94e032f8.pdf | https://www.unikeyic.com/products/specialty-terminal-blocks/261-423-341-000/31749261.html
261-424/341-000 | WAGO | 50: 3.0433 250: 2.9998 500: 2.8694 | [8 empty] | 24 A |  |  |  | Push Button Actuated | 0.917" (23.30mm) | Gray |  |  | 1.106" (28.09mm) |  | Polyamide (PA66), Nylon 6/6 | UL94 V-0 |  | Not Applicable |  | Direct Mount | 1 | 8 |  | - | Box |  |  |  |  | 15582112 |  |  |  | - | 8mm ~ 9mm | 37.0mm | Push In, Spring |  |  | 500 V |  |  | 14-28 AWG | 0.08-2.5mm² |  |  | 20000 | https://www.unikeyic.com/media/about_us/Unikey_ISO_9001_Certification.pdf | https://www.unikeyic.com/products/specialty-terminal-blocks/261-424-341-000/31973884.html
261-425 | WAGO | 50: 3.2761 250: 3.2293 500: 3.0889 | [8 empty] | 24 A |  |  |  | - | 0.713" (18.11mm) | Gray |  |  | 1.106" (28.09mm) |  | Polyamide (PA66), Nylon 6/6 | UL94 V-0 |  | Not Applicable |  | Direct Mount | 1 | 10 |  | - | Box |  |  |  |  | 15551314 |  |  |  | - | 8mm ~ 9mm | 43.0mm | Push In, Spring |  |  | 500 V |  |  | 14-28 AWG | 0.08-2.5mm² |  |  | 20000 | https://www.unikeyic.com/media/datasheet/a9/cc/a4d1/a9/99e125698b9f277e05bdfa70ab7db553.pdf | https://www.unikeyic.com/products/specialty-terminal-blocks/261-425/34234917.html
261-425/341-000 | WAGO | 100: 3.7604 500: 3.7067 1,000: 3.5455 | [8 empty] | 24 A |  |  |  | Push Button Actuated | 0.917" (23.30mm) | Gray |  |  | 1.106" (28.09mm) |  | Polyamide (PA66), Nylon 6/6 | UL94 V-0 |  | Not Applicable |  | Direct Mount | 1 | 10 |  | - | Box | [8 empty] | - | 8mm ~ 9mm | 43.0mm | Push In, Spring |  |  | 500 V |  |  | 14-28 AWG | 0.08-2.5mm² |  |  | 20000 | https://www.unikeyic.com/media/about_us/Unikey_ISO_9001_Certification.pdf | https://www.unikeyic.com/products/specialty-terminal-blocks/261-425-341-000/2771293.html
261-430 | WAGO | 25: 6.3526 125: 6.2618 250: 5.9896 | [8 empty] | 24 A |  |  |  | - | 0.713" (18.11mm) | Gray |  |  | 1.106" (28.09mm) |  | Polyamide (PA66), Nylon 6/6 | UL94 V-0 |  | Not Applicable |  | Direct Mount | 1 | 20 |  | - | Box |  |  |  |  | 15551355 |  |  |  | - | 8mm ~ 9mm | 73.0mm | Push In, Spring |  |  | 500 V |  |  | 14-28 AWG | 0.08-2.5mm² |  |  | 20000 | https://www.unikeyic.com/media/about_us/Unikey_ISO_9001_Certification.pdf | https://www.unikeyic.com/products/specialty-terminal-blocks/261-430/6273529.html
261-432 | WAGO | 25: 7.5957 125: 7.4871 250: 7.1616 | [8 empty] | 24 A |  |  |  | - | 0.713" (18.11mm) | Gray |  |  | 1.106" (28.09mm) |  | Polyamide (PA66), Nylon 6/6 | UL94 V-0 |  | Not Applicable |  | Direct Mount | 1 | 24 |  | - | Box | [8 empty] | - | 8mm ~ 9mm | 85.0mm | Push In, Spring |  |  | 500 V |  |  | 14-28 AWG | 0.08-2.5mm² |  |  | 20000 | https://www.unikeyic.com/media/datasheet/be/71/5571/be/b41b7fde4dd24d7f9644e396285a6ab0.pdf | https://www.unikeyic.com/products/specialty-terminal-blocks/261-432/24082880.html
261-432/331-000 | WAGO | 25: 8.0946 125: 7.9789 250: 7.632 | [8 empty] | 24 A |  |  |  | Push Button Actuated | 0.917" (23.30mm) | Gray |  |  | 1.106" (28.09mm) |  | Polyamide (PA66), Nylon 6/6 | UL94 V-0 |  | Not Applicable |  | Direct Mount | 1 | 24 |  | - | Box |  |  |  |  | 15520944 |  |  |  | - | 8mm ~ 9mm | 85.0mm | Push In, Spring |  |  | 500 V |  |  | 14-28 AWG | 0.08-2.5mm² |  |  | 20000 | https://www.unikeyic.com/media/about_us/Unikey_ISO_9001_Certification.pdf | https://www.unikeyic.com/products/specialty-terminal-blocks/261-432-331-000/20308346.html
262-105 | WAGO | 100: 4.4526 500: 4.389 1,000: 4.1982 | [8 empty] | 24 A |  |  |  | - | 0.909" (23.09mm) | Gray |  |  | 1.319" (33.50mm) |  | Polyamide (PA66), Nylon 6/6 | UL94 V-0 |  | Not Applicable |  | Direct Mount | 1 | 10 |  | - | Box |  |  |  |  | 15556421 |  |  |  | - | 9mm ~ 10mm | 49.4mm | Push In, Spring |  |  | 630 V |  |  | 12-28 AWG | 0.08-4mm² |  |  | 20000 | https://www.unikeyic.com/media/about_us/Unikey_ISO_9001_Certification.pdf | https://www.unikeyic.com/products/specialty-terminal-blocks/262-105/25462142.html
262-107 | WAGO | 50: 6.1322 250: 6.0446 500: 5.7818 | [8 empty] | 24 A |  |  |  | - | 0.909" (23.09mm) | Gray |  |  | 1.319" (33.50mm) |  | Polyamide (PA66), Nylon 6/6 | UL94 V-0 |  | Not Applicable |  | Direct Mount | 1 | 14 |  | - | Box |  |  |  |  | 15573538 |  |  |  | - | 9mm ~ 10mm | 63.4mm | Push In, Spring |  |  | 630 V |  |  | 12-28 AWG | 0.08-4mm² |  |  | 20000 | https://www.unikeyic.com/media/datasheet/12/d1/9a40/12/fbc4a18a03dc56be14b4ed1cf12157d0.pdf | https://www.unikeyic.com/products/specialty-terminal-blocks/262-107/1558224.html
262-142 | WAGO | 25: 17.2763 | 2-Conductor Ex e II terminal strip, with fixing flanges, for screw or similar mounting types, Fixing hole 3.2 mm Dia, with 209-123 mounting carrier for DIN 35 rail, suitable for Ex e II applications, 12-pole | [11 empty] | - | 0.909" (23.09mm) | Gray |  |  | 1.319" (33.50mm) |  | Polyamide (PA66), Nylon 6/6 | UL94 V-0 |  | Not Applicable |  | Direct Mount | 1 | 24 |  | - | Box | [8 empty] | - | 9mm ~ 10mm | 98.4mm | Push In, Spring | [5 empty] | 12-20 AWG | 0.5-4mm² |  |  | 100 | https://www.unikeyic.com/media/datasheet/b3/76/8a8f/b3/71373139e182cbce99a2c3c183301b3d.pdf | https://www.unikeyic.com/products/specialty-terminal-blocks/262-142/22539973.html
262-202 | WAGO | 100: 3.0952 500: 3.051 1,000: 2.9184 | [8 empty] | 32 A |  |  |  | - | 0.909" (23.09mm) | Gray |  |  | 1.319" (33.50mm) |  | Polyamide (PA66), Nylon 6/6 | UL94 V-0 |  | Not Applicable |  | Direct Mount | 1 | 8 |  | - | Box | [8 empty] | - | 9mm ~ 10mm | 38.4mm | Push In, Spring |  |  | 630 V |  |  | 12-28 AWG | 0.08-4mm² |  |  | 20000 | https://www.unikeyic.com/media/datasheet/fe/53/6ba3/fe/381fabe53a244be634d61651d4976be9.pdf | https://www.unikeyic.com/products/specialty-terminal-blocks/262-202/25340378.html
262-203 | WAGO | 100: 4.4859 500: 4.4218 1,000: 4.2296 | [8 empty] | 32 A |  |  |  | - | 0.909" (23.09mm) | Gray |  |  | 1.319" (33.50mm) |  | Polyamide (PA66), Nylon 6/6 | UL94 V-0 |  | Not Applicable |  | Direct Mount | 1 | 12 |  | - | Box |  |  |  |  | 15575565 |  |  |  | - | 9mm ~ 10mm | 50.4mm | Push In, Spring |  |  | 630 V |  |  | 12-28 AWG | 0.08-4mm² |  |  | 20000 | https://www.unikeyic.com/media/datasheet/0e/59/5858/0e/a5f4d0ceda93520e5f7656b01cb571f6.pdf | https://www.unikeyic.com/products/specialty-terminal-blocks/262-203/11631202.html
262-208 | WAGO | 50: 11.512 250: 11.3475 500: 10.8541 | [8 empty] | 32 A |  |  |  | - | 0.909" (23.09mm) | Gray |  |  | 1.319" (33.50mm) |  | Polyamide (PA66), Nylon 6/6 | UL94 V-0 |  | Not Applicable |  | Direct Mount | 1 | 32 |  | - | Box |  |  |  |  | 15547664 |  |  |  | - | 9mm ~ 10mm | 110.4mm | Push In, Spring |  |  | 630 V |  |  | 12-28 AWG | 0.08-4mm² |  |  | 20000 | https://www.unikeyic.com/media/about_us/Unikey_ISO_9001_Certification.pdf | https://www.unikeyic.com/products/specialty-terminal-blocks/262-208/13482221.html
262-234 | WAGO | 100: 6.0636 500: 5.977 1,000: 5.7171 | [12 empty] | - | 0.909" (23.09mm) | Gray |  |  | 1.319" (33.50mm) |  | Polyamide (PA66), Nylon 6/6 | UL94 V-0 |  | Not Applicable |  | Direct Mount | 1 | 16 |  | - | Box |  |  |  |  | 15523079 |  |  |  | - | 9mm ~ 10mm | 62.5mm | Push In, Spring | [5 empty] | 12-20 AWG | 0.5-4mm² |  |  | 20000 | https://www.unikeyic.com/media/datasheet/98/b0/e5e7/98/1ee111b50246443f42c2951e69890e99.pdf | https://www.unikeyic.com/products/specialty-terminal-blocks/262-234/28390157.html
262-236 | WAGO | 50: 8.9156 250: 8.7883 500: 8.4062 | [12 empty] | - | 0.909" (23.09mm) | Gray |  |  | 1.319" (33.50mm) |  | Polyamide (PA66), Nylon 6/6 | UL94 V-0 |  | Not Applicable |  | Direct Mount | 1 | 24 |  | - | Box | [8 empty] | - | 9mm ~ 10mm | 86.5mm | Push In, Spring | [5 empty] | 12-20 AWG | 0.5-4mm² |  |  | 20000 | https://www.unikeyic.com/media/about_us/Unikey_ISO_9001_Certification.pdf | https://www.unikeyic.com/products/specialty-terminal-blocks/262-236/28985628.html
262-239 | WAGO | 50: 13.2456 250: 13.0564 500: 12.4887 | [12 empty] | - | 0.909" (23.09mm) | Gray |  |  | 1.319" (33.50mm) |  | Polyamide (PA66), Nylon 6/6 | UL94 V-0 |  | Not Applicable |  | Direct Mount | 1 | 36 |  | - | Box |  |  |  |  | 15542344 |  |  |  | - | 9mm ~ 10mm | 122.5mm | Push In, Spring | [5 empty] | 12-20 AWG | 0.5-4mm² |  |  | 20000 | https://www.unikeyic.com/media/about_us/Unikey_ISO_9001_Certification.pdf | https://www.unikeyic.com/products/specialty-terminal-blocks/262-239/21812578.html
262-252 | WAGO | 100: 3.0952 500: 3.051 1,000: 2.9184 | [8 empty] | 32 A |  |  |  | - | 0.909" (23.09mm) | Gray |  |  | 1.319" (33.50mm) |  | Polyamide (PA66), Nylon 6/6 | UL94 V-0 |  | Not Applicable |  | Direct Mount | 1 | 8 |  | - | Box | [8 empty] | - | 9mm ~ 10mm | 27.0mm | Push In, Spring |  |  | 630 V |  |  | 12-28 AWG | 0.08-4mm² |  |  | 20000 | https://www.unikeyic.com/media/about_us/Unikey_ISO_9001_Certification.pdf | https://www.unikeyic.com/products/specialty-terminal-blocks/262-252/24551303.html
262-301 | WAGO | 50: 0.527 100: 0.5067 150: 0.4945 | Terminal Block Connector, 2 Pos, Panel Mount, 24A, Box | [7 empty] | 24 A |  |  |  | - | 0.909" (23.09mm) | Gray |  |  | 1.319" (33.50mm) |  | Polyamide (PA66), Nylon 6/6 | UL94 V-0 |  | Not Applicable |  | Direct Mount | 1 | 2 |  | - | Box |  |  |  |  | 15602490 |  |  |  | - | 9mm ~ 10mm | 7.0mm | Push In, Spring |  |  | 630 V |  |  | 12-28 AWG | 0.08-4mm² |  |  | 500 | https://www.unikeyic.com/media/datasheet/6f/63/040b/6f/bb547b06b788f8f489b23199b5ffe241.pdf | https://www.unikeyic.com/products/specialty-terminal-blocks/262-301/20273260.html
262-304 | WAGO | 50: 0.8523 250: 0.8401 500: 0.8036 | [8 empty] | 24 A |  |  |  | - | 0.909" (23.09mm) | Blue |  |  | 1.319" (33.50mm) |  | Polyamide (PA66), Nylon 6/6 | UL94 V-0 |  | Not Applicable |  | Direct Mount | 1 | 2 |  | - | Box |  |  |  |  | 15546328 |  |  |  | - | 9mm ~ 10mm | 7.0mm | Push In, Spring |  |  | 630 V |  |  | 12-28 AWG | 0.08-4mm² |  |  | 257 | https://www.unikeyic.com/media/about_us/Unikey_ISO_9001_Certification.pdf | https://www.unikeyic.com/products/specialty-terminal-blocks/262-304/5612807.html
262-307 | WAGO | 50: 0.6756 250: 0.6659 500: 0.637 | [12 empty] | - | 0.909" (23.09mm) | Green, Yellow |  |  | 1.319" (33.50mm) |  | Polyamide (PA66), Nylon 6/6 | UL94 V-0 |  | Not Applicable |  | Direct Mount | 1 | 2 |  | - | Box |  |  |  |  | 15522868 |  |  |  | - | 9mm ~ 10mm | 7.0mm | Push In, Spring | [5 empty] | 12-28 AWG | 0.08-4mm² |  |  | 500 | https://www.unikeyic.com/media/datasheet/22/c5/b1ce/22/42b7370bca087e055b0d2a159a8eadd2.pdf | https://www.unikeyic.com/products/specialty-terminal-blocks/262-307/29058471.html
262-314 | WAGO | 1: 3.996 10: 2.8447 25: 2.4866 | Terminal block - | [7 empty] | 24 A |  |  |  | - | 0.909" (23.09mm) | Blue |  |  | 1.319" (33.50mm) |  | Polyamide (PA66), Nylon 6/6 | UL94 V-0 |  | Not Applicable |  | Direct Mount | 1 | 2 |  | - | Box |  |  |  |  | 15587958 |  |  |  | - | 9mm ~ 10mm | 7.0mm | Push In, Spring |  |  | 630 V |  |  | 12-28 AWG | 0.08-4mm² |  |  | 40 | https://www.unikeyic.com/media/about_us/Unikey_ISO_9001_Certification.pdf | https://www.unikeyic.com/products/specialty-terminal-blocks/262-314/13841380.html
262-317 | WAGO | 50: 0.8523 250: 0.8401 500: 0.8036 | [12 empty] | - | 0.909" (23.09mm) | Green, Yellow |  |  | 1.319" (33.50mm) |  | Polyamide (PA66), Nylon 6/6 | UL94 V-0 |  | Not Applicable |  | Direct Mount | 1 | 2 |  | - | Box |  |  |  |  | 15608339 |  |  |  | - | 9mm ~ 10mm | 7.0mm | Push In, Spring | [5 empty] | 12-28 AWG | 0.08-4mm² |  |  | 20000 | https://www.unikeyic.com/media/about_us/Unikey_ISO_9001_Certification.pdf | https://www.unikeyic.com/products/specialty-terminal-blocks/262-317/26411936.html
262-321 | WAGO | 1: 3.8232 10: 2.7281 25: 2.3842 | Terminal Block, 2-Conductor End, No Snap-in Foot, For Terminal Strips With Snap-in Feet | [7 empty] | 24 A |  |  |  | - | 0.909" (23.09mm) | Gray |  |  | 1.319" (33.50mm) |  | Polyamide (PA66), Nylon 6/6 | UL94 V-0 |  | Not Applicable |  | Direct Mount | 1 | 2 |  | - | Box |  |  |  |  | 15538194 |  |  |  | - | 9mm ~ 10mm | 7.0mm | Push In, Spring |  |  | 630 V |  |  | 12-28 AWG | 0.08-4mm² |  |  | 15 | https://www.unikeyic.com/media/datasheet/bd/eb/c5da/bd/e5cf3389d98eef97e4903e726bb2146b.pdf | https://www.unikeyic.com/products/specialty-terminal-blocks/262-321/5948058.html
262-324 | WAGO | 93: 1.188 290: 1.133 | 2 Position Terminal Block Blue Middle 7.0mm | [7 empty] | 24 A |  |  |  | - | 0.909" (23.09mm) | Blue |  |  | 1.319" (33.50mm) |  | Polyamide (PA66), Nylon 6/6 | UL94 V-0 |  | Not Applicable |  | Direct Mount | 1 | 2 |  | - | Box | [8 empty] | - | 9mm ~ 10mm | 7.0mm | Push In, Spring |  |  | 630 V |  |  | 12-28 AWG | 0.08-4mm² |  |  | 1000 | https://www.unikeyic.com/media/about_us/Unikey_ISO_9001_Certification.pdf | https://www.unikeyic.com/products/specialty-terminal-blocks/262-324/30700096.html
262-331 | WAGO | 50: 0.8821 100: 0.8482 150: 0.8278 | Conn Terminal Block 4 POS RA Panel Mount 32A Box | [7 empty] | 32 A |  |  |  | - | 0.909" (23.09mm) | Gray |  |  | 1.319" (33.50mm) |  | Polyamide (PA66), Nylon 6/6 | UL94 V-0 |  | Not Applicable |  | Direct Mount | 1 | 4 |  | - | Box | [8 empty] | - | 9mm ~ 10mm | 12.0mm | Push In, Spring |  |  | 630 V |  |  | 12-28 AWG | 0.08-4mm² |  |  | 500 | https://www.unikeyic.com/media/datasheet/79/33/a88e/79/a429c75938273673084ad6c55cf210c2.pdf | https://www.unikeyic.com/products/specialty-terminal-blocks/262-331/8097371.html
262-334 | WAGO | 50: 0.9458 100: 0.9094 150: 0.8876 | [8 empty] | 32 A |  |  |  | - | 0.909" (23.09mm) | Blue |  |  | 1.319" (33.50mm) |  | Polyamide (PA66), Nylon 6/6 | UL94 V-0 |  | Not Applicable |  | Direct Mount | 1 | 4 |  | - | Box | [8 empty] | - | 9mm ~ 10mm | 12.0mm | Push In, Spring |  |  | 630 V |  |  | 12-28 AWG | 0.08-4mm² |  |  | 500 | https://www.unikeyic.com/media/datasheet/57/ec/812b/57/a48e6c1f63093b03894657b7203fa8ea.pdf | https://www.unikeyic.com/products/specialty-terminal-blocks/262-334/3092086.html
262-341 | WAGO | 50: 3.4566 100: 3.1875 250: 2.9095 500: 2.7486 1,000: 2.6221 | 4-Conductor Terminal Block, with snap-in mounting foot, for plate thickness 0.6 - 1.2 mm, Fixing hole 3.5 mm Dia, also fits 210-154 aluminum rail or with 209-123 mounting carrier for DIN 35 rail | [7 empty] | 32 A |  |  |  | - | 0.909" (23.09mm) | Gray |  |  | 1.319" (33.50mm) |  | Polyamide (PA66), Nylon 6/6 | UL94 V-0 |  | Not Applicable |  | Direct Mount | 1 | 4 |  | - | Box | [8 empty] | - | 9mm ~ 10mm | 12.0mm | Push In, Spring |  |  | 630 V |  |  | 12-28 AWG | 0.08-4mm² |  |  | 51 | https://www.unikeyic.com/media/about_us/Unikey_ISO_9001_Certification.pdf | https://www.unikeyic.com/products/specialty-terminal-blocks/262-341/14403485.html
262-347 | WAGO | 50: 1.4821 250: 1.461 500: 1.3974 | [12 empty] | - | 0.909" (23.09mm) | Green, Yellow |  |  | 1.319" (33.50mm) |  | Polyamide (PA66), Nylon 6/6 | UL94 V-0 |  | Not Applicable |  | Direct Mount | 1 | 4 |  | - | Box | [8 empty] | - | 9mm ~ 10mm | 12.0mm | Push In, Spring | [5 empty] | 12-28 AWG | 0.08-4mm² |  |  | 20000 | https://www.unikeyic.com/media/about_us/Unikey_ISO_9001_Certification.pdf | https://www.unikeyic.com/products/specialty-terminal-blocks/262-347/16514915.html
262-357 | WAGO | 50: 1.4821 250: 1.461 500: 1.3974 | [12 empty] | - | 0.909" (23.09mm) | Green, Yellow |  |  | 1.319" (33.50mm) |  | Polyamide (PA66), Nylon 6/6 | UL94 V-0 |  | Not Applicable |  | Direct Mount | 1 | 4 |  | - | Box | [8 empty] | - | 9mm ~ 10mm | 12.0mm | Push In, Spring | [5 empty] | 12-28 AWG | 0.08-4mm² |  |  | 20000 | https://www.unikeyic.com/media/about_us/Unikey_ISO_9001_Certification.pdf | https://www.unikeyic.com/products/specialty-terminal-blocks/262-357/18576733.html
264-102 | WAGO | 100: 2.3549 200: 2.2643 300: 2.21 | Conn Terminal Strip F 2 POS RA 24A Box | [7 empty] | 24 A |  |  |  | - | 0.870" (22.10mm) | Gray |  |  | 1.260" (32.00mm) |  | Polyamide (PA66), Nylon 6/6 | UL94 V-0 |  | Not Applicable |  | Direct Mount | 1 | 4 |  | - | Box |  |  |  |  | 15540647 |  |  |  | - | 8mm ~ 9mm | 28.0mm | Push In, Spring |  |  | 800 V |  |  | 12-28 AWG | 0.08-2.5mm² |  |  | 1000 | https://www.unikeyic.com/media/datasheet/39/01/3d8c/39/0a4b03c0e5fcc477570385190663b3c8.pdf | https://www.unikeyic.com/products/specialty-terminal-blocks/264-102/22396370.html
264-103 | WAGO | 1: 10.7094 10: 7.5977 25: 6.7088 50: 6.1687 100: 5.7302 250: 5.2826 500: 5.0258 1,000: 4.8252 | TERM BLK 6POS GRAY | [7 empty] | 24 A |  |  |  | - | 0.870" (22.10mm) | Gray |  |  | 1.260" (32.00mm) |  | Polyamide (PA66), Nylon 6/6 | UL94 V-0 |  | Not Applicable |  | Direct Mount | 1 | 6 |  | - | Box | [8 empty] | - | 8mm ~ 9mm | 34.0mm | Push In, Spring |  |  | 800 V |  |  | 12-28 AWG | 0.08-2.5mm² |  |  | 28 | https://www.unikeyic.com/media/about_us/Unikey_ISO_9001_Certification.pdf | https://www.unikeyic.com/products/specialty-terminal-blocks/264-103/20933403.html
264-104 | WAGO | 1: 13.3999 10: 9.519 25: 8.4304 50: 7.7736 100: 7.2425 250: 6.7027 500: 6.394 1,000: 6.1533 | TERM BLK 8POS GRAY | [7 empty] | 24 A |  |  |  | - | 0.870" (22.10mm) | Gray |  |  | 1.260" (32.00mm) |  | Polyamide (PA66), Nylon 6/6 | UL94 V-0 |  | Not Applicable |  | Direct Mount | 1 | 8 |  | - | Box | [8 empty] | - | 8mm ~ 9mm | 40.0mm | Push In, Spring |  |  | 800 V |  |  | 12-28 AWG | 0.08-2.5mm² |  |  | 100 | https://www.unikeyic.com/media/about_us/Unikey_ISO_9001_Certification.pdf | https://www.unikeyic.com/products/specialty-terminal-blocks/264-104/12482638.html
264-106 | WAGO | 100: 5.6687 500: 5.5877 1,000: 5.3448 | [8 empty] | 24 A |  |  |  | - | 0.870" (22.10mm) | Gray |  |  | 1.260" (32.00mm) |  | Polyamide (PA66), Nylon 6/6 | UL94 V-0 |  | Not Applicable |  | Direct Mount | 1 | 12 |  | - | Box | [8 empty] | - | 8mm ~ 9mm | 52.0mm | Push In, Spring |  |  | 800 V |  |  | 12-28 AWG | 0.08-2.5mm² |  |  | 169 | https://www.unikeyic.com/media/about_us/Unikey_ISO_9001_Certification.pdf | https://www.unikeyic.com/products/specialty-terminal-blocks/264-106/18379831.html
264-109 | WAGO | 50: 8.2421 250: 8.1244 500: 7.7712 | [8 empty] | 24 A |  |  |  | - | 0.870" (22.10mm) | Gray |  |  | 1.260" (32.00mm) |  | Polyamide (PA66), Nylon 6/6 | UL94 V-0 |  | Not Applicable |  | Direct Mount | 1 | 18 |  | - | Box |  |  |  |  | 15537993 |  |  |  | - | 8mm ~ 9mm | 70.0mm | Push In, Spring |  |  | 800 V |  |  | 12-28 AWG | 0.08-2.5mm² |  |  | 20000 | https://www.unikeyic.com/media/about_us/Unikey_ISO_9001_Certification.pdf | https://www.unikeyic.com/products/specialty-terminal-blocks/264-109/10798235.html
264-110 | WAGO | 1: 28.2364 10: 20.2592 25: 18.1476 50: 16.8978 100: 15.9005 250: 14.8988 500: 14.3312 | Terminal block - | [7 empty] | 24 A |  |  |  | - | 0.870" (22.10mm) | Gray |  |  | 1.260" (32.00mm) |  | Polyamide (PA66), Nylon 6/6 | UL94 V-0 |  | Not Applicable |  | Direct Mount | 1 | 20 |  | - | Box |  |  |  |  | 15608370 |  |  |  | - | 8mm ~ 9mm | 76.0mm | Push In, Spring |  |  | 800 V |  |  | 12-28 AWG | 0.08-2.5mm² |  |  | 6 | https://www.unikeyic.com/media/datasheet/ee/0b/41d6/ee/7abb0f144e2c3eafc9b37b8e0aa410e5.pdf | https://www.unikeyic.com/products/specialty-terminal-blocks/264-110/29486233.html
264-130 | WAGO | 100: 0.7089 1,000: 0.6816 10,000: 0.6544 | [12 empty] | - | 0.870" (22.10mm) | Gray |  |  | 1.260" (32.00mm) |  | Polyamide (PA66), Nylon 6/6 | UL94 V-0 |  | Not Applicable |  | Direct Mount | 1 | 2 |  | - | Box | [8 empty] | - | 8mm ~ 9mm | 6.0mm | Push In, Spring | [5 empty] | 12-28 AWG | 0.08-2.5mm² |  |  | 195 | https://www.unikeyic.com/media/about_us/Unikey_ISO_9001_Certification.pdf | https://www.unikeyic.com/products/specialty-terminal-blocks/264-130/23282968.html
264-131 | WAGO |  | Conn Terminal Block F 1 POS RA 23A Box | [11 empty] | - | 0.870" (22.10mm) | Gray |  |  | 1.260" (32.00mm) |  | Polyamide (PA66), Nylon 6/6 | UL94 V-0 |  | Not Applicable |  | Direct Mount | 1 | 2 |  | - | Box | [8 empty] | - | 8mm ~ 9mm | 6.0mm | Push In, Spring | [5 empty] | 12-28 AWG | 0.08-2.5mm² |  |  |  | https://www.unikeyic.com/media/datasheet/35/c0/d731/35/64f00c6c7745c9ef0c63b369995bde31.pdf | https://www.unikeyic.com/products/specialty-terminal-blocks/264-131/28144849.html
264-135 | WAGO | 100: 4.9474 500: 4.8767 1,000: 4.6647 | [12 empty] | - | 0.870" (22.10mm) | Gray |  |  | 1.260" (32.00mm) |  | Polyamide (PA66), Nylon 6/6 | UL94 V-0 |  | Not Applicable |  | Direct Mount | 1 | 10 |  | - | Box |  |  |  |  | 15542181 |  |  |  | - | 8mm ~ 9mm | 46.0mm | Push In, Spring | [5 empty] | 12-28 AWG | 0.08-2.5mm² |  |  | 20000 | https://www.unikeyic.com/media/about_us/Unikey_ISO_9001_Certification.pdf | https://www.unikeyic.com/products/specialty-terminal-blocks/264-135/16708515.html
264-139 | WAGO | 50: 8.4874 250: 8.3662 500: 8.0024 | [12 empty] | - | 0.870" (22.10mm) | Gray |  |  | 1.260" (32.00mm) |  | Polyamide (PA66), Nylon 6/6 | UL94 V-0 |  | Not Applicable |  | Direct Mount | 1 | 18 |  | - | Box | [8 empty] | - | 8mm ~ 9mm | 70.0mm | Push In, Spring | [5 empty] | 12-28 AWG | 0.08-2.5mm² |  |  | 20000 | https://www.unikeyic.com/media/about_us/Unikey_ISO_9001_Certification.pdf | https://www.unikeyic.com/products/specialty-terminal-blocks/264-139/30342527.html
264-152 | WAGO | 100: 2.1931 500: 2.1617 1,000: 2.0677 | [8 empty] | 24 A |  |  |  | - | 0.870" (22.10mm) | Gray |  |  | 1.260" (32.00mm) |  | Polyamide (PA66), Nylon 6/6 | UL94 V-0 |  | Not Applicable |  | Direct Mount | 1 | 4 |  | - | Box |  |  |  |  | 15540435 |  |  |  | - | 8mm ~ 9mm | 19.0mm | Push In, Spring |  |  | 800 V |  |  | 12-28 AWG | 0.08-2.5mm² |  |  | 20000 | https://www.unikeyic.com/media/about_us/Unikey_ISO_9001_Certification.pdf | https://www.unikeyic.com/products/specialty-terminal-blocks/264-152/10348983.html
264-154 | WAGO | 24: 4.642 75: 4.411 297: 4.213 | 8 Position Terminal Block Gray Middle 31.0mm | [7 empty] | 24 A |  |  |  | - | 0.870" (22.10mm) | Gray |  |  | 1.260" (32.00mm) |  | Polyamide (PA66), Nylon 6/6 | UL94 V-0 |  | Not Applicable |  | Direct Mount | 1 | 8 |  | - | Box | [8 empty] | - | 8mm ~ 9mm | 31.0mm | Push In, Spring |  |  | 800 V |  |  | 12-28 AWG | 0.08-2.5mm² |  |  | 678 | https://www.unikeyic.com/media/about_us/Unikey_ISO_9001_Certification.pdf | https://www.unikeyic.com/products/specialty-terminal-blocks/264-154/13475300.html
264-155 | WAGO | 100: 4.8039 500: 4.7353 1,000: 4.5294 | [8 empty] | 24 A |  |  |  | - | 0.870" (22.10mm) | Gray |  |  | 1.260" (32.00mm) |  | Polyamide (PA66), Nylon 6/6 | UL94 V-0 |  | Not Applicable |  | Direct Mount | 1 | 10 |  | - | Box | [8 empty] | - | 8mm ~ 9mm | 37.0mm | Push In, Spring |  |  | 800 V |  |  | 12-28 AWG | 0.08-2.5mm² |  |  | 20000 | https://www.unikeyic.com/media/about_us/Unikey_ISO_9001_Certification.pdf | https://www.unikeyic.com/products/specialty-terminal-blocks/264-155/18756373.html
264-156 | WAGO | 50: 5.6687 250: 5.5877 500: 5.3448 | [8 empty] | 24 A |  |  |  | - | 0.870" (22.10mm) | Gray |  |  | 1.260" (32.00mm) |  | Polyamide (PA66), Nylon 6/6 | UL94 V-0 |  | Not Applicable |  | Direct Mount | 1 | 12 |  | - | Box | [8 empty] | - | 8mm ~ 9mm | 43.0mm | Push In, Spring |  |  | 800 V |  |  | 12-28 AWG | 0.08-2.5mm² |  |  | 20000 | https://www.unikeyic.com/media/about_us/Unikey_ISO_9001_Certification.pdf | https://www.unikeyic.com/products/specialty-terminal-blocks/264-156/34549175.html
264-157 | WAGO | 50: 6.5417 250: 6.4483 500: 6.1679 | [8 empty] | 24 A |  |  |  | - | 0.870" (22.10mm) | Gray |  |  | 1.260" (32.00mm) |  | Polyamide (PA66), Nylon 6/6 | UL94 V-0 |  | Not Applicable |  | Direct Mount | 1 | 14 |  | - | Box |  |  |  |  | 15547467 |  |  |  | - | 8mm ~ 9mm | 49.0mm | Push In, Spring |  |  | 800 V |  |  | 12-28 AWG | 0.08-2.5mm² |  |  | 20000 | https://www.unikeyic.com/media/about_us/Unikey_ISO_9001_Certification.pdf | https://www.unikeyic.com/products/specialty-terminal-blocks/264-157/17032133.html
264-161 | WAGO | 25: 9.9779 125: 9.8353 250: 9.4077 | [8 empty] | 24 A |  |  |  | - | 0.870" (22.10mm) | Gray |  |  | 1.260" (32.00mm) |  | Polyamide (PA66), Nylon 6/6 | UL94 V-0 |  | Not Applicable |  | Direct Mount | 1 | 22 |  | - | Box | [8 empty] | - | 8mm ~ 9mm | 73.0mm | Push In, Spring |  |  | 800 V |  |  | 12-28 AWG | 0.08-2.5mm² |  |  | 20000 | https://www.unikeyic.com/media/about_us/Unikey_ISO_9001_Certification.pdf | https://www.unikeyic.com/products/specialty-terminal-blocks/264-161/15625220.html
264-182 | WAGO | 100: 2.2513 500: 2.2191 1,000: 2.1226 | [12 empty] | - | 0.870" (22.10mm) | Gray |  |  | 1.260" (32.00mm) |  | Polyamide (PA66), Nylon 6/6 | UL94 V-0 |  | Not Applicable |  | Direct Mount | 1 | 4 |  | - | Box | [8 empty] | - | 8mm ~ 9mm | 19.0mm | Push In, Spring | [5 empty] | 12-28 AWG | 0.08-2.5mm² |  |  | 20000 | https://www.unikeyic.com/media/about_us/Unikey_ISO_9001_Certification.pdf | https://www.unikeyic.com/products/specialty-terminal-blocks/264-182/6422341.html
264-184 | WAGO | 100: 4.0348 500: 3.9772 1,000: 3.8042 | [12 empty] | - | 0.870" (22.10mm) | Gray |  |  | 1.260" (32.00mm) |  | Polyamide (PA66), Nylon 6/6 | UL94 V-0 |  | Not Applicable |  | Direct Mount | 1 | 8 |  | - | Box | [8 empty] | - | 8mm ~ 9mm | 31.0mm | Push In, Spring | [5 empty] | 12-28 AWG | 0.08-2.5mm² |  |  | 20000 | https://www.unikeyic.com/media/about_us/Unikey_ISO_9001_Certification.pdf | https://www.unikeyic.com/products/specialty-terminal-blocks/264-184/25215196.html
264-189 | WAGO | 50: 8.4874 250: 8.3662 500: 8.0024 | [12 empty] | - | 0.870" (22.10mm) | Gray |  |  | 1.260" (32.00mm) |  | Polyamide (PA66), Nylon 6/6 | UL94 V-0 |  | Not Applicable |  | Direct Mount | 1 | 18 |  | - | Box | [8 empty] | - | 8mm ~ 9mm | 61.0mm | Push In, Spring | [5 empty] | 12-28 AWG | 0.08-2.5mm² |  |  | 20000 | https://www.unikeyic.com/media/about_us/Unikey_ISO_9001_Certification.pdf | https://www.unikeyic.com/products/specialty-terminal-blocks/264-189/20671125.html
264-192 | WAGO | 25: 11.1835 125: 11.0238 250: 10.5445 | [12 empty] | - | 0.870" (22.10mm) | Gray |  |  | 1.260" (32.00mm) |  | Polyamide (PA66), Nylon 6/6 | UL94 V-0 |  | Not Applicable |  | Direct Mount | 1 | 24 |  | - | Box |  |  |  |  | 15547585 |  |  |  | - | 8mm ~ 9mm | 79.0mm | Push In, Spring | [5 empty] | 12-28 AWG | 0.08-2.5mm² |  |  | 20000 | https://www.unikeyic.com/media/datasheet/e2/07/f594/e2/62da2c4b52176543e99abe8a0ae971ec.pdf | https://www.unikeyic.com/products/specialty-terminal-blocks/264-192/32617836.html
264-203 | WAGO | 100: 3.5313 1,000: 3.3955 10,000: 3.2597 | [8 empty] | 24 A |  |  |  | - | 0.870" (22.10mm) | Gray |  |  | 1.260" (32.00mm) |  | Polyamide (PA66), Nylon 6/6 | UL94 V-0 |  | Not Applicable |  | Direct Mount | 1 | 12 |  | - | Box |  |  |  |  | 15575412 |  |  |  | - | 8mm ~ 9mm | 46.0mm | Push In, Spring |  |  | 800 V |  |  | 12-28 AWG | 0.08-2.5mm² |  |  | 770 | https://www.unikeyic.com/media/about_us/Unikey_ISO_9001_Certification.pdf | https://www.unikeyic.com/products/specialty-terminal-blocks/264-203/16412316.html
264-204 | WAGO | 5: 11.341 25: 10.908 50: 10.692 100: 10.185 250: 9.9855 500: 9.786 1,000: 9.5865 | [8 empty] | 24 A |  |  |  | - | 0.870" (22.10mm) | Gray |  |  | 1.260" (32.00mm) |  | Polyamide (PA66), Nylon 6/6 | UL94 V-0 |  | Not Applicable |  | Direct Mount | 1 | 16 |  | - | Box |  |  |  |  | 15542058 |  |  |  | - | 8mm ~ 9mm | 56.0mm | Push In, Spring |  |  | 800 V |  |  | 12-28 AWG | 0.08-2.5mm² |  |  | 10 | https://www.unikeyic.com/media/datasheet/02/6d/ae4d/02/b27af09973b37bbcfe9c4967e02e3bcd.pdf | https://www.unikeyic.com/products/specialty-terminal-blocks/264-204/11584444.html
264-205 | WAGO | 5: 13.937 25: 13.4028 50: 12.768 100: 12.516 250: 12.264 500: 12.0225 1,000: 11.781 | 4-conductor terminal strip - without push-buttons - with fixing flanges - 5-pole - for screw or similar mounting types - Fixing hole 3.2 mm ˜ - 2.5 mm² - CAGE CLAMP® - 2,50 mm² - gray | [7 empty] | 24 A |  |  |  | - | 0.870" (22.10mm) | Gray |  |  | 1.260" (32.00mm) |  | Polyamide (PA66), Nylon 6/6 | UL94 V-0 |  | Not Applicable |  | Direct Mount | 1 | 20 |  | - | Box |  |  |  |  | 15569221 |  |  |  | - | 8mm ~ 9mm | 66.0mm | Push In, Spring |  |  | 800 V |  |  | 12-28 AWG | 0.08-2.5mm² |  |  | 45 | https://www.unikeyic.com/media/about_us/Unikey_ISO_9001_Certification.pdf | https://www.unikeyic.com/products/specialty-terminal-blocks/264-205/29246812.html
264-207 | WAGO | 50: 9.4 250: 9.2657 500: 8.8628 | [8 empty] | 24 A |  |  |  | - | 0.870" (22.10mm) | Gray |  |  | 1.260" (32.00mm) |  | Polyamide (PA66), Nylon 6/6 | UL94 V-0 |  | Not Applicable |  | Direct Mount | 1 | 28 |  | - | Box | [8 empty] | - | 8mm ~ 9mm | 86.0mm | Push In, Spring |  |  | 800 V |  |  | 12-28 AWG | 0.08-2.5mm² |  |  | 20000 | https://www.unikeyic.com/media/datasheet/ea/33/04ea/ea/f460a1ce7682c30115e6e23a5c9c4347.pdf | https://www.unikeyic.com/products/specialty-terminal-blocks/264-207/27613487.html
264-208 | WAGO | 50: 10.6805 250: 10.5279 500: 10.0702 | [8 empty] | 24 A |  |  |  | - | 0.870" (22.10mm) | Gray |  |  | 1.260" (32.00mm) |  | Polyamide (PA66), Nylon 6/6 | UL94 V-0 |  | Not Applicable |  | Direct Mount | 1 | 32 |  | - | Box | [8 empty] | - | 8mm ~ 9mm | 96.0mm | Push In, Spring |  |  | 800 V |  |  | 12-28 AWG | 0.08-2.5mm² |  |  | 20000 | https://www.unikeyic.com/media/about_us/Unikey_ISO_9001_Certification.pdf | https://www.unikeyic.com/products/specialty-terminal-blocks/264-208/10904672.html
264-209 | WAGO | 1: 11.2572 | [8 empty] | 24 A |  |  |  | - | 0.870" (22.10mm) | Gray |  |  | 1.260" (32.00mm) |  | Polyamide (PA66), Nylon 6/6 | UL94 V-0 |  | Not Applicable |  | Direct Mount | 1 | 36 |  | - | Box | [8 empty] | - | 8mm ~ 9mm | 106.0mm | Push In, Spring |  |  | 800 V |  |  | 12-28 AWG | 0.08-2.5mm² |  |  | 100 | https://www.unikeyic.com/media/about_us/Unikey_ISO_9001_Certification.pdf | https://www.unikeyic.com/products/specialty-terminal-blocks/264-209/11639529.html
264-210 | WAGO | 25: 10.8732 250: 10.455 2,500: 10.0368 | Conn Terminal Block 10 POS Panel Mount 24A Box | [7 empty] | 24 A |  |  |  | - | 0.870" (22.10mm) | Gray |  |  | 1.260" (32.00mm) |  | Polyamide (PA66), Nylon 6/6 | UL94 V-0 |  | Not Applicable |  | Direct Mount | 1 | 40 |  | - | Box | [8 empty] | - | 8mm ~ 9mm | 116.0mm | Push In, Spring |  |  | 800 V |  |  | 12-28 AWG | 0.08-2.5mm² |  |  | 1055 | https://www.unikeyic.com/media/datasheet/69/f7/1203/69/63c9a8211cba32c60ac7d247cd373751.pdf | https://www.unikeyic.com/products/specialty-terminal-blocks/264-210/219884.html
264-212 | WAGO | 25: 15.7734 125: 15.548 250: 14.872 | [8 empty] | 24 A |  |  |  | - | 0.870" (22.10mm) | Gray |  |  | 1.260" (32.00mm) |  | Polyamide (PA66), Nylon 6/6 | UL94 V-0 |  | Not Applicable |  | Direct Mount | 1 | 48 |  | - | Box |  |  |  |  | 15541008 |  |  |  | - | 8mm ~ 9mm | 136.0mm | Push In, Spring |  |  | 800 V |  |  | 12-28 AWG | 0.08-2.5mm² |  |  | 20000 | https://www.unikeyic.com/media/datasheet/49/1d/465c/49/aac11edba35b042e76cd9a829b0eee23.pdf | https://www.unikeyic.com/products/specialty-terminal-blocks/264-212/35705.html
264-230 | WAGO | 1: 5.0892 10: 3.619 25: 3.1696 50: 2.89 100: 2.6589 250: 2.4195 500: 2.2805 1,000: 2.1709 5,000: 2.001 | 4-Conductor end Terminal Block, with fixing flange, for screw or similar mounting types, Fixing hole 3.2 mm Dia, suitable for applications | [11 empty] | Mounting Flange | 0.870" (22.10mm) | Gray |  |  | 1.260" (32.00mm) |  | Polyamide (PA66), Nylon 6/6 | UL94 V-0 |  | Not Applicable |  | Direct Mount | 1 | 4 |  | - | Box | [8 empty] | - | 8mm ~ 9mm | 10.0mm | Push In, Spring | [5 empty] | 12-28 AWG | 0.08-2.5mm² |  |  | 151 | https://www.unikeyic.com/media/datasheet/41/cb/8c62/41/45658cb7cd74560e0688fa385b5f6ca4.pdf | https://www.unikeyic.com/products/specialty-terminal-blocks/264-230/14986896.html
264-231 | WAGO | 1: 5.0892 10: 3.619 25: 3.1696 50: 2.89 100: 2.6589 250: 2.4195 500: 2.2805 1,000: 2.1709 5,000: 2.001 | 4-Conductor Center Terminal Block, Required Between End Plate and End Terminal Block for Terminal Strips with Fixing Flanges, Suitable for Applications | [11 empty] | - | 0.870" (22.10mm) | Gray |  |  | 1.260" (32.00mm) |  | Polyamide (PA66), Nylon 6/6 | UL94 V-0 |  | Not Applicable |  | Direct Mount | 1 | 4 |  | - | Box | [8 empty] | - | 8mm ~ 9mm | 10.0mm | Push In, Spring | [5 empty] | 12-28 AWG | 0.08-2.5mm² |  |  | 8 | https://www.unikeyic.com/media/about_us/Unikey_ISO_9001_Certification.pdf | https://www.unikeyic.com/products/specialty-terminal-blocks/264-231/13102104.html
264-233 | WAGO | 100: 4.4443 500: 4.3808 1,000: 4.1904 | 4-Conductor Ex e II Terminal Strip, Fixing Flanges, Screw Mount, 3.2mm Hole Dia, Ex e II App, 3-Pole | [11 empty] | - | 0.870" (22.10mm) | Gray |  |  | 1.260" (32.00mm) |  | Polyamide (PA66), Nylon 6/6 | UL94 V-0 |  | Not Applicable |  | Direct Mount | 1 | 12 |  | - | Box | [8 empty] | - | 8mm ~ 9mm | 46.0mm | Push In, Spring | [5 empty] | 12-28 AWG | 0.08-2.5mm² |  |  | 20000 | https://www.unikeyic.com/media/about_us/Unikey_ISO_9001_Certification.pdf | https://www.unikeyic.com/products/specialty-terminal-blocks/264-233/34238038.html
264-235 | WAGO | 100: 7.0739 500: 6.9728 1,000: 6.6697 | [12 empty] | - | 0.870" (22.10mm) | Gray |  |  | 1.260" (32.00mm) |  | Polyamide (PA66), Nylon 6/6 | UL94 V-0 |  | Not Applicable |  | Direct Mount | 1 | 20 |  | - | Box |  |  |  |  | 15521621 |  |  |  | - | 8mm ~ 9mm | 66.0mm | Push In, Spring | [5 empty] | 12-28 AWG | 0.08-2.5mm² |  |  | 20000 | https://www.unikeyic.com/media/datasheet/24/29/cb28/24/9c56be3f26a0f9638b8dd3f4c8ecd7ea.pdf | https://www.unikeyic.com/products/specialty-terminal-blocks/264-235/19456745.html
264-236 | WAGO | 50: 8.3731 250: 8.2535 500: 7.8946 | [12 empty] | - | 0.870" (22.10mm) | Gray |  |  | 1.260" (32.00mm) |  | Polyamide (PA66), Nylon 6/6 | UL94 V-0 |  | Not Applicable |  | Direct Mount | 1 | 24 |  | - | Box |  |  |  |  | 15538318 |  |  |  | - | 8mm ~ 9mm | 76.0mm | Push In, Spring | [5 empty] | 12-28 AWG | 0.08-2.5mm² |  |  | 20000 | https://www.unikeyic.com/media/about_us/Unikey_ISO_9001_Certification.pdf | https://www.unikeyic.com/products/specialty-terminal-blocks/264-236/12649482.html
264-238 | WAGO | 50: 11.0027 250: 10.8455 500: 10.374 | [12 empty] | - | 0.870" (22.10mm) | Gray |  |  | 1.260" (32.00mm) |  | Polyamide (PA66), Nylon 6/6 | UL94 V-0 |  | Not Applicable |  | Direct Mount | 1 | 32 |  | - | Box |  |  |  |  | 15550263 |  |  |  | - | 8mm ~ 9mm | 96.0mm | Push In, Spring | [5 empty] | 12-28 AWG | 0.08-2.5mm² |  |  | 20000 | https://www.unikeyic.com/media/about_us/Unikey_ISO_9001_Certification.pdf | https://www.unikeyic.com/products/specialty-terminal-blocks/264-238/17490854.html
264-252 | WAGO | 100: 3.0204 500: 2.9772 1,000: 2.8478 | [8 empty] | 24 A |  |  |  | - | 0.870" (22.10mm) | Gray |  |  | 1.260" (32.00mm) |  | Polyamide (PA66), Nylon 6/6 | UL94 V-0 |  | Not Applicable |  | Direct Mount | 1 | 8 |  | - | Box |  |  |  |  | 15544353 |  |  |  | - | 8mm ~ 9mm | 27.0mm | Push In, Spring |  |  | 800 V |  |  | 12-28 AWG | 0.08-2.5mm² |  |  | 20000 | https://www.unikeyic.com/media/about_us/Unikey_ISO_9001_Certification.pdf | https://www.unikeyic.com/products/specialty-terminal-blocks/264-252/2662995.html
264-255 | WAGO | 100: 6.8452 500: 6.7474 1,000: 6.4541 | [8 empty] | 24 A |  |  |  | - | 0.870" (22.10mm) | Gray |  |  | 1.260" (32.00mm) |  | Polyamide (PA66), Nylon 6/6 | UL94 V-0 |  | Not Applicable |  | Direct Mount | 1 | 20 |  | - | Box |  |  |  |  | 15542383 |  |  |  | - | 8mm ~ 9mm | 57.0mm | Push In, Spring |  |  | 800 V |  |  | 12-28 AWG | 0.08-2.5mm² |  |  | 20000 | https://www.unikeyic.com/media/datasheet/65/41/f7bf/65/8c41f6e90f04044c5bfb9c4ce131c493.pdf | https://www.unikeyic.com/products/specialty-terminal-blocks/264-255/1875160.html
264-283 | WAGO | 100: 4.4443 500: 4.3808 1,000: 4.1904 | [12 empty] | - | 0.870" (22.10mm) | Gray |  |  | 1.260" (32.00mm) |  | Polyamide (PA66), Nylon 6/6 | UL94 V-0 |  | Not Applicable |  | Direct Mount | 1 | 12 |  | - | Box |  |  |  |  | 15557147 |  |  |  | - | 8mm ~ 9mm | 37.0mm | Push In, Spring | [5 empty] | 12-28 AWG | 0.08-2.5mm² |  |  | 20000 | https://www.unikeyic.com/media/about_us/Unikey_ISO_9001_Certification.pdf | https://www.unikeyic.com/products/specialty-terminal-blocks/264-283/8196571.html
264-301 | WAGO | 100: 0.5385 200: 0.5178 300: 0.5054 | 2 Conductor End Terminal Block Without Push Buttons With Fixing Flange |  | 264 | [5 empty] | 24 A |  |  |  | Flange | 0.870" (22.10mm) | Gray |  |  | 1.260" (32.00mm) |  | Polyamide (PA66), Nylon 6/6 | UL94 V-0 |  | 1 (Unlimited) |  | Direct Mount | 1 | 2 |  | - | Bulk | [8 empty] | - | 8mm ~ 9mm | 6.0mm | Push In, Spring |  |  | 800 V |  |  | 12-28 AWG | 0.08-2.5mm² |  |  | 1000 | https://www.unikeyic.com/media/datasheet/33/47/9973/33/6d7c772e836fcc22b287a5d67644ed6b.pdf | https://www.unikeyic.com/products/specialty-terminal-blocks/264-301/11856083.html
264-304 | WAGO | 100: 0.9001 500: 0.8872 1,000: 0.8487 | Phoenix Contact Terminal Block, 264 Series, Single Row, Blue, Spring Cage Termination | [7 empty] | 24 A |  |  |  | - | 0.870" (22.10mm) | Blue |  |  | 1.260" (32.00mm) |  | Polyamide (PA66), Nylon 6/6 | UL94 V-0 |  | Not Applicable |  | Direct Mount | 1 | 2 |  | - | Box |  |  |  |  | 15575470 |  |  |  | - | 8mm ~ 9mm | 6.0mm | Push In, Spring |  |  | 800 V |  |  | 12-28 AWG | 0.08-2.5mm² |  |  | 20000 | https://www.unikeyic.com/media/about_us/Unikey_ISO_9001_Certification.pdf | https://www.unikeyic.com/products/specialty-terminal-blocks/264-304/10636811.html
264-306 | WAGO | 100: 0.844 500: 0.8319 1,000: 0.7957 | Phoenix Contact Terminal Block, 264 Series, Single Layer, Orange, Cage Spring Clamp Termination | [7 empty] | 24 A |  |  |  | - | 0.870" (22.10mm) | Orange |  |  | 1.260" (32.00mm) |  | Polyamide (PA66), Nylon 6/6 | UL94 V-0 |  | Not Applicable |  | Direct Mount | 1 | 2 |  | - | Box | [8 empty] | - | 8mm ~ 9mm | 6.0mm | Push In, Spring |  |  | 800 V |  |  | 12-28 AWG | 0.08-2.5mm² |  |  | 20000 | https://www.unikeyic.com/media/about_us/Unikey_ISO_9001_Certification.pdf | https://www.unikeyic.com/products/specialty-terminal-blocks/264-306/22085166.html
264-307 | WAGO | 100: 0.7151 500: 0.7049 1,000: 0.6742 | Phoenix Contact Terminal Block, 264 Series, Single Layer, Cage Clamp Termination | [11 empty] | - | 0.870" (22.10mm) | Green, Yellow |  |  | 1.260" (32.00mm) |  | Polyamide (PA66), Nylon 6/6 | UL94 V-0 |  | Not Applicable |  | Direct Mount | 1 | 2 |  | - | Box | [8 empty] | - | 8mm ~ 9mm | 6.0mm | Push In, Spring | [5 empty] | 12-28 AWG | 0.08-2.5mm² |  |  | 107 | https://www.unikeyic.com/media/about_us/Unikey_ISO_9001_Certification.pdf | https://www.unikeyic.com/products/specialty-terminal-blocks/264-307/9203354.html
264-311 | WAGO | 25: 1.8515 100: 1.7064 250: 1.6632 500: 1.5855 1,000: 1.554 2,500: 1.5225 5,000: 1.5015 7,500: 1.47 | 2-conductor terminal block - without push-buttons - with snap-in mounting foot - 1-pole - for plate thickness 0.6 - 1.2 mm - Fixing hole 3.5 mm ˜ - 2.5 mm² - CAGE CLAMP® - 2,50 mm² - gray | [7 empty] | 24 A |  |  |  | - | 0.870" (22.10mm) | Gray |  |  | 1.260" (32.00mm) |  | Polyamide (PA66), Nylon 6/6 | UL94 V-0 |  | Not Applicable |  | Direct Mount | 1 | 2 |  | - | Box |  |  |  |  | 15550923 |  |  |  | - | 8mm ~ 9mm | 6.0mm | Push In, Spring |  |  | 800 V |  |  | 12-28 AWG | 0.08-2.5mm² |  |  | 344 | https://www.unikeyic.com/media/about_us/Unikey_ISO_9001_Certification.pdf | https://www.unikeyic.com/products/specialty-terminal-blocks/264-311/12309879.html
264-314 | WAGO | 100: 0.9001 500: 0.8872 1,000: 0.8487 | [8 empty] | 24 A |  |  |  | - | 0.870" (22.10mm) | Blue |  |  | 1.260" (32.00mm) |  | Polyamide (PA66), Nylon 6/6 | UL94 V-0 |  | Not Applicable |  | Direct Mount | 1 | 2 |  | - | Box | [8 empty] | - | 8mm ~ 9mm | 6.0mm | Push In, Spring |  |  | 800 V |  |  | 12-28 AWG | 0.08-2.5mm² |  |  | 20000 | https://www.unikeyic.com/media/about_us/Unikey_ISO_9001_Certification.pdf | https://www.unikeyic.com/products/specialty-terminal-blocks/264-314/30003549.html
264-317 | WAGO | 100: 0.9001 500: 0.8872 1,000: 0.8487 | [12 empty] | - | 0.870" (22.10mm) | Green, Yellow |  |  | 1.260" (32.00mm) |  | Polyamide (PA66), Nylon 6/6 | UL94 V-0 |  | Not Applicable |  | Direct Mount | 1 | 2 |  | - | Box |  |  |  |  | 15581827 |  |  |  | - | 8mm ~ 9mm | 6.0mm | Push In, Spring | [5 empty] | 12-28 AWG | 0.08-2.5mm² |  |  | 20000 | https://www.unikeyic.com/media/about_us/Unikey_ISO_9001_Certification.pdf | https://www.unikeyic.com/products/specialty-terminal-blocks/264-317/29612061.html
264-324 | WAGO | 100: 0.9001 500: 0.8872 1,000: 0.8487 | [8 empty] | 24 A |  |  |  | - | 0.870" (22.10mm) | Blue |  |  | 1.260" (32.00mm) |  | Polyamide (PA66), Nylon 6/6 | UL94 V-0 |  | Not Applicable |  | Direct Mount | 1 | 2 |  | - | Box | [8 empty] | - | 8mm ~ 9mm | 6.0mm | Push In, Spring |  |  | 800 V |  |  | 12-28 AWG | 0.08-2.5mm² |  |  | 100 | https://www.unikeyic.com/media/datasheet/b2/64/29a3/b2/ae84ddbf8e3e0b85d81401a496cb60ab.pdf | https://www.unikeyic.com/products/specialty-terminal-blocks/264-324/21755137.html
264-326 | WAGO | 150: 0.803 | 2 Position Terminal Block Orange Middle 6.0mm | [7 empty] | 24 A |  |  |  | - | 0.870" (22.10mm) | Orange |  |  | 1.260" (32.00mm) |  | Polyamide (PA66), Nylon 6/6 | UL94 V-0 |  | Not Applicable |  | Direct Mount | 1 | 2 |  | - | Box | [8 empty] | - | 8mm ~ 9mm | 6.0mm | Push In, Spring |  |  | 800 V |  |  | 12-28 AWG | 0.08-2.5mm² |  |  | 400 | https://www.unikeyic.com/media/datasheet/41/3f/fedd/41/71d88b5e0f4a9f35c55892783dc7ed9d.pdf | https://www.unikeyic.com/products/specialty-terminal-blocks/264-326/24594486.html
264-331 | WAGO | 100: 0.6351 200: 0.6106 300: 0.596 | Terminal Block Receptacle 4-Pos Straight Panel Mount 24A Box |  | 264 | [5 empty] | 24 A |  |  |  | Flange | 0.870" (22.10mm) | Gray |  |  | 1.260" (32.00mm) |  | Polyamide (PA66), Nylon 6/6 | UL94 V-0 |  | 1 (Unlimited) |  | Direct Mount | 1 | 4 |  | - | Bulk | [8 empty] | - | 8mm ~ 9mm | 10.0mm | Push In, Spring |  |  | 800 V |  |  | 12-28 AWG | 0.08-2.5mm² |  |  | 1000 | https://www.unikeyic.com/media/datasheet/ea/ab/0996/ea/49311ed170ade113954172d2269bfc7b.pdf | https://www.unikeyic.com/products/specialty-terminal-blocks/264-331/24877999.html
264-334 | WAGO |  | Phoenix Contact Terminal Block, 264 Series, Single Row, Blue, Spring Cage Termination | [7 empty] | 24 A |  |  |  | - | 0.870" (22.10mm) | Blue |  |  | 1.260" (32.00mm) |  | Polyamide (PA66), Nylon 6/6 | UL94 V-0 |  | Not Applicable |  | Direct Mount | 1 | 4 |  | - | Box |  |  |  |  | 15533315 |  |  |  | - | 8mm ~ 9mm | 10.0mm | Push In, Spring |  |  | 800 V |  |  | 12-28 AWG | 0.08-2.5mm² |  |  |  | https://www.unikeyic.com/media/about_us/Unikey_ISO_9001_Certification.pdf | https://www.unikeyic.com/products/specialty-terminal-blocks/264-334/591237.html
264-344 | WAGO | 90: 1.265 | 4 Position Terminal Block Blue Middle 10.0mm | [7 empty] | 24 A |  |  |  | - | 0.870" (22.10mm) | Blue |  |  | 1.260" (32.00mm) |  | Polyamide (PA66), Nylon 6/6 | UL94 V-0 |  | Not Applicable |  | Direct Mount | 1 | 4 |  | - | Box |  |  |  |  | 15601661 |  |  |  | - | 8mm ~ 9mm | 10.0mm | Push In, Spring |  |  | 800 V |  |  | 12-28 AWG | 0.08-2.5mm² |  |  | 955 | https://www.unikeyic.com/media/about_us/Unikey_ISO_9001_Certification.pdf | https://www.unikeyic.com/products/specialty-terminal-blocks/264-344/34136251.html
264-347 | WAGO | 90: 1.265 | 4 Position Terminal Block Green Yellow Middle 10.0mm | [11 empty] | - | 0.870" (22.10mm) | Green, Yellow |  |  | 1.260" (32.00mm) |  | Polyamide (PA66), Nylon 6/6 | UL94 V-0 |  | Not Applicable |  | Direct Mount | 1 | 4 |  | - | Box | [8 empty] | - | 8mm ~ 9mm | 10.0mm | Push In, Spring | [5 empty] | 12-28 AWG | 0.08-2.5mm² |  |  | 100 | https://www.unikeyic.com/media/datasheet/49/71/60fc/49/cb3bdf42b5fc66c4d234c415df5ff61e.pdf | https://www.unikeyic.com/products/specialty-terminal-blocks/264-347/25662619.html
264-354 | WAGO | 100: 0.8493 200: 0.8166 300: 0.797 | Conn Terminal Block F 4 POS Panel Mount 24A Box | [7 empty] | 24 A |  |  |  | - | 0.870" (22.10mm) | Blue |  |  | 1.260" (32.00mm) |  | Polyamide (PA66), Nylon 6/6 | UL94 V-0 |  | Not Applicable |  | Direct Mount | 1 | 4 |  | - | Box |  |  |  |  | 15572913 |  |  |  | - | 8mm ~ 9mm | 10.0mm | Push In, Spring |  |  | 800 V |  |  | 12-28 AWG | 0.08-2.5mm² |  |  | 1000 | https://www.unikeyic.com/media/datasheet/41/3f/fedd/41/71d88b5e0f4a9f35c55892783dc7ed9d.pdf | https://www.unikeyic.com/products/specialty-terminal-blocks/264-354/32232075.html
264-701 | WAGO | 100: 0.4906 500: 0.4836 1,000: 0.4625 | Phoenix Contact DIN Rail Terminal Block, 264 Series, Single Layer, Gray, 20A |  | 264 | [5 empty] | 24 A |  |  |  | - | 0.965" (24.51mm) | Gray |  |  | 1.260" (32.00mm) |  | Polyamide (PA66), Nylon 6/6 | UL94 V-0 |  | 1 (Unlimited) |  | DIN Rail | 1 | 2 |  | - | Bulk | [8 empty] | - | 8mm ~ 9mm | 6.0mm | Push In, Spring |  |  | 800 V |  |  | 12-28 AWG | 0.08-2.5mm² |  |  | 383 | https://www.unikeyic.com/media/datasheet/7f/a2/008c/7fa2008c7245e88a85ab7678d067ce75.pdf | https://www.unikeyic.com/products/specialty-terminal-blocks/264-701/7087355.html
264-711 | WAGO | 100: 0.3938 200: 0.3786 300: 0.3695 | Wanke Rail type terminal block, 264series, single layer, grey, Clamp termination, 24A |  | 264 | [5 empty] | 24 A |  |  |  | - | 0.965" (24.51mm) | Gray |  |  | 1.496" (38.00mm) |  | Polyamide (PA66), Nylon 6/6 | UL94 V-0 |  | 1 (Unlimited) |  | DIN Rail | 1 | 2 |  | - | Bulk | [8 empty] | - | 8mm ~ 9mm | 6.0mm | Push In, Spring |  |  | 800 V |  |  | 12-28 AWG | 0.08-2.5mm² |  |  | 1000 | https://www.unikeyic.com/media/datasheet/f7/a1/7ed5/f7a17ed576a9b1245c0df1bde25b5a50.pdf | https://www.unikeyic.com/products/specialty-terminal-blocks/264-711/30848769.html
264-731 | WAGO | 100: 0.6466 200: 0.6218 300: 0.6068 | Wanke Rail type terminal block, 264series, fourth floor, grey, Clamp termination, 24A |  | 264 | [5 empty] | 24 A |  |  |  | - | 0.965" (24.51mm) | Gray |  |  | 1.496" (38.00mm) |  | Polyamide (PA66), Nylon 6/6 | UL94 V-0 |  | 1 (Unlimited) |  | DIN Rail | 1 | 4 |  | - | Bulk | [8 empty] | - | 8mm ~ 9mm | 10.0mm | Push In, Spring |  |  | 800 V |  |  | 12-28 AWG | 0.08-2.5mm² |  |  | 1000 | https://www.unikeyic.com/media/datasheet/f9/44/c0b0/f944c0b0f2f28aed6864fd7fcf485019.pdf | https://www.unikeyic.com/products/specialty-terminal-blocks/264-731/31536138.html
264-737 | WAGO | 10: 2.7803 100: 2.4978 | Wanke Rail type terminal block, 264series, fourth floor, green/yellow, Clamp termination |  | 264 | [9 empty] | - | 0.965" (24.51mm) | Green, Yellow |  |  | 1.831" (46.51mm) |  | Polyamide (PA66), Nylon 6/6 | UL94 V-0 |  | 1 (Unlimited) |  | DIN Rail | 1 | 4 |  | - | Bulk |  |  |  |  | 13549372 |  |  |  | - | 8mm ~ 9mm | 10.0mm | Push In, Spring | [5 empty] | 12-28 AWG | 0.08-2.5mm² |  |  | 96 | https://www.unikeyic.com/media/datasheet/59/73/e0ff/5973e0ffa099bcfc3ae847edfa12c590.pdf | https://www.unikeyic.com/products/specialty-terminal-blocks/264-737/333488.html
267-166 | WAGO | 500: 7.0656 2,500: 6.9646 5,000: 6.6618 | [8 empty] | 6 A |  |  |  | - | 1.339" (34.00mm) | White |  |  | 1.654" (42.00mm) |  | Polyamide (PA66), Nylon 6/6 | UL94 V-0 |  | Not Applicable |  | DIN Rail | 1 | 6 |  | - | Bag |  |  |  |  | 15546809 |  |  |  | - | 8mm | 26.0mm | Push In, Spring |  |  | 500 V |  |  | - | - |  |  | 20000 | https://www.unikeyic.com/media/about_us/Unikey_ISO_9001_Certification.pdf | https://www.unikeyic.com/products/specialty-terminal-blocks/267-166/241918.html
267-177 | WAGO | 500: 6.2458 5,000: 6.0056 50,000: 5.7654 | [8 empty] | 6 A |  |  |  | - | 1.339" (34.00mm) | White |  |  | 1.654" (42.00mm) |  | Polyamide (PA66), Nylon 6/6 | UL94 V-0 |  | Not Applicable |  | DIN Rail | 1 | 7 |  | - | Bag | [8 empty] | - | 8mm | 26.0mm | Push In, Spring |  |  | 500 V |  |  | - | - |  |  | 11604 | https://www.unikeyic.com/media/about_us/Unikey_ISO_9001_Certification.pdf | https://www.unikeyic.com/products/specialty-terminal-blocks/267-177/21946003.html
2694220000 | Weidmüller | 2: 94.171 | 4 Position Terminal Block Beige Black Yellow Middle 90.0mm | [10 empty] | 2694220000 Weidmüller | [11 empty] | DIN rail mounting | [9 empty] | On sale |  |  | boxed | [14 empty] | 4 | https://www.unikeyic.com/media/datasheet/f6/d7/d38b/f6/26994c965466420761b5eb1a96122dbf.pdf | https://www.unikeyic.com/products/specialty-terminal-blocks/2694220000/945754.html
2725260000 | Weidmüller | 1: 35.1235 | Conn Terminal Block 3 POS Screw DIN Rail 101A | Industrial | [16 empty] | 31.5mm(Length)*49mm(height) |  |  |  |  | DIN rail mounting |  |  |  | -50℃~130℃ | [23 empty] | 2 | https://www.unikeyic.com/media/about_us/Unikey_ISO_9001_Certification.pdf | https://www.unikeyic.com/products/specialty-terminal-blocks/2725260000/2923635.html
2725390000 | Weidmüller | 4: 35.024 | Conn Terminal Block 6 POS Screw DIN Rail 101A | Industrial | [16 empty] | 63mm(Length)*49mm(height) |  |  |  |  | DIN rail mounting |  |  |  | -50℃~130℃ | [23 empty] | 151 | https://www.unikeyic.com/media/about_us/Unikey_ISO_9001_Certification.pdf | https://www.unikeyic.com/products/specialty-terminal-blocks/2725390000/693848786.html
273-258 | WAGO | 250: 0.484 | Conn Terminal Block F 8 POS Cable Mount 24A | [10 empty] | 273-258 WAGO | [11 empty] | wire mounting | [27 empty] | 256 | https://www.unikeyic.com/media/datasheet/a6/a9/071c/9c/e22b66626c99f2e68a4c47ef61dc4703.pdf | https://www.unikeyic.com/products/specialty-terminal-blocks/273-258/17357546.html
279-101 | WAGO | 1: 5.3471 10: 4.7055 100: 4.6199 500: 4.6199 1,000: 4.6199 2,500: 4.6199 | Conn Terminal Block 2 POS T DIN Rail Box |  |  |  | Gray |  |  |  | 18 A | 10 A |  |  | - | [6 empty] | Polyamide (PA66), Nylon 6/6 | UL94 V-0 |  |  |  |  | 1 | 2 |  |  | Bulk |  |  |  |  | 17886687 |  |  |  | - | 8mm ~ 9mm | 4.0mm | Push In |  |  | 800V | 600V |  | 16-28 AWG | 0.08-1.5mm² |  |  | 18 | https://www.unikeyic.com/media/datasheet/4f/f9/d30d/4f/3465afabc6b7a2c3f3fba31d8adaee56.pdf | https://www.unikeyic.com/products/specialty-terminal-blocks/279-101/4551988.html
280-629 | WAGO | 15: 10.9386 150: 10.5179 1,500: 10.0972 | Conn Terminal Block 4 POS Spring Clamp DIN Rail 10A Box | [22 empty] | DIN rail mounting | [27 empty] | 134 | https://www.unikeyic.com/media/about_us/Unikey_ISO_9001_Certification.pdf | https://www.unikeyic.com/products/specialty-terminal-blocks/280-629/13665569.html
280-638 | WAGO | 1: 7.9532 5: 7.8396 10: 7.4987 | Terminal block for pluggable modules 2-conductor 22 mm Orange separator plate |  |  |  | Gray | [17 empty] | Not Applicable |  |  |  | 8 |  |  | Box |  |  |  |  | 15540966 |  |  |  | - | [12 empty] | 47 | https://www.unikeyic.com/media/datasheet/23/26/76dc/23/fef765e62f2e0a309ea91a19513a953d.pdf | https://www.unikeyic.com/products/specialty-terminal-blocks/280-638/23378158.html
280-832 | WAGO | 100: 1.8434 200: 1.7725 300: 1.7299 | Conn Terminal Block F 4 POS T DIN Rail 20A Box |  |  |  | Yellow |  |  |  | 20 A |  |  |  | - | [6 empty] | Polyamide (PA66), Nylon 6/6 | UL94 V-0 |  | Not Applicable |  |  | 1 | 4 |  |  | Box |  |  |  |  | 15563720 |  |  |  | - | 8mm ~ 9mm | 5.0mm | Push In, Spring |  |  | 800V | - |  | 12-28 AWG | 0.08-2.5mm² |  |  | 1000 | https://www.unikeyic.com/media/datasheet/b6/4c/7270/b64c72706c0d494ac581ce4a384a9b60.pdf | https://www.unikeyic.com/products/specialty-terminal-blocks/280-832/1914987.html
280-905 | WAGO | 100: 0.4652 200: 0.4473 300: 0.4366 | Conn Terminal Block 2 POS T DIN Rail 24A Box |  |  |  | Black |  |  |  | 24 A |  |  |  | - | [6 empty] | Polyamide (PA66), Nylon 6/6 | UL94 V-0 |  | Not Applicable |  |  | 1 | 2 |  |  | Box |  |  |  |  | 15547256 |  |  |  | - | 8mm ~ 9mm | 5.0mm | Push In, Spring |  |  | 800V | - |  | 12-28 AWG | 0.08-2.5mm² |  |  | 1000 | https://www.unikeyic.com/media/datasheet/78/01/b766/78/9e782e38a373d825b96d0cde89e64e28.pdf | https://www.unikeyic.com/products/specialty-terminal-blocks/280-905/23914400.html
281-651 | WAGO | 100: 1.1273 200: 1.0839 300: 1.0579 | Weidmüller DIN Rail Terminal Block, 281 Series, Blue, Clamped Termination, 32A |  |  |  | Blue |  |  |  | 32 A |  |  |  | - | [6 empty] | Polyamide (PA66), Nylon 6/6 | UL94 V-0 |  | Not Applicable |  |  | 1 | 3 |  |  | Box | [8 empty] | - | 9mm ~ 10mm | 6.0mm | Push In, Spring |  |  | 800V | - |  | 12-28 AWG | 0.08-4mm² |  |  | 1000 | https://www.unikeyic.com/media/datasheet/15/06/f6d6/15/d3df4e0f116c5ec09744669ffd105bff.pdf | https://www.unikeyic.com/products/specialty-terminal-blocks/281-651/8321827.html
282-821 | WAGO | 20: 4.0361 40: 3.8809 60: 3.7878 | Conn Terminal Block F 2 POS ST DIN Rail 30A Box |  |  |  | Gray |  |  |  | 30 A |  |  |  | - | [6 empty] | - | UL94 V-0 |  | Not Applicable |  |  | 1 | 2 |  |  | Box |  |  |  |  | 15528279 |  |  |  | - | 12mm ~ 13mm | 8.0mm | Push In, Spring |  |  | 500V | - |  | 10-24 AWG | 0.2-6mm² |  |  | 200 | https://www.unikeyic.com/media/datasheet/d8/4c/ed0e/d8/e5fd4bb2e0a6492394ad4ce73f1a56eb.pdf | https://www.unikeyic.com/products/specialty-terminal-blocks/282-821/2826281.html
282807-5 | TE Connectivity | 200: 3.1627 | Conn Eurostyle Block PL 3 POS 5.08mm Screw RA Cable Mount Box | [10 empty] | 282807-5 TE Connectivity | [6 empty] | 15.24mm(Length)*18.4mm(height) |  |  |  |  | wire mounting | [11 empty] | Non-compliant | [15 empty] | 20000 | https://www.unikeyic.com/media/datasheet/a8/06/20fa/a8/e59d576dfbc8287bf48c29023295cfbd.pdf | https://www.unikeyic.com/products/specialty-terminal-blocks/282807-5/25566683.html
283-607 | WAGO | 25: 5.5147 50: 5.3026 75: 5.1753 | Conn Terminal Block 2 POS T DIN Rail 70A Box |  |  |  | Green, Yellow | [7 empty] | - | [6 empty] | Polyamide (PA66), Nylon 6/6 | UL94 V-0 |  | Not Applicable |  |  | 1 | 2 |  |  | Box | [8 empty] | - | 16mm ~ 17mm | 12.0mm | Push In, Spring |  |  | - | - |  | 6-24 AWG | 0.2-16mm² |  |  | 250 | https://www.unikeyic.com/media/datasheet/39/4c/3c6a/39/33dc213e00c62322835b05de52fe57f3.pdf | https://www.unikeyic.com/products/specialty-terminal-blocks/283-607/25032306.html
284-621 | WAGO | 15: 12.4867 30: 12.0065 45: 11.7183 | Distribution Terminal Block 4 POS ST DIN Rail 125A Box |  | 284 | [5 empty] | 125 A |  |  |  | - | - | Gray |  |  | 3.500" (88.90mm) |  | Polyamide (PA66), Nylon 6/6 | - |  | 1 (Unlimited) |  | DIN Rail | 1 | 4 |  | - | Bulk | [8 empty] | - | 12mm ~ 14mm | 17.5mm | Push In Spring; Screw | [5 empty] | 2-10 AWG, 8-24 AWG | 0.2-10mm², 6-35mm² |  |  | 150 | https://www.unikeyic.com/media/datasheet/41/39/dea3/41/846ae8b5a96bf9bf0f2dfa4f75ac1f42.pdf | https://www.unikeyic.com/products/specialty-terminal-blocks/284-621/32195597.html
285-1165 | WAGO | 1: 381.2214 5: 375.7754 10: 359.4373 | [8 empty] | 353 A | 310 A |  |  | Block of 4 | 4.843" (123.00mm) | Gray, Yellow |  |  | - |  | Polyamide (PA66), Nylon 6/6 | UL94 V-0 |  | Not Applicable |  | DIN Rail | 1 | 10 |  | - | Box | [8 empty] | - | 45mm ~ 47mm | 128.0mm | Push In, Spring |  |  | 1 kV | 600 V |  | 350MCM (kcmil)-1/0 AWG | 50-185mm² |  |  | 20000 | https://www.unikeyic.com/media/about_us/Unikey_ISO_9001_Certification.pdf | https://www.unikeyic.com/products/specialty-terminal-blocks/285-1165/14804001.html
285-1169 | WAGO | 1: 415.9502 10: 399.9521 100: 383.954 | [8 empty] | 353 A | 310 A |  |  | Block of 5 | 4.567" (116.00mm) | Blue, Gray, Green, Yellow |  |  | - |  | Polyamide (PA66), Nylon 6/6 | UL94 V-0 |  | Not Applicable |  | DIN Rail | 1 | 10 |  | - | Box | [8 empty] | - | 45mm ~ 47mm | 160.0mm | Push In, Spring |  |  | 1.5 kV | 600 V |  | 350MCM (kcmil)-1/0 AWG | 50-185mm² |  |  | 2 | https://www.unikeyic.com/media/about_us/Unikey_ISO_9001_Certification.pdf | https://www.unikeyic.com/products/specialty-terminal-blocks/285-1169/940220.html
285-159 | WAGO | 1: 133.7877 | Three phase set; with 50 | [7 empty] | 150 A | 150 A |  |  | Block of 5 | 3.425" (87.00mm) | Blue, Gray, Green, Yellow |  |  | - |  | Polyamide (PA66), Nylon 6/6 | UL94 V-0 |  | Not Applicable |  | DIN Rail | 1 | 10 |  | - | Box | [8 empty] | - | 30mm | 100.0mm | Push In, Spring |  |  | 1 kV | 600 V |  | 1/0-8 AWG | 10-50mm² |  |  | 3 | https://www.unikeyic.com/media/about_us/Unikey_ISO_9001_Certification.pdf | https://www.unikeyic.com/products/specialty-terminal-blocks/285-159/1725065.html
285-199 | WAGO | 1: 319.8035 10: 248.8116 25: 232.3608 | [9 empty] | 200 A |  |  | - | 3.976" (100.99mm) | Blue, Gray, Green, Yellow |  |  | - |  | Polyamide (PA66), Nylon 6/6 | UL94 V-0 |  | Not Applicable |  | Direct Mount | 1 | 10 |  | - | Box |  |  |  |  | 15538340 |  |  |  | - | 35mm | 125.0mm | Push In, Spring |  |  | 1 kV | 600 V |  | 4/0-4 AWG | 25-95mm² |  |  | 1 | https://www.unikeyic.com/media/about_us/Unikey_ISO_9001_Certification.pdf | https://www.unikeyic.com/products/specialty-terminal-blocks/285-199/27125802.html
285-601 | WAGO | 15: 35.1606 150: 33.8082 1,500: 32.4559 | Conn Terminal Block F 2 POS ST DIN Rail 125A Box |  |  |  | Gray |  |  |  | 125 A |  |  |  | - | [6 empty] | Polyamide (PA66), Nylon 6/6 | UL94 V-0 |  | Not Applicable |  |  | 1 | 2 |  |  | Box | [8 empty] | - | 23mm | 16.0mm | Push In, Spring |  |  | 800V | - |  | 2-8 AWG | 6-35mm² |  |  | 75 | https://www.unikeyic.com/media/datasheet/67/c5/9147/67/45d7bfdfb9ec54bd23064b5f956a51a3.pdf | https://www.unikeyic.com/products/specialty-terminal-blocks/285-601/22183124.html
286-805 | WAGO | 1: 38.7225 5: 38.1693 10: 36.5098 |  |  | 286-8 | [19 empty] | Not Applicable |  | Socketable |  |  |  |  | Box | [8 empty] | - | [12 empty] | 20000 | https://www.unikeyic.com/media/about_us/Unikey_ISO_9001_Certification.pdf | https://www.unikeyic.com/products/specialty-terminal-blocks/286-805/19140944.html
2897046 | PHOENIX CONTACT | 1: 978.0212 | Terminal designed for use within an Inline station | [50 empty] | 1000 | https://www.unikeyic.com/media/about_us/Unikey_ISO_9001_Certification.pdf | https://www.unikeyic.com/products/specialty-terminal-blocks/2897046/10284237.html
2897635 | PHOENIX CONTACT | 1: 112.9378 | Terminal designed for use within an Inline station | [50 empty] | 1000 | https://www.unikeyic.com/media/about_us/Unikey_ISO_9001_Certification.pdf | https://www.unikeyic.com/products/specialty-terminal-blocks/2897635/28655175.html
29.401.0453.0 | Wieland Electric | 1: 3.4144 130: 3.4144 325: 3.3523 650: 3.3523 | TERMINAL BLOCK EUROSTYLE, 4 POSITION, 22; TERMINAL BLOCK EUROSTYLE, 4 POSITION, 22-12AWG; No. of Rows:2 Row; No. of Positions:4Positions; Wire Size AWG Min:22AWG; Wire Size AWG Max:12AWG; Pitch Spacing:5.4mm; Rated Curre | [10 empty] | 29.401.0453.0 Wieland Electric | [6 empty] | 33.4mm(Length)*22.7mm(height) |  |  |  |  | wire mounting | [27 empty] | 82 | https://www.unikeyic.com/media/datasheet/ad/48/7f4a/d8/89ba268cb66d88ba297a367aeab9c3db.pdf | https://www.unikeyic.com/products/specialty-terminal-blocks/29-401-0453-0/635577.html
29.401.0653.0 | Wieland Electric | 1: 4.1293 100: 4.1293 250: 4.0542 500: 4.0542 1,250: 4.0542 | Conn Terminal Strip F 6 POS Screw RA Cable Mount 20A | [10 empty] | 29.401.0653.0 Wieland Electric | [11 empty] | wire mounting | [27 empty] | 716 | https://www.unikeyic.com/media/datasheet/ad/48/7f4a/d8/89ba268cb66d88ba297a367aeab9c3db.pdf | https://www.unikeyic.com/products/specialty-terminal-blocks/29-401-0653-0/9002526.html
29.401.1653.0 | Wieland Electric | 1: 9.1762 40: 9.1762 100: 9.0094 200: 9.0094 | Conn Terminal Strip F 16 POS Screw RA Cable Mount 20A | [10 empty] | 29.401.1653.0 Wieland Electric | [11 empty] | wire mounting | [27 empty] | 212 | https://www.unikeyic.com/media/datasheet/ad/48/7f4a/d8/89ba268cb66d88ba297a367aeab9c3db.pdf | https://www.unikeyic.com/products/specialty-terminal-blocks/29-401-1653-0/7695712.html
2ESDPL-08P | DINKLE | 1: 7.128 10: 5.346 50: 4.6332 100: 4.2768 200: 3.9204 500: 3.564 1,000: 3.2076 | Conn Terminal Block RCP 8 POS 5.08mm Screw ST Cable Mount |  |  |  | Green |  |  |  | 18A | 15 A |  |  | - | [9 empty] | 1 (Unlimited) |  | Free Hanging (In-Line) | 1 | 8 |  | -40°C ~ 120°C | Bulk | 0.200" (5.08mm) | 270° | 8 | [5 empty] | 2ESDPL |  |  | Screw - Rising Cage Clamp |  |  | 600 V | 300 V |  | 12-30 AWG | 0.2-2.5mm² |  |  | 949 | https://www.unikeyic.com/media/pdf/HTMLDatasheet/dinkle/bd/f2/ba93/2esdpl-02p/2025/11/2esdpl-xxp.pdf | https://www.unikeyic.com/products/specialty-terminal-blocks/2esdpl-08p/12904855.html
2ESDVM-04P | DINKLE | 1: 3.2076 10: 2.4041 50: 2.0835 100: 1.9233 200: 1.763 500: 1.6027 1,000: 1.4424 | TERM BLOCK PLUG 4POS |  |  |  | Green |  |  |  | 18A | 15 A |  |  | Mating Flange | [9 empty] | 1 (Unlimited) |  | Free Hanging (In-Line) | 1 | 4 |  | -40°C ~ 110°C | Bulk | - | 180° | 4 | [5 empty] | 2ESDVM |  |  | Screw - Rising Cage Clamp |  |  | 600 V | 300 V |  | 12-30 AWG | 0.2-2.5mm² |  |  | 2855 | https://www.unikeyic.com/media/pdf/HTMLDatasheet/dinkle/aa/fb/2fbf/2esdvm-07p/2025/11/2esdvm-xxp.pdf | https://www.unikeyic.com/products/specialty-terminal-blocks/2esdvm-04p/15579114.html
2MV-06 | TE Connectivity | 39: 2.827 100: 2.827 200: 2.761 400: 2.629 500: 1.958 1,000: 1.496 5,000: 1.276 10,000: 1.133 | Term Block 6 Term 14-22AWG Pc Mtg .2 Ctr | [10 empty] | 2MV-06 TE Connectivity | [39 empty] | 405 | https://www.unikeyic.com/media/datasheet/09/5c/3a7d/09/db709645a0c2553dfff972eb1e96e459.pdf | https://www.unikeyic.com/products/specialty-terminal-blocks/2mv-06/32536433.html
30-1032 | IDEAL Industries | 1: 18.9815 | Wire-to-Wire Splice Connector | [10 empty] | 30-1032 IDEAL Industries | [15 empty] | 105℃(max) | [23 empty] | 200 | https://www.unikeyic.com/media/datasheet/5e/9a/59cd/5e/02f266085bd85510438ea36c59ebbaef.pdf | https://www.unikeyic.com/products/specialty-terminal-blocks/30-1032/22635287.html
3000655 | PHOENIX CONTACT | 5: 1.268 | Phoenix Contact Non-Blow Fuse Terminal Block, COMBI Series, 5.2mm Pitch, Push-In Termination, 26-12 AWG, 26-14 (Flexible) AWG, 24A, 500V | [7 empty] | 24 A | 20 A |  |  | - | 1.614" (41.00mm) | Green, Yellow |  |  | 0.807" (20.50mm) |  | Polyamide (PA), Nylon | UL94 V-0 |  |  |  | DIN Rail | 1 | 1 |  | -60°C ~ 105°C | Bulk |  |  |  |  | 17940529 |  |  |  | CLIPLINE COMBI PPC | 8mm ~ 10mm | 5.2mm | Push In, Spring |  |  | 500 V | 300 V |  | 12-26 AWG | 0.14-4mm² |  |  | 10 | https://www.unikeyic.com/media/datasheet/9c/24/a03c/9c24a03c0518504e507b3bc97f9e507b.pdf | https://www.unikeyic.com/products/specialty-terminal-blocks/3000655/14740012.html
3001879 | PHOENIX CONTACT | 4: 30.888 12: 29.414 45: 28.083 | [11 empty] | 3001879 PHOENIX CONTACT | [6 empty] | 100mm*8.3mm*95mm |  |  |  |  | DIN rail mounting | [9 empty] | On sale |  |  | bulk | [14 empty] | 111 | https://www.unikeyic.com/media/datasheet/69/17/13ed/691713ed4b99d25c151870b90a16f592.pdf | https://www.unikeyic.com/products/specialty-terminal-blocks/3001879/5551691.html
3002335 | PHOENIX CONTACT | 50: 2.1948 500: 2.1481 | Phoenix Contact DIN Rail Terminal Block, Flange, UK 3-MVSTB-5.08-F Series, for DIN Rail | [7 empty] | 12 A |  |  |  | - | - | Gray |  |  | - |  | Polyamide (PA), Nylon | UL94 V-2 |  | Not Applicable |  | DIN Rail | 1 | 2 |  | - | Bulk | [8 empty] | CLIPLINE UK | 8mm | 5.1mm | Plug Receptacles, Screw |  |  | 250 V |  |  | 12-24 AWG | 0.2-2.5mm² |  |  | 5000 | https://www.unikeyic.com/media/datasheet/0e/b9/30b5/0e/8b3b32054167757736bd4fb6aeced8f2.pdf | https://www.unikeyic.com/products/specialty-terminal-blocks/3002335/579889.html
3002758 | PHOENIX CONTACT | 1: 5.7473 10: 5.0576 100: 5.0576 250: 4.9656 500: 4.9656 | Phoenix Contact Junction Box, 12-Way, 17.5A, 14 AWG | [7 empty] | 17.5 A | 15 A |  |  | Block of 6 | 0.697" (17.70mm) | Gray |  |  | 0.850" (21.60mm) |  | Polyamide (PA), Nylon | UL94 V-0 |  | Not Applicable |  | Direct Mount | 1 | 12 |  | -60°C ~ 130°C | Bulk |  |  |  |  | 7596625 |  |  |  | CLIPLINE PTFIX | 10mm | 24.9mm | Push In, Spring |  |  | 450 V | 300 V |  | 14-26 AWG | 0.14-1.5mm² |  |  | 20 | https://www.unikeyic.com/media/datasheet/6d/22/ad96/6d/04cdc4e75b3345e227ee9936d9b039a1.pdf | https://www.unikeyic.com/products/specialty-terminal-blocks/3002758/33669322.html
3002771 | PHOENIX CONTACT | 1: 1.963 | Conn Distribution Terminal Block 6 POS Spring Clamp DIN Rail/Panel Mount 17.5A | [7 empty] | 17.5 A | 15 A |  |  | Block of 3 | 0.697" (17.70mm) | Green |  |  | 0.850" (21.60mm) |  | Polyamide (PA), Nylon | UL94 V-0 |  | Not Applicable |  | Direct Mount | 1 | 6 |  | -60°C ~ 130°C | Bulk |  |  |  |  | 7596634 |  |  |  | CLIPLINE PTFIX | 10mm | 12.5mm | Push In, Spring |  |  | 450 V | 300 V |  | 14-26 AWG | 0.14-1.5mm² |  |  | 1667 | https://www.unikeyic.com/media/datasheet/e1/4b/47fb/e14b47fb6c7c014358d923ce30b629a4.pdf | https://www.unikeyic.com/products/specialty-terminal-blocks/3002771/20832090.html
3002772 | PHOENIX CONTACT | 1: 3.913 | Phoenix Contact Junction box, 12road, 17.5A , 14 AWGWire specification | [7 empty] | 17.5 A | 15 A |  |  | Block of 6 | 0.697" (17.70mm) | Green |  |  | 0.850" (21.60mm) |  | Polyamide (PA), Nylon | UL94 V-0 |  | Not Applicable |  | Direct Mount | 1 | 12 |  | -60°C ~ 130°C | Bulk | [8 empty] | CLIPLINE PTFIX | 10mm | 24.9mm | Push In, Spring |  |  | 450 V | 300 V |  | 14-26 AWG | 0.14-1.5mm² |  |  | 83 | https://www.unikeyic.com/media/datasheet/ae/39/98fa/ae3998fa418b31e820e32ec691984124.pdf | https://www.unikeyic.com/products/specialty-terminal-blocks/3002772/3704088.html
3002774 | PHOENIX CONTACT | 1: 1.963 | Phoenix Contact Junction box, 6road, 17.5A , 14 AWGWire specification | [7 empty] | 17.5 A | 15 A |  |  | Block of 3 | 0.697" (17.70mm) | Brown |  |  | 0.850" (21.60mm) |  | Polyamide (PA), Nylon | UL94 V-0 |  | Not Applicable |  | Direct Mount | 1 | 6 |  | -60°C ~ 130°C | Bulk | [8 empty] | CLIPLINE PTFIX | 10mm | 12.5mm | Push In, Spring |  |  | 450 V | 300 V |  | 14-26 AWG | 0.14-1.5mm² |  |  | 914 | https://www.unikeyic.com/media/datasheet/50/10/931a/5010931a055470c16d8c62d1b8786c6d.pdf | https://www.unikeyic.com/products/specialty-terminal-blocks/3002774/8357501.html
3002777 | PHOENIX CONTACT | 1: 5.889 | Distribution Terminal Block, 18 POS, Spring Clamp, DIN Rail/Panel Mount, 17.5A | [7 empty] | 17.5 A | 15 A |  |  | Block of 3 | 0.697" (17.70mm) | Brown |  |  | 0.850" (21.60mm) |  | Polyamide (PA), Nylon | UL94 V-0 |  | Not Applicable |  | Direct Mount | 1 | 18 |  | -60°C ~ 130°C | Bulk | [8 empty] | CLIPLINE PTFIX | 10mm | 37.4mm | Push In, Spring |  |  | 450 V | 300 V |  | 14-26 AWG | 0.14-1.5mm² |  |  | 9 | https://www.unikeyic.com/media/datasheet/20/21/5ad7/20/d0e8388cc6b7edb5bcce53c6331cd3be.pdf | https://www.unikeyic.com/products/specialty-terminal-blocks/3002777/12164461.html
3002778 | PHOENIX CONTACT | 1: 1.963 | Conn Distribution Terminal Block 6 POS Spring Clamp DIN Rail/Panel Mount 17.5A | [7 empty] | 17.5 A | 15 A |  |  | Block of 3 | 0.697" (17.70mm) | White |  |  | 0.850" (21.60mm) |  | Polyamide (PA), Nylon | UL94 V-0 |  | Not Applicable |  | Direct Mount | 1 | 6 |  | -60°C ~ 130°C | Bulk | [8 empty] | CLIPLINE PTFIX | 10mm | 12.5mm | Push In, Spring |  |  | 450 V | 300 V |  | 14-26 AWG | 0.14-1.5mm² |  |  | 851 | https://www.unikeyic.com/media/datasheet/76/25/e06c/7625e06c3205c73bd2c4cdf89800228e.pdf | https://www.unikeyic.com/products/specialty-terminal-blocks/3002778/29587367.html
3002780 | PHOENIX CONTACT | 1: 5.889 | Terminal Block, 18 POS, Spring Clamp, DIN Rail/Panel Mount, 17.5A | [7 empty] | 17.5 A | 15 A |  |  | Block of 3 | 0.697" (17.70mm) | White |  |  | 0.850" (21.60mm) |  | Polyamide (PA), Nylon | UL94 V-0 |  | Not Applicable |  | Direct Mount | 1 | 18 |  | -60°C ~ 130°C | Bulk | [8 empty] | CLIPLINE PTFIX | 10mm | 37.4mm | Push In, Spring |  |  | 450 V | 300 V |  | 14-26 AWG | 0.14-1.5mm² |  |  | 117 | https://www.unikeyic.com/media/datasheet/c5/2f/f716/c52ff716e5af223df16e970d059735bf.pdf | https://www.unikeyic.com/products/specialty-terminal-blocks/3002780/10424913.html
3002786 | PHOENIX CONTACT | 1: 5.889 | Conn Distribution Terminal Block 18 POS Spring Clamp DIN Rail/Panel Mount 17.5A | [7 empty] | 17.5 A | 15 A |  |  | Block of 3 | 0.697" (17.70mm) | Violet |  |  | 0.850" (21.60mm) |  | Polyamide (PA), Nylon | UL94 V-0 |  | Not Applicable |  | Direct Mount | 1 | 18 |  | -60°C ~ 130°C | Bulk | [8 empty] | CLIPLINE PTFIX | 10mm | 37.4mm | Push In, Spring |  |  | 450 V | 300 V |  | 14-26 AWG | 0.14-1.5mm² |  |  | 17 | https://www.unikeyic.com/media/datasheet/0b/5d/cf08/0b/3a7168b2b2c6405aba2f72a9f5878999.pdf | https://www.unikeyic.com/products/specialty-terminal-blocks/3002786/30517885.html
3002794 | PHOENIX CONTACT | 1: 6.8195 | Terminal Block, 18 POS, Spring Clamp, DIN Rail/Panel Mount, 17.5A | [7 empty] | 17.5 A | 15 A |  |  | Block of 3 | 0.697" (17.70mm) | Orange |  |  | 0.850" (21.60mm) |  | Polyamide (PA), Nylon | UL94 V-0 |  | Not Applicable |  | Direct Mount | 1 | 18 |  | -60°C ~ 130°C | Bulk | [8 empty] | CLIPLINE PTFIX | 10mm | 37.4mm | Push In, Spring |  |  | 450 V | 300 V |  | 14-26 AWG | 0.14-1.5mm² |  |  | 25 | https://www.unikeyic.com/media/datasheet/fa/ff/5bf1/fa/82f5574466736bb30d1305a3f61f3fe5.pdf | https://www.unikeyic.com/products/specialty-terminal-blocks/3002794/19406327.html
3002804 | PHOENIX CONTACT | 1: 5.934 | Conn Distribution Terminal Block, 18 POS, Spring Clamp, Adhesive/DIN Rail, 17.5A | [7 empty] | 17.5 A | 15 A |  |  | Block of 3 | 0.736" (18.70mm) | Gray |  |  | 0.850" (21.60mm) |  | Polyamide (PA), Nylon | UL94 V-0 |  | Not Applicable |  | Direct Mount | 1 | 18 |  | -60°C ~ 130°C | Bulk |  |  |  |  | 7596657 |  |  |  | CLIPLINE PTFIX | 10mm | 37.4mm | Push In, Spring |  |  | 450 V | 300 V |  | 14-26 AWG | 0.14-1.5mm² |  |  | 176 | https://www.unikeyic.com/media/datasheet/d9/63/eecb/d9/301ca61b7926ef4baa64cea5a577382e.pdf | https://www.unikeyic.com/products/specialty-terminal-blocks/3002804/12853061.html
3002865 | PHOENIX CONTACT | 1: 4.7732 | Conn Distribution Terminal Block 12 POS Spring Clamp Adhesive/DIN Rail 17.5A | [7 empty] | 17.5 A | 15 A |  |  | Block of 6 | 0.736" (18.70mm) | Blue |  |  | 0.850" (21.60mm) |  | Polyamide (PA), Nylon | UL94 V-0 |  | Not Applicable |  | Direct Mount | 1 | 12 |  | -60°C ~ 130°C | Bulk | [8 empty] | CLIPLINE PTFIX | 10mm | 24.9mm | Push In, Spring |  |  | 450 V | 300 V |  | 14-26 AWG | 0.14-1.5mm² |  |  | 56 | https://www.unikeyic.com/media/datasheet/56/ec/9206/56/c3922979de895cd862ebfff21609b67a.pdf | https://www.unikeyic.com/products/specialty-terminal-blocks/3002865/23695744.html
3002969 | PHOENIX CONTACT | 20: 4.8708 | Conn Distribution Terminal Block 18 POS Spring Clamp DIN Rail/Panel Mount 17.5A | [7 empty] | 17.5 A | 15 A |  |  | Block of 3 | 1.079" (27.40mm) | Black |  |  | 0.850" (21.60mm) |  | Polyamide (PA), Nylon | UL94 V-0 |  | Not Applicable |  | DIN Rail | 1 | 18 |  | -60°C ~ 130°C | Bulk | [8 empty] | CLIPLINE PTFIX | 10mm | 37.4mm | Push In, Spring |  |  | 450 V | 300 V |  | 14-26 AWG | 0.14-1.5mm² |  |  | 109 | https://www.unikeyic.com/media/datasheet/83/20/6f09/83/8ba4d7cd39646914169449f1daf7a16b.pdf | https://www.unikeyic.com/products/specialty-terminal-blocks/3002969/17956694.html
3002981 | PHOENIX CONTACT | 1: 4.7732 | Conn Distribution Terminal Block 12 POS Spring Clamp DIN Rail/Panel Mount 17.5A | [10 empty] | 3002981 PHOENIX CONTACT | [6 empty] | 21.6mm*27.4mm*27.2mm |  |  |  |  | DIN rail mounting |  |  |  | -60℃~130℃ | [5 empty] | On sale |  | Compliant | bulk | [14 empty] | 12 | https://www.unikeyic.com/media/datasheet/8e/55/0f92/8e/e0e37561ba56bb1dca5dbb919ce97147.pdf | https://www.unikeyic.com/products/specialty-terminal-blocks/3002981/19944976.html
3042094 | PHOENIX CONTACT | 50: 1.8688 | Phoenix Straight-through terminal block , ST 2.5/2P BUseries, single layer, Blue, Plug-in termination | [7 empty] | 24 A | 20 A |  |  | - | 1.732" (44.00mm) | Blue |  |  | 1.917" (48.70mm) |  | Polyamide (PA), Nylon | UL94 V-0 |  | Not Applicable |  | DIN Rail | 1 | 2 |  | - | Bulk |  |  |  |  | 2527364 |  |  |  | CLIPLINE ST | 10mm | 5.2mm | Plug Receptacles |  |  | 500 V | 600 V |  | 12-28 AWG | 0.08-4mm² |  |  | 50 | https://www.unikeyic.com/media/datasheet/6c/04/9ccf/6c/8d6863c6eea3a2bde29e94f221eab3be.pdf | https://www.unikeyic.com/products/specialty-terminal-blocks/3042094/27959350.html
3071350 | PHOENIX CONTACT | 5: 26.0063 | [8 empty] | 125 A |  |  |  | - | 2.106" (53.50mm) | Gray |  |  | 2.165" (55.00mm) |  | Polyamide (PA), Nylon | UL94 V-0 |  | 1 (Unlimited) |  | DIN Rail/Channel | 1 | 4 |  | - | Bulk | [8 empty] | CLIPLINE UDB | 25mm | 27.0mm | Screw |  |  | 400 V |  |  | 2-8 AWG | 10-35mm² |  |  | 988 | https://www.unikeyic.com/media/datasheet/fe/b9/532f/fe/a55fce3c2e3c04a6ddbf8cbd506cb898.pdf | https://www.unikeyic.com/products/specialty-terminal-blocks/3071350/23106276.html
3071352 | PHOENIX CONTACT | 5: 23.284 50: 22.7886 | [8 empty] | 125 A |  |  |  | - | 2.106" (53.50mm) | Brown |  |  | 2.165" (55.00mm) |  | Polyamide (PA), Nylon | UL94 V-0 |  | 1 (Unlimited) |  | DIN Rail/Channel | 1 | 4 |  | - | Bulk | [8 empty] | CLIPLINE UDB | 25mm | 27.0mm | Screw |  |  | 400 V |  |  | 2-8 AWG | 10-35mm² |  |  | 500 | https://www.unikeyic.com/media/datasheet/bb/2a/5145/bb/92f7d3092ef02d81f7f4dd0ff9a44980.pdf | https://www.unikeyic.com/products/specialty-terminal-blocks/3071352/2885623.html
3071353 | PHOENIX CONTACT | 5: 26.0063 | Phoenix Rail type terminal block, UDB 2X35/25 BUseries, single layer, Blue, screw termination, 125A | [7 empty] | 125 A |  |  |  | - | 2.106" (53.50mm) | Blue |  |  | 2.165" (55.00mm) |  | Polyamide (PA), Nylon | UL94 V-0 |  | 1 (Unlimited) |  | DIN Rail/Channel | 1 | 4 |  | - | Bulk |  |  |  |  | 5197198 |  |  |  | CLIPLINE UDB | 25mm | 27.0mm | Screw |  |  | 400 V |  |  | 2-8 AWG | 10-35mm² |  |  | 233 | https://www.unikeyic.com/media/datasheet/1f/78/4717/1f/5f91f0145f3fd3386bbcc6183ebffbca.pdf | https://www.unikeyic.com/products/specialty-terminal-blocks/3071353/21504362.html
3071354 | PHOENIX CONTACT | 4: 30.833 | [8 empty] | 125 A |  |  |  | - | 2.106" (53.50mm) | Green |  |  | 2.165" (55.00mm) |  | Polyamide (PA), Nylon | UL94 V-0 |  | 1 (Unlimited) |  | DIN Rail/Channel | 1 | 4 |  | - | Bulk | [8 empty] | CLIPLINE UDB | 25mm | 27.0mm | Screw |  |  | 400 V |  |  | 2-8 AWG | 10-35mm² |  |  | 5 | https://www.unikeyic.com/media/datasheet/e1/af/9625/e1/873d6ecb07b0eb3bb5369ed95f83637f.pdf | https://www.unikeyic.com/products/specialty-terminal-blocks/3071354/10175438.html
3071355 | PHOENIX CONTACT | 1: 15.2229 | [8 empty] | 101 A |  |  |  | - | 1.949" (49.50mm) | Gray |  |  | 1.811" (46.00mm) |  | Polyamide (PA), Nylon | UL94 V-0 |  | 1 (Unlimited) |  | DIN Rail/Channel | 1 | 4 |  | - | Bulk |  |  |  |  | 5197195 |  |  |  | CLIPLINE UDB | 16mm | 23.0mm | Screw |  |  | 400 V |  |  | 2-8 AWG | 1.5-25mm² |  |  | 11 | https://www.unikeyic.com/media/datasheet/93/f2/3510/93/c8fe3a1128659691b8d3d91493437226.pdf | https://www.unikeyic.com/products/specialty-terminal-blocks/3071355/29554608.html
3071356 | PHOENIX CONTACT | 5: 12.5574 | Phoenix Contact 3071356 Terminal Block | [7 empty] | 101 A |  |  |  | - | 1.949" (49.50mm) | Black |  |  | 1.811" (46.00mm) |  | Polyamide (PA), Nylon | UL94 V-0 |  | 1 (Unlimited) |  | DIN Rail/Channel | 1 | 4 |  | - | Bulk | [8 empty] | CLIPLINE UDB | 16mm | 23.0mm | Screw |  |  | 400 V |  |  | 2-8 AWG | 1.5-25mm² |  |  | 20 | https://www.unikeyic.com/media/datasheet/3a/5d/658e/3a/d2c288b0a3df34ac56b9fc4877c0a26b.pdf | https://www.unikeyic.com/products/specialty-terminal-blocks/3071356/246307.html
3071357 | PHOENIX CONTACT | 5: 12.5574 | Phoenix Terminal block, UDB 2X25/16 BNseries, single layer, brown, Screw-down terminations | [7 empty] | 101 A |  |  |  | - | 1.949" (49.50mm) | Brown |  |  | 1.811" (46.00mm) |  | Polyamide (PA), Nylon | UL94 V-0 |  | 1 (Unlimited) |  | DIN Rail/Channel | 1 | 4 |  | - | Bulk |  |  |  |  | 5197192 |  |  |  | CLIPLINE UDB | 16mm | 23.0mm | Screw |  |  | 400 V |  |  | 2-8 AWG | 1.5-25mm² |  |  | 35 | https://www.unikeyic.com/media/datasheet/52/df/1bd2/52/0fba23adb48fb8c062f569cb052bbdcb.pdf | https://www.unikeyic.com/products/specialty-terminal-blocks/3071357/9703361.html
3076039 | PHOENIX CONTACT | 1: 8.7649 10: 8.0345 100: 7.8884 250: 7.8884 500: 7.8884 | Phoenix Contact Ground terminal block, 4 road, grey, screw termination, DIN Guide rail | [10 empty] | 3076039 PHOENIX CONTACT | [6 empty] | 95mm*8.2mm*59mm |  |  |  |  | DIN rail mounting |  |  |  | -60℃~105℃ | [8 empty] | bulk | [14 empty] | 48 | https://www.unikeyic.com/media/datasheet/84/46/68d2/844668d23151559ee381428adc82338b.pdf | https://www.unikeyic.com/products/specialty-terminal-blocks/3076039/20961030.html
31001107 | METZ CONNECT | 5: 1.1047 10: 1.0771 15: 1.0587 | Conn IP00 Terminal Block 7 POS 5mm Solder ST Thru-Hole 17.5A | Industrial | [9 empty] | 31001107 METZ CONNECT | [6 empty] | 35mm(Length)*8mm(height) |  |  |  |  | Through hole mounting |  |  |  | -40℃~105℃ | [23 empty] | 5 | https://www.unikeyic.com/media/datasheet/0e/ac/28cb/0e/659cdb0e9b66c423f78b7ea2a7097217.pdf | https://www.unikeyic.com/products/specialty-terminal-blocks/31001107/26691185.html
31105105 | METZ CONNECT | 10: 1.1116 100: 1.019 500: 1.019 1,000: 1.0005 2,500: 1.0005 | Conn IP00 Terminal Block F 5 POS 3.5mm Solder Thru-Hole 10A | Industrial | [9 empty] | 31105105 METZ CONNECT | [6 empty] | 11.3mm(height) |  |  |  |  | Through hole mounting |  |  |  | -40℃~105℃ | [23 empty] | 261 | https://www.unikeyic.com/media/datasheet/61/48/3813/61/f11d9d7edaef950284b8b67055e7d55c.pdf | https://www.unikeyic.com/products/specialty-terminal-blocks/31105105/24921073.html
31105106 | METZ CONNECT | 42: 1.1047 84: 1.0771 126: 1.0587 | Conn IP00 Terminal Block F 6 POS 3.5mm Solder Thru-Hole 10A | Industrial | [16 empty] | 21mm(Length)*11.3mm(height) |  |  |  |  | Through hole mounting |  |  |  | -40℃~105℃ | [23 empty] | 42 | https://www.unikeyic.com/media/about_us/Unikey_ISO_9001_Certification.pdf | https://www.unikeyic.com/products/specialty-terminal-blocks/31105106/23453946.html
31170106 | METZ CONNECT | 1: 5.749 10: 4.0792 25: 3.5772 50: 3.2658 100: 3.0093 250: 2.7441 500: 2.5904 1,000: 2.4696 | 6 Terminal block - level、 0.197" (5.00mm) Through-hole type |  |  | - | Black |  | Copper Alloy - Tin Plated | 20 A |  |  |  |  | - |  |  | Polyamide (PA66), Nylon 6/6 | [5 empty] | Horizontal with Board | 1 (Unlimited) |  | Through Hole | 1 |  |  | -40°C ~ 105°C | Bulk | 0.197" (5.00mm) |  | 6 |  | 13402420 |  |  |  | - |  |  |  | 0.79 Nm (7.0 Lb-In) | 300 V |  |  | 10-20 AWG |  |  |  | Screw | 403 | https://www.unikeyic.com/media/datasheet/2a/bd/4934/2abd49343cb03583b795459d74698b55.pdf | https://www.unikeyic.com/products/specialty-terminal-blocks/31170106/24634228.html
31251103 | METZ CONNECT | 10: 1.8686 100: 1.8352 250: 1.8352 500: 1.8019 1,000: 1.8019 | TERMINAL BLOCK, PLUGGABLE, 3POS, 12AWG; Pitch Spacing:5.08mm; No. of Positions:3Ways; Wire Size (AWG):28AWG to 12AWG; Conductor Area CSA:2.5mm²; Wire Connection Method:Screw; Rated Current:16A; Rated Voltage:300V; Produc | Industrial | [16 empty] | 24.84mm(Length)*18.2mm(height) |  |  |  |  | wire mounting |  |  |  | -40℃~105℃ | [23 empty] | 141 | https://www.unikeyic.com/media/about_us/Unikey_ISO_9001_Certification.pdf | https://www.unikeyic.com/products/specialty-terminal-blocks/31251103/26623888.html
31262103 | METZ CONNECT | 4: 2.6726 8: 2.6058 12: 2.5613 | Conn Terminal Block 3 POS 7.62mm Screw RA Cable Mount 12A | Industrial | [9 empty] | 31262103 METZ CONNECT | [6 empty] | 20.86mm(Length)*18.2mm(height) |  |  |  |  | wire mounting |  |  |  | -40℃~105℃ | [8 empty] | bulk | [14 empty] | 4 | https://www.unikeyic.com/media/datasheet/94/7e/6d16/94/60339d7191faf0d3ef33d1cc12433367.pdf | https://www.unikeyic.com/products/specialty-terminal-blocks/31262103/2117740.html
31339105 | METZ CONNECT | 10: 2.3249 100: 2.2834 250: 2.2834 500: 2.2419 1,000: 2.2419 | TERMINAL BLOCK, PLUGGABLE, 5POS, 16AWG; Pitch Spacing:3.5mm; No. of Positions:5Ways; Wire Size (AWG):28AWG to 16AWG; Conductor Area CSA:1.5mm²; Wire Connection Method:Screw; Rated Current:8A; Rated Voltage:300V; Product | Industrial | [16 empty] | 17.5mm(Length)*15.8mm(height) |  |  |  |  | wire mounting |  |  |  | -40℃~105℃ | [23 empty] | 417 | https://www.unikeyic.com/media/about_us/Unikey_ISO_9001_Certification.pdf | https://www.unikeyic.com/products/specialty-terminal-blocks/31339105/27334923.html
31379105 | METZ CONNECT | 1: 2.7766 10: 2.4879 100: 2.4434 250: 2.4434 500: 2.399 1,000: 2.399 | TERMINAL BLOCK, PLUGGABLE, 5POS, 16AWG; Pitch Spacing:3.81mm; No. of Positions:5Ways; Wire Size (AWG):28AWG to 16AWG; Conductor Area CSA:1.5mm²; Wire Connection Method:Screw; Rated Current:8A; Rated Voltage:300V; Product | Industrial | [16 empty] | 15.5mm(height) |  |  |  |  | panel mount |  |  |  | -40℃~105℃ | [23 empty] | 170 | https://www.unikeyic.com/media/about_us/Unikey_ISO_9001_Certification.pdf | https://www.unikeyic.com/products/specialty-terminal-blocks/31379105/26802151.html
3209634 | PHOENIX CONTACT | 1: 88.9887 | Phoenix Straight-through terminal block , PT 2.5-TWIN/1P RDseries, single layer, red, Plug-in termination, 24A | [7 empty] | 24 A | 20 A |  |  | - | 1.732" (44.00mm) | Red |  |  | 2.382" (60.50mm) |  | Polyamide (PA), Nylon | UL94 V-0 |  | 1 (Unlimited) |  | DIN Rail | 1 | 3 |  | - | Box | [8 empty] | CLIPLINE PT | 10mm | 5.2mm | Plug Receptacles, Push In, Spring |  |  | 500 V | 600 V |  | 12-26 AWG | 0.14-4mm² |  |  | 50 | https://www.unikeyic.com/media/datasheet/ce/96/5a07/ce/73e6e616ce55eb1b653cd3eee0019804.pdf | https://www.unikeyic.com/products/specialty-terminal-blocks/3209634/20557552.html
3210604 | PHOENIX CONTACT | 50: 4.8878 | Phoenix Double layer terminal, PTTBS 2.5-TWIN/2Pseries, grey, Push-in termination, 18A | [7 empty] | 18 A | 20 A |  |  | - | 2.461" (62.50mm) | Gray |  |  | 4.402" (111.80mm) |  | Polyamide (PA), Nylon | UL94 V-0 |  | 1 (Unlimited) |  | DIN Rail | 2 | 6 |  | - | Bulk | [8 empty] | CLIPLINE COMBI PT | 10mm | 5.2mm | Plug Receptacles, Push In, Spring |  |  | 500 V | 600 V |  | 12-26 AWG | 0.14-4mm² |  |  | 100 | https://www.unikeyic.com/media/datasheet/e9/22/6320/e9/2e32a0f961ca98c456b4f72bd8b5a5e7.pdf | https://www.unikeyic.com/products/specialty-terminal-blocks/3210604/22750422.html
3211913 | PHOENIX CONTACT | 18: 6.215 | Phoenix Rail type terminal block, Push-in termination, 32A |  |  |  | Gray |  |  |  | 28 A | 5 A |  |  | - | [6 empty] | Polyamide (PA), Nylon | UL94 V-0 |  |  |  |  | 2 | 4 |  |  | Bulk | [8 empty] | CLIPLINE PTTB | 10mm ~ 12mm | 6.2mm | Push In |  |  | 500V | 600V |  | 10-24 AWG | 0.2-6mm² |  |  | 41 | https://www.unikeyic.com/media/datasheet/d9/e3/71f2/d9/1a2e612a7c5df05ffc385ccb9a0f5f8b.pdf | https://www.unikeyic.com/products/specialty-terminal-blocks/3211913/25276040.html
3212300 | PHOENIX CONTACT | 1: 4.3298 | Phoenix Contact PTME 6-CT/1P Terminal Block, Single Layer, Gray, Push-In Termination, 30A | [7 empty] | 30 A | 30 A |  |  | Disconnect Switch, Lever | 2.248" (57.10mm) | Gray |  |  | 4.524" (114.90mm) |  | Polyamide (PA), Nylon | UL94 V-0 |  | Not Applicable |  | DIN Rail | 1 | 2 |  | - | Bulk | [8 empty] | CLIPLINE PTME | 12mm | 8.2mm | Plug Receptacles, Push In, Spring |  |  | 500 V | 300 V |  | 8-20 AWG | 0.5-10mm² |  |  | 9 | https://www.unikeyic.com/media/datasheet/b0/43/031b/b043031b11dadff16bbdcb204d63274a.pdf | https://www.unikeyic.com/products/specialty-terminal-blocks/3212300/27545687.html
3212301 | PHOENIX CONTACT | 1: 3.117 | Phoenix Rail type terminal block, PTMED 6-CT/1Pseries, single layer, grey, Push-in termination, 30A | [7 empty] | 30 A | 30 A |  |  | - | 2.248" (57.10mm) | Gray |  |  | 4.524" (114.90mm) |  | Polyamide (PA), Nylon | UL94 V-0 |  | Not Applicable |  | DIN Rail | 1 | 2 |  | - | Bulk | [8 empty] | CLIPLINE PTMED | 12mm | 8.2mm | Plug Receptacles, Push In, Spring |  |  | 500 V | 300 V |  | 8-20 AWG | 0.5-10mm² |  |  | 9 | https://www.unikeyic.com/media/datasheet/31/04/116c/31/97d25dd3bcbd22c064859e9ea848aebd.pdf | https://www.unikeyic.com/products/specialty-terminal-blocks/3212301/1122436.html
3212362 | PHOENIX CONTACT | 1: 1.1786 | Phoenix Straight-through terminal block , PT 1.5/S-TWIN/1P RDseries, single layer, red, Plug-in termination, 17.5A | [10 empty] | 3212362 PHOENIX CONTACT | [6 empty] | 55mm(Length)*3.5mm(width) | [16 empty] | Compliant | [15 empty] | 16 | https://www.unikeyic.com/media/datasheet/5e/87/4637/5e/6c4017ce7e0a3f4fc07bec217f4023a8.pdf | https://www.unikeyic.com/products/specialty-terminal-blocks/3212362/33708680.html
3212443 | PHOENIX CONTACT | 50: 2.7025 | Phoenix Double layer terminal, PTTB 1.5/S/2P RDseries, red, 16A | [7 empty] | 16 A | 5 A |  |  | - | 1.972" (50.10mm) | Red |  |  | 2.728" (69.30mm) |  | Polyamide (PA), Nylon | UL94 V-0 |  |  |  | DIN Rail | 2 | 4 |  | -60°C | Bulk | [8 empty] | CLIPLINE PTTB | 8mm | 3.5mm | Plug Receptacles, Push In, Spring |  |  | 500 V | 600 V |  | 14-26 AWG | 0.14-1.5mm² |  |  | 50 | https://www.unikeyic.com/media/datasheet/15/05/c04b/1505c04bdf00046e97d2188cbb3e2487.pdf | https://www.unikeyic.com/products/specialty-terminal-blocks/3212443/22241699.html
3213852 | PHOENIX CONTACT | 1: 2.9465 | Phoenix Contact Double Terminal Block PTTB 1.5/S/4P-PV Series Double Gray Insertion 16A | [10 empty] | 3213852 PHOENIX CONTACT | [6 empty] | 48.5mm*3.5mm*5.2mm |  |  |  |  | DIN rail mounting |  |  |  | -60℃~105℃ | [23 empty] | 100 | https://www.unikeyic.com/media/datasheet/42/86/54c3/42/776b6474ff837abffdf46083cc347cbf.pdf | https://www.unikeyic.com/products/specialty-terminal-blocks/3213852/2223821.html
3270115 | PHOENIX CONTACT | 10: 6.5999 | [8 empty] | 10 A | 10 A |  |  | - | 2.480" (63.00mm) | Gray |  |  | 2.520" (64.00mm) |  | Polyamide (PA), Nylon | UL94 V-0 |  | Not Applicable |  | DIN Rail | 4 | 16 |  | - | Bulk |  |  |  |  | 5958323 |  |  |  | CLIPLINE PT | 10mm | 8.3mm | Push In, Spring |  |  | 250 V | 300 V |  | 14-26 AWG | 0.14-2.5mm² |  |  | 70 | https://www.unikeyic.com/media/datasheet/4f/84/0916/4f840916160e002f1d11182f35cb9fab.pdf | https://www.unikeyic.com/products/specialty-terminal-blocks/3270115/25651880.html
3270121 | PHOENIX CONTACT | 10: 12.8651 | Phoenix Rail type terminal block, PTRV 4 /RDseries, grey, Push-in termination, 10A | [7 empty] | 10 A | 10 A |  |  | - | 2.480" (63.00mm) | Gray |  |  | 2.520" (64.00mm) |  | Polyamide (PA), Nylon | UL94 V-0 |  | Not Applicable |  | DIN Rail | 4 | 16 |  | - | Bulk | [8 empty] | CLIPLINE PT | 10mm | 8.3mm | Push In, Spring |  |  | 250 V | 300 V |  | 14-26 AWG | 0.14-2.5mm² |  |  | 150 | https://www.unikeyic.com/media/datasheet/3c/73/cb1c/3c73cb1cdb1290d3046fb06e4f1b18f0.pdf | https://www.unikeyic.com/products/specialty-terminal-blocks/3270121/7635366.html
3270133 | PHOENIX CONTACT | 10: 30.4236 | Phoenix Contact PTRV 8 /WHRD Series Terminal Block, Gray, Push-In Termination, 8A | [7 empty] | 8 A | 10 A |  |  | - | 3.740" (95.00mm) | Gray |  |  | 3.937" (100.00mm) |  | Polyamide (PA), Nylon | UL94 V-0 |  | Not Applicable |  | DIN Rail | 8 | 32 |  | - | Bulk | [8 empty] | CLIPLINE PT | 10mm | 8.3mm | Push In, Spring |  |  | 250 V | 300 V |  | 14-26 AWG | 0.14-2.5mm² |  |  | 176 | https://www.unikeyic.com/media/datasheet/ff/74/9664/ff7496642088ecb9202c48fccdb303be.pdf | https://www.unikeyic.com/products/specialty-terminal-blocks/3270133/2937174.html
3270137 | PHOENIX CONTACT | 5: 26.73 | [8 empty] | 8 A | 10 A |  |  | - | 3.740" (95.00mm) | Gray |  |  | 3.937" (100.00mm) |  | Polyamide (PA), Nylon | UL94 V-0 |  | Not Applicable |  | DIN Rail | 8 | 32 |  | - | Bulk | [8 empty] | CLIPLINE PT | 10mm | 8.3mm | Push In, Spring |  |  | 250 V | 300 V |  | 14-26 AWG | 0.14-2.5mm² |  |  | 8 | https://www.unikeyic.com/media/datasheet/d4/60/0016/d46000163dc6a44a11cde7dc14fcfc54.pdf | https://www.unikeyic.com/products/specialty-terminal-blocks/3270137/21418239.html
3270248 | PHOENIX CONTACT | 10: 26.8727 | Phoenix Rail type terminal block, PTRV 8-PV /RDseries, grey, Push-in termination, 17.5A | [7 empty] | 17.5 A | 10 A |  |  | - | 3.740" (95.00mm) | Gray |  |  | 3.937" (100.00mm) |  | Polyamide (PA), Nylon | UL94 V-0 |  |  |  | DIN Rail | 8 | 32 |  | -60°C ~ 105°C | Bulk |  |  |  |  | 17937844 |  |  |  | CLIPLINE PT | 8mm ~ 10mm | 8.3mm | Push In, Spring |  |  | 250 V | 300 V |  | 14-26 AWG | 0.14-2.5mm² |  |  | 70 | https://www.unikeyic.com/media/datasheet/75/e8/1380/75e813805a001259d95a61b775383c32.pdf | https://www.unikeyic.com/products/specialty-terminal-blocks/3270248/12364650.html
3273094 | PHOENIX CONTACT | 1: 5.7098 | Distribution Terminal Block, 13 POS, Spring Clamp, DIN Rail/Panel Mount, 41A | [7 empty] | 24 A | 5 A |  |  | Block of 6 | 1.559" (39.60mm) | Yellow |  |  | 2.287" (58.10mm) |  | Polyamide (PA), Nylon | UL94 V-0 |  | Not Applicable |  | DIN Rail | 1 | 13 |  | - | Bulk | [8 empty] | CLIPLINE PTFIX | 12mm | 28.6mm | Push In, Spring |  |  | 500 V | 600 V |  | 8-20 AWG | - |  |  | 5 | https://www.unikeyic.com/media/datasheet/91/e3/c282/91/afa21acf01ed02bb72f82df4aaadbdf7.pdf | https://www.unikeyic.com/products/specialty-terminal-blocks/3273094/24389532.html
3273182 | PHOENIX CONTACT | 1: 10.8485 10: 10.1252 25: 9.9444 100: 9.7636 250: 9.7636 | Terminal Block, 18 POS, Spring Clamp, DIN Rail/Panel Mount, 24A | [7 empty] | 24 A | 5 A |  |  | Block of 3 | 1.508" (38.30mm) | Yellow |  |  | 1.799" (45.70mm) |  | Polyamide (PA), Nylon | UL94 V-0 |  | Not Applicable |  | DIN Rail | 1 | 18 |  | - | Bulk | [8 empty] | CLIPLINE PTFIX | 10mm | 46.5mm | Push In, Spring |  |  | 500 V | 600 V |  | 12-26 AWG | 0.14-4mm² |  |  | 4 | https://www.unikeyic.com/media/datasheet/13/97/ae84/13/f350af23f62d902952f68d8285d13abe.pdf | https://www.unikeyic.com/products/specialty-terminal-blocks/3273182/1169095.html
3273252 | PHOENIX CONTACT | 1: 8.2079 | Conn Distribution Terminal Block 19 POS Spring Clamp DIN Rail/Panel Mount 41A | [7 empty] | 24 A | 5 A |  |  | Block of 9 | 1.508" (38.30mm) | Brown |  |  | 1.799" (45.70mm) |  | Polyamide (PA), Nylon | UL94 V-0 |  | Not Applicable |  | DIN Rail | 1 | 19 |  | - | Bulk | [8 empty] | CLIPLINE PTFIX | 12mm | 56.0mm | Push In, Spring |  |  | 500 V | 600 V |  | 8-20 AWG | - |  |  | 8 | https://www.unikeyic.com/media/datasheet/16/eb/d3bf/16/d044db860da2177c985546c5af52df4e.pdf | https://www.unikeyic.com/products/specialty-terminal-blocks/3273252/27919698.html
3273272 | PHOENIX CONTACT | 1: 3.1525 10: 2.8246 100: 2.7742 250: 2.7238 500: 2.7238 | Phoenix Contact Junction box, 6road, 24A , 12 AWGWire specification | [7 empty] | 24 A | 5 A |  |  | Block of 3 | 0.835" (21.20mm) | Green |  |  | 1.110" (28.19mm) |  | Polyamide (PA), Nylon | UL94 V-0 |  | Not Applicable |  | Direct Mount | 1 | 6 |  | - | Bulk |  |  |  |  | 7596734 |  |  |  | CLIPLINE PTFIX | 10mm | 15.6mm | Push In, Spring |  |  | 500 V | 600 V |  | 12-26 AWG | 0.14-4mm² |  |  | 30 | https://www.unikeyic.com/media/datasheet/bb/67/f470/bb/2fbd0ba9a8c51e7749a12efaa3ec4579.pdf | https://www.unikeyic.com/products/specialty-terminal-blocks/3273272/25309867.html
3273274 | PHOENIX CONTACT | 60: 1.837 | Phoenix Contact Junction Box, 6 Circuits, 24A, 6 AWG Wire Size | [7 empty] | 24 A | 5 A |  |  | Block of 3 | 0.835" (21.20mm) | Brown |  |  | 1.110" (28.19mm) |  | Polyamide (PA), Nylon | UL94 V-0 |  | Not Applicable |  | Direct Mount | 1 | 6 |  | - | Bulk | [8 empty] | CLIPLINE PTFIX | 10mm | 15.6mm | Push In, Spring |  |  | 500 V | 600 V |  | 12-26 AWG | 0.14-4mm² |  |  | 70 | https://www.unikeyic.com/media/datasheet/fb/88/11b0/fb/47df24fe0851e2333032b65778783aa8.pdf | https://www.unikeyic.com/products/specialty-terminal-blocks/3273274/20067299.html
3273281 | PHOENIX CONTACT | 10: 3.1521 | Phoenix Contact 3273281 | [7 empty] | 24 A | 5 A |  |  | Block of 3 | 0.854" (21.70mm) | Pink |  |  | 1.126" (28.60mm) |  | Polyamide (PA), Nylon | UL94 V-0 |  | 1 (Unlimited) |  | Direct Mount | 1 | 6 |  | -60°C ~ 105°C | Bulk | [8 empty] | CLIPLINE PTFIX | 8mm ~ 10mm | 16.0mm | Push In, Spring |  |  | 450 V | 600 V |  | 12-26 AWG | 0.14-4mm² |  |  | 10 | https://www.unikeyic.com/media/datasheet/34/d3/7e7e/34d37e7ebd204df625c6085593a6c87a.pdf | https://www.unikeyic.com/products/specialty-terminal-blocks/3273281/21835848.html
3273284 | PHOENIX CONTACT | 60: 1.837 | Phoenix Contact Junction box, 6road, 32A , 12 AWGWire specification | [7 empty] | 24 A | 5 A |  |  | Block of 3 | 0.835" (21.20mm) | Black, Yellow |  |  | 1.110" (28.19mm) |  | Polyamide (PA), Nylon | UL94 V-0 |  | Not Applicable |  | Direct Mount | 1 | 6 |  | - | Bulk |  |  |  |  | 7596752 |  |  |  | CLIPLINE PTFIX | 10mm | 15.6mm | Push In, Spring |  |  | 500 V | 600 V |  | 12-26 AWG | 0.14-4mm² |  |  | 150 | https://www.unikeyic.com/media/datasheet/a6/b6/da76/a6/8ca1aa7972921d6502b2f6f1c8f59483.pdf | https://www.unikeyic.com/products/specialty-terminal-blocks/3273284/377044.html
3273292 | PHOENIX CONTACT | 1: 6.6809 10: 5.8792 100: 5.7723 250: 5.7723 500: 5.7723 | TB, POWER DISTRIBUTION, 12POLE, 12 AWG; Rated Current:24A; Rated Voltage:500V; No. of Poles:12 Pole; Line Side Connections Per Pole:6; Line Side Connection Method:Push In; Line Side Wire Size Max:12AWG; Load Side Connect | [7 empty] | 24 A | 5 A |  |  | Block of 6 | 0.835" (21.20mm) | Yellow |  |  | 1.110" (28.19mm) |  | Polyamide (PA), Nylon | UL94 V-0 |  | Not Applicable |  | Direct Mount | 1 | 12 |  | - | Bulk | [8 empty] | CLIPLINE PTFIX | 10mm | 31.2mm | Push In, Spring |  |  | 500 V | 600 V |  | 12-26 AWG | 0.14-4mm² |  |  | 17 | https://www.unikeyic.com/media/datasheet/af/67/7588/af/c9bfdd24e7da371e86a003a7f965168d.pdf | https://www.unikeyic.com/products/specialty-terminal-blocks/3273292/5953453.html
3273303 | PHOENIX CONTACT | 1: 4.8127 | TERM BLK 12POS PINK | [7 empty] | 24 A | 5 A |  |  | Block of 6 | 0.854" (21.70mm) | Pink |  |  | 1.126" (28.60mm) |  | Polyamide (PA), Nylon | UL94 V-0 |  | 1 (Unlimited) |  | Direct Mount | 1 | 12 |  | -60°C ~ 105°C | Bulk | [8 empty] | CLIPLINE PTFIX | 8mm ~ 10mm | 31.5mm | Push In, Spring |  |  | 450 V | 600 V |  | 12-26 AWG | 0.14-4mm² |  |  | 12 | https://www.unikeyic.com/media/datasheet/5b/e8/2943/5be829435ebf3d37d34c2ed067548b3a.pdf | https://www.unikeyic.com/products/specialty-terminal-blocks/3273303/2649792.html
3273316 | PHOENIX CONTACT | 1: 9.0792 10: 8.4739 25: 8.3226 100: 8.1713 250: 8.1713 | Terminal Block 18 POS Spring Clamp DIN Rail/Panel Mount 24A | [7 empty] | 24 A | 5 A |  |  | Block of 3 | 0.835" (21.20mm) | Green |  |  | 1.110" (28.19mm) |  | Polyamide (PA), Nylon | UL94 V-0 |  | Not Applicable |  | Direct Mount | 1 | 18 |  | - | Bulk | [8 empty] | CLIPLINE PTFIX | 10mm | 46.5mm | Push In, Spring |  |  | 500 V | 600 V |  | 12-26 AWG | 0.14-4mm² |  |  | 3 | https://www.unikeyic.com/media/datasheet/8b/c9/0079/8b/599bb5570b68615e29f0c1820d69a407.pdf | https://www.unikeyic.com/products/specialty-terminal-blocks/3273316/14690111.html
3273322 | PHOENIX CONTACT | 1: 9.0792 10: 8.4739 25: 8.3226 100: 8.1713 250: 8.1713 | Phoenix Contact Junction box, 18road, 24A , 12 AWGWire specification | [7 empty] | 24 A | 5 A |  |  | Block of 3 | 0.835" (21.20mm) | Black |  |  | 1.110" (28.19mm) |  | Polyamide (PA), Nylon | UL94 V-0 |  | Not Applicable |  | Direct Mount | 1 | 18 |  | - | Bulk | [8 empty] | CLIPLINE PTFIX | 10mm | 46.5mm | Push In, Spring |  |  | 500 V | 600 V |  | 12-26 AWG | 0.14-4mm² |  |  | 14 | https://www.unikeyic.com/media/datasheet/b3/e2/3225/b3/d6149e8891cb5acc7355add0e54f98d3.pdf | https://www.unikeyic.com/products/specialty-terminal-blocks/3273322/1284254.html
3273325 | PHOENIX CONTACT | 8: 9.4525 | Phoenix Contact 3273325 | [7 empty] | 24 A | 5 A |  |  | Block of 9 | 0.854" (21.70mm) | Pink |  |  | 1.126" (28.60mm) |  | Polyamide (PA), Nylon | UL94 V-0 |  |  |  | Direct Mount | 1 | 18 |  | -60°C ~ 105°C | Bulk |  |  |  |  | 17937966 |  |  |  | CLIPLINE PTFIX | 8mm ~ 10mm | 46.9mm | Push In, Spring |  |  | 450 V | 600 V |  | 12-26 AWG | 0.14-4mm² |  |  | 104 | https://www.unikeyic.com/media/datasheet/08/1b/a62e/081ba62e76dbc720dff0ecc7bb0ba473.pdf | https://www.unikeyic.com/products/specialty-terminal-blocks/3273325/25933657.html
3273344 | PHOENIX CONTACT | 1: 4.1589 10: 3.6598 100: 3.6598 250: 3.5933 500: 3.5933 | Phoenix Contact Junction Box, 7-Way, 24A, 12 AWG Wire | [7 empty] | 24 A | 5 A |  |  | Block of 3 | 0.835" (21.20mm) | Black |  |  | 1.110" (28.19mm) |  | Polyamide (PA), Nylon | UL94 V-0 |  | Not Applicable |  | Direct Mount | 1 | 7 |  | - | Bulk | [8 empty] | CLIPLINE PTFIX | 12mm | 25.2mm | Push In, Spring |  |  | 500 V | 600 V |  | 8-20 AWG | - |  |  | 133 | https://www.unikeyic.com/media/datasheet/6d/fc/d7ae/6dfcd7ae217a8f83d2bb870f7e164ee6.pdf | https://www.unikeyic.com/products/specialty-terminal-blocks/3273344/932747.html
3273362 | PHOENIX CONTACT | 1: 5.603 | 13 Terminal block - brown medium 40.6mm | [7 empty] | 24 A | 5 A |  |  | Block of 6 | 0.835" (21.20mm) | Brown |  |  | 1.110" (28.19mm) |  | Polyamide (PA), Nylon | UL94 V-0 |  | Not Applicable |  | Direct Mount | 1 | 13 |  | - | Bulk |  |  |  |  | 7596900 |  |  |  | CLIPLINE PTFIX | 12mm | 40.6mm | Push In, Spring |  |  | 500 V | 600 V |  | 8-20 AWG | - |  |  | 22 | https://www.unikeyic.com/media/datasheet/da/52/b064/da/47d4be90d430412731b1bec93c55f626.pdf | https://www.unikeyic.com/products/specialty-terminal-blocks/3273362/34205180.html
3273382 | PHOENIX CONTACT | 1: 10.0453 10: 9.3756 25: 9.2082 100: 9.0408 250: 9.0408 | Phoenix Contact Junction Box, 19-Way, 24A, 12 AWG Wire Spec | [7 empty] | 24 A | 5 A |  |  | Block of 9 | 0.835" (21.20mm) | Green |  |  | 1.110" (28.19mm) |  | Polyamide (PA), Nylon | UL94 V-0 |  | Not Applicable |  | Direct Mount | 1 | 19 |  | - | Bulk | [8 empty] | CLIPLINE PTFIX | 12mm | 56.0mm | Push In, Spring |  |  | 500 V | 600 V |  | 8-20 AWG | - |  |  | 31 | https://www.unikeyic.com/media/datasheet/f2/b4/8c91/f2/b1c0b71cc47d3b39dbd36f2c5bf344dc.pdf | https://www.unikeyic.com/products/specialty-terminal-blocks/3273382/13019708.html
3273384 | PHOENIX CONTACT | 1: 10.6506 10: 9.9406 25: 9.7631 100: 9.5855 250: 9.5855 | TB, POWER DISTRIBUTION, 19POLE, 12 AWG; Rated Current:24A; Rated Voltage:500V; No. of Poles:19 Pole; Line Side Connections Per Pole:9; Line Side Connection Method:Push In; Line Side Wire Size Max:12AWG; Load Side Connect | [7 empty] | 24 A | 5 A |  |  | Block of 9 | 0.835" (21.20mm) | Brown |  |  | 1.110" (28.19mm) |  | Polyamide (PA), Nylon | UL94 V-0 |  | Not Applicable |  | Direct Mount | 1 | 19 |  | - | Bulk |  |  |  |  | 7596901 |  |  |  | CLIPLINE PTFIX | 12mm | 56.0mm | Push In, Spring |  |  | 500 V | 600 V |  | 8-20 AWG | - |  |  | 10 | https://www.unikeyic.com/media/datasheet/cc/8d/439f/cc/2d912894d1f47c1813293b8497ffd4c0.pdf | https://www.unikeyic.com/products/specialty-terminal-blocks/3273384/2531139.html
3273386 | PHOENIX CONTACT | 18: 6.16 56: 5.863 | Conn Distribution Terminal Block 19 POS Spring Clamp DIN Rail/Panel Mount 24A | [7 empty] | 24 A | 5 A |  |  | Block of 9 | 0.835" (21.20mm) | White |  |  | 1.110" (28.19mm) |  | Polyamide (PA), Nylon | UL94 V-0 |  | Not Applicable |  | Direct Mount | 1 | 19 |  | - | Bulk |  |  |  |  | 7596904 |  |  |  | CLIPLINE PTFIX | 12mm | 56.0mm | Push In, Spring |  |  | 500 V | 600 V |  | 8-20 AWG | - |  |  | 128 | https://www.unikeyic.com/media/datasheet/ba/97/9dbf/ba/64d241b9018389e5bda731f07ee95770.pdf | https://www.unikeyic.com/products/specialty-terminal-blocks/3273386/34809057.html
3273430 | PHOENIX CONTACT | 1: 3.579 | [8 empty] | 24 A | 5 A |  |  | Block of 6 | 0.835" (21.20mm) | Black |  |  | 1.110" (28.19mm) |  | Polyamide (PA), Nylon | UL94 V-0 |  | Not Applicable |  | Direct Mount | 1 | 12 |  | - | Bulk | [8 empty] | CLIPLINE PTFIX | 10mm | 31.2mm | Push In, Spring |  |  | 500 V | 600 V |  | 12-26 AWG | 0.14-4mm² |  |  | 2 | https://www.unikeyic.com/media/datasheet/e1/4e/5fa2/e1/b74b91037e16f62cf591b81cf9f4002e.pdf | https://www.unikeyic.com/products/specialty-terminal-blocks/3273430/145706.html
3273462 | PHOENIX CONTACT | 1: 5.3714 10: 4.7268 100: 4.7268 250: 4.6409 500: 4.6409 | Conn Distribution Terminal Block 7 POS Spring Clamp Adhesive/DIN Rail 41A | [7 empty] | 24 A | 5 A |  |  | Block of 3 | 0.835" (21.20mm) | Blue |  |  | 1.110" (28.19mm) |  | Polyamide (PA), Nylon | UL94 V-0 |  | Not Applicable |  | Direct Mount | 1 | 7 |  | - | Bulk |  |  |  |  | 7596919 |  |  |  | CLIPLINE PTFIX | 12mm | 25.2mm | Push In, Spring |  |  | 500 V | 600 V |  | 8-20 AWG | - |  |  | 58 | https://www.unikeyic.com/media/datasheet/50/cf/d455/50/3c12159cb639013877628e49ad31acb0.pdf | https://www.unikeyic.com/products/specialty-terminal-blocks/3273462/6773007.html
3273552 | PHOENIX CONTACT | 1: 7.059 | Distribution Block, Vertical Alignment, 800V, 32A, Push-in Connection | [7 empty] | 32 A | 32 A |  |  | Block of 6 | 1.276" (32.40mm) | Red |  |  | 2.287" (58.10mm) |  | Polyamide (PA), Nylon | UL94 V-0 |  | Not Applicable |  | DIN Rail | 1 | 12 |  | -60°C ~ 130°C | Bulk | [8 empty] | CLIPLINE PTFIX | 10mm ~ 12mm | 28.6mm | Push In, Spring |  |  | 800 V | 600 V |  | 10-24 AWG | 0.2-6mm² |  |  | 13 | https://www.unikeyic.com/media/datasheet/f5/6f/f496/f5/8f7be2690ac4f78f0c1f0110f18a1c9c.pdf | https://www.unikeyic.com/products/specialty-terminal-blocks/3273552/1798069.html
3273556 | PHOENIX CONTACT | 1: 7.0625 | Distribution Block, Vertical Alignment, 800V, 32A, Push-in Connection | [7 empty] | 32 A | 32 A |  |  | Block of 6 | 1.276" (32.40mm) | Green |  |  | 2.287" (58.10mm) |  | Polyamide (PA), Nylon | UL94 V-0 |  | Not Applicable |  | DIN Rail | 1 | 12 |  | -60°C ~ 130°C | Bulk | [8 empty] | CLIPLINE PTFIX | 10mm ~ 12mm | 28.6mm | Push In, Spring |  |  | 800 V | 600 V |  | 10-24 AWG | 0.2-6mm² |  |  | 8 | https://www.unikeyic.com/media/datasheet/99/39/c819/99/65410a53d4b88fc0660186f152ebb5c3.pdf | https://www.unikeyic.com/products/specialty-terminal-blocks/3273556/9652181.html
3273580 | PHOENIX CONTACT | 1: 10.1587 | 18 Terminal block - brown medium 28.6mm | [7 empty] | 32 A | 32 A |  |  | Block of 9 | 1.276" (32.40mm) | Brown |  |  | 2.287" (58.10mm) |  | Polyamide (PA), Nylon | UL94 V-0 |  | Not Applicable |  | DIN Rail | 1 | 18 |  | -60°C ~ 130°C | Bulk | [8 empty] | CLIPLINE PTFIX | 10mm ~ 12mm | 28.6mm | Push In, Spring |  |  | 800 V | 600 V |  | 10-24 AWG | 0.2-6mm² |  |  | 8 | https://www.unikeyic.com/media/datasheet/eb/87/2d73/eb/6af49be7d4a3b10cb5482345489ed0d5.pdf | https://www.unikeyic.com/products/specialty-terminal-blocks/3273580/28996198.html
3273596 | PHOENIX CONTACT | 1: 5.0342 | TERM BLK 7POS RED | [7 empty] | 63 A | 57 A |  |  | Block of 3 | 1.276" (32.40mm) | Red |  |  | 2.287" (58.10mm) |  | Polyamide (PA), Nylon | UL94 V-0 |  | Not Applicable |  | DIN Rail | 1 | 7 |  | -60°C ~ 105°C | Bulk |  |  |  |  | 17937972 |  |  |  | CLIPLINE PTFIX | - | 28.6mm | Push In, Spring |  |  | 800 V | 600 V |  | - | - |  |  | 12 | https://www.unikeyic.com/media/datasheet/da/07/147d/da07147d41338a09465234f2ea69439b.pdf | https://www.unikeyic.com/products/specialty-terminal-blocks/3273596/34832273.html
3273638 | PHOENIX CONTACT | 1: 13.1128 10: 13.1128 25: 12.8787 100: 12.6445 250: 12.6445 | Phoenix Contact Junction box, 19road, 32A , 10 AWGWire specification | [7 empty] | 32 A |  |  |  | Block of 9 | 1.276" (32.40mm) | Blue |  |  | 2.287" (58.10mm) |  | Polyamide (PA), Nylon | UL94 V-0 |  |  |  | DIN Rail | 1 | 19 |  | -60°C ~ 105°C | Bulk | [8 empty] | CLIPLINE PTFIX | 12mm ~ 14mm | 28.6mm | Push In, Spring |  |  | 800 V |  |  | - | - |  |  | 11 | https://www.unikeyic.com/media/datasheet/ed/4a/08f0/ed4a08f029da3e4ce3367e368fcc0a4f.pdf | https://www.unikeyic.com/products/specialty-terminal-blocks/3273638/1948247.html
3273640 | PHOENIX CONTACT | 1: 11.1997 | TERM BLK 19POS RED | [7 empty] | 32 A | 50 A |  |  | Block of 9 | 1.276" (32.40mm) | Red |  |  | 2.287" (58.10mm) |  | Polyamide (PA), Nylon | UL94 V-0 |  | Not Applicable |  | DIN Rail | 1 | 19 |  | -60°C ~ 105°C | Bulk | [8 empty] | CLIPLINE PTFIX | 12mm ~ 14mm | 28.6mm | Push In, Spring |  |  | 800 V | 600 V |  | 8-20 AWG | 0.5-10mm² |  |  | 63 | https://www.unikeyic.com/media/datasheet/82/14/0bf7/82140bf773494ae807422160fbec1868.pdf | https://www.unikeyic.com/products/specialty-terminal-blocks/3273640/22430321.html
3273650 | PHOENIX CONTACT | 8: 13.5311 | Distribution Block, Push-in Connection | [7 empty] | 32 A |  |  |  | Block of 9 | 1.276" (32.40mm) | Black |  |  | 2.287" (58.10mm) |  | Polyamide (PA), Nylon | UL94 V-0 |  | Not Applicable |  | DIN Rail | 1 | 19 |  | -60°C ~ 105°C | Bulk | [8 empty] | CLIPLINE PTFIX | - | 28.6mm | Push In, Spring |  |  | 800 V |  |  | - | - |  |  | 8 | https://www.unikeyic.com/media/datasheet/47/d7/830a/47d7830a7326098982d86c93dd6adb62.pdf | https://www.unikeyic.com/products/specialty-terminal-blocks/3273650/26291472.html
3273660 | PHOENIX CONTACT | 1: 3.9932 | Phoenix Contact Junction Box, 6 Ch, 32A, 24-10 AWG, IP20 | [7 empty] | 32 A | 32 A |  |  | Block of 3 | 1.217" (30.90mm) | Blue |  |  | 1.799" (45.70mm) |  | Polyamide (PA), Nylon | UL94 V-0 |  | Not Applicable |  | DIN Rail | 1 | 6 |  | -60°C ~ 130°C | Bulk | [8 empty] | CLIPLINE PTFIX | 10mm ~ 12mm | 18.5mm | Push In, Spring |  |  | 800 V | 600 V |  | 10-24 AWG | 0.2-6mm² |  |  | 6 | https://www.unikeyic.com/media/datasheet/bf/41/e3ff/bf/8ae490727ee100eda9be655dbbf19c69.pdf | https://www.unikeyic.com/products/specialty-terminal-blocks/3273660/34740074.html
3273662 | PHOENIX CONTACT | 1: 3.991 | Conn DIN Rail F 6 POS Spring Clamp DIN Rail 32A Box | [7 empty] | 32 A | 32 A |  |  | Block of 3 | 1.217" (30.90mm) | Red |  |  | 1.799" (45.70mm) |  | Polyamide (PA), Nylon | UL94 V-0 |  | Not Applicable |  | DIN Rail | 1 | 6 |  | -60°C ~ 130°C | Bulk | [8 empty] | CLIPLINE PTFIX | 10mm ~ 12mm | 18.5mm | Push In, Spring |  |  | 800 V | 600 V |  | 10-24 AWG | 0.2-6mm² |  |  | 76 | https://www.unikeyic.com/media/datasheet/10/8a/e95e/10/3fb491a6b5adf56059a6b24292213b3e.pdf | https://www.unikeyic.com/products/specialty-terminal-blocks/3273662/34863797.html
3273666 | PHOENIX CONTACT | 1: 3.991 | Distribution block, Block with horizontal alignment, nom. voltage: 800 V, nominal current: 32 A, connection method: Push-in connection | [7 empty] | 32 A | 32 A |  |  | Block of 3 | 1.217" (30.90mm) | Green |  |  | 1.799" (45.70mm) |  | Polyamide (PA), Nylon | UL94 V-0 |  | Not Applicable |  | DIN Rail | 1 | 6 |  | -60°C ~ 130°C | Bulk | [8 empty] | CLIPLINE PTFIX | 10mm ~ 12mm | 18.5mm | Push In, Spring |  |  | 800 V | 600 V |  | 10-24 AWG | 0.2-6mm² |  |  | 59 | https://www.unikeyic.com/media/datasheet/80/05/86dd/80/1cd5254e39ac4d2a032aa7d8d668c88d.pdf | https://www.unikeyic.com/products/specialty-terminal-blocks/3273666/11763115.html
3273670 | PHOENIX CONTACT | 1: 3.991 | Distribution Block, Horizontal Alignment, 800V, 32A, Push-in Connection | [7 empty] | 32 A | 32 A |  |  | Block of 3 | 1.217" (30.90mm) | White |  |  | 1.799" (45.70mm) |  | Polyamide (PA), Nylon | UL94 V-0 |  | Not Applicable |  | DIN Rail | 1 | 6 |  | -60°C ~ 130°C | Bulk | [8 empty] | CLIPLINE PTFIX | 10mm ~ 12mm | 18.5mm | Push In, Spring |  |  | 800 V | 600 V |  | 10-24 AWG | 0.2-6mm² |  |  | 80 | https://www.unikeyic.com/media/datasheet/26/9d/aaf4/26/ae4f9047ac0efb110a59c97d76fda848.pdf | https://www.unikeyic.com/products/specialty-terminal-blocks/3273670/31451454.html
3273684 | PHOENIX CONTACT | 8: 8.7239 | Distribution Block, Horizontal Alignment, 800V, 32A, Push-in Connection | [7 empty] | 32 A | 32 A |  |  | Block of 6 | 1.217" (30.90mm) | Red |  |  | 1.799" (45.70mm) |  | Polyamide (PA), Nylon | UL94 V-0 |  | Not Applicable |  | DIN Rail | 1 | 12 |  | -60°C ~ 130°C | Bulk | [8 empty] | CLIPLINE PTFIX | 10mm ~ 12mm | 36.9mm | Push In, Spring |  |  | 800 V | 600 V |  | 10-24 AWG | 0.2-6mm² |  |  | 72 | https://www.unikeyic.com/media/datasheet/05/ea/12d9/05/9744e393e2f7f1cc68f790db9e346418.pdf | https://www.unikeyic.com/products/specialty-terminal-blocks/3273684/11239192.html
3273706 | PHOENIX CONTACT | 1: 10.1587 | Distribution Block, Horizontal Alignment, 800V, 32A, Push-in Connection | [7 empty] | 32 A | 32 A |  |  | Block of 9 | 1.217" (30.90mm) | Red |  |  | 1.799" (45.70mm) |  | Polyamide (PA), Nylon | UL94 V-0 |  | Not Applicable |  | DIN Rail | 1 | 18 |  | -60°C ~ 130°C | Bulk |  |  |  |  | 9765343 |  |  |  | CLIPLINE PTFIX | 10mm ~ 12mm | 55.4mm | Push In, Spring |  |  | 800 V | 600 V |  | 10-24 AWG | 0.2-6mm² |  |  | 8 | https://www.unikeyic.com/media/datasheet/09/2f/557f/092f557f87f8c4017b76e3e4d3d65c38.pdf | https://www.unikeyic.com/products/specialty-terminal-blocks/3273706/5435114.html
3273728 | PHOENIX CONTACT | 1: 5.0342 | TERM BLK 7POS RED | [7 empty] | 57 A |  |  |  | Block of 3 | 1.217" (30.90mm) | Red |  |  | 1.799" (45.70mm) |  | Polyamide (PA), Nylon | UL94 V-0 |  |  |  | DIN Rail | 1 | 7 |  | -60°C ~ 105°C | Bulk | [8 empty] | CLIPLINE PTFIX | - | 27.9mm | Push In, Spring |  |  | 800 V |  |  | - | - |  |  | 163 | https://www.unikeyic.com/media/datasheet/84/bb/cbed/84bbcbede1e54b95fdb0052e6c906135.pdf | https://www.unikeyic.com/products/specialty-terminal-blocks/3273728/12838932.html
3273780 | PHOENIX CONTACT | 13: 8.492 | Distribution Block, Push-in Connection | [7 empty] | 32 A | 50 A |  |  | Block of 9 | 1.217" (30.90mm) | White |  |  | 1.799" (45.70mm) |  | Polyamide (PA), Nylon | UL94 V-0 |  |  |  | DIN Rail | 1 | 19 |  | -60°C ~ 105°C | Bulk |  |  |  |  | 17938140 |  |  |  | CLIPLINE PTFIX | - | 64.8mm | Push In, Spring |  |  | 800 V | 600 V |  | 8-20 AWG | - |  |  | 13 | https://www.unikeyic.com/media/about_us/Unikey_ISO_9001_Certification.pdf | https://www.unikeyic.com/products/specialty-terminal-blocks/3273780/5509500.html
3273800 | PHOENIX CONTACT | 1: 3.081 | Distribution Block, Internally Jumpered, 630V, 32A, Push-in Connection | [7 empty] | 32 A | 32 A |  |  | Block of 3 | 0.854" (21.70mm) | Brown |  |  | 1.126" (28.60mm) |  | Polyamide (PA), Nylon | UL94 V-0 |  | Not Applicable |  | Direct Mount | 1 | 6 |  | -60°C ~ 130°C | Bulk | [8 empty] | CLIPLINE PTFIX | 10mm ~ 12mm | 18.5mm | Push In, Spring |  |  | 630 V | 600 V |  | 10-24 AWG | 0.2-6mm² |  |  | 10 | https://www.unikeyic.com/media/datasheet/9f/cb/1596/9fcb1596e3ba142aad424db840d77eb9.pdf | https://www.unikeyic.com/products/specialty-terminal-blocks/3273800/23550252.html
3273802 | PHOENIX CONTACT | 1: 3.081 | Phoenix Contact 3273802 | [7 empty] | 32 A | 32 A |  |  | Block of 3 | 0.854" (21.70mm) | White |  |  | 1.126" (28.60mm) |  | Polyamide (PA), Nylon | UL94 V-0 |  | Not Applicable |  | Direct Mount | 1 | 6 |  | -60°C ~ 130°C | Bulk | [8 empty] | CLIPLINE PTFIX | 10mm ~ 12mm | 18.5mm | Push In, Spring |  |  | 630 V | 600 V |  | 10-24 AWG | 0.2-6mm² |  |  | 82 | https://www.unikeyic.com/media/datasheet/dc/30/b0f1/dc30b0f1ef8311ce72e4755a409c41bf.pdf | https://www.unikeyic.com/products/specialty-terminal-blocks/3273802/25304329.html
3273804 | PHOENIX CONTACT | 1: 3.081 | 6 Terminal block - Black medium 18.5mm | [7 empty] | 32 A | 32 A |  |  | Block of 3 | 0.854" (21.70mm) | Black |  |  | 1.126" (28.60mm) |  | Polyamide (PA), Nylon | UL94 V-0 |  | Not Applicable |  | Direct Mount | 1 | 6 |  | -60°C ~ 130°C | Bulk | [8 empty] | CLIPLINE PTFIX | 10mm ~ 12mm | 18.5mm | Push In, Spring |  |  | 630 V | 600 V |  | 10-24 AWG | 0.2-6mm² |  |  | 389 | https://www.unikeyic.com/media/datasheet/64/d2/6361/64d26361590398edaba107ed7281bfc7.pdf | https://www.unikeyic.com/products/specialty-terminal-blocks/3273804/27061453.html
3273807 | PHOENIX CONTACT | 10: 4.0183 | Distribution Block, Internally Jumpered, 630V, 32A, Push-in Connection | [7 empty] | 32 A | 32 A |  |  | Block of 3 | 0.854" (21.70mm) | Pink |  |  | 1.126" (28.60mm) |  | Polyamide (PA), Nylon | UL94 V-0 |  | Not Applicable |  | Direct Mount | 1 | 6 |  | -60°C ~ 130°C | Bulk | [8 empty] | CLIPLINE PTFIX | 10mm ~ 12mm | 18.5mm | Push In, Spring |  |  | 630 V | 600 V |  | 10-24 AWG | 0.2-6mm² |  |  | 10 | https://www.unikeyic.com/media/about_us/Unikey_ISO_9001_Certification.pdf | https://www.unikeyic.com/products/specialty-terminal-blocks/3273807/22219436.html
3273814 | PHOENIX CONTACT | 8: 7.5805 | Phoenix Contact 3273814 | [7 empty] | 32 A | 32 A |  |  | Block of 6 | 0.854" (21.70mm) | Blue |  |  | 1.126" (28.60mm) |  | Polyamide (PA), Nylon | UL94 V-0 |  | Not Applicable |  | Direct Mount | 1 | 12 |  | -60°C ~ 130°C | Bulk |  |  |  |  | 9765363 |  |  |  | CLIPLINE PTFIX | 10mm ~ 12mm | 36.9mm | Push In, Spring |  |  | 630 V | 600 V |  | 10-24 AWG | 0.2-6mm² |  |  | 24 | https://www.unikeyic.com/media/datasheet/9b/2a/e343/9b/bc0d3cc5bf7e35af499983cdfc636c82.pdf | https://www.unikeyic.com/products/specialty-terminal-blocks/3273814/2431518.html
3273816 | PHOENIX CONTACT | 8: 7.5805 | Distribution Block, Internally Jumpered, 630V, 32A, Push-in Connection, 12 Connections | [7 empty] | 32 A | 32 A |  |  | Block of 6 | 0.854" (21.70mm) | Red |  |  | 1.126" (28.60mm) |  | Polyamide (PA), Nylon | UL94 V-0 |  | Not Applicable |  | Direct Mount | 1 | 12 |  | -60°C ~ 130°C | Bulk | [8 empty] | CLIPLINE PTFIX | 10mm ~ 12mm | 36.9mm | Push In, Spring |  |  | 630 V | 600 V |  | 10-24 AWG | 0.2-6mm² |  |  | 24 | https://www.unikeyic.com/media/datasheet/96/1d/374e/96/b9d43f66f09f30cd5c640bb815588c27.pdf | https://www.unikeyic.com/products/specialty-terminal-blocks/3273816/2843788.html
3273824 | PHOENIX CONTACT | 1: 6.11 | Distribution Block, Internally Jumpered, 630V, 32A, Push-in Connection, 12 Connections | [7 empty] | 32 A | 32 A |  |  | Block of 6 | 0.854" (21.70mm) | White |  |  | 1.126" (28.60mm) |  | Polyamide (PA), Nylon | UL94 V-0 |  | Not Applicable |  | Direct Mount | 1 | 12 |  | -60°C ~ 130°C | Bulk | [8 empty] | CLIPLINE PTFIX | 10mm ~ 12mm | 36.9mm | Push In, Spring |  |  | 630 V | 600 V |  | 10-24 AWG | 0.2-6mm² |  |  | 8 | https://www.unikeyic.com/media/datasheet/85/b5/0e13/85/0c0e1ef6cf68717ce0445a199c1d6172.pdf | https://www.unikeyic.com/products/specialty-terminal-blocks/3273824/9120364.html
3273860 | PHOENIX CONTACT | 1: 4.121 | TERM BLK 7POS RED | [7 empty] | 57 A |  |  |  | Block of 3 | 0.854" (21.70mm) | Red |  |  | 1.126" (28.60mm) |  | Polyamide (PA), Nylon | UL94 V-0 |  |  |  | Direct Mount | 1 | 7 |  | -60°C ~ 105°C | Bulk | [8 empty] | CLIPLINE PTFIX | - | 27.9mm | Push In, Spring |  |  | 450 V |  |  | - | - |  |  | 18 | https://www.unikeyic.com/media/datasheet/c4/2a/dcde/c42adcde0fd762b95edf9dbc7142ed9a.pdf | https://www.unikeyic.com/products/specialty-terminal-blocks/3273860/25541322.html
3273870 | PHOENIX CONTACT | 1: 4.121 | Phoenix Contact Junction box, 7road, 32A , 10 AWGWire specification, IP20 | [7 empty] | 41 A | 50 A |  |  | Block of 3 | 0.854" (21.70mm) | Black |  |  | 1.126" (28.60mm) |  | Polyamide (PA), Nylon | UL94 V-0 |  |  |  | Direct Mount | 1 | 7 |  | -60°C ~ 105°C | Bulk | [8 empty] | CLIPLINE PTFIX | - | 27.9mm | Push In, Spring |  |  | 450 V | 600 V |  | 8-20 AWG | - |  |  | 102 | https://www.unikeyic.com/media/datasheet/3a/f4/e05a/3af4e05a04b7584e5deb8a8318006774.pdf | https://www.unikeyic.com/products/specialty-terminal-blocks/3273870/10826098.html
3273880 | PHOENIX CONTACT | 1: 7.202 | Phoenix Contact Junction box, 13road, 32A , 10 AWGWire specification | [7 empty] | 32 A |  |  |  | Block of 6 | 0.854" (21.70mm) | Blue |  |  | 1.126" (28.60mm) |  | Polyamide (PA), Nylon | UL94 V-0 |  | 1 (Unlimited) |  | Direct Mount | 1 | 13 |  | -60°C ~ 105°C | Bulk | [8 empty] | CLIPLINE PTFIX | 10mm ~ 12mm | 46.3mm | Push In, Spring |  |  | 450 V |  |  | 10-24 AWG | 0.2-6mm² |  |  | 175 | https://www.unikeyic.com/media/datasheet/28/a2/594f/28a2594fefe5616fd6b6983e2330115c.pdf | https://www.unikeyic.com/products/specialty-terminal-blocks/3273880/17946528.html
3273922 | PHOENIX CONTACT | 10: 4.9316 | Phoenix Contact 3273922 | [7 empty] | 32 A | 32 A |  |  | Block of 3 | 0.894" (22.70mm) | Gray |  |  | 1.126" (28.60mm) |  | Polyamide (PA), Nylon | UL94 V-0 |  | Not Applicable |  | Direct Mount | 1 | 6 |  | - | Bulk | [8 empty] | CLIPLINE PTFIX | 10mm ~ 12mm | 18.5mm | Push In, Spring |  |  | 450 V | 600 V |  | 10-24 AWG | 0.2-6mm² |  |  | 30 | https://www.unikeyic.com/media/datasheet/4e/64/d64b/4e/c8c630c59fd33955c885b94440b8e8b3.pdf | https://www.unikeyic.com/products/specialty-terminal-blocks/3273922/21568630.html
3273972 | PHOENIX CONTACT | 1: 10.1587 | Distribution Block, Internally Jumpered, 450V, 32A, Push-in Conn, 18 Pos | [7 empty] | 32 A | 32 A |  |  | Block of 9 | 0.894" (22.70mm) | Yellow |  |  | 1.126" (28.60mm) |  | Polyamide (PA), Nylon | UL94 V-0 |  | Not Applicable |  | Direct Mount | 1 | 18 |  | -60°C ~ 130°C | Bulk | [8 empty] | CLIPLINE PTFIX | 10mm ~ 12mm | 55.4mm | Push In, Spring |  |  | 450 V | 600 V |  | 10-24 AWG | 0.2-6mm² |  |  | 8 | https://www.unikeyic.com/media/datasheet/95/af/0482/95/791e68641e243ae599f9c6706bcaa7fa.pdf | https://www.unikeyic.com/products/specialty-terminal-blocks/3273972/8365797.html
3274100 | PHOENIX CONTACT | 1: 2.509 | Phoenix Contact 3274100 | [7 empty] | 24 A |  |  |  | Block of 3 | 1.299" (33.00mm) | Gray |  |  | 1.110" (28.19mm) |  | Polyamide (PA), Nylon | UL94 V-0 |  | Not Applicable |  | DIN Rail | 1 | 6 |  | - | Bulk | [8 empty] | CLIPLINE PTFIX | 10mm | 15.6mm | Push In, Spring |  |  | 500 V |  |  | 14-26 AWG | 0.14-4mm² |  |  | 19 | https://www.unikeyic.com/media/datasheet/42/39/a2cc/4239a2ccc4816a3c925140d545d73d5c.pdf | https://www.unikeyic.com/products/specialty-terminal-blocks/3274100/22157259.html
3274104 | PHOENIX CONTACT | 10: 3.9468 | Conn Distribution Terminal Block 6 POS Spring Clamp DIN Rail/Panel Mount 24A | [7 empty] | 24 A |  |  |  | Block of 3 | 1.299" (33.00mm) | Red |  |  | 1.110" (28.19mm) |  | Polyamide (PA), Nylon | UL94 V-0 |  | Not Applicable |  | DIN Rail | 1 | 6 |  | - | Bulk | [8 empty] | CLIPLINE PTFIX | 10mm | 15.6mm | Push In, Spring |  |  | 500 V |  |  | 14-26 AWG | 0.14-4mm² |  |  | 10 | https://www.unikeyic.com/media/datasheet/a9/0e/b526/a90eb526152dd90817130848bf5d29ce.pdf | https://www.unikeyic.com/products/specialty-terminal-blocks/3274104/22887965.html
3274122 | PHOENIX CONTACT | 1: 4.979 | Phoenix Contact Junction Box, 12-Way, 24A, 12 AWG Wire | [7 empty] | 24 A |  |  |  | Block of 6 | 1.299" (33.00mm) | Gray |  |  | 1.110" (28.19mm) |  | Polyamide (PA), Nylon | UL94 V-0 |  | Not Applicable |  | DIN Rail | 1 | 12 |  | - | Bulk | [8 empty] | CLIPLINE PTFIX | 10mm | 31.2mm | Push In, Spring |  |  | 500 V |  |  | 14-26 AWG | 0.14-4mm² |  |  | 5 | https://www.unikeyic.com/media/datasheet/09/bf/72af/09bf72afb2cfd6e3019fa610407b7a25.pdf | https://www.unikeyic.com/products/specialty-terminal-blocks/3274122/5499321.html
3274188 | PHOENIX CONTACT | 1: 6.6355 | Distribution Terminal Block, 13 POS, Spring Clamp, DIN Rail/Panel Mount, 41A | [7 empty] | 24 A |  |  |  | Block of 6 | 1.299" (33.00mm) | Gray |  |  | 1.110" (28.19mm) |  | Polyamide (PA), Nylon | UL94 V-0 |  | Not Applicable |  | DIN Rail | 1 | 13 |  | - | Bulk | [8 empty] | CLIPLINE PTFIX | 12mm | 40.6mm | Push In, Spring |  |  | 500 V |  |  | - | - |  |  | 7 | https://www.unikeyic.com/media/datasheet/95/f5/a663/95/36cf4ce0a55d9a63e2a4bda77105ae1e.pdf | https://www.unikeyic.com/products/specialty-terminal-blocks/3274188/6453634.html
33.053 | Altech | 1: 3.8065 10: 2.714 20: 2.332 50: 2.101 100: 1.9764 200: 1.6524 500: 1.5984 1,000: 1.5444 2,000: 1.5228 | Terminal Block Receptacle, 3 Pos, 5.08mm, Solder RA, TH, 16A | [10 empty] | 33.053 Altech | [6 empty] | 15.24mm(Length) |  |  |  |  | Through hole mounting | [11 empty] | Compliant | [15 empty] | 100 | https://www.unikeyic.com/media/datasheet/04/d2/8565/04/edfc0ba918a531013781833f8f039fa4.pdf | https://www.unikeyic.com/products/specialty-terminal-blocks/33-053/15883732.html
33.057 | Altech | 1: 7.36 10: 6.028 30: 3.8772 510: 3.834 1,020: 3.7368 | Terminal Block Connector, 7 Pos, 5.08mm Pitch, Solder, ST, Thru-Hole, 16A | [10 empty] | 33.057 Altech | [6 empty] | 35.56mm(Length) |  |  |  |  | Through hole mounting | [11 empty] | Compliant | [15 empty] | 18 | https://www.unikeyic.com/media/datasheet/04/d2/8565/04/edfc0ba918a531013781833f8f039fa4.pdf | https://www.unikeyic.com/products/specialty-terminal-blocks/33-057/678770.html
392-683 | RS | 1: 6.368 100: 4.6062 250: 4.4901 500: 4.3808 2,500: 3.6063 | RS PRO Speaker Terminal Clip, Quick connection, 4road, 3Arated_current, panel mount, Mother seat | Commercial Grade | [9 empty] | 392-683 RS | [11 empty] | panel mount |  |  |  | 0℃~85℃ | [7 empty] | Compliant | [15 empty] | 1488 | https://www.unikeyic.com/media/datasheet/upload/2023/08/01/A700000007110490.pdf | https://www.unikeyic.com/products/specialty-terminal-blocks/392-683/6362588.html
39860-0103 | molex | 10: 0.2152 50: 0.2115 100: 0.204 | [51 empty] | 10 | https://www.unikeyic.com/media/about_us/Unikey_ISO_9001_Certification.pdf | https://www.unikeyic.com/products/specialty-terminal-blocks/39860-0103/10670856.html
4-1437390-0 | TE Connectivity | 1: 12.2477 |  |  | 1437390 | [6 empty] | 85 A |  |  | - | 1.270" (32.26mm) | - |  |  | 1.420" (36.07mm) |  | Polyamide (PA), Nylon | - |  | 1 (Unlimited) |  | Direct Mount | 1 | 2 |  | 150°C | Bulk |  |  |  |  | 14822516 |  |  |  | 200, Buchanan | - | 22.1mm | Tubular Screw |  |  |  | 600 V |  | 4-18 AWG | - |  |  | 10 | https://www.unikeyic.com/media/datasheet/63/15/43f5/63/97eac422f55f1166ccaa33f415038b85.pdf | https://www.unikeyic.com/products/specialty-terminal-blocks/4-1437390-0/24716820.html
4-2834026-7 | TE Connectivity | 1: 0.2436 100: 0.2235 | Conn Poke-In Wire F 2 POS 3.5mm Screw ST Top Entry Thru-Hole Box/Carton | [10 empty] | 4-2834026-7 TE Connectivity | [39 empty] | 100 | https://www.unikeyic.com/media/datasheet/c4/ce/6359/c4/0cb1c380a218ecedd81f286d92ea6420.pdf | https://www.unikeyic.com/products/specialty-terminal-blocks/4-2834026-7/1011483.html
4-796635-0 | TE Connectivity | 800: 7.6331 | [11 empty] | 4-796635-0 TE Connectivity | [39 empty] | 80000 | https://www.unikeyic.com/media/datasheet/4f/a7/fbb1/4f/3203a31aacdf17a7220bed589645a1cd.pdf | https://www.unikeyic.com/products/specialty-terminal-blocks/4-796635-0/7790742.html
4-796635-6 | TE Connectivity | 800: 5.7248 | Conn Eurostyle Block F 9 POS 5.08mm Screw RA Cable Mount 15A/Contact | [17 empty] | 45.72mm(Length)*18.4mm(height) |  |  |  |  | wire mounting | [12 empty] | bulk | [14 empty] | 80000 | https://www.unikeyic.com/media/about_us/Unikey_ISO_9001_Certification.pdf | https://www.unikeyic.com/products/specialty-terminal-blocks/4-796635-6/11000854.html
404 | Marathon Special | 1: 25.1449 10: 22.6141 25: 21.1538 100: 20.3936 250: 19.6077 500: 18.9115 | Barrier Strip Connector, 8 POS, 17.5mm Pitch, Screw, Panel Mount, 30A | [10 empty] | 404 Marathon Special | [6 empty] | 98.55mm(Length)*19.1mm(height) |  |  |  |  | panel mount |  |  |  | 150℃(max) | [23 empty] | 2 | https://www.unikeyic.com/media/datasheet/1e/8f/7f26/8c/bd6614d6ba9b449b9082de6e2c7fa282.pdf | https://www.unikeyic.com/products/specialty-terminal-blocks/404/33203807.html
417 | TE Connectivity | 4: 35.618 8: 34.958 16: 34.298 | Conn NEMA F 2 POS 30.23mm Screw ST Cable Mount 255A/Contact | [10 empty] | 417 TE Connectivity | [11 empty] | wire mounting |  |  |  | 150℃(max) | [23 empty] | 27 | https://www.unikeyic.com/media/datasheet/2b/ea/ed2c/2b/44de3fbe4edffc586b74f0448835a4dc.pdf | https://www.unikeyic.com/products/specialty-terminal-blocks/417/3059909.html
425550 | RS | 5: 16.965 250: 15.4172 1,250: 12.6879 | RS PRO Ground terminal block, 8. road, grey, Screw-down terminations, Double Screw | [10 empty] | 425550 RS | [6 empty] | 86mm*18.5mm*12.2mm | [32 empty] | 1243 | https://www.unikeyic.com/media/datasheet/upload/2023/08/01/A700000007720435.pdf | https://www.unikeyic.com/products/specialty-terminal-blocks/425550/14311759.html
469-1818 | RS | 1: 22.8901 10: 17.2299 50: 15.4988 | RS PRO Nylon Junction Box | Industrial | [9 empty] | 469-1818 RS | [6 empty] | 130mm(Length)*32mm(height) | [8 empty] | -20℃~125℃ | [23 empty] | 343 | https://www.unikeyic.com/media/datasheet/56/07/75b6/56/832da52312ab7051a2f01540fc199a1a.pdf | https://www.unikeyic.com/products/specialty-terminal-blocks/469-1818/22677559.html
4DB-R108-12 | TE Connectivity | 16: 6.897 50: 6.567 | Conn Barrier Block 12 POS 8.26mm Solder RA Thru-Hole Tray | Industrial | [9 empty] | 4DB-R108-12 TE Connectivity | [6 empty] | 17.78mm(height) |  |  |  |  | Through hole mounting |  |  |  | -40℃~105℃ | [23 empty] | 112 | https://www.unikeyic.com/media/datasheet/60/df/e316/60/a225ec64ed15075cfa4a6b5f414fa358.pdf | https://www.unikeyic.com/products/specialty-terminal-blocks/4db-r108-12/22205265.html
5-2834011-2 | TE Connectivity | 10,584: 0.2138 | Solid State Lighting Connectors | [34 empty] | Non-compliant | [15 empty] | 1058400 | https://www.unikeyic.com/media/about_us/Unikey_ISO_9001_Certification.pdf | https://www.unikeyic.com/products/specialty-terminal-blocks/5-2834011-2/4270235.html
5-2834011-3 | TE Connectivity | 7,448: 0.3498 | Solid State Lighting Connectors | [50 empty] | 744800 | https://www.unikeyic.com/media/about_us/Unikey_ISO_9001_Certification.pdf | https://www.unikeyic.com/products/specialty-terminal-blocks/5-2834011-3/15593557.html
5-2834011-6 | TE Connectivity | 5,880: 0.6643 | Solid State Lighting Connectors 6POS 3.5MM TOP ENTRY SCREWLESS CONN | [50 empty] | 588000 | https://www.unikeyic.com/media/about_us/Unikey_ISO_9001_Certification.pdf | https://www.unikeyic.com/products/specialty-terminal-blocks/5-2834011-6/2451381.html
5-2834020-8 | TE Connectivity | 5,376: 0.8375 | Solid State Lighting Connectors 8POS 3.5MM THTS CONN | [34 empty] | Non-compliant | [15 empty] | 537600 | https://www.unikeyic.com/media/about_us/Unikey_ISO_9001_Certification.pdf | https://www.unikeyic.com/products/specialty-terminal-blocks/5-2834020-8/33904284.html
5-2834021-4 | TE Connectivity | 7,840: 0.4505 | Solid State Lighting Connector, 4POS, 2.5mm, TES CONN | [50 empty] | 784000 | https://www.unikeyic.com/media/about_us/Unikey_ISO_9001_Certification.pdf | https://www.unikeyic.com/products/specialty-terminal-blocks/5-2834021-4/27557367.html
5-2834026-3 | TE Connectivity | 3,724: 0.3251 | Conn PC Terminal Block 3 POS 3.5mm Solder Thru-Hole | [10 empty] | 5-2834026-3 TE Connectivity | [11 empty] | Through hole mounting | [27 empty] | 372400 | https://www.unikeyic.com/media/datasheet/42/62/3c37/42/b2b278b593e85c1a42f411744fbd7a0f.pdf | https://www.unikeyic.com/products/specialty-terminal-blocks/5-2834026-3/15849426.html
51240-0300 | molex | 10: 0.473 50: 0.465 100: 0.4487 | Conn Eurostyle Block PL 3 POS 5mm ST 16/Contact | [26 empty] | -30℃~85℃ | [23 empty] | 50 | https://www.unikeyic.com/media/about_us/Unikey_ISO_9001_Certification.pdf | https://www.unikeyic.com/products/specialty-terminal-blocks/51240-0300/231325764.html
5438236 | PHOENIX CONTACT | 1: 1.1292 | [51 empty] | 1200 | https://www.unikeyic.com/media/about_us/Unikey_ISO_9001_Certification.pdf | https://www.unikeyic.com/products/specialty-terminal-blocks/5438236/11982182.html
5438278 | PHOENIX CONTACT | 1: 1.9631 | Pluggable Terminal Block BCVP-508R-12 | [50 empty] | 5 | https://www.unikeyic.com/media/about_us/Unikey_ISO_9001_Certification.pdf | https://www.unikeyic.com/products/specialty-terminal-blocks/5438278/33397348.html
5438317 | PHOENIX CONTACT | 1: 1.9631 | Pluggable terminal blocks BCVP-508R-16 | Industrial | [21 empty] | wire mounting |  |  |  | -40℃~100℃ | [23 empty] | 5 | https://www.unikeyic.com/media/about_us/Unikey_ISO_9001_Certification.pdf | https://www.unikeyic.com/products/specialty-terminal-blocks/5438317/23953010.html
57.503.0055.0 | Wieland Electric | 1: 1.4123 200: 1.3871 500: 1.3619 1,000: 1.3619 2,500: 1.3619 | Feed-Through Terminal Block, 2 Pos, DIN Rail, 20A/30A | [10 empty] | 57.503.0055.0 Wieland Electric | [6 empty] | 5mm(width)*44.5mm(height) |  |  |  |  | DIN rail mounting | [27 empty] | 2864 | https://www.unikeyic.com/media/datasheet/ad/48/7f4a/d6/dc4d28b20590b0c9785df592b026d102.pdf | https://www.unikeyic.com/products/specialty-terminal-blocks/57-503-0055-0/32318271.html
57.535.0155.0 | Wieland Electric | 1: 5.3342 25: 5.239 100: 5.239 250: 5.1437 500: 5.1437 | Conn Feed-Through Terminal Block F 2 POS ST DIN Rail 95A | [10 empty] | 57.535.0155.0 Wieland Electric | [6 empty] | 16mm(width) |  |  |  |  | DIN rail mounting | [27 empty] | 222 | https://www.unikeyic.com/media/datasheet/c9/6b/4017/c9/331cc16ccc00fb1aded297d8f3410faf.pdf | https://www.unikeyic.com/products/specialty-terminal-blocks/57-535-0155-0/26788718.html
57.904.6355.0 | Wieland Electric | 1: 11.2462 100: 11.0417 250: 11.0417 500: 11.0417 | Fuse Block Connector F 1 POS ST G DIN Rail/T DIN Rail 15A | [17 empty] | 10mm(height) |  |  |  |  | DIN rail mounting | [11 empty] | Compliant | [15 empty] | 87 | https://www.unikeyic.com/media/about_us/Unikey_ISO_9001_Certification.pdf | https://www.unikeyic.com/products/specialty-terminal-blocks/57-904-6355-0/24768874.html
58.504.0055.0 | Wieland Electric | 1: 1.4666 200: 1.4405 500: 1.4143 1,000: 1.4143 2,500: 1.4143 | Feed-Through Terminal Block Connector, 2 POS, Screw, RA, Cable Mount, 32A | [17 empty] | 48mm(Length) |  |  |  |  | wire mounting | [27 empty] | 696 | https://www.unikeyic.com/media/about_us/Unikey_ISO_9001_Certification.pdf | https://www.unikeyic.com/products/specialty-terminal-blocks/58-504-0055-0/26933553.html
58.516.9055.0 | Wieland Electric | 1: 16.6833 25: 14.9269 100: 13.241 250: 11.9756 500: 10.45 | TERMINAL BLOCK, DIN, 2 POSITION, 16-4AWG; No. of Positions:2Positions; Wire Size AWG Min:14AWG; Wire Size AWG Max:4AWG; Conductor Area CSA:16mm²; Wire Connection Method:Screw; Rated Current:-; Rated Voltage:600V; No. of | [17 empty] | 58mm(Length)*12mm(height) |  |  |  |  | DIN rail mounting | [27 empty] | 3 | https://www.unikeyic.com/media/about_us/Unikey_ISO_9001_Certification.pdf | https://www.unikeyic.com/products/specialty-terminal-blocks/58-516-9055-0/20962849.html
5ESDV-03P | DINKLE | 10: 1.1923 25: 1.0381 50: 0.9377 100: 0.852 250: 0.7605 500: 0.706 1,000: 0.6623 5,000: 0.5934 | Conn Terminal Block F 3 POS 5mm Screw RA Cable Mount 15A |  |  |  | Green |  |  |  | 18A | 15 A |  |  | - | [9 empty] | 1 (Unlimited) |  | Free Hanging (In-Line) | 1 | 3 |  | -40°C ~ 120°C | Bulk | 0.197" (5.00mm) | 180° | 3 |  | 14566155 |  |  |  | 5ESDV |  |  | Screw - Rising Cage Clamp |  |  | 600 V | 300 V |  | 12-30 AWG | 0.2-2.5mm² |  |  | 19066 | https://www.unikeyic.com/media/datasheet/27/ec/e21d/27ece21dc003adfedaa8f82a340939b9.pdf | https://www.unikeyic.com/products/specialty-terminal-blocks/5esdv-03p/16374979.html
5ESDV-06P | DINKLE | 1: 3.0564 10: 2.2896 50: 1.9837 100: 1.8312 200: 1.6786 500: 1.526 1,000: 1.3734 | TERM BLOCK PLUG 6POS 5MM |  |  |  | Green |  |  |  | 18A | 15 A |  |  | - | [9 empty] | 1 (Unlimited) |  | Free Hanging (In-Line) | 1 | 6 |  | -40°C ~ 120°C | Bulk | 0.197" (5.00mm) | 180° | 6 | [5 empty] | 5ESDV |  |  | Screw |  |  | 600 V | 300 V | [5 empty] | 6777 | https://www.unikeyic.com/media/pdf/HTMLDatasheet/dinkle/9a/3d/3964/5esdv-04p/2025/11/5esdv-xxp.pdf | https://www.unikeyic.com/products/specialty-terminal-blocks/5esdv-06p/8035470.html
600A GP16 | Marathon Special | 1: 60.3604 5: 59.2825 10: 58.2047 25: 58.2047 50: 58.2047 100: 58.2047 | Barrier Strip Connector 32 POS 9.5mm Screw Panel Mount 15A | [10 empty] | 600A GP16 Marathon Special | [6 empty] | 10.3mm(height) |  |  |  |  | panel mount |  |  |  | 150℃(max) | [23 empty] | 82 | https://www.unikeyic.com/media/datasheet/2f/2c/16f5/2f/977de7c86b17bf6eb1b15902f610075d.pdf | https://www.unikeyic.com/products/specialty-terminal-blocks/600a-gp16/33434397.html
601-GP-2 | Marathon Special | 1: 12.3741 10: 12.3741 25: 12.1531 100: 11.9322 250: 11.9322 500: 11.9322 | No. of Rows:2 Row; No. of Positions:2Ways; Wire Size AWG Min:22AWG; Wire Size AWG Max:12AWG; Pitch Spacing:11.1mm; Rated Current:20A; Rated Voltage:300V; Product Range:-; No. of Rows:2Rows; Voltage Rati | Industrial | [9 empty] | 601-GP-2 Marathon Special | [6 empty] | 41.14mm(Length)*12.7mm(height) |  |  |  |  | panel mount |  |  |  | -40℃~150℃ | [23 empty] | 82 | https://www.unikeyic.com/media/datasheet/1e/8f/7f26/4b/c9e822a4f550ef6c7aa0d23dd46a1bb0.pdf | https://www.unikeyic.com/products/specialty-terminal-blocks/601-gp-2/5013517.html
601-GP-4 | Marathon Special | 1: 17.1108 10: 16.8053 25: 16.4997 100: 16.4997 250: 16.4997 500: 16.4997 | No. of Rows:2 Row; No. of Positions:4Ways; Wire Size AWG Min:22AWG; Wire Size AWG Max:12AWG; Pitch Spacing:11.1mm; Rated Current:20A; Rated Voltage:300V; Product Range:-; No. of Rows:2Rows; Voltage Rati | Industrial | [9 empty] | 601-GP-4 Marathon Special | [6 empty] | 63.5mm(Length)*12.7mm(height) |  |  |  |  | panel mount |  |  |  | -40℃~150℃ | [23 empty] | 79 | https://www.unikeyic.com/media/datasheet/1e/8f/7f26/4b/c9e822a4f550ef6c7aa0d23dd46a1bb0.pdf | https://www.unikeyic.com/products/specialty-terminal-blocks/601-gp-4/34100188.html
670A RZ04 | Marathon Special | 1: 4.8258 10: 4.2467 100: 4.2467 250: 4.1694 500: 4.1694 1,000: 4.1694 | Conn Barrier Strip 8 POS 9.5mm Screw Panel Mount 20A | [10 empty] | 670A RZ04 Marathon Special | [11 empty] | panel mount |  |  |  | 130℃(max) | [23 empty] | 58 | https://www.unikeyic.com/media/datasheet/53/5c/4bf1/535c4bf186afbcca88f92a95b3865d0f.pdf | https://www.unikeyic.com/products/specialty-terminal-blocks/670a-rz04/23393531.html
670A RZ20 | Marathon Special | 1: 18.4362 10: 18.107 25: 17.7778 100: 17.7778 250: 17.7778 500: 17.7778 | Conn Barrier Strip 40 POS 9.5mm Screw Panel Mount 20A | [10 empty] | 670A RZ20 Marathon Special | [11 empty] | panel mount |  |  |  | 130℃(max) | [23 empty] | 433 | https://www.unikeyic.com/media/datasheet/53/5c/4bf1/535c4bf186afbcca88f92a95b3865d0f.pdf | https://www.unikeyic.com/products/specialty-terminal-blocks/670a-rz20/20975783.html
670AGP12 | Marathon Special | 1: 41.8155 5: 41.0688 10: 41.0688 25: 40.3221 50: 40.3221 100: 40.3221 | Conn Barrier Strip, 24 POS, 9.5mm, Screw Panel Mount, 20A | [10 empty] | 670AGP12 Marathon Special | [6 empty] | 11.1mm(height) |  |  |  |  | panel mount |  |  |  | 150℃(max) | [7 empty] | Compliant | [15 empty] | 58 | https://www.unikeyic.com/media/datasheet/e6/5c/8954/e6/1b1dab7cae5bf61a4cc125a65b230a9b.pdf | https://www.unikeyic.com/products/specialty-terminal-blocks/670agp12/2798989.html
691304300002 | WURTH | 10: 1.8032 100: 1.771 250: 1.771 500: 1.7388 1,000: 1.7388 | Wurth Elektronik 3.81mmpitch2pPlug-in terminal blocks plug, WR-TBLseries, 2.5 kV AC， 300 V AC, welding, green | Industrial | [9 empty] | 691304300002 WURTH | [6 empty] | 8.02mm*7.8mm*21.1mm |  |  |  |  | free hanging |  |  |  | -40℃~105℃ | [7 empty] | Compliant | bulk | [14 empty] | 513 | https://www.unikeyic.com/media/datasheet/3a/ef/3032/92/574714c4f4229f2909a5751dff602392.pdf | https://www.unikeyic.com/products/specialty-terminal-blocks/691304300002/3428174.html
691305530004 | WURTH | 10: 1.2096 100: 1.188 500: 1.188 1,000: 1.1664 2,500: 1.1664 | Wurth Elektronik 5.08mmpitch4pPlug-in terminal blocks socket head, WR-TBLseries, 2.5 kV AC， 300 V AC, welding, green | Industrial | [9 empty] | 691305530004 WURTH | [6 empty] | 22.32mm*8.6mm*12mm |  |  |  |  | PCB mounting |  |  |  | -40℃~105℃ | [7 empty] | Compliant | bulk | [14 empty] | 155 | https://www.unikeyic.com/media/datasheet/44/7b/45b5/44/0e60c114669fe3e660f09354a8741c68.pdf | https://www.unikeyic.com/products/specialty-terminal-blocks/691305530004/28892891.html
699GP-12 | Marathon Special | 1: 18.2407 10: 17.9149 25: 17.5892 100: 17.5892 250: 17.5892 500: 17.5892 | Barrier Strip Connector, 12 Pos, 11.1mm, Screw, Panel Mount, 20A | [17 empty] | 152.4mm(Length)*12.7mm(height) |  |  |  |  | panel mount |  |  |  | 150℃(max) | [23 empty] | 29 | https://www.unikeyic.com/media/about_us/Unikey_ISO_9001_Certification.pdf | https://www.unikeyic.com/products/specialty-terminal-blocks/699gp-12/16608182.html
7033861 | RS | 5: 4.9035 125: 3.4279 625: 3.2566 | RS PRO Non-fusible terminal blocks, 2road, Screw-down terminations, 6 AWGwire_gauge, 76A, 450 V | Industrial | [9 empty] | 7033861 RS | [11 empty] | direct mounting |  |  |  | -40℃~800℃ | [23 empty] | 3139 | https://www.unikeyic.com/media/datasheet/upload/2023/08/01/A700000008891902.pdf | https://www.unikeyic.com/products/specialty-terminal-blocks/7033861/158997.html
711-132 | WAGO | 72: 1.529 225: 1.452 900: 1.386 2,250: 1.331 | Transformer terminal block - 2-pole - CAGE CLAMP | [7 empty] | 25 A |  |  |  | - | 1.378" (35.00mm) | Gray |  |  | 0.925" (23.50mm) |  | - | - |  | Not Applicable |  | Direct Mount | 1 | 2 |  | - | Box | [8 empty] | - | 9mm ~ 10mm | 15.0mm | Push In, Spring |  |  | 800 V |  |  | - | - |  |  | 5880 | https://www.unikeyic.com/media/datasheet/da/81/51e3/da/cfe7b2644f4efbdbefbdf6e76ef4f6c0.pdf | https://www.unikeyic.com/products/specialty-terminal-blocks/711-132/1167693.html
711-136 | WAGO | 24: 4.587 75: 4.367 | Transformer terminal block - 6-pole - CAGE CLAMP | [7 empty] | 25 A |  |  |  | - | 1.378" (35.00mm) | Gray |  |  | 0.925" (23.50mm) |  | - | - |  | Not Applicable |  | Direct Mount | 1 | 6 |  | - | Box | [8 empty] | - | 9mm ~ 10mm | 45.0mm | Push In, Spring |  |  | 800 V |  |  | - | - |  |  | 119 | https://www.unikeyic.com/media/about_us/Unikey_ISO_9001_Certification.pdf | https://www.unikeyic.com/products/specialty-terminal-blocks/711-136/6591397.html
711-154 | WAGO | 36: 3.091 | Transformer terminal block - 4-pole - CAGE CLAMP | [7 empty] | 25 A |  |  |  | - | 1.378" (35.00mm) | Gray |  |  | 0.925" (23.50mm) |  | - | - |  | Not Applicable |  | Direct Mount | 1 | 4 |  | - | Box |  |  |  |  | 15550151 |  |  |  | - | 9mm ~ 10mm | 30.0mm | Push In, Spring |  |  | 800 V |  |  | - | - |  |  | 98 | https://www.unikeyic.com/media/about_us/Unikey_ISO_9001_Certification.pdf | https://www.unikeyic.com/products/specialty-terminal-blocks/711-154/16027991.html
711-155 | WAGO | 29: 3.839 | Transformer terminal block - 5-pole - CAGE CLAMP | [7 empty] | 25 A |  |  |  | - | 1.378" (35.00mm) | Gray |  |  | 0.925" (23.50mm) |  | - | - |  | Not Applicable |  | Direct Mount | 1 | 5 |  | - | Box |  |  |  |  | 15547177 |  |  |  | - | 9mm ~ 10mm | 37.5mm | Push In, Spring |  |  | 800 V |  |  | - | - |  |  | 73 | https://www.unikeyic.com/media/datasheet/74/0c/5717/74/8c41d4d4af16de24c45ab516815c953b.pdf | https://www.unikeyic.com/products/specialty-terminal-blocks/711-155/291711.html
711-402 | WAGO | 22: 5.225 66: 4.983 264: 4.752 658: 4.543 1,973: 4.356 | Transformer fuse terminal block - for fuse 6.35 x | [7 empty] | 10 A |  |  |  | - | 2.248" (57.10mm) | Gray |  |  | 0.925" (23.50mm) |  | - | - |  | Not Applicable |  | Direct Mount | 1 | 1 |  | - | Box | [8 empty] | - | 9mm ~ 10mm | 22.5mm | Push In, Spring |  |  | 800 V |  |  | - | - |  |  | 2067 | https://www.unikeyic.com/media/about_us/Unikey_ISO_9001_Certification.pdf | https://www.unikeyic.com/products/specialty-terminal-blocks/711-402/25755523.html
721-103/026-047 | WAGO | 100: 1.3512 500: 1.3319 1,000: 1.274 | Female Plug Terminal Block | [50 empty] | 200 | https://www.unikeyic.com/media/about_us/Unikey_ISO_9001_Certification.pdf | https://www.unikeyic.com/products/specialty-terminal-blocks/721-103-026-047/25125159.html
721-204/026-045 | WAGO | 5: 6.9345 50: 5.724 100: 5.292 250: 5.0295 500: 4.7775 1,000: 4.536 2,500: 4.305 5,000: 4.095 | Connector Terminal Blocks, 1 Conductor Female Plug | [10 empty] | 721-204/026-045 WAGO | [11 empty] | clip mounting, wire mounting, threaded mounting | [9 empty] | On sale |  | Compliant | [15 empty] | 252 | https://www.unikeyic.com/media/datasheet/3b/24/873c/3b/c622215d17e35c3974f68bb45179fb35.pdf | https://www.unikeyic.com/products/specialty-terminal-blocks/721-204-026-045/23741188.html
721-605/000-042 | WAGO | 5: 8.2685 25: 7.614 100: 7.245 250: 7.1085 500: 6.9615 1,000: 6.825 2,500: 6.6885 5,000: 6.552 | Conn Terminal Block M 5 POS 5mm Clamp ST Cable Mount 12A Box |  |  |  | Gray | Electrolytic Copper |  |  | 12A | 15 A |  |  | - |  |  | Polyamide (PA66), Nylon 6/6 | 0.563" (14.30mm) |  |  |  | UL94 V-0 |  | Not Applicable |  | Free Hanging (In-Line) | 1 | 5 |  | -60°C ~ 100°C | Box | 0.197" (5.00mm) | 180° | 5 |  |  |  |  | - | MCSMIDI |  |  | Screwless - Leg Spring, Push-In Spring | - |  | 630 V | 600 V |  | 12-28 AWG | 0.08-2.5mm² | 8-9mm |  | 366 | https://www.unikeyic.com/media/about_us/Unikey_ISO_9001_Certification.pdf | https://www.unikeyic.com/products/specialty-terminal-blocks/721-605-000-042/22847587.html
721-606 | WAGO | 50: 2.3947 250: 2.3605 500: 2.2579 | Conn PC Terminal Block HDR 6 POS 5mm Spring Clamp ST Cable Mount 12A Box |  |  |  | Gray | Electrolytic Copper |  |  | 12A | 15 A |  |  | - |  |  | Polyamide (PA66), Nylon 6/6 | 0.563" (14.30mm) |  |  |  | UL94 V-0 |  | Not Applicable |  | Free Hanging (In-Line) | 1 | 6 |  | -60°C ~ 100°C | Box | 0.197" (5.00mm) | 180° | 6 |  |  |  |  | - | MCSMIDI |  |  | Screwless - Push-In Spring | - |  | 630 V | 600 V |  | 12-28 AWG | 0.08-2.5mm² | 8-9mm |  | 890 | https://www.unikeyic.com/media/datasheet/70/0e/2fa8/70/0086d2d4d33e348263f7615deccbd319.pdf | https://www.unikeyic.com/products/specialty-terminal-blocks/721-606/13844026.html
721-607 | WAGO | 50: 2.7876 250: 2.7477 500: 2.6283 | Conn Terminal Block M 7 POS 5mm RA Cable Mount 12A Box |  |  |  | Gray | Electrolytic Copper |  |  | 12A | 15 A |  |  | - |  |  | Polyamide (PA66), Nylon 6/6 | 0.563" (14.30mm) |  |  |  | UL94 V-0 |  | Not Applicable |  | Free Hanging (In-Line) | 1 | 7 |  | -60°C ~ 100°C | Box | 0.197" (5.00mm) | 180° | 7 |  |  |  |  | - | MCSMIDI |  |  | Screwless - Push-In Spring | - |  | 630 V | 600 V |  | 12-28 AWG | 0.08-2.5mm² | 8-9mm |  | 50 | https://www.unikeyic.com/media/datasheet/72/2c/64d6/72/1f055e770c4b36056fcf3e66863d6546.pdf | https://www.unikeyic.com/products/specialty-terminal-blocks/721-607/4782272.html
721-608 | WAGO | 50: 3.1202 250: 3.0756 500: 2.9419 | Conn PC Terminal Block HDR 8 POS 5mm Spring Clamp ST Cable Mount 12A Box |  |  |  | Gray | Electrolytic Copper |  |  | 12A | 15 A |  |  | - |  |  | Polyamide (PA66), Nylon 6/6 | 0.563" (14.30mm) |  |  |  | UL94 V-0 |  | Not Applicable |  | Free Hanging (In-Line) | 1 | 8 |  | -60°C ~ 100°C | Box | 0.197" (5.00mm) | 180° | 8 |  |  |  |  | - | MCSMIDI |  |  | Screwless - Push-In Spring | - |  | 630 V | 600 V |  | 12-28 AWG | 0.08-2.5mm² | 8-9mm |  | 190 | https://www.unikeyic.com/media/datasheet/22/a0/a307/22/9512e660c1aa1e059202fb637787108b.pdf | https://www.unikeyic.com/products/specialty-terminal-blocks/721-608/15934300.html
726-242 | WAGO | 1: 63.7191 5: 62.8089 10: 60.078 | [8 empty] | 10 A |  |  |  | - | 1.437" (36.50mm) | Gray |  |  | 5.197" (132.00mm) |  | - | - |  | Not Applicable |  | DIN Rail | 4 | 32 |  | - | Box | [8 empty] | - | 8mm ~ 10mm | 44.0mm | Push In, Spring |  |  | 500 V |  |  | 16-28 AWG | 0.08-1.5mm² |  |  | 20000 | https://www.unikeyic.com/media/datasheet/de/62/64dc/de/216617ba575dabaeaf93555f1981aa64.pdf | https://www.unikeyic.com/products/specialty-terminal-blocks/726-242/8873128.html
726-321 | WAGO | 1: 178.524 10: 135.6361 25: 125.448 50: 119.6186 | Conn Terminal Block 32 POS Straight/Right Angle Panel Mount 10A Box | [7 empty] | 10 A |  |  |  | - | 1.437" (36.50mm) | Gray |  |  | 5.197" (132.00mm) |  | - | - |  | Not Applicable |  | DIN Rail | 4 | 32 |  | - | Box | [8 empty] | - | 8mm ~ 10mm | 34.6mm | Push In, Spring |  |  | 500 V |  |  | 26-28 AWG | 0.08-1.5mm² |  |  | 3 | https://www.unikeyic.com/media/datasheet/1b/5f/d37b/1b/32bdc462d76470324ff8f3d1f25db46f.pdf | https://www.unikeyic.com/products/specialty-terminal-blocks/726-321/2062849.html
726-341 | WAGO | 24: 56.0923 120: 55.291 240: 52.887 | [8 empty] | 10 A |  |  |  | - | 1.437" (36.50mm) | Gray |  |  | 5.197" (132.00mm) |  | - | - |  | Not Applicable |  | DIN Rail | 4 | 32 |  | - | Box | [8 empty] | - | 8mm ~ 10mm | 34.6mm | Push In, Spring |  |  | 500 V |  |  | 26-28 AWG | 0.08-1.5mm² |  |  | 20000 | https://www.unikeyic.com/media/datasheet/f9/7a/1ff8/f9/c3f1541558f052ff16520d128a1f66ab.pdf | https://www.unikeyic.com/products/specialty-terminal-blocks/726-341/15141382.html
726-342 | WAGO | 1: 56.0923 5: 55.291 10: 52.887 | [8 empty] | 10 A |  |  |  | - | 1.437" (36.50mm) | Gray |  |  | 5.197" (132.00mm) |  | - | - |  | Not Applicable |  | DIN Rail | 4 | 32 |  | - | Box |  |  |  |  | 15569209 |  |  |  | - | 8mm ~ 10mm | 34.6mm | Push In, Spring |  |  | 500 V |  |  | 26-28 AWG | 0.08-1.5mm² |  |  | 20000 | https://www.unikeyic.com/media/about_us/Unikey_ISO_9001_Certification.pdf | https://www.unikeyic.com/products/specialty-terminal-blocks/726-342/29530569.html
726-521 | WAGO | 10: 91.7112 50: 90.4011 100: 86.4706 | [8 empty] | 10 A |  |  |  | - | 1.437" (36.50mm) | Gray |  |  | 5.197" (132.00mm) |  | - | - |  | Not Applicable |  | DIN Rail | 6 | 48 |  | - | Box |  |  |  |  | 15547669 |  |  |  | - | 8mm ~ 10mm | 65.3mm | Push In, Spring |  |  | 500 V |  |  | 26-28 AWG | 0.08-1.5mm² |  |  | 20000 | https://www.unikeyic.com/media/about_us/Unikey_ISO_9001_Certification.pdf | https://www.unikeyic.com/products/specialty-terminal-blocks/726-521/2215377.html
726-541 | WAGO | 1: 94.241 5: 92.8947 10: 88.8558 | [8 empty] | 10 A |  |  |  | - | 1.437" (36.50mm) | Gray |  |  | 5.197" (132.00mm) |  | - | - |  | Not Applicable |  | DIN Rail | 6 | 48 |  | - | Box | [8 empty] | - | 8mm ~ 10mm | 65.3mm | Push In, Spring |  |  | 500 V |  |  | 16-28 AWG | 0.08-1.5mm² |  |  | 20000 | https://www.unikeyic.com/media/about_us/Unikey_ISO_9001_Certification.pdf | https://www.unikeyic.com/products/specialty-terminal-blocks/726-541/26400956.html
726-602 | WAGO | 1: 237.3408 10: 182.4001 25: 169.5112 50: 162.1661 | TERM BLK 24POS GRAY | [7 empty] | 76 A |  |  |  | - | 1.437" (36.50mm) | Gray |  |  | 5.197" (132.00mm) |  | - | - |  | Not Applicable |  | DIN Rail | 3 | 24 |  | - | Box | [8 empty] | - | 8mm ~ 10mm | 34.6mm | Push In, Spring | [5 empty] | 14-28 AWG | 0.08-2.5mm² |  |  | 1 | https://www.unikeyic.com/media/about_us/Unikey_ISO_9001_Certification.pdf | https://www.unikeyic.com/products/specialty-terminal-blocks/726-602/30004788.html
726-721 | WAGO | 8: 156.2702 40: 154.0377 80: 147.3405 | [8 empty] | 10 A |  |  |  | - | 1.437" (36.50mm) | Gray |  |  | 5.197" (132.00mm) |  | - | - |  | Not Applicable |  | DIN Rail | 10 | 80 |  | - | Box | [8 empty] | - | 8mm ~ 10mm | 107.9mm | Push In, Spring |  |  | 500 V |  |  | 16-28 AWG | 0.08-1.5mm² |  |  | 20000 | https://www.unikeyic.com/media/about_us/Unikey_ISO_9001_Certification.pdf | https://www.unikeyic.com/products/specialty-terminal-blocks/726-721/30193534.html
726-821 | WAGO | 8: 151.8778 40: 149.7081 80: 143.1991 | [8 empty] | 10 A |  |  |  | - | 1.437" (36.50mm) | Gray |  |  | 5.197" (132.00mm) |  | - | - |  | Not Applicable |  | DIN Rail | 10 | 80 |  | - | Box | [8 empty] | - | 8mm ~ 10mm | 107.9mm | Push In, Spring |  |  | 500 V |  |  | 26-28 AWG | 0.08-1.5mm² |  |  | 20000 | https://www.unikeyic.com/media/datasheet/ed/f7/5708/ed/579a77810f30712d17e8513585005788.pdf | https://www.unikeyic.com/products/specialty-terminal-blocks/726-821/14464352.html
734-116 | WAGO | 1: 16.0461 10: 15.7596 25: 15.4731 100: 15.4731 250: 15.4731 500: 15.4731 | Conn Terminal Block F 16 POS 3.5mm ST Cable Mount 10A Box |  |  |  | Gray | Copper Alloy |  |  | 10A | 10 A |  |  | Retention Latches (Non-Wire Side) |  |  | Polyamide (PA66), Nylon 6/6 | 0.528" (13.40mm) |  |  |  | UL94 V-0 |  | Not Applicable |  | Free Hanging (In-Line) | 1 | 16 |  | -60°C ~ 100°C | Box | 0.138" (3.50mm) | 180° | 16 |  |  |  |  | - | MCSMINI |  |  | Screwless - Leg Spring, Push-In Spring | - |  | 320 V | 300 V |  | 14-28 AWG | 0.08-1.5mm² | 6-7mm |  | 83 | https://www.unikeyic.com/media/datasheet/c5/02/4f9a/c5/fe2db3d74b231c7f47cd0f097c63d5c1.pdf | https://www.unikeyic.com/products/specialty-terminal-blocks/734-116/1161424.html
745-154 | WAGO | 90: 3.3364 450: 3.2887 900: 3.1457 | PCB Terminal Block, 4mm², 7.5mm Pitch, 4-Pole |  |  | Steel - Nickel Plated | Gray |  | Electrolytic Copper - Tin Plated | 20 A |  |  |  |  | - |  |  | Polyamide (PA66), Nylon 6/6 | [5 empty] | 45° (135°) Angle with Board | 1 (Unlimited) |  | Through Hole | 1 |  |  | -60°C ~ 105°C | Box | 0.295" (7.50mm) |  | 4 | [5 empty] | 745 |  |  |  | - | 300 V |  |  | 12-28 AWG |  |  |  | Screwless - Spring Cage, Tension Clamp | 258 | https://www.unikeyic.com/media/datasheet/57/89/9968/57/d2b3063508cbb207fae51ce5a55b1ae2.pdf | https://www.unikeyic.com/products/specialty-terminal-blocks/745-154/6804261.html
745-304 | WAGO | 64: 4.3154 320: 4.2538 640: 4.0688 | Terminal Block Connector 4 POS 7.5mm Thru-Hole 41A Box |  |  | Steel - Nickel Plated | Gray |  | Electrolytic Copper - Tin Plated | 30 A |  |  |  |  | - |  |  | Polyamide (PA66), Nylon 6/6 | [5 empty] | 45° (135°) Angle with Board | 1 (Unlimited) |  | Through Hole | 1 |  |  | -60°C ~ 105°C | Box | 0.295" (7.50mm) |  | 4 | [5 empty] | 745 |  |  |  | - | 300 V |  |  | 10-24 AWG |  |  |  | Screwless - Spring Cage, Tension Clamp | 20000 | https://www.unikeyic.com/media/datasheet/00/66/2c0e/00/63d1d9a482f00a6f1d19b3dc93394f61.pdf | https://www.unikeyic.com/products/specialty-terminal-blocks/745-304/9746681.html
763-8113 | RS | 10: 2.7341 5,000: 1.9776 25,000: 1.6276 | RS PRO Non-fusible terminal blocks, 12road, 8mmPitch, free hanging，panel mount, screw termination, 12 AWGwire_gauge, 3 → 24A, 380 V | Industrial | [9 empty] | 763-8113 RS | [6 empty] | 93mm(Length)*16.8mm(height) |  |  |  |  | panel mount |  |  |  | -40℃~80℃ | [23 empty] | 5422 | https://www.unikeyic.com/media/datasheet/02/f3/7bcf/02/a8e5e8fe4b0228d0d30d91380ba5a670.pdf | https://www.unikeyic.com/products/specialty-terminal-blocks/763-8113/9707114.html
769-151 | WAGO | 1: 7.2185 10: 5.121 25: 4.5005 50: 4.119 100: 3.8065 250: 3.485 500: 3.2995 1,000: 3.1539 | 4 Terminal block - grey 5.0mm | [7 empty] | 32 A |  |  |  | - | 1.122" (28.50mm) | Gray |  |  | 3.440" (87.38mm) |  | Polyamide (PA66), Nylon 6/6 | UL94 V-0 |  | Not Applicable |  | DIN Rail | 1 | 4 |  | - | Box | [8 empty] | X-COM® | - | 5.0mm | Plug Receptacles, Push In, Spring |  |  | 500 V |  |  | - | - |  |  | 28 | https://www.unikeyic.com/media/about_us/Unikey_ISO_9001_Certification.pdf | https://www.unikeyic.com/products/specialty-terminal-blocks/769-151/17968569.html
769-156/000-006 | WAGO | 100: 1.5071 500: 1.4855 1,000: 1.421 | [8 empty] | 32 A |  |  |  | - | 1.122" (28.50mm) | Blue |  |  | - |  | Polyamide (PA66), Nylon 6/6 | UL94 V-0 |  | Not Applicable |  | DIN Rail | 1 | 2 |  | - | Box |  |  |  |  | 15540645 |  |  |  | X-COM® | - | 5.0mm | Plug Receptacles, Push In, Spring |  |  | 500 V |  |  | - | - |  |  | 20000 | https://www.unikeyic.com/media/about_us/Unikey_ISO_9001_Certification.pdf | https://www.unikeyic.com/products/specialty-terminal-blocks/769-156-000-006/30231881.html
769-161 | WAGO | 50: 1.7755 500: 1.7072 5,000: 1.6389 | [8 empty] | 16 A |  |  |  | - | 1.122" (28.50mm) | Gray |  |  | 3.440" (87.38mm) |  | Polyamide (PA66), Nylon 6/6 | UL94 V-0 |  | Not Applicable |  | DIN Rail | 1 | 2 |  | - | Box | [8 empty] | X-COM® | - | 5.0mm | Plug Receptacles, Push In, Spring |  |  | 400 V |  |  | - | - |  |  | 371 | https://www.unikeyic.com/media/about_us/Unikey_ISO_9001_Certification.pdf | https://www.unikeyic.com/products/specialty-terminal-blocks/769-161/23453715.html
769-162/769-313 | WAGO | 10: 4.9682 50: 4.8972 100: 4.6843 | [8 empty] | 16 A |  |  |  | - | 1.122" (28.50mm) | Gray |  |  | 3.440" (87.38mm) |  | Polyamide (PA66), Nylon 6/6 | UL94 V-0 |  | Not Applicable |  | DIN Rail | 1 | 4 |  | - | Box | [8 empty] | X-COM® | - | 11.1mm | Plug Receptacles, Push In, Spring |  |  | 400 V |  |  | - | - |  |  | 20000 | https://www.unikeyic.com/media/about_us/Unikey_ISO_9001_Certification.pdf | https://www.unikeyic.com/products/specialty-terminal-blocks/769-162-769-313/16112629.html
769-165/769-313 | WAGO | 5: 11.3852 25: 11.2225 50: 10.7346 | [8 empty] | 16 A |  |  |  | - | 1.122" (28.50mm) | Gray |  |  | - |  | Polyamide (PA66), Nylon 6/6 | UL94 V-0 |  | Not Applicable |  | DIN Rail | 1 | 10 |  | - | Box |  |  |  |  | 15545715 |  |  |  | X-COM® | - | 26.1mm | Plug Receptacles, Push In, Spring |  |  | 400 V |  |  | - | - |  |  | 20000 | https://www.unikeyic.com/media/about_us/Unikey_ISO_9001_Certification.pdf | https://www.unikeyic.com/products/specialty-terminal-blocks/769-165-769-313/34690254.html
769-171 | WAGO | 50: 1.577 100: 1.5164 150: 1.48 | Conn Terminal Block RCP 4 POS T DIN Rail 10A Box | [7 empty] | 32 A |  |  |  | - | 1.122" (28.50mm) | Gray |  |  | 3.440" (87.38mm) |  | Polyamide (PA66), Nylon 6/6 | UL94 V-0 |  | Not Applicable |  | DIN Rail | 1 | 2 |  | - | Box | [8 empty] | X-COM® | 8mm ~ 9mm | 5.0mm | Plug Receptacles, Push In, Spring |  |  | 500 V |  |  | 12-28 AWG | 0.08-4mm² |  |  | 500 | https://www.unikeyic.com/media/datasheet/33/f0/e812/33/af881d436a06b8ed9119366f2d749efd.pdf | https://www.unikeyic.com/products/specialty-terminal-blocks/769-171/33671713.html
769-181 | WAGO | 50: 2.4404 250: 2.4056 500: 2.301 | [8 empty] | 16 A |  |  |  | - | 1.122" (28.50mm) | Gray |  |  | 3.440" (87.38mm) |  | Polyamide (PA66), Nylon 6/6 | UL94 V-0 |  | Not Applicable |  | DIN Rail | 1 | 1 |  | - | Box | [8 empty] | X-COM® | 8mm ~ 9mm | 5.0mm | Plug Receptacles, Push In, Spring |  |  | 400 V |  |  | 12-28 AWG | 0.08-4mm² |  |  | 20000 | https://www.unikeyic.com/media/about_us/Unikey_ISO_9001_Certification.pdf | https://www.unikeyic.com/products/specialty-terminal-blocks/769-181/2595853.html
769-182/769-314 | WAGO | 10: 5.5273 50: 5.4484 100: 5.2115 | [8 empty] | 16 A |  |  |  | - | 1.122" (28.50mm) | Gray |  |  | 3.440" (87.38mm) |  | Polyamide (PA66), Nylon 6/6 | UL94 V-0 |  | Not Applicable |  | DIN Rail | 1 | 2 |  | - | Box |  |  |  |  | 15522699 |  |  |  | X-COM® | 8mm ~ 9mm | 11.1mm | Plug Receptacles, Push In, Spring |  |  | 400 V |  |  | 12-28 AWG | 0.08-4mm² |  |  | 20000 | https://www.unikeyic.com/media/about_us/Unikey_ISO_9001_Certification.pdf | https://www.unikeyic.com/products/specialty-terminal-blocks/769-182-769-314/32731166.html
769-183/769-314 | WAGO | 5: 7.895 25: 7.7822 50: 7.4439 | [8 empty] | 16 A |  |  |  | - | 1.122" (28.50mm) | Gray |  |  | - |  | Polyamide (PA66), Nylon 6/6 | UL94 V-0 |  | Not Applicable |  | DIN Rail | 1 | 3 |  | - | Box | [8 empty] | X-COM® | 8mm ~ 9mm | 16.1mm | Plug Receptacles, Push In, Spring |  |  | 400 V |  |  | 12-28 AWG | 0.08-4mm² |  |  | 20000 | https://www.unikeyic.com/media/about_us/Unikey_ISO_9001_Certification.pdf | https://www.unikeyic.com/products/specialty-terminal-blocks/769-183-769-314/10761953.html
769-184/769-314 | WAGO | 5: 10.2938 25: 10.1468 50: 9.7056 | [8 empty] | 16 A |  |  |  | - | 1.122" (28.50mm) | Gray |  |  | - |  | Polyamide (PA66), Nylon 6/6 | UL94 V-0 |  | Not Applicable |  | DIN Rail | 1 | 4 |  | - | Box |  |  |  |  | 15602223 |  |  |  | X-COM® | 8mm ~ 9mm | 21.1mm | Plug Receptacles, Push In, Spring |  |  | 400 V |  |  | 12-28 AWG | 0.08-4mm² |  |  | 20000 | https://www.unikeyic.com/media/about_us/Unikey_ISO_9001_Certification.pdf | https://www.unikeyic.com/products/specialty-terminal-blocks/769-184-769-314/23507476.html
769-209/281-413 | WAGO | 50: 7.4356 250: 7.3294 500: 7.0107 | [8 empty] | 25 mA |  |  |  | LED, Resistor | 1.122" (28.50mm) | Gray |  |  | 3.445" (87.50mm) |  | Polyamide (PA66), Nylon 6/6 | UL94 V-0 |  | Not Applicable |  | DIN Rail | 1 | 2 |  | - | Box | [8 empty] | X-COM® | - | 5.0mm | Plug Receptacles, Push In, Spring | [5 empty] | - | - |  |  | 20000 | https://www.unikeyic.com/media/about_us/Unikey_ISO_9001_Certification.pdf | https://www.unikeyic.com/products/specialty-terminal-blocks/769-209-281-413/20310748.html
769-213 | WAGO | 50: 4.3217 250: 4.2599 500: 4.0747 | [8 empty] | 16 A |  |  |  | - | 1.122" (28.50mm) | Gray |  |  | 3.976" (100.99mm) |  | Polyamide (PA66), Nylon 6/6 | UL94 V-0 |  | Not Applicable |  | DIN Rail | 1 | 1 |  | - | Box |  |  |  |  | 15542169 |  |  |  | X-COM® | 8mm ~ 9mm | 5.0mm | Plug Receptacles, Push In, Spring |  |  | 250 V |  |  | 12-28 AWG | 0.08-4mm² |  |  | 20000 | https://www.unikeyic.com/media/about_us/Unikey_ISO_9001_Certification.pdf | https://www.unikeyic.com/products/specialty-terminal-blocks/769-213/9279162.html
769-218/281-410 | WAGO | 50: 4.8106 500: 4.6256 5,000: 4.4405 | [8 empty] | 500 mA |  |  |  | Diode | 1.122" (28.50mm) | Gray |  |  | - |  | Polyamide (PA66), Nylon 6/6 | UL94 V-0 |  | Not Applicable |  | DIN Rail | 1 | 1 |  | - | Box |  |  |  |  | 15522332 |  |  |  | X-COM® | 8mm ~ 9mm | 5.0mm | Plug Receptacles, Push In, Spring | [5 empty] | 12-28 AWG | 0.08-4mm² |  |  | 760 | https://www.unikeyic.com/media/about_us/Unikey_ISO_9001_Certification.pdf | https://www.unikeyic.com/products/specialty-terminal-blocks/769-218-281-410/33106123.html
769-218/281-411 | WAGO | 50: 4.8106 500: 4.6256 5,000: 4.4405 | [8 empty] | 500 mA |  |  |  | Diode | 1.122" (28.50mm) | Gray |  |  | 3.440" (87.38mm) |  | Polyamide (PA66), Nylon 6/6 | UL94 V-0 |  | Not Applicable |  | DIN Rail | 1 | 1 |  | - | Box | [8 empty] | X-COM® | 8mm ~ 9mm | 5.0mm | Plug Receptacles, Push In, Spring | [5 empty] | 12-28 AWG | 0.08-4mm² |  |  | 3695 | https://www.unikeyic.com/media/about_us/Unikey_ISO_9001_Certification.pdf | https://www.unikeyic.com/products/specialty-terminal-blocks/769-218-281-411/28980631.html
769-219/281-434 | WAGO | 50: 7.71 250: 7.5998 500: 7.2694 | [8 empty] | 25 mA |  |  |  | LED, Resistor | 1.122" (28.50mm) | Gray |  |  | 3.440" (87.38mm) |  | Polyamide (PA66), Nylon 6/6 | UL94 V-0 |  | Not Applicable |  | DIN Rail | 1 | 1 |  | - | Box | [8 empty] | X-COM® | 8mm ~ 9mm | 5.0mm | Plug Receptacles, Push In, Spring | [5 empty] | 12-28 AWG | 0.08-4mm² |  |  | 20000 | https://www.unikeyic.com/media/about_us/Unikey_ISO_9001_Certification.pdf | https://www.unikeyic.com/products/specialty-terminal-blocks/769-219-281-434/5434944.html
769-221 | WAGO | 50: 2.1245 250: 2.0941 500: 2.0031 | [8 empty] | 32 A |  |  |  | - | 1.122" (28.50mm) | Gray |  |  | 2.811" (71.40mm) |  | Polyamide (PA66), Nylon 6/6 | UL94 V-0 |  | Not Applicable |  | DIN Rail | 1 | 2 |  | - | Box |  |  |  |  | 15538269 |  |  |  | X-COM® | - | 5.0mm | Plug Receptacles, Push In, Spring |  |  | 250 V |  |  | - | - |  |  | 20000 | https://www.unikeyic.com/media/about_us/Unikey_ISO_9001_Certification.pdf | https://www.unikeyic.com/products/specialty-terminal-blocks/769-221/2022720.html
769-229/281-413 | WAGO | 100: 7.1508 500: 7.0487 1,000: 6.7422 | [8 empty] | 25 mA |  |  |  | LED, Resistor | 1.122" (28.50mm) | Gray |  |  | 2.063" (52.40mm) |  | Polyamide (PA66), Nylon 6/6 | UL94 V-0 |  | Not Applicable |  | DIN Rail | 1 | 2 |  | - | Box | [8 empty] | X-COM® | - | 5.0mm | Plug Receptacles, Push In, Spring | [5 empty] | - | - |  |  | 20000 | https://www.unikeyic.com/media/about_us/Unikey_ISO_9001_Certification.pdf | https://www.unikeyic.com/products/specialty-terminal-blocks/769-229-281-413/30573608.html
769-232 | WAGO | 50: 3.2179 250: 3.1719 500: 3.034 | [8 empty] | 16 A |  |  |  | - | 1.122" (28.50mm) | Gray |  |  | 2.070" (52.58mm) |  | Polyamide (PA66), Nylon 6/6 | UL94 V-0 |  | Not Applicable |  | DIN Rail | 1 | 1 |  | - | Box | [8 empty] | X-COM® | 8mm ~ 9mm | 5.0mm | Plug Receptacles, Push In, Spring |  |  | 400 V |  |  | 12-28 AWG | 0.08-4mm² |  |  | 20000 | https://www.unikeyic.com/media/about_us/Unikey_ISO_9001_Certification.pdf | https://www.unikeyic.com/products/specialty-terminal-blocks/769-232/18282504.html
769-239/281-413 | WAGO | 1: 20.8116 10: 14.8511 25: 13.2386 50: 12.277 100: 11.5058 250: 10.7276 500: 10.2852 1,000: 9.9415 | 2 Terminal block - grey 5.0mm | [7 empty] | 25 mA |  |  |  | LED, Resistor | 1.122" (28.50mm) | Gray |  |  | 2.070" (52.58mm) |  | Polyamide (PA66), Nylon 6/6 | UL94 V-0 |  | Not Applicable |  | DIN Rail | 1 | 1 |  | - | Box |  |  |  |  | 15523131 |  |  |  | X-COM® | 8mm ~ 9mm | 5.0mm | Plug Receptacles, Push In, Spring | [5 empty] | 12-28 AWG | 0.08-4mm² |  |  | 3 | https://www.unikeyic.com/media/about_us/Unikey_ISO_9001_Certification.pdf | https://www.unikeyic.com/products/specialty-terminal-blocks/769-239-281-413/1581741.html
769-251/000-006 | WAGO | 1: 7.7692 10: 5.5111 25: 4.8471 50: 4.44 100: 4.107 250: 3.7651 500: 3.5679 1,000: 3.4133 | 2-Conductor/1-Pin Carrier Terminal Block, for DIN-rail 35 x 15 and 35 x 7.5, 4 mm2, Cage Clamp | [7 empty] | 32 A |  |  |  | - | 1.122" (28.50mm) | Blue |  |  | 2.720" (69.09mm) |  | Polyamide (PA66), Nylon 6/6 | UL94 V-0 |  | Not Applicable |  | DIN Rail | 1 | 2 |  | - | Box |  |  |  |  | 15562538 |  |  |  | X-COM® | 8mm ~ 9mm | 5.0mm | Plug Receptacles, Push In, Spring |  |  | 500 V |  |  | 12-28 AWG | 0.08-4mm² |  |  | 10 | https://www.unikeyic.com/media/about_us/Unikey_ISO_9001_Certification.pdf | https://www.unikeyic.com/products/specialty-terminal-blocks/769-251-000-006/8047533.html
773-104 | WAGO | 1: 0.1691 | Wanke Terminal Block Connectors, 773series, 4road, Cable installation, Push-in termination, 18 → 12Special Task Group Wire Gauge, 24A, 400 V | [10 empty] | 773-104 WAGO | [11 empty] | wire mounting |  |  |  | 105℃~105℃ | [5 empty] | On sale |  | Compliant | [15 empty] | 47 | https://www.unikeyic.com/media/datasheet/03/11/841b/03/7097066bf10bbf81d607ec490584cf3a.pdf | https://www.unikeyic.com/products/specialty-terminal-blocks/773-104/34293021.html
773-106 | WAGO | 10: 0.4312 100: 0.4224 500: 0.3247 | Wanke Terminal block connector, 773series, 6road, Cable installation, Push-in termination, 24A, 400 V | [10 empty] | 773-106 WAGO | [11 empty] | wire mounting |  |  |  | 60℃~60℃ | [5 empty] | On sale | [17 empty] | 746 | https://www.unikeyic.com/media/datasheet/b4/d1/6792/b4/3d986c5bb5625e5beafce4407eed7e2a.pdf | https://www.unikeyic.com/products/specialty-terminal-blocks/773-106/26406271.html
773-108 | WAGO | 500: 0.4199 2,500: 0.4139 5,000: 0.3959 | Wanke Terminal block connector, 773series, 8road, Cable installation, Push-in termination, 24A, 400 V | [10 empty] | 773-108 WAGO | [6 empty] | 24mm(Length)*19.5mm(height) |  |  |  |  | wire mounting |  |  |  | 60℃(max) | [5 empty] | On sale |  | Non-compliant | [15 empty] | 20000 | https://www.unikeyic.com/media/datasheet/e1/30/7670/e1/fabc4ee04b35ecab10e7287cb2132ca9.pdf | https://www.unikeyic.com/products/specialty-terminal-blocks/773-108/22162383.html
776164-90 | National Instruments | 1: 349.4243 | NI CB-50 I/OJunction box，DINRail installation，No Cable |  | 776164 | [19 empty] | 1 (Unlimited) | [6 empty] | Box |  |  |  |  | 12817843 |  |  |  | - | [12 empty] | 10 | https://www.unikeyic.com/media/about_us/Unikey_ISO_9001_Certification.pdf | https://www.unikeyic.com/products/specialty-terminal-blocks/776164-90/3212287.html
781-613 | WAGO | 50: 3.8061 250: 3.7518 500: 3.5887 | [8 empty] | 32 A |  |  |  | - | 1.713" (43.50mm) | Blue |  |  | 3.030" (76.96mm) |  | Polyamide (PA66), Nylon 6/6 | UL94 V-0 |  | Not Applicable |  | DIN Rail | 1 | 1 |  | - | Box | [8 empty] | TOPJOB®S | 9mm ~ 10mm | 6.0mm | Plug Receptacles, Push In, Spring |  |  | 400 V |  |  | 12-28 AWG | 0.08-4mm² |  |  | 20000 | https://www.unikeyic.com/media/about_us/Unikey_ISO_9001_Certification.pdf | https://www.unikeyic.com/products/specialty-terminal-blocks/781-613/15615166.html
783-623 | WAGO | 25: 4.5597 250: 4.3844 2,500: 4.209 | [8 empty] | 68 A |  |  |  | - | 1.713" (43.50mm) | Gray |  |  | 3.030" (76.96mm) |  | - | UL94 V-0 |  | Not Applicable |  | DIN Rail | 1 | 1 |  | - | Box | [8 empty] | TOPJOB Classic | 16mm ~ 17mm | 12.0mm | Plug Receptacles, Push In, Spring |  |  | 400 V |  |  | 6-24 AWG | 0.2-16mm² |  |  | 182 | https://www.unikeyic.com/media/about_us/Unikey_ISO_9001_Certification.pdf | https://www.unikeyic.com/products/specialty-terminal-blocks/783-623/550105.html
790-1102 | RS | 5: 1.5235 6,250: 1.095 31,250: 0.9011 | RS PRO PCBTerminal block, 4road, 2.54mmPitch, Through-hole, Screw-down terminations, green | Industrial | [9 empty] | 790-1102 RS | [6 empty] | 10.16mm*5.54mm*6.2mm |  |  |  |  | Through hole mounting |  |  |  | -40℃~105℃ | [23 empty] | 1976 | https://www.unikeyic.com/media/datasheet/upload/2023/08/01/0900766b8157c7ed.pdf | https://www.unikeyic.com/products/specialty-terminal-blocks/790-1102/2671796.html
790-1159 | RS | 5: 0.9373 25: 0.8912 | RS PRO PCBTerminal block, 2road, 5mmPitch, Through-hole, Screw-down terminations, green | [17 empty] | 10mm*8.1mm*10mm |  |  |  |  | Through hole mounting | [11 empty] | Compliant | [15 empty] | 803 | https://www.unikeyic.com/media/about_us/Unikey_ISO_9001_Certification.pdf | https://www.unikeyic.com/products/specialty-terminal-blocks/790-1159/16446613.html
8-796634-4 | TE Connectivity | 400: 14.365 | Eurostyle Block Connector, F, 17 POS, 5.08mm, Screw, RA, Cable Mount, 15A/Contact | Industrial | [21 empty] | wire mounting |  |  |  | -40℃~105℃ | [7 empty] | Compliant | bulk | [14 empty] | 40000 | https://www.unikeyic.com/media/about_us/Unikey_ISO_9001_Certification.pdf | https://www.unikeyic.com/products/specialty-terminal-blocks/8-796634-4/42149.html
811-471 | WAGO | 122: 0.902 379: 0.869 | Supply module - 35 mm - for 811 Series Fuse Ter | [11 empty] | - | - | Gray |  |  | - |  | - | - |  | Not Applicable |  | DIN Rail | 1 | 2 |  | - | Box |  |  |  |  | 15571871 |  |  |  | - | 14mm | - | Screw |  |  | 1 kV |  |  | 2-10 AWG | 6-35mm² |  |  | 781 | https://www.unikeyic.com/media/about_us/Unikey_ISO_9001_Certification.pdf | https://www.unikeyic.com/products/specialty-terminal-blocks/811-471/26764294.html
826-159 | WAGO | 25: 2.2684 250: 2.1812 2,500: 2.0939 | Conn Terminal Block F 1 POS 7mm Clamp Cable Mount 32A CAGE CLAMP® Box |  |  |  | Gray |  |  |  |  | 20 A |  |  | - | [9 empty] | Not Applicable |  |  | 1 |  |  |  | Box | - |  | 1 |  | 15541881 |  |  |  | - | [6 empty] | 300 V | 12-28 AWG |  |  |  |  | 50 | https://www.unikeyic.com/media/about_us/Unikey_ISO_9001_Certification.pdf | https://www.unikeyic.com/products/specialty-terminal-blocks/826-159/6900658.html
859-796 | WAGO | 10: 31.2806 50: 30.8338 100: 29.4932 | Conn Terminal Block 5 POS DIN Rail Box | [21 empty] | Not Applicable |  | DIN Rail |  |  |  |  | Box | [8 empty] | 859 |  |  | Spring Terminal | [9 empty] | 15 | https://www.unikeyic.com/media/about_us/Unikey_ISO_9001_Certification.pdf | https://www.unikeyic.com/products/specialty-terminal-blocks/859-796/12027943.html
860516 | molex | 5: 11.979 | Pluggable Terminal Blocks PLUGGABLE TERM BLOCK | Commercial Grade | [9 empty] | 860516 molex | [15 empty] | 0℃~110℃ | [23 empty] | 30 | https://www.unikeyic.com/media/datasheet/2f/16/0b5d/2f/efb367531c798ba9ae72fbfdd7d102bf.pdf | https://www.unikeyic.com/products/specialty-terminal-blocks/860516/388583.html
869-103 | WAGO | 100: 5.3382 500: 5.2619 1,000: 5.0331 | [8 empty] | 24 A |  |  |  | - | 1.087" (27.61mm) | Gray |  |  | 1.315" (33.40mm) |  | - | UL94 V-0 |  | Not Applicable |  | Direct Mount | 1 | 6 |  | - | Box |  |  |  |  | 15587621 |  |  |  | - | 6mm ~ 7mm | 29.5mm | Push In, Spring |  |  | 500 V |  |  | 12-28 AWG | 0.08-2.5mm² |  |  | 20000 | https://www.unikeyic.com/media/about_us/Unikey_ISO_9001_Certification.pdf | https://www.unikeyic.com/products/specialty-terminal-blocks/869-103/645379.html
869-110 | WAGO | 1: 24.495 10: 22.5396 25: 21.4725 50: 21.0525 100: 20.622 250: 20.2125 500: 19.8135 | Conn Terminal Strip 10 POS Clamp Cable Mount 24A Box | [7 empty] | 24 A |  |  |  | - | 1.087" (27.61mm) | Gray |  |  | 1.315" (33.40mm) |  | - | UL94 V-0 |  | Not Applicable |  | Direct Mount | 1 | 20 |  | - | Box | [8 empty] | - | 6mm ~ 7mm | 64.5mm | Push In, Spring |  |  | 500 V |  |  | 12-28 AWG | 0.08-2.5mm² |  |  | 6 | https://www.unikeyic.com/media/about_us/Unikey_ISO_9001_Certification.pdf | https://www.unikeyic.com/products/specialty-terminal-blocks/869-110/25109348.html
869-138 | WAGO | 1: 12.2342 | [8 empty] | 24 A |  |  |  | - | 1.087" (27.61mm) | Gray |  |  | 1.315" (33.40mm) |  | - | UL94 V-0 |  | Not Applicable |  | Direct Mount | 1 | 16 |  | - | Box | [8 empty] | - | 6mm ~ 7mm | 54.5mm | Push In, Spring |  |  | 500 V |  |  | 12-28 AWG | 0.08-2.5mm² |  |  | 100 | https://www.unikeyic.com/media/about_us/Unikey_ISO_9001_Certification.pdf | https://www.unikeyic.com/products/specialty-terminal-blocks/869-138/17291369.html
869-154 | WAGO | 100: 9.479 500: 9.3436 1,000: 8.9373 | [8 empty] | 24 A |  |  |  | - | 1.087" (27.61mm) | Gray |  |  | 1.315" (33.40mm) |  | - | UL94 V-0 |  | Not Applicable |  | Direct Mount | 1 | 8 |  | - | Box |  |  |  |  | 15526302 |  |  |  | - | 6mm ~ 7mm | 22.5mm | Push In, Spring |  |  | 500 V |  |  | 12-28 AWG | 0.08-2.5mm² |  |  | 20000 | https://www.unikeyic.com/media/about_us/Unikey_ISO_9001_Certification.pdf | https://www.unikeyic.com/products/specialty-terminal-blocks/869-154/1627263.html
869-208 | WAGO | 50: 12.8091 250: 12.6261 500: 12.0772 | [8 empty] | 24 A |  |  |  | - | 1.087" (27.61mm) | Gray |  |  | 1.315" (33.40mm) |  | - | UL94 V-0 |  | Not Applicable |  | Direct Mount | 1 | 16 |  | - | Box |  |  |  |  | 15538909 |  |  |  | - | 6mm ~ 7mm | 54.5mm | Push In, Spring |  |  | 500 V |  |  | 12-28 AWG | 0.08-2.5mm² |  |  | 20000 | https://www.unikeyic.com/media/about_us/Unikey_ISO_9001_Certification.pdf | https://www.unikeyic.com/products/specialty-terminal-blocks/869-208/1475413.html
869-209 | WAGO | 50: 14.3224 250: 14.1178 500: 13.504 | [8 empty] | 24 A |  |  |  | - | 1.087" (27.61mm) | Gray |  |  | 1.315" (33.40mm) |  | - | UL94 V-0 |  | Not Applicable |  | Direct Mount | 1 | 18 |  | - | Box | [8 empty] | - | 6mm ~ 7mm | 59.5mm | Push In, Spring |  |  | 500 V |  |  | 12-28 AWG | 0.08-2.5mm² |  |  | 20000 | https://www.unikeyic.com/media/about_us/Unikey_ISO_9001_Certification.pdf | https://www.unikeyic.com/products/specialty-terminal-blocks/869-209/28587593.html
869-210 | WAGO | 1: 14.075 | [8 empty] | 24 A |  |  |  | - | 1.087" (27.61mm) | Gray |  |  | 1.315" (33.40mm) |  | - | UL94 V-0 |  | Not Applicable |  | Direct Mount | 1 | 20 |  | - | Box | [8 empty] | - | 6mm ~ 7mm | 64.5mm | Push In, Spring |  |  | 500 V |  |  | 12-28 AWG | 0.08-2.5mm² |  |  | 100 | https://www.unikeyic.com/media/about_us/Unikey_ISO_9001_Certification.pdf | https://www.unikeyic.com/products/specialty-terminal-blocks/869-210/1312650.html
869-232 | WAGO | 100: 5.5065 500: 5.4279 1,000: 5.1919 | [8 empty] | 24 A |  |  |  | - | 1.087" (27.61mm) | Gray |  |  | 1.315" (33.40mm) |  | - | UL94 V-0 |  | Not Applicable |  | Direct Mount | 1 | 4 |  | - | Box | [8 empty] | - | 6mm ~ 7mm | 24.5mm | Push In, Spring |  |  | 500 V |  |  | 12-28 AWG | 0.08-2.5mm² |  |  | 20000 | https://www.unikeyic.com/media/about_us/Unikey_ISO_9001_Certification.pdf | https://www.unikeyic.com/products/specialty-terminal-blocks/869-232/7000698.html
869-238 | WAGO | 50: 18.4258 250: 18.1626 500: 17.3729 | [8 empty] | 24 A |  |  |  | - | 1.087" (27.61mm) | Gray |  |  | 1.315" (33.40mm) |  | - | UL94 V-0 |  | Not Applicable |  | Direct Mount | 1 | 16 |  | - | Box | [8 empty] | - | 6mm ~ 7mm | 54.5mm | Push In, Spring |  |  | 500 V |  |  | 12-28 AWG | 0.08-2.5mm² |  |  | 20000 | https://www.unikeyic.com/media/about_us/Unikey_ISO_9001_Certification.pdf | https://www.unikeyic.com/products/specialty-terminal-blocks/869-238/22936659.html
869-301 | WAGO | 1: 4.32 10: 3.0758 25: 2.6905 50: 2.449 100: 2.2489 250: 2.0406 500: 1.9192 1,000: 1.8234 5,000: 1.6745 | Terminal block - | [7 empty] | 24 A |  |  |  | - | 1.087" (27.61mm) | Gray |  |  | 1.315" (33.40mm) |  | - | UL94 V-0 |  | Not Applicable |  | Direct Mount | 1 | 2 |  | - | Box |  |  |  |  | 15568855 |  |  |  | - | 6mm ~ 7mm | 5.0mm | Push In, Spring |  |  | 500 V |  |  | 12-28 AWG | 0.08-2.5mm² |  |  | 69 | https://www.unikeyic.com/media/about_us/Unikey_ISO_9001_Certification.pdf | https://www.unikeyic.com/products/specialty-terminal-blocks/869-301/3202782.html
869-311 | WAGO | 1: 4.32 10: 3.0758 25: 2.6905 50: 2.449 100: 2.2489 250: 2.0406 500: 1.9192 1,000: 1.8234 5,000: 1.6745 | [8 empty] | 24 A |  |  |  | - | 1.087" (27.61mm) | Gray |  |  | 1.315" (33.40mm) |  | - | UL94 V-0 |  | Not Applicable |  | Direct Mount | 1 | 2 |  | - | Box |  |  |  |  | 15555481 |  |  |  | - | 6mm ~ 7mm | 5.0mm | Push In, Spring |  |  | 500 V |  |  | 12-28 AWG | 0.08-2.5mm² |  |  | 254 | https://www.unikeyic.com/media/about_us/Unikey_ISO_9001_Certification.pdf | https://www.unikeyic.com/products/specialty-terminal-blocks/869-311/25331697.html
869-314 | WAGO | 1: 4.428 10: 3.1482 25: 2.754 50: 2.5073 100: 2.303 250: 2.0905 500: 1.9668 1,000: 1.8691 5,000: 1.7174 | [8 empty] | 24 A |  |  |  | - | 1.087" (27.61mm) | Blue |  |  | 1.315" (33.40mm) |  | - | UL94 V-0 |  | Not Applicable |  | Direct Mount | 1 | 2 |  | - | Box | [8 empty] | - | 6mm ~ 7mm | 5.0mm | Push In, Spring |  |  | 500 V |  |  | 12-28 AWG | 0.08-2.5mm² |  |  | 5 | https://www.unikeyic.com/media/datasheet/bb/43/83e4/bb/bd46a42d62ab953ef3443864e99601f9.pdf | https://www.unikeyic.com/products/specialty-terminal-blocks/869-314/2416143.html
869-317 | WAGO | 100: 1.5466 500: 1.5245 1,000: 1.4582 | [12 empty] | - | 1.087" (27.61mm) | Green, Yellow |  |  | 1.315" (33.40mm) |  | - | UL94 V-0 |  | Not Applicable |  | Direct Mount | 1 | 2 |  | - | Box |  |  |  |  | 15555267 |  |  |  | - | 6mm ~ 7mm | 5.0mm | Push In, Spring | [5 empty] | 12-28 AWG | 0.08-2.5mm² |  |  | 20000 | https://www.unikeyic.com/media/about_us/Unikey_ISO_9001_Certification.pdf | https://www.unikeyic.com/products/specialty-terminal-blocks/869-317/1019064.html
869-354 | WAGO | 10: 5.8627 | Weidmüller DIN Rail Terminal Block, 869 Series, Blue, 24A | [7 empty] | 24 A |  |  |  | - | 1.087" (27.61mm) | Blue |  |  | 1.315" (33.40mm) |  | - | UL94 V-0 |  | Not Applicable |  | Direct Mount | 1 | 2 |  | - | Box |  |  |  |  | 15546794 |  |  |  | - | 6mm ~ 7mm | 5.0mm | Push In, Spring |  |  | 500 V |  |  | 12-28 AWG | 0.08-2.5mm² |  |  | 19 | https://www.unikeyic.com/media/datasheet/ad/0b/4cc3/ad/e6d414e198ee86621f40cd062b292841.pdf | https://www.unikeyic.com/products/specialty-terminal-blocks/869-354/29819180.html
869-357 | WAGO | 100: 1.5466 500: 1.5245 1,000: 1.4582 | [12 empty] | - | 1.087" (27.61mm) | Green, Yellow |  |  | 1.315" (33.40mm) |  | - | UL94 V-0 |  | Not Applicable |  | Direct Mount | 1 | 2 |  | - | Box | [8 empty] | - | 6mm ~ 7mm | 5.0mm | Push In, Spring | [5 empty] | 12-28 AWG | 0.08-2.5mm² |  |  | 20000 | https://www.unikeyic.com/media/datasheet/f9/7d/0086/f9/bfac30dd0258b31227b0998b18fc5db1.pdf | https://www.unikeyic.com/products/specialty-terminal-blocks/869-357/34306642.html
870-103 | WAGO | 40: 2.783 124: 2.651 | 2 Position Terminal Block Gray Plug Connection 5.0mm | [7 empty] | 16 A |  |  |  | - | 1.575" (40.01mm) | Gray |  |  | 2.760" (70.10mm) |  | - | UL94 V-0 |  | Not Applicable |  | DIN Rail | 2 | 2 |  | - | Box | [8 empty] | X-COM® | 6mm ~ 7mm | 5.0mm | Plug Receptacles, Push In, Spring |  |  | 500 V |  |  | 12-28 AWG | 0.08-2.5mm² |  |  | 286 | https://www.unikeyic.com/media/about_us/Unikey_ISO_9001_Certification.pdf | https://www.unikeyic.com/products/specialty-terminal-blocks/870-103/33343721.html
870-107 | WAGO | 50: 3.9782 100: 3.8252 150: 3.7334 | [12 empty] | - | 1.575" (40.01mm) | Green, Yellow |  |  | 2.760" (70.10mm) |  | - | UL94 V-0 |  | Not Applicable |  | DIN Rail | 2; Connected | 2 |  | - | Box |  |  |  |  | 15581407 |  |  |  | X-COM® | 6mm ~ 7mm | 5.0mm | Plug Receptacles, Push In, Spring | [5 empty] | 12-28 AWG | 0.08-2.5mm² |  |  | 500 | https://www.unikeyic.com/media/about_us/Unikey_ISO_9001_Certification.pdf | https://www.unikeyic.com/products/specialty-terminal-blocks/870-107/1910934.html
870-108 | WAGO | 1: 11.13 10: 7.8938 25: 6.9733 50: 6.4151 100: 5.962 250: 5.4999 500: 5.235 1,000: 5.028 | [8 empty] | 16 A |  |  |  | - | 1.575" (40.01mm) | Gray |  |  | 2.760" (70.10mm) |  | - | UL94 V-0 |  | Not Applicable |  | DIN Rail | 2 | 2 |  | - | Box |  |  |  |  | 15551101 |  |  |  | X-COM® | 6mm ~ 7mm | 5.0mm | Plug Receptacles, Push In, Spring |  |  | 500 V |  |  | 12-28 AWG | 0.08-2.5mm² |  |  | 12 | https://www.unikeyic.com/media/about_us/Unikey_ISO_9001_Certification.pdf | https://www.unikeyic.com/products/specialty-terminal-blocks/870-108/19670886.html
870-1131 | WAGO | 10: 4.2671 50: 3.8805 100: 3.494 | [8 empty] | 16 A |  |  |  | - | 1.567" (39.80mm) | Gray |  |  | 3.580" (90.93mm) |  | - | UL94 V-0 |  | Not Applicable |  | DIN Rail | 2 | 6 |  | - | Box | [8 empty] | X-COM® | 6mm ~ 7mm | 5.0mm | Plug Receptacles, Push In, Spring |  |  | 500 V |  |  | 12-28 AWG | 0.08-2.5mm² |  |  | 40 | https://www.unikeyic.com/media/datasheet/07/fd/92a6/07/29e03bcbba1d7d1fd01581403dda86d2.pdf | https://www.unikeyic.com/products/specialty-terminal-blocks/870-1131/18296696.html
870-117 | WAGO | 50: 4.1304 250: 4.0714 500: 3.8944 | [8 empty] | 16 A |  |  |  | - | 1.575" (40.01mm) | Gray |  |  | 2.760" (70.10mm) |  | - | UL94 V-0 |  | Not Applicable |  | DIN Rail | 2 | 2 |  | - | Box |  |  |  |  | 15551253 |  |  |  | X-COM® | 6mm ~ 7mm | 5.0mm | Plug Receptacles, Push In, Spring |  |  | 500 V |  |  | 12-28 AWG | 0.08-2.5mm² |  |  | 20000 | https://www.unikeyic.com/media/about_us/Unikey_ISO_9001_Certification.pdf | https://www.unikeyic.com/products/specialty-terminal-blocks/870-117/2941118.html
870-151 | WAGO | 1: 7.6614 10: 5.43 25: 4.7758 50: 4.3738 100: 4.045 250: 3.7072 500: 3.5125 1,000: 3.3597 | Terminal block - | [7 empty] | 16 A |  |  |  | - | 1.461" (37.11mm) | Gray |  |  | 2.760" (70.10mm) |  | - | UL94 V-0 |  | Not Applicable |  | DIN Rail | 2 | 4 |  | - | Box |  |  |  |  | 15602177 |  |  |  | X-COM® | - | 5.0mm | Plug Receptacles, Push In, Spring |  |  | 500 V |  |  | - | - |  |  | 76 | https://www.unikeyic.com/media/about_us/Unikey_ISO_9001_Certification.pdf | https://www.unikeyic.com/products/specialty-terminal-blocks/870-151/34905015.html
870-157 | WAGO | 1: 13.9536 10: 9.9155 25: 8.7864 50: 8.106 100: 7.5564 250: 6.9981 500: 6.6791 1,000: 6.4303 | Terminal block - | [7 empty] | 16 A |  |  |  | - | 1.461" (37.11mm) | Green, Yellow |  |  | 2.760" (70.10mm) |  | - | UL94 V-0 |  | Not Applicable |  | DIN Rail | 2; Connected | 4 |  | - | Box |  |  |  |  | 15555567 |  |  |  | X-COM® | - | 5.0mm | Plug Receptacles, Push In, Spring | [5 empty] | - | - |  |  | 17 | https://www.unikeyic.com/media/about_us/Unikey_ISO_9001_Certification.pdf | https://www.unikeyic.com/products/specialty-terminal-blocks/870-157/6942431.html
870-904 | WAGO | 10: 1.5644 100: 1.5365 500: 1.5085 1,000: 1.5085 2,500: 1.5085 | Wanke Rail type terminal block, 870series, Blue, 24A |  |  |  | Blue |  |  |  | 24 A |  |  |  | - | [6 empty] | Polyamide (PA66), Nylon 6/6 | UL94 V-0 |  | Not Applicable |  |  | 1 | 2 |  |  | Box |  |  |  |  | 15528719 |  |  |  | - | 6mm ~ 7mm | 5.0mm | Push In, Spring |  |  | 500V | - |  | 12-28 AWG | 0.08-2.5mm² |  |  | 80 | https://www.unikeyic.com/media/datasheet/4a/90/e0ff/4a/eb0a8c4c66149158aede05017486ba0f.pdf | https://www.unikeyic.com/products/specialty-terminal-blocks/870-904/4816288.html
870-907 | WAGO | 100: 2.7294 500: 2.6904 1,000: 2.5734 | Phoenix Contact DIN Rail Terminal Block, 870 Series, 24A |  |  |  | Green, Yellow | [7 empty] | - | [6 empty] | Polyamide (PA66), Nylon 6/6 | UL94 V-0 |  | Not Applicable |  |  | 1 | 2 |  |  | Box | [8 empty] | - | 6mm ~ 7mm | 5.0mm | Push In, Spring |  |  | - | - |  | 12-28 AWG | 0.08-2.5mm² |  |  | 1500 | https://www.unikeyic.com/media/datasheet/12/52/4baf/12/3a901de4f118e13e0397a27799bb1d88.pdf | https://www.unikeyic.com/products/specialty-terminal-blocks/870-907/16733275.html
884-7000 | WAGO | 1: 64.9544 | [8 empty] | 192 A | 175 A |  |  | - | 2.402" (61.00mm) | Beige |  |  | 5.200" (132.08mm) |  | Polyamide (PA66), Nylon 6/6 | UL94 V-0 |  | Not Applicable |  | DIN Rail | 1 | 2 |  | -40°C ~ 120°C | Box |  |  |  |  | 15555372 |  |  |  | - | - | 32.0mm | Stud |  |  | 1 kV | 1000 V |  | 3/0-14 AWG | 2.5-70mm² |  |  | 8 | https://www.unikeyic.com/media/about_us/Unikey_ISO_9001_Certification.pdf | https://www.unikeyic.com/products/specialty-terminal-blocks/884-7000/10206754.html
885-106 | WAGO | 25: 11.7347 250: 11.2834 2,500: 10.8321 | Stud Terminal Block, lateral marker slots, for DIN-rail 35 x 15 and 35 x 7.5, 1 stud, M6 | [7 empty] | 125 A |  |  |  | - | 1.917" (48.70mm) | Gray |  |  | 2.640" (67.06mm) |  | - | UL94 V-0 |  | Not Applicable |  | DIN Rail | 1 | 1 |  | - | Box | [8 empty] | - | - | 17.8mm | Stud |  |  | 1 kV |  |  | 2-14 AWG | 2.5-35mm² |  |  | 71 | https://www.unikeyic.com/media/about_us/Unikey_ISO_9001_Certification.pdf | https://www.unikeyic.com/products/specialty-terminal-blocks/885-106/33394951.html
885-110 | WAGO | 1: 38.1672 10: 27.5638 25: 24.8158 50: 23.2006 100: 21.9176 250: 20.6341 500: 19.9092 | [8 empty] | 269 A |  |  |  | - | 2.626" (66.70mm) | Gray |  |  | 2.640" (67.06mm) |  | - | UL94 V-0 |  | Not Applicable |  | DIN Rail | 1 | 1 |  | - | Box |  |  |  |  | 15541708 |  |  |  | - | - | 33.8mm | Stud |  |  | 1 kV |  |  | 250MCM (kcmil)-10 AWG | 6-120mm² |  |  | 36 | https://www.unikeyic.com/media/about_us/Unikey_ISO_9001_Certification.pdf | https://www.unikeyic.com/products/specialty-terminal-blocks/885-110/6904687.html
885-112 | WAGO | 20: 21.5772 100: 21.2689 200: 20.3442 | [8 empty] | 269 A |  |  |  | - | 2.547" (64.69mm) | Gray |  |  | 2.640" (67.06mm) |  | - | UL94 V-0 |  | Not Applicable |  | DIN Rail | 1 | 1 |  | - | Box |  |  |  |  | 15521872 |  |  |  | - | - | 33.8mm | Stud |  |  | 1 kV |  |  | 250MCM (kcmil)-10 AWG | 6-120mm² |  |  | 20000 | https://www.unikeyic.com/media/about_us/Unikey_ISO_9001_Certification.pdf | https://www.unikeyic.com/products/specialty-terminal-blocks/885-112/2510221.html
885-306 | WAGO | 25: 12.8471 250: 12.353 2,500: 11.8589 | [8 empty] | 125 A |  |  |  | - | 1.917" (48.70mm) | Gray |  |  | 2.640" (67.06mm) |  | - | UL94 V-0 |  | Not Applicable |  | DIN Rail | 1 | 2 |  | - | Box |  |  |  |  | 15580441 |  |  |  | - | - | 17.8mm | Stud |  |  | 1 kV |  |  | 2-14 AWG | 2.5-35mm² |  |  | 1110 | https://www.unikeyic.com/media/about_us/Unikey_ISO_9001_Certification.pdf | https://www.unikeyic.com/products/specialty-terminal-blocks/885-306/24762580.html
885-308 | WAGO | 1: 10.9133 5: 10.1338 10: 9.5102 | [8 empty] | 150 A |  |  |  | - | 2.232" (56.69mm) | Gray |  |  | 2.640" (67.06mm) |  | - | UL94 V-0 |  | Not Applicable |  | DIN Rail | 1 | 2 |  | - | Box | [8 empty] | - | - | 22.8mm | Stud |  |  | 1 kV |  |  | 1/0-14 AWG | 2.5-50mm² |  |  | 3 | https://www.unikeyic.com/media/about_us/Unikey_ISO_9001_Certification.pdf | https://www.unikeyic.com/products/specialty-terminal-blocks/885-308/14706472.html
89-610 | IDEAL Industries | 1: 14.0311 50: 13.7759 100: 13.7759 | Conn Barrier Strip 12 POS Screw Cable Mount 30A | [10 empty] | 89-610 IDEAL Industries | [11 empty] | wire mounting |  |  |  | 105℃(max) | [7 empty] | Non-compliant | [15 empty] | 17 | https://www.unikeyic.com/media/datasheet/f4/5f/17e5/f4/baf24c7072d0f268d0556bb33efa4562.pdf | https://www.unikeyic.com/products/specialty-terminal-blocks/89-610/26468136.html
890-754 | WAGO | 1: 4.951 | Conn Terminal Block SKT 4 POS Faston ST Cable Mount 4 Terminal 1 Port Box |  |  |  | Gray | - |  |  | 16A | 12 A |  |  | Lever Actuated |  |  | Polyamide (PA66), Nylon 6/6 | 0.630" (16.00mm) |  |  |  | UL94 V-0 |  | Not Applicable |  | Panel Mount, Snap-In | 1 | 4 |  | -35°C ~ 85°C | Box | 0.173" (4.40mm) | 180° | 4 |  |  |  |  | - | WINSTA® MINI |  |  | Screwless - Push-In Spring | - |  | 400 V | 600 V |  | 16-22 AWG | 0.25-1.5mm² | 9mm |  | 49 | https://www.unikeyic.com/media/about_us/Unikey_ISO_9001_Certification.pdf | https://www.unikeyic.com/products/specialty-terminal-blocks/890-754/34230809.html
8970875 | RS | 5: 4.8479 100: 3.6491 500: 3.2828 | RS PRO PCB Terminal Block, 12-Ch, 5mm Pitch, TH, Screw Termination, Green | [10 empty] | 8970875 RS | [6 empty] | 60mm*8.1mm*10mm |  |  |  |  | Through hole mounting | [27 empty] | 88 | https://www.unikeyic.com/media/datasheet/29/5b/c2d7/29/27676ccb2fd588d5d72d4708dd9e534b.pdf | https://www.unikeyic.com/products/specialty-terminal-blocks/8970875/20704099.html
8971020 | RS | 10: 0.5912 20: 0.578 100: 0.5551 250: 0.4259 1,250: 0.3289 | RS PRO 3.5mm Pitch 3P Pluggable Terminal Block Receptacle, 200V, Solder | [22 empty] | Through hole mounting | [11 empty] | Compliant | [15 empty] | 1358 | https://www.unikeyic.com/media/about_us/Unikey_ISO_9001_Certification.pdf | https://www.unikeyic.com/products/specialty-terminal-blocks/8971020/34496661.html
8WH2000-0AF01 | SIEMENS | 50: 1.5193 | Through-Type Terminals With Spring-Loaded Connection, Cross Section 0.08-2.5 mm2, Width 5.2mm, Color Blue | [34 empty] | Compliant | [15 empty] | 100 | https://www.unikeyic.com/media/about_us/Unikey_ISO_9001_Certification.pdf | https://www.unikeyic.com/products/specialty-terminal-blocks/8wh2000-0af01/19960765.html
8WH3000-0CE07 | SIEMENS | 1: 11.6571 | Protective Conductor Terminal, Quick-Connect, 0.25-1.5mm², 5.2mm Width, Green-Yellow | [34 empty] | Compliant | [15 empty] | 44 | https://www.unikeyic.com/media/about_us/Unikey_ISO_9001_Certification.pdf | https://www.unikeyic.com/products/specialty-terminal-blocks/8wh3000-0ce07/27984350.html
92.031.3258.1 | Wieland Electric | 5: 2.7503 | Wieland Connector, Lighting Receptacle, GST18 Series, 3-Pole | [10 empty] | 92.031.3258.1 Wieland Electric | [11 empty] | wire mounting | [27 empty] | 220 | https://www.unikeyic.com/media/datasheet/db/a3/6d05/db/471c0f84e06bad29bf3a4ab2a9615c2f.pdf | https://www.unikeyic.com/products/specialty-terminal-blocks/92-031-3258-1/822132.html
93.031.3250.0 | Wieland Electric | 1: 2.8615 10: 2.5639 100: 2.5181 250: 2.5181 500: 2.4723 1,000: 2.4723 | Wieland Connector lighting connector socket, ST18series, 3pole | [10 empty] | 93.031.3250.0 Wieland Electric | [11 empty] | wire mounting | [27 empty] | 384 | https://www.unikeyic.com/media/datasheet/77/da/6a26/77/ef628b81aa8587ece786fb7eb1936396.pdf | https://www.unikeyic.com/products/specialty-terminal-blocks/93-031-3250-0/1891593.html
93.032.3350.0 | Wieland Electric | 1: 2.9706 10: 2.6617 100: 2.6142 250: 2.6142 500: 2.5666 1,000: 2.5666 | Wieland Connector lighting connector plug, ST18series, 3pole | [10 empty] | 93.032.3350.0 Wieland Electric | [21 empty] | On sale |  | Compliant | [15 empty] | 184 | https://www.unikeyic.com/media/datasheet/40/9b/2dfc/40/0d20cbf1615413c0ea5c4f2e79475fee.pdf | https://www.unikeyic.com/products/specialty-terminal-blocks/93-032-3350-0/1344492.html
93.032.9058.0 | Wieland Electric | 1: 2.8251 10: 2.5313 100: 2.4861 250: 2.4861 500: 2.4409 1,000: 2.4409 | CONNECTOR, MALE, SNAP-IN; Product Range:ST 18 Series; Gender:Plug; Voltage Rating:380VAC; Current Rating:16A; Connector Mounting:Cable Mount; Contact Termination Type:Quick Connect; SVHC:No SVHC (12-Jan-2017); Approval B | [10 empty] | 93.032.9058.0 Wieland Electric | [39 empty] | 53 | https://www.unikeyic.com/media/datasheet/bf/4d/dc72/bf/678c4173824ebc47c4f22485df7a5673.pdf | https://www.unikeyic.com/products/specialty-terminal-blocks/93-032-9058-0/33347742.html
93.731.4953.0 | Wieland Electric | 1: 5.432 25: 5.335 100: 5.238 250: 5.238 | TERMINAL BLOCK, 4 POSITION, 22-12AWG; Pitch Spacing:-; No. of Positions:4Positions; Wire Size AWG Min:22AWG; Wire Size AWG Max:12AWG; Conductor Area CSA:-; Wire Connection Method:-; Rated Current:-; Rated Voltage:-; Prod | [10 empty] | 93.731.4953.0 Wieland Electric | [39 empty] | 43 | https://www.unikeyic.com/media/datasheet/ad/48/7f4a/91/754ebea2840ea2e7cd6f8649e215db4b.pdf | https://www.unikeyic.com/products/specialty-terminal-blocks/93-731-4953-0/15118358.html
93.732.4353.0 | Wieland Electric | 1: 3.8528 25: 3.5318 100: 3.5318 250: 3.4676 500: 3.4676 | MALE CONNECTOR WITH STRAIN RELIEF ST18/3S ZEV SW RDM | [10 empty] | 93.732.4353.0 Wieland Electric | [39 empty] | 106 | https://www.unikeyic.com/media/datasheet/ad/48/7f4a/1d/5aa94214628dafd594816a1a0fd20108.pdf | https://www.unikeyic.com/products/specialty-terminal-blocks/93-732-4353-0/34291.html
930-FL-DS/08 | WECO Electrical Connectors | 1: 6.213 10: 4.411 25: 3.8698 50: 3.5347 100: 3.259 300: 2.9272 500: 2.8096 1,000: 2.6801 | Conn Terminal Block F 8 POS 3.5mm Screw RA Cable Mount 6A | Industrial | [16 empty] | 28mm(Length)*12.4mm(height) |  |  |  |  | wire mounting |  |  |  | -40℃~105℃ | [23 empty] | 84 | https://www.unikeyic.com/media/about_us/Unikey_ISO_9001_Certification.pdf | https://www.unikeyic.com/products/specialty-terminal-blocks/930-fl-ds-08/15259119.html
931-T-DS/03 | WECO Electrical Connectors | 10: 1.5228 25: 1.3271 50: 1.2005 100: 1.0934 250: 0.9798 500: 0.9126 1,000: 0.8589 5,000: 0.7746 | PCB SCREW CONN, 3P, 3.5 MM | Industrial | [16 empty] | 11.2mm(Length) |  |  |  |  | Through hole mounting |  |  |  | -40℃~105℃ | [23 empty] | 200 | https://www.unikeyic.com/media/about_us/Unikey_ISO_9001_Certification.pdf | https://www.unikeyic.com/products/specialty-terminal-blocks/931-t-ds-03/10084549.html
950-NLFL-DS/09 | WECO Electrical Connectors | 1: 6.9444 10: 4.9237 25: 4.3239 50: 3.9543 100: 3.651 300: 3.2871 500: 3.1583 1,000: 3.0166 | Conn Terminal Block PL 9 POS 5mm Screw ST Thru-Hole | [10 empty] | 950-NLFL-DS/09 WECO Electrical Connectors | [11 empty] | Through hole mounting | [11 empty] | Non-compliant | [15 empty] | 100 | https://www.unikeyic.com/media/datasheet/35/74/a146/35/6eb6ebc2901d1df66a4405d1fff92919.pdf | https://www.unikeyic.com/products/specialty-terminal-blocks/950-nlfl-ds-09/5801240.html
9800103SKB | METWAY ELECTRICAL INDUSTRIES | 10: 0.9766 100: 0.8952 500: 0.8952 1,000: 0.8789 2,500: 0.8789 | Conn Terminal Block 3 POS 10mm Press Fit Thru-Hole 16A | [10 empty] | 9800103SKB METWAY ELECTRICAL INDUSTRIES | [11 empty] | Through hole mounting |  |  |  | 100℃(max) | [23 empty] | 620 | https://www.unikeyic.com/media/datasheet/a8/ce/6879/71/9e8e5eadf984321af2a123dc69ece0bf.pdf | https://www.unikeyic.com/products/specialty-terminal-blocks/9800103skb/24396839.html
985-GP-6 | Marathon Special | 1: 29.9303 5: 29.9303 10: 29.3959 25: 28.8614 50: 28.8614 100: 28.8614 | Conn Terminal Block F 12 POS Screw ST Panel Mount 85A | Industrial | [21 empty] | panel mount |  |  |  | -40℃~150℃ | [7 empty] | Non-compliant | [15 empty] | 163 | https://www.unikeyic.com/media/about_us/Unikey_ISO_9001_Certification.pdf | https://www.unikeyic.com/products/specialty-terminal-blocks/985-gp-6/25061576.html
A484304L5 | EATON | 5: 20.394 10: 17.496 25: 16.362 50: 15.4035 100: 14.7735 150: 14.6265 200: 14.4795 | Conn Barrier Strip 4 POS 14.27mm Screw ST Panel Mount 50A |  |  |  | Black | [5 empty] | 50A |  | Flange, Positions Stamped | [6 empty] | Thermoplastic | UL94 V-0 |  | Not Applicable |  | Chassis, Panel |  |  |  | -40°C ~ 105°C | Bulk | 0.562" (14.27mm) | [7 empty] | Magnum® A4000 | [7 empty] | 8-16 AWG |  |  |  |  | 108 | https://www.unikeyic.com/media/datasheet/cd/6d/7671/cd/0f00a20a8c186a506607dd84323d6509.pdf | https://www.unikeyic.com/products/specialty-terminal-blocks/a484304l5/24898879.html
AK100/3DS-5.0-V-GREY | PTR Messtechnik | 25: 0.5792 50: 0.5219 100: 0.4721 250: 0.4179 500: 0.3852 1,000: 0.3587 5,000: 0.3164 | Terminal Block Connector 3 POS 5mm Solder Straight Thru-Hole 20A | Industrial | [16 empty] | 15.7mm(Length)*9mm(height) |  |  |  |  | Through hole mounting |  |  |  | -40℃~105℃ | [23 empty] | 263 | https://www.unikeyic.com/media/about_us/Unikey_ISO_9001_Certification.pdf | https://www.unikeyic.com/products/specialty-terminal-blocks/ak100-3ds-5-0-v-grey/34399893.html
AK130/2-5.0-GREY | PTR Messtechnik | 10: 0.7293 25: 0.6349 50: 0.4752 100: 0.4295 250: 0.3798 500: 0.3496 1,000: 0.3252 5,000: 0.286 | Conn Terminal Block F 2 POS 5mm Screw RA Cable Mount 8A | Industrial | [9 empty] | AK130/2-5.0-GREY PTR Messtechnik | [6 empty] | 10.7mm(Length)*13.5mm(height) |  |  |  |  | wire mounting |  |  |  | -40℃~105℃ | [7 empty] | Compliant | [15 empty] | 5924 | https://www.unikeyic.com/media/datasheet/ba/cc/c28c/ba/df6131fbfd8b9e32124fa4a6a62e6844.pdf | https://www.unikeyic.com/products/specialty-terminal-blocks/ak130-2-5-0-grey/807910.html
AK1550/5-3.5-GREEN | PTR Messtechnik | 1: 4.3092 10: 3.0661 25: 2.6819 50: 2.4412 200: 2.0791 400: 1.9488 600: 1.8855 1,000: 1.8173 5,000: 1.6688 | TERM BLOCK PLUG 5POS 3.50MM | [17 empty] | 17.5mm(Length)*15.5mm(height) |  |  |  |  | wire mounting |  |  |  | -30℃~105℃ | [23 empty] | 211 | https://www.unikeyic.com/media/about_us/Unikey_ISO_9001_Certification.pdf | https://www.unikeyic.com/products/specialty-terminal-blocks/ak1550-5-3-5-green/18885946.html
AK1550/6-3.5-GREEN | PTR Messtechnik | 1: 4.9486 10: 3.5195 25: 3.0823 50: 2.8093 100: 2.584 300: 2.3113 500: 2.2143 1,000: 2.1073 5,000: 1.9412 | Conn Terminal Block F 6 POS 3.5mm Screw RA Cable Mount 8A | [22 empty] | wire mounting |  |  |  | -30℃~105℃ | [23 empty] | 80 | https://www.unikeyic.com/media/about_us/Unikey_ISO_9001_Certification.pdf | https://www.unikeyic.com/products/specialty-terminal-blocks/ak1550-6-3-5-green/24891030.html
AKZ1550/3-3.81-GREEN | PTR Messtechnik | 1: 3.0313 10: 1.8057 25: 1.5747 50: 1.4264 200: 1.1992 400: 1.1161 600: 1.0754 1,000: 1.0315 5,000: 0.935 | Conn Terminal Block F 3 POS 3.81mm Screw RA Cable Mount 8A | [17 empty] | 11.43mm(Length)*15.5mm(height) |  |  |  |  | wire mounting |  |  |  | -30℃~105℃ | [23 empty] | 172 | https://www.unikeyic.com/media/about_us/Unikey_ISO_9001_Certification.pdf | https://www.unikeyic.com/products/specialty-terminal-blocks/akz1550-3-3-81-green/21048520.html
AKZ1550/6-3.81-GREEN | PTR Messtechnik | 1: 4.6764 10: 3.3286 25: 2.9134 50: 2.6542 100: 2.4395 300: 2.1795 500: 2.087 1,000: 1.9847 5,000: 1.826 | TERM BLOCK PLUG 6POS 3.81MM | [22 empty] | wire mounting | [27 empty] | 100 | https://www.unikeyic.com/media/about_us/Unikey_ISO_9001_Certification.pdf | https://www.unikeyic.com/products/specialty-terminal-blocks/akz1550-6-3-81-green/22733565.html
ASP0460202 | METZ CONNECT | 10: 1.1442 100: 1.0489 500: 1.0489 1,000: 1.0298 2,500: 1.0298 | Conn Terminal Block 2 POS 5.08mm Spring Clamp ST Cable Mount 10A | Industrial | [16 empty] | 10.08mm(Length)*20.7mm(height) |  |  |  |  | wire mounting |  |  |  | -40℃~105℃ | [23 empty] | 1054 | https://www.unikeyic.com/media/about_us/Unikey_ISO_9001_Certification.pdf | https://www.unikeyic.com/products/specialty-terminal-blocks/asp0460202/9803086.html
ASP0510206 | METZ CONNECT | 20: 1.2829 40: 1.2508 60: 1.2294 | Conn Terminal Block F 2 POS 2.5mm ST Cable Mount 5A | Industrial | [16 empty] | 5.6mm(Length)*19.2mm(height) |  |  |  |  | wire mounting |  |  |  | -40℃~105℃ | [23 empty] | 20 | https://www.unikeyic.com/media/about_us/Unikey_ISO_9001_Certification.pdf | https://www.unikeyic.com/products/specialty-terminal-blocks/asp0510206/15909478.html
ASP0510806 | METZ CONNECT | 5: 4.009 10: 3.9087 15: 3.8419 | Conn Terminal Block F 8 POS 2.5mm ST Cable Mount 4A | Industrial | [16 empty] | 20.6mm(Length)*19.2mm(height) |  |  |  |  | wire mounting |  |  |  | -40℃~105℃ | [23 empty] | 5 | https://www.unikeyic.com/media/about_us/Unikey_ISO_9001_Certification.pdf | https://www.unikeyic.com/products/specialty-terminal-blocks/asp0510806/25495426.html
ASP0630206 | METZ CONNECT | 10: 1.1093 100: 1.0169 500: 1.0169 | Conn Terminal Block PL 2 POS 3.5mm Spring Clamp ST Cable Mount 8A | Industrial | [9 empty] | ASP0630206 METZ CONNECT | [6 empty] | 7.8mm(Length)*20.8mm(height) |  |  |  |  | wire mounting |  |  |  | -40℃~105℃ | [23 empty] | 5323 | https://www.unikeyic.com/media/datasheet/4c/2e/8b54/4c/ec59ba55374445f771297927830f24d1.pdf | https://www.unikeyic.com/products/specialty-terminal-blocks/asp0630206/15822967.html
ATK-10-10P | TOYOGIKEN | 1: 8.8912 | Toyogiken Isolated Terminal Block, 8mm Pitch, 20A, 600V, 2mm² | Industrial | [9 empty] | ATK-10-10P TOYOGIKEN | [6 empty] | 100mm(Length)*32mm(height) |  |  |  |  | panel mount |  |  |  | -25℃~60℃ | [23 empty] | 145 | https://www.unikeyic.com/media/datasheet/8d/08/644e/8d/284affbd80bf99d78093d955c5edb48c.pdf | https://www.unikeyic.com/products/specialty-terminal-blocks/atk-10-10p/4179667.html
ATK-10-12P | TOYOGIKEN | 1: 9.501 50: 9.1616 | Toyogiken Isolated terminal strip, 8mmPitch, 20A, 600 V, 2 mm² | Industrial | [9 empty] | ATK-10-12P TOYOGIKEN | [6 empty] | 116mm(Length)*32mm(height) |  |  |  |  | panel mount |  |  |  | -25℃~60℃ | [23 empty] | 72 | https://www.unikeyic.com/media/datasheet/8d/08/644e/8d/284affbd80bf99d78093d955c5edb48c.pdf | https://www.unikeyic.com/products/specialty-terminal-blocks/atk-10-12p/34167272.html
ATK-10-15P | TOYOGIKEN | 1: 12.7819 | Toyogiken Isolated terminal strip, 8mmPitch, 20A, 600 V, 2 mm² | Industrial | [9 empty] | ATK-10-15P TOYOGIKEN | [6 empty] | 140mm(Length)*32mm(height) |  |  |  |  | panel mount |  |  |  | -25℃~60℃ | [23 empty] | 21 | https://www.unikeyic.com/media/datasheet/8d/08/644e/8d/284affbd80bf99d78093d955c5edb48c.pdf | https://www.unikeyic.com/products/specialty-terminal-blocks/atk-10-15p/2269687.html
ATK-10-16P | TOYOGIKEN | 1: 13.6621 | Toyogiken Isolated Terminal Block, 8mm Pitch, 20A, 600V, 2mm² | Industrial | [9 empty] | ATK-10-16P TOYOGIKEN | [6 empty] | 148mm(Length)*32mm(height) |  |  |  |  | panel mount |  |  |  | -25℃~60℃ | [23 empty] | 8 | https://www.unikeyic.com/media/datasheet/8d/08/644e/8d/284affbd80bf99d78093d955c5edb48c.pdf | https://www.unikeyic.com/products/specialty-terminal-blocks/atk-10-16p/14686264.html
ATK-10-20P | TOYOGIKEN | 1: 18.5223 | Toyogiken Isolated terminal strip, 8mmPitch, 20A, 600 V, 2 mm² | Industrial | [16 empty] | 180mm(Length)*32mm(height) |  |  |  |  | panel mount |  |  |  | -25℃~60℃ | [23 empty] | 117 | https://www.unikeyic.com/media/about_us/Unikey_ISO_9001_Certification.pdf | https://www.unikeyic.com/products/specialty-terminal-blocks/atk-10-20p/9218385.html
ATK-10-3P | TOYOGIKEN | 1: 3.4379 50: 3.2753 | Toyogiken Isolated terminal strip, 8mmPitch, 20A, 600 V, 2 mm² | Industrial | [9 empty] | ATK-10-3P TOYOGIKEN | [6 empty] | 44mm(Length)*32mm(height) |  |  |  |  | panel mount |  |  |  | -25℃~60℃ | [23 empty] | 24 | https://www.unikeyic.com/media/datasheet/8d/08/644e/8d/284affbd80bf99d78093d955c5edb48c.pdf | https://www.unikeyic.com/products/specialty-terminal-blocks/atk-10-3p/10409594.html
ATK-10-4P | TOYOGIKEN | 1: 4.638 50: 4.4755 | Conn Terminal Block 8 POS Screw ST Panel Mount 20A | Industrial | [9 empty] | ATK-10-4P TOYOGIKEN | [6 empty] | 52mm(Length)*32mm(height) |  |  |  |  | panel mount |  |  |  | -25℃~60℃ | [23 empty] | 6 | https://www.unikeyic.com/media/datasheet/8d/08/644e/8d/284affbd80bf99d78093d955c5edb48c.pdf | https://www.unikeyic.com/products/specialty-terminal-blocks/atk-10-4p/425999.html
ATK-10-6P | TOYOGIKEN | 1: 5.6638 | Toyogiken Isolated terminal strip, 8mmPitch, 20A, 600 V, 2 mm² | Industrial | [9 empty] | ATK-10-6P TOYOGIKEN | [6 empty] | 68mm(Length)*32mm(height) |  |  |  |  | panel mount |  |  |  | -25℃~60℃ | [23 empty] | 63 | https://www.unikeyic.com/media/datasheet/8d/08/644e/8d/284affbd80bf99d78093d955c5edb48c.pdf | https://www.unikeyic.com/products/specialty-terminal-blocks/atk-10-6p/9734866.html
ATK-10-8P | TOYOGIKEN | 1: 8.381 5: 6.9012 | Toyogiken Isolated terminal strip, 8mmPitch, 20A, 600 V, 2 mm² | Industrial | [9 empty] | ATK-10-8P TOYOGIKEN | [6 empty] | 84mm(Length)*32mm(height) |  |  |  |  | panel mount |  |  |  | -25℃~60℃ | [23 empty] | 3 | https://www.unikeyic.com/media/datasheet/8d/08/644e/8d/284affbd80bf99d78093d955c5edb48c.pdf | https://www.unikeyic.com/products/specialty-terminal-blocks/atk-10-8p/34692860.html
ATK10-2P | TOYOGIKEN | 1: 3.8269 | Toyogiken Isolated terminal strip, 8mmPitch, 20A, 600 V, 2 mm² | Industrial | [9 empty] | ATK10-2P TOYOGIKEN | [6 empty] | 36mm(Length)*32mm(height) |  |  |  |  | panel mount |  |  |  | -25℃~60℃ | [23 empty] | 2 | https://www.unikeyic.com/media/datasheet/8d/08/644e/8d/284affbd80bf99d78093d955c5edb48c.pdf | https://www.unikeyic.com/products/specialty-terminal-blocks/atk10-2p/29792495.html
AYBN011-1 | Fuji Electric | 1: 20.9415 5: 19.338 10: 18.5328 25: 18.252 50: 17.493 100: 17.0205 250: 16.8 | Conn Terminal Block F 12 POS Screw RA Cable Mount 15A | Industrial | [21 empty] | wire mounting |  |  |  | -20℃~40℃ | [7 empty] | Compliant | [15 empty] | 2 | https://www.unikeyic.com/media/about_us/Unikey_ISO_9001_Certification.pdf | https://www.unikeyic.com/products/specialty-terminal-blocks/aybn011-1/29453181.html
B383416S2596 | EATON | 50: 49.4951 100: 47.1608 | B38 SERIES SPECIAL 16-POLE SINGL |  |  |  | Black | [5 empty] | 50A |  | Flange | [6 empty] | Thermoplastic | UL94 V-0 |  | Not Applicable |  | Chassis, Panel |  |  |  | -40°C ~ 105°C | Bulk | 0.437" (11.10mm) | [7 empty] | B38 | [7 empty] | 8-16 AWG |  |  |  |  | 97 | https://www.unikeyic.com/media/about_us/Unikey_ISO_9001_Certification.pdf | https://www.unikeyic.com/products/specialty-terminal-blocks/b383416s2596/1505575.html
BZ0BFRA | Fuji Electric | 1: 20.746 5: 19.162 10: 18.36 25: 18.09 50: 17.325 100: 16.863 250: 16.653 | Conn Terminal Block 3 POS 14.5mm Screw RA Cable Mount 64A | [10 empty] | BZ0BFRA Fuji Electric | [11 empty] | wire mounting | [27 empty] | 9 | https://www.unikeyic.com/media/datasheet/0f/a5/83c3/0fa583c3e60063f5b2ed7abc2c0a70c5.pdf | https://www.unikeyic.com/products/specialty-terminal-blocks/bz0bfra/4952449.html
C9000676 | Weidmüller | 1: 3.253 10: 2.3255 25: 2.0298 50: 1.8429 100: 1.6867 300: 1.4957 500: 1.4271 1,000: 1.3511 5,000: 1.2325 | Conn Terminal Block 2 POS Screw T DIN Rail 35A | Industrial | [9 empty] | C9000676 Weidmüller | [6 empty] | 42.49mm(Length) |  |  |  |  | direct mounting |  |  |  | -50℃~100℃ | [5 empty] | On sale |  | Compliant | bulk | [14 empty] | 210 | https://www.unikeyic.com/media/datasheet/2b/5d/5468/2b/496ccb42eb77cb53138f01ab07f3b996.pdf | https://www.unikeyic.com/products/specialty-terminal-blocks/c9000676/32978001.html
CBS3U | Altech | 1: 4.232 10: 2.882 25: 2.519 50: 1.881 250: 1.8252 500: 1.7712 1,000: 1.7064 2,500: 1.6848 |  |  | CBS3 | [5 empty] | 41 A | 50 A |  |  | - | 1.791" (45.50mm) | - |  |  | 1.929" (49.00mm) |  | Polyamide (PA66), Nylon 6/6 | - |  | Not Applicable |  | Channel, DIN Rail Mount | 1 | 2 |  | - | Bulk |  |  |  |  | 9447671 |  |  |  | CBS | - | 9.0mm | Screw |  |  | 1000 V | 600 V |  | 8-22 AWG | 0.5-6mm² |  |  | 40 | https://www.unikeyic.com/media/datasheet/d3/79/9533/d3799533e8ef1e860de08c9eff3b32ac.pdf | https://www.unikeyic.com/products/specialty-terminal-blocks/cbs3u/29118747.html
CFTBN/1 | CamdenBoss | 10: 1.1984 100: 1.177 500: 1.177 1,000: 1.1556 2,500: 1.1556 | CAMDENBOSS Fused Protection Terminal Block, 1road, 16mmPitch, Screw installation, Screw-down terminations, 4 mm²wire_gauge, 20A, 690 V | Industrial | [9 empty] | CFTBN/1 CamdenBoss | [6 empty] | 16.1mm(Length)*28mm(height) | [8 empty] | -20℃~120℃ | [7 empty] | Compliant | [15 empty] | 9462 | https://www.unikeyic.com/media/datasheet/0a/78/8afd/0a/1f3e136bd8da58a1ff93ddb17a315d12.pdf | https://www.unikeyic.com/products/specialty-terminal-blocks/cftbn-1/31107683.html
CFTBN/2 | CamdenBoss | 10: 1.232 100: 1.21 500: 1.21 1,000: 1.188 2,500: 1.188 | CAMDENBOSS Fused Protection Terminal Block, 2road, 16mmPitch, Screw installation, Screw-down terminations, 4 mm²wire_gauge, 20A, 690 V | Industrial | [9 empty] | CFTBN/2 CamdenBoss | [6 empty] | 50.5mm(Length)*28mm(height) |  |  |  |  | wire mounting |  |  |  | -20℃~120℃ | [7 empty] | Non-compliant | [15 empty] | 301 | https://www.unikeyic.com/media/datasheet/ac/7a/34ce/ac/2ebb8b9733c9d7765e7bcf24e817d3a5.pdf | https://www.unikeyic.com/products/specialty-terminal-blocks/cftbn-2/7815983.html
CFTBN/3 | CamdenBoss | 10: 1.512 100: 1.485 500: 1.458 1,000: 1.458 2,500: 1.458 | CAMDENBOSS Fuse Terminal Block, 3-Channel, 16mm Pitch, Screw Mount, Screw Termination, 4 mm², 20A, 690V | Industrial | [9 empty] | CFTBN/3 CamdenBoss | [6 empty] | 50.5mm(Length)*28mm(height) |  |  |  |  | wire mounting |  |  |  | -20℃~120℃ | [7 empty] | Non-compliant | [15 empty] | 3358 | https://www.unikeyic.com/media/datasheet/ac/7a/34ce/ac/2ebb8b9733c9d7765e7bcf24e817d3a5.pdf | https://www.unikeyic.com/products/specialty-terminal-blocks/cftbn-3/25352149.html
CFTBN/3NE | CamdenBoss | 10: 1.456 100: 1.43 500: 1.404 1,000: 1.404 2,500: 1.404 | Conn IP20 Fuse Modular Terminal Block 3 POS Screw ST Panel Mount | Industrial | [9 empty] | CFTBN/3NE CamdenBoss | [6 empty] | 50.5mm(Length)*27mm(height) |  |  |  |  | panel mount |  |  |  | -20℃~120℃ | [7 empty] | Compliant | [15 empty] | 398 | https://www.unikeyic.com/media/datasheet/0a/78/8afd/0a/1f3e136bd8da58a1ff93ddb17a315d12.pdf | https://www.unikeyic.com/products/specialty-terminal-blocks/cftbn-3ne/6621182.html
CFTBN/3WP | CamdenBoss | 500: 1.8743 | Conn IP20 Fuse Modular Terminal Block 3 POS Screw ST Panel Mount | Industrial | [9 empty] | CFTBN/3WP CamdenBoss | [6 empty] | 50.5mm(Length)*27mm(height) |  |  |  |  | panel mount |  |  |  | -20℃~120℃ | [7 empty] | Non-compliant | [15 empty] | 9500 | https://www.unikeyic.com/media/datasheet/f4/0d/40d6/f4/ce9a14b43eb54059d8b836a6d77733bf.pdf | https://www.unikeyic.com/products/specialty-terminal-blocks/cftbn-3wp/396506.html
CFTBN/4 | CamdenBoss | 10: 2.184 100: 2.145 250: 2.145 500: 2.106 1,000: 2.106 | CAMDENBOSS Fused Protection Terminal Block, 4road, 16mmPitch, Screw installation, Screw-down terminations, 4 mm²wire_gauge, 20A, 690 V | Industrial | [9 empty] | CFTBN/4 CamdenBoss | [6 empty] | 50.5mm(Length)*28mm(height) |  |  |  |  | wire mounting |  |  |  | -20℃~120℃ | [23 empty] | 263 | https://www.unikeyic.com/media/datasheet/ac/7a/34ce/ac/2ebb8b9733c9d7765e7bcf24e817d3a5.pdf | https://www.unikeyic.com/products/specialty-terminal-blocks/cftbn-4/22613470.html
CHTB10/2N | CamdenBoss | 10: 1.9936 100: 1.958 250: 1.958 500: 1.9224 1,000: 1.9224 | Conn Terminal Block 2 POS 14mm Screw Panel Mount 57A | [10 empty] | CHTB10/2N CamdenBoss | [6 empty] | 26mm(Length)*22mm(height) |  |  |  |  | panel mount |  |  |  | 5℃~350℃ | [23 empty] | 711 | https://www.unikeyic.com/media/datasheet/13/a9/1eaa/13/57cfe871b5037c04e0ce9b1ae6a528bd.pdf | https://www.unikeyic.com/products/specialty-terminal-blocks/chtb10-2n/10205514.html
CHTB10/3N | CamdenBoss | 1: 3.575 10: 3.2032 100: 3.146 250: 3.0888 500: 3.0888 1,000: 3.0888 | Conn Terminal Block 3 POS 14mm Screw Panel Mount 57A | [10 empty] | CHTB10/3N CamdenBoss | [11 empty] | panel mount |  |  |  | 5℃~350℃ | [7 empty] | Compliant | [15 empty] | 192 | https://www.unikeyic.com/media/datasheet/13/a9/1eaa/13/57cfe871b5037c04e0ce9b1ae6a528bd.pdf | https://www.unikeyic.com/products/specialty-terminal-blocks/chtb10-3n/3318139.html
CHTB4/2N | CamdenBoss | 10: 1.2432 100: 1.221 500: 1.221 1,000: 1.1988 2,500: 1.1988 | Conn Terminal Block 2 POS 11.5mm Screw Panel Mount 41A | [10 empty] | CHTB4/2N CamdenBoss | [6 empty] | 21.5mm(Length)*18mm(height) |  |  |  |  | panel mount |  |  |  | 5℃~350℃ | [23 empty] | 3144 | https://www.unikeyic.com/media/datasheet/13/a9/1eaa/13/57cfe871b5037c04e0ce9b1ae6a528bd.pdf | https://www.unikeyic.com/products/specialty-terminal-blocks/chtb4-2n/5418638.html
CHTB6/2N | CamdenBoss | 1: 2.875 10: 2.576 100: 2.53 500: 2.484 1,000: 2.484 2,500: 2.484 | 6MM SQ HIGH TEMP CERAMIC 2P MOQ2100 BQ300 | [10 empty] | CHTB6/2N CamdenBoss | [15 empty] | 5℃~350℃ | [7 empty] | Compliant | [15 empty] | 168 | https://www.unikeyic.com/media/datasheet/26/e7/8377/26/807f57471b8fa0e367a4a54d2a1d00ed.pdf | https://www.unikeyic.com/products/specialty-terminal-blocks/chtb6-2n/15039875.html
CIF02005 | SAURO | 10: 1.4407 30: 1.381 | Conn Terminal Block F 2 POS 5.08mm Screw RA Cable Mount 16A | Industrial | [9 empty] | CIF02005 SAURO | [6 empty] | 10.16mm(Length)*18.4mm(height) |  |  |  |  | wire mounting |  |  |  | -40℃~110℃ | [7 empty] | Compliant | [15 empty] | 130 | https://www.unikeyic.com/media/datasheet/91/a1/5fbc/91/6d03ca05772a7193592b964f4a51befe.pdf | https://www.unikeyic.com/products/specialty-terminal-blocks/cif02005/22846263.html
CIF02007 | SAURO | 1: 2.6 10: 1.7896 30: 1.715 50: 1.6403 75: 1.5659 | Terminal Block Connector F 2 POS 7.62mm Screw RA Cable Mount 16A | Industrial | [9 empty] | CIF02007 SAURO | [6 empty] | 13.24mm(Length)*18.4mm(height) |  |  |  |  | wire mounting |  |  |  | -40℃~110℃ | [23 empty] | 95 | https://www.unikeyic.com/media/datasheet/90/62/7ee6/90/117ed75b9683b3e9920a72d830207548.pdf | https://www.unikeyic.com/products/specialty-terminal-blocks/cif02007/2974127.html
CIF020M1 | SAURO | 10: 1.4407 30: 1.381 50: 1.3211 | Conn Terminal Block F 2 POS 5mm Screw RA Cable Mount 15A | Industrial | [9 empty] | CIF020M1 SAURO | [6 empty] | 5mm(Length)*18.4mm(height) |  |  |  |  | wire mounting |  |  |  | -40℃~110℃ | [7 empty] | Non-compliant | [15 empty] | 70 | https://www.unikeyic.com/media/datasheet/62/e1/5558/62/fed1ee51ee1f0c7b8aaf336195aa6f98.pdf | https://www.unikeyic.com/products/specialty-terminal-blocks/cif020m1/637682.html
CIF080M1 | SAURO | 1: 6.966 5: 5.765 | Conn Terminal Block F, 8 POS, 5mm, Screw, RA, Cable Mount, 16A, Box | Industrial | [9 empty] | CIF080M1 SAURO | [6 empty] | 40.5mm(Length)*18.4mm(height) |  |  |  |  | wire mounting |  |  |  | -40℃~110℃ | [23 empty] | 10 | https://www.unikeyic.com/media/datasheet/91/a1/5fbc/91/6d03ca05772a7193592b964f4a51befe.pdf | https://www.unikeyic.com/products/specialty-terminal-blocks/cif080m1/34819715.html
CMFTB/2 | CamdenBoss | 1: 14.1596 | CAMDENBOSS Fused Protection Terminal Block, 2road, 16mmPitch, Screw installation, Screw-down terminations, 4 mm²wire_gauge, 20A, 690 V | Industrial | [9 empty] | CMFTB/2 CamdenBoss | [11 empty] | wire mounting |  |  |  | -20℃~125℃ | [23 empty] | 470 | https://www.unikeyic.com/media/datasheet/64/cd/b77f/64/122b1201a67af597d1e5c76776cf9751.pdf | https://www.unikeyic.com/products/specialty-terminal-blocks/cmftb-2/10397494.html
CP8L32 | Altech | 1: 35.6991 5: 35.6991 10: 35.0616 25: 34.4241 50: 34.4241 100: 34.4241 | Conn Terminal Block Connector 2 Position Screw Terminal Grey | [7 empty] | 8 A | 10 A |  |  | - | 3.146" (79.90mm) | Gray |  |  | 2.315" (58.80mm) |  | Polyamide (PA66), Nylon 6/6 | - |  | Not Applicable |  | DIN Rail | 8 | 32 |  | - | Bulk | [8 empty] | CP | 8mm | 6.0mm | Push In, Spring |  |  | 250 V | 300 V |  | 14-24 AWG | 0.2-1.5mm² |  |  | 8 | https://www.unikeyic.com/media/datasheet/fb/f6/274f/fb/ba9eb4d0f3499f9b4dd136c1eda79c4b.pdf | https://www.unikeyic.com/products/specialty-terminal-blocks/cp8l32/21924536.html
CP8L32(I.S) | Altech | 1: 45.256 | 32 Terminal block - grey 6.0mm |  | CP8L32 | [5 empty] | 8 A | 10 A |  |  | - | 3.146" (79.90mm) | Gray |  |  | 2.315" (58.80mm) |  | Polyamide (PA66), Nylon 6/6 | - |  | Not Applicable |  | DIN Rail | 8 | 32 |  | - | Bulk | [8 empty] | CP | 8mm | 6.0mm | Push In, Spring |  |  | 250 V | 300 V |  | 14-24 AWG | 0.2-1.5mm² |  |  | 27 | https://www.unikeyic.com/media/about_us/Unikey_ISO_9001_Certification.pdf | https://www.unikeyic.com/products/specialty-terminal-blocks/cp8l32-i-s/15044824.html
CP8L32(I.S)H | Altech | 1: 45.256 | 32 Terminal block - grey 6.0mm |  | CP8L32 | [5 empty] | 8 A | 10 A |  |  | - | 3.146" (79.90mm) | Gray |  |  | 2.315" (58.80mm) |  | Polyamide (PA66), Nylon 6/6 | - |  | Not Applicable |  | DIN Rail | 8 | 32 |  | - | Bulk | [8 empty] | CP | 8mm | 6.0mm | Push In, Spring |  |  | 250 V | 300 V |  | 14-24 AWG | 0.2-1.5mm² |  |  | 19 | https://www.unikeyic.com/media/pdf/HTMLDatasheet/altech/22/59/35f5/cp8l32-i-s-h/2025/11/cp8l32-i-s-h.pdf | https://www.unikeyic.com/products/specialty-terminal-blocks/cp8l32-i-s-h/31853982.html
CSF02001 | SAURO | 10: 1.4202 30: 1.3612 50: 1.302 75: 1.2429 | Conn Terminal Block F 2 POS 5mm Screw U Style Cable Mount 12A/Contact | Industrial | [9 empty] | CSF02001 SAURO | [6 empty] | 10mm(Length)*13.9mm(height) |  |  |  |  | wire mounting |  |  |  | -40℃~110℃ | [23 empty] | 95 | https://www.unikeyic.com/media/datasheet/67/20/e2d1/67/3ca694c9f5d3a7560178089af9fa2fe8.pdf | https://www.unikeyic.com/products/specialty-terminal-blocks/csf02001/5847637.html
CSF0300-1 | SAURO | 1: 3.094 10: 2.1308 25: 2.0416 40: 1.9532 | Terminal Block Receptacle 3 POS 5mm Screw RA Cable Mount 10A | Industrial | [9 empty] | CSF0300-1 SAURO | [6 empty] | 15mm(Length)*14mm(height) |  |  |  |  | wire mounting |  |  |  | -40℃~110℃ | [23 empty] | 59 | https://www.unikeyic.com/media/datasheet/bc/f2/7462/bc/6a1bf4baf05063c402ae6cfa16e0a34c.pdf | https://www.unikeyic.com/products/specialty-terminal-blocks/csf0300-1/24954789.html
CSTB/2 | CamdenBoss | 10: 1.0819 100: 1.0626 500: 1.0626 1,000: 1.0433 2,500: 1.0433 | 5.08Mm Pitch Screw less | [10 empty] | CSTB/2 CamdenBoss | [11 empty] | board mount | [11 empty] | Compliant | [15 empty] | 58 | https://www.unikeyic.com/media/datasheet/26/63/191d/26/cca75c5eb441bbcee7b99033ebac916e.pdf | https://www.unikeyic.com/products/specialty-terminal-blocks/cstb-2/3316038.html
CSTB/3 | CamdenBoss | 10: 1.7696 100: 1.738 500: 1.7064 1,000: 1.7064 2,500: 1.7064 | Conn Terminal Block 3 POS 5.08mm Solder ST Thru-Hole 12A | Industrial | [9 empty] | CSTB/3 CamdenBoss | [6 empty] | 15.24mm(Length)*16.2mm(height) |  |  |  |  | Through hole mounting |  |  |  | -20℃~125℃ | [7 empty] | Non-compliant | [15 empty] | 19 | https://www.unikeyic.com/media/datasheet/26/63/191d/26/cca75c5eb441bbcee7b99033ebac916e.pdf | https://www.unikeyic.com/products/specialty-terminal-blocks/cstb-3/28718452.html
CSTSN4U | Altech | 1: 4.4735 10: 3.553 20: 3.333 50: 3.1428 100: 2.9376 200: 2.7 500: 2.6568 1,000: 2.6136 |  |  | CSTSN4 | [19 empty] | Not Applicable | [6 empty] | Bulk | [8 empty] | * | [12 empty] | 184 | https://www.unikeyic.com/media/datasheet/21/1a/11b3/21/f630493229addea98de620b3c4be541e.pdf | https://www.unikeyic.com/products/specialty-terminal-blocks/cstsn4u/30534656.html
CTB0102/2 | CamdenBoss | 10: 0.2963 100: 0.2654 500: 0.2654 1,000: 0.2607 2,500: 0.2607 5,000: 0.2607 | Terminal Block Connector 2 Pos 5mm Solder Straight Thru-Hole 10A | [10 empty] | CTB0102/2 CamdenBoss | [6 empty] | 10mm(Length)*10.3mm(height) |  |  |  |  | Through hole mounting |  |  |  | -33℃~120℃ | [7 empty] | Compliant | [15 empty] | 19583 | https://www.unikeyic.com/media/datasheet/97/ce/5ed7/97/804ef9430e5aa06d8d565b15dd8911b7.pdf | https://www.unikeyic.com/products/specialty-terminal-blocks/ctb0102-2/21530371.html
CTB0102/3 | CamdenBoss | 10: 0.5563 100: 0.4984 500: 0.4895 1,000: 0.4895 2,500: 0.4806 5,000: 0.4806 | Terminal Block Connector, 3 POS, 5mm Pitch, Solder, Straight, Thru-Hole, 10A | [17 empty] | 10.3mm(height) |  |  |  |  | Through hole mounting |  |  |  | -33℃~120℃ | [7 empty] | Compliant | [15 empty] | 13482 | https://www.unikeyic.com/media/about_us/Unikey_ISO_9001_Certification.pdf | https://www.unikeyic.com/products/specialty-terminal-blocks/ctb0102-3/29462289.html
CTB0110/2 | CamdenBoss | 10: 1.098 100: 1.0065 500: 1.0065 1,000: 0.9882 2,500: 0.9882 | Conn Terminal Block 2 POS 7.5mm Screw ST Thru-Hole 24A | [10 empty] | CTB0110/2 CamdenBoss | [6 empty] | 15mm(Length)*9.5mm(height) |  |  |  |  | Through hole mounting |  |  |  | 110℃(max) | [7 empty] | Non-compliant | [15 empty] | 7481 | https://www.unikeyic.com/media/datasheet/ae/ff/bec4/ae/fd79a8ae31ec4451cddc838badaceb67.pdf | https://www.unikeyic.com/products/specialty-terminal-blocks/ctb0110-2/13941289.html
CTB0110/3 | CamdenBoss | 10: 1.7472 100: 1.716 500: 1.6848 1,000: 1.6848 2,500: 1.6848 | Conn Terminal Block 3 POS 7.5mm Screw ST Thru-Hole 24A | [10 empty] | CTB0110/3 CamdenBoss | [6 empty] | 22.5mm(Length)*9.5mm(height) |  |  |  |  | Through hole mounting |  |  |  | 110℃(max) | [7 empty] | Non-compliant | [15 empty] | 1343 | https://www.unikeyic.com/media/datasheet/ae/ff/bec4/ae/fd79a8ae31ec4451cddc838badaceb67.pdf | https://www.unikeyic.com/products/specialty-terminal-blocks/ctb0110-3/5424295.html
CTB0202/2 | CamdenBoss | 10: 0.4263 100: 0.3819 500: 0.3751 1,000: 0.3751 2,500: 0.3683 5,000: 0.3683 | 10mm Rising Clamp Terminal 2 Way | [10 empty] | CTB0202/2 CamdenBoss | [39 empty] | 172 | https://www.unikeyic.com/media/datasheet/10/9f/04ff/10/d8fc40ed81f9c5ec8cca24c68662fffb.pdf | https://www.unikeyic.com/products/specialty-terminal-blocks/ctb0202-2/5343717.html
CTB0202/3 | CamdenBoss | 10: 0.695 100: 0.6227 250: 0.6227 500: 0.6116 1,000: 0.6005 2,500: 0.6005 | 10mm Rising Clamp Terminal 3-Way | [34 empty] | Compliant | [15 empty] | 848 | https://www.unikeyic.com/media/about_us/Unikey_ISO_9001_Certification.pdf | https://www.unikeyic.com/products/specialty-terminal-blocks/ctb0202-3/10626681.html
CTB0305/3 | CamdenBoss | 10: 1.7696 100: 1.738 500: 1.7064 1,000: 1.7064 2,500: 1.7064 | Conn Terminal Block F 3 POS 3.5mm Solder ST Thru-Hole 9A | Industrial | [9 empty] | CTB0305/3 CamdenBoss | [6 empty] | 10.5mm(Length)*7.3mm(height) |  |  |  |  | Through hole mounting |  |  |  | -20℃~125℃ | [7 empty] | Non-compliant | [15 empty] | 637 | https://www.unikeyic.com/media/datasheet/b3/7d/6748/b3/13d927b5994594670a0dd80d93ff66a8.pdf | https://www.unikeyic.com/products/specialty-terminal-blocks/ctb0305-3/3551607.html
CTB0308/3 | CamdenBoss | 10: 1.68 100: 1.65 500: 1.62 1,000: 1.62 2,500: 1.62 | TERMINAL BLOCK, WIRE TO BRD, 3POS, 16AWG; Product Range:CTB0308 Series; No. of Contacts:3Contacts; Pitch Spacing:3.81mm; Connector Type:Terminal Block, PCB; Connector Mounting:PCB Mount; Wire Size AWG Max:16AWG; Wire Siz | [10 empty] | CTB0308/3 CamdenBoss | [6 empty] | 11.4mm(Length)*7.3mm(height) |  |  |  |  | Through hole mounting |  |  |  | 110℃(max) | [23 empty] | 2699 | https://www.unikeyic.com/media/datasheet/d4/86/4d8d/d4/0fcc40518f7397f5e158b19570aa864f.pdf | https://www.unikeyic.com/products/specialty-terminal-blocks/ctb0308-3/13848977.html
CTB04VY/2 | CamdenBoss | 10: 1.9936 100: 1.958 250: 1.958 500: 1.9224 1,000: 1.9224 | Conn Terminal Block 2 POS 6.35mm Solder ST Thru-Hole 32A | Industrial | [9 empty] | CTB04VY/2 CamdenBoss | [6 empty] | 9.906mm(width)*12.5mm(height) |  |  |  |  | Through hole mounting |  |  |  | -20℃~110℃ | [23 empty] | 84 | https://www.unikeyic.com/media/datasheet/1b/17/545f/1b/8e50f5be110146676f79f83568b9e302.pdf | https://www.unikeyic.com/products/specialty-terminal-blocks/ctb04vy-2/15766063.html
CTB04VY/3 | CamdenBoss | 1: 3.3125 10: 2.968 100: 2.915 250: 2.862 500: 2.862 1,000: 2.862 | Terminal Block Connector 3 POS 6.35mm Solder ST Thru-Hole 32A | Industrial | [9 empty] | CTB04VY/3 CamdenBoss | [6 empty] | 19.05mm(Length)*12.5mm(height) |  |  |  |  | Through hole mounting |  |  |  | -20℃~110℃ | [23 empty] | 26 | https://www.unikeyic.com/media/datasheet/09/45/1694/f8/4ec84092ac51d52235ce6892212da3a5.pdf | https://www.unikeyic.com/products/specialty-terminal-blocks/ctb04vy-3/25660172.html
CTB04VZ/2 | CamdenBoss | 10: 2.016 100: 1.98 250: 1.98 500: 1.944 1,000: 1.944 | Conn Terminal Block 2 POS 9.52mm Solder ST Thru-Hole 32A | Industrial | [9 empty] | CTB04VZ/2 CamdenBoss | [6 empty] | 19.04mm(Length)*12.5mm(height) |  |  |  |  | Through hole mounting |  |  |  | -20℃~110℃ | [23 empty] | 22 | https://www.unikeyic.com/media/datasheet/09/45/1694/57/889fbabae30eea234d04f1739f8f7ebc.pdf | https://www.unikeyic.com/products/specialty-terminal-blocks/ctb04vz-2/33346095.html
CTB04VZ/3 | CamdenBoss | 1: 4.3551 10: 3.6744 100: 3.509 250: 3.4038 500: 3.3192 1,000: 2.6756 | Conn Terminal Block 3 POS 9.52mm Solder ST Thru-Hole 32A | Industrial | [9 empty] | CTB04VZ/3 CamdenBoss | [6 empty] | 28.56mm(Length)*12.5mm(height) |  |  |  |  | Through hole mounting |  |  |  | -20℃~110℃ | [23 empty] | 7 | https://www.unikeyic.com/media/datasheet/09/45/1694/57/889fbabae30eea234d04f1739f8f7ebc.pdf | https://www.unikeyic.com/products/specialty-terminal-blocks/ctb04vz-3/31641322.html
CTB0502/2 | CamdenBoss | 10: 0.36 100: 0.3226 500: 0.3226 1,000: 0.3168 2,500: 0.311 5,000: 0.311 | Terminal Block Connector, 2 POS, 5mm Pitch, Solder, Straight, Thru-Hole, 10A | [10 empty] | CTB0502/2 CamdenBoss | [6 empty] | 10mm(Length)*8.1mm(height) |  |  |  |  | Through hole mounting |  |  |  | -33℃~120℃ | [7 empty] | Compliant | [15 empty] | 11547 | https://www.unikeyic.com/media/datasheet/f6/ff/73c7/f6/912298c07f02f71560eac1cd5db3a3e4.pdf | https://www.unikeyic.com/products/specialty-terminal-blocks/ctb0502-2/25436158.html
CTB0502/3 | CamdenBoss |  | Terminal Block Connector 3 POS 5mm Pitch Solder Straight Thru-Hole 10A | [10 empty] | CTB0502/3 CamdenBoss | [6 empty] | 15mm(Length)*8.1mm(height) |  |  |  |  | Through hole mounting |  |  |  | -33℃~120℃ | [7 empty] | Compliant | [16 empty] | https://www.unikeyic.com/media/datasheet/f6/ff/73c7/f6/912298c07f02f71560eac1cd5db3a3e4.pdf | https://www.unikeyic.com/products/specialty-terminal-blocks/ctb0502-3/23767959.html
CTB0508/10 | CamdenBoss | 1: 4.5875 10: 4.037 100: 4.037 250: 3.9636 500: 3.9636 1,000: 3.9636 | TB, WIRE TO BRD, 10POS, 14AWG; Product Range:CTB0508 Series; No. of Contacts:10Contacts; Pitch Spacing:5.08mm; Connector Type:Terminal Block, PCB; Connector Mounting:PCB Mount; Wire Size AWG Max:14AWG; Wire Size AWG Min: | [17 empty] | 50.8mm(Length)*8.1mm(height) |  |  |  |  | Through hole mounting |  |  |  | 110℃(max) | [23 empty] | 43 | https://www.unikeyic.com/media/about_us/Unikey_ISO_9001_Certification.pdf | https://www.unikeyic.com/products/specialty-terminal-blocks/ctb0508-10/29084845.html
CTB0508/5 | CamdenBoss | 10: 1.7808 100: 1.749 250: 1.749 500: 1.7172 1,000: 1.7172 | Conn Terminal Block 5 POS 5.08mm Solder ST Thru-Hole 14A | [17 empty] | 8.1mm(height) |  |  |  |  | Through hole mounting |  |  |  | 110℃(max) | [7 empty] | Compliant | [15 empty] | 49 | https://www.unikeyic.com/media/about_us/Unikey_ISO_9001_Certification.pdf | https://www.unikeyic.com/products/specialty-terminal-blocks/ctb0508-5/575899.html
CTB0700/2 | CamdenBoss | 10: 1.1648 100: 1.144 500: 1.144 1,000: 1.1232 2,500: 1.1232 | Conn Terminal Block 2 POS 5mm Screw ST Thru-Hole 24A | [10 empty] | CTB0700/2 CamdenBoss | [6 empty] | 10mm(Length)*11.2mm(height) |  |  |  |  | Through hole mounting |  |  |  | 110℃(max) | [23 empty] | 5283 | https://www.unikeyic.com/media/datasheet/86/42/8303/86/1fea0c62335d5509d521d53ec54208fa.pdf | https://www.unikeyic.com/products/specialty-terminal-blocks/ctb0700-2/19019019.html
CTB0708/12 | CamdenBoss | 1: 6.125 10: 5.39 100: 5.292 250: 5.292 500: 5.292 1,000: 5.292 | Conn Terminal Block 12 POS 5.08mm Solder ST Thru-Hole 24A | [10 empty] | CTB0708/12 CamdenBoss | [11 empty] | Through hole mounting |  |  |  | 110℃(max) | [7 empty] | Compliant | [15 empty] | 81 | https://www.unikeyic.com/media/datasheet/46/1d/ef6f/46/2e9f17246eea43858c2b955d34187dbc.pdf | https://www.unikeyic.com/products/specialty-terminal-blocks/ctb0708-12/812428.html
CTB1202/6BK | CamdenBoss | 10: 0.8424 100: 0.7862 250: 0.7722 500: 0.7722 1,000: 0.7582 2,500: 0.7582 | Terminal Block Connector 6 POS 5mm Screw ST Cable Mount 10A | [10 empty] | CTB1202/6BK CamdenBoss | [11 empty] | wire mounting |  |  |  | -33℃~120℃ | [7 empty] | Compliant | [15 empty] | 96 | https://www.unikeyic.com/media/datasheet/25/76/463d/25/69245b2521b88b3e27e204c199664316.pdf | https://www.unikeyic.com/products/specialty-terminal-blocks/ctb1202-6bk/2399149.html
CTB2202/2 | CamdenBoss | 10: 0.36 100: 0.3226 500: 0.3226 1,000: 0.3168 2,500: 0.311 5,000: 0.311 | 10mm Standard Terminal Block Black 2 Way | [10 empty] | CTB2202/2 CamdenBoss | [23 empty] | Compliant | [15 empty] | 339 | https://www.unikeyic.com/media/datasheet/38/a0/2ec6/38/8e58dacd7159db203e557f872ed4d6df.pdf | https://www.unikeyic.com/products/specialty-terminal-blocks/ctb2202-2/15862975.html
CTB2202/4 | CamdenBoss | 10: 0.8026 50: 0.7218 100: 0.6179 250: 0.5359 500: 0.5064 1,500: 0.4962 | 10mm Standard Terminal Block Black 4 Way | [10 empty] | CTB2202/4 CamdenBoss | [23 empty] | Compliant | [15 empty] | 40 | https://www.unikeyic.com/media/datasheet/38/a0/2ec6/38/8e58dacd7159db203e557f872ed4d6df.pdf | https://www.unikeyic.com/products/specialty-terminal-blocks/ctb2202-4/34800200.html
CTB3000/3 | CamdenBoss | 10: 1.232 100: 1.21 500: 1.21 1,000: 1.188 2,500: 1.188 | 5mm Pitch Large Cable Entry 90° Rising Clamp Terminal | [50 empty] | 3904 | https://www.unikeyic.com/media/about_us/Unikey_ISO_9001_Certification.pdf | https://www.unikeyic.com/products/specialty-terminal-blocks/ctb3000-3/19691196.html
CTB3051/2BK | CamdenBoss | 10: 0.3275 100: 0.2934 500: 0.2934 1,000: 0.2882 2,500: 0.283 5,000: 0.283 | Terminal Block Connector, 2 Pos, 3.5mm Pitch, Screw, ST, TH, 6A | [10 empty] | CTB3051/2BK CamdenBoss | [6 empty] | 7mm(Length)*7mm(height) |  |  |  |  | Through hole mounting |  |  |  | 105℃(max) | [7 empty] | Compliant | [15 empty] | 7431 | https://www.unikeyic.com/media/datasheet/8d/97/aea0/8d/552f199dadda3b1ba55fbeb9ddfbd050.pdf | https://www.unikeyic.com/products/specialty-terminal-blocks/ctb3051-2bk/1390450.html
CTB3202/2 | CamdenBoss | 10: 0.6525 100: 0.5846 250: 0.5846 500: 0.5742 1,000: 0.5638 2,500: 0.5638 | 5mm 45 Degree Terminal Block Black 2 Way | Industrial | [9 empty] | CTB3202/2 CamdenBoss | [15 empty] | -40℃~85℃ | [23 empty] | 58 | https://www.unikeyic.com/media/datasheet/30/37/b9dc/30/0bd6ed8bd5a6eb64f62df22cfb02b8ad.pdf | https://www.unikeyic.com/products/specialty-terminal-blocks/ctb3202-2/16399609.html
CTB5202/2 | CamdenBoss | 10: 0.2688 100: 0.2408 500: 0.2408 1,000: 0.2365 2,500: 0.2365 5,000: 0.2365 | Terminal Block, 2 POS, 5mm Pitch, Screw, ST, TH, 15A | [10 empty] | CTB5202/2 CamdenBoss | [6 empty] | 10mm(Length)*7.6mm(height) |  |  |  |  | Through hole mounting |  |  |  | -33℃~120℃ | [7 empty] | Compliant | [15 empty] | 5109 | https://www.unikeyic.com/media/datasheet/8b/0d/7b06/8b/88424194b475378f805181e310d15793.pdf | https://www.unikeyic.com/products/specialty-terminal-blocks/ctb5202-2/33669163.html
CTB5202/3 | CamdenBoss | 10: 0.385 100: 0.345 500: 0.3388 1,000: 0.3388 2,500: 0.3326 5,000: 0.3326 | Conn Terminal Block 3 POS 5mm Screw ST Thru-Hole 15A | [10 empty] | CTB5202/3 CamdenBoss | [6 empty] | 15mm(Length)*7.6mm(height) |  |  |  |  | Through hole mounting |  |  |  | -33℃~120℃ | [7 empty] | Compliant | [15 empty] | 15817 | https://www.unikeyic.com/media/datasheet/57/5d/c656/57/7e21068739e64b3dcfaaeb85b8d37def.pdf | https://www.unikeyic.com/products/specialty-terminal-blocks/ctb5202-3/26601339.html
CTB5202/5 | CamdenBoss | 10: 0.5563 100: 0.4984 500: 0.4895 1,000: 0.4895 2,500: 0.4806 5,000: 0.4806 | Conn Terminal Block 5 POS 5mm Screw ST Thru-Hole 15A | [10 empty] | CTB5202/5 CamdenBoss | [6 empty] | 25mm(Length)*7.6mm(height) |  |  |  |  | Through hole mounting |  |  |  | -33℃~120℃ | [7 empty] | Compliant | [15 empty] | 863 | https://www.unikeyic.com/media/datasheet/57/5d/c656/57/7e21068739e64b3dcfaaeb85b8d37def.pdf | https://www.unikeyic.com/products/specialty-terminal-blocks/ctb5202-5/28947763.html
CTB5202/6 | CamdenBoss | 10: 0.745 100: 0.6675 250: 0.6675 500: 0.6556 1,000: 0.6437 2,500: 0.6437 | Conn Terminal Block 6 POS 5mm Screw ST Thru-Hole 15A | [10 empty] | CTB5202/6 CamdenBoss | [6 empty] | 30mm(Length)*7.6mm(height) |  |  |  |  | Through hole mounting |  |  |  | -33℃~120℃ | [7 empty] | Compliant | [15 empty] | 124 | https://www.unikeyic.com/media/datasheet/8b/0d/7b06/8b/88424194b475378f805181e310d15793.pdf | https://www.unikeyic.com/products/specialty-terminal-blocks/ctb5202-6/12279972.html
CTB7000/36 | CamdenBoss | 1: 21.6832 10: 21.296 25: 20.9088 100: 20.9088 250: 20.9088 500: 20.9088 | CAMDENBOSS PCB Terminal Block, 36-Channel, 5mm Pitch, TH, Screw Termination | [10 empty] | CTB7000/36 CamdenBoss | [6 empty] | 180mm*8.5mm*8.5mm |  |  |  |  | Through hole mounting |  |  |  | 110℃(max) | [7 empty] | Compliant | [15 empty] | 1412 | https://www.unikeyic.com/media/datasheet/a7/08/49cc/a7/35e20f81df52eeb4461a09cbdbfc8666.pdf | https://www.unikeyic.com/products/specialty-terminal-blocks/ctb7000-36/1830765.html
CTB9200/12A | CamdenBoss | 1: 8.256 10: 7.568 100: 7.4304 250: 7.4304 500: 7.4304 1,000: 7.4304 | Conn Terminal Block RCP 12 POS 5mm Screw RA Cable Mount 12A | [10 empty] | CTB9200/12A CamdenBoss | [11 empty] | wire mounting |  |  |  | 100℃(max) | [7 empty] | Compliant | [15 empty] | 68 | https://www.unikeyic.com/media/datasheet/3d/a8/6277/3d/c448afedb0cd7cddb126e9144eb12068.pdf | https://www.unikeyic.com/products/specialty-terminal-blocks/ctb9200-12a/7897166.html
CTB9200/2A | CamdenBoss | 10: 1.344 100: 1.32 500: 1.296 1,000: 1.296 2,500: 1.296 | Conn Terminal Block RCP 2 POS 5mm Screw RA Cable Mount 12A | Industrial | [9 empty] | CTB9200/2A CamdenBoss | [6 empty] | 10mm(Length)*18.4mm(height) |  |  |  |  | wire mounting |  |  |  | -20℃~125℃ | [7 empty] | Compliant | [15 empty] | 6143 | https://www.unikeyic.com/media/datasheet/b1/51/34fd/b1/6b2c5240b29ac076a31df3173305980b.pdf | https://www.unikeyic.com/products/specialty-terminal-blocks/ctb9200-2a/25340412.html
CTB9200/4A | CamdenBoss | 1: 3.125 10: 2.8 100: 2.75 250: 2.7 500: 2.7 1,000: 2.7 | Conn Terminal Block RCP 4 POS 5mm Screw RA Cable Mount 12A | Industrial | [9 empty] | CTB9200/4A CamdenBoss | [6 empty] | 70.866mm(Length)*40.386mm(width) |  |  |  |  | wire mounting |  |  |  | -20℃~125℃ | [23 empty] | 2625 | https://www.unikeyic.com/media/datasheet/bb/27/fe25/bb/927ff581a66bea052c6829b1cd907290.pdf | https://www.unikeyic.com/products/specialty-terminal-blocks/ctb9200-4a/12073798.html
CTB9200/6A | CamdenBoss | 1: 4.4875 10: 3.949 100: 3.949 250: 3.8772 500: 3.8772 1,000: 3.8772 | Conn Terminal Block RCP 6 POS 5mm Screw RA Cable Mount 12A | Industrial | [9 empty] | CTB9200/6A CamdenBoss | [11 empty] | wire mounting |  |  |  | -20℃~125℃ | [7 empty] | Compliant | [15 empty] | 54 | https://www.unikeyic.com/media/datasheet/3d/a8/6277/3d/c448afedb0cd7cddb126e9144eb12068.pdf | https://www.unikeyic.com/products/specialty-terminal-blocks/ctb9200-6a/22538543.html
CTB9200/8A | CamdenBoss | 1: 5.95 10: 5.236 100: 5.236 250: 5.1408 500: 5.1408 1,000: 5.1408 | Conn Terminal Block RCP 8 POS 5mm Screw RA Cable Mount 12A | Industrial | [9 empty] | CTB9200/8A CamdenBoss | [6 empty] | 40mm(Length)*18.4mm(height) |  |  |  |  | wire mounting |  |  |  | -20℃~125℃ | [7 empty] | Compliant | [15 empty] | 30 | https://www.unikeyic.com/media/datasheet/b1/51/34fd/b1/6b2c5240b29ac076a31df3173305980b.pdf | https://www.unikeyic.com/products/specialty-terminal-blocks/ctb9200-8a/32135135.html
CTB9202/3 | CamdenBoss | 10: 0.735 100: 0.6586 250: 0.6586 500: 0.6468 1,000: 0.635 2,500: 0.635 | 5mm Female Connector 3 Way | [10 empty] | CTB9202/3 CamdenBoss | [39 empty] | 215 | https://www.unikeyic.com/media/datasheet/e0/f6/df7b/e0/738fae5b7095df830e90f0293616f79d.pdf | https://www.unikeyic.com/products/specialty-terminal-blocks/ctb9202-3/32385551.html
CTB9208/10 | CamdenBoss | 1: 7.475 10: 6.578 100: 6.4584 250: 6.4584 500: 6.4584 1,000: 6.4584 | TERMINAL BLOCK, PLUGGABLE, 10POS, 12AWG; Pitch Spacing:5.08mm; No. of Positions:10Ways; Wire Size (AWG):30AWG to 12AWG; Conductor Area CSA:2.5mm²; Wire Connection Method:Screw; Rated Current:12A; Rated Voltage:320V; Prod | [17 empty] | 50.8mm(Length)*18.4mm(height) |  |  |  |  | wire mounting |  |  |  | 110℃(max) | [23 empty] | 15 | https://www.unikeyic.com/media/about_us/Unikey_ISO_9001_Certification.pdf | https://www.unikeyic.com/products/specialty-terminal-blocks/ctb9208-10/15478318.html
CTB9208/2 | CamdenBoss | 10: 1.1984 100: 1.177 500: 1.177 1,000: 1.1556 2,500: 1.1556 | Conn Terminal Block F 2 POS 5.08mm Screw RA Cable Mount 12A | [10 empty] | CTB9208/2 CamdenBoss | [6 empty] | 10.2mm(Length)*18.4mm(height) |  |  |  |  | wire mounting |  |  |  | 110℃(max) | [7 empty] | Non-compliant | [15 empty] | 983 | https://www.unikeyic.com/media/datasheet/73/3c/852f/73/51a109d9fa277b552d7d7914b57028e7.pdf | https://www.unikeyic.com/products/specialty-terminal-blocks/ctb9208-2/28358767.html
CTB9208/3 | CamdenBoss | 10: 1.7584 100: 1.727 250: 1.727 500: 1.6956 1,000: 1.6956 | Conn Terminal Block F 3 POS 5.08mm Screw RA Cable Mount 12A | [10 empty] | CTB9208/3 CamdenBoss | [6 empty] | 15.2mm(Length)*18.4mm(height) |  |  |  |  | wire mounting |  |  |  | 110℃(max) | [23 empty] | 334 | https://www.unikeyic.com/media/datasheet/33/eb/a39d/33/e1321e30f5cb37e07f90013e4424e961.pdf | https://www.unikeyic.com/products/specialty-terminal-blocks/ctb9208-3/29121360.html
CTB9208/4 | CamdenBoss | 10: 2.3184 100: 2.277 250: 2.277 500: 2.2356 1,000: 2.2356 | Conn Terminal Block F 4 POS 5.08mm Screw RA Cable Mount 12A | Industrial | [9 empty] | CTB9208/4 CamdenBoss | [6 empty] | 20.32mm(Length)*32.512mm(width) |  |  |  |  | wire mounting |  |  |  | -20℃~110℃ | [23 empty] | 1492 | https://www.unikeyic.com/media/datasheet/94/fc/5b86/94/f4878de5d6436004aeb46dcde9cb83c7.pdf | https://www.unikeyic.com/products/specialty-terminal-blocks/ctb9208-4/26938432.html
CTB9208/8 | CamdenBoss | 1: 5.95 10: 5.236 100: 5.236 250: 5.1408 500: 5.1408 1,000: 5.1408 | Terminal Block Connector, Female, 8 POS, 5.08mm Pitch, Screw, Right Angle, Cable Mount, 12A | [10 empty] | CTB9208/8 CamdenBoss | [6 empty] | 40.6mm(Length) |  |  |  |  | wire mounting |  |  |  | 20℃~110℃ | [7 empty] | Compliant | [15 empty] | 23 | https://www.unikeyic.com/media/datasheet/73/3c/852f/73/51a109d9fa277b552d7d7914b57028e7.pdf | https://www.unikeyic.com/products/specialty-terminal-blocks/ctb9208-8/4434426.html
CTB9208/9 | CamdenBoss | 1: 3.975 10: 3.498 100: 3.498 250: 3.498 | Terminal Block Connector F 9 POS 5.08mm Screw RA Cable Mount 12A | [10 empty] | CTB9208/9 CamdenBoss | [11 empty] | wire mounting |  |  |  | 20℃~110℃ | [23 empty] | 24 | https://www.unikeyic.com/media/datasheet/7e/3b/ff41/7e/26eeba7687cf22483a229ed4d70c68eb.pdf | https://www.unikeyic.com/products/specialty-terminal-blocks/ctb9208-9/22063073.html
CTB9209/3 | CamdenBoss | 10: 0.7404 100: 0.691 250: 0.6787 500: 0.6787 1,000: 0.6664 2,500: 0.6664 | 5.08mm Female Connector 3 Way | [10 empty] | CTB9209/3 CamdenBoss | [23 empty] | Compliant | [15 empty] | 2597 | https://www.unikeyic.com/media/datasheet/38/dc/fdff/38/f1d487ec2f5c3e3da5adaba90be7f5a5.pdf | https://www.unikeyic.com/products/specialty-terminal-blocks/ctb9209-3/24572197.html
CTB922HD/2 | CamdenBoss | 10: 0.5688 100: 0.5096 500: 0.5005 1,000: 0.5005 2,500: 0.4914 5,000: 0.4914 | 3.5mm Female Connector 2 Way | [10 empty] | CTB922HD/2 CamdenBoss | [23 empty] | Compliant | [15 empty] | 15618 | https://www.unikeyic.com/media/datasheet/ed/1d/1cb3/ed/4312d2bd9b5262c8b8a32362314e8631.pdf | https://www.unikeyic.com/products/specialty-terminal-blocks/ctb922hd-2/971373.html
CTB922HE/4 | CamdenBoss | 10: 1.0596 100: 0.9713 500: 0.9713 1,000: 0.9536 2,500: 0.9536 | 3.81mm Female Connector, 4 Way | [34 empty] | Compliant | [15 empty] | 817 | https://www.unikeyic.com/media/about_us/Unikey_ISO_9001_Certification.pdf | https://www.unikeyic.com/products/specialty-terminal-blocks/ctb922he-4/15430401.html
CTB922VE/2R | CamdenBoss | 1: 0.7368 100: 0.6877 250: 0.6754 500: 0.6754 1,000: 0.6631 2,500: 0.6631 | 3.81mm Pitch Female Vertical Reversed Connector, 2-Way | [10 empty] | CTB922VE/2R CamdenBoss | [39 empty] | 64 | https://www.unikeyic.com/media/datasheet/6d/f2/e892/6d/266570f8d52d0a23e3fb7dbf98955a61.pdf | https://www.unikeyic.com/products/specialty-terminal-blocks/ctb922ve-2r/34607546.html
CTB92HD/3 | CamdenBoss | 10: 2.352 100: 2.31 250: 2.31 500: 2.268 1,000: 2.268 | Terminal Block, F, 3 POS, 3.5mm Pitch, Screw, RA, Cable Mount, 10A | [10 empty] | CTB92HD/3 CamdenBoss | [6 empty] | 7.112mm(width)*15.5mm(height) |  |  |  |  | wire mounting |  |  |  | 110℃(max) | [23 empty] | 150 | https://www.unikeyic.com/media/datasheet/60/26/0b9c/60/8b524e2e0af80f9b820526388b78ef1f.pdf | https://www.unikeyic.com/products/specialty-terminal-blocks/ctb92hd-3/25404306.html
CTB92HE/10 | CamdenBoss | 1: 6.7375 10: 5.929 100: 5.8212 250: 5.8212 500: 5.8212 1,000: 5.8212 | Conn Terminal Block RCP 10 POS 3.81mm Screw RA Cable Mount 10A | [10 empty] | CTB92HE/10 CamdenBoss | [11 empty] | wire mounting |  |  |  | 20℃~110℃ | [23 empty] | 133 | https://www.unikeyic.com/media/datasheet/11/77/3596/11/419ef0f559f0505af9e5a8bff43d5415.pdf | https://www.unikeyic.com/products/specialty-terminal-blocks/ctb92he-10/33546003.html
CTB92HE/2 | CamdenBoss | 10: 1.68 100: 1.65 500: 1.62 1,000: 1.62 2,500: 1.62 | Conn Terminal Block RCP 2 POS 3.81mm Screw RA Cable Mount 10A | [10 empty] | CTB92HE/2 CamdenBoss | [6 empty] | 15.5mm(height) |  |  |  |  | wire mounting |  |  |  | 110℃(max) | [7 empty] | Compliant | [15 empty] | 431 | https://www.unikeyic.com/media/datasheet/d4/18/a98d/d4/49a912bd623aef83067c1b6e3599f5cb.pdf | https://www.unikeyic.com/products/specialty-terminal-blocks/ctb92he-2/24647348.html
CTB92HE/4 | CamdenBoss | 1: 3.6875 10: 3.304 100: 3.245 250: 3.186 500: 3.186 1,000: 3.186 | Conn Terminal Block RCP 4 POS 3.81mm Screw RA Cable Mount 10A | Industrial | [9 empty] | CTB92HE/4 CamdenBoss | [6 empty] | 14mm(Length) |  |  |  |  | wire mounting |  |  |  | -20℃~110℃ | [7 empty] | Compliant | [15 empty] | 732 | https://www.unikeyic.com/media/datasheet/d4/18/a98d/d4/49a912bd623aef83067c1b6e3599f5cb.pdf | https://www.unikeyic.com/products/specialty-terminal-blocks/ctb92he-4/27857387.html
CTB92HE/6 | CamdenBoss | 1: 5.5125 10: 4.851 100: 4.851 250: 4.7628 500: 4.7628 1,000: 4.7628 | Conn Terminal Block RCP 6 POS 3.81mm Screw RA Cable Mount 10A | Industrial | [9 empty] | CTB92HE/6 CamdenBoss | [6 empty] | 21mm(Length) |  |  |  |  | wire mounting |  |  |  | -20℃~110℃ | [7 empty] | Compliant | [15 empty] | 34 | https://www.unikeyic.com/media/datasheet/d4/18/a98d/d4/49a912bd623aef83067c1b6e3599f5cb.pdf | https://www.unikeyic.com/products/specialty-terminal-blocks/ctb92he-6/30757993.html
CTB92VG/12S | CamdenBoss | 1: 9.984 10: 9.152 100: 8.9856 250: 8.9856 500: 8.9856 1,000: 8.9856 | Conn Terminal Block F 12 POS 5mm Screw ST Cable Mount 12A | [10 empty] | CTB92VG/12S CamdenBoss | [11 empty] | wire mounting |  |  |  | 100℃(max) | [23 empty] | 61 | https://www.unikeyic.com/media/datasheet/1d/1d/9197/1d/cffa0f3aeab073d47455371322e859ae.pdf | https://www.unikeyic.com/products/specialty-terminal-blocks/ctb92vg-12s/6367579.html
CTB92VG/3S | CamdenBoss | 1: 2.825 10: 2.5312 100: 2.486 250: 2.486 500: 2.4408 1,000: 2.4408 | Terminal Block F 3 POS 5mm Screw ST Cable Mount 12A | [10 empty] | CTB92VG/3S CamdenBoss | [6 empty] | 15mm(Length)*26mm(height) |  |  |  |  | wire mounting |  |  |  | 100℃(max) | [23 empty] | 68 | https://www.unikeyic.com/media/datasheet/7a/30/6f0d/7a/a4c28e3a4eca3c6a2d4f7b558a63f042.pdf | https://www.unikeyic.com/products/specialty-terminal-blocks/ctb92vg-3s/19275381.html
CTB92VG/6S | CamdenBoss | 1: 5.75 10: 5.06 100: 5.06 250: 4.968 500: 4.968 1,000: 4.968 | Conn Terminal Block F 6 POS 5mm Screw ST Cable Mount 12A | [10 empty] | CTB92VG/6S CamdenBoss | [11 empty] | wire mounting |  |  |  | 100℃(max) | [23 empty] | 799 | https://www.unikeyic.com/media/datasheet/d8/95/0ae6/d8/684be1bdd14afdfb7b008cb8d355c0c7.pdf | https://www.unikeyic.com/products/specialty-terminal-blocks/ctb92vg-6s/16785513.html
CTB92VG/8S | CamdenBoss | 1: 7.6125 10: 6.699 100: 6.5772 250: 6.5772 500: 6.5772 1,000: 6.5772 | Conn Terminal Block F 8 POS 5mm Screw ST Cable Mount 12A | [10 empty] | CTB92VG/8S CamdenBoss | [11 empty] | wire mounting |  |  |  | 100℃(max) | [23 empty] | 29 | https://www.unikeyic.com/media/datasheet/d4/e8/f5cc/d4/b128a4e4866551f4759d4ec46a048154.pdf | https://www.unikeyic.com/products/specialty-terminal-blocks/ctb92vg-8s/31787937.html
CTB9302/2 | CamdenBoss | 100: 0.2016 500: 0.1882 1,000: 0.1882 | 5mm Male Closed Vertical Header 2 Way | [10 empty] | CTB9302/2 CamdenBoss | [23 empty] | Compliant | [15 empty] | 182 | https://www.unikeyic.com/media/datasheet/5d/94/06d6/5d/c693b6f7c873f11f6042babf5fc8bcee.pdf | https://www.unikeyic.com/products/specialty-terminal-blocks/ctb9302-2/27900673.html
CTB9309/2 | CamdenBoss | 100: 0.2016 500: 0.1882 1,000: 0.1882 | 5.08mm Male Closed Vertical Header 2 Way | [10 empty] | CTB9309/2 CamdenBoss | [23 empty] | Compliant | [15 empty] | 758 | https://www.unikeyic.com/media/datasheet/38/dc/fdff/38/f1d487ec2f5c3e3da5adaba90be7f5a5.pdf | https://www.unikeyic.com/products/specialty-terminal-blocks/ctb9309-2/31106333.html
CTB932HD/2 | CamdenBoss | 100: 0.2016 500: 0.1882 1,000: 0.1882 | 3.5mm Male Closed Horizontal Header 2-Way | [10 empty] | CTB932HD/2 CamdenBoss | [23 empty] | Compliant | [15 empty] | 370 | https://www.unikeyic.com/media/datasheet/f7/b4/bb32/f7/e6545cc17b7cb7755cf439e35599ae2e.pdf | https://www.unikeyic.com/products/specialty-terminal-blocks/ctb932hd-2/24472799.html
CTB9400/2 | CamdenBoss | 10: 1.5008 100: 1.474 500: 1.4472 1,000: 1.4472 2,500: 1.4472 | Conn Terminal Block RCP 2 POS 7.5mm Screw RA Cable Mount 12A | [17 empty] | 18.4mm(height) |  |  |  |  | wire mounting |  |  |  | 160℃(max) | [7 empty] | Compliant | [15 empty] | 32 | https://www.unikeyic.com/media/about_us/Unikey_ISO_9001_Certification.pdf | https://www.unikeyic.com/products/specialty-terminal-blocks/ctb9400-2/25156782.html
CTB9400/3 | CamdenBoss | 10: 2.2064 100: 2.167 250: 2.167 500: 2.1276 1,000: 2.1276 | Conn Terminal Block RCP 3 POS 7.5mm Screw RA Cable Mount 12A | [10 empty] | CTB9400/3 CamdenBoss | [6 empty] | 20.5mm(Length)*18.4mm(height) |  |  |  |  | wire mounting |  |  |  | 160℃(max) | [7 empty] | Compliant | [15 empty] | 33 | https://www.unikeyic.com/media/datasheet/69/17/13e7/69/f80286a682e6cb0d04292a31777a3be3.pdf | https://www.unikeyic.com/products/specialty-terminal-blocks/ctb9400-3/33874703.html
CTB9400/4 | CamdenBoss | 1: 3.2875 10: 2.9456 100: 2.893 250: 2.8404 500: 2.8404 1,000: 2.8404 | Conn Terminal Block RCP 4 POS 7.5mm Screw RA Cable Mount 12A | [10 empty] | CTB9400/4 CamdenBoss | [11 empty] | wire mounting |  |  |  | 160℃(max) | [23 empty] | 154 | https://www.unikeyic.com/media/datasheet/e7/06/6d46/e7/a4c153737157f10c77efbcd7a1cb1380.pdf | https://www.unikeyic.com/products/specialty-terminal-blocks/ctb9400-4/1019023.html
CTBP0110/3 | CamdenBoss | 10: 0.695 100: 0.6227 250: 0.6227 500: 0.6116 1,000: 0.6005 2,500: 0.6005 | Conn Terminal Block F 3 POS 7.5mm Solder ST Thru-Hole 16A | Industrial | [9 empty] | CTBP0110/3 CamdenBoss | [11 empty] | Through hole mounting |  |  |  | -40℃~105℃ | [23 empty] | 148 | https://www.unikeyic.com/media/datasheet/ac/f6/7d3a/ac/0343846aa33f810457d1093d2530833d.pdf | https://www.unikeyic.com/products/specialty-terminal-blocks/ctbp0110-3/13471327.html
CTBP0305/3 | CamdenBoss | 10: 0.6525 100: 0.5846 250: 0.5846 500: 0.5742 1,000: 0.5638 2,500: 0.5638 | TB, WIRE TO BRD, 3WAY, 16AWG; | Industrial | [16 empty] | 10.5mm(Length)*7.4mm(height) |  |  |  |  | Through hole mounting |  |  |  | -40℃~105℃ | [23 empty] | 111 | https://www.unikeyic.com/media/about_us/Unikey_ISO_9001_Certification.pdf | https://www.unikeyic.com/products/specialty-terminal-blocks/ctbp0305-3/1279536.html
CTBP04VZ/2 | CamdenBoss | 10: 0.7296 100: 0.681 250: 0.6688 500: 0.6688 1,000: 0.6566 2,500: 0.6566 | Conn Terminal Block F 2 POS 9.5mm Solder ST Thru-Hole 30A | Industrial | [9 empty] | CTBP04VZ/2 CamdenBoss | [6 empty] | 12.6mm(height) |  |  |  |  | Through hole mounting |  |  |  | -40℃~105℃ | [7 empty] | Compliant | [15 empty] | 171 | https://www.unikeyic.com/media/datasheet/4b/6d/4657/4b/e3e05b712df4ff75372b3f770912e1b7.pdf | https://www.unikeyic.com/products/specialty-terminal-blocks/ctbp04vz-2/21784269.html
CTBP0508/2 | CamdenBoss | 10: 0.36 100: 0.3226 500: 0.3226 1,000: 0.3168 2,500: 0.311 5,000: 0.311 | Conn Terminal Block F 2 POS 5.08mm Solder ST Thru-Hole 8A | Industrial | [9 empty] | CTBP0508/2 CamdenBoss | [6 empty] | 8.5mm(height) |  |  |  |  | Through hole mounting |  |  |  | -40℃~105℃ | [7 empty] | Compliant | [15 empty] | 824 | https://www.unikeyic.com/media/datasheet/19/25/26be/19/61b0018e70e9c031b379820be891fe0c.pdf | https://www.unikeyic.com/products/specialty-terminal-blocks/ctbp0508-2/25089297.html
CTBP0508/3 | CamdenBoss | 10: 0.59 100: 0.5286 250: 0.5286 500: 0.5192 1,000: 0.5192 2,500: 0.5192 | Conn Terminal Block F 3 POS 5.08mm Solder ST Thru-Hole 8A | Industrial | [9 empty] | CTBP0508/3 CamdenBoss | [6 empty] | 8.5mm(height) |  |  |  |  | Through hole mounting |  |  |  | -40℃~105℃ | [7 empty] | Compliant | [15 empty] | 517 | https://www.unikeyic.com/media/datasheet/19/25/26be/19/61b0018e70e9c031b379820be891fe0c.pdf | https://www.unikeyic.com/products/specialty-terminal-blocks/ctbp0508-3/25910337.html
CTBP0708/3 | CamdenBoss | 10: 1.0032 100: 0.9196 500: 0.9196 | Conn Terminal Block F 3 POS 5.08mm Solder ST Thru-Hole 20A | Industrial | [9 empty] | CTBP0708/3 CamdenBoss | [11 empty] | Through hole mounting |  |  |  | -40℃~105℃ | [23 empty] | 91 | https://www.unikeyic.com/media/datasheet/09/45/1694/84/43b06fefcaa719d99ee312de28a1c69e.pdf | https://www.unikeyic.com/products/specialty-terminal-blocks/ctbp0708-3/12305862.html
CTBP1000/3 | CamdenBoss |  | 5MM STANDARD PROFILE TERMINAL BLOCK 3P; | [51 empty] | https://www.unikeyic.com/media/about_us/Unikey_ISO_9001_Certification.pdf | https://www.unikeyic.com/products/specialty-terminal-blocks/ctbp1000-3/25745029.html
CTBP3051/3 | CamdenBoss | 10: 0.36 100: 0.3226 500: 0.3226 1,000: 0.3168 2,500: 0.311 5,000: 0.311 | Terminal Block Receptacle, 3 Pos, 3.5mm, Solder, ST, TH, 10A | Industrial | [9 empty] | CTBP3051/3 CamdenBoss | [6 empty] | 10.5mm(Length)*6.8mm(height) |  |  |  |  | Through hole mounting |  |  |  | -40℃~105℃ | [5 empty] | On sale |  | Compliant | [15 empty] | 10367 | https://www.unikeyic.com/media/datasheet/ae/20/e007/ae/30b761c2ba494fe17dbac2630b33373a.pdf | https://www.unikeyic.com/products/specialty-terminal-blocks/ctbp3051-3/26598867.html
CTBP5000/3 | CamdenBoss | 10: 0.36 100: 0.3226 500: 0.3226 1,000: 0.3168 2,500: 0.311 5,000: 0.311 | Terminal Block Connector F 3 POS 5mm Solder ST Thru-Hole 16A | Industrial | [9 empty] | CTBP5000/3 CamdenBoss | [6 empty] | 7.5mm(height) |  |  |  |  | Through hole mounting |  |  |  | -40℃~105℃ | [7 empty] | Compliant | [15 empty] | 4347 | https://www.unikeyic.com/media/datasheet/5d/56/9ff2/5d/b434d5ff52416e03ca80aa422e94f91d.pdf | https://www.unikeyic.com/products/specialty-terminal-blocks/ctbp5000-3/29005937.html
CTBP55VK/2 | CamdenBoss | 10: 0.2938 100: 0.2632 500: 0.2632 1,000: 0.2585 2,500: 0.2585 5,000: 0.2585 | Conn Terminal Block F 2 POS 7.5mm Solder ST Thru-Hole 16A | Industrial | [9 empty] | CTBP55VK/2 CamdenBoss | [6 empty] | 15mm(Length)*9.1mm(height) |  |  |  |  | Through hole mounting |  |  |  | -40℃~105℃ | [7 empty] | Compliant | [15 empty] | 390 | https://www.unikeyic.com/media/datasheet/f1/f4/69c4/f1/814ad27c7efe6cacb8872466b3052ffd.pdf | https://www.unikeyic.com/products/specialty-terminal-blocks/ctbp55vk-2/9148712.html
CTBP55VK/3 | CamdenBoss | 10: 0.475 100: 0.4256 500: 0.418 1,000: 0.418 2,500: 0.4104 5,000: 0.4104 | Conn Terminal Block F 3 POS 7.5mm Solder ST Thru-Hole 16A | Industrial | [9 empty] | CTBP55VK/3 CamdenBoss | [6 empty] | 9.1mm(height) |  |  |  |  | Through hole mounting |  |  |  | -40℃~105℃ | [7 empty] | Compliant | [15 empty] | 579 | https://www.unikeyic.com/media/datasheet/f1/f4/69c4/f1/814ad27c7efe6cacb8872466b3052ffd.pdf | https://www.unikeyic.com/products/specialty-terminal-blocks/ctbp55vk-3/33658800.html
CTBP77VP/2 | CamdenBoss | 10: 1.6688 100: 1.639 500: 1.6092 1,000: 1.6092 2,500: 1.6092 | Conn Power Terminal Block 2 POS 10.16mm Solder/Screw RA Thru-Hole 52A | Industrial | [9 empty] | CTBP77VP/2 CamdenBoss | [11 empty] | Through hole mounting |  |  |  | -40℃~105℃ | [7 empty] | Non-compliant | [15 empty] | 527 | https://www.unikeyic.com/media/datasheet/f6/84/6e9d/f6846e9d7107ff8de21a556a5abe31f6.pdf | https://www.unikeyic.com/products/specialty-terminal-blocks/ctbp77vp-2/5725817.html
CTBP9200/2 | CamdenBoss | 10: 0.5688 100: 0.5096 500: 0.5005 1,000: 0.5005 2,500: 0.4914 5,000: 0.4914 | Conn Terminal Block F 2 POS 5mm Screw RA Cable Mount 15A | Industrial | [16 empty] | 15.05mm(height) |  |  |  |  | wire mounting |  |  |  | -40℃~105℃ | [23 empty] | 293 | https://www.unikeyic.com/media/about_us/Unikey_ISO_9001_Certification.pdf | https://www.unikeyic.com/products/specialty-terminal-blocks/ctbp9200-2/7060714.html
CTBP9208/2 | CamdenBoss | 10: 0.605 100: 0.5421 250: 0.5421 500: 0.5324 1,000: 0.5227 2,500: 0.5227 | Terminal Block Connector F 2 POS 5.08mm Screw RA Cable Mount 15A | Industrial | [9 empty] | CTBP9208/2 CamdenBoss | [11 empty] | wire mounting |  |  |  | -40℃~105℃ | [23 empty] | 4668 | https://www.unikeyic.com/media/datasheet/05/c8/5450/05/1993406f5f419ef5d1eb59d67335647c.pdf | https://www.unikeyic.com/products/specialty-terminal-blocks/ctbp9208-2/28570558.html
CTBP92HD/2 | CamdenBoss | 10: 0.5688 100: 0.5096 500: 0.5005 1,000: 0.5005 2,500: 0.4914 5,000: 0.4914 | Conn Terminal Block F 2 POS 3.5mm Screw RA Cable Mount 8A | Industrial | [9 empty] | CTBP92HD/2 CamdenBoss | [11 empty] | wire mounting |  |  |  | -40℃~105℃ | [23 empty] | 1142 | https://www.unikeyic.com/media/datasheet/09/45/1694/98/6d56610a4508609faf4842637dc18dd0.pdf | https://www.unikeyic.com/products/specialty-terminal-blocks/ctbp92hd-2/4800323.html
CTBP92HD/3 | CamdenBoss | 10: 1.0932 100: 1.0932 | Conn Terminal Block F 3 POS 3.5mm Screw RA Cable Mount 8A | Industrial | [9 empty] | CTBP92HD/3 CamdenBoss | [6 empty] | 11.2mm(height) |  |  |  |  | wire mounting |  |  |  | -40℃~105℃ | [23 empty] | 581 | https://www.unikeyic.com/media/datasheet/09/45/1694/98/6d56610a4508609faf4842637dc18dd0.pdf | https://www.unikeyic.com/products/specialty-terminal-blocks/ctbp92hd-3/18177882.html
CTBP92HE/12 | CamdenBoss | 1: 3.3875 10: 3.0352 100: 2.981 250: 2.9268 500: 2.9268 1,000: 2.9268 | 3.81MM PLUGGABLE FEMALE T/BLOCK VERT 12 POLE | [10 empty] | CTBP92HE/12 CamdenBoss | [23 empty] | Compliant | [15 empty] | 53 | https://www.unikeyic.com/media/datasheet/bc/c7/4e79/bc/0b927e740c342b5275d25b8f3208f19c.pdf | https://www.unikeyic.com/products/specialty-terminal-blocks/ctbp92he-12/25412475.html
CTBP92HE/2 | CamdenBoss | 10: 0.5688 100: 0.5096 500: 0.5005 1,000: 0.5005 2,500: 0.4914 5,000: 0.4914 | Terminal Block Connector F 2 POS 3.81mm Screw RA Cable Mount 8A | Industrial | [9 empty] | CTBP92HE/2 CamdenBoss | [6 empty] | 11.2mm(height) |  |  |  |  | wire mounting |  |  |  | -40℃~105℃ | [7 empty] | Compliant | [15 empty] | 1103 | https://www.unikeyic.com/media/datasheet/42/e6/e681/42/ab09cad7efae5bdc500e3948d8056f57.pdf | https://www.unikeyic.com/products/specialty-terminal-blocks/ctbp92he-2/591334.html
CTBP92HE/3 | CamdenBoss | 10: 1.044 100: 0.957 500: 0.957 | Conn Terminal Block F 3 POS 3.81mm Screw RA Cable Mount 8A | Industrial | [9 empty] | CTBP92HE/3 CamdenBoss | [6 empty] | 11.2mm(height) |  |  |  |  | wire mounting |  |  |  | -40℃~105℃ | [23 empty] | 1232 | https://www.unikeyic.com/media/datasheet/42/e6/e681/42/ab09cad7efae5bdc500e3948d8056f57.pdf | https://www.unikeyic.com/products/specialty-terminal-blocks/ctbp92he-3/31420327.html
CTBP92VD/3R | CamdenBoss | 10: 1.0284 100: 0.9427 500: 0.9427 1,000: 0.9256 2,500: 0.9256 | Terminal Block Receptacle 3 POS 3.5mm Screw Cable Mount 8A | Industrial | [9 empty] | CTBP92VD/3R CamdenBoss | [6 empty] | 10.5mm(height) |  |  |  |  | wire mounting |  |  |  | -40℃~105℃ | [23 empty] | 77 | https://www.unikeyic.com/media/datasheet/fd/e5/bd54/fd/2ca0f332a5e646314ef2522c3e515403.pdf | https://www.unikeyic.com/products/specialty-terminal-blocks/ctbp92vd-3r/18422280.html
CTBP92VD/3S | CamdenBoss | 10: 1.0436 100: 0.9577 500: 0.8974 1,000: 0.8667 2,500: 0.85 | Terminal Block Receptacle 3 POS 3.5mm Screw Cable Mount 8A | Industrial | [9 empty] | CTBP92VD/3S CamdenBoss | [6 empty] | 10.5mm(height) |  |  |  |  | wire mounting |  |  |  | -40℃~105℃ | [23 empty] | 24 | https://www.unikeyic.com/media/datasheet/c6/88/76a0/c6/b3745f4e5bd6fa83f91562a4151f945b.pdf | https://www.unikeyic.com/products/specialty-terminal-blocks/ctbp92vd-3s/25482873.html
CTBP92VG/2S | CamdenBoss | 10: 0.7404 100: 0.691 250: 0.6787 500: 0.6787 1,000: 0.6664 2,500: 0.6664 | Terminal Block Receptacle 2 Pos 5mm Screw Cable Mount 15A | Industrial | [9 empty] | CTBP92VG/2S CamdenBoss | [6 empty] | 12.6mm(height) |  |  |  |  | wire mounting |  |  |  | -40℃~105℃ | [23 empty] | 59 | https://www.unikeyic.com/media/datasheet/56/aa/bcb1/56/f8823044d42324c390edee363f3be684.pdf | https://www.unikeyic.com/products/specialty-terminal-blocks/ctbp92vg-2s/20547945.html
CTBP92VJ/3R | CamdenBoss | 10: 1.1544 100: 1.0582 500: 1.0582 1,000: 1.039 2,500: 1.039 | Conn Terminal Block F 3 POS 5.08mm Screw ST Cable Mount 15A | Industrial | [9 empty] | CTBP92VJ/3R CamdenBoss | [6 empty] | 12.6mm(height) |  |  |  |  | wire mounting |  |  |  | -40℃~105℃ | [23 empty] | 32 | https://www.unikeyic.com/media/datasheet/09/45/1694/d9/3272daa28f42fd9d6630ec717d9fa646.pdf | https://www.unikeyic.com/products/specialty-terminal-blocks/ctbp92vj-3r/26023053.html
CTBP92VJ/3S | CamdenBoss | 10: 1.1544 100: 1.0582 500: 1.0582 1,000: 1.039 2,500: 1.039 | Conn Terminal Block F 3 POS 5.08mm Screw ST Cable Mount 15A | Industrial | [9 empty] | CTBP92VJ/3S CamdenBoss | [11 empty] | wire mounting |  |  |  | -40℃~105℃ | [23 empty] | 82 | https://www.unikeyic.com/media/datasheet/82/b8/8f7d/82/1acb89e02e3542e9156215fae64d6e42.pdf | https://www.unikeyic.com/products/specialty-terminal-blocks/ctbp92vj-3s/24149305.html
CTBP96HJ/2 | CamdenBoss | 10: 0.7188 100: 0.644 250: 0.644 500: 0.6325 1,000: 0.621 2,500: 0.621 | Conn Terminal Block M 2 POS 5.08mm Screw RA Cable Mount 15A | Industrial | [9 empty] | CTBP96HJ/2 CamdenBoss | [11 empty] | wire mounting |  |  |  | -40℃~105℃ | [23 empty] | 284 | https://www.unikeyic.com/media/datasheet/bd/b5/83d1/bd/fe20de44c23ff93a6d01728221c6a68e.pdf | https://www.unikeyic.com/products/specialty-terminal-blocks/ctbp96hj-2/25135528.html
CTBP96HJ/3 | CamdenBoss | 10: 1.014 100: 0.9295 500: 0.9295 1,000: 0.9126 2,500: 0.9126 | Conn Terminal Block M 3 POS 5.08mm Screw RA Cable Mount 15A | Industrial | [9 empty] | CTBP96HJ/3 CamdenBoss | [6 empty] | 19.3mm(height) |  |  |  |  | wire mounting |  |  |  | -40℃~105℃ | [23 empty] | 280 | https://www.unikeyic.com/media/datasheet/c8/42/ac5e/c8/6b72bf9ac2f2547de561af2f87325b94.pdf | https://www.unikeyic.com/products/specialty-terminal-blocks/ctbp96hj-3/25185288.html
CTBPDDVG/3 | CamdenBoss | 10: 1.1648 100: 1.144 500: 1.144 1,000: 1.1232 2,500: 1.1232 | Conn Terminal Block F 6 POS 5mm Solder ST Thru-Hole 15A | Industrial | [9 empty] | CTBPDDVG/3 CamdenBoss | [6 empty] | 21.6mm(height) |  |  |  |  | Through hole mounting |  |  |  | -40℃~105℃ | [7 empty] | Compliant | [15 empty] | 139 | https://www.unikeyic.com/media/datasheet/a3/ab/5603/a3/4da5e8ef076046b44e40d4466824ed1f.pdf | https://www.unikeyic.com/products/specialty-terminal-blocks/ctbpddvg-3/27236466.html
CTF0200T | SAURO | 10: 1.3435 50: 1.2878 100: 1.2317 250: 1.1757 500: 1.1197 | Terminal Block Receptacle 2 POS 3.81mm Screw RA Cable Mount 13.5A Box | Industrial | [9 empty] | CTF0200T SAURO | [6 empty] | 7.62mm(Length)*15.5mm(height) |  |  |  |  | wire mounting |  |  |  | -40℃~110℃ | [23 empty] | 1000 | https://www.unikeyic.com/media/datasheet/53/e7/3ad5/53/cbe9f61a20e16ac2aec584b5e6f54a0c.pdf | https://www.unikeyic.com/products/specialty-terminal-blocks/ctf0200t/14663219.html
CTF05008 | SAURO | 1: 4.0608 10: 3.3588 30: 3.2191 50: 3.0793 75: 2.9393 | Conn Terminal Block F 5 POS 3.5mm Screw RA Cable Mount 13.5A Box | Industrial | [9 empty] | CTF05008 SAURO | [6 empty] | 17.5mm(Length)*15.5mm(height) |  |  |  |  | wire mounting |  |  |  | -40℃~110℃ | [23 empty] | 85 | https://www.unikeyic.com/media/datasheet/d3/a9/1f20/d3/db8c2a1517395a58f14411dfe6dfd0c7.pdf | https://www.unikeyic.com/products/specialty-terminal-blocks/ctf05008/5816158.html
CTL2.5U-H | Altech | 1: 10.3845 10: 7.04 25: 5.9184 50: 5.022 250: 5.0112 500: 4.8924 1,000: 4.7952 | Conn Terminal Block 4 POS Screw | [10 empty] | CTL2.5U-H Altech | [6 empty] | 61mm*6mm*67mm | [16 empty] | Compliant | [15 empty] | 14 | https://www.unikeyic.com/media/datasheet/93/9d/9b20/cd/6393db9b6a77f5abc4de1f17c427f50a.pdf | https://www.unikeyic.com/products/specialty-terminal-blocks/ctl2-5u-h/10795941.html
CTS10U/W | Altech | 10: 2.093 20: 1.881 50: 1.782 100: 1.6632 200: 1.3932 500: 1.3392 1,000: 1.2636 | Conn Terminal Block 2 POS Screw DIN Rail 65A | [10 empty] | CTS10U/W Altech | [6 empty] | 43mm*8mm*47mm |  |  |  |  | DIN rail mounting | [9 empty] | On sale |  | Non-compliant | [15 empty] | 101 | https://www.unikeyic.com/media/datasheet/78/20/c62c/78/c787d889d1fb1e128d35a39f5b791779.pdf | https://www.unikeyic.com/products/specialty-terminal-blocks/cts10u-w/27219922.html
CTS6U/G | Altech | 10: 2.001 20: 1.661 50: 1.507 100: 1.3932 200: 1.1664 500: 1.134 1,000: 1.1016 | Conn Feed-Through Terminal Block 2 POS Screw DIN Rail 50A | [10 empty] | CTS6U/G Altech | [6 empty] | 43mm*8mm*47mm |  |  |  |  | DIN rail mounting | [11 empty] | Compliant | bulk | [14 empty] | 111 | https://www.unikeyic.com/media/datasheet/93/9d/9b20/1a/91f948e7703b91fa71fd3edd5c13bd67.pdf | https://www.unikeyic.com/products/specialty-terminal-blocks/cts6u-g/19404761.html
CTS95/120N | Altech | 1: 34.177 10: 24.0948 20: 19.71 50: 18.36 100: 17.442 200: 16.7076 500: 16.4376 | Feed-through term block, 240A1000V, 2-250KCMIL 25MM Grey | [10 empty] | CTS95/120N Altech | [39 empty] | 15 | https://www.unikeyic.com/media/datasheet/bc/0f/7f3e/bc/4dbd4d2f9240a41cd9100afa33cb0649.pdf | https://www.unikeyic.com/products/specialty-terminal-blocks/cts95-120n/336491.html
CTSN433/12 | CamdenBoss | 1: 3.2375 10: 2.9008 100: 2.849 250: 2.7972 500: 2.7972 1,000: 2.7972 | Conn Barrier Strip 12 POS 9.95mm Screw ST Cable Mount 41A | [10 empty] | CTSN433/12 CamdenBoss | [6 empty] | 116mm(Length)*23mm(height) |  |  |  |  | wire mounting |  |  |  | -30℃~110℃ | [7 empty] | Compliant | [15 empty] | 132 | https://www.unikeyic.com/media/datasheet/09/45/1694/1c/6fc0e929691acf6d82ab988bcb93203c.pdf | https://www.unikeyic.com/products/specialty-terminal-blocks/ctsn433-12/33000480.html
CTSN434/12 | CamdenBoss | 1: 4.55 10: 4.004 100: 4.004 250: 3.9312 500: 3.9312 1,000: 3.9312 | Conn Barrier Strip 12 POS 12mm Screw ST Cable Mount 57A | [10 empty] | CTSN434/12 CamdenBoss | [6 empty] | 140mm(Length)*23mm(height) |  |  |  |  | wire mounting |  |  |  | -30℃~110℃ | [23 empty] | 1638 | https://www.unikeyic.com/media/datasheet/09/45/1694/1c/6fc0e929691acf6d82ab988bcb93203c.pdf | https://www.unikeyic.com/products/specialty-terminal-blocks/ctsn434-12/14187798.html
CTSN635/12W | CamdenBoss | 1: 5.6875 10: 5.005 100: 5.005 250: 4.914 500: 4.914 1,000: 4.914 | Barrier Strip Connector 24 POS Screw Panel Mount | [10 empty] | CTSN635/12W CamdenBoss | [11 empty] | panel mount | [27 empty] | 43 | https://www.unikeyic.com/media/datasheet/44/f7/bd7c/44/0d79bd68a706af87c73e7d08adb21fd9.pdf | https://www.unikeyic.com/products/specialty-terminal-blocks/ctsn635-12w/14635091.html
CTSOS431/12BK | CamdenBoss | 10: 1.6352 100: 1.606 250: 1.606 500: 1.5768 1,000: 1.5768 | Conn Terminal Strip 12 POS 8mm Screw ST Cable Mount 24A | [10 empty] | CTSOS431/12BK CamdenBoss | [11 empty] | wire mounting |  |  |  | -30℃~110℃ | [23 empty] | 184 | https://www.unikeyic.com/media/datasheet/09/45/1694/2a/f63621b176058a550cacbca5ea424f14.pdf | https://www.unikeyic.com/products/specialty-terminal-blocks/ctsos431-12bk/31869155.html
CTSOS434/12BK | CamdenBoss | 1: 3.325 10: 2.9792 100: 2.926 250: 2.8728 500: 2.8728 1,000: 2.8728 | CAMDENBOSS Terminal block, 12mmPitch, screw termination, 10 mm²wire_gauge, 57A, 450 V AC | [10 empty] | CTSOS434/12BK CamdenBoss | [6 empty] | 142mm*20.8mm*18.2mm |  |  |  |  | wire mounting |  |  |  | -30℃~110℃ | [23 empty] | 260 | https://www.unikeyic.com/media/datasheet/09/45/1694/2a/f63621b176058a550cacbca5ea424f14.pdf | https://www.unikeyic.com/products/specialty-terminal-blocks/ctsos434-12bk/13677829.html
CVF030L1 | SAURO | 1: 3.1644 10: 2.6222 30: 2.5128 50: 2.4036 75: 2.2944 | Conn Terminal Block F 3 POS 5mm Screw ST Cable Mount 15A Box | Industrial | [9 empty] | CVF030L1 SAURO | [11 empty] | wire mounting |  |  |  | -40℃~110℃ | [23 empty] | 80 | https://www.unikeyic.com/media/datasheet/d8/87/a328/d8/91903cb50853a12ac694e291e33a0bee.pdf | https://www.unikeyic.com/products/specialty-terminal-blocks/cvf030l1/25186625.html
DESTB-0253 | Hylec-APL | 1: 15.9352 | Conn Terminal Block F 3 POS RA Cable Mount 32A | [10 empty] | DESTB-0253 Hylec-APL | [6 empty] | 32mm(Length)*18mm(height) |  |  |  |  | wire mounting |  |  |  | 350℃(max) | [7 empty] | Compliant | [15 empty] | 1172 | https://www.unikeyic.com/media/datasheet/ae/f5/acde/ae/aad2fe1e6d3d75b736818f0b7943170a.pdf | https://www.unikeyic.com/products/specialty-terminal-blocks/destb-0253/14396964.html
DESTB-1003 | Hylec-APL | 1: 51.6161 | TERMINAL BLOCK, PWR DIST., 3POS, CERAMIC; Rated Current:57A; Rated Voltage:450V; No. of Poles:3 Pole; Line Side Connections Per Pole:1; Line Side Connection Method:Screw; Line Side Wire Size Max:-; Load Side Connections | Industrial | [16 empty] | 38mm(Length)*22mm(height) | [8 empty] | -40℃~350℃ | [23 empty] | 83 | https://www.unikeyic.com/media/about_us/Unikey_ISO_9001_Certification.pdf | https://www.unikeyic.com/products/specialty-terminal-blocks/destb-1003/4717588.html
DRTB-J-2 | OMEGA Engineering | 1: 48.5728 | Conn Thermocouple Terminal Block 4 POS ST Panel Mount | Industrial | [9 empty] | DRTB-J-2 OMEGA Engineering | [6 empty] | 42.3mm(height) |  |  |  |  | panel mount |  |  |  | -40℃~85℃ | [7 empty] | Compliant | bulk | [14 empty] | 37 | https://www.unikeyic.com/media/datasheet/b4/5e/449b/b45e449b59a0943e6f490f101d5119cc.pdf | https://www.unikeyic.com/products/specialty-terminal-blocks/drtb-j-2/24386920.html
DRTB-K-2 | OMEGA Engineering | 1: 48.0029 | Thermocouple Terminal Block Connector 4 POS ST Panel Mount | Industrial | [9 empty] | DRTB-K-2 OMEGA Engineering | [6 empty] | 42.3mm(height) |  |  |  |  | panel mount |  |  |  | -40℃~85℃ | [23 empty] | 18 | https://www.unikeyic.com/media/datasheet/43/b0/d4c2/43b0d4c29c16cc751d9aa560b1d0fcde.pdf | https://www.unikeyic.com/products/specialty-terminal-blocks/drtb-k-2/4299519.html
DRTB-K-2-10PK | OMEGA Engineering | 1: 359.9311 | THERMOCOUPLE TB, DIN RAIL, 2POS, SCREW; | Industrial | [9 empty] | DRTB-K-2-10PK OMEGA Engineering | [6 empty] | 42.3mm(height) |  |  |  |  | panel mount |  |  |  | -40℃~85℃ | [23 empty] | 57 | https://www.unikeyic.com/media/datasheet/3a/e6/e712/3ae6e712b966612f89452c1ab6afbf74.pdf | https://www.unikeyic.com/products/specialty-terminal-blocks/drtb-k-2-10pk/13815395.html
DRTB-N-2-10PK | OMEGA Engineering | 1: 337.076 | Conn Thermocouple Terminal Block 4 POS ST Panel Mount Strip | Industrial | [16 empty] | 42.3mm(height) |  |  |  |  | panel mount |  |  |  | -40℃~85℃ | [23 empty] | 2 | https://www.unikeyic.com/media/about_us/Unikey_ISO_9001_Certification.pdf | https://www.unikeyic.com/products/specialty-terminal-blocks/drtb-n-2-10pk/25552852.html
DRTB-T-2 | OMEGA Engineering | 1: 58.5153 | TERMINAL BLOCK, T THERMOCOUPLE, 2POS; No. of Positions:-; Wire Size AWG Min:-; Wire Size AWG Max:-; Conductor Area CSA:-; Wire Connection Method:Push In; Rated Current:-; Rated Voltage:-; No. of Level 31AC5390 | Industrial | [16 empty] | 42.3mm(height) |  |  |  |  | panel mount |  |  |  | -40℃~85℃ | [23 empty] | 41 | https://www.unikeyic.com/media/about_us/Unikey_ISO_9001_Certification.pdf | https://www.unikeyic.com/products/specialty-terminal-blocks/drtb-t-2/537401.html
EB21A-03-C | ADAM TECH | 200: 0.3234 | terminal block 5 pitch 3P |  | EB21A | Brass - Nickel Plated | Green |  | Brass - Tin Plated | 8 A |  |  |  |  | Interlocking (Side) |  |  | Polyamide (PA66), Nylon 6/6 | [5 empty] | Horizontal with Board | 1 (Unlimited) |  | Through Hole | 1 |  |  | -40°C ~ 105°C | Bulk | 0.197" (5.00mm) |  | 3 | [5 empty] | EB |  |  |  | 0.4 Nm (3.5 Lb-In) | 300 V |  |  | 16-26 AWG |  |  |  | Screw - Rising Cage Clamp | 377 | https://www.unikeyic.com/media/datasheet/31/99/92ad/31/c6eca7364f0476b82f6a718308ba8c4c.pdf | https://www.unikeyic.com/products/specialty-terminal-blocks/eb21a-03-c/6435843.html
EB21A-03-D | ADAM TECH | 25: 0.587 50: 0.5288 100: 0.4784 250: 0.4236 500: 0.3905 1,000: 0.3637 5,000: 0.3209 | Terminal Block, 5.08mm Pitch, 3 Position |  | EB21A | Brass - Nickel Plated | Green |  | Brass - Tin Plated | 8 A |  |  |  |  | Interlocking (Side) |  |  | Polyamide (PA66), Nylon 6/6 | [5 empty] | Horizontal with Board | 1 (Unlimited) |  | Through Hole | 1 |  |  | -40°C ~ 105°C | Bulk | 0.200" (5.08mm) |  | 3 |  | 9831435 |  |  |  | EB |  |  |  | 0.4 Nm (3.5 Lb-In) | 300 V |  |  | 16-26 AWG |  |  |  | Screw - Rising Cage Clamp | 1658 | https://www.unikeyic.com/media/datasheet/4a/55/8bdf/4a/94896346151090f2f632a36943a28117.pdf | https://www.unikeyic.com/products/specialty-terminal-blocks/eb21a-03-d/4817470.html
EBH-03-C | multicomp | 1: 1.3254 250: 1.3017 500: 1.3017 1,000: 1.2781 5,000: 1.2781 | Conn Terminal Block F 3 POS 5mm Screw RA Cable Mount 15A | Industrial | [9 empty] | EBH-03-C multicomp | [11 empty] | wire mounting |  |  |  | -55℃~105℃ | [23 empty] | 288 | https://www.unikeyic.com/media/datasheet/54/34/30e7/54/978d68dc01133b5f403c6cc911f58455.pdf | https://www.unikeyic.com/products/specialty-terminal-blocks/ebh-03-c/12504014.html
EBH-12-D | multicomp | 1: 5.1216 100: 5.1216 250: 5.0285 500: 5.0285 1,000: 5.0285 | Conn Terminal Block F 12 POS 5.08mm Screw RA Cable Mount 15A/Contact | Industrial | [9 empty] | EBH-12-D multicomp | [6 empty] | 18mm(height) |  |  |  |  | wire mounting |  |  |  | -55℃~105℃ | [23 empty] | 24 | https://www.unikeyic.com/media/datasheet/73/62/43f1/73/98f7de68dee9b0f19fed6044d3babe5b.pdf | https://www.unikeyic.com/products/specialty-terminal-blocks/ebh-12-d/1140868.html
EBHA-05-D | ADAM TECH | 150: 0.8068 300: 0.7117 600: 0.6718 1,050: 0.6395 2,550: 0.6195 5,100: 0.6174 7,500: 0.6164 10,050: 0.6143 | Terminal Block Receptacle 5 POS 5.08mm Screw RA Cable Mount 15A |  | EBHA |  | Green | Phosphor Bronze |  |  | - | 15 A |  |  | Retention Latches (Non-Wire Side) |  |  | Polyamide (PA66), Nylon 6/6 | 0.594" (15.09mm) |  |  |  | UL94 V-0 |  | 1 (Unlimited) |  | Free Hanging (In-Line) | 1 | 5 |  | -40°C ~ 105°C | Bulk | 0.200" (5.08mm) | 180° | 5 |  |  |  |  | M3 | EB |  |  | Screw - Leaf Spring, Wire Guard | 0.5 Nm (4.4 Lb-In) |  |  | 300 V |  | 14-28 AWG | 2.5mm² | 7-8mm |  | 1050 | https://www.unikeyic.com/media/datasheet/f7/cd/f0df/f7/8e72b354fd7d3453d73d942270ea357b.pdf | https://www.unikeyic.com/products/specialty-terminal-blocks/ebha-05-d/33992412.html
EBK-03-B | multicomp | 1: 1.8032 250: 1.8032 500: 1.7704 1,000: 1.7704 5,000: 1.7704 | Conn Terminal Block F 3 POS 7mm Screw RA Cable Mount 15A/Contact | Industrial | [9 empty] | EBK-03-B multicomp | [11 empty] | wire mounting |  |  |  | -55℃~105℃ | [23 empty] | 2101 | https://www.unikeyic.com/media/datasheet/2d/54/d5d3/2d/adf41aa4ee6277c99e150b8b970edb72.pdf | https://www.unikeyic.com/products/specialty-terminal-blocks/ebk-03-b/21915545.html
EBK-06-B | multicomp | 1: 2.1945 100: 2.1553 250: 2.1553 500: 2.1162 1,000: 2.1162 | TERMINAL BLOCK, EUROSTYLE, 6 POSITION 24-12AWG; Pitch Spacing:3.81mm; No. of Positions:6Positions; Wire Size AWG Min:24AWG; Wire Size AWG Max:12AWG; Conductor Area CSA:-; Wire Connection Method:Screw; Rated Current:15A 0 | Industrial | [21 empty] | wire mounting |  |  |  | -55℃~105℃ | [23 empty] | 3719 | https://www.unikeyic.com/media/about_us/Unikey_ISO_9001_Certification.pdf | https://www.unikeyic.com/products/specialty-terminal-blocks/ebk-06-b/3455402.html
EBK-07-B | multicomp | 1: 2.4335 100: 2.3901 250: 2.3901 500: 2.3466 1,000: 2.3466 | TERMINAL BLOCK, EUROSTYLE, 7 POSITION 24-12AWG; Pitch Spacing:3.81mm; No. of Positions:7Positions; Wire Size AWG Min:24AWG; Wire Size AWG Max:12AWG; Conductor Area CSA:-; Wire Connection Method:Screw; Rated Current:15A; | Industrial | [9 empty] | EBK-07-B multicomp | [6 empty] | 49mm(Length)*15.6mm(height) |  |  |  |  | wire mounting |  |  |  | -55℃~105℃ | [23 empty] | 362 | https://www.unikeyic.com/media/datasheet/2d/54/d5d3/2d/adf41aa4ee6277c99e150b8b970edb72.pdf | https://www.unikeyic.com/products/specialty-terminal-blocks/ebk-07-b/7337587.html
EBW-04-B | multicomp | 1: 2.2087 250: 2.2087 500: 2.1685 1,000: 2.1685 5,000: 2.1685 | Conn Terminal Block 4 POS 3.81mm Solder ST Thru-Hole 12A/Contact | Industrial | [9 empty] | EBW-04-B multicomp | [6 empty] | 15.24mm(Length)*7.4mm(height) |  |  |  |  | Through hole mounting |  |  |  | -40℃~150℃ | [7 empty] | Compliant | [15 empty] | 5048 | https://www.unikeyic.com/media/datasheet/34/6b/3f82/34/9d7816a11fe7f1534d2b4182d522bdf8.pdf | https://www.unikeyic.com/products/specialty-terminal-blocks/ebw-04-b/34908072.html
ED500R-04P | DINKLE | 10: 1.3565 50: 1.175 100: 1.0848 200: 0.9944 500: 0.904 1,000: 0.8136 | PCB terminal blocks Wire protector type Pitch 5.00 mm M2.5 300V 16A |  |  |  | Green |  |  | 16 A |  |  |  |  | - | [8 empty] | Vertical with Board |  |  | Through Hole | 1 |  |  |  | Bulk | 0.197" (5.00mm) |  | 4 |  | 16592825 |  |  |  | ED500R |  |  |  |  | 300 V |  |  | 14-24 AWG |  |  |  | Screw - Leaf Spring, Wire Guard | 469 | https://www.unikeyic.com/media/about_us/Unikey_ISO_9001_Certification.pdf | https://www.unikeyic.com/products/specialty-terminal-blocks/ed500r-04p/9452472.html
ED508V-02P | DINKLE | 10: 0.6372 50: 0.5517 100: 0.5093 250: 0.4669 500: 0.4244 1,000: 0.382 | Conn Terminal Block 2 POS 5.08mm Solder ST Thru-Hole 16A |  |  |  | Green |  |  | 16 A |  |  |  |  | - | [8 empty] | Horizontal with Board |  |  | Through Hole | 1 |  |  |  | Bulk | 0.200" (5.08mm) |  | 2 | [5 empty] | ED508V |  |  |  |  | 300 V |  |  | 14-24 AWG |  |  |  | Screw - Leaf Spring, Wire Guard | 1280 | https://www.unikeyic.com/media/datasheet/05/8c/2d17/05/cc95fe134d5e153982f6cc7075ed1c24.pdf | https://www.unikeyic.com/products/specialty-terminal-blocks/ed508v-02p/14770571.html
EK508A-02P | DINKLE | 10: 0.8165 50: 0.7076 100: 0.6532 250: 0.5988 500: 0.5443 1,000: 0.4899 | Conn Terminal Block 2 POS 5.08mm Solder Thru-Hole 20A |  |  |  | Green |  |  | 20 A |  |  |  |  | - | [8 empty] | 45° (135°) Angle with Board | 1 (Unlimited) |  | Through Hole | 1 |  |  |  | Bulk | 0.200" (5.08mm) |  | 2 |  | 15276711 |  |  |  | EK508A |  |  |  |  | 300 V |  |  | 12-24 AWG |  |  |  | Screw - Rising Cage Clamp | 5209 | https://www.unikeyic.com/media/datasheet/84/a3/ca86/84a3ca860cef61ed825e9460b9d4e336.pdf | https://www.unikeyic.com/products/specialty-terminal-blocks/ek508a-02p/1788820.html
ELFP0641GE | Amphenol | 1: 9.3852 10: 6.6517 25: 5.8653 50: 5.3857 100: 4.9954 | .300"/7.62MM R/A PLUG W/EARS, GR | [50 empty] | 100 | https://www.unikeyic.com/media/about_us/Unikey_ISO_9001_Certification.pdf | https://www.unikeyic.com/products/specialty-terminal-blocks/elfp0641ge/10496563.html
ELFT1426G | Amphenol | 1: 14.904 10: 10.021 25: 8.748 50: 8.0676 100: 7.452 | [11 empty] | ELFT1426G Amphenol | [6 empty] | 71.12mm(Length)*26.16mm(height) |  |  |  |  | wire mounting |  |  |  | 105℃(max) | [23 empty] | 23 | https://www.unikeyic.com/media/datasheet/42/17/acf4/42/ce6696d149105845bbe6a9bab8cb293d.pdf | https://www.unikeyic.com/products/specialty-terminal-blocks/elft1426g/11820903.html
EM211809VL | EATON | 1: 14.076 10: 9.471 20: 8.2728 50: 7.6248 100: 7.0308 200: 6.6312 500: 6.3288 1,000: 6.2208 |  |  |  |  | Green | Phosphor Bronze |  |  | - | 16 A |  |  | Mating Flange, Retention Latches (Non-Wire Side) |  |  | Thermoplastic | 1.020" (25.91mm) |  |  |  | UL94 V-0 |  | Not Applicable |  | Free Hanging (In-Line) | 1 | 9 |  | -55°C ~ 105°C | Bulk | 0.200" (5.08mm) | 90° | 9 |  |  |  |  | M2.6 | Euro-Mag EM2118 |  |  | Screw | 0.79 Nm (7.0 Lb-In) |  |  | 300 V |  | 12-24 AWG | 0.25-4mm² | - |  | 90 | https://www.unikeyic.com/media/datasheet/6c/1a/9b28/6c/13fcee8fb36c36ccf10234a7e08a1e0a.pdf | https://www.unikeyic.com/products/specialty-terminal-blocks/em211809vl/32920991.html
EM211810VL | EATON | 1: 15.433 10: 10.384 20: 9.072 50: 8.3592 100: 7.7004 200: 7.3332 500: 7.1388 1,000: 6.8796 |  |  |  |  | Green | Phosphor Bronze |  |  | - | 16 A |  |  | Mating Flange, Retention Latches (Non-Wire Side) |  |  | Thermoplastic | 1.020" (25.91mm) |  |  |  | UL94 V-0 |  | Not Applicable |  | Free Hanging (In-Line) | 1 | 10 |  | -55°C ~ 105°C | Bulk | 0.200" (5.08mm) | 90° | 10 |  |  |  |  | M2.6 | Euro-Mag EM2118 |  |  | Screw | 0.79 Nm (7.0 Lb-In) |  |  | 300 V |  | 12-24 AWG | 0.25-4mm² | - |  | 90 | https://www.unikeyic.com/media/datasheet/6c/1a/9b28/6c/13fcee8fb36c36ccf10234a7e08a1e0a.pdf | https://www.unikeyic.com/products/specialty-terminal-blocks/em211810vl/6831388.html
EM220503 | EATON | 70: 0.935 100: 0.715 | Conn Terminal Block 3 POS 5mm Solder Thru-Hole 10A |  |  | Brass - Tin Plated | Gray |  | Brass - Tin Plated | 10 A |  |  |  |  | Interlocking (Side) |  |  | Polyamide (PA66), Nylon 6/6 | [5 empty] | 45° (135°) Angle with Board | Not Applicable |  | Through Hole | 1 |  |  | -33°C ~ 105°C | Bulk | 0.197" (5.00mm) |  | 3 |  | 16576301 |  |  |  | Euro-Mag EM2205 |  |  |  | 0.4 Nm (3.5 Lb-In) | 300 V |  |  | 12-24 AWG |  |  |  | Screw - Rising Cage Clamp | 400 | https://www.unikeyic.com/media/datasheet/7f/2e/4e5d/7f/265995038686d560e4484fc230a97a2b.pdf | https://www.unikeyic.com/products/specialty-terminal-blocks/em220503/28507263.html
EM221809V | EATON | 1: 6.601 10: 4.488 20: 3.938 50: 3.5316 100: 3.294 200: 3.132 500: 2.8512 1,000: 2.7216 |  |  |  |  | Green | Brass |  |  | - | 12 A |  |  | Mating Flange |  |  | Thermoplastic | 0.470" (11.94mm) |  |  |  | UL94 V-0 |  | Not Applicable |  | Through Hole | 1 | 9 |  | -55°C ~ 105°C | Bulk | 0.200" (5.08mm) | - | 9 |  | 16577567 |  |  | - | Euro-Mag EM2218 |  |  | Solder | - |  |  | 300 V |  | - | - | - |  | 90 | https://www.unikeyic.com/media/datasheet/8a/69/6d32/8a/e9ac4ec26fb499c5ba4372e41ebf89a5.pdf | https://www.unikeyic.com/products/specialty-terminal-blocks/em221809v/3580888.html
EM222110V | EATON | 1: 5.704 10: 3.894 20: 3.399 50: 3.0348 100: 2.7756 200: 2.592 500: 2.43 1,000: 2.3112 |  |  |  |  | Green | Brass |  |  | - | 10 A |  |  | - |  |  | Thermoplastic | 0.362" (9.20mm) |  |  |  | UL94 V-0 |  | Not Applicable |  | Through Hole | 1 | 10 |  | -40°C ~ 105°C | Bulk | 0.138" (3.50mm) | - | 10 |  |  |  |  | - | Euro-Mag EM2211 |  |  | Solder | - |  |  | 300 V |  | - | - | - |  | 73 | https://www.unikeyic.com/media/datasheet/52/08/385e/52/95b932d086e009d155c98e272eb858df.pdf | https://www.unikeyic.com/products/specialty-terminal-blocks/em222110v/5487658.html
EM242308 | EATON | 30: 3.894 75: 3.828 100: 3.608 |  |  |  |  | Green | Brass |  |  | - | 10 A |  |  | Mating Flange |  |  | Thermoplastic | 0.441" (11.20mm) |  |  |  | UL94 V-0 |  | Not Applicable |  | Free Hanging (In-Line) | 1 | 8 |  | -40°C ~ 105°C | Bulk | 0.150" (3.81mm) | 180° | 8 |  | 16576517 |  |  | M2 | Euro-Mag EM2423 |  |  | Screw - Rising Cage Clamp | 0.34 Nm (3.0 Lb-In) |  |  | 300 V |  | 16-26 AWG | 0.14-1.5mm² | - |  | 300 | https://www.unikeyic.com/media/datasheet/c2/0f/67ae/c2/1abe17508e47f0e17a6f3a79eb8ad17b.pdf | https://www.unikeyic.com/products/specialty-terminal-blocks/em242308/32739201.html
EM242603H | EATON | 10: 2.323 20: 1.936 50: 1.749 100: 1.6632 200: 1.4472 500: 1.3284 1,000: 1.2528 |  |  |  |  | Green | Brass |  |  | - | 15 A |  |  | Mating Flange |  |  | Thermoplastic | 0.327" (8.31mm) |  |  |  | UL94 V-0 |  | Not Applicable |  | Through Hole | 1 | 3 |  | -40°C ~ 105°C | Bulk | 0.300" (7.62mm) | - | 3 |  |  |  |  | - | Euro-Mag EM2426 |  |  | Solder | - |  |  | 300 V |  | - | - | - |  | 80 | https://www.unikeyic.com/media/datasheet/68/2a/4140/68/becb51639d59d5120b94b2f505e7a9a3.pdf | https://www.unikeyic.com/products/specialty-terminal-blocks/em242603h/10779675.html
EM244802 | EATON | 75: 1.606 100: 1.496 | Conn Terminal Block F 4 POS 5.08mm Screw RA Cable Mount 16A | [21 empty] | Vendor Undefined | [6 empty] | Bulk | [8 empty] | * | [12 empty] | 1354 | https://www.unikeyic.com/media/datasheet/42/76/d9d0/42/7d4fb1b2b42211e825f131fa7c056d32.pdf | https://www.unikeyic.com/products/specialty-terminal-blocks/em244802/30429709.html
EM253520VO | EATON | 1: 14.2485 10: 9.68 20: 8.2188 50: 7.5708 100: 7.128 200: 6.6528 500: 6.4692 1,000: 6.2532 | [11 empty] | EM253520VO EATON | [11 empty] | PCB mounting | [27 empty] | 100 | https://www.unikeyic.com/media/datasheet/9d/8c/9abb/9d/8392e9e2b10f1b18b17efe7cf6049382.pdf | https://www.unikeyic.com/products/specialty-terminal-blocks/em253520vo/676726.html
EM291906 | EATON | 100: 3.5337 300: 3.1754 500: 3.0485 1,000: 2.9087 | Conn Terminal Block 6 POS 9.52mm Solder ST Thru-Hole 30A Bulk |  |  | Steel - Nickel Plated | Green |  | Brass - Tin Plated | 30 A |  |  |  |  | Interlocking (Side) |  |  | Thermoplastic | [5 empty] | Horizontal with Board | Not Applicable |  | Through Hole | 1 |  |  | -40°C ~ 105°C | Bulk | 0.375" (9.53mm) |  | 6 | [5 empty] | Euro-Mag EM2919 |  |  |  | 1.0 Nm (8.9 Lb-In) | 600 V |  |  | 10-24 AWG |  |  |  | Screw - Rising Cage Clamp | 100 | https://www.unikeyic.com/media/datasheet/c4/33/b377/c433b377af9584f1710873e2b8e3ffc7.pdf | https://www.unikeyic.com/products/specialty-terminal-blocks/em291906/27498708.html
EM310505 | EATON | 10: 5.83 60: 4.906 100: 4.114 | Conn Pluggable Mini Terminal Blocks F 5 POS 5mm Screw ST Cable Mount 16A | [21 empty] | Vendor Undefined | [6 empty] | Bulk |  |  |  |  | 14739792 |  |  |  | * | [12 empty] | 97 | https://www.unikeyic.com/media/datasheet/21/d5/0717/21/0e1bea4c5bdefcc206473324878fc14c.pdf | https://www.unikeyic.com/products/specialty-terminal-blocks/em310505/21707667.html
EM311802 | EATON | 1: 6.1755 10: 4.202 20: 3.685 50: 3.3048 100: 2.9592 200: 2.808 500: 2.592 1,000: 2.4732 |  |  |  |  | Green | Brass |  |  | - | 16 A |  |  | Mating Flange, Retention Latches (Non-Wire Side) |  |  | Thermoplastic | 1.067" (27.10mm) |  |  |  | UL94 V-0 |  | Not Applicable |  | Free Hanging (In-Line) | 1 | 2 |  | -40°C ~ 105°C | Bulk | 0.200" (5.08mm) | 90° | 2 |  |  |  |  | M2.6 | Euro-Mag EM3118 |  |  | Screw - Pressure Clip | 0.51 Nm (4.5 Lb-In) |  |  | 300 V |  | 12-24 AWG | 0.25-4mm² | - |  | 96 | https://www.unikeyic.com/media/datasheet/5c/38/17c3/5c/146cc89f5c9e257f3dd6cc9ed8410945.pdf | https://www.unikeyic.com/products/specialty-terminal-blocks/em311802/29286741.html
EM501508 | EATON | 1: 7.314 10: 4.972 20: 4.356 50: 3.9096 100: 3.1212 500: 3.0024 1,000: 2.9268 | [11 empty] | EM501508 EATON | [11 empty] | PCB mounting | [27 empty] | 70 | https://www.unikeyic.com/media/datasheet/08/bd/7d24/08/718787a0614f763273bdfd58535b7c4e.pdf | https://www.unikeyic.com/products/specialty-terminal-blocks/em501508/2009247.html
EM501509 | EATON | 1: 7.682 10: 5.214 20: 4.653 50: 4.1256 100: 3.8232 200: 3.6072 500: 3.402 1,000: 3.24 | [11 empty] | EM501509 EATON | [11 empty] | PCB mounting | [27 empty] | 90 | https://www.unikeyic.com/media/datasheet/08/bd/7d24/08/718787a0614f763273bdfd58535b7c4e.pdf | https://www.unikeyic.com/products/specialty-terminal-blocks/em501509/14259916.html
EM503505 | EATON | 80: 1.485 100: 1.375 |  |  |  |  | Black | Brass |  |  | - | 10 A |  |  | Interlocking (Side) |  |  | Thermoplastic | 0.492" (12.50mm) |  |  |  | UL94 V-0 |  | Not Applicable |  | Free Hanging (In-Line) | 1 | 5 |  | -40°C ~ 105°C | Bulk | 0.197" (5.00mm) | 90° | 5 |  |  |  |  | M2.6 | Euro-Mag EM5035 |  |  | Screw | 0.34 Nm (3.0 Lb-In) |  |  | 300 V |  | 16-24 AWG | 0.25-1.5mm² | - |  | 1400 | https://www.unikeyic.com/media/datasheet/43/ec/94e8/43/770085c76946016e6b3da6a843d98461.pdf | https://www.unikeyic.com/products/specialty-terminal-blocks/em503505/31267815.html
EPBAD24 | Marathon Special | 1: 60.9144 5: 59.8267 10: 58.7389 25: 58.7389 50: 58.7389 100: 58.7389 | Conn Power Splicer Blocks 4 POS Screw T DIN Rail 115A | [10 empty] | EPBAD24 Marathon Special | [11 empty] | DIN rail mounting |  |  |  | 125℃(max) | [7 empty] | Compliant | [15 empty] | 9 | https://www.unikeyic.com/media/datasheet/1e/8f/7f26/e7/4bd419f0ecb7752d24980622a7bbcf4d.pdf | https://www.unikeyic.com/products/specialty-terminal-blocks/epbad24/5541303.html
EPBAP84 | Marathon Special | 1: 178.6798 5: 175.4311 10: 175.4311 25: 175.4311 50: 175.4311 100: 175.4311 | Enclosed Power Terminal Block | [10 empty] | EPBAP84 Marathon Special | [39 empty] | 90 | https://www.unikeyic.com/media/datasheet/f9/71/6d3a/f9/bffcf4d6d4be10f9e9b0fd332ba9b7ab.pdf | https://www.unikeyic.com/products/specialty-terminal-blocks/epbap84/5113183.html
ERD4BEIGE | IMO Precision Controls | 10: 2.075 100: 2.038 250: 2.038 500: 2.0009 1,000: 2.0009 | TERMINAL BLOCK, DIN RAIL, 4POS, 10AWG; No. of Positions:4Ways; Wire Size AWG Min:26AWG; Wire Size AWG Max:10AWG; Conductor Area CSA:6mm²; Wire Connection Method:Screw; Rated Current:32A; Rated Voltage:300V; No. of Levels | [10 empty] | ERD4BEIGE IMO Precision Controls | [6 empty] | 64mm(Length) |  |  |  |  | wire mounting | [27 empty] | 133 | https://www.unikeyic.com/media/datasheet/ba/96/a9d6/cd/45a3e6c9ad4d2220aa5cf5ba49b4eb54.pdf | https://www.unikeyic.com/products/specialty-terminal-blocks/erd4beige/667513.html
ESC250V-03P | DINKLE | 1: 4.8168 10: 3.6094 50: 3.1281 100: 2.8875 250: 2.6469 500: 2.4062 1,000: 2.1656 | Terminal Block Receptacle 3 Pos 2.5mm Clamp Straight Cable Mount |  |  |  | Green |  |  |  | 4A | 4 A |  |  | - | [9 empty] | 1 (Unlimited) |  | Free Hanging (In-Line) | 1 | 3 |  | -40°C ~ 120°C | Bulk | 0.098" (2.50mm) | 180° | 3 | [5 empty] | ESC250V |  |  | Screwless - Leg Spring, Push-In Spring |  |  | 320 V | 150 V |  | 20-28 AWG | 0.2-0.5mm² |  |  | 4590 | https://www.unikeyic.com/media/about_us/Unikey_ISO_9001_Certification.pdf | https://www.unikeyic.com/products/specialty-terminal-blocks/esc250v-03p/28547397.html
ESC250V-06P | DINKLE | 1: 9.6228 10: 7.2187 50: 6.2562 100: 5.775 250: 5.2937 500: 4.8125 1,000: 4.3312 | Terminal Block Receptacle 6 POS 2.5mm Clamp ST Cable Mount |  |  |  | Green |  |  |  | 4A | 4 A |  |  | - | [9 empty] | 1 (Unlimited) |  | Free Hanging (In-Line) | 1 | 6 |  | -40°C ~ 120°C | Bulk | 0.098" (2.50mm) | 180° | 6 | [5 empty] | ESC250V |  |  | Screwless - Leg Spring, Push-In Spring |  |  | 320 V | 150 V |  | 20-28 AWG | 0.2-0.5mm² |  |  | 2825 | https://www.unikeyic.com/media/about_us/Unikey_ISO_9001_Certification.pdf | https://www.unikeyic.com/products/specialty-terminal-blocks/esc250v-06p/30534653.html
ESK116V-03P | DINKLE | 1: 5.7132 10: 4.0554 25: 3.5545 50: 3.2437 100: 2.9876 250: 2.7226 500: 2.5691 1,000: 2.4482 | Terminal Block Connector 2 POS 10.16mm Solder ST Thru-Hole 65A/5A |  |  |  | Green |  |  | 65 A |  |  |  |  | - | [8 empty] | Horizontal with Board |  |  | Through Hole | 1 |  |  |  | Bulk | 0.400" (10.16mm) |  | 3 | [5 empty] | ESK116V |  |  |  |  | 300 V |  |  | 6-20 AWG |  |  |  | Screw - Rising Cage Clamp | 15199 | https://www.unikeyic.com/media/about_us/Unikey_ISO_9001_Certification.pdf | https://www.unikeyic.com/products/specialty-terminal-blocks/esk116v-03p/5205677.html
ESK635V-03P | DINKLE | 1: 2.743 10: 1.6384 25: 1.4273 50: 1.2919 100: 1.1775 250: 1.0565 500: 0.9849 1,000: 0.9279 5,000: 0.8384 | Conn Terminal Block 3 POS 6.35mm Solder ST Thru-Hole 30A |  |  |  | Green |  |  | 30 A |  |  |  |  | - | [8 empty] | Horizontal with Board |  |  | Through Hole | 1 |  |  |  | Bulk | 0.250" (6.35mm) |  | 3 |  | 16592809 |  |  |  | ESK635V |  |  |  |  | 300 V |  |  | 10-26 AWG |  |  |  | Screw - Rising Cage Clamp | 7522 | https://www.unikeyic.com/media/about_us/Unikey_ISO_9001_Certification.pdf | https://www.unikeyic.com/products/specialty-terminal-blocks/esk635v-03p/4079435.html
ESK635V-04P | DINKLE | 1: 3.3264 10: 2.498 50: 2.165 100: 1.9984 170: 1.8319 500: 1.6654 1,000: 1.4988 | PCB Terminal Block, Screw Mount, Pitch 6.35mm M3 300V 30A |  |  |  | Green |  |  | 30 A |  |  |  |  | - | [8 empty] | Horizontal with Board |  |  | Through Hole | 1 |  |  |  | Bulk | 0.250" (6.35mm) |  | 4 |  | 16592872 |  |  |  | ESK635V |  |  |  |  | 300 V |  |  | 10-26 AWG |  |  |  | Screw - Rising Cage Clamp | 1056 | https://www.unikeyic.com/media/about_us/Unikey_ISO_9001_Certification.pdf | https://www.unikeyic.com/products/specialty-terminal-blocks/esk635v-04p/2143745.html
ESK762V-02P | DINKLE | 10: 1.526 50: 1.3226 100: 1.2208 200: 1.1191 500: 1.0174 1,000: 0.9156 | Terminal Block Connector 2 POS 7.62mm Solder Straight Thru-Hole 5A/30A |  |  |  | Green |  |  | 30 A |  |  |  |  | - | [8 empty] | Horizontal with Board |  |  | Through Hole | 1 |  |  |  | Bulk | 0.300" (7.62mm) |  | 2 |  | 16592812 |  |  |  | ESK762V |  |  |  |  | 300 V |  |  | 10-24 AWG |  |  |  | Screw - Rising Cage Clamp | 3550 | https://www.unikeyic.com/media/datasheet/da/1a/f937/da1af937eeb8e5c3fdf1a68d9a16bed5.pdf | https://www.unikeyic.com/products/specialty-terminal-blocks/esk762v-02p/9972185.html
FE6930 | CLIFF Electronic | 1: 6.6324 10: 5.8365 100: 5.7304 250: 5.7304 500: 5.7304 1,000: 5.7304 | Conn Push Terminal 8 POS 12mm Solder ST Thru-Hole | [10 empty] | FE6930 CLIFF Electronic | [11 empty] | Through hole mounting | [27 empty] | 103 | https://www.unikeyic.com/media/datasheet/6f/f3/f673/6f/ff02f25ab64be9f7fb54084a662098c6.pdf | https://www.unikeyic.com/products/specialty-terminal-blocks/fe6930/22564750.html
FLTS12WR00 | Amphenol | 50: 0.2863 100: 0.2863 250: 0.2565 500: 0.2565 1,000: 0.2565 | TERMINAL BLOCK - 2 POLES | [22 empty] | SMD mount | [11 empty] | Compliant | Tape and reel packaging | [14 empty] | 6834 | https://www.unikeyic.com/media/about_us/Unikey_ISO_9001_Certification.pdf | https://www.unikeyic.com/products/specialty-terminal-blocks/flts12wr00/682777914.html
FLTS22WR00 | Amphenol | 1,000: 0.3011 2,000: 0.2827 3,000: 0.2738 5,000: 0.2642 7,000: 0.2588 10,000: 0.2537 | TERMINAL BLOCK - 3 POLES | [22 empty] | SMD mount | [11 empty] | Compliant | Tape and reel packaging | [14 empty] | 5000 | https://www.unikeyic.com/media/about_us/Unikey_ISO_9001_Certification.pdf | https://www.unikeyic.com/products/specialty-terminal-blocks/flts22wr00/681798093.html
FSPDB2A | MERSEN | 1: 66.5763 12: 47.8391 27: 44.0689 51: 41.7396 102: 39.7185 252: 37.7321 | Conn Power Distribution Block SKT 8 POS Screw ST Panel Mount 175A | [10 empty] | FSPDB2A MERSEN | [6 empty] | 87.7mm(Length)*28.4mm(height) |  |  |  |  | panel mount | [11 empty] | Compliant | [15 empty] | 386 | https://www.unikeyic.com/media/datasheet/69/42/d3f4/69/4aae35f8cb1e15bb6e33986cf3f6665b.pdf | https://www.unikeyic.com/products/specialty-terminal-blocks/fspdb2a/13537791.html
HMIZGAUX | Schneider Electric | 1: 35.0352 | AUXILIARY CONNECTOR, HARMONY GTU | [34 empty] | Non-compliant | [15 empty] | 2 | https://www.unikeyic.com/media/about_us/Unikey_ISO_9001_Certification.pdf | https://www.unikeyic.com/products/specialty-terminal-blocks/hmizgaux/997425278.html
HVPB114 | Marathon Special | 1: 176.2684 5: 173.0635 10: 173.0635 25: 173.0635 50: 173.0635 100: 173.0635 | Power Terminal Block | [10 empty] | HVPB114 Marathon Special | [23 empty] | Non-compliant | [15 empty] | 63 | https://www.unikeyic.com/media/datasheet/c7/5d/d27f/c7/4a40249262896014ac493eeb5f3b503b.pdf | https://www.unikeyic.com/products/specialty-terminal-blocks/hvpb114/25275051.html
HY431/12 NYLP | Hylec-APL | 10: 1.76 100: 1.7285 250: 1.7285 500: 1.6971 1,000: 1.6971 | 12 pole natural polyamide PA6.6 wire protected pillar terminal block 8mm pitch 17.5a 450v | [10 empty] | HY431/12 NYLP Hylec-APL | [39 empty] | 928 | https://www.unikeyic.com/media/datasheet/91/40/128e/b0/07d461036b1bbfd1b3b5312f1dad9740.pdf | https://www.unikeyic.com/products/specialty-terminal-blocks/hy431-12-nylp/23046773.html
HY433/12 NYLP | Hylec-APL | 10: 1.7817 100: 1.7499 250: 1.7499 500: 1.7181 1,000: 1.7181 | 12 pole natural polyamide PA6.6 wire protected pillar terminal block 10mm pitch 24a 450v | [10 empty] | HY433/12 NYLP Hylec-APL | [23 empty] | Compliant | [15 empty] | 506 | https://www.unikeyic.com/media/datasheet/91/40/128e/50/3d78a83ac8ed23eadb2f43474f9463d3.pdf | https://www.unikeyic.com/products/specialty-terminal-blocks/hy433-12-nylp/17344355.html
HY434/12 NYLP | Hylec-APL | 1: 3.5041 10: 3.1397 100: 3.0836 250: 3.0276 500: 3.0276 1,000: 3.0276 | 12 pole natural polyamide PA6.6 wire protected pillar terminal block 12mm pitch 41a 450v | [50 empty] | 144 | https://www.unikeyic.com/media/about_us/Unikey_ISO_9001_Certification.pdf | https://www.unikeyic.com/products/specialty-terminal-blocks/hy434-12-nylp/23480372.html
HY435/12 FV | Hylec-APL | 1: 6.7415 10: 5.9325 100: 5.8247 250: 5.8247 500: 5.8247 1,000: 5.8247 | 12 pole red-brown polyamide PA6.6, with 25% glass fiber reinforced pillar terminal block 14.5mm pitch 76a 450v | [10 empty] | HY435/12 FV Hylec-APL | [23 empty] | Compliant | [15 empty] | 8 | https://www.unikeyic.com/media/datasheet/1a/a5/7f7f/1a/4ca0e4c6306a7b4ecf45d78c0c2db217.pdf | https://www.unikeyic.com/products/specialty-terminal-blocks/hy435-12-fv/34974537.html
HY435/12 NY-LP | Hylec-APL | 1: 8.5438 10: 7.8318 100: 7.6894 250: 7.6894 500: 7.6894 1,000: 7.6894 | 12 pole natural polyamide PA6.6 wire protected pillar terminal block 14.5mm pitch 57a 450v | [10 empty] | HY435/12 NY-LP Hylec-APL | [39 empty] | 49 | https://www.unikeyic.com/media/datasheet/bf/8c/cbe3/bf/c957af01644860df2cfb54e055b4a30c.pdf | https://www.unikeyic.com/products/specialty-terminal-blocks/hy435-12-ny-lp/1300068.html
HYKS-02412PP | Hylec-APL | 10: 1.0325 100: 0.9464 500: 0.9464 1,000: 0.9292 2,500: 0.9292 | Terminal Block Connector 12-Pos 8mm Screw Cable Mount 24A | [10 empty] | HYKS-02412PP Hylec-APL | [6 empty] | 93.5mm(Length)*17.8mm(height) |  |  |  |  | wire mounting | [27 empty] | 5631 | https://www.unikeyic.com/media/datasheet/91/40/128e/1d/c10be6208b28d062ca26fc36173d0de3.pdf | https://www.unikeyic.com/products/specialty-terminal-blocks/hyks-02412pp/27459772.html
HYKS-03212PP | Hylec-APL | 10: 1.1105 100: 1.0179 500: 1.0179 1,000: 0.9994 2,500: 0.9994 | Conn Terminal Block 12 POS 10mm Screw Cable Mount 32A | [10 empty] | HYKS-03212PP Hylec-APL | [6 empty] | 116.5mm(Length)*20mm(height) |  |  |  |  | wire mounting | [27 empty] | 621 | https://www.unikeyic.com/media/datasheet/91/40/128e/1d/c10be6208b28d062ca26fc36173d0de3.pdf | https://www.unikeyic.com/products/specialty-terminal-blocks/hyks-03212pp/124071.html
HYKS-07612PP | Hylec-APL | 1: 3.007 10: 2.6943 100: 2.6462 250: 2.598 500: 2.598 1,000: 2.598 | Conn Terminal Block 12 POS 14.5mm Screw Cable Mount 76A | [10 empty] | HYKS-07612PP Hylec-APL | [11 empty] | wire mounting | [27 empty] | 198 | https://www.unikeyic.com/media/datasheet/91/40/128e/1d/c10be6208b28d062ca26fc36173d0de3.pdf | https://www.unikeyic.com/products/specialty-terminal-blocks/hyks-07612pp/21195179.html
HYPS-01712 | Hylec-APL | 1: 6.2808 10: 5.5271 100: 5.4266 250: 5.4266 500: 5.4266 1,000: 5.4266 | Terminal Block Connector 12 POS 10mm Screw Cable Mount 6A | [10 empty] | HYPS-01712 Hylec-APL | [6 empty] | 117mm(Length)*115mm(width) |  |  |  |  | wire mounting |  |  |  | 105℃(max) | [23 empty] | 64 | https://www.unikeyic.com/media/datasheet/91/40/128e/06/ffbd571947adeda76a9f428714ec7936.pdf | https://www.unikeyic.com/products/specialty-terminal-blocks/hyps-01712/24555864.html
KRESS04 | Lumberg | 10: 1.5377 25: 1.3395 50: 1.212 200: 1.0145 400: 0.9418 600: 0.9061 1,000: 0.8675 5,000: 0.7825 | Conn Terminal Block 4 POS 5mm Solder ST Thru-Hole 15A Bulk | Industrial | [9 empty] | KRESS04 Lumberg | [6 empty] | 20mm(Length)*8.3mm(height) |  |  |  |  | Through hole mounting |  |  |  | -25℃~100℃ | [23 empty] | 1509 | https://www.unikeyic.com/media/datasheet/45/b8/3e47/45/2a44477bf9a8cc9354b2a9d30dba02a2.pdf | https://www.unikeyic.com/products/specialty-terminal-blocks/kress04/34712665.html
KRESS06 | Lumberg | 10: 1.4232 100: 1.3978 500: 1.3724 1,000: 1.3724 2,500: 1.3724 | Conn Terminal Block 6 POS 5mm Solder ST Thru-Hole 15A Bulk | Industrial | [9 empty] | KRESS06 Lumberg | [6 empty] | 30mm(Length)*8.3mm(height) |  |  |  |  | Through hole mounting |  |  |  | -25℃~100℃ | [23 empty] | 57 | https://www.unikeyic.com/media/datasheet/45/b8/3e47/45/2a44477bf9a8cc9354b2a9d30dba02a2.pdf | https://www.unikeyic.com/products/specialty-terminal-blocks/kress06/1158800.html
KRESW 02 | Lumberg | 10: 0.8171 100: 0.749 500: 0.749 | Conn Terminal Block 2 POS 5mm Solder Thru-Hole 15A Bulk | Industrial | [9 empty] | KRESW 02 Lumberg | [6 empty] | 10mm(Length)*14.8mm(height) |  |  |  |  | Through hole mounting |  |  |  | -25℃~125℃ | [7 empty] | Compliant | [15 empty] | 459 | https://www.unikeyic.com/media/datasheet/b2/2d/2761/b2/9fb4e9eb56a008a381c40e0f62fddd7c.pdf | https://www.unikeyic.com/products/specialty-terminal-blocks/kresw-02/34856255.html
KRM02 | Lumberg | 10: 0.4729 100: 0.4237 500: 0.4161 1,000: 0.4161 2,500: 0.4086 5,000: 0.4086 | Terminal Block Connector, 2 POS, 5mm Pitch, Solder, ST, Thru-Hole, 15A, Bulk | Industrial | [9 empty] | KRM02 Lumberg | [6 empty] | 10mm*7.5mm*7.5mm |  |  |  |  | Through hole mounting |  |  |  | -25℃~100℃ | [7 empty] | Non-compliant | bulk | [14 empty] | 16091 | https://www.unikeyic.com/media/datasheet/96/49/1b12/96/abf7ce93ee59e2080a381544c970eeab.pdf | https://www.unikeyic.com/products/specialty-terminal-blocks/krm02/887863.html
KRMC 04 | Lumberg | 50: 0.5456 100: 0.5456 | Conn Terminal Block 4 POS 3.5mm Solder ST Thru-Hole 6A Bulk | Industrial | [9 empty] | KRMC 04 Lumberg | [6 empty] | 14mm(Length)*6.5mm(height) |  |  |  |  | Through hole mounting |  |  |  | -25℃~100℃ | [5 empty] | On sale |  | Compliant | [15 empty] | 955 | https://www.unikeyic.com/media/datasheet/76/7b/cbdf/76/13609f56b4992cb178a7dfe90218696a.pdf | https://www.unikeyic.com/products/specialty-terminal-blocks/krmc-04/20108548.html
LDC4 | ABB | 10: 10.186 30: 9.3636 100: 8.2635 250: 8.2215 500: 8.2005 1,000: 8.1795 2,500: 8.169 | Terminal Block Connector | [50 empty] | 240 | https://www.unikeyic.com/media/about_us/Unikey_ISO_9001_Certification.pdf | https://www.unikeyic.com/products/specialty-terminal-blocks/ldc4/29512633.html
LGY412548 | Schneider Electric | 1: 60.9629 | linergy screw distribution block 4P 125A | [50 empty] | 30 | https://www.unikeyic.com/media/about_us/Unikey_ISO_9001_Certification.pdf | https://www.unikeyic.com/products/specialty-terminal-blocks/lgy412548/997695180.html
MA212-350M04 | multicomp | 1: 0.8452 250: 0.8301 500: 0.8301 1,000: 0.815 5,000: 0.815 | Terminal Block Connector, 4 Pos, 3.5mm Pitch, Solder, ST, TH, 6A | Industrial | [9 empty] | MA212-350M04 multicomp | [11 empty] | Through hole mounting |  |  |  | -40℃~105℃ | [7 empty] | Compliant | [15 empty] | 117 | https://www.unikeyic.com/media/datasheet/da/34/aefa/da/e515fce1d468b26e270d9848c2d63dc7.pdf | https://www.unikeyic.com/products/specialty-terminal-blocks/ma212-350m04/32775236.html
MA522-500M02 | multicomp | 1: 0.2983 100: 0.2983 250: 0.2673 500: 0.2673 1,000: 0.2673 | Conn Terminal Block 2 POS 5mm Solder ST Thru-Hole 16A | Industrial | [9 empty] | MA522-500M02 multicomp | [6 empty] | 9mm(height) |  |  |  |  | Through hole mounting |  |  |  | -40℃~105℃ | [7 empty] | Compliant | [15 empty] | 10703 | https://www.unikeyic.com/media/datasheet/52/a7/e70b/52/4851e83687c9b73bb6ee735ae46ed859.pdf | https://www.unikeyic.com/products/specialty-terminal-blocks/ma522-500m02/30856942.html
MA524-500M03 | multicomp | 1: 0.4608 100: 0.4423 250: 0.4128 500: 0.4055 1,000: 0.4055 | Conn Terminal Block 3 POS 5mm Solder RA Thru-Hole 16A | Industrial | [9 empty] | MA524-500M03 multicomp | [11 empty] | Through hole mounting |  |  |  | -40℃~105℃ | [23 empty] | 571 | https://www.unikeyic.com/media/datasheet/6e/3f/0094/6e/519e2db9d214fce4ed66bb5f82f2bca5.pdf | https://www.unikeyic.com/products/specialty-terminal-blocks/ma524-500m03/23546452.html
MB312-500M03 | multicomp | 1: 0.622 100: 0.5573 250: 0.5573 500: 0.5474 1,000: 0.5474 | Terminal Block Connector 3 POS 5mm Solder ST Thru-Hole | [22 empty] | Through hole mounting | [27 empty] | 182 | https://www.unikeyic.com/media/about_us/Unikey_ISO_9001_Certification.pdf | https://www.unikeyic.com/products/specialty-terminal-blocks/mb312-500m03/6972504.html
MB312-508M02 | multicomp | 1: 0.4661 250: 0.4661 500: 0.4577 1,000: 0.4494 5,000: 0.4494 | Conn Terminal Block 2 POS 5.08mm Solder ST Thru-Hole | [10 empty] | MB312-508M02 multicomp | [11 empty] | Through hole mounting | [11 empty] | Compliant | [15 empty] | 197 | https://www.unikeyic.com/media/datasheet/02/c4/2647/02/7fb2f664c4dce44905012447575db836.pdf | https://www.unikeyic.com/products/specialty-terminal-blocks/mb312-508m02/12226108.html
MB312-508M03 | multicomp | 1: 0.696 100: 0.6236 250: 0.6236 500: 0.6125 1,000: 0.6125 | Conn Terminal Block 3 POS 5.08mm Solder ST Thru-Hole | [10 empty] | MB312-508M03 multicomp | [11 empty] | Through hole mounting | [11 empty] | Compliant | [15 empty] | 2417 | https://www.unikeyic.com/media/datasheet/25/78/623d/9f/a53484e30425642607bc50536f3bb2ca.pdf | https://www.unikeyic.com/products/specialty-terminal-blocks/mb312-508m03/14502080.html
MB422-508MA03 | multicomp | 1: 0.78 250: 0.7661 500: 0.7661 1,000: 0.7522 5,000: 0.7522 | Conn Terminal Block 3 POS 5.08mm Solder ST Thru-Hole | [10 empty] | MB422-508MA03 multicomp | [11 empty] | Through hole mounting | [27 empty] | 1504 | https://www.unikeyic.com/media/datasheet/25/78/623d/36/5db858e46f1bb061c75174c17b9f0083.pdf | https://www.unikeyic.com/products/specialty-terminal-blocks/mb422-508ma03/13881227.html
MB612-50804 | multicomp | 1: 0.7601 100: 0.7094 250: 0.6968 500: 0.6968 1,000: 0.6968 | Conn Terminal Block 4 POS 5.08mm Solder ST Thru-Hole 16A | Industrial | [9 empty] | MB612-50804 multicomp | [11 empty] | Through hole mounting |  |  |  | -40℃~105℃ | [23 empty] | 241 | https://www.unikeyic.com/media/datasheet/f8/a0/1691/f8/cd10c8855932f576404882cedd751f2c.pdf | https://www.unikeyic.com/products/specialty-terminal-blocks/mb612-50804/772936.html
MB612-50807 | multicomp | 1: 1.5258 250: 1.5258 500: 1.4981 1,000: 1.4981 5,000: 1.4981 | Conn Terminal Block 7 POS 5.08mm Solder ST Thru-Hole 16A | Industrial | [9 empty] | MB612-50807 multicomp | [11 empty] | Through hole mounting |  |  |  | -40℃~105℃ | [23 empty] | 55 | https://www.unikeyic.com/media/datasheet/f8/a0/1691/f8/cd10c8855932f576404882cedd751f2c.pdf | https://www.unikeyic.com/products/specialty-terminal-blocks/mb612-50807/17742476.html
MC000001 | multicomp | 50: 0.4608 150: 0.4423 250: 0.4128 500: 0.4055 1,500: 0.4055 2,500: 0.3981 5,000: 0.3981 | TERMINAL BLOCK, WIRE TO BRD, 2POS, 20AWG; Pitch Spacing:2.54mm; No. of Positions:2Ways; Wire Size AWG Min:26AWG; Wire Size AWG Max:20AWG; Conductor Area CSA:-; Wire Connection Method:Push In; Rated Current:6A; Rated Volt | Industrial | [16 empty] | 8.08mm(Length)*12.8mm(height) |  |  |  |  | Through hole mounting |  |  |  | -40℃~105℃ | [23 empty] | 1133 | https://www.unikeyic.com/media/about_us/Unikey_ISO_9001_Certification.pdf | https://www.unikeyic.com/products/specialty-terminal-blocks/mc000001/3800339.html
MC000002 | multicomp | 25: 0.6147 100: 0.5901 150: 0.5508 250: 0.541 1,000: 0.541 1,500: 0.5311 2,500: 0.5311 | TERMINAL BLOCK, WIRE TO BRD, 3POS, 20AWG; Pitch Spacing:2.54mm; No. of Positions:3Ways; Wire Size AWG Min:26AWG; Wire Size AWG Max:20AWG; Conductor Area CSA:-; Wire Connection Method:Push In; Rated Current:6A; Rated Volt | Industrial | [16 empty] | 10.62mm(Length)*12.8mm(height) |  |  |  |  | Through hole mounting |  |  |  | -40℃~105℃ | [23 empty] | 273 | https://www.unikeyic.com/media/about_us/Unikey_ISO_9001_Certification.pdf | https://www.unikeyic.com/products/specialty-terminal-blocks/mc000002/2312118.html
MC000004 | multicomp | 10: 1.0379 25: 0.9964 100: 0.93 150: 0.93 250: 0.9134 1,000: 0.8967 1,500: 0.8967 | Conn Terminal Block 5 POS 2.54mm Solder ST Thru-Hole 6A | Industrial | [9 empty] | MC000004 multicomp | [11 empty] | Through hole mounting |  |  |  | -40℃~105℃ | [23 empty] | 387 | https://www.unikeyic.com/media/datasheet/50/18/e1fd/50/444d0e11abcc81f493a051b426d11acd.pdf | https://www.unikeyic.com/products/specialty-terminal-blocks/mc000004/30159178.html
MC000005 | multicomp | 10: 1.9521 25: 1.874 50: 1.7491 100: 1.7179 250: 1.7179 500: 1.6866 1,000: 1.6866 | Terminal Block Connector 6 POS 2.54mm Solder ST Thru-Hole 6A | Industrial | [16 empty] | 18.24mm(Length)*12.8mm(height) |  |  |  |  | Through hole mounting |  |  |  | -40℃~105℃ | [23 empty] | 354 | https://www.unikeyic.com/media/about_us/Unikey_ISO_9001_Certification.pdf | https://www.unikeyic.com/products/specialty-terminal-blocks/mc000005/13066171.html
MC000006 | multicomp | 10: 1.6005 25: 1.434 100: 1.434 150: 1.4084 250: 1.3828 1,000: 1.3828 1,500: 1.3828 | TERMINAL BLOCK, WIRE TO BRD, 8POS, 20AWG; Pitch Spacing:2.54mm; No. of Positions:8Ways; Wire Size AWG Min:26AWG; Wire Size AWG Max:20AWG; Conductor Area CSA:-; Wire Connection Method:Push In; Rated Current:6A; Rated Volt | Industrial | [16 empty] | 23.32mm(Length)*12.8mm(height) |  |  |  |  | Through hole mounting |  |  |  | -40℃~105℃ | [23 empty] | 82 | https://www.unikeyic.com/media/about_us/Unikey_ISO_9001_Certification.pdf | https://www.unikeyic.com/products/specialty-terminal-blocks/mc000006/631596.html
MC000010 | multicomp | 25: 0.6087 100: 0.5843 150: 0.5454 250: 0.5356 1,000: 0.5356 1,500: 0.5259 2,500: 0.5259 | Conn Terminal Block 3 POS 2.54mm Solder ST Thru-Hole 6A | Industrial | [9 empty] | MC000010 multicomp | [6 empty] | 10.62mm(Length)*13.6mm(height) |  |  |  |  | Through hole mounting |  |  |  | -40℃~105℃ | [7 empty] | Compliant | [15 empty] | 1015 | https://www.unikeyic.com/media/datasheet/ad/bc/1b7c/ad/ceb854455af3d2a1b41796e8593d810c.pdf | https://www.unikeyic.com/products/specialty-terminal-blocks/mc000010/70991.html
MC000016 | multicomp |  | TB, WIRE TO BRD, 12POS, 20AWG; Pitch Spacing:2.54mm; No. of Positions:12Ways; Wire Size AWG Min:26AWG; Wire Size AWG Max:20AWG; Conductor Area CSA:-; Wire Connection Method:Push In; Rated Current:6A; Rated Voltage:150V; | Industrial | [16 empty] | 33.48mm(Length)*13.6mm(height) |  |  |  |  | Through hole mounting |  |  |  | -40℃~105℃ | [24 empty] | https://www.unikeyic.com/media/about_us/Unikey_ISO_9001_Certification.pdf | https://www.unikeyic.com/products/specialty-terminal-blocks/mc000016/14575366.html
MC000017 | multicomp | 50: 0.3092 150: 0.2968 250: 0.277 500: 0.2721 1,500: 0.2721 2,500: 0.2671 5,000: 0.2671 | Conn Terminal Block 1 POS Solder ST Thru-Hole 16A | [10 empty] | MC000017 multicomp | [11 empty] | Through hole mounting | [11 empty] | Compliant | [15 empty] | 242 | https://www.unikeyic.com/media/datasheet/0e/07/a005/0e/e9d3dccb87b588f06b1d3317d7445fe9.pdf | https://www.unikeyic.com/products/specialty-terminal-blocks/mc000017/20150883.html
MC000018 | multicomp | 50: 0.348 150: 0.3341 250: 0.3118 500: 0.3062 1,500: 0.3062 2,500: 0.3007 5,000: 0.3007 | Conn Terminal Block 2 POS 3.81mm Solder ST Thru-Hole 10A | Industrial | [9 empty] | MC000018 multicomp | [6 empty] | 7.62mm(Length)*7.4mm(height) |  |  |  |  | Through hole mounting |  |  |  | -55℃~105℃ | [5 empty] | On sale |  | Compliant | [15 empty] | 1914 | https://www.unikeyic.com/media/datasheet/fe/31/2e3b/fe/96edcfc81f548106c0fc5b98d783bc51.pdf | https://www.unikeyic.com/products/specialty-terminal-blocks/mc000018/25101192.html
MC000022 | multicomp |  | Conn Terminal Block 6 POS 3.81mm Solder ST Thru-Hole 10A | Industrial | [9 empty] | MC000022 multicomp | [11 empty] | Through hole mounting |  |  |  | -55℃~105℃ | [24 empty] | https://www.unikeyic.com/media/datasheet/f3/05/4713/f3/71032e76b5daad23a55cb9074acc62ee.pdf | https://www.unikeyic.com/products/specialty-terminal-blocks/mc000022/27387619.html
MC000024 | multicomp | 10: 1.7218 25: 1.5427 100: 1.5427 150: 1.5151 250: 1.4876 1,000: 1.4876 1,500: 1.4876 | Conn Terminal Block 10 POS 3.81mm Solder ST Thru-Hole 10A | Industrial | [9 empty] | MC000024 multicomp | [11 empty] | Through hole mounting |  |  |  | -55℃~105℃ | [23 empty] | 1043 | https://www.unikeyic.com/media/datasheet/5e/7e/2eb0/5e/99e3698fba3d50bded1901935d54bde1.pdf | https://www.unikeyic.com/products/specialty-terminal-blocks/mc000024/2896814.html
MC000025 | multicomp | 10: 2.1583 25: 2.0719 50: 1.9338 100: 1.8993 250: 1.8993 500: 1.8647 1,000: 1.8647 | Conn Terminal Block, 12 POS, 3.81mm, Solder, ST, Thru-Hole, 10A | Industrial | [9 empty] | MC000025 multicomp | [6 empty] | 45.72mm(Length)*7.4mm(height) |  |  |  |  | Through hole mounting |  |  |  | -55℃~105℃ | [23 empty] | 121 | https://www.unikeyic.com/media/datasheet/fe/31/2e3b/fe/96edcfc81f548106c0fc5b98d783bc51.pdf | https://www.unikeyic.com/products/specialty-terminal-blocks/mc000025/25236864.html
MC000028 | multicomp | 25: 0.605 100: 0.5808 150: 0.5421 250: 0.5324 1,000: 0.5324 1,500: 0.5228 2,500: 0.5228 | Conn Terminal Block 4 POS 5mm Solder ST Thru-Hole 16A | Industrial | [9 empty] | MC000028 multicomp | [6 empty] | 20mm(Length)*10.2mm(height) |  |  |  |  | Through hole mounting |  |  |  | -40℃~105℃ | [7 empty] | Compliant | [15 empty] | 536 | https://www.unikeyic.com/media/datasheet/25/78/623d/39/af2eba9d45ad3b479a14cfad111f45a8.pdf | https://www.unikeyic.com/products/specialty-terminal-blocks/mc000028/8369513.html
MC000029 | multicomp | 25: 0.6948 100: 0.667 150: 0.6225 250: 0.6114 1,000: 0.6114 1,500: 0.6003 2,500: 0.6003 | Conn Terminal Block 5 POS 5mm Solder ST Thru-Hole 16A | Industrial | [9 empty] | MC000029 multicomp | [11 empty] | Through hole mounting |  |  |  | -40℃~105℃ | [23 empty] | 650 | https://www.unikeyic.com/media/datasheet/25/78/623d/39/af2eba9d45ad3b479a14cfad111f45a8.pdf | https://www.unikeyic.com/products/specialty-terminal-blocks/mc000029/9456439.html
MC000030 | multicomp |  | Conn Terminal Block 6 POS 5mm Solder ST Thru-Hole 16A | Industrial | [9 empty] | MC000030 multicomp | [11 empty] | Through hole mounting |  |  |  | -40℃~105℃ | [24 empty] | https://www.unikeyic.com/media/datasheet/25/78/623d/39/af2eba9d45ad3b479a14cfad111f45a8.pdf | https://www.unikeyic.com/products/specialty-terminal-blocks/mc000030/2784765.html
MC000031 | multicomp | 10: 1.1119 25: 1.0674 100: 0.9962 150: 0.9962 250: 0.9784 1,000: 0.9606 1,500: 0.9606 | Terminal Block, 8 POS, 5mm Pitch, Solder, ST, Thru-Hole, 16A | Industrial | [21 empty] | Through hole mounting |  |  |  | -40℃~105℃ | [7 empty] | Compliant | [15 empty] | 168 | https://www.unikeyic.com/media/about_us/Unikey_ISO_9001_Certification.pdf | https://www.unikeyic.com/products/specialty-terminal-blocks/mc000031/6700458.html
MC000032 | multicomp |  | TB, WIRE TO BRD, 10POS, 12AWG; Pitch Spacing:5mm; No. of Positions:10Ways; Wire Size AWG Min:26AWG; Wire Size AWG Max:12AWG; Conductor Area CSA:-; Wire Connection Method:Screw; Rated Current:16A; Rated Voltage:300V; Bloc | Industrial | [16 empty] | 50mm(Length)*10.2mm(height) |  |  |  |  | Through hole mounting |  |  |  | -40℃~105℃ | [24 empty] | https://www.unikeyic.com/media/about_us/Unikey_ISO_9001_Certification.pdf | https://www.unikeyic.com/products/specialty-terminal-blocks/mc000032/423064.html
MC000034 | multicomp | 50: 0.3056 150: 0.2933 250: 0.2738 500: 0.2689 1,500: 0.2689 2,500: 0.264 5,000: 0.264 | Terminal Block Connector, 2 Pos, 5.08mm Pitch, Solder, ST, TH, 16A | Industrial | [21 empty] | Through hole mounting |  |  |  | -40℃~105℃ | [7 empty] | Compliant | [15 empty] | 294 | https://www.unikeyic.com/media/about_us/Unikey_ISO_9001_Certification.pdf | https://www.unikeyic.com/products/specialty-terminal-blocks/mc000034/27040413.html
MC000036 | multicomp | 25: 0.605 100: 0.5808 150: 0.5421 250: 0.5324 1,000: 0.5324 1,500: 0.5228 2,500: 0.5228 | Conn Terminal Block 4 POS 5.08mm Solder ST Thru-Hole 16A | Industrial | [9 empty] | MC000036 multicomp | [11 empty] | Through hole mounting |  |  |  | -40℃~105℃ | [7 empty] | Compliant | [15 empty] | 4855 | https://www.unikeyic.com/media/datasheet/88/ba/7b35/88/2fdb538c11f8712596a715706928662b.pdf | https://www.unikeyic.com/products/specialty-terminal-blocks/mc000036/25211439.html
MC000041 | multicomp | 25: 0.8649 100: 0.8072 150: 0.8072 | Conn Terminal Block 12 POS 5.08mm Solder ST Thru-Hole 16A | Industrial | [21 empty] | Through hole mounting |  |  |  | -40℃~105℃ | [23 empty] | 65 | https://www.unikeyic.com/media/about_us/Unikey_ISO_9001_Certification.pdf | https://www.unikeyic.com/products/specialty-terminal-blocks/mc000041/28827805.html
MC000043 | multicomp | 5: 0.5553 50: 0.5331 150: 0.4976 250: 0.4976 500: 0.4887 1,500: 0.4887 2,500: 0.4798 5,000: 0.4798 | Conn Terminal Block 3 POS 5mm Solder Thru-Hole 10A | Industrial | [16 empty] | 12.5mm(height) |  |  |  |  | Through hole mounting |  |  |  | -40℃~105℃ | [23 empty] | 813 | https://www.unikeyic.com/media/about_us/Unikey_ISO_9001_Certification.pdf | https://www.unikeyic.com/products/specialty-terminal-blocks/mc000043/34977090.html
MC000044 | multicomp | 50: 0.3589 150: 0.3445 250: 0.3216 500: 0.3158 1,500: 0.3158 2,500: 0.3101 5,000: 0.3101 | Conn Terminal Block 2 POS 3.81mm Solder ST Thru-Hole 8A | Industrial | [21 empty] | Through hole mounting |  |  |  | -40℃~105℃ | [7 empty] | Compliant | [15 empty] | 7427 | https://www.unikeyic.com/media/about_us/Unikey_ISO_9001_Certification.pdf | https://www.unikeyic.com/products/specialty-terminal-blocks/mc000044/29768904.html
MC000046 | multicomp | 100: 0.2162 500: 0.2162 1,000: 0.2162 | Terminal Block Connector 2 POS 5mm Solder Straight Thru-Hole 16A | Industrial | [9 empty] | MC000046 multicomp | [6 empty] | 10.2mm(height) |  |  |  |  | Through hole mounting |  |  |  | -40℃~105℃ | [7 empty] | Compliant | [15 empty] | 22619 | https://www.unikeyic.com/media/datasheet/63/b4/423b/63/f3616a012821c77835ce69b0ba2072e5.pdf | https://www.unikeyic.com/products/specialty-terminal-blocks/mc000046/34966219.html
MC000048 | multicomp | 50: 0.3104 150: 0.298 250: 0.2781 500: 0.2732 1,500: 0.2732 2,500: 0.2682 5,000: 0.2682 | Conn Terminal Block 2 POS 5.08mm Solder ST Thru-Hole 16A | Industrial | [9 empty] | MC000048 multicomp | [6 empty] | 10.2mm(height) |  |  |  |  | Through hole mounting |  |  |  | -40℃~105℃ | [7 empty] | Compliant | [15 empty] | 45602 | https://www.unikeyic.com/media/datasheet/23/b2/88ff/23/36fa264c7712bd6a80b5ea931d8cf51a.pdf | https://www.unikeyic.com/products/specialty-terminal-blocks/mc000048/3862826.html
MC000050 | multicomp | 10: 0.622 50: 0.622 100: 0.5573 250: 0.5573 | Conn Terminal Block, 2 POS, 6.35mm Pitch, Solder, ST, Thru-Hole, 30A | Industrial | [16 empty] | 12.5mm(height) |  |  |  |  | Through hole mounting |  |  |  | -40℃~105℃ | [23 empty] | 372 | https://www.unikeyic.com/media/about_us/Unikey_ISO_9001_Certification.pdf | https://www.unikeyic.com/products/specialty-terminal-blocks/mc000050/34032247.html
MC000052 | multicomp | 25: 0.6257 100: 0.6006 150: 0.5606 250: 0.5506 1,000: 0.5506 1,500: 0.5406 2,500: 0.5406 | Terminal Block Connector, 2 Pos, 7.62mm Pitch, Solder, ST, Thru-Hole, 30A | Industrial | [16 empty] | 12.5mm(height) |  |  |  |  | Through hole mounting |  |  |  | -40℃~105℃ | [23 empty] | 41 | https://www.unikeyic.com/media/about_us/Unikey_ISO_9001_Certification.pdf | https://www.unikeyic.com/products/specialty-terminal-blocks/mc000052/10575275.html
MC000053 | multicomp | 25: 0.8209 50: 0.7355 150: 0.7355 250: 0.7224 500: 0.7224 1,500: 0.7092 2,500: 0.7092 | Conn Terminal Block 3 POS 7.62mm Solder ST Thru-Hole 30A | Industrial | [9 empty] | MC000053 multicomp | [11 empty] | Through hole mounting |  |  |  | -40℃~105℃ | [23 empty] | 681 | https://www.unikeyic.com/media/datasheet/36/2d/f114/36/74025adcdcfd35e400a11949675dd1c9.pdf | https://www.unikeyic.com/products/specialty-terminal-blocks/mc000053/24586146.html
MC000054 | multicomp | 50: 0.4935 150: 0.4606 250: 0.4606 500: 0.4524 1,500: 0.4524 2,500: 0.4442 5,000: 0.4442 | Conn Terminal Block 2 POS 9.52mm Solder ST Thru-Hole 30A | Industrial | [9 empty] | MC000054 multicomp | [6 empty] | 12.5mm(height) |  |  |  |  | Through hole mounting |  |  |  | -40℃~105℃ | [7 empty] | Compliant | [15 empty] | 375 | https://www.unikeyic.com/media/datasheet/94/f7/1d9a/94/be377306a3d1710177974bbffe118063.pdf | https://www.unikeyic.com/products/specialty-terminal-blocks/mc000054/22538637.html
MC000056 | multicomp | 25: 0.6523 100: 0.6262 150: 0.5845 250: 0.574 1,000: 0.574 1,500: 0.5636 2,500: 0.5636 | Conn Terminal Block PL 2 POS 3.5mm Screw RA Cable Mount 10A | Industrial | [16 empty] | 7.8mm(Length)*15.6mm(height) |  |  |  |  | wire mounting |  |  |  | -40℃~105℃ | [7 empty] | Compliant | [15 empty] | 3014 | https://www.unikeyic.com/media/about_us/Unikey_ISO_9001_Certification.pdf | https://www.unikeyic.com/products/specialty-terminal-blocks/mc000056/31526799.html
MC000060 | multicomp | 10: 1.5399 25: 1.3797 100: 1.3797 150: 1.3551 250: 1.3305 1,000: 1.3305 1,500: 1.3305 | Conn Terminal Block PL 6 POS 3.5mm Screw RA Cable Mount 10A | Industrial | [9 empty] | MC000060 multicomp | [6 empty] | 21.8mm(Length)*15.6mm(height) |  |  |  |  | wire mounting |  |  |  | -40℃~105℃ | [7 empty] | Compliant | [15 empty] | 4843 | https://www.unikeyic.com/media/datasheet/f7/2b/a57f/f7/e0dda95d39423729cae17dc3457a32c4.pdf | https://www.unikeyic.com/products/specialty-terminal-blocks/mc000060/28056214.html
MC000061 | multicomp | 1: 2.7039 10: 2.7039 25: 2.4227 50: 2.4227 100: 2.3794 250: 2.3794 500: 2.3361 1,000: 2.3361 | Conn Terminal Block F 8 POS 3.5mm Screw RA Cable Mount 10A | Industrial | [9 empty] | MC000061 multicomp | [6 empty] | 8mm(Length)*15.6mm(height) |  |  |  |  | wire mounting |  |  |  | -40℃~105℃ | [7 empty] | Compliant | [15 empty] | 980 | https://www.unikeyic.com/media/datasheet/13/89/5fa5/13/e8850846d119d40ce3a1d28bb17055d3.pdf | https://www.unikeyic.com/products/specialty-terminal-blocks/mc000061/24538904.html
MC000062 | multicomp | 5: 3.0434 10: 3.0434 25: 2.7269 50: 2.6782 150: 2.6782 250: 2.6295 500: 2.6295 | Conn Terminal Block PL 10 POS 3.5mm Screw RA Cable Mount 10A | Industrial | [9 empty] | MC000062 multicomp | [6 empty] | 35.8mm(Length)*15.6mm(height) |  |  |  |  | wire mounting |  |  |  | -40℃~105℃ | [7 empty] | Compliant | [15 empty] | 779 | https://www.unikeyic.com/media/datasheet/dd/32/a172/dd/31d4713db7c41646a80291269d5abcf8.pdf | https://www.unikeyic.com/products/specialty-terminal-blocks/mc000062/11898051.html
MC000069 | multicomp | 5: 3.201 10: 3.073 25: 2.8681 50: 2.8169 150: 2.8169 250: 2.7657 500: 2.7657 | Conn Terminal Block PL 8 POS 3.5mm Screw RA Cable Mount 8A | Industrial | [9 empty] | MC000069 multicomp | [11 empty] | wire mounting |  |  |  | -40℃~105℃ | [23 empty] | 85 | https://www.unikeyic.com/media/datasheet/91/7b/022e/91/ca4d0117c661e68ca635f88129390b14.pdf | https://www.unikeyic.com/products/specialty-terminal-blocks/mc000069/6240877.html
MC000097 | multicomp | 25: 0.9227 50: 0.8268 150: 0.8268 250: 0.812 500: 0.812 1,500: 0.7972 2,500: 0.7972 | TERMINAL BLOCK, PLUGGABLE, 3POS, 16AWG; Pitch Spacing:3.81mm; No. of Positions:3Ways; Wire Size (AWG):26AWG to 16AWG; Conductor Area CSA:-; Wire Connection Method:Screw; Rated Current:10A; Rated Voltage:300V; Product Ran | Industrial | [16 empty] | 12.22mm(Length)*15.6mm(height) |  |  |  |  | wire mounting |  |  |  | -40℃~105℃ | [23 empty] | 6618 | https://www.unikeyic.com/media/about_us/Unikey_ISO_9001_Certification.pdf | https://www.unikeyic.com/products/specialty-terminal-blocks/mc000097/12168088.html
MC000101 | multicomp | 10: 2.425 25: 2.328 50: 2.1728 100: 2.134 250: 2.134 500: 2.0952 1,000: 2.0952 | Terminal Block Connector, Female, 8 POS, 3.81mm Pitch, Screw, RA, Cable Mount, 10A | Industrial | [9 empty] | MC000101 multicomp | [11 empty] | wire mounting |  |  |  | -40℃~105℃ | [23 empty] | 52 | https://www.unikeyic.com/media/datasheet/25/78/623d/d1/bb33588cac43a5b889d525829f7d19b7.pdf | https://www.unikeyic.com/products/specialty-terminal-blocks/mc000101/23237549.html
MC000102 | multicomp | 5: 3.0798 10: 3.0798 25: 2.7595 50: 2.7102 150: 2.7102 250: 2.6609 500: 2.6609 | Conn Terminal Block F 10 POS 3.81mm Screw RA Cable Mount 10A | Industrial | [9 empty] | MC000102 multicomp | [11 empty] | wire mounting |  |  |  | -40℃~105℃ | [23 empty] | 57 | https://www.unikeyic.com/media/datasheet/25/78/623d/d1/bb33588cac43a5b889d525829f7d19b7.pdf | https://www.unikeyic.com/products/specialty-terminal-blocks/mc000102/20343284.html
MC000103 | multicomp | 5: 3.7103 10: 3.5618 25: 3.3244 50: 3.265 150: 3.265 250: 3.2057 500: 3.2057 | Terminal Block Connector Receptacle 12 POS 3.81mm Screw RA Cable Mount 10A | Industrial | [9 empty] | MC000103 multicomp | [11 empty] | wire mounting |  |  |  | -40℃~105℃ | [23 empty] | 681 | https://www.unikeyic.com/media/datasheet/25/78/623d/d1/bb33588cac43a5b889d525829f7d19b7.pdf | https://www.unikeyic.com/products/specialty-terminal-blocks/mc000103/27861056.html
MC000106 | multicomp | 10: 1.5035 25: 1.3471 100: 1.3471 150: 1.3231 250: 1.299 1,000: 1.299 1,500: 1.299 | Terminal Block F 4 POS 3.81mm Screw RA Cable Mount 10A | Industrial | [9 empty] | MC000106 multicomp | [11 empty] | wire mounting |  |  |  | -40℃~105℃ | [7 empty] | Compliant | [15 empty] | 80 | https://www.unikeyic.com/media/datasheet/25/78/623d/15/4e2ac5ad3bc96c6b13320574b64b487a.pdf | https://www.unikeyic.com/products/specialty-terminal-blocks/mc000106/35015980.html
MC000108 | multicomp | 10: 2.231 25: 2.1418 50: 1.999 100: 1.9633 250: 1.9633 500: 1.9276 1,000: 1.9276 | TERMINAL BLOCK, PLUGGABLE, 6POS, 16AWG; Pitch Spacing:3.81mm; No. of Positions:6Ways; Wire Size (AWG):24AWG to 16AWG; Conductor Area CSA:-; Wire Connection Method:Screw; Rated Current:10A; Rated Voltage:300V; Product Ran | Industrial | [9 empty] | MC000108 multicomp | [6 empty] | 23.65mm(Length)*19.55mm(height) |  |  |  |  | wire mounting |  |  |  | -40℃~105℃ | [23 empty] | 425 | https://www.unikeyic.com/media/datasheet/25/78/623d/15/4e2ac5ad3bc96c6b13320574b64b487a.pdf | https://www.unikeyic.com/products/specialty-terminal-blocks/mc000108/32491152.html
MC000110 | multicomp | 5: 3.9649 10: 3.8063 25: 3.5525 50: 3.4891 150: 3.4891 250: 3.4257 500: 3.4257 | Conn Terminal Block F 10 POS 3.81mm Screw ST Cable Mount 10A | Industrial | [9 empty] | MC000110 multicomp | [6 empty] | 38.89mm(Length)*19.55mm(height) |  |  |  |  | wire mounting |  |  |  | -40℃~105℃ | [23 empty] | 206 | https://www.unikeyic.com/media/datasheet/25/78/623d/15/4e2ac5ad3bc96c6b13320574b64b487a.pdf | https://www.unikeyic.com/products/specialty-terminal-blocks/mc000110/21193739.html
MC000112 | multicomp | 25: 0.7348 100: 0.7054 150: 0.6584 250: 0.6466 1,000: 0.6466 1,500: 0.6348 2,500: 0.6348 | Conn Terminal Block PL 2 POS 3.81mm Screw ST Cable Mount 8A | Industrial | [9 empty] | MC000112 multicomp | [11 empty] | wire mounting |  |  |  | -40℃~105℃ | [23 empty] | 96 | https://www.unikeyic.com/media/datasheet/25/78/623d/14/2be0ee5459dbf75c490315e881827bc5.pdf | https://www.unikeyic.com/products/specialty-terminal-blocks/mc000112/34009556.html
MC000117 | multicomp | 1: 2.9949 10: 2.9949 25: 2.6834 50: 2.6834 100: 2.6355 250: 2.5876 500: 2.5876 1,000: 2.5876 | TERMINAL BLOCK, PLUGGABLE, 8POS; Pitch Spacing:3.81mm; No. of Positions:8Ways; Wire Size (AWG):-; Conductor Area CSA:-; Wire Connection Method:Screw; Rated Current:8A; Rated Voltage:300V; Product Range:-; SVHC:No SVHC (1 | Industrial | [9 empty] | MC000117 multicomp | [6 empty] | 31.27mm(Length)*19.55mm(height) |  |  |  |  | wire mounting |  |  |  | -40℃~105℃ | [23 empty] | 22 | https://www.unikeyic.com/media/datasheet/25/78/623d/14/2be0ee5459dbf75c490315e881827bc5.pdf | https://www.unikeyic.com/products/specialty-terminal-blocks/mc000117/25184052.html
MC000140 | multicomp | 10: 1.8551 25: 1.6622 100: 1.6622 150: 1.6325 250: 1.6028 1,000: 1.6028 1,500: 1.6028 | Conn Terminal Block 6 POS 5mm Screw RA Cable Mount 16A | Industrial | [9 empty] | MC000140 multicomp | [11 empty] | wire mounting |  |  |  | -40℃~105℃ | [23 empty] | 153 | https://www.unikeyic.com/media/datasheet/25/78/623d/e2/195c4a6677994098765ce6be5b00dd59.pdf | https://www.unikeyic.com/products/specialty-terminal-blocks/mc000140/22586947.html
MC000143 | multicomp | 5: 3.395 10: 3.2592 25: 3.0419 50: 2.9876 150: 2.9876 250: 2.9333 500: 2.9333 | TERMINAL BLOCK, PLUGGABLE, 12POS, 12AWG; Pitch Spacing:5mm; No. of Positions:12Ways; Wire Size (AWG):24AWG to 12AWG; Conductor Area CSA:-; Wire Connection Method:Screw; Rated Current:16A; Rated Voltage:300V; Product Rang | Industrial | [9 empty] | MC000143 multicomp | [6 empty] | 60mm(Length)*18mm(height) |  |  |  |  | wire mounting |  |  |  | -40℃~105℃ | [23 empty] | 178 | https://www.unikeyic.com/media/datasheet/25/78/623d/e2/195c4a6677994098765ce6be5b00dd59.pdf | https://www.unikeyic.com/products/specialty-terminal-blocks/mc000143/33040295.html
MC000145 | multicomp | 25: 0.9639 50: 0.8637 150: 0.8637 250: 0.8483 500: 0.8483 1,500: 0.8328 2,500: 0.8328 | Terminal Block Connector F 3 POS 5mm Screw ST Cable Mount 16A | Industrial | [9 empty] | MC000145 multicomp | [11 empty] | wire mounting |  |  |  | -40℃~105℃ | [23 empty] | 469 | https://www.unikeyic.com/media/datasheet/25/78/623d/65/e8044aa67e1f976102f24e22da09c038.pdf | https://www.unikeyic.com/products/specialty-terminal-blocks/mc000145/14186683.html
MC000155 | multicomp | 10: 1.6731 100: 1.6432 250: 1.6432 | Terminal Block Connector F 5 POS 5mm Screw ST Cable Mount 16A | Industrial | [9 empty] | MC000155 multicomp | [11 empty] | wire mounting |  |  |  | -40℃~105℃ | [23 empty] | 421 | https://www.unikeyic.com/media/datasheet/25/78/623d/77/ab202e4b0dbc1b23164c75730c13cdc8.pdf | https://www.unikeyic.com/products/specialty-terminal-blocks/mc000155/2663102.html
MC000176 | multicomp | 5: 0.5796 50: 0.5564 150: 0.5193 250: 0.5193 500: 0.51 1,500: 0.51 2,500: 0.5008 5,000: 0.5008 | Conn Terminal Block PL 2 POS 5.08mm Screw RA Cable Mount 16A | Industrial | [21 empty] | wire mounting |  |  |  | -40℃~105℃ | [7 empty] | Compliant | [15 empty] | 3799 | https://www.unikeyic.com/media/about_us/Unikey_ISO_9001_Certification.pdf | https://www.unikeyic.com/products/specialty-terminal-blocks/mc000176/1554249.html
MC000177 | multicomp | 10: 0.7299 50: 0.7299 100: 0.654 250: 0.654 | Conn Terminal Block F 3 POS 5.08mm Screw RA Cable Mount 16A | Industrial | [9 empty] | MC000177 multicomp | [11 empty] | wire mounting |  |  |  | -40℃~105℃ | [23 empty] | 2898 | https://www.unikeyic.com/media/datasheet/0b/a6/0058/0b/045759c0ce49210f973697e7fe46531a.pdf | https://www.unikeyic.com/products/specialty-terminal-blocks/mc000177/34339501.html
MC000179 | multicomp | 10: 1.4914 25: 1.3363 100: 1.3363 150: 1.3363 250: 1.3124 1,000: 1.2885 1,500: 1.2885 | Conn Terminal Block PL 5 POS 5.08mm Screw RA Cable Mount 16A | Industrial | [9 empty] | MC000179 multicomp | [11 empty] | wire mounting |  |  |  | -40℃~105℃ | [23 empty] | 1512 | https://www.unikeyic.com/media/datasheet/25/78/623d/d3/9dce2ab29114fc9fbe4c432c7fbfa938.pdf | https://www.unikeyic.com/products/specialty-terminal-blocks/mc000179/34663262.html
MC000180 | multicomp | 10: 1.6733 25: 1.4992 100: 1.4992 150: 1.4725 250: 1.4457 1,000: 1.4457 1,500: 1.4457 | TERMINAL BLOCK, PLUGGABLE, 6POS, 12AWG; Pitch Spacing:5.08mm; No. of Positions:6Ways; Wire Size (AWG):24AWG to 12AWG; Conductor Area CSA:-; Wire Connection Method:Screw; Rated Current:16A; Rated Voltage:300V; Product Ran | Industrial | [9 empty] | MC000180 multicomp | [6 empty] | 30.48mm(Length)*18mm(height) |  |  |  |  | wire mounting |  |  |  | -40℃~105℃ | [23 empty] | 284 | https://www.unikeyic.com/media/datasheet/25/78/623d/d3/9dce2ab29114fc9fbe4c432c7fbfa938.pdf | https://www.unikeyic.com/products/specialty-terminal-blocks/mc000180/24948505.html
MC000182 | multicomp | 5: 3.3465 10: 3.2126 25: 2.9985 50: 2.9449 150: 2.9449 250: 2.8914 500: 2.8914 | Conn Terminal Block PL 10 POS 5.08mm Screw RA Cable Mount 16A | Industrial | [9 empty] | MC000182 multicomp | [11 empty] | wire mounting |  |  |  | -40℃~105℃ | [23 empty] | 1347 | https://www.unikeyic.com/media/datasheet/25/78/623d/d3/9dce2ab29114fc9fbe4c432c7fbfa938.pdf | https://www.unikeyic.com/products/specialty-terminal-blocks/mc000182/31602903.html
MC000183 | multicomp | 5: 3.5405 10: 3.3989 25: 3.1723 50: 3.1156 150: 3.1156 250: 3.059 500: 3.059 | Conn Terminal Block PL 12 POS 5.08mm Screw RA Cable Mount 16A | Industrial | [9 empty] | MC000183 multicomp | [11 empty] | wire mounting |  |  |  | -40℃~105℃ | [23 empty] | 279 | https://www.unikeyic.com/media/datasheet/25/78/623d/d3/9dce2ab29114fc9fbe4c432c7fbfa938.pdf | https://www.unikeyic.com/products/specialty-terminal-blocks/mc000183/16536757.html
MC000184 | multicomp | 25: 0.6657 100: 0.639 150: 0.5964 250: 0.5858 1,000: 0.5858 1,500: 0.5751 2,500: 0.5751 | Conn Terminal Block F 2 POS 5.08mm Screw ST Cable Mount 16A | Industrial | [9 empty] | MC000184 multicomp | [11 empty] | wire mounting |  |  |  | -40℃~105℃ | [23 empty] | 696 | https://www.unikeyic.com/media/datasheet/25/78/623d/c3/97fe9f653317b852e18b5ddef2d0057b.pdf | https://www.unikeyic.com/products/specialty-terminal-blocks/mc000184/12281304.html
MC000185 | multicomp | 25: 0.9639 50: 0.8637 150: 0.8637 250: 0.8483 500: 0.8483 1,500: 0.8328 2,500: 0.8328 | Conn Terminal Block F 3 POS 5.08mm Screw ST Cable Mount 16A | Industrial | [9 empty] | MC000185 multicomp | [11 empty] | wire mounting |  |  |  | -40℃~105℃ | [7 empty] | Compliant | [15 empty] | 698 | https://www.unikeyic.com/media/datasheet/25/78/623d/c3/97fe9f653317b852e18b5ddef2d0057b.pdf | https://www.unikeyic.com/products/specialty-terminal-blocks/mc000185/10532450.html
MC000186 | multicomp | 10: 1.358 25: 1.2168 100: 1.2168 150: 1.2168 250: 1.195 1,000: 1.1733 1,500: 1.1733 | TERMINAL BLOCK, PLUGGABLE, 4POS, 14AWG; Pitch Spacing:5.08mm; No. of Positions:4Ways; Wire Size (AWG):24AWG to 14AWG; Conductor Area CSA:-; Wire Connection Method:Screw; Rated Current:16A; Rated Voltage:300V; Product Ran | Industrial | [9 empty] | MC000186 multicomp | [6 empty] | 20.32mm(Length)*25.7mm(height) |  |  |  |  | wire mounting |  |  |  | -40℃~105℃ | [23 empty] | 477 | https://www.unikeyic.com/media/datasheet/25/78/623d/c3/97fe9f653317b852e18b5ddef2d0057b.pdf | https://www.unikeyic.com/products/specialty-terminal-blocks/mc000186/34726713.html
MC000187 | multicomp | 10: 1.6369 25: 1.4666 100: 1.4666 150: 1.4405 250: 1.4143 1,000: 1.4143 1,500: 1.4143 | Conn Terminal Block F 5 POS 5.08mm Screw ST Cable Mount 16A | Industrial | [9 empty] | MC000187 multicomp | [11 empty] | wire mounting |  |  |  | -40℃~105℃ | [23 empty] | 117 | https://www.unikeyic.com/media/datasheet/25/78/623d/c3/97fe9f653317b852e18b5ddef2d0057b.pdf | https://www.unikeyic.com/products/specialty-terminal-blocks/mc000187/30556658.html
MC000196 | multicomp | 10: 1.8915 25: 1.6948 100: 1.6948 150: 1.6645 250: 1.6343 1,000: 1.6343 1,500: 1.6343 | Conn Terminal Block F 6 POS 5.08mm Screw ST Cable Mount 16A | Industrial | [9 empty] | MC000196 multicomp | [11 empty] | wire mounting |  |  |  | -40℃~105℃ | [23 empty] | 41 | https://www.unikeyic.com/media/datasheet/b3/f1/bdda/b3/5d3837748c67d2b100404a37ff07e416.pdf | https://www.unikeyic.com/products/specialty-terminal-blocks/mc000196/14036912.html
MC000217 | multicomp | 10: 0.852 100: 0.781 500: 0.781 | Conn Terminal Block F 3 POS 7.62mm Screw RA Cable Mount 15A | Industrial | [9 empty] | MC000217 multicomp | [11 empty] | wire mounting |  |  |  | -40℃~105℃ | [23 empty] | 7112 | https://www.unikeyic.com/media/datasheet/d5/ca/1d51/d5/44822f806eb086981e2541165c069abb.pdf | https://www.unikeyic.com/products/specialty-terminal-blocks/mc000217/28660382.html
MC000218 | multicomp | 10: 1.1516 100: 1.131 500: 1.131 | Conn Terminal Block F 4 POS 7.62mm Screw RA Cable Mount 15A | Industrial | [9 empty] | MC000218 multicomp | [11 empty] | wire mounting |  |  |  | -40℃~105℃ | [23 empty] | 935 | https://www.unikeyic.com/media/datasheet/63/75/2168/63/8cf8ef650efb12d3c9f7fb067e8e39bc.pdf | https://www.unikeyic.com/products/specialty-terminal-blocks/mc000218/13060681.html
MC000219 | multicomp | 10: 1.5156 25: 1.358 100: 1.358 150: 1.3338 250: 1.3095 1,000: 1.3095 1,500: 1.3095 | Conn Terminal Block F 5 POS 7.62mm Screw RA Cable Mount 15A | Industrial | [9 empty] | MC000219 multicomp | [11 empty] | wire mounting |  |  |  | -40℃~105℃ | [23 empty] | 96 | https://www.unikeyic.com/media/datasheet/6d/fd/c98c/6d/5531f067b377c5028d0854cacc5faf92.pdf | https://www.unikeyic.com/products/specialty-terminal-blocks/mc000219/17649596.html
MC000220 | multicomp | 10: 1.8066 25: 1.6187 100: 1.6187 150: 1.5898 250: 1.5609 1,000: 1.5609 1,500: 1.5609 | TERMINAL BLOCK, PLUGGABLE, 6POS, 14AWG; Pitch Spacing:7.62mm; No. of Positions:6Ways; Wire Size (AWG):24AWG to 14AWG; Conductor Area CSA:-; Wire Connection Method:Screw; Rated Current:15A; Rated Voltage:300V; Product Ran | Industrial | [16 empty] | 43.7mm(Length)*18mm(height) |  |  |  |  | wire mounting |  |  |  | -40℃~105℃ | [23 empty] | 299 | https://www.unikeyic.com/media/about_us/Unikey_ISO_9001_Certification.pdf | https://www.unikeyic.com/products/specialty-terminal-blocks/mc000220/27417734.html
MC000233 | multicomp | 5: 4.3529 10: 4.1788 25: 3.9002 50: 3.8305 100: 3.8305 250: 3.7609 500: 3.7609 | TERMINAL BLOCK, WIRE TO BRD, 3POS, 6AWG; Pitch Spacing:10.16mm; No. of Positions:3Ways; Wire Size AWG Min:26AWG; Wire Size AWG Max:6AWG; Conductor Area CSA:-; Wire Connection Method:Screw; Rated Current:65A; Rated Voltag | Industrial | [16 empty] | 30.48mm(Length)*18.5mm(height) |  |  |  |  | Through hole mounting |  |  |  | -40℃~105℃ | [23 empty] | 64 | https://www.unikeyic.com/media/about_us/Unikey_ISO_9001_Certification.pdf | https://www.unikeyic.com/products/specialty-terminal-blocks/mc000233/13522585.html
MC002069 | multicomp | 1: 0.9832 250: 0.9656 500: 0.9656 1,000: 0.9481 5,000: 0.9481 | TB, WIRE TO BRD, 2POS, 10AWG; Pitch Spacing:9.52mm; No. of Positions:2Positions; Wire Size AWG Min:24AWG; Wire Size AWG Max:10AWG; Conductor Area CSA:6mm²; Wire Connection Method:Screw; Rated Current:30 | [50 empty] | 456 | https://www.unikeyic.com/media/about_us/Unikey_ISO_9001_Certification.pdf | https://www.unikeyic.com/products/specialty-terminal-blocks/mc002069/21423473.html
MC002086 | multicomp | 1: 4.7367 50: 4.6521 100: 4.6521 250: 4.5675 500: 4.5675 | Barrier Terminal Block, 10mm, with Cover, 9 Poles | [10 empty] | MC002086 multicomp | [39 empty] | 208 | https://www.unikeyic.com/media/datasheet/25/78/623d/4e/cc99a66787aca303dac287462c9e22e3.pdf | https://www.unikeyic.com/products/specialty-terminal-blocks/mc002086/2759253.html
MC002092 | multicomp | 1: 1.7817 100: 1.7499 250: 1.7499 500: 1.7181 1,000: 1.7181 | TERMINAL BLOCK, BARRIER, 2POS, 22-14AWG; Pitch Spacing:9.5mm; No. of Rows:1 Row; No. of Positions:2Positions; Wire Size AWG Min:22AWG; Wire Size AWG Max:14AWG; Rated Current:15A; Rated Voltage:300V; Product Range:- 41AC9 | [10 empty] | MC002092 multicomp | [39 empty] | 125 | https://www.unikeyic.com/media/datasheet/25/78/623d/fa/32aef5c463cb9afa16c1efbc120838cb.pdf | https://www.unikeyic.com/products/specialty-terminal-blocks/mc002092/12599984.html
MC002093 | multicomp | 1: 2.1945 100: 2.1553 250: 2.1553 500: 2.1162 1,000: 2.1162 | TERMINAL BLOCK, BARRIER, 3POS, 22-14AWG; Pitch Spacing:9.5mm; No. of Rows:1 Row; No. of Positions:3Positions; Wire Size AWG Min:22AWG; Wire Size AWG Max:14AWG; Rated Current:15A; Rated Voltage:300V; Product Range:- 41AC9 | [10 empty] | MC002093 multicomp | [39 empty] | 413 | https://www.unikeyic.com/media/datasheet/25/78/623d/fa/32aef5c463cb9afa16c1efbc120838cb.pdf | https://www.unikeyic.com/products/specialty-terminal-blocks/mc002093/25764914.html
MC002095 | multicomp | 1: 4.5303 50: 4.4494 100: 4.4494 250: 4.3685 500: 4.3685 | TERMINAL BLOCK, BARRIER, 7POS, 22-14AWG; Pitch Spacing:9.5mm; No. of Rows:1 Row; No. of Positions:7Positions; Wire Size AWG Min:22AWG; Wire Size AWG Max:14AWG; Rated Current:15A; Rated Voltage:300V; Product Range:- 41AC9 | [10 empty] | MC002095 multicomp | [39 empty] | 374 | https://www.unikeyic.com/media/datasheet/25/78/623d/fa/32aef5c463cb9afa16c1efbc120838cb.pdf | https://www.unikeyic.com/products/specialty-terminal-blocks/mc002095/23441898.html
MC002096 | multicomp | 1: 5.7905 50: 5.6871 100: 5.5837 250: 5.5837 500: 5.5837 | TERMINAL BLOCK, BARRIER, 9POS, 22-14AWG; Pitch Spacing:9.5mm; No. of Rows:1 Row; No. of Positions:9Positions; Wire Size AWG Min:22AWG; Wire Size AWG Max:14AWG; Rated Current:15A; Rated Voltage:300V; Product Range:- 41AC9 | [10 empty] | MC002096 multicomp | [39 empty] | 424 | https://www.unikeyic.com/media/datasheet/25/78/623d/fa/32aef5c463cb9afa16c1efbc120838cb.pdf | https://www.unikeyic.com/products/specialty-terminal-blocks/mc002096/3068702.html
MC200-50808 | multicomp | 1: 2.6074 100: 2.5608 250: 2.5608 500: 2.5142 1,000: 2.5142 | Terminal Block Receptacle, 8 Pos, 5.08mm Pitch, Screw, Through Hole, Cable Mount, 16A | Industrial | [9 empty] | MC200-50808 multicomp | [6 empty] | 25.7mm(height) |  |  |  |  | wire mounting |  |  |  | -40℃~105℃ | [23 empty] | 171 | https://www.unikeyic.com/media/datasheet/1c/ba/c1ec/1c/b59e2fdc304f47d9eac74e11f2e362a2.pdf | https://www.unikeyic.com/products/specialty-terminal-blocks/mc200-50808/11044211.html
MC200-50811 | multicomp | 1: 3.3461 50: 3.3461 100: 3.2864 250: 3.2266 500: 3.2266 | Conn Terminal Block F 11 POS 5.08mm Screw ST Cable Mount 16A | Industrial | [9 empty] | MC200-50811 multicomp | [11 empty] | wire mounting |  |  |  | -40℃~105℃ | [7 empty] | Compliant | [15 empty] | 158 | https://www.unikeyic.com/media/datasheet/1c/ba/c1ec/1c/b59e2fdc304f47d9eac74e11f2e362a2.pdf | https://www.unikeyic.com/products/specialty-terminal-blocks/mc200-50811/3866816.html
MC24305 | multicomp | 1: 3.0202 100: 2.9663 250: 2.9123 500: 2.9123 1,000: 2.9123 | Conn Terminal Block 10 POS 9.5mm Screw Panel Mount 20A | Industrial | [9 empty] | MC24305 multicomp | [11 empty] | panel mount |  |  |  | -40℃~105℃ | [23 empty] | 78 | https://www.unikeyic.com/media/datasheet/87/22/1ed6/87/efcd3ba73187b0e93b675593c89e11f6.pdf | https://www.unikeyic.com/products/specialty-terminal-blocks/mc24305/17553375.html
MC24313 | multicomp | 1: 2.0098 100: 1.974 250: 1.974 500: 1.9381 1,000: 1.9381 | Conn Terminal Block 6 POS 9.5mm Screw Panel Mount 20A | Industrial | [16 empty] | 74.2mm(Length)*13mm(height) |  |  |  |  | panel mount |  |  |  | -40℃~105℃ | [7 empty] | Compliant | [15 empty] | 900 | https://www.unikeyic.com/media/about_us/Unikey_ISO_9001_Certification.pdf | https://www.unikeyic.com/products/specialty-terminal-blocks/mc24313/11807361.html
MC24317 | multicomp | 1: 3.0202 100: 2.9663 250: 2.9123 500: 2.9123 1,000: 2.9123 | TERMINAL BLOCK, BARRIER, 10 POSITION, 22-12AWG; No. of Rows:2 Row; No. of Positions:10Positions; Wire Size AWG Min:22AWG; Wire Size AWG Max:12AWG; Pitch Spacing:9.5mm; Rated Current:20A; Rated Voltage:300V; Product Range | Industrial | [16 empty] | 112mm(Length)*13mm(height) |  |  |  |  | panel mount |  |  |  | -40℃~105℃ | [23 empty] | 1399 | https://www.unikeyic.com/media/about_us/Unikey_ISO_9001_Certification.pdf | https://www.unikeyic.com/products/specialty-terminal-blocks/mc24317/25304901.html
MC24318 | multicomp | 1: 3.5634 50: 3.4998 100: 3.4998 250: 3.4361 500: 3.4361 | TERMINAL BLOCK, BARRIER, 12 POSITION, 22-14AWG; No. of Rows:2 Row; No. of Positions:12Positions; Wire Size AWG Min:22AWG; Wire Size AWG Max:12AWG; Pitch Spacing:9.5mm; Rated Current:20A; Rated Voltage:300V; Contact Mater | Industrial | [16 empty] | 131mm(Length)*13mm(height) |  |  |  |  | panel mount |  |  |  | -40℃~105℃ | [23 empty] | 228 | https://www.unikeyic.com/media/about_us/Unikey_ISO_9001_Certification.pdf | https://www.unikeyic.com/products/specialty-terminal-blocks/mc24318/8383980.html
MC24321 | multicomp | 1: 4.7476 50: 4.6628 100: 4.6628 250: 4.578 500: 4.578 | Terminal Block Connector 16 POS 9.5mm Screw Panel Mount 20A | Industrial | [9 empty] | MC24321 multicomp | [11 empty] | panel mount |  |  |  | -40℃~105℃ | [23 empty] | 916 | https://www.unikeyic.com/media/datasheet/8f/44/94ed/8f/12a953848db2b1df65aabc3afdf2f2c0.pdf | https://www.unikeyic.com/products/specialty-terminal-blocks/mc24321/6977792.html
MC24323 | multicomp | 1: 5.9426 50: 5.8365 100: 5.7304 250: 5.7304 500: 5.7304 | Conn Terminal Block 20 POS 9.5mm Screw Panel Mount 20A | Industrial | [9 empty] | MC24323 multicomp | [11 empty] | panel mount |  |  |  | -40℃~105℃ | [23 empty] | 195 | https://www.unikeyic.com/media/datasheet/ca/ff/eda7/ca/c55009e455108e5efc5f5838b139800d.pdf | https://www.unikeyic.com/products/specialty-terminal-blocks/mc24323/9741234.html
MC24328 | multicomp | 1: 1.597 100: 1.5685 250: 1.5685 500: 1.54 1,000: 1.54 | Conn Terminal Block 4 POS 11mm Screw Panel Mount 25A | Industrial | [9 empty] | MC24328 multicomp | [6 empty] | 14mm(height) |  |  |  |  | panel mount |  |  |  | -40℃~105℃ | [7 empty] | Compliant | [15 empty] | 403 | https://www.unikeyic.com/media/datasheet/3b/44/b461/3b/d63e10a61a9b84eeab0ef4a0035b00da.pdf | https://www.unikeyic.com/products/specialty-terminal-blocks/mc24328/27850200.html
MC24341 | multicomp | 1: 3.2266 100: 3.169 250: 3.1114 500: 3.1114 1,000: 3.1114 | TERMINAL BLOCK, BARRIER, 10 POSITION, 22-14AWG; No. of Rows:2 Row; No. of Positions:10Positions; Wire Size AWG Min:-; Wire Size AWG Max:12AWG; Pitch Spacing:11mm; Rated Current:20A; Rated Voltage:300V; Product Range:-; C | Industrial | [16 empty] | 130mm(Length)*14mm(height) |  |  |  |  | panel mount |  |  |  | -40℃~105℃ | [23 empty] | 725 | https://www.unikeyic.com/media/about_us/Unikey_ISO_9001_Certification.pdf | https://www.unikeyic.com/products/specialty-terminal-blocks/mc24341/30249523.html
MC24368 | multicomp | 1: 0.8539 250: 0.8387 500: 0.8387 1,000: 0.8234 5,000: 0.8234 | Terminal Block Connector 4 Pos 5.08mm Solder Straight Thru-Hole 16A | Industrial | [9 empty] | MC24368 multicomp | [11 empty] | Through hole mounting |  |  |  | -40℃~105℃ | [23 empty] | 352 | https://www.unikeyic.com/media/datasheet/81/7f/2f09/81/d3cd409c1b5c283e940506260a5a25dd.pdf | https://www.unikeyic.com/products/specialty-terminal-blocks/mc24368/25695013.html
MC24372 | multicomp | 1: 0.7453 250: 0.732 500: 0.732 1,000: 0.7187 5,000: 0.7187 | Conn Terminal Block 3 POS 5.08mm Solder Thru-Hole 16A | Industrial | [9 empty] | MC24372 multicomp | [11 empty] | Through hole mounting |  |  |  | -40℃~105℃ | [23 empty] | 676 | https://www.unikeyic.com/media/datasheet/25/78/623d/e2/e7ffbe41968d25a9c5887869c877652b.pdf | https://www.unikeyic.com/products/specialty-terminal-blocks/mc24372/11915108.html
MC24374 | multicomp | 1: 0.8213 250: 0.8067 500: 0.8067 1,000: 0.792 5,000: 0.792 | TERMINAL BLOCK PLUGGABLE, 2 POSITION, 24-12AWG; Pitch Spacing:5mm; No. of Positions:2Positions; Wire Size AWG Min:24AWG; Wire Size AWG Max:12AWG; Conductor Area CSA:-; Wire Connection Method:Screw; Rated Current:16A; Pro | Industrial | [16 empty] | 10mm(Length)*18mm(height) |  |  |  |  | wire mounting |  |  |  | -40℃~105℃ | [23 empty] | 337 | https://www.unikeyic.com/media/about_us/Unikey_ISO_9001_Certification.pdf | https://www.unikeyic.com/products/specialty-terminal-blocks/mc24374/24603868.html
MC24376 | multicomp | 1: 1.4775 100: 1.4511 250: 1.4511 500: 1.4247 1,000: 1.4247 | Conn Terminal Block F 4 POS 5mm Screw RA Cable Mount 16A | Industrial | [9 empty] | MC24376 multicomp | [11 empty] | wire mounting |  |  |  | -40℃~105℃ | [23 empty] | 872 | https://www.unikeyic.com/media/datasheet/80/6f/f113/80/f8631da1e989e1c3dbbccc4631143d65.pdf | https://www.unikeyic.com/products/specialty-terminal-blocks/mc24376/29425205.html
MC24377 | multicomp | 1: 1.836 100: 1.8032 250: 1.8032 500: 1.7704 1,000: 1.7704 | TERMINAL BLOCK PLUGGABLE, 5 POSITION, 24-12AWG; Pitch Spacing:5mm; No. of Positions:5Positions; Wire Size AWG Min:24AWG; Wire Size AWG Max:12AWG; Conductor Area CSA:-; Wire Connection Method:Screw; Rated Current:16A; Pro | Industrial | [16 empty] | 25mm(Length)*18mm(height) |  |  |  |  | wire mounting |  |  |  | -40℃~105℃ | [23 empty] | 136 | https://www.unikeyic.com/media/about_us/Unikey_ISO_9001_Certification.pdf | https://www.unikeyic.com/products/specialty-terminal-blocks/mc24377/6468942.html
MC310-38110 | multicomp | 1: 5.2039 50: 5.1109 100: 5.1109 250: 5.018 500: 5.018 | Conn Terminal Block F 10 POS 3.81mm Screw ST Cable Mount 8A | Industrial | [9 empty] | MC310-38110 multicomp | [6 empty] | 21.8mm(height) |  |  |  |  | wire mounting |  |  |  | -40℃~105℃ | [23 empty] | 239 | https://www.unikeyic.com/media/datasheet/e6/c0/cad2/e6/adbf1a7b7cad9a8f5eaa2134997e7136.pdf | https://www.unikeyic.com/products/specialty-terminal-blocks/mc310-38110/33448290.html
MC310-50812 | multicomp | 1: 7.0422 50: 7.0422 100: 6.9142 250: 6.9142 500: 6.9142 | Conn Terminal Block F 12 POS 5.08mm Screw ST Cable Mount 16A | Industrial | [9 empty] | MC310-50812 multicomp | [6 empty] | 27.1mm(height) |  |  |  |  | wire mounting |  |  |  | -40℃~105℃ | [7 empty] | Compliant | [15 empty] | 90 | https://www.unikeyic.com/media/datasheet/0c/23/6b3d/0c/3d1c46f023fe284a78271754ad7d6f54.pdf | https://www.unikeyic.com/products/specialty-terminal-blocks/mc310-50812/23288497.html
MC420-35009 | multicomp | 1: 3.3504 100: 3.3504 250: 3.2895 500: 3.2895 1,000: 3.2895 | Terminal Block Receptacle 9 Pos 3.5mm Screw RA Cable Mount 10A | Industrial | [9 empty] | MC420-35009 multicomp | [6 empty] | 32.3mm(Length)*15.6mm(height) |  |  |  |  | wire mounting |  |  |  | -40℃~105℃ | [7 empty] | Compliant | [15 empty] | 532 | https://www.unikeyic.com/media/datasheet/9e/e2/e3d3/9e/58213a3ebf1a7f550bc42042f1149dc8.pdf | https://www.unikeyic.com/products/specialty-terminal-blocks/mc420-35009/10458688.html
MC421-350002 | multicomp | 25: 0.9991 50: 0.8952 150: 0.8952 250: 0.8792 500: 0.8632 1,500: 0.8632 2,500: 0.8632 | Conn Terminal Block F 2 POS 3.5mm Screw RA Cable Mount 10A | Industrial | [9 empty] | MC421-350002 multicomp | [11 empty] | wire mounting |  |  |  | -40℃~105℃ | [23 empty] | 870 | https://www.unikeyic.com/media/datasheet/25/78/623d/77/d172272593d37ebfb045790a8307f68e.pdf | https://www.unikeyic.com/products/specialty-terminal-blocks/mc421-350002/6866546.html
MCTB-61C02 | multicomp | 1: 0.4443 250: 0.4443 500: 0.4364 1,000: 0.4285 5,000: 0.4285 | Terminal Block Connector 2 POS 5mm Pitch Solder Straight Thru-Hole 16A | Industrial | [9 empty] | MCTB-61C02 multicomp | [11 empty] | Through hole mounting |  |  |  | -40℃~105℃ | [7 empty] | Non-compliant | [15 empty] | 2172 | https://www.unikeyic.com/media/datasheet/3e/91/498c/3e/8130428f06bb25bed7528cc083783f3c.pdf | https://www.unikeyic.com/products/specialty-terminal-blocks/mctb-61c02/19294023.html
MCTC-10D05 | multicomp | 1: 1.6405 100: 1.6112 250: 1.6112 500: 1.5819 1,000: 1.5819 | Conn Terminal Block F 5 POS 5.08mm Screw RA Cable Mount 16A | Industrial | [9 empty] | MCTC-10D05 multicomp | [6 empty] | 25.4mm(Length)*18mm(height) |  |  |  |  | wire mounting |  |  |  | -40℃~105℃ | [7 empty] | Compliant | [15 empty] | 367 | https://www.unikeyic.com/media/datasheet/25/78/623d/c9/1068ed88d1ba875f5649bf256eed4cde.pdf | https://www.unikeyic.com/products/specialty-terminal-blocks/mctc-10d05/505073.html
MCTC-10D12 | multicomp | 1: 3.4873 50: 3.4251 100: 3.4251 250: 3.3628 500: 3.3628 | Terminal Block Receptacle 12 POS 5.08mm Screw RA Cable Mount 16A | Industrial | [9 empty] | MCTC-10D12 multicomp | [11 empty] | wire mounting |  |  |  | -40℃~105℃ | [7 empty] | Non-compliant | [15 empty] | 7 | https://www.unikeyic.com/media/datasheet/25/78/623d/c9/1068ed88d1ba875f5649bf256eed4cde.pdf | https://www.unikeyic.com/products/specialty-terminal-blocks/mctc-10d12/5095245.html
ML-2015-2P | SATO PARTS | 5: 2.8503 50: 2.6503 | Conn Barrier Strip 2 POS 11mm Panel Mount 6A | [10 empty] | ML-2015-2P SATO PARTS | [6 empty] | 41.2mm(Length)*18mm(height) |  |  |  |  | panel mount | [11 empty] | Compliant | [15 empty] | 5 | https://www.unikeyic.com/media/datasheet/ab/5a/4ff5/ab/12d36bfb69e451db54cf91046d888db2.pdf | https://www.unikeyic.com/products/specialty-terminal-blocks/ml-2015-2p/2147840.html
ML-24-4P | SATO PARTS | 5: 9.69 50: 9.0114 | Conn Terminal Block 4 POS 8mm Panel Mount 6A | [17 empty] | 46mm(Length)*22mm(height) |  |  |  |  | panel mount |  |  |  | -5℃~60℃ | [23 empty] | 10 | https://www.unikeyic.com/media/about_us/Unikey_ISO_9001_Certification.pdf | https://www.unikeyic.com/products/specialty-terminal-blocks/ml-24-4p/28643191.html
ML-40-S1BYF-4P | SATO PARTS | 1: 2.4148 25: 2.2464 | Sato Parts Isolated terminal strip, 4road, 1line, 7.62mmPitch, 10A, 250 V | [10 empty] | ML-40-S1BYF-4P SATO PARTS | [6 empty] | 32.38mm(Length)*14mm(height) |  |  |  |  | Through hole mounting | [11 empty] | Compliant | [15 empty] | 283 | https://www.unikeyic.com/media/datasheet/f3/78/f493/f3/d5f8b9d430b13ccf886a4e98ae270019.pdf | https://www.unikeyic.com/products/specialty-terminal-blocks/ml-40-s1byf-4p/21873537.html
ML-40-S1BYS-2P | SATO PARTS | 5: 1.3522 50: 1.2578 | PCB Connector, Terminal Block | [10 empty] | ML-40-S1BYS-2P SATO PARTS | [39 empty] | 10 | https://www.unikeyic.com/media/datasheet/9e/40/3663/9e/e77b1171c6f0fd722bf0ead009640205.pdf | https://www.unikeyic.com/products/specialty-terminal-blocks/ml-40-s1bys-2p/18020605.html
ML-40-S1BYS-6P | SATO PARTS | 5: 4.1479 50: 3.8579 | PCB Connector, Terminal Block | [10 empty] | ML-40-S1BYS-6P SATO PARTS | [39 empty] | 15 | https://www.unikeyic.com/media/datasheet/9e/40/3663/9e/e77b1171c6f0fd722bf0ead009640205.pdf | https://www.unikeyic.com/products/specialty-terminal-blocks/ml-40-s1bys-6p/25173576.html
ML-7000-B | SATO PARTS | 1: 1.4287 50: 1.3649 | Sato Parts Non-Blow Fuse Terminal Block, 1 Ch, 9.2mm Pitch, Direct Wire, Spring Cage Clamp, 24→14 AWG, 26→14 AWG, 10A, 300V | [17 empty] | 10mm(Length)*30mm(height) |  |  |  |  | wire mounting | [11 empty] | Non-compliant | [15 empty] | 91 | https://www.unikeyic.com/media/about_us/Unikey_ISO_9001_Certification.pdf | https://www.unikeyic.com/products/specialty-terminal-blocks/ml-7000-b/6370086.html
ML-7000-R | SATO PARTS | 1: 1.4287 50: 1.3649 | Sato Parts Non-Blow Fuse Terminal Block, 1 Ch, 9.2mm Pitch, Direct Wire, Spring Cage Clamp, 24→14 AWG, 26→14 AWG, 10A, 300V | [17 empty] | 10mm(Length)*30mm(height) |  |  |  |  | wire mounting | [11 empty] | Non-compliant | [15 empty] | 148 | https://www.unikeyic.com/media/about_us/Unikey_ISO_9001_Certification.pdf | https://www.unikeyic.com/products/specialty-terminal-blocks/ml-7000-r/30108392.html
MSB03001-0N | SAURO | 10: 1.0454 50: 1.0016 100: 0.958 250: 0.9145 400: 0.8709 | Terminal Block Connector, 3 POS, 5mm Pitch, Solder, ST, TH, 17.5A, Box | Industrial | [9 empty] | MSB03001-0N SAURO | [6 empty] | 15mm(Length)*8.2mm(height) |  |  |  |  | Through hole mounting |  |  |  | -40℃~110℃ | [23 empty] | 950 | https://www.unikeyic.com/media/datasheet/f7/74/992d/f7/9cee1b75b620af2799016bc4470dadd8.pdf | https://www.unikeyic.com/products/specialty-terminal-blocks/msb03001-0n/4354430.html
MSB04005-0N | SAURO | 10: 1.1837 50: 1.1346 100: 1.0854 200: 1.036 300: 0.9867 | Terminal Block Connector 4 POS 5.08mm Solder Straight Thru-Hole 17.5A Box | Industrial | [9 empty] | MSB04005-0N SAURO | [6 empty] | 20.32mm(Length)*8.2mm(height) |  |  |  |  | Through hole mounting |  |  |  | -40℃~110℃ | [23 empty] | 380 | https://www.unikeyic.com/media/datasheet/45/27/d50c/45/953cdeb39a3e81ea7e1f724673b843db.pdf | https://www.unikeyic.com/products/specialty-terminal-blocks/msb04005-0n/4888893.html
MSM02005 | SAURO | 10: 0.9601 50: 0.9202 100: 0.8801 450: 0.84 900: 0.8001 | Conn Terminal Block 2 POS 5.08mm Solder ST Thru-Hole 17.5A Box | Industrial | [9 empty] | MSM02005 SAURO | [6 empty] | 10.66mm(Length)*9mm(height) |  |  |  |  | Through hole mounting |  |  |  | -40℃~110℃ | [23 empty] | 899 | https://www.unikeyic.com/media/datasheet/fe/2a/8d38/fe/1b897671e07d31dd03afce1ea968d9ae.pdf | https://www.unikeyic.com/products/specialty-terminal-blocks/msm02005/15319461.html
MSM02045 | SAURO | 10: 1.1567 50: 1.1089 100: 1.0607 450: 1.0124 900: 0.9642 | Conn Terminal Block 2 POS 5.08mm Solder ST Thru-Hole 24A Box | Industrial | [9 empty] | MSM02045 SAURO | [6 empty] | 10.16mm(Length)*9mm(height) |  |  |  |  | Through hole mounting |  |  |  | -40℃~110℃ | [23 empty] | 2710 | https://www.unikeyic.com/media/datasheet/fe/2a/8d38/fe/1b897671e07d31dd03afce1ea968d9ae.pdf | https://www.unikeyic.com/products/specialty-terminal-blocks/msm02045/13829530.html
MSM04045 | SAURO | 1: 2.86 10: 1.9667 50: 1.8848 100: 1.803 200: 1.721 300: 1.639 | Conn Terminal Block 4 POS 24A | Industrial | [9 empty] | MSM04045 SAURO | [15 empty] | -40℃~110℃ | [23 empty] | 380 | https://www.unikeyic.com/media/datasheet/fe/2a/8d38/fe/1b897671e07d31dd03afce1ea968d9ae.pdf | https://www.unikeyic.com/products/specialty-terminal-blocks/msm04045/34894821.html
NDN63-WH | EATON | 1: 34.9462 10: 25.1888 25: 22.6442 50: 21.1452 | Conn Terminal Block 6 POS 9.52mm Screw C DIN Rail 65A | [10 empty] | NDN63-WH EATON | [6 empty] | 29.71mm(Length)*42.41mm(height) |  |  |  |  | DIN rail mounting | [27 empty] | 79 | https://www.unikeyic.com/media/datasheet/6d/8c/bce5/6d/e17fa9372a3fb89e4ebd63ebf0291da1.pdf | https://www.unikeyic.com/products/specialty-terminal-blocks/ndn63-wh/6810052.html
NSYTRV352BL | Schneider Electric | 1: 8.508 |  |  |  |  | Blue |  |  |  | 125 A | 150 A |  |  | - | [6 empty] | Polyamide (PA66), Nylon 6/6 | UL94 V-0 |  |  |  |  | 1 | 2 |  |  | Box | [8 empty] | Linergy TR | 18mm | 16.0mm | Screw |  |  | 1000V | 600V |  | - | 1.5-50mm² |  |  | 44 | https://www.unikeyic.com/media/about_us/Unikey_ISO_9001_Certification.pdf | https://www.unikeyic.com/products/specialty-terminal-blocks/nsytrv352bl/997665730.html
NSYTRV42SC | Schneider Electric | 50: 8.5848 | Schneider Electric NSYTRV42SC |  |  |  | Gray |  |  |  | 20 A | 16 A |  |  | - | [6 empty] | Polyamide (PA66), Nylon 6/6 | UL94 V-0 |  |  |  |  | 1 | 2 |  |  | Box | [8 empty] | Linergy TR | 9mm | 6.2mm | Screw |  |  | 500V | 600V |  | - | 0.14-6mm² |  |  | 2200 | https://www.unikeyic.com/media/about_us/Unikey_ISO_9001_Certification.pdf | https://www.unikeyic.com/products/specialty-terminal-blocks/nsytrv42sc/997633539.html
NSYTRV42STAR | Schneider Electric | 1: 11.684 10: 8.6056 25: 7.6113 | Schneider Electric NSYTRV42STAR Terminal block |  |  |  | Orange |  |  |  | 20 A | 16 A |  |  | - | [6 empty] | Polyamide (PA66), Nylon 6/6 | UL94 V-0 |  |  |  |  | 1 | 2 |  |  | Box | [8 empty] | Linergy TR | 9mm | 6.2mm | Screw |  |  | 500V | 600V |  | - | 0.14-6mm² |  |  | 57 | https://www.unikeyic.com/media/about_us/Unikey_ISO_9001_Certification.pdf | https://www.unikeyic.com/products/specialty-terminal-blocks/nsytrv42star/997479898.html
P721 | TE Connectivity | 25: 4.477 65: 4.301 | Conn NEMA 2 Pos 9.53mm Screw ST Cable Mount 35A/Contact | [22 empty] | wire mounting | [27 empty] | 190 | https://www.unikeyic.com/media/about_us/Unikey_ISO_9001_Certification.pdf | https://www.unikeyic.com/products/specialty-terminal-blocks/p721/32878892.html
PDB220-3 | EATON | 1: 327.1644 5: 301.3395 10: 300.5835 20: 299.838 50: 299.082 100: 298.3365 | Conn Power Distribution Block 15 POS Screw Panel Mount 175A | [9 empty] | 175 A | [11 empty] | Not Applicable | [6 empty] | Bulk |  |  |  |  | 5442378 |  |  |  | PDB | [12 empty] | 3 | https://www.unikeyic.com/media/datasheet/78/a9/b2ed/78/763d8306d676e4286e107df8a511d5b2.pdf | https://www.unikeyic.com/products/specialty-terminal-blocks/pdb220-3/8538501.html
PSB030D1 | SAURO | 1: 4.6764 10: 3.8696 50: 3.7081 100: 3.5469 115: 3.3857 125: 3.2244 | Terminal Blocks, 17.5A Rated Current | [10 empty] | PSB030D1 SAURO | [39 empty] | 250 | https://www.unikeyic.com/media/datasheet/25/07/c276/25/2d26cea5923da01c64553f41787be938.pdf | https://www.unikeyic.com/products/specialty-terminal-blocks/psb030d1/21594414.html
SP06505VBNC | METZ CONNECT | 1: 3.1646 10: 2.8355 100: 2.7849 250: 2.7342 500: 2.7342 1,000: 2.7342 | Conn Terminal Block F 5 POS 5mm Spring Clamp Panel Mount 12A | Industrial | [9 empty] | SP06505VBNC METZ CONNECT | [6 empty] | 25mm(Length)*25.05mm(height) |  |  |  |  | panel mount |  |  |  | -40℃~105℃ | [23 empty] | 697 | https://www.unikeyic.com/media/datasheet/ec/e3/4bd9/ec/46bacbfb8ce0d1fd011efe9449ce0e44.pdf | https://www.unikeyic.com/products/specialty-terminal-blocks/sp06505vbnc/22024457.html
SP99502VBNC | METZ CONNECT | 10: 1.4449 100: 1.4191 500: 1.3933 1,000: 1.3933 2,500: 1.3933 | TERMINAL BLOCK, PLUGGABLE, 2POS, 14AWG; Pitch Spacing:5mm; No. of Positions:2Ways; Wire Size (AWG):24AWG to 14AWG; Conductor Area CSA:2.5mm²; Wire Connection Method:Clamp; Rated Current:12A; Rated Voltage:300V; Product R | [50 empty] | 4170 | https://www.unikeyic.com/media/about_us/Unikey_ISO_9001_Certification.pdf | https://www.unikeyic.com/products/specialty-terminal-blocks/sp99502vbnc/26939723.html
SPC10570 | multicomp | 1: 7.3196 50: 7.3196 100: 7.1865 250: 7.1865 500: 7.1865 | TERMINAL BLOCK, FUSED, 26-8AWG, 5MM; No. of Positions:2Positions; Wire Size AWG Min:26AWG; Wire Size AWG Max:6AWG; Conductor Area CSA:-; Wire Connection Method:Screw; Rated Current:6.3A; Rated Voltage:24V; Product Range: | [10 empty] | SPC10570 multicomp | [11 empty] | DIN rail mounting | [27 empty] | 141 | https://www.unikeyic.com/media/datasheet/0f/62/d15d/0f62d15d73c504b8b3d392ed55fd5291.pdf | https://www.unikeyic.com/products/specialty-terminal-blocks/spc10570/29648902.html
SSB7FP030201 | TE Connectivity | 17: 6.479 77: 6.204 154: 5.962 770: 5.72 | Barrier Strip Connector, 3 POS, 11.1mm Pitch, Solder, Straight, Thru-Hole, 20A/Contact | [10 empty] | SSB7FP030201 TE Connectivity | [11 empty] | Through hole mounting |  |  |  | -60℃~105℃ | [23 empty] | 829 | https://www.unikeyic.com/media/datasheet/f9/8d/526d/f9/ecf4cab01310f9db761fc31c1c2647c6.pdf | https://www.unikeyic.com/products/specialty-terminal-blocks/ssb7fp030201/8699991.html
STH4 | Altech | 1: 6.164 10: 4.906 20: 4.642 50: 4.3524 100: 3.7908 1,000: 3.78 | [22 empty] | Not Applicable | [6 empty] | Bulk |  |  |  |  | 9456787 |  |  |  | * | [12 empty] | 8 | https://www.unikeyic.com/media/datasheet/40/11/7f98/40/aa62e91c83b3eaa173d499ab0a7dff0c.pdf | https://www.unikeyic.com/products/specialty-terminal-blocks/sth4/2161462.html
T40-BS16-04 | multicomp | 10: 1.0343 25: 0.9929 100: 0.9267 150: 0.9267 250: 0.9102 1,000: 0.8936 1,500: 0.8936 | Conn Terminal Block 4 POS 6.35mm Solder ST Thru-Hole 10A | Industrial | [9 empty] | T40-BS16-04 multicomp | [11 empty] | Through hole mounting |  |  |  | -40℃~105℃ | [23 empty] | 263 | https://www.unikeyic.com/media/datasheet/25/78/623d/b8/9809f80d59d457dce2d672bd9c699041.pdf | https://www.unikeyic.com/products/specialty-terminal-blocks/t40-bs16-04/16546386.html
T44-BS11-04 | multicomp | 10: 1.0318 25: 0.9906 100: 0.9245 150: 0.9245 250: 0.908 1,000: 0.8915 1,500: 0.8915 | Conn Terminal Block 4 POS 9.5mm Solder ST Thru-Hole 15A | Industrial | [9 empty] | T44-BS11-04 multicomp | [6 empty] | 18mm(height) |  |  |  |  | Through hole mounting |  |  |  | -40℃~105℃ | [23 empty] | 51 | https://www.unikeyic.com/media/datasheet/25/78/623d/bb/002bd4b76214d3f16bf6aa8f4b553a2d.pdf | https://www.unikeyic.com/products/specialty-terminal-blocks/t44-bs11-04/7841124.html
TB005-762-05BK | Same Sky | 173: 0.638 535: 0.616 2,137: 0.583 5,342: 0.561 | 5 Position Wire to Board Terminal Block Horizontal with Board 0.300 (7.62mm) Through Hole | [50 empty] | 10260 | https://www.unikeyic.com/media/about_us/Unikey_ISO_9001_Certification.pdf | https://www.unikeyic.com/products/specialty-terminal-blocks/tb005-762-05bk/871021797.html
TB100-06BS | EATON |  | Conn Barrier Strip 12 POS 9.5mm Panel Mount 30A | Industrial | [9 empty] | TB100-06BS EATON | [6 empty] | 73.66mm(Length)*22.3mm(height) |  |  |  |  | panel mount |  |  |  | -40℃~130℃ | [8 empty] | bulk | [15 empty] | https://www.unikeyic.com/media/datasheet/91/55/43ca/915543ca58f6fb16a377b3c7126c49cb.pdf | https://www.unikeyic.com/products/specialty-terminal-blocks/tb100-06bs/33265200.html
TB200-02QC7 | EATON | 50: 4.752 100: 4.6548 250: 4.41 500: 4.3155 1,000: 4.221 2,500: 4.095 | Conn Barrier Strip 4 POS Screw Panel Mount 30A |  |  |  | Black | [5 empty] | 30A |  | Flange | [6 empty] | Thermoplastic | UL94 V-0 |  | Not Applicable |  | Chassis, Panel |  |  |  | -40°C ~ 130°C | Bulk | 0.437" (11.10mm) | [7 empty] | Magnum® TB200 | [7 empty] | 12-22 AWG |  |  |  |  | 1000 | https://www.unikeyic.com/media/datasheet/7c/37/ef09/7c/6c3bc7e39f7d1cead695e864e6e8696e.pdf | https://www.unikeyic.com/products/specialty-terminal-blocks/tb200-02qc7/2465948.html
TB200-02SP | EATON | 1: 12.3165 10: 8.36 25: 7.2576 50: 5.3892 100: 5.2272 250: 5.1516 | Conn Barrier Strip 4 POS 11.1mm Panel Mount 30A | Industrial | [9 empty] | TB200-02SP EATON | [6 empty] | 41.4mm(Length)*28.4mm(height) |  |  |  |  | panel mount |  |  |  | -40℃~130℃ | [23 empty] | 707 | https://www.unikeyic.com/media/datasheet/7c/37/ef09/7c/6c3bc7e39f7d1cead695e864e6e8696e.pdf | https://www.unikeyic.com/products/specialty-terminal-blocks/tb200-02sp/28243694.html
TB200-09 | EATON | 1: 38.3171 20: 31.5946 37: 30.5238 | Conn Barrier Strip 18 POS 11.1mm Panel Mount 30A | Industrial | [9 empty] | TB200-09 EATON | [6 empty] | 119.12mm*28.448mm*28.4mm |  |  |  |  | panel mount |  |  |  | -40℃~130℃ | [23 empty] | 9 | https://www.unikeyic.com/media/datasheet/7c/37/ef09/7c/6c3bc7e39f7d1cead695e864e6e8696e.pdf | https://www.unikeyic.com/products/specialty-terminal-blocks/tb200-09/6485917.html
TB300-08 | EATON | 5: 21.9348 10: 21.6972 25: 21.3408 50: 20.6535 100: 20.601 250: 20.5485 500: 20.496 | Conn Barrier Strip 16 POS 14.2mm Screw Panel Mount 30A | Industrial | [9 empty] | TB300-08 EATON | [6 empty] | 139.7mm*33.8mm*33.8mm |  |  |  |  | panel mount |  |  |  | -40℃~130℃ | [23 empty] | 314 | https://www.unikeyic.com/media/datasheet/91/a9/248a/91/ce69e0a29a8cd74dfa99588aa608d59c.pdf | https://www.unikeyic.com/products/specialty-terminal-blocks/tb300-08/1781253.html
TB300-08SP | EATON | 1: 40.02 5: 37.4868 10: 37.4004 13: 37.3032 25: 28.287 38: 26.0505 50: 25.536 | Conn Barrier Strip 16 POS 14.2mm Screw ST Panel Mount 30A | Industrial | [9 empty] | TB300-08SP EATON | [6 empty] | 139.7mm*33.8mm*33.8mm |  |  |  |  | panel mount |  |  |  | -40℃~130℃ | [23 empty] | 14 | https://www.unikeyic.com/media/datasheet/02/0d/20c6/02/351a36fdb1b3441c3caa0e8fea16627c.pdf | https://www.unikeyic.com/products/specialty-terminal-blocks/tb300-08sp/726393.html
TB345-16 | EATON | 1: 83.358 10: 66.9276 | Conn Barrier Strip 32 POS 14.2mm Screw ST Panel Mount 45A | Industrial | [9 empty] | TB345-16 EATON | [6 empty] | 253.74mm(Length)*33.8mm(height) |  |  |  |  | panel mount |  |  |  | -40℃~130℃ | [8 empty] | bulk | [14 empty] | 6 | https://www.unikeyic.com/media/datasheet/91/55/43ca/915543ca58f6fb16a377b3c7126c49cb.pdf | https://www.unikeyic.com/products/specialty-terminal-blocks/tb345-16/32842004.html
TSB100001DS | TE Connectivity | 95: 1.166 1,300: 1.166 2,500: 1.023 5,000: 0.847 10,000: 0.781 | Conn Europa Terminal Block 2 POS Screw ST Cable Mount 40A | [10 empty] | TSB100001DS TE Connectivity | [11 empty] | wire mounting |  |  |  | 105℃(max) | [23 empty] | 420 | https://www.unikeyic.com/media/datasheet/d9/47/f7b1/d9/fd29ae9bb9790ba449379c212bd4e307.pdf | https://www.unikeyic.com/products/specialty-terminal-blocks/tsb100001ds/2637229.html
TSB100003DS | TE Connectivity | 70: 1.661 250: 1.584 | Conn Europa Terminal Block 6 POS 12mm Screw ST Cable Mount 40A/Contact | [10 empty] | TSB100003DS TE Connectivity | [11 empty] | wire mounting |  |  |  | 100℃(max) | [23 empty] | 301 | https://www.unikeyic.com/media/datasheet/63/c8/d002/63/407ccbadb5fbfe98a02232c7887da1c6.pdf | https://www.unikeyic.com/products/specialty-terminal-blocks/tsb100003ds/2813844.html
TSB100004DS | TE Connectivity | 500: 2.607 1,000: 2.563 5,000: 2.354 10,000: 2.222 | Conn Europa Terminal Block 8 POS 12mm Screw ST Cable Mount 40A/Contact | [10 empty] | TSB100004DS TE Connectivity | [11 empty] | wire mounting |  |  |  | 105℃(max) | [23 empty] | 994 | https://www.unikeyic.com/media/datasheet/4e/f4/8cca/4e/edc68fe71091425ed4776769ae2ac9c5.pdf | https://www.unikeyic.com/products/specialty-terminal-blocks/tsb100004ds/23675473.html
TSB150002 | TE Connectivity | 25: 5.478 55: 5.39 150: 5.291 250: 5.192 500: 4.719 1,000: 3.597 | Conn Europa Terminal Block 2 POS 13.5mm Screw Cable Mount 40A/Contact | [28 empty] | Tray |  |  |  |  | 18869152 |  |  |  | * | [12 empty] | 1480 | https://www.unikeyic.com/media/datasheet/20/2e/169e/20/2be727a69680938b059f9fd12e56afc4.pdf | https://www.unikeyic.com/products/specialty-terminal-blocks/tsb150002/25484903.html
TSB200010DS | TE Connectivity | 4: 30.91 9: 30.371 18: 29.843 36: 29.304 | Conn Europa Terminal Block F 20 POS 14.5mm Screw Cable Mount 65A/Contact | [17 empty] | 141.732mm(Length) |  |  |  |  | wire mounting |  |  |  | -35℃~100℃ | [23 empty] | 89 | https://www.unikeyic.com/media/about_us/Unikey_ISO_9001_Certification.pdf | https://www.unikeyic.com/products/specialty-terminal-blocks/tsb200010ds/25227534.html
TSB23001DS | TE Connectivity | 1,000: 0.352 2,000: 0.341 7,000: 0.33 10,000: 0.3036 | Conn Europa Terminal Block 2 POS Screw Cable Mount 30A/Contact | [28 empty] | Bulk |  |  |  |  | 18869232 |  |  |  | * | [12 empty] | 12981 | https://www.unikeyic.com/media/datasheet/9b/a6/90e3/9b/c77e09d4f86b27879c7bd2adbf087d44.pdf | https://www.unikeyic.com/products/specialty-terminal-blocks/tsb23001ds/28021007.html
TSB23004DS | TE Connectivity | 55: 2.123 150: 2.079 300: 2.046 550: 2.013 | Conn Europa Terminal Block 8 POS 8mm Screw Cable Mount 30A/Contact | [10 empty] | TSB23004DS TE Connectivity | [6 empty] | 30mm(Length)*17mm(height) |  |  |  |  | wire mounting |  |  |  | 105℃(max) | [23 empty] | 1240 | https://www.unikeyic.com/media/datasheet/67/c0/b14e/67/e70eb03e19ea7d331fd487c005c4d007.pdf | https://www.unikeyic.com/products/specialty-terminal-blocks/tsb23004ds/16815332.html
TSB23005DS | TE Connectivity | 50: 2.332 150: 2.288 250: 2.255 500: 2.211 1,000: 2.156 5,000: 1.782 10,000: 1.639 | Conn Europa Terminal Block 10 POS 8mm Screw Cable Mount 30A/Contact | [28 empty] | Tray |  |  |  |  | 18868452 |  |  |  | * | [12 empty] | 478 | https://www.unikeyic.com/media/datasheet/cb/e2/be27/cb/92f6e616f2b2ce46670b0a413f207afd.pdf | https://www.unikeyic.com/products/specialty-terminal-blocks/tsb23005ds/1033373.html
TSB23008DS | TE Connectivity | 50: 2.486 150: 2.442 250: 2.387 500: 2.343 6,800: 2.299 10,000: 2.123 | Conn Europa Terminal Block 16 POS 8mm Screw Cable Mount 30A/Contact | [28 empty] | Bulk |  |  |  |  | 18869997 |  |  |  | * | [12 empty] | 3741 | https://www.unikeyic.com/media/datasheet/cc/c8/f763/cc/e46a3eea4f97c62903d4e4cb2e32618d.pdf | https://www.unikeyic.com/products/specialty-terminal-blocks/tsb23008ds/34184542.html
TSB23010DS | TE Connectivity | 15: 10.307 30: 9.075 60: 8.866 150: 8.668 250: 8.481 500: 6.325 1,000: 4.818 5,000: 3.971 10,000: 3.663 | Conn Europa Terminal Block 20 POS 8mm Screw Cable Mount 30A/Contact | [10 empty] | TSB23010DS TE Connectivity | [11 empty] | wire mounting |  |  |  | 105℃(max) | [23 empty] | 47 | https://www.unikeyic.com/media/datasheet/57/7d/c861/57/a1c6efbd76e253e75aa31dad0da3d217.pdf | https://www.unikeyic.com/products/specialty-terminal-blocks/tsb23010ds/21193855.html
TSB23011DS | TE Connectivity | 20: 5.533 50: 5.434 100: 5.335 200: 5.247 | Conn Europa Terminal Block 22 POS 8mm Screw Cable Mount 30A/Contact | [28 empty] | Bulk |  |  |  |  | 18868104 |  |  |  | * | [12 empty] | 1771 | https://www.unikeyic.com/media/datasheet/8c/09/9f9c/8c/b8cd48498dcf1feeeaa87312682ba342.pdf | https://www.unikeyic.com/products/specialty-terminal-blocks/tsb23011ds/1983409.html
TSB23012 | TE Connectivity | 20: 7.117 40: 6.996 80: 6.875 | Conn Europa Terminal Block 12 POS 8mm Screw Cable Mount 30A/Contact | [10 empty] | TSB23012 TE Connectivity | [11 empty] | wire mounting |  |  |  | 105℃(max) | [23 empty] | 630 | https://www.unikeyic.com/media/datasheet/7a/f2/c319/7a/5408c83a6154fe6bfeed1c8d5ab95642.pdf | https://www.unikeyic.com/products/specialty-terminal-blocks/tsb23012/10504648.html
TSB500 1231DS HT | TE Connectivity | 20: 5.863 50: 5.753 95: 5.654 200: 5.544 | Conn Europa Terminal Block 12 POS 10mm Screw Cable Mount 30A/Contact | [10 empty] | TSB500 1231DS HT TE Connectivity | [11 empty] | wire mounting |  |  |  | 150℃(max) | [7 empty] | Non-compliant | [15 empty] | 2876 | https://www.unikeyic.com/media/datasheet/9d/8e/82b4/9d/b00f294dca35bd747a97e74ed5fcdfc6.pdf | https://www.unikeyic.com/products/specialty-terminal-blocks/tsb500-1231ds-ht/2077945.html
TSB5000331DS | TE Connectivity | 80: 1.419 250: 1.243 450: 1.221 850: 1.188 1,000: 1.166 5,000: 0.957 10,000: 0.891 | Conn Europa Terminal Block F 6 POS 10mm Screw Cable Mount 30A/Contact | [10 empty] | TSB5000331DS TE Connectivity | [11 empty] | wire mounting |  |  |  | -35℃~100℃ | [23 empty] | 217 | https://www.unikeyic.com/media/datasheet/15/b3/0465/15/2aed73c0f596d9107b5f5bd8f5f30729.pdf | https://www.unikeyic.com/products/specialty-terminal-blocks/tsb5000331ds/23154395.html
TSB5000831DS | TE Connectivity | 16: 7.062 200: 7.062 400: 6.226 500: 4.653 1,000: 3.542 5,000: 2.926 10,000: 2.695 | Conn Europa Terminal Block F 16 POS 10mm Screw Cable Mount 30A/Contact | [10 empty] | TSB5000831DS TE Connectivity | [11 empty] | wire mounting |  |  |  | -35℃~100℃ | [23 empty] | 24 | https://www.unikeyic.com/media/datasheet/e8/87/21f6/e8/83a55292e6a962f81a059ae314627e98.pdf | https://www.unikeyic.com/products/specialty-terminal-blocks/tsb5000831ds/33809856.html
TSB5000931DS | TE Connectivity | 30: 3.696 5,100: 3.696 10,000: 3.41 | Conn Europa Terminal Block F 18 POS 10mm Screw Cable Mount 30A/Contact | [22 empty] | wire mounting |  |  |  | -35℃~100℃ | [23 empty] | 90 | https://www.unikeyic.com/media/about_us/Unikey_ISO_9001_Certification.pdf | https://www.unikeyic.com/products/specialty-terminal-blocks/tsb5000931ds/20654202.html
XBUT10 | EATON | 1: 6.6688 10: 5.8685 100: 5.7618 250: 5.7618 500: 5.7618 1,000: 5.7618 | Conn Feed-Through Terminal Block Screw T DIN Rail 65A | Industrial | [9 empty] | XBUT10 EATON | [11 empty] | DIN rail mounting |  |  |  | -40℃~125℃ | [23 empty] | 6 | https://www.unikeyic.com/media/datasheet/39/8b/6a6f/398b6a6f8d06014a2834ba6e48875df7.pdf | https://www.unikeyic.com/products/specialty-terminal-blocks/xbut10/31520929.html
XBUT16 | EATON | 1: 15.1717 10: 10.7876 25: 9.5715 50: 8.8395 100: 8.2493 250: 7.6506 500: 7.3089 1,000: 7.0426 | 12MM WIDE GRAY FEED THRU TB 17-4 | Industrial | [9 empty] | XBUT16 EATON | [11 empty] | DIN rail mounting |  |  |  | -40℃~125℃ | [23 empty] | 100 | https://www.unikeyic.com/media/datasheet/39/8b/6a6f/398b6a6f8d06014a2834ba6e48875df7.pdf | https://www.unikeyic.com/products/specialty-terminal-blocks/xbut16/2000808.html
XBUT4 | EATON | 1: 2.556 |  | Industrial | [9 empty] | XBUT4 EATON | [11 empty] | DIN rail mounting |  |  |  | -40℃~125℃ | [23 empty] | 2502 | https://www.unikeyic.com/media/datasheet/39/8b/6a6f/398b6a6f8d06014a2834ba6e48875df7.pdf | https://www.unikeyic.com/products/specialty-terminal-blocks/xbut4/19537067.html
XBUT4D22 | EATON | 1: 8.7416 10: 8.0132 100: 7.8675 250: 7.8675 500: 7.8675 1,000: 7.8675 | TERMINAL BLOCK, 4WIRE, 6.2MM, 26-10AWG; No. of Positions:4Positions; Wire Size AWG Min:26AWG; Wire Size AWG Max:10AWG; Conductor Area CSA:4mm²; Wire Connection Method:Screw; Rated Current:39A; Rated Vol | [10 empty] | XBUT4D22 EATON | [6 empty] | 64.1mm(Length)*6.2mm(height) |  |  |  |  | DIN rail mounting | [27 empty] | 1183 | https://www.unikeyic.com/media/datasheet/39/8b/6a6f/398b6a6f8d06014a2834ba6e48875df7.pdf | https://www.unikeyic.com/products/specialty-terminal-blocks/xbut4d22/2312531.html
XBUT4FBE | EATON | 1: 18.9142 10: 18.5765 25: 18.2387 100: 18.2387 250: 18.2387 500: 18.2387 | FUSED TERMINAL BLOCK, 6.2MM, 5X20 FUSE; No. of Positions:2Positions; Wire Size AWG Min:26AWG; Wire Size AWG Max:10AWG; Conductor Area CSA:4mm²; Wire Connection Method:Screw; Rated Current:6.3A; Rated Voltage:250V; Colour | [10 empty] | XBUT4FBE EATON | [6 empty] | 56.8mm(Length)*6.2mm(height) |  |  |  |  | DIN rail mounting | [27 empty] | 97 | https://www.unikeyic.com/media/datasheet/39/8b/6a6f/398b6a6f8d06014a2834ba6e48875df7.pdf | https://www.unikeyic.com/products/specialty-terminal-blocks/xbut4fbe/21891214.html
XBUT4GN | EATON | 1: 5.3136 10: 3.7757 25: 3.3087 50: 3.018 100: 2.7783 250: 2.53 500: 2.386 1,000: 2.2726 5,000: 2.0967 | 6.2MM WIDE GREEN FEED THRU TB 26 | Industrial | [9 empty] | XBUT4GN EATON | [11 empty] | DIN rail mounting |  |  |  | -40℃~125℃ | [23 empty] | 100 | https://www.unikeyic.com/media/datasheet/39/8b/6a6f/398b6a6f8d06014a2834ba6e48875df7.pdf | https://www.unikeyic.com/products/specialty-terminal-blocks/xbut4gn/6159518.html
XBUT4OR | EATON | 1: 5.3136 10: 3.7757 25: 3.3087 50: 3.018 100: 2.7783 250: 2.53 500: 2.386 1,000: 2.2726 5,000: 2.0967 | Feed-Through Terminal Block, Screw T, DIN Rail, 30A | Industrial | [9 empty] | XBUT4OR EATON | [11 empty] | DIN rail mounting |  |  |  | -40℃~125℃ | [23 empty] | 100 | https://www.unikeyic.com/media/datasheet/39/8b/6a6f/398b6a6f8d06014a2834ba6e48875df7.pdf | https://www.unikeyic.com/products/specialty-terminal-blocks/xbut4or/28000055.html
XBUT4RD | EATON | 1: 2.244 | Feed-Through Terminal Block, Screw T, DIN Rail, 30A | Industrial | [9 empty] | XBUT4RD EATON | [11 empty] | DIN rail mounting |  |  |  | -40℃~125℃ | [23 empty] | 371 | https://www.unikeyic.com/media/datasheet/39/8b/6a6f/398b6a6f8d06014a2834ba6e48875df7.pdf | https://www.unikeyic.com/products/specialty-terminal-blocks/xbut4rd/12645323.html
XBUT4YE | EATON | 1: 5.3136 10: 3.7757 25: 3.3087 50: 3.018 100: 2.7783 250: 2.53 500: 2.386 1,000: 2.2726 5,000: 2.0967 | 6.2MM WIDE YELLOW FEED THRU TB 2 | Industrial | [9 empty] | XBUT4YE EATON | [11 empty] | DIN rail mounting |  |  |  | -40℃~125℃ | [23 empty] | 100 | https://www.unikeyic.com/media/datasheet/39/8b/6a6f/398b6a6f8d06014a2834ba6e48875df7.pdf | https://www.unikeyic.com/products/specialty-terminal-blocks/xbut4ye/21862964.html
XBUT6 | EATON | 1: 2.94 |  | Industrial | [9 empty] | XBUT6 EATON | [11 empty] | DIN rail mounting |  |  |  | -40℃~125℃ | [23 empty] | 1080 | https://www.unikeyic.com/media/datasheet/39/8b/6a6f/398b6a6f8d06014a2834ba6e48875df7.pdf | https://www.unikeyic.com/products/specialty-terminal-blocks/xbut6/20374555.html
XBUT6FBNL250 | EATON | 1: 22.236 | [11 empty] | XBUT6FBNL250 EATON | [6 empty] | 8.2mm(height) |  |  |  |  | DIN rail mounting | [27 empty] | 66 | https://www.unikeyic.com/media/datasheet/a5/20/8b1e/a5/84407c8e28e0eebe36885145e907c8dd.pdf | https://www.unikeyic.com/products/specialty-terminal-blocks/xbut6fbnl250/670529.html
XW6T-COM1.5X16BL | OMRON | 1: 29.8372 | Omron XW6T-COM1.5X16BL | Industrial | [9 empty] | XW6T-COM1.5X16BL OMRON | [6 empty] | 78mm(Length) |  |  |  |  | DIN rail mounting |  |  |  | -40℃~55℃ | [5 empty] | On sale |  | Compliant | boxed, bulk | [14 empty] | 5 | https://www.unikeyic.com/media/datasheet/c4/4c/5cac/c44c5cac9fd73726e5c7135111da9a59.pdf | https://www.unikeyic.com/products/specialty-terminal-blocks/xw6t-com1-5x16bl/2509011.html
XW6T-COM1.5X16RD | OMRON | 1: 26.3547 | Omron XW6T-COM1.5X16RD | Industrial | [9 empty] | XW6T-COM1.5X16RD OMRON | [11 empty] | DIN rail mounting |  |  |  | -40℃~55℃ | [5 empty] | On sale |  |  | boxed | [14 empty] | 4 | https://www.unikeyic.com/media/datasheet/c4/4c/5cac/c44c5cac9fd73726e5c7135111da9a59.pdf | https://www.unikeyic.com/products/specialty-terminal-blocks/xw6t-com1-5x16rd/31813913.html
XW6T-COM1.5X40YL | OMRON | 1: 65.67 | Omron XW6T-COM1.5X40YL | Industrial | [9 empty] | XW6T-COM1.5X40YL OMRON | [11 empty] | DIN rail mounting |  |  |  | -40℃~55℃ | [5 empty] | On sale |  |  | boxed | [14 empty] | 11 | https://www.unikeyic.com/media/datasheet/c4/4c/5cac/c44c5cac9fd73726e5c7135111da9a59.pdf | https://www.unikeyic.com/products/specialty-terminal-blocks/xw6t-com1-5x40yl/241762.html
XW6T-COM1.5X8YL | OMRON | 1: 19.1346 | Omron XW6T-COM1.5X8YL | Industrial | [9 empty] | XW6T-COM1.5X8YL OMRON | [11 empty] | DIN rail mounting |  |  |  | -40℃~55℃ | [5 empty] | On sale |  |  | boxed | [14 empty] | 5 | https://www.unikeyic.com/media/datasheet/c4/4c/5cac/c44c5cac9fd73726e5c7135111da9a59.pdf | https://www.unikeyic.com/products/specialty-terminal-blocks/xw6t-com1-5x8yl/5691358.html
XW6T-COM2.5X16RD | OMRON | 1: 28.5361 | Omron XW6T-COM2.5X16RD | Industrial | [9 empty] | XW6T-COM2.5X16RD OMRON | [11 empty] | DIN rail mounting |  |  |  | -40℃~55℃ | [5 empty] | On sale |  |  | boxed | [14 empty] | 6 | https://www.unikeyic.com/media/datasheet/c4/4c/5cac/c44c5cac9fd73726e5c7135111da9a59.pdf | https://www.unikeyic.com/products/specialty-terminal-blocks/xw6t-com2-5x16rd/34314092.html
XW6T-COM2.5X20RD | OMRON | 1: 34.0213 | Omron XW6T-COM2.5X20RD | Industrial | [9 empty] | XW6T-COM2.5X20RD OMRON | [11 empty] | DIN rail mounting |  |  |  | -40℃~55℃ | [5 empty] | On sale |  |  | boxed | [14 empty] | 3 | https://www.unikeyic.com/media/datasheet/c4/4c/5cac/c44c5cac9fd73726e5c7135111da9a59.pdf | https://www.unikeyic.com/products/specialty-terminal-blocks/xw6t-com2-5x20rd/2045858.html
XW6T-COM2.5X40RD | OMRON | 1: 65.2235 | Omron XW6T-COM2.5X40RD | Industrial | [9 empty] | XW6T-COM2.5X40RD OMRON | [11 empty] | DIN rail mounting |  |  |  | -40℃~55℃ | [5 empty] | On sale |  |  | boxed | [14 empty] | 1 | https://www.unikeyic.com/media/datasheet/c4/4c/5cac/c44c5cac9fd73726e5c7135111da9a59.pdf | https://www.unikeyic.com/products/specialty-terminal-blocks/xw6t-com2-5x40rd/30672934.html