## Wire-to-Board Terminal Blocks
Part Number | Manufacturer | Price | Description | Base Product Number | Clamp Material-Plating | Color | Connector Style | Connector Type | Contact Finish | Contact Finish Thickness | Contact Material | Contact Material-Plating | Current | Current Rating (Amps) | Datasheet | Features | Flat Flex Type | Gender | Housing Material | Length/Width/Height | Mating Cycles | Mating Orientation | Moisture Sensitivity Level (MSL) | Mounting Type | Mounting Type | Number of Levels | Number of Positions | Operating Temperature | Operating Temperature | Packaging | Pitch | Positions Per Level | Product Status | Rid | SPM | Screw Material - Plating | Screw Thread | Series | Termination | Termination Style | Torque-Screw | Voltage | Voltage Rating | Wire Gauge | Wire Termination | Stock | Datasheet URL | Source URL
009276001021006 | AVX | 1,000: 0.556 2,000: 0.5243 | 1 Terminal block - level、 0.098" (2.50mm) |  | - | Black | [5 empty] | Copper Alloy - Tin Plated | 6 A |  |  | - |  |  | Polyamide (PA46), Nylon 4/6, Glass Filled |  |  | Horizontal with Board | 3 (168 Hours) |  | Surface Mount | 1 |  |  | -40°C ~ 125°C |  | 0.098" (2.50mm) | 1 |  | 16636782 |  | - | - | 9276 |  |  | - | 250 V |  | 18-24 AWG | Screwless - Leg Spring, Push-In Spring | 2008 | https://www.unikeyic.com/media/datasheet/c9/9d/5bd5/c99d5bd5f3f9c45bd12a81b9adeb14a4.pdf | https://www.unikeyic.com/products/wire-to-board-terminal-blocks/009276001021006/17732868.html
009276002021106 | AVX | 10: 1.1488 100: 0.9104 250: 0.8885 500: 0.7954 1,000: 0.715 2,500: 0.6717 | Header Receptacle F 2 Pos 2.5mm Solder RA SMD 6A/Contact T/R |  | - | White | [5 empty] | Copper Alloy - Tin Plated | 6 A |  |  | - |  |  | Polyamide (PA46), Nylon 4/6, Glass Filled |  |  | Horizontal with Board | 3 (168 Hours) |  | Surface Mount | 1 |  |  | -40°C ~ 125°C |  | 0.098" (2.50mm) | 2 |  |  |  | - | - | 9276 |  |  | - | 250 V |  | 18-24 AWG | Screwless - Leg Spring, Push-In Spring | 2812 | https://www.unikeyic.com/media/datasheet/cf/4e/928d/cf/8d7875a506acbc973df4aea7491b39e3.pdf | https://www.unikeyic.com/products/wire-to-board-terminal-blocks/009276002021106/5400885.html
009276006021106 | AVX | 10: 1.6581 100: 1.3775 500: 1.2286 1,000: 1.04 2,500: 1.0017 | Conn Header F 6 POS 2.5mm Solder RA SMD 6A/Contact T/R |  | - | White | [5 empty] | Copper Alloy - Tin Plated | 6 A |  |  | - |  |  | Polyamide (PA46), Nylon 4/6, Glass Filled |  |  | Horizontal with Board | 3 (168 Hours) |  | Surface Mount | 1 |  |  | -40°C ~ 125°C |  | 0.098" (2.50mm) | 6 |  |  |  | - | - | 9276 |  |  | - | 250 V |  | 18-24 AWG | Screwless - Leg Spring, Push-In Spring | 3408 | https://www.unikeyic.com/media/datasheet/c9/9d/5bd5/c99d5bd5f3f9c45bd12a81b9adeb14a4.pdf | https://www.unikeyic.com/products/wire-to-board-terminal-blocks/009276006021106/869403.html
0395430624 | molex | 35: 3.344 500: 3.344 960: 3.267 2,000: 2.86 5,000: 2.783 10,000: 2.629 25,000: 2.541 | Conn Eurostyle Block 24 POS 5mm Solder ST Thru-Hole 10A/Contact Eurostyle™ | 039543 | Brass | Black | [5 empty] | Brass - Tin Plated | 10 A |  |  | - |  |  | Polyamide (PA66), Nylon 6/6 |  |  | Horizontal with Board | 1 (Unlimited) |  | Through Hole | 1 |  |  | -40°C ~ 105°C | Bulk | 0.197" (5.00mm) | 24 |  | 2740987 |  | Steel | - | Eurostyle ESE 39543 |  |  | 0.34 Nm (3.0 Lb-In) | 300 V |  | 14-22 AWG | Screw - Leaf Spring, Wire Guard | 480 | https://www.unikeyic.com/media/datasheet/d2/d7/e664/97/48b07993c6b85de87dcaa44ff6bed4fd.pdf | https://www.unikeyic.com/products/wire-to-board-terminal-blocks/0395430624/14387552.html
0395432002 | molex | 100: 0.594 150: 0.55 700: 0.451 | Conn Eurostyle Block 2 POS 5mm Solder ST Thru-Hole 10A/Contact Eurostyle™ | 039543 | - | Black | [5 empty] | Brass - Tin Plated | 10 A |  |  | Positions Stamped |  |  | Polyamide (PA66), Nylon 6/6 |  |  | Horizontal with Board | 1 (Unlimited) |  | Through Hole | 1 |  |  | -40°C ~ 105°C | Bulk | 0.197" (5.00mm) | 2 |  |  |  | Steel | - | Eurostyle ESE 39543 |  |  | 0.34 Nm (3.0 Lb-In) | 300 V |  | 14-24 AWG | Screw - Leaf Spring, Wire Guard | 1304 | https://www.unikeyic.com/media/datasheet/d2/d7/e664/01/f5cd31befc15788f702ceb5bd584c67b.pdf | https://www.unikeyic.com/products/wire-to-board-terminal-blocks/0395432002/6738755.html
0395930612 | molex | 1: 4.365 10: 3.1035 25: 2.7149 50: 2.4713 100: 2.2696 250: 2.0596 720: 1.8837 1,440: 1.7988 5,040: 1.6903 | Eurostyle Block Connector, Female, 12 POS, 5mm Pitch, Solder, Straight, Thru-Hole, 10A/Contact | 039593 | Brass | Green | [5 empty] | Brass - Tin Plated | 10 A |  |  | - |  |  | Polyamide (PA66), Nylon 6/6 |  |  | Horizontal with Board | 1 (Unlimited) |  | Through Hole | 1 |  |  | -40°C ~ 105°C | Bulk | 0.197" (5.00mm) | 12 |  |  |  | Steel | - | Eurostyle ESE 39593 |  |  | 0.34 Nm (3.0 Lb-In) | 300 V |  | 14-22 AWG | Screw - Rising Cage Clamp | 297 | https://www.unikeyic.com/media/datasheet/1f/16/b891/1f/d663d3de92a516c4f91d4e281b6b3974.pdf | https://www.unikeyic.com/products/wire-to-board-terminal-blocks/0395930612/2566912.html
0395933002 | molex | 1: 9.1742 10: 6.5074 25: 5.735 50: 5.2634 100: 4.8794 250: 4.4861 500: 4.26 2,100: 3.9371 | Conn Eurostyle Block 2 POS 5mm Solder ST Thru-Hole 15A/Contact Eurostyle™ | 039593 | Brass | Green | [5 empty] | Brass - Tin Plated | 15 A |  |  | - |  |  | Polyamide (PA66), Nylon 6/6 |  |  | Horizontal with Board | 1 (Unlimited) |  | Through Hole | 1 |  |  | -40°C ~ 105°C | Bulk | 0.197" (5.00mm) | 2 |  |  |  | Steel | - | Eurostyle ESE 39593 |  |  | 0.51 Nm (4.5 Lb-In) | 300 V |  | 14-22 AWG | Screw - Rising Cage Clamp | 2027 | https://www.unikeyic.com/media/datasheet/d2/d7/e664/fe/455a715d3d04553bcbc3648344fff764.pdf | https://www.unikeyic.com/products/wire-to-board-terminal-blocks/0395933002/34954689.html
0395933012 | molex | 1: 6.9267 10: 4.9124 25: 4.315 50: 3.9474 100: 3.6459 480: 3.1657 960: 3.023 1,440: 2.9545 | Conn Eurostyle Block F 12 POS 5mm Solder ST Thru-Hole 15A/Contact Eurostyle™ | 039593 | Brass | Green | [5 empty] | Brass - Tin Plated | 15 A |  |  | - |  |  | Polyamide (PA66), Nylon 6/6 |  |  | Horizontal with Board | 1 (Unlimited) |  | Through Hole | 1 |  |  | -40°C ~ 105°C | Bulk | 0.197" (5.00mm) | 12 |  | 4481095 |  | Steel | - | Eurostyle ESE 39593 |  |  | 0.51 Nm (4.5 Lb-In) | 300 V |  | 14-22 AWG | Screw - Rising Cage Clamp | 445 | https://www.unikeyic.com/media/datasheet/d2/d7/e664/33/3b23a1b9d332a04b342c56562594beb0.pdf | https://www.unikeyic.com/products/wire-to-board-terminal-blocks/0395933012/32118495.html
0395934309 | molex | 1: 5.4572 10: 3.8762 25: 3.397 50: 3.0994 100: 2.8541 250: 2.6002 720: 2.3885 1,440: 2.2867 | Eurostyle Terminal Block, 9-Pos, 5mm Pitch, Thru-Hole, 10A/Contact | 039593 | Brass | Green | [5 empty] | Brass - Tin Plated | 10 A |  |  | - |  |  | Polyamide (PA66), Nylon 6/6 |  |  | 45° (135°) Angle with Board | 1 (Unlimited) |  | Through Hole | 1 |  |  | -40°C ~ 105°C | Bulk | 0.197" (5.00mm) | 9 |  |  |  | Steel | - | Eurostyle ESE 39593 |  |  | 0.34 Nm (3.0 Lb-In) | 300 V |  | 14-22 AWG | Screw - Rising Cage Clamp | 720 | https://www.unikeyic.com/media/datasheet/92/b3/3913/92/060f5a7426337f286ac6a3965de5c65a.pdf | https://www.unikeyic.com/products/wire-to-board-terminal-blocks/0395934309/26658923.html
0395934313 | molex | 1: 6.602 10: 4.6866 25: 4.1149 50: 3.7624 100: 3.4729 360: 3.0789 720: 2.9269 1,080: 2.8538 | Eurostyle Block Connector F 13 POS 5mm Pitch Solder Thru-Hole 10A/Contact | 039593 | Brass | Green | [5 empty] | Brass - Tin Plated | 10 A |  |  | - |  |  | Polyamide (PA66), Nylon 6/6 |  |  | 45° (135°) Angle with Board | 1 (Unlimited) |  | Through Hole | 1 |  |  | -40°C ~ 105°C | Bulk | 0.197" (5.00mm) | 13 |  | 4481141 |  | Steel | - | Eurostyle ESE 39593 |  |  | 0.34 Nm (3.0 Lb-In) | 300 V |  | 14-22 AWG | Screw - Rising Cage Clamp | 360 | https://www.unikeyic.com/media/datasheet/d2/d7/e664/0d/23850f09fe9cddc660d305d5f069715b.pdf | https://www.unikeyic.com/products/wire-to-board-terminal-blocks/0395934313/31841217.html
0395934314 | molex | 1: 6.8504 10: 4.8584 25: 4.2671 50: 3.9029 100: 3.6044 360: 3.1983 720: 3.0417 1,080: 2.9664 | Conn Eurostyle Block F 14 POS 5mm Solder Thru-Hole 10A/Contact Eurostyle™ | 039593 | Brass | Green | [5 empty] | Brass - Tin Plated | 10 A |  |  | - |  |  | Polyamide (PA66), Nylon 6/6 |  |  | 45° (135°) Angle with Board | 1 (Unlimited) |  | Through Hole | 1 |  |  | -40°C ~ 105°C | Bulk | 0.197" (5.00mm) | 14 |  |  |  | Steel | - | Eurostyle ESE 39593 |  |  | 0.34 Nm (3.0 Lb-In) | 300 V |  | 14-22 AWG | Screw - Rising Cage Clamp | 330 | https://www.unikeyic.com/media/datasheet/e2/c6/62fc/e2/c6cd20a64b3e1e14aa0fca29eaf6f63d.pdf | https://www.unikeyic.com/products/wire-to-board-terminal-blocks/0395934314/1087293.html
0395943007 | molex | 1: 4.528 10: 3.2235 25: 2.8208 50: 2.569 100: 2.3602 250: 2.1434 720: 1.9618 1,440: 1.8742 5,040: 1.7623 | Conn Eurostyle Block 7 POS 5.08mm Solder ST Thru-Hole 15A/Contact Eurostyle™ | 039594 | Brass | Green | [5 empty] | Brass - Tin Plated | 15 A |  |  | - |  |  | Polyamide (PA66), Nylon 6/6 |  |  | Horizontal with Board | 1 (Unlimited) |  | Through Hole | 1 |  |  | -40°C ~ 105°C | Bulk | 0.200" (5.08mm) | 7 |  | 4481295 |  | Steel | - | Eurostyle ESE 39594 |  |  | 0.51 Nm (4.5 Lb-In) | 300 V |  | 12-30 AWG | Screw - Rising Cage Clamp | 675 | https://www.unikeyic.com/media/datasheet/52/55/dd7b/52/48d8da295c9d3ca09c147f1bf45ea9cf.pdf | https://www.unikeyic.com/products/wire-to-board-terminal-blocks/0395943007/20422584.html
0395943014 | molex | 1: 7.452 10: 5.2834 25: 4.6449 50: 4.2526 100: 3.9315 384: 3.4784 768: 3.3144 1,152: 3.2356 | Eurostyle Block Connector 14 POS 5.08mm Solder ST Thru-Hole 15A Eurostyle™ | 039594 | Brass | Green | [5 empty] | Brass - Tin Plated | 15 A |  |  | - |  |  | Polyamide (PA66), Nylon 6/6 |  |  | Horizontal with Board | 1 (Unlimited) |  | Through Hole | 1 |  |  | -40°C ~ 105°C | Bulk | 0.200" (5.08mm) | 14 |  | 4481298 |  | Steel | - | Eurostyle ESE 39594 |  |  | 0.51 Nm (4.5 Lb-In) | 300 V |  | 12-30 AWG | Screw - Rising Cage Clamp | 369 | https://www.unikeyic.com/media/datasheet/68/69/6fbb/68/932c2c8f7922c16087d8ba9c442a10b2.pdf | https://www.unikeyic.com/products/wire-to-board-terminal-blocks/0395943014/31190048.html
0397000210 | molex | 1: 7.8454 10: 5.5641 25: 4.8951 50: 4.4843 100: 4.1485 420: 3.6506 840: 3.4848 1,260: 3.4053 | Conn Spring Terminal Block 10 POS 2.54mm Solder ST Thru-Hole 6A/Contact Eurostyle™ | 039700 | Steel, Stainless | Green | [5 empty] | Brass - Tin Plated | 6 A |  |  | - |  |  | Polyamide (PA66), Nylon 6/6 |  |  | Vertical with Board | 1 (Unlimited) |  | Through Hole | 1 |  |  | -40°C ~ 105°C | Bulk | 0.100" (2.54mm) | 10 |  |  |  | - | - | Eurostyle 39700 |  |  | - | 150 V |  | 18-26 AWG | Screwless - Push Button Clamp | 380 | https://www.unikeyic.com/media/datasheet/d2/d7/e664/bc/10762a059d9a89777fa0192b4eb9e85d.pdf | https://www.unikeyic.com/products/wire-to-board-terminal-blocks/0397000210/8056169.html
0397000810 | molex | 1: 7.8454 10: 5.5641 25: 4.8951 50: 4.4843 100: 4.1485 360: 3.6933 720: 3.5182 1,080: 3.4342 | Conn Spring Terminal Block 10 POS 5mm Solder RA Thru-Hole 10A/Contact Eurostyle™ | 039700 | Steel, Stainless | Green | [5 empty] | Brass - Tin Plated | 10 A |  |  | - |  |  | Polyamide (PA66), Nylon 6/6 |  |  | Horizontal with Board | 1 (Unlimited) |  | Through Hole | 1 |  |  | -40°C ~ 105°C | Bulk | 0.197" (5.00mm) | 10 |  |  |  | - | - | Eurostyle 39700 |  |  | - | 300 V |  | 14-22 AWG | Screwless - Push Button Clamp | 358 | https://www.unikeyic.com/media/datasheet/d2/d7/e664/bc/10762a059d9a89777fa0192b4eb9e85d.pdf | https://www.unikeyic.com/products/wire-to-board-terminal-blocks/0397000810/28221446.html
0397000912 | molex | 1: 8.4829 10: 6.0114 25: 5.2928 50: 4.853 100: 4.494 360: 4.0083 720: 3.8219 1,080: 3.7324 | Conn Spring Terminal Block 12 POS 5mm Solder ST Thru-Hole 10A/Contact Eurostyle™ | 039700 | Steel, Stainless | Green | [5 empty] | Brass - Tin Plated | 10 A |  |  | - |  |  | Polyamide (PA66), Nylon 6/6 |  |  | Vertical with Board | 1 (Unlimited) |  | Through Hole | 1 |  |  | -40°C ~ 105°C | Bulk | 0.197" (5.00mm) | 12 |  |  |  | - | - | Eurostyle 39700 |  |  | - | 300 V |  | 14-22 AWG | Screwless - Push Button Clamp | 334 | https://www.unikeyic.com/media/datasheet/2a/6c/e636/2a/01bb69827fcdd70934ea916c8dbfd7ed.pdf | https://www.unikeyic.com/products/wire-to-board-terminal-blocks/0397000912/32281905.html
0397007504 | molex | 1: 3.0171 10: 1.797 25: 1.5665 50: 1.419 100: 1.295 250: 1.1642 500: 1.0872 1,080: 1.0199 5,400: 0.9265 | Conn PC Terminal Block 4 POS 3.5mm Solder Thru-Hole 5A/Contact | 039700 | - | Gray | [5 empty] | Phosphor Bronze - Tin Plated | 5 A |  |  | - |  |  | Polyamide (PA66), Nylon 6/6 |  |  | 45° (135°) Angle with Board | 1 (Unlimited) |  | Through Hole | 1 |  |  | -40°C ~ 105°C | Bulk | 0.138" (3.50mm) | 4 |  |  |  | - | - | Eurostyle 39700 |  |  | - | 300 V |  | 16-20 AWG | Screwless - Push Button Clamp | 1029 | https://www.unikeyic.com/media/datasheet/d2/d7/e664/17/18de0b5eba615b0433515f0f2a17b78f.pdf | https://www.unikeyic.com/products/wire-to-board-terminal-blocks/0397007504/24811019.html
0397420003 | molex | 1: 2.899 10: 1.728 25: 1.5064 50: 1.3643 100: 1.2446 250: 1.1181 720: 1.0106 1,440: 0.9583 5,040: 0.8908 | EURO TERM BLK MODULAR VERT 7.62MM 3C GRN | 039742 | Brass - Nickel Plated | Green | [5 empty] | Brass - Tin Plated | 30 A |  |  | Interlocking (Side) |  |  | Polyamide (PA66), Nylon 6/6 |  |  | Horizontal with Board | 1 (Unlimited) |  | Through Hole | 1 |  |  | -40°C ~ 105°C | Bulk | 0.300" (7.62mm) | 3 |  | 5255100 |  | Steel - Zinc Plated | M3 | 39742 |  |  | 0.56 Nm (5.0 Lb-In) | 300 V |  | 10-30 AWG | Screw - Rising Cage Clamp | 707 | https://www.unikeyic.com/media/datasheet/d2/d7/e664/d6/ae1030a2fa9df81cd0c9940ae2ad804c.pdf | https://www.unikeyic.com/products/wire-to-board-terminal-blocks/0397420003/4506839.html
0397440006 | molex | 1: 9.6934 10: 6.8737 25: 6.0622 50: 5.5673 100: 5.1645 336: 4.645 672: 4.4318 1,008: 4.3294 | TERM BLK VERT MOD BOX 5.0MM 6C-GREEN | 039744 | Steel - Zinc Plated | Green | [5 empty] | Brass - Tin Plated | 20 A |  |  | - |  |  | Polyamide (PA66), Nylon 6/6 |  |  | Vertical with Board | 1 (Unlimited) |  | Through Hole | 1 |  |  | -40°C ~ 105°C | Bulk | 0.197" (5.00mm) | 6 |  | 5255117 |  | Steel - Zinc Plated | M2.5 | 39744 |  |  | 0.5 Nm (4.4 Lb-In) | 300 V |  | 12-30 AWG | Screw - Pressure Clip | 255 | https://www.unikeyic.com/media/datasheet/d2/d7/e664/95/e7a3201fb877af0b3c9b01be60bbaf61.pdf | https://www.unikeyic.com/products/wire-to-board-terminal-blocks/0397440006/30682067.html
0397440010 | molex | 1: 15.174 10: 10.7892 25: 9.5723 50: 8.8404 192: 7.8054 384: 7.4302 576: 7.25 1,152: 6.9972 | TERM BLK VERT MOD BOX 5.0MM 10C-GREEN | 039744 | Steel - Zinc Plated | Green | [5 empty] | Brass - Tin Plated | 20 A |  |  | - |  |  | Polyamide (PA66), Nylon 6/6 |  |  | Vertical with Board | 1 (Unlimited) |  | Through Hole | 1 |  |  | -40°C ~ 105°C | Bulk | 0.197" (5.00mm) | 10 |  |  |  | Steel - Zinc Plated | M2.5 | 39744 |  |  | 0.5 Nm (4.4 Lb-In) | 300 V |  | 12-30 AWG | Screw - Pressure Clip | 192 | https://www.unikeyic.com/media/datasheet/c6/c9/0aac/c6/8828e626f7a5dd6ba016f52dabfc95f0.pdf | https://www.unikeyic.com/products/wire-to-board-terminal-blocks/0397440010/22296062.html
0398800407 | molex | 1: 4.3632 10: 3.1018 25: 2.7134 50: 2.47 100: 2.2683 250: 2.0585 500: 1.9363 1,000: 1.8399 5,000: 1.6899 | Conn Eurostyle Block 7 POS 5.08mm Solder Thru-Hole 17.5A/Contact Eurostyle™ | 039880 | Copper Alloy - Nickel Plated | Black | [5 empty] | Copper - Tin Plated | 17.5 A |  |  | - |  |  | Polyamide (PA), Nylon |  |  | 35° (145°) Angle with Board | 1 (Unlimited) |  | Through Hole | 1 |  |  | -40°C ~ 105°C | Bulk | 0.200" (5.08mm) | 7 |  |  |  | Copper Alloy - Nickel Plated | M3 | Eurostyle 39880 |  |  | 0.79 Nm (7.0 Lb-In) | 300 V |  | 12-30 AWG | Screw - Rising Cage Clamp | 219 | https://www.unikeyic.com/media/datasheet/d2/d7/e664/0f/5a532b2d87323880688ef7b1f3f76f8a.pdf | https://www.unikeyic.com/products/wire-to-board-terminal-blocks/0398800407/28422807.html
0398800410 | molex | 1: 6.5271 10: 4.6293 25: 4.0644 50: 3.7153 175: 3.2385 350: 3.046 525: 2.9527 1,050: 2.8209 | Eurostyle Block Connector, 10 Pos, 5.08mm Pitch, Solder Thru-Hole, 17.5A/Contact | 039880 | Copper Alloy - Nickel Plated | Black | [5 empty] | Copper - Tin Plated | 17.5 A |  |  | - |  |  | Polyamide (PA), Nylon |  |  | 35° (145°) Angle with Board | 1 (Unlimited) |  | Through Hole | 1 |  |  | -40°C ~ 105°C | Bulk | 0.200" (5.08mm) | 10 |  |  |  | Copper Alloy - Nickel Plated | M3 | Eurostyle 39880 |  |  | 0.79 Nm (7.0 Lb-In) | 300 V |  | 12-30 AWG | Screw - Rising Cage Clamp | 135 | https://www.unikeyic.com/media/datasheet/d2/d7/e664/0f/5a532b2d87323880688ef7b1f3f76f8a.pdf | https://www.unikeyic.com/products/wire-to-board-terminal-blocks/0398800410/31003924.html
0398800411 | molex | 1: 7.1002 10: 5.0366 25: 4.4261 50: 4.0501 150: 3.5902 300: 3.3726 600: 3.2008 1,050: 3.0896 | Eurostyle Block Connector 11 POS 5.08mm Solder Thru-Hole 17.5A/Contact | 039880 | Copper Alloy - Nickel Plated | Black | [5 empty] | Copper - Tin Plated | 17.5 A |  |  | - |  |  | Polyamide (PA), Nylon |  |  | 35° (145°) Angle with Board | 1 (Unlimited) |  | Through Hole | 1 |  |  | -40°C ~ 105°C | Bulk | 0.200" (5.08mm) | 11 |  |  |  | Copper Alloy - Nickel Plated | M3 | Eurostyle 39880 |  |  | 0.79 Nm (7.0 Lb-In) | 300 V |  | 12-30 AWG | Screw - Rising Cage Clamp | 135 | https://www.unikeyic.com/media/datasheet/d2/d7/e664/0f/5a532b2d87323880688ef7b1f3f76f8a.pdf | https://www.unikeyic.com/products/wire-to-board-terminal-blocks/0398800411/6794499.html
0398900307 | molex | 1: 3.4668 10: 2.4721 25: 2.1591 50: 1.9615 200: 1.6615 400: 1.5529 600: 1.5 1,000: 1.443 5,000: 1.3183 | Conn Eurostyle Block 7 POS 5mm Solder ST Thru-Hole 13.5A/Contact Eurostyle™ | 039890 | Copper Alloy - Nickel Plated | Black | [5 empty] | Copper Alloy - Tin Plated | 13.5 A |  |  | Interlocking (Side) |  |  | Polyamide (PA), Nylon |  |  | Horizontal with Board | 1 (Unlimited) |  | Through Hole | 1 |  |  | -40°C ~ 105°C | Bulk | 0.197" (5.00mm) | 7 |  |  |  | Copper Alloy - Nickel Plated | M3 | Eurostyle 39890 |  |  | 0.68 Nm (6 Lb-In) | 300 V |  | 16-30 AWG | Screw - Rising Cage Clamp | 721 | https://www.unikeyic.com/media/datasheet/d0/1f/3b79/69/f858ec0f2d0a0b2e7c205a4601db33e5.pdf | https://www.unikeyic.com/products/wire-to-board-terminal-blocks/0398900307/24502758.html
0398900402 | molex | 25: 0.6123 50: 0.6123 100: 0.5486 250: 0.5486 500: 0.5388 1,000: 0.5388 | Conn Eurostyle Block 2 POS 5mm Solder Thru-Hole 17.5A/Contact Eurostyle™ | 039890 | Copper - Nickel Plated | Black | [5 empty] | Copper - Tin Plated | 17.5 A |  |  | - |  |  | Polyamide (PA), Nylon |  |  | 35° (145°) Angle with Board | 1 (Unlimited) |  | Through Hole | 1 |  |  | 105°C | Tray | 0.197" (5.00mm) | 2 |  |  |  | Copper - Nickel Plated | - | Eurostyle 39890 |  |  | - | 300 V |  | 12-30 AWG | Screw | 1731 | https://www.unikeyic.com/media/datasheet/ab/e8/868a/abe8868a575cd59f5706536df6cf22d3.pdf | https://www.unikeyic.com/products/wire-to-board-terminal-blocks/0398900402/28788791.html
0398900409 | molex | 1: 6.0696 10: 4.3103 25: 3.7813 50: 3.4541 175: 3.0057 350: 2.8244 525: 2.7364 1,050: 2.6122 | Conn Eurostyle Block 9 POS 5mm Solder Thru-Hole 17.5A/Contact Eurostyle™ | 039890 | Copper - Nickel Plated | Black | [5 empty] | Copper - Tin Plated | 17.5 A |  |  | - |  |  | Polyamide (PA), Nylon |  |  | 35° (145°) Angle with Board | 1 (Unlimited) |  | Through Hole | 1 |  |  | 105°C | Tray | 0.197" (5.00mm) | 9 |  |  |  | Copper - Nickel Plated | - | Eurostyle 39890 |  |  | - | 300 V |  | 12-30 AWG | Screw | 413 | https://www.unikeyic.com/media/datasheet/d2/d7/e664/e4/ee529fb697305c23678591c158d50972.pdf | https://www.unikeyic.com/products/wire-to-board-terminal-blocks/0398900409/32199888.html
1-1546074-8 | TE Connectivity | 200: 12.5274 | Conn Terminal Block F 18 POS 5.08mm Solder Thru-Hole 17.5A/Contact | 1546074 | Brass - Nickel Plated | Black | [5 empty] | Brass - Tin Plated | 17.5 A |  |  | Interlocking (Side) |  |  | Polyamide (PA66), Nylon 6/6 |  |  | 35° (145°) Angle with Board | 1 (Unlimited) |  | Through Hole | 1 |  |  | -40°C ~ 105°C | Bulk | 0.200" (5.08mm) | 18 |  | 1649008 |  | Brass - Nickel Plated | M3 | Buchanan |  |  | 0.79 Nm (7.0 Lb-In) | 300 V |  | 12-30 AWG | Screw - Rising Cage Clamp | 20000 | https://www.unikeyic.com/media/datasheet/4d/67/8d61/4d/c9dacd443649fa1bf1b24b2fc0e9822a.pdf | https://www.unikeyic.com/products/wire-to-board-terminal-blocks/1-1546074-8/6085663.html
1-1546215-2 | TE Connectivity | 1: 13.6419 | Conn Eurostyle Block HDR 12 POS 2.54mm Solder ST Thru-Hole 10A Box | 1546215 | Brass - Nickel Plated | Gray | [5 empty] | Brass - Tin Plated | 10 A |  |  | - |  |  | Polyamide (PA66), Nylon 6/6 |  |  | Horizontal with Board | 1 (Unlimited) |  | Through Hole | 1 |  |  | -40°C ~ 105°C | Bulk | 0.100" (2.54mm) | 12 |  |  |  | Steel, Stainless | M1.6 | Buchanan |  |  | 0.2 Nm (1.7 Lb-In) | 150 V |  | 16-30 AWG | Screw - Rising Cage Clamp | 5 | https://www.unikeyic.com/media/datasheet/c6/39/b5e4/c639b5e4d3c099167c34515f70320a39.pdf | https://www.unikeyic.com/products/wire-to-board-terminal-blocks/1-1546215-2/10631822.html
1-1546216-4 | TE Connectivity | 1: 15.1927 10: 10.805 25: 9.5893 50: 8.8586 100: 8.2693 | Eurostyle Block Connector 14 POS 5mm Solder ST Thru-Hole 13.5A/Contact | [11 empty] | 1-1546216-4 TE Connectivity |  |  |  |  | 70mm(Length)*8.2mm(height) |  |  |  | clip mounting, threaded mounting, Through hole mounting |  |  |  | -40℃~105℃ |  |  |  |  | Stop production |  | bulk | [10 empty] | 200 | https://www.unikeyic.com/media/datasheet/cb/64/4826/cb/a1082b7259b32b8611f5be0c9da382ac.pdf | https://www.unikeyic.com/products/wire-to-board-terminal-blocks/1-1546216-4/2636800.html
1-1776113-0 | TE Connectivity | 1: 8.6742 | Conn Terminal Block F 10 POS 3.81mm Screw ST Thru-Hole 12A | 1776113 | Copper Alloy - Nickel Plated | Black | [5 empty] | Copper Alloy - Tin Plated | 12 A |  |  | - |  |  | Polyamide (PA), Nylon |  |  | Horizontal with Board | 1 (Unlimited) |  | Through Hole | 1 |  |  | -40°C ~ 110°C | Bulk | 0.150" (3.81mm) | 10 |  | 1826845 |  | Copper Alloy - Nickel Plated | - | Buchanan |  |  | - | 150 V |  | 16-28 AWG | Screw - Rising Cage Clamp | 10 | https://www.unikeyic.com/media/datasheet/62/d0/7ce6/62/497f3d18df0131c21c28158d503ef72a.pdf | https://www.unikeyic.com/products/wire-to-board-terminal-blocks/1-1776113-0/15038510.html
1-1776260-0 | TE Connectivity | 1: 14.6088 | Conn Eurostyle Block HDR 10 POS 5.08mm Solder ST Thru-Hole 10A/Contact | 1776260 | Steel, Stainless | Green | [5 empty] | Brass - Nickel Tin Plated | 10 A |  |  | - |  |  | Polyamide (PA66), Nylon 6/6 |  |  | Vertical with Board | 1 (Unlimited) |  | Through Hole | 1 |  |  | -55°C ~ 105°C | Bulk | 0.200" (5.08mm) | 10 |  | 1826889 |  | - | - | Buchanan |  |  | - | 300 V |  | 14-22 AWG | Screwless - Leg Spring, Push-In Spring | 4 | https://www.unikeyic.com/media/datasheet/9a/15/9600/9a/c59d048a63e23a5312cbc13a082916d3.pdf | https://www.unikeyic.com/products/wire-to-board-terminal-blocks/1-1776260-0/34755044.html
1-1776275-2 | TE Connectivity | 1: 3.6604 | Conn Eurostyle Block HDR 12 POS 3.5mm Solder ST Thru-Hole 7A/Contact | 1776275 | Steel, Stainless | Blue | [5 empty] | Brass - Copper Tin Plated | 7 A |  |  | Interlocking (Side) |  |  | Polyamide (PA66), Nylon 6/6 |  |  | Horizontal with Board | 1 (Unlimited) |  | Through Hole | 1 |  |  | -55°C ~ 105°C | Bulk | 0.138" (3.50mm) | 12 |  | 1826906 |  | Steel, Galvanized - Chromate Plated | M2.6 | Buchanan |  |  | 0.28 Nm (2.5 Lb-In) | 250 V |  | 18-26 AWG | Screw - Leaf Spring, Wire Guard | 5 | https://www.unikeyic.com/media/datasheet/39/a6/5212/39/265d1f7bb787107a72a0309c71dbb832.pdf | https://www.unikeyic.com/products/wire-to-board-terminal-blocks/1-1776275-2/8786455.html
1-1776857-0 | TE Connectivity | 200: 5.2831 | Conn Terminal Block 10 POS 3.81mm Screw RA Thru-Hole | [11 empty] | 1-1776857-0 TE Connectivity | [8 empty] | threaded mounting, Through hole mounting | [8 empty] | Stop production |  | bulk | [10 empty] | 20000 | https://www.unikeyic.com/media/datasheet/41/a1/2080/41/653f37c38c57de89eb8006aded248037.pdf | https://www.unikeyic.com/products/wire-to-board-terminal-blocks/1-1776857-0/190148.html
1-1986711-4 | TE Connectivity | 1: 45.331 10: 31.968 25: 28.1124 50: 26.6976 100: 22.6044 250: 21.4272 | Conn Terminal Block 14 POS 5mm Solder ST Thru-Hole 16A/Contact | 1986711 | Steel | Green | [5 empty] | Copper Alloy - Tin Plated | 16 A |  |  | Interlocking (Side) |  |  | Polyamide (PA), Nylon |  |  | Horizontal with Board | 1 (Unlimited) |  | Through Hole | 1 |  |  | -40°C ~ 110°C | Bulk | 0.197" (5.00mm) | 14 |  | 3189869 |  | - | - | - |  |  | - | 300 V |  | 12-30 AWG | Screwless - Push Button Clamp | 127 | https://www.unikeyic.com/media/datasheet/55/86/9a58/55869a58bd9b8e34c682d4899c3ffe63.pdf | https://www.unikeyic.com/products/wire-to-board-terminal-blocks/1-1986711-4/23708805.html
1-1986711-6 | TE Connectivity | 7: 18.183 16: 17.864 31: 17.556 61: 17.237 | Conn Terminal Block 16 POS 5mm Solder ST Thru-Hole 16A/Contact | 1986711 | Steel | Green | [5 empty] | Copper Alloy - Tin Plated | 16 A |  |  | Interlocking (Side) |  |  | Polyamide (PA), Nylon |  |  | Horizontal with Board | 1 (Unlimited) |  | Through Hole | 1 |  |  | -40°C ~ 110°C | Bulk | 0.197" (5.00mm) | 16 |  |  |  | - | - | - |  |  | - | 300 V |  | 12-30 AWG | Screwless - Push Button Clamp | 146 | https://www.unikeyic.com/media/datasheet/a1/b0/9aeb/a1b09aebf331e6e0bb8bda6a6e15c3d9.pdf | https://www.unikeyic.com/products/wire-to-board-terminal-blocks/1-1986711-6/17776730.html
1-1986712-1 | TE Connectivity | 1: 35.618 10: 25.1208 20: 22.086 50: 20.9952 100: 19.7532 200: 17.1396 500: 16.7724 | Conn Terminal Block 11 POS 5.08mm Solder ST Thru-Hole 16A/Contact | 1986712 | Steel | Green | [5 empty] | Copper Alloy - Tin Plated | 16 A |  |  | Interlocking (Side) |  |  | Polyamide (PA), Nylon |  |  | Horizontal with Board | 1 (Unlimited) |  | Through Hole | 1 |  |  | -40°C ~ 110°C | Bulk | 0.200" (5.08mm) | 11 |  | 3189890 |  | - | - | - |  |  | - | 300 V |  | 12-30 AWG | Screwless - Push Button Clamp | 338 | https://www.unikeyic.com/media/datasheet/5b/44/9a2d/5b449a2dd51d7f0724eef7717193f963.pdf | https://www.unikeyic.com/products/wire-to-board-terminal-blocks/1-1986712-1/5175595.html
1-1986712-2 | TE Connectivity | 7: 17.083 17: 16.786 33: 16.489 65: 16.203 | Terminal Block Connector, 12 POS, 5.08mm Pitch, Solder, ST, TH, 16A/Contact | 1986712 | Steel | Green | [5 empty] | Copper Alloy - Tin Plated | 16 A |  |  | Interlocking (Side) |  |  | Polyamide (PA), Nylon |  |  | Horizontal with Board | 1 (Unlimited) |  | Through Hole | 1 |  |  | -40°C ~ 110°C | Bulk | 0.200" (5.08mm) | 12 |  | 3189891 |  | - | - | - |  |  | - | 300 V |  | 12-30 AWG | Screwless - Push Button Clamp | 300 | https://www.unikeyic.com/media/datasheet/5b/47/4faa/5b/f1824104a559089d3553dff88fa42636.pdf | https://www.unikeyic.com/products/wire-to-board-terminal-blocks/1-1986712-2/31832109.html
1-1986712-4 | TE Connectivity | 50: 25.9884 100: 24.5852 250: 23.1831 | Conn Terminal Block, 14 POS, 5.08mm Pitch, Solder ST Thru-Hole, 16A/Contact | 1986712 | Steel | Green | [5 empty] | Copper Alloy - Tin Plated | 16 A |  |  | Interlocking (Side) |  |  | Polyamide (PA), Nylon |  |  | Horizontal with Board | 1 (Unlimited) |  | Through Hole | 1 |  |  | -40°C ~ 110°C | Bulk | 0.200" (5.08mm) | 14 |  | 3189893 |  | - | - | - |  |  | - | 300 V |  | 12-30 AWG | Screwless - Push Button Clamp | 134 | https://www.unikeyic.com/media/datasheet/40/4f/b2d8/404fb2d80449788ed78b2d592934ef76.pdf | https://www.unikeyic.com/products/wire-to-board-terminal-blocks/1-1986712-4/22481387.html
1-1986712-6 | TE Connectivity | 50: 24.8195 100: 23.4663 250: 22.1136 500: 21.3503 | Terminal Block Connector, 16 Pos, 5.08mm Pitch, Solder, ST, Thru-Hole, 16A | 1986712 | Steel | Green | [5 empty] | Copper Alloy - Tin Plated | 16 A |  |  | Interlocking (Side) |  |  | Polyamide (PA), Nylon |  |  | Horizontal with Board | 1 (Unlimited) |  | Through Hole | 1 |  |  | -40°C ~ 110°C | Bulk | 0.200" (5.08mm) | 16 |  | 3189895 |  | - | - | - |  |  | - | 300 V |  | 12-30 AWG | Screwless - Push Button Clamp | 119 | https://www.unikeyic.com/media/datasheet/5b/47/4faa/5b/f1824104a559089d3553dff88fa42636.pdf | https://www.unikeyic.com/products/wire-to-board-terminal-blocks/1-1986712-6/1481642.html
1-1986713-2 | TE Connectivity | 1: 179.872 2: 176.77 4: 173.668 7: 170.566 | Conn Power Terminal Block RCP 12 POS 15mm Screw ST Thru-Hole 130A/Contact Carton | 1986713 | Steel - Tin Plated | Green | [5 empty] | Copper Alloy - Tin Plated | 130 A |  |  | Interlocking (Side) |  |  | Polyamide (PA), Nylon |  |  | Horizontal with Board | 1 (Unlimited) |  | Through Hole | 1 |  |  | -40°C ~ 110°C | Bulk | 0.591" (15.00mm) | 12 |  |  |  | Steel - Nickel Plated | M5 | - |  |  | 2.1-2.5 Nm (1.5-1.8 LbIn) | 600 V |  | 1-20 AWG | Screw | 76 | https://www.unikeyic.com/media/datasheet/d5/31/5f47/d5/fcc535cd9061c59fe9195cf27b6f9fc2.pdf | https://www.unikeyic.com/products/wire-to-board-terminal-blocks/1-1986713-2/1905841.html
1-2383938-1 | TE Connectivity | 230: 7.1027 | Terminal Block Connector, 11 POS, 5mm Pitch, Solder, ST, SMD, 13.5A/Contact, T/R |  | Copper Alloy - Nickel Plated | Black | [5 empty] | Copper Alloy - Nickel Tin Plated | 13.5 A |  |  | Board Guide |  |  | Polyamide (PA), Nylon |  |  | Horizontal with Board | 1 (Unlimited) |  | Surface Mount | 1 |  |  | -40°C ~ 105°C |  | 0.197" (5.00mm) | 11 |  | 14639302 |  | Copper Alloy - Nickel Plated | M3 | Termi-Blok, Buchanan |  |  | 0.5-0.6 Nm (4.4-5.3 Lb-In) | 300 V |  | 16-30 AWG | Screw - Rising Cage Clamp | 441 | https://www.unikeyic.com/media/datasheet/f0/0d/99e9/f00d99e9d4c44f648bded2ff1b2d8f0c.pdf | https://www.unikeyic.com/products/wire-to-board-terminal-blocks/1-2383938-1/34444258.html
1-2383938-2 | TE Connectivity | 230: 6.6208 690: 6.6208 | Conn Terminal Block 12 POS 5mm Solder ST SMD 13.5A/Contact T/R |  | Copper Alloy - Nickel Plated | Black | [5 empty] | Copper Alloy - Nickel Tin Plated | 13.5 A |  |  | Board Guide |  |  | Polyamide (PA), Nylon |  |  | Horizontal with Board | 1 (Unlimited) |  | Surface Mount | 1 |  |  | -40°C ~ 105°C |  | 0.197" (5.00mm) | 12 |  | 14639232 |  | Copper Alloy - Nickel Plated | M3 | Termi-Blok, Buchanan |  |  | 0.5-0.6 Nm (4.4-5.3 Lb-In) | 300 V |  | 16-30 AWG | Screw - Rising Cage Clamp | 437 | https://www.unikeyic.com/media/datasheet/c1/ce/0a12/c1ce0a12182df1f0f8504d5ee40ba231.pdf | https://www.unikeyic.com/products/wire-to-board-terminal-blocks/1-2383938-2/13018548.html
1-2383941-2 | TE Connectivity | 300: 8.4018 | Conn Terminal Block 12 POS 3.81mm Solder ST SMD 7A/Contact T/R |  | Copper Alloy - Nickel Plated | Black | [5 empty] | Copper Alloy - Nickel Tin Plated | 7 A |  |  | Board Guide |  |  | Polyamide (PA), Nylon |  |  | Horizontal with Board | 1 (Unlimited) |  | Surface Mount | 1 |  |  | -40°C ~ 105°C |  | 0.150" (3.81mm) | 12 |  | 14639270 |  | Copper Alloy - Nickel Plated | M2 | Termi-Blok, Buchanan |  |  | 0.5-0.6 Nm (4.4-5.3 Lb-In) | 300 V |  | 18-28 AWG | Screw - Rising Cage Clamp | 576 | https://www.unikeyic.com/media/datasheet/5a/ae/9313/5aae93139b5c40fe81cd4d44be71c265.pdf | https://www.unikeyic.com/products/wire-to-board-terminal-blocks/1-2383941-2/13032995.html
1-2383942-0 | TE Connectivity | 300: 7.0713 | Conn Terminal Block 10 POS 3.5mm Solder ST SMD 12A/Contact T/R |  | Copper Alloy - Nickel Plated | Black | [5 empty] | Copper Alloy - Nickel Tin Plated | 12 A |  |  | Board Guide |  |  | Polyamide (PA), Nylon |  |  | Horizontal with Board | 1 (Unlimited) |  | Surface Mount | 1 |  |  | -40°C ~ 105°C |  | 0.138" (3.50mm) | 10 |  |  |  | Copper Alloy - Nickel Plated | M2 | Termi-Blok, Buchanan |  |  | 0.5-0.6 Nm (4.4-5.3 Lb-In) | 300 V |  | 18-28 AWG | Screw - Rising Cage Clamp | 594 | https://www.unikeyic.com/media/datasheet/68/49/e490/6849e49028828b5e82564213251d80e2.pdf | https://www.unikeyic.com/products/wire-to-board-terminal-blocks/1-2383942-0/21773826.html
1-282834-0 | TE Connectivity | 1: 7.9115 100: 7.259 | Conn Eurostyle Block 10 POS 2.54mm Solder ST Thru-Hole 10A/Contact Box | 282834 | Brass - Nickel Plated | Green | [5 empty] | Brass - Tin Plated | 10 A |  |  | - |  |  | Polyamide (PA66), Nylon 6/6 |  |  | Horizontal with Board | 1 (Unlimited) |  | Through Hole | 1 |  |  | -40°C ~ 105°C | Bulk | 0.100" (2.54mm) | 10 |  |  |  | Steel, Stainless | M1.6 | Buchanan |  |  | 0.2 Nm (1.7 Lb-In) | 150 V |  | 16-30 AWG | Screw - Rising Cage Clamp | 2 | https://www.unikeyic.com/media/datasheet/6a/61/a46c/6a61a46c83cb0deb62a4271e2e6523b7.pdf | https://www.unikeyic.com/products/wire-to-board-terminal-blocks/1-282834-0/7027080.html
1-282837-8 | TE Connectivity | 1: 24.8217 10: 17.7619 25: 15.8784 | Eurostyle Block Connector RCP 18 POS 5.08mm Solder ST Thru-Hole 13.5A/Contact Box | 282837 | Brass - Nickel Plated | Green | [5 empty] | Brass - Tin Plated | 13.5 A |  |  | Interlocking (Side) |  |  | Polyamide (PA66), Nylon 6/6 |  |  | Horizontal with Board | 1 (Unlimited) |  | Through Hole | 1 |  |  | - | Bulk | 0.200" (5.08mm) | 18 |  | 1648913 |  | Brass - Nickel Plated | M3 | Buchanan |  |  | 0.68 Nm (6 Lb-In) | 300 V |  | 16-28 AWG | Screw - Rising Cage Clamp | 34 | https://www.unikeyic.com/media/datasheet/81/aa/33d5/81/3046c048d974d877a856b6fc15f2b35a.pdf | https://www.unikeyic.com/products/wire-to-board-terminal-blocks/1-282837-8/7423846.html
1-282838-2 | TE Connectivity | 25: 6.4672 50: 5.9455 100: 5.5214 250: 5.135 | Conn Eurostyle Block HDR 11 POS 10mm Solder ST Thru-Hole 13.5A/Contact Box | 282838 | Brass - Nickel Plated | Green | [5 empty] | Brass - Tin Plated | 13.5 A |  |  | Interlocking (Side) |  |  | Polyamide (PA66), Nylon 6/6 |  |  | Horizontal with Board | 1 (Unlimited) |  | Through Hole | 1 |  |  | - | Bulk | 0.394" (10.00mm) | 11 |  |  |  | Brass - Nickel Plated | M3 | Buchanan |  |  | 0.68 Nm (6 Lb-In) | 600 V |  | 16-30 AWG | Screw - Rising Cage Clamp | 378 | https://www.unikeyic.com/media/datasheet/29/20/bcd8/29/201e0b6c259425d6b97996c5010678e4.pdf | https://www.unikeyic.com/products/wire-to-board-terminal-blocks/1-282838-2/15009081.html
1-282841-0 | TE Connectivity | 30: 3.718 75: 3.652 150: 3.586 300: 3.52 | Conn Eurostyle Block HDR 10 POS 5.08mm Solder ST Thru-Hole 17.5A/Contact | 282841 | Brass - Nickel Plated | Green | [5 empty] | Brass - Tin Plated | 17.5 A |  |  | Interlocking (Side) |  |  | Polyamide (PA66), Nylon 6/6 |  |  | Horizontal with Board | 1 (Unlimited) |  | Through Hole | 1 |  |  | - | Bulk | 0.200" (5.08mm) | 10 |  | 1826946 |  | Brass - Nickel Plated | M3 | Buchanan |  |  | 0.79 Nm (7.0 Lb-In) | 300 V |  | 12-30 AWG | Screw - Rising Cage Clamp | 311 | https://www.unikeyic.com/media/datasheet/a3/21/fad8/a321fad82a9e93ef193fab2a8e29ac02.pdf | https://www.unikeyic.com/products/wire-to-board-terminal-blocks/1-282841-0/32283373.html
1-282841-1 | TE Connectivity | 1: 14.95 10: 10.054 20: 8.7804 50: 8.1 100: 7.5492 200: 6.3828 500: 6.2208 1,000: 6.1128 | Conn Eurostyle Block HDR 11 POS 5.08mm Solder ST Thru-Hole 17.5A/Contact | 282841 | Brass - Nickel Plated | Green | [5 empty] | Brass - Tin Plated | 17.5 A |  |  | Interlocking (Side) |  |  | Polyamide (PA66), Nylon 6/6 |  |  | Horizontal with Board | 1 (Unlimited) |  | Through Hole | 1 |  |  | - | Bulk | 0.200" (5.08mm) | 11 |  |  |  | Brass - Nickel Plated | M3 | Buchanan |  |  | 0.79 Nm (7.0 Lb-In) | 300 V |  | 12-30 AWG | Screw - Rising Cage Clamp | 275 | https://www.unikeyic.com/media/datasheet/32/5d/0b15/325d0b15c4fb3d3ddeabccc4337ad29d.pdf | https://www.unikeyic.com/products/wire-to-board-terminal-blocks/1-282841-1/1960634.html
1-282847-0 | TE Connectivity | 1: 16.9625 10: 11.178 20: 10.0872 50: 9.234 100: 8.6184 200: 7.3224 500: 7.0848 1,000: 6.7176 | Conn Eurostyle Block HDR 10 POS 5.08mm Solder ST Thru-Hole 17.5A/Contact Box | 282847 | Brass - Nickel Plated | Green | [5 empty] | Brass - Tin Plated | 17.5 A |  |  | Interlocking (Side) |  |  | Polyamide (PA66), Nylon 6/6 |  |  | 35° (145°) Angle with Board | 1 (Unlimited) |  | Through Hole | 1 |  |  | - | Bulk | 0.200" (5.08mm) | 10 |  | 1826961 |  | Brass - Nickel Plated | M3 | Buchanan |  |  | 0.79 Nm (7.0 Lb-In) | 300 V |  | 12-30 AWG | Screw - Rising Cage Clamp | 356 | https://www.unikeyic.com/media/datasheet/44/81/b320/44/82efb108e64b8474fc26ea0cf06e2405.pdf | https://www.unikeyic.com/products/wire-to-board-terminal-blocks/1-282847-0/22846351.html
1-282856-2 | TE Connectivity | 20: 7.04 40: 6.919 80: 6.798 200: 6.677 400: 6.072 500: 4.532 1,000: 3.443 | Conn Eurostyle Block HDR 12 POS 5mm Solder ST Thru-Hole 24A/Contact Carton | 282856 | Brass - Nickel Plated | Green | [5 empty] | Brass - Tin Plated | 24 A |  |  | Interlocking (Side) |  |  | Polyamide (PA66), Nylon 6/6 |  |  | Horizontal with Board | 1 (Unlimited) |  | Through Hole | 1 |  |  | - | Bulk | 0.197" (5.00mm) | 12 |  |  |  | Brass - Nickel Plated | M3 | Buchanan |  |  | 0.79 Nm (7.0 Lb-In) | 300 V |  | 12-30 AWG | Screw - Rising Cage Clamp | 1784 | https://www.unikeyic.com/media/datasheet/63/55/701a/6355701ac4a583b82d84f2d64622af42.pdf | https://www.unikeyic.com/products/wire-to-board-terminal-blocks/1-282856-2/34940822.html
1-282856-3 | TE Connectivity | 50: 13.1317 100: 12.3173 250: 11.4963 500: 11.03 1,000: 10.6678 | Conn Eurostyle Block HDR 13 POS 5mm Solder ST Thru-Hole 24A/Contact Carton | 282856 | Brass - Nickel Plated | Green | [5 empty] | Brass - Tin Plated | 24 A |  |  | Interlocking (Side) |  |  | Polyamide (PA66), Nylon 6/6 |  |  | Horizontal with Board | 1 (Unlimited) |  | Through Hole | 1 |  |  | - | Bulk | 0.197" (5.00mm) | 13 |  | 1649000 |  | Brass - Nickel Plated | M3 | Buchanan |  |  | 0.79 Nm (7.0 Lb-In) | 300 V |  | 12-30 AWG | Screw - Rising Cage Clamp | 190 | https://www.unikeyic.com/media/datasheet/e6/8f/049c/e68f049cf532ba10f43690d1ef4777c4.pdf | https://www.unikeyic.com/products/wire-to-board-terminal-blocks/1-282856-3/16504001.html
1-282857-2 | TE Connectivity | 1: 12.2812 | Eurostyle Block HDR 12 POS 5.08mm Solder ST Thru-Hole 24A/Contact | 282857 | Brass - Nickel Plated | Green | [5 empty] | Brass - Tin Plated | 24 A |  |  | Interlocking (Side) |  |  | Polyamide (PA66), Nylon 6/6 |  |  | Horizontal with Board | 1 (Unlimited) |  | Through Hole | 1 |  |  | - | Bulk | 0.200" (5.08mm) | 12 |  |  |  | Brass - Nickel Plated | M3 | Buchanan |  |  | 0.79 Nm (7.0 Lb-In) | 300 V |  | 12-30 AWG | Screw - Rising Cage Clamp | 3 | https://www.unikeyic.com/media/datasheet/68/dc/cdd8/68dccdd8d512bba67b58ddcadf6dd64e.pdf | https://www.unikeyic.com/products/wire-to-board-terminal-blocks/1-282857-2/30858278.html
1-282858-1 | TE Connectivity | 300: 8.9759 | Eurostyle Block Connector F 11 POS 10mm Solder ST Thru-Hole 24A/Contact Carton | 282858 | Brass - Nickel Plated | Green | [5 empty] | Brass - Tin Plated | 24 A |  |  | Interlocking (Side) |  |  | Polyamide (PA66), Nylon 6/6 |  |  | Horizontal with Board | 1 (Unlimited) |  | Through Hole | 1 |  |  | - | Bulk | 0.394" (10.00mm) | 11 |  |  |  | Brass - Nickel Plated | M3 | Buchanan |  |  | 0.79 Nm (7.0 Lb-In) | 600 V |  | 12-30 AWG | Screw - Rising Cage Clamp | 30000 | https://www.unikeyic.com/media/datasheet/92/47/4a93/92/5e1430be40dcbf4f11872900e9dec9d7.pdf | https://www.unikeyic.com/products/wire-to-board-terminal-blocks/1-282858-1/32220347.html
1-282858-2 | TE Connectivity | 1: 13.7278 | Conn Eurostyle Block F 12 POS 10mm Solder ST Thru-Hole 24A/Contact Carton | 282858 | Brass - Nickel Plated | Green | [5 empty] | Brass - Tin Plated | 24 A |  |  | Interlocking (Side) |  |  | Polyamide (PA66), Nylon 6/6 |  |  | Horizontal with Board | 1 (Unlimited) |  | Through Hole | 1 |  |  | - | Bulk | 0.394" (10.00mm) | 12 |  |  |  | Brass - Nickel Plated | M3 | Buchanan |  |  | 0.79 Nm (7.0 Lb-In) | 600 V |  | 12-30 AWG | Screw - Rising Cage Clamp | 4 | https://www.unikeyic.com/media/datasheet/d5/45/66b8/d54566b81f8a9dfc74f884133ccce821.pdf | https://www.unikeyic.com/products/wire-to-board-terminal-blocks/1-282858-2/15081071.html
1-282884-1 | TE Connectivity | 25: 4.433 65: 4.367 150: 4.29 250: 4.213 1,000: 3.828 | Conn Terminal Block HDR 3 POS 5mm Solder ST Thru-Hole | 282884 | Brass - Nickel Plated | Green | [5 empty] | Brass - Tin Plated | 13.5 A |  |  | High Wire Entry Level, Interlocking (Side), Positions Stamped |  |  | Polyamide (PA66), Nylon 6/6 |  |  | Horizontal with Board | 1 (Unlimited) |  | Through Hole | 1 |  |  | -40°C ~ 105°C | Bulk | 0.197" (5.00mm) | 3 |  |  |  | Brass - Nickel Plated | M3 | Buchanan |  |  | 0.68 Nm (6 Lb-In) | 300 V |  | 16-30 AWG | Screw - Rising Cage Clamp | 1000 | https://www.unikeyic.com/media/datasheet/8b/db/c37a/8b/f0b90e87298ae6eb8644cb9fb1f5e265.pdf | https://www.unikeyic.com/products/wire-to-board-terminal-blocks/1-282884-1/33892094.html
1-282901-2 | TE Connectivity | 45: 14.7968 | Conn Terminal Block HDR 12 POS 5.08mm Solder ST Thru-Hole 17.5A/Contact | 282901 | Brass - Nickel Plated | Green | [5 empty] | Brass - Tin Plated | 17.5 A |  |  | Interlocking (Side), Mid Wire Entry Level, Positions Stamped |  |  | Polyamide (PA66), Nylon 6/6 |  |  | Horizontal with Board | 1 (Unlimited) |  | Through Hole | 1 |  |  | -40°C ~ 105°C | Bulk | 0.200" (5.08mm) | 12 |  |  |  | Brass - Nickel Plated | M3 | Buchanan |  |  | 0.79 Nm (7.0 Lb-In) | 300 V |  | 12-30 AWG | Screw - Rising Cage Clamp | 49 | https://www.unikeyic.com/media/datasheet/86/b5/8cb2/86b58cb265bd4279027ac3ebc5be52d5.pdf | https://www.unikeyic.com/products/wire-to-board-terminal-blocks/1-282901-2/27770490.html
1-2834011-3 | TE Connectivity | 1: 0.4665 | Conn PC Terminal Block RCP 3 POS 3.5mm Solder ST Thru-Hole 6A/Contact Box/Carton | 2834011 | - | Green | [5 empty] | Copper Alloy - Tin Plated | 6 A |  |  | - |  |  | Polyamide (PA66), Nylon 6/6 |  |  | Vertical with Board | Not Applicable |  | Through Hole, Kinked Pin | 1 |  |  | -40°C ~ 105°C | Bulk | 0.138" (3.50mm) | 3 |  |  |  | - | - | - |  |  | - | 300 V |  | 14-20 AWG | Screwless - Leg Spring, Push-In Spring | 1 | https://www.unikeyic.com/media/datasheet/ca/a5/c7ab/caa5c7abfac0711b8de39d8a8248fed7.pdf | https://www.unikeyic.com/products/wire-to-board-terminal-blocks/1-2834011-3/4671862.html
1-2834011-4 | TE Connectivity | 1: 0.9651 10: 0.7721 100: 0.6434 500: 0.5939 1,000: 0.5515 | PC Terminal Block Connector Receptacle 4 Pos 3.5mm Solder Straight Thru-Hole 6A Box/Carton | 2834011 | - | Green | [5 empty] | Copper Alloy - Tin Plated | 6 A |  |  | - |  |  | Polyamide (PA66), Nylon 6/6 |  |  | Vertical with Board | Not Applicable |  | Through Hole, Kinked Pin | 1 |  |  | -40°C ~ 105°C | Bulk | 0.138" (3.50mm) | 4 |  |  |  | - | - | - |  |  | - | 300 V |  | 14-20 AWG | Screwless - Leg Spring, Push-In Spring |  | https://www.unikeyic.com/media/datasheet/2b/0f/4b50/2b/ee5b13a3bfc518a0d9474d212bb69869.pdf | https://www.unikeyic.com/products/wire-to-board-terminal-blocks/1-2834011-4/4734671.html
1-2834011-5 | TE Connectivity | 1: 0.4751 | TE Connectivity PCB Terminal Block 5 Pos 3.5mm Pitch TH Solder Green | 2834011 | - | Green | [5 empty] | Copper Alloy - Tin Plated | 6 A |  |  | - |  |  | Polyamide (PA66), Nylon 6/6 |  |  | Vertical with Board | Not Applicable |  | Through Hole, Kinked Pin | 1 |  |  | -40°C ~ 105°C | Bulk | 0.138" (3.50mm) | 5 |  |  |  | - | - | - |  |  | - | 300 V |  | 14-20 AWG | Screwless - Leg Spring, Push-In Spring | 2 | https://www.unikeyic.com/media/datasheet/ca/a5/c7ab/caa5c7abfac0711b8de39d8a8248fed7.pdf | https://www.unikeyic.com/products/wire-to-board-terminal-blocks/1-2834011-5/26005446.html
1-2834014-3 | TE Connectivity | 25: 0.7751 50: 0.7128 100: 0.6974 250: 0.6145 500: 0.5951 1,000: 0.5562 | Conn Modular Terminal Block RCP 3 POS 5mm Solder ST Thru-Hole 10A/Contact Box/Carton | 2834014 | Steel, Stainless | Green | [5 empty] | Copper Alloy - Tin Plated | 10 A |  |  | - |  |  | Polyamide (PA66), Nylon 6/6 |  |  | Horizontal and Vertical with Board | Not Applicable |  | Through Hole, Kinked Pin | 1 |  |  | -40°C ~ 105°C | Bulk | 0.197" (5.00mm) | 3 |  |  |  | - | - | - |  |  | - | 300 V |  | 16-20 AWG | Screwless - Leg Spring, Push-In Spring | 3889 | https://www.unikeyic.com/media/datasheet/df/66/ab58/df/3278b225d2d2933e7daced44f0a1ab81.pdf | https://www.unikeyic.com/products/wire-to-board-terminal-blocks/1-2834014-3/22005850.html
1-2834015-3 | TE Connectivity | 1: 0.4628 | TE Connectivity PCBTerminal block, 3road, 2.54mmPitch, Through hole mounting, Welding termination, green | 2834015 | Steel, Stainless | Green | [5 empty] | Copper Alloy - Tin Plated | 6 A |  |  | - |  |  | Polyamide (PA66), Nylon 6/6 |  |  | Vertical with Board | Not Applicable |  | Through Hole | 1 |  |  | -40°C ~ 105°C | Bulk | 0.100" (2.54mm) | 3 |  |  |  | - | - | - |  |  | - | 150 V |  | 20-26 AWG | Screwless - Spring Cage, Tension Clamp | 5 | https://www.unikeyic.com/media/datasheet/fb/09/88b0/fb0988b07b7a42fd4046f607f47b5f82.pdf | https://www.unikeyic.com/products/wire-to-board-terminal-blocks/1-2834015-3/16174864.html
1-2834016-2 | TE Connectivity | 1: 0.6906 100: 0.6336 | TE Connectivity PCB Terminal Block, 2-Pos, 2.54mm Pitch, TH, Solder Termination, Green | 2834016 | Steel, Stainless | Green | [5 empty] | Copper Alloy - Tin Plated | 6 A |  |  | - |  |  | Polyamide (PA66), Nylon 6/6 |  |  | Horizontal with Board | Not Applicable |  | Through Hole | 1 |  |  | -40°C ~ 105°C | Bulk | 0.100" (2.54mm) | 2 |  |  |  | - | - | - |  |  | - | 150 V |  | 20-26 AWG | Screwless - Leg Spring, Push-In Spring | 49 | https://www.unikeyic.com/media/datasheet/e1/db/516c/e1/5f3dcc09a6299edbe0e77f4d78114d22.pdf | https://www.unikeyic.com/products/wire-to-board-terminal-blocks/1-2834016-2/16461709.html
1-2834017-3 | TE Connectivity | 4,536: 0.5884 | Modular Terminal Block RCP 3 POS 3.81mm Solder ST Thru-Hole 8A | 2834017 | Steel, Stainless | Green | [5 empty] | Copper Alloy - Tin Plated | 8 A |  |  | Interlocking (Side) |  |  | Polyamide (PA66), Nylon 6/6 |  |  | Horizontal with Board | Not Applicable |  | Through Hole | 1 |  |  | -40°C ~ 105°C | Bulk | 0.150" (3.81mm) | 3 |  |  |  | - | - | - |  |  | - | 300 V |  | 16-20 AWG | Screwless - Push Button Clamp | 453600 | https://www.unikeyic.com/media/datasheet/1d/34/e388/1d34e388155172e0d0407ca2a514cdd8.pdf | https://www.unikeyic.com/products/wire-to-board-terminal-blocks/1-2834017-3/23350303.html
1-2834017-4 | TE Connectivity | 3,528: 0.7721 | Modular Terminal Block RCP 4-Pos 3.81mm Solder ST Thru-Hole 8A/Contact Box/Carton | 2834017 | Steel, Stainless | Green | [5 empty] | Copper Alloy - Tin Plated | 8 A |  |  | Interlocking (Side) |  |  | Polyamide (PA66), Nylon 6/6 |  |  | Horizontal with Board | Not Applicable |  | Through Hole | 1 |  |  | -40°C ~ 105°C | Bulk | 0.150" (3.81mm) | 4 |  |  |  | - | - | - |  |  | - | 300 V |  | 16-20 AWG | Screwless - Push Button Clamp | 352800 | https://www.unikeyic.com/media/datasheet/f4/3d/d9c6/f43dd9c63bae5c4fd8671d6049bdcd00.pdf | https://www.unikeyic.com/products/wire-to-board-terminal-blocks/1-2834017-4/34241080.html
1-2834018-2 | TE Connectivity | 10: 0.7081 50: 0.7081 100: 0.6345 250: 0.6345 500: 0.6231 1,500: 0.6231 | Conn PC Terminal Block RCP 2 POS 5mm Solder ST Thru-Hole 10A/Contact Box/Carton | 2834018 | Steel, Stainless | Green | [5 empty] | Copper Alloy - Tin Plated | 10 A |  |  | - |  |  | Polyamide (PA66), Nylon 6/6 |  |  | Horizontal with Board | Not Applicable |  | Through Hole | 1 |  |  | -40°C ~ 105°C | Bulk | 0.197" (5.00mm) | 2 |  | 5872952 |  | - | - | - |  |  | - | 300 V |  | 14-20 AWG | Screwless - Push Button Clamp | 1674 | https://www.unikeyic.com/media/datasheet/01/2a/3f95/012a3f95e841dfd93570e148552ce43f.pdf | https://www.unikeyic.com/products/wire-to-board-terminal-blocks/1-2834018-2/13021288.html
1-2834018-4 | TE Connectivity | 420: 1.1754 840: 1.1071 1,260: 1.0741 5,040: 0.9912 | Conn PC Terminal Block RCP 4 POS 5mm Solder ST Thru-Hole 10A/Contact Box/Carton | 2834018 | Steel, Stainless | Green | [5 empty] | Copper Alloy - Tin Plated | 10 A |  |  | - |  |  | Polyamide (PA66), Nylon 6/6 |  |  | Horizontal with Board | Not Applicable |  | Through Hole | 1 |  |  | -40°C ~ 105°C | Bulk | 0.197" (5.00mm) | 4 |  |  |  | - | - | - |  |  | - | 300 V |  | 14-20 AWG | Screwless - Push Button Clamp | 4849 | https://www.unikeyic.com/media/datasheet/17/7c/536f/177c536f7d4e8b7bd3315a98f77ba7ac.pdf | https://www.unikeyic.com/products/wire-to-board-terminal-blocks/1-2834018-4/24641167.html
1-2834019-4 | TE Connectivity | 300: 0.396 1,400: 0.385 | Conn Modular Terminal Block RCP 3 POS 3.5mm Solder ST Thru-Hole 6A/Contact Box/Carton | 2834019 | - | Green | [5 empty] | Copper Alloy - Tin Plated | 6 A |  |  | - |  |  | Polyamide (PA66), Nylon 6/6 |  |  | Horizontal with Board | Not Applicable |  | Through Hole | 1 |  |  | -40°C ~ 105°C | Bulk | 0.138" (3.50mm) | 4 |  |  |  | - | - | - |  |  | - | 300 V |  | 16-20 AWG | Screwless | 2323 | https://www.unikeyic.com/media/datasheet/e9/14/2521/e9/833572682ab87959e454220169c8b549.pdf | https://www.unikeyic.com/products/wire-to-board-terminal-blocks/1-2834019-4/5944198.html
1-2834331-2 | TE Connectivity | 1: 0.3226 100: 0.2959 | BUCHANAN WireMate Release Wire-to-Board Connector for LED Modules, Bottom Feed, Reverse Pass-Through, Combo Color Available | 2834331 | - | White | [5 empty] | Copper Alloy - Tin Plated |  |  |  | Cover |  |  | Thermoplastic |  |  | Horizontal with Board, Bottom Entry | 1 (Unlimited) |  | Board Cutout, Surface Mount | 1 |  |  | -25°C ~ 40°C |  | 0.256" (6.50mm) | 2 |  | 9997593 |  | - | - | WireMate, Buchanan |  |  | - | 320 V |  | 18-24 AWG | Screwless - Leg Spring, Push-In Spring | 100 | https://www.unikeyic.com/media/datasheet/b1/52/92b6/b15292b68a42ebbb61a04f944a5fcf94.pdf | https://www.unikeyic.com/products/wire-to-board-terminal-blocks/1-2834331-2/7039161.html
1-284093-0 | TE Connectivity | 1: 4.2103 | Conn Eurostyle Block HDR 10 POS 5mm Solder RA Thru-Hole 13.5A/Contact Box | 284093 | Brass - Nickel Plated | Green | [5 empty] | Brass - Tin Plated | 13.5 A |  |  | Interlocking (Side) |  |  | Polyamide (PA66), Nylon 6/6 |  |  | Vertical with Board | 1 (Unlimited) |  | Through Hole | 1 |  |  | - | Bulk | 0.197" (5.00mm) | 10 |  |  |  | Brass - Nickel Plated | M3 | Buchanan |  |  | 0.68 Nm (6 Lb-In) | 300 V |  | 16-30 AWG | Screw - Rising Cage Clamp | 10 | https://www.unikeyic.com/media/datasheet/9f/d4/b134/9f/f25614a462624e06f87eec760ebfd7d6.pdf | https://www.unikeyic.com/products/wire-to-board-terminal-blocks/1-284093-0/29334988.html
1-284391-8 | TE Connectivity | 1: 23.071 10: 16.4953 25: 14.7281 | Eurostyle Block Connector, F, 18 POS, 3.5mm, Solder ST, TH, 12A/Contact, Box | 284391 | Brass - Nickel Plated | Green | [5 empty] | Brass - Tin Plated | 12 A |  |  | Interlocking (Side) |  |  | Polyamide (PA66), Nylon 6/6 |  |  | Horizontal with Board | 1 (Unlimited) |  | Through Hole | 1 |  |  | - | Bulk | 0.138" (3.50mm) | 18 |  |  |  | Brass - Nickel Plated | M3 | Buchanan |  |  | 0.25 Nm (2.2 Lb-In) | 300 V |  | 14-30 AWG | Screw - Rising Cage Clamp | 43 | https://www.unikeyic.com/media/datasheet/26/72/5eec/26725eec59c623211865f1a479ba9987.pdf | https://www.unikeyic.com/products/wire-to-board-terminal-blocks/1-284391-8/1547920.html
1-284414-2 | TE Connectivity | 20: 6.787 45: 6.677 85: 6.556 200: 6.435 400: 5.852 500: 4.378 1,000: 3.333 | Conn Eurostyle Block HDR 12 POS 3.5mm Solder RA Thru-Hole 12A/Contact Box | 284414 | Brass - Nickel Plated | Green | [5 empty] | Brass - Tin Plated | 12 A |  |  | Interlocking (Side) |  |  | Polyamide (PA66), Nylon 6/6 |  |  | Vertical with Board | 1 (Unlimited) |  | Through Hole | 1 |  |  | - | Bulk | 0.138" (3.50mm) | 12 |  |  |  | Brass - Nickel Plated | M3 | Buchanan |  |  | 0.25 Nm (2.2 Lb-In) | 300 V |  | 12-30 AWG | Screw - Rising Cage Clamp | 3163 | https://www.unikeyic.com/media/datasheet/b5/2d/104f/b52d104fe2263868f3d7495d39986499.pdf | https://www.unikeyic.com/products/wire-to-board-terminal-blocks/1-284414-2/20891949.html
1-776262-5 | TE Connectivity | 1: 14.858 10: 11.5128 25: 9.6012 36: 9.396 504: 9.0936 1,008: 8.154 | Conn Eurostyle Block 5 POS 5.08mm Solder RA Thru-Hole 10A Carton | 776262 |  |  |  | Header |  |  | Brass |  |  | Varies by Wire Gauge |  | Mounting Flange, Sealed | [6 empty] | 1 (Unlimited) |  | Panel Mount, Through Hole |  | 14 |  | -40°C ~ 125°C | Bulk |  |  |  | 1893361 |  |  |  | AMPSEAL | Solder |  |  |  | 250VAC |  |  | 544 | https://www.unikeyic.com/media/datasheet/2b/11/b07d/2b11b07d58b220abe792f0f6f4a0e3c0.pdf | https://www.unikeyic.com/products/wire-to-board-terminal-blocks/1-776262-5/4782303.html
1-776266-4 | TE Connectivity | 1: 15.3075 100: 14.045 | Terminal Block 14 POS Right Angle | 1776266 | Steel, Stainless | Green | [5 empty] | Brass - Copper Tin Plated | 10 A |  |  | Interlocking (Side) |  |  | Polyamide (PA66), Nylon 6/6 |  |  | Horizontal with Board | 1 (Unlimited) |  | Through Hole | 1 |  |  | -55°C ~ 105°C | Bulk | 0.197" (5.00mm) | 4 |  | 2293768 |  | Steel, Galvanized - Chromate Plated | M2.6 | Buchanan |  |  | 0.51 Nm (4.5 Lb-In) | 300 V |  | 14-22 AWG | Screw - Leaf Spring, Wire Guard | 4 | https://www.unikeyic.com/media/datasheet/c6/73/6dc3/c6/9adec2ac537be3737858fedfa202553d.pdf | https://www.unikeyic.com/products/wire-to-board-terminal-blocks/1-776266-4/13837196.html
1-796682-2 | TE Connectivity | 1: 14.904 10: 10.5937 | Conn Eurostyle Block HDR 12 POS 5mm Solder ST Thru-Hole 17.5A/Contact Box | 796682 | Brass - Nickel Plated | Black | [5 empty] | Brass - Tin Plated | 17.5 A |  |  | Interlocking (Side) |  |  | Polyamide (PA66), Nylon 6/6 |  |  | Horizontal with Board | 1 (Unlimited) |  | Through Hole | 1 |  |  | - | Bulk | 0.197" (5.00mm) | 12 |  |  |  | Brass - Nickel Plated | M3 | Buchanan |  |  | 0.79 Nm (7.0 Lb-In) | 300 V |  | 12-30 AWG | Screw - Rising Cage Clamp | 20 | https://www.unikeyic.com/media/datasheet/0c/00/d96a/0c/a56c13c114ed0577746f877543bdc411.pdf | https://www.unikeyic.com/products/wire-to-board-terminal-blocks/1-796682-2/20433128.html
1-796689-0 | TE Connectivity | 14: 8.03 200: 8.03 400: 7.084 500: 5.291 1,000: 4.026 5,000: 3.432 10,000: 3.058 25,000: 2.827 | Conn Eurostyle Block HDR 10 POS 5mm Solder Thru-Hole 17.5A/Contact Carton | 796689 | Brass - Tin Plated | Black | [5 empty] | Brass - Tin Plated | 17.5 A |  |  | Interlocking (Side) |  |  | Polyamide (PA66), Nylon 6/6 |  |  | 35° (145°) Angle with Board | 1 (Unlimited) |  | Through Hole | 1 |  |  | - | Bulk | 0.197" (5.00mm) | 10 |  |  |  | Brass - Nickel Plated | M3 | Buchanan |  |  | 0.79 Nm (7.0 Lb-In) | 300 V |  | 12-30 AWG | Screw - Rising Cage Clamp | 59 | https://www.unikeyic.com/media/datasheet/6c/d9/6f31/6c/cf53610e1eb4d8703f5da4434b727e33.pdf | https://www.unikeyic.com/products/wire-to-board-terminal-blocks/1-796689-0/189698.html
1-796689-2 | TE Connectivity | 400: 7.7391 | Conn Eurostyle Block HDR 12 POS 5mm Solder Thru-Hole 17.5A/Contact Box | 796689 | Brass - Tin Plated | Black | [5 empty] | Brass - Tin Plated | 17.5 A |  |  | Interlocking (Side) |  |  | Polyamide (PA66), Nylon 6/6 |  |  | 35° (145°) Angle with Board | 1 (Unlimited) |  | Through Hole | 1 |  |  | - | Bulk | 0.197" (5.00mm) | 12 |  |  |  | Brass - Nickel Plated | M3 | Buchanan |  |  | 0.79 Nm (7.0 Lb-In) | 300 V |  | 12-30 AWG | Screw - Rising Cage Clamp | 40000 | https://www.unikeyic.com/media/datasheet/01/f2/215e/01f2215ecaa541250bd9b0333561c5d2.pdf | https://www.unikeyic.com/products/wire-to-board-terminal-blocks/1-796689-2/12452758.html
1-796690-0 | TE Connectivity | 1: 10.8347 | Conn Eurostyle Block HDR 10 POS 5mm Solder Thru-Hole 17.5A/Contact Box | [11 empty] | 1-796690-0 TE Connectivity | [8 empty] | clip mounting, threaded mounting, Through hole mounting |  |  |  | -40℃~105℃ |  |  |  |  | Stop production |  | bulk | [10 empty] | 3 | https://www.unikeyic.com/media/datasheet/c0/5c/84dc/c0/7f27af8fe3592862ad58f283bb763c46.pdf | https://www.unikeyic.com/products/wire-to-board-terminal-blocks/1-796690-0/19790178.html
1-796692-1 | TE Connectivity | 1: 44.297 10: 31.5036 25: 28.1664 60: 26.2116 120: 24.8508 300: 21.5028 | Conn Eurostyle Block F 22 POS 5.08mm Solder ST Thru-Hole 17.5A/Contact Carton | 796692 | Brass - Tin Plated | Green | [5 empty] | Brass - Tin Plated | 17.5 A |  |  | Interlocking (Side) |  |  | Polyamide (PA66), Nylon 6/6 |  |  | Horizontal with Board | 1 (Unlimited) |  | Through Hole | 2 |  |  | - | Bulk | 0.200" (5.08mm) | 11 |  |  |  | Brass - Nickel Plated | M3 | Buchanan |  |  | 0.79 Nm (7.0 Lb-In) | 300 V |  | 12-30 AWG | Screw - Rising Cage Clamp | 351 | https://www.unikeyic.com/media/datasheet/43/44/5004/43/11c9919836aaaaf39e943e848e0fe222.pdf | https://www.unikeyic.com/products/wire-to-board-terminal-blocks/1-796692-1/2053825.html
1-796692-2 | TE Connectivity | 60: 24.3949 120: 23.1253 300: 21.8596 | Eurostyle Block Connector F 24 POS 5.08mm Solder ST Thru-Hole 17.5A/Contact Carton | 796692 | Brass - Tin Plated | Green | [5 empty] | Brass - Tin Plated | 17.5 A |  |  | Interlocking (Side) |  |  | Polyamide (PA66), Nylon 6/6 |  |  | Horizontal with Board | 1 (Unlimited) |  | Through Hole | 2 |  |  | - | Bulk | 0.200" (5.08mm) | 12 |  |  |  | Brass - Nickel Plated | M3 | Buchanan |  |  | 0.79 Nm (7.0 Lb-In) | 300 V |  | 12-30 AWG | Screw - Rising Cage Clamp | 311 | https://www.unikeyic.com/media/datasheet/2e/d7/bb4c/2ed7bb4cbc15b95e62479cbbda508586.pdf | https://www.unikeyic.com/products/wire-to-board-terminal-blocks/1-796692-2/8225944.html
1-796692-3 | TE Connectivity | 875: 3.9226 | Conn Eurostyle Block F 6 POS 5.08mm Solder ST Thru-Hole 17.5A/Contact | 796692 | Brass - Tin Plated | Green | [5 empty] | Brass - Tin Plated | 17.5 A |  |  | Interlocking (Side) |  |  | Polyamide (PA66), Nylon 6/6 |  |  | Horizontal with Board | 1 (Unlimited) |  | Through Hole | 2 |  |  | - | Bulk | 0.200" (5.08mm) | 3 |  | 14771949 |  | Brass - Nickel Plated | M3 | Buchanan |  |  | 0.79 Nm (7.0 Lb-In) | 300 V |  | 12-30 AWG | Screw - Rising Cage Clamp | 87500 | https://www.unikeyic.com/media/datasheet/43/44/5004/43/11c9919836aaaaf39e943e848e0fe222.pdf | https://www.unikeyic.com/products/wire-to-board-terminal-blocks/1-796692-3/22579114.html
1-796692-6 | TE Connectivity | 405: 27.2105 | Conn Terminal Block F 16 POS 5.08mm Solder ST Thru-Hole 17.5A | 796692 | Brass - Tin Plated | Green | [5 empty] | Brass - Tin Plated | 17.5 A |  |  | Interlocking (Side) |  |  | Polyamide (PA66), Nylon 6/6 |  |  | Horizontal with Board | 1 (Unlimited) |  | Through Hole | 2 |  |  | - | Bulk | 0.200" (5.08mm) | 16 |  | 2223690 |  | Brass - Nickel Plated | M3 | Buchanan |  |  | 0.79 Nm (7.0 Lb-In) | 300 V |  | 12-30 AWG | Screw - Rising Cage Clamp | 40500 | https://www.unikeyic.com/media/datasheet/43/44/5004/43/11c9919836aaaaf39e943e848e0fe222.pdf | https://www.unikeyic.com/products/wire-to-board-terminal-blocks/1-796692-6/17424159.html
1-796949-0 | TE Connectivity | 1: 3.0742 | Conn Eurostyle Block HDR 10 POS 5.08mm Solder ST Thru-Hole 17.5A/Contact Box | 796949 | Brass - Nickel Plated | Black | [5 empty] | Brass - Tin Plated | 17.5 A |  |  | Interlocking (Side) |  |  | Polyamide (PA66), Nylon 6/6 |  |  | Horizontal with Board | 1 (Unlimited) |  | Through Hole | 1 |  |  | - | Bulk | 0.200" (5.08mm) | 10 |  |  |  | Brass - Nickel Plated | M3 | Buchanan |  |  | 0.79 Nm (7.0 Lb-In) | 300 V |  | 12-30 AWG | Screw - Rising Cage Clamp | 10 | https://www.unikeyic.com/media/datasheet/60/84/2d42/60/1f6bfa1fb061441b3917ef1f587118cf.pdf | https://www.unikeyic.com/products/wire-to-board-terminal-blocks/1-796949-0/24962975.html
1-796949-4 | TE Connectivity | 400: 6.7319 | Conn Eurostyle Block HDR 14 POS 5.08mm Solder ST Thru-Hole 17.5A/Contact Carton | 796949 | Brass - Nickel Plated | Black | [5 empty] | Brass - Tin Plated | 17.5 A |  |  | Interlocking (Side) |  |  | Polyamide (PA66), Nylon 6/6 |  |  | Horizontal with Board | 1 (Unlimited) |  | Through Hole | 1 |  |  | - | Bulk | 0.200" (5.08mm) | 14 |  |  |  | Brass - Nickel Plated | M3 | Buchanan |  |  | 0.79 Nm (7.0 Lb-In) | 300 V |  | 12-30 AWG | Screw - Rising Cage Clamp | 40000 | https://www.unikeyic.com/media/datasheet/60/84/2d42/60/1f6bfa1fb061441b3917ef1f587118cf.pdf | https://www.unikeyic.com/products/wire-to-board-terminal-blocks/1-796949-4/11266207.html
1-796949-8 | TE Connectivity | 400: 10.3895 | Conn Eurostyle Block HDR 18 POS 5.08mm Solder ST Thru-Hole 17.5A/Contact Carton | 796949 | Brass - Nickel Plated | Black | [5 empty] | Brass - Tin Plated | 17.5 A |  |  | Interlocking (Side) |  |  | Polyamide (PA66), Nylon 6/6 |  |  | Horizontal with Board | 1 (Unlimited) |  | Through Hole | 1 |  |  | - | Bulk | 0.200" (5.08mm) | 18 |  | 1131359 |  | Brass - Nickel Plated | M3 | Buchanan |  |  | 0.79 Nm (7.0 Lb-In) | 300 V |  | 12-30 AWG | Screw - Rising Cage Clamp | 40000 | https://www.unikeyic.com/media/datasheet/9d/55/2324/9d5523247b0664822a72e69e2e34394a.pdf | https://www.unikeyic.com/products/wire-to-board-terminal-blocks/1-796949-8/27076797.html
1017499 | PHOENIX CONTACT | 39: 2.871 | Phoenix Contact PCB Terminal Block TDPT 2.5/ 10-SC-5.08 Series, 10 Pos, 5.08mm Pitch TH Screw Termination Green |  | - | Green | [5 empty] | Tin | 24 A |  |  | - |  |  | - |  |  | Horizontal with Board | Not Applicable |  | Through Hole | 1 |  |  | - | Bulk | 0.200" (5.08mm) | 10 |  | 9346591 |  | - | - | COMBICON TDPT |  |  | - | 400 V |  | 12-24 AWG | Screw - Rising Cage Clamp | 102 | https://www.unikeyic.com/media/datasheet/f3/f0/6511/f3f06511141692f86b56c2629b23c027.pdf | https://www.unikeyic.com/products/wire-to-board-terminal-blocks/1017499/21892789.html
1017507 | PHOENIX CONTACT | 1: 2.7645 10: 2.477 100: 2.4328 250: 2.4328 500: 2.4328 | Phoenix Contact PCB Terminal Block TDPT 2.5/6-SP-5.08 Series, 6-Pos, 5.08mm Pitch, TH, Screw Termination, Green |  | - | Green | [5 empty] | Tin | 32 A |  |  | Lever Actuated |  |  | - |  |  | Horizontal with Board | Not Applicable |  | Through Hole | 1 |  |  | -40°C | Bulk | 0.200" (5.08mm) | 6 |  | 9346608 |  | - | - | COMBICON TDPT |  |  | - | 400 V |  | 12-24 AWG | Screwless - Leg Spring, Push-In Spring | 40 | https://www.unikeyic.com/media/datasheet/a5/d6/4e35/a5/b4dc810bcaccf911f7e97cbba3b543ff.pdf | https://www.unikeyic.com/products/wire-to-board-terminal-blocks/1017507/25567748.html
1017510 | PHOENIX CONTACT | 1: 3.7932 10: 3.0819 | Phoenix Contact PCBTerminal block TDPT 2.5/ 9-SP-5.08series, 9road, 5.08mmPitch, Through hole mounting, Screw-down terminations, green |  | - | Green | [5 empty] | Tin | 32 A |  |  | Lever Actuated |  |  | - |  |  | Horizontal with Board | Not Applicable |  | Through Hole | 1 |  |  | -40°C | Bulk | 0.200" (5.08mm) | 9 |  | 9346611 |  | - | - | COMBICON TDPT |  |  | - | 400 V |  | 12-24 AWG | Screwless - Leg Spring, Push-In Spring | 10 | https://www.unikeyic.com/media/datasheet/32/f6/2b48/32/5ab9c5378b9630d69ce757e962b94910.pdf | https://www.unikeyic.com/products/wire-to-board-terminal-blocks/1017510/25487615.html
1017513 | PHOENIX CONTACT | 1: 5.0892 10: 4.1355 | Phoenix Contact PCB Terminal Block, TDPT 2.5/12-SP-5.08 Series, 12-Channel, 5.08mm Pitch, TH, Screw Termination, Green |  | - | Green | [5 empty] | Tin | 32 A |  |  | Lever Actuated |  |  | - |  |  | Horizontal with Board | Not Applicable |  | Through Hole | 1 |  |  | -40°C | Bulk | 0.200" (5.08mm) | 12 |  |  |  | - | - | COMBICON TDPT |  |  | - | 400 V |  | 12-24 AWG | Screwless - Leg Spring, Push-In Spring | 20 | https://www.unikeyic.com/media/datasheet/f6/8a/45c3/f6/3ae3942d0a39a00ac5f0c9ee84192a22.pdf | https://www.unikeyic.com/products/wire-to-board-terminal-blocks/1017513/26264832.html
1017514 | PHOENIX CONTACT | 10: 1.2877 | Phoenix Contact PCBTerminal block TDPT 4/ 2-SC-6.35-ZBseries, 2road, 6.35mmPitch, Through hole mounting, Screw-down terminations, green |  | - | Green | [5 empty] | Tin | 30 A |  |  | - |  |  | - |  |  | Horizontal with Board | Not Applicable |  | Through Hole | 1 |  |  | -40°C | Bulk | 0.250" (6.35mm) | 2 |  | 9346594 |  | - | M3 | COMBICON TDPT |  |  | - | 600 V |  | 10-24 AWG | Screw - Rising Cage Clamp | 717 | https://www.unikeyic.com/media/datasheet/4a/f6/2158/4af6215855cc237c6d10ffc89d72574b.pdf | https://www.unikeyic.com/products/wire-to-board-terminal-blocks/1017514/9793152.html
1017523 | PHOENIX CONTACT | 40: 4.257 100: 4.092 400: 4.004 | Phoenix Contact PCBTerminal block TDPT 4/ 4-SP-6.35-ZBseries, 4road, 6.35mmPitch, Through hole mounting, Screw-down terminations, green | [11 empty] | 1017523 PHOENIX CONTACT |  |  |  |  | 20.75mm*26.2mm*26.9mm |  |  |  | spring mount, Push-in type, threaded mounting, Through hole mounting |  |  |  | -40℃~40℃ |  |  |  |  | On sale |  | bulk | [10 empty] | 980 | https://www.unikeyic.com/media/datasheet/d8/eb/e85d/d8/b8c7752bdd5e29488896ec5982272738.pdf | https://www.unikeyic.com/products/wire-to-board-terminal-blocks/1017523/5350704.html
1017524 | PHOENIX CONTACT | 32: 3.498 99: 3.322 394: 3.179 | Phoenix Contact PCB Terminal Block TDPT 4/5-SP-6.35-ZB Series, 5 Pos, 6.35mm Pitch, TH, Screw, Green |  | - | Green | [5 empty] | Tin | 30 A |  |  | Lever Actuated |  |  | - |  |  | Horizontal with Board | Not Applicable |  | Through Hole | 1 |  |  | -40°C | Bulk | 0.250" (6.35mm) | 5 |  | 9346618 |  | - | - | COMBICON TDPT |  |  | - | 600 V |  | 10-24 AWG | Screwless - Leg Spring, Push-In Spring | 592 | https://www.unikeyic.com/media/datasheet/4d/f3/d0a7/4df3d0a761e120f740c9a71c0f05235b.pdf | https://www.unikeyic.com/products/wire-to-board-terminal-blocks/1017524/22755804.html
1017528 | PHOENIX CONTACT | 1: 10.226 13: 9.9885 25: 9.776 | Phoenix Contact PCBTerminal block TDPT 16/ 4-SC-10.16-ZBseries, 4road, 10.16mmPitch, Through hole mounting, Screw-down terminations, green |  | - | Green | [5 empty] | Tin | 58 A |  |  | - |  |  | - |  |  | Horizontal with Board | Not Applicable |  | Through Hole | 1 |  |  | - | Bulk | 0.400" (10.16mm) | 4 |  |  |  | - | - | COMBICON TDPT |  |  | - | 600 V |  | 6-20 AWG | Screw - Rising Cage Clamp | 39 | https://www.unikeyic.com/media/datasheet/27/9f/f689/279ff689bfa2a3322504459c8826184d.pdf | https://www.unikeyic.com/products/wire-to-board-terminal-blocks/1017528/32699339.html
1042230501 | molex | 10: 1.9772 100: 1.9419 250: 1.9419 500: 1.9066 1,000: 1.9066 | 0.80mm Pitch HSAutoLink Right-Angle Header, SMD, 5 Circuit, Type A | [11 empty] | 1042230501 molex | [8 empty] | SMD mount |  |  |  | -40℃~85℃ |  |  |  |  | On sale |  | bulk | [10 empty] | 544 | https://www.unikeyic.com/media/datasheet/92/67/2207/92672207fe5a791ad147956ff1064260.pdf | https://www.unikeyic.com/products/wire-to-board-terminal-blocks/1042230501/26764357.html
1067530000 | Weidmüller | 139: 0.836 174: 0.77 | 2 Position Wire to Board Terminal Block Horizontal with Board 0.197 (5.00mm) Through Hole | [20 empty] | clip mounting, threaded mounting, Through hole mounting | [8 empty] | On sale |  | bulk | [10 empty] | 9500 | https://www.unikeyic.com/media/about_us/Unikey_ISO_9001_Certification.pdf | https://www.unikeyic.com/products/wire-to-board-terminal-blocks/1067530000/18174007.html
1071010 | PHOENIX CONTACT | 10: 1.1361 100: 1.0414 500: 1.0414 1,000: 1.0414 | Phoenix Contact PCBTerminal block SPTAFseries, 3.5mmPitch, Through hole mounting |  | - | Green | [5 empty] | Copper Alloy - Tin Plated |  |  |  | Interlocking (Side) |  |  | Polyamide (PA), Nylon |  |  | 45° (135°) Angle with Board | 1 (Unlimited) |  | Through Hole | 1 |  |  | -40°C ~ 100°C | Tray | 0.138" (3.50mm) | 2 |  | 12336373 |  | - | - | COMBICON SPTAF |  |  | - |  |  | 16-24 AWG | Screwless - Leg Spring, Push-In Spring | 65 | https://www.unikeyic.com/media/datasheet/e8/c5/9ae4/e8/685188fafad2779fab4bb678d6e6b112.pdf | https://www.unikeyic.com/products/wire-to-board-terminal-blocks/1071010/28512338.html
1071206 | PHOENIX CONTACT | 1: 5.2986 10: 4.6628 100: 4.6628 250: 4.578 500: 4.578 | Phoenix Contact PCBTerminal block SPTA-THRseries, 6road, 5.08mmPitch, Through-hole |  | - | Black | [5 empty] | Copper Alloy - Tin Plated | 13.5 A |  |  | Interlocking (Side), Lever Actuated |  |  | Liquid Crystal Polymer (LCP), Glass Filled |  |  | 45° (135°) Angle with Board | 1 (Unlimited) |  | Through Hole | 1 |  |  | -40°C ~ 100°C |  | 0.200" (5.08mm) | 6 |  |  |  | - | - | COMBICON SPTA |  |  | - | 320 V |  | - | Screwless - Leg Spring, Push-In Spring | 239 | https://www.unikeyic.com/media/datasheet/4b/8e/1610/4b/3202604d92adb5d923adfe69990a44f5.pdf | https://www.unikeyic.com/products/wire-to-board-terminal-blocks/1071206/21902329.html
1074 | Adafruit | 1: 5.6925 | Configurable Spring Terminal Block 3-Pin 0.1" Pitch R/A x 5 |  | Steel, Stainless | Green | [5 empty] | Brass | 2 A |  |  | Push Button Actuated |  |  | Polyamide (PA66), Nylon 6/6 |  |  | Horizontal with Board | 1 (Unlimited) |  | Through Hole | 1 |  |  | -55°C ~ 105°C | Bulk | 0.100" (2.54mm) | 3 |  | 9489381 |  | - | - | - |  |  | - | 150 V |  | 20-26 AWG | Screwless - Push Button Clamp | 14 | https://www.unikeyic.com/media/datasheet/60/86/dc1a/6086dc1a3931a60dd1fd67d32d601738.pdf | https://www.unikeyic.com/products/wire-to-board-terminal-blocks/1074/10615333.html
1086111 | PHOENIX CONTACT | 1: 54.856 | Phoenix,CUC-F-D1ZNI-S/R4GCHP8,RJ45coupling connector,Phoenix Contact, CUC-F-D1ZNI-S/R4GCHP8series | [5 empty] | Gold | - | Spring Steel |  |  |  |  | - |  |  | Metal | [5 empty] | Panel Mount |  |  |  | -10°C ~ 60°C | Bulk | [7 empty] | - | [7 empty] | 116 | https://www.unikeyic.com/media/datasheet/2e/44/5afb/2e445afb94309e909a2b420c7e702b6a.pdf | https://www.unikeyic.com/products/wire-to-board-terminal-blocks/1086111/5633013.html
1190362 | PHOENIX CONTACT | 10: 0.5553 100: 0.4976 250: 0.4976 500: 0.4887 1,000: 0.4887 | Phoenix Contact PCB Terminal Block, 1 Channel, 5mm Pitch, Through Hole |  | - | Green | [5 empty] | Copper Alloy - Tin Plated |  |  |  | Lever Actuated |  |  | Polyamide (PA), Nylon |  |  | 30° (150°) Angle with Board | 1 (Unlimited) |  | Through Hole | 1 |  |  | -40°C ~ 105°C | Bulk | - | 1 |  |  |  | - | - | LPTA |  |  | - |  |  | 12-24 AWG | Screwless - Leg Spring, Push-In Spring | 217 | https://www.unikeyic.com/media/datasheet/5e/57/5927/5e/322a346cb13ba2cd1b6be69e4e7d6f44.pdf | https://www.unikeyic.com/products/wire-to-board-terminal-blocks/1190362/25463360.html
1190372 | PHOENIX CONTACT | 1: 6.9113 10: 6.0819 100: 5.9713 250: 5.9713 500: 5.9713 | Phoenix Contact PCB Terminal Block, 10-Channel, 5mm Pitch, TH |  | - | Green | [5 empty] | Copper Alloy - Tin Plated |  |  |  | Lever Actuated |  |  | Polyamide (PA), Nylon |  |  | 30° (150°) Angle with Board | 1 (Unlimited) |  | Through Hole | 1 |  |  | -40°C ~ 105°C | Bulk | 0.197" (5.00mm) | 10 |  | 14680938 |  | - | - | LPTA |  |  | - |  |  | 12-24 AWG | Screwless - Leg Spring, Push-In Spring | 43 | https://www.unikeyic.com/media/pdf/HTMLDatasheet/phoenix-contact/bf/a6/d692/1190372/2025/11/1190372.pdf | https://www.unikeyic.com/products/wire-to-board-terminal-blocks/1190372/45204.html
1226230000 | Weidmüller | 1: 29.2356 20: 19.2931 40: 17.9121 60: 17.2346 100: 16.5014 260: 15.4335 500: 14.8868 | Conn Terminal Block 5 POS 10.16mm Solder ST Thru-Hole 65A Box | [20 empty] | clip mounting, threaded mounting, Through hole mounting |  |  |  | -50℃~120℃ |  |  |  |  | On sale |  | bulk | [10 empty] | 13 | https://www.unikeyic.com/media/about_us/Unikey_ISO_9001_Certification.pdf | https://www.unikeyic.com/products/wire-to-board-terminal-blocks/1226230000/24405423.html
1226280000 | Weidmüller | 6: 22.308 14: 21.901 | 10 Position Wire to Board Terminal Block Horizontal with Board 0.400 (10.16mm) Through Hole | [20 empty] | clip mounting, threaded mounting, Through hole mounting |  |  |  | -50℃~120℃ |  |  |  |  | On sale |  | bulk | [10 empty] | 18 | https://www.unikeyic.com/media/about_us/Unikey_ISO_9001_Certification.pdf | https://www.unikeyic.com/products/wire-to-board-terminal-blocks/1226280000/17578428.html
1226500000 | Weidmüller | 1: 11.4465 | TERM BLK 6P SIDE ENTRY 15MM PCB | [11 empty] | 1226500000 Weidmüller | [8 empty] | clip mounting, threaded mounting, Through hole mounting |  |  |  | -50℃~120℃ |  |  |  |  | On sale |  | bulk | [10 empty] | 9 | https://www.unikeyic.com/media/datasheet/f9/a5/b173/f4/8aa67a1203e20eae9e44789ce5351eae.pdf | https://www.unikeyic.com/products/wire-to-board-terminal-blocks/1226500000/12695297.html
1250380000 | Weidmüller | 1: 4.0861 10: 3.5958 100: 3.5958 250: 3.5304 500: 3.5304 1,000: 3.5304 | Weidmuller PCB Terminal Block LSF Series, 4-Ch, 3.5mm Pitch, Surface Mount | [11 empty] | 1250380000 Weidmüller | [8 empty] | clip mounting, snap fit, threaded mounting, SMD mount |  |  |  | -50℃~240℃ |  |  |  |  | On sale |  | Tape and reel packaging | [10 empty] | 93 | https://www.unikeyic.com/media/datasheet/ce/af/dc6d/ce/60de2c8590c65e5bc7adff6985bca7d1.pdf | https://www.unikeyic.com/products/wire-to-board-terminal-blocks/1250380000/5464904.html
1250430000 | Weidmüller | 180: 3.9199 360: 3.6973 540: 3.5897 900: 3.4744 1,260: 3.4092 1,800: 3.3483 | Weidmuller LSF Series PCB Terminal Block, 8-Pos, 3.5mm Pitch, SMD | [11 empty] | 1250430000 Weidmüller | [8 empty] | clip mounting, snap fit, threaded mounting, SMD mount |  |  |  | -50℃~240℃ |  |  |  |  | On sale |  | Tape and reel packaging | [10 empty] | 180 | https://www.unikeyic.com/media/datasheet/f7/77/4a84/f7/f668a2dfee03ffa6dd1f7af09469ffba.pdf | https://www.unikeyic.com/products/wire-to-board-terminal-blocks/1250430000/24966977.html
1250450000 | Weidmüller | 1: 10.854 10: 7.695 25: 6.7962 50: 6.2502 | PCB Terminal 3.50mm 10-Pole 180° | [11 empty] | 1250450000 Weidmüller | [8 empty] | clip mounting, snap fit, threaded mounting, SMD mount |  |  |  | -50℃~240℃ |  |  |  |  | On sale |  | Tape and reel packaging | [10 empty] | 51 | https://www.unikeyic.com/media/datasheet/03/6a/6776/03/d7bad72b0a65a7b136a8f3827089e734.pdf | https://www.unikeyic.com/products/wire-to-board-terminal-blocks/1250450000/777711.html
1250460000 | Weidmüller | 180: 4.8391 360: 4.5761 540: 4.4492 900: 4.3133 1,260: 4.2366 1,800: 4.165 | PCB Terminal 3.50mm 11-Pole 180° | [20 empty] | clip mounting, snap fit, threaded mounting, SMD mount |  |  |  | -50℃~240℃ |  |  |  |  | On sale |  | Tape and reel packaging | [10 empty] | 180 | https://www.unikeyic.com/media/about_us/Unikey_ISO_9001_Certification.pdf | https://www.unikeyic.com/products/wire-to-board-terminal-blocks/1250460000/34400685.html
1330190000 | Weidmüller | 10: 1.5644 100: 1.5365 500: 1.5085 1,000: 1.5085 2,500: 1.5085 | TB, WIRE TO BRD, 3POS, 12AWG, TH; Pitch Spacing:5mm; No. of Positions:3Ways; Wire Size AWG Min:26AWG; Wire Size AWG Max:12AWG; Conductor Area CSA:2.5mm²; Wire Connection Method:Push In; Rated Current:24A; Rated Voltage:4 | [11 empty] | 1330190000 Weidmüller | [8 empty] | spring mount, Push-in type, threaded mounting, Through hole mounting |  |  |  | -50℃~120℃ |  |  |  |  | On sale |  | bulk | [10 empty] | 148 | https://www.unikeyic.com/media/datasheet/21/60/c70f/2160c70f8216d86f6073d02ffb20e815.pdf | https://www.unikeyic.com/products/wire-to-board-terminal-blocks/1330190000/2942389.html
1330250000 | Weidmüller | 1: 8.9088 | [12 empty] | 1330250000 Weidmüller | [8 empty] | spring mount, Push-in type, threaded mounting, Through hole mounting |  |  |  | -50℃~120℃ |  |  |  |  | On sale |  | bulk | [11 empty] | https://www.unikeyic.com/media/datasheet/0c/7d/bd23/0c7dbd23d171b0d66f43d5232aa0d2ef.pdf | https://www.unikeyic.com/products/wire-to-board-terminal-blocks/1330250000/34545335.html
1330290000 | Weidmüller | 25: 7.1307 50: 6.5614 100: 6.0997 250: 5.6291 500: 5.3594 1,000: 5.1487 | 12 Terminal block - vertical、 0.197" (5.00mm) Through-hole type | [11 empty] | 1330290000 Weidmüller | [8 empty] | spring mount, Push-in type, threaded mounting, Through hole mounting |  |  |  | -50℃~120℃ |  |  |  |  | On sale |  | bulk | [10 empty] | 30 | https://www.unikeyic.com/media/datasheet/3a/02/6317/3a026317df9d83efce275b7494568395.pdf | https://www.unikeyic.com/products/wire-to-board-terminal-blocks/1330290000/5894839.html
1330470000 | Weidmüller | 1: 3.6915 10: 2.904 25: 2.706 55: 2.4192 110: 2.2464 275: 2.1276 550: 2.052 1,045: 1.9548 | Terminal Block Connector | [20 empty] | spring mount, Push-in type, threaded mounting, Through hole mounting |  |  |  | -50℃~120℃ |  |  |  |  | On sale |  | bulk | [10 empty] | 9 | https://www.unikeyic.com/media/about_us/Unikey_ISO_9001_Certification.pdf | https://www.unikeyic.com/products/wire-to-board-terminal-blocks/1330470000/13243028.html
1330730000 | Weidmüller | 1: 4.7764 10: 3.3953 25: 2.9717 70: 2.5962 140: 2.3983 280: 2.2389 560: 2.112 1,050: 2.0205 5,040: 1.865 | TERM BLK 4P SIDE ENT 5.08MM PCB | [11 empty] | 1330730000 Weidmüller |  |  |  |  | 22.94mm(Length)*19.2mm(width) |  |  |  | spring mount, Push-in type, threaded mounting, Through hole mounting |  |  |  | -50℃~120℃ |  |  |  |  | On sale |  | bulk | [10 empty] | 66 | https://www.unikeyic.com/media/datasheet/57/db/4e11/57/5479ebd910e540dd00c2d63f0742a2ab.pdf | https://www.unikeyic.com/products/wire-to-board-terminal-blocks/1330730000/25553934.html
1330780000 | Weidmüller | 5: 7.2431 10: 6.9457 20: 6.7907 | Weidmuller 1330780000 PCB Terminal Block | [11 empty] | 1330780000 Weidmüller |  |  |  |  | 43.26mm(Length)*19.2mm(width) |  |  |  | spring mount, Push-in type, threaded mounting, Through hole mounting |  |  |  | -50℃~120℃ |  |  |  |  | On sale |  | bulk | [10 empty] | 10 | https://www.unikeyic.com/media/datasheet/8d/0c/ba30/8d/bd0eee16dc4304f67625cf9041395923.pdf | https://www.unikeyic.com/products/wire-to-board-terminal-blocks/1330780000/17859854.html
1330980000 | Weidmüller | 1: 2.8009 10: 2.5096 100: 2.4648 250: 2.4648 500: 2.42 1,000: 2.42 | TB, WIRE TO BRD, 4POS, 12AWG; Pitch Spacing:5.08mm; No. of Positions:4Ways; Wire Size AWG Min:26AWG; Wire Size AWG Max:12AWG; Conductor Area CSA:2.5mm²; Wire Connection Method:Push In; Rated Current:24A; Rated Voltage:40 | [20 empty] | spring mount, Push-in type, threaded mounting, Through hole mounting |  |  |  | -50℃~120℃ |  |  |  |  | Stop production |  | bulk | [10 empty] | 34 | https://www.unikeyic.com/media/about_us/Unikey_ISO_9001_Certification.pdf | https://www.unikeyic.com/products/wire-to-board-terminal-blocks/1330980000/24073533.html
1331200000 | Weidmüller | 1: 7.9427 10: 5.6289 35: 4.7407 70: 4.3638 105: 4.1769 280: 3.8138 525: 3.637 1,015: 3.4891 | 8 Terminal block - 0.200" (5.08mm) Through-hole type | [20 empty] | spring mount, Push-in type, threaded mounting, Through hole mounting |  |  |  | -50℃~120℃ |  |  |  |  | On sale |  | bulk | [10 empty] | 14 | https://www.unikeyic.com/media/about_us/Unikey_ISO_9001_Certification.pdf | https://www.unikeyic.com/products/wire-to-board-terminal-blocks/1331200000/16030897.html
1331710000 | Weidmüller | 10: 2.6335 25: 2.222 50: 1.782 90: 1.6848 270: 1.6092 540: 1.5336 1,080: 1.458 5,040: 1.4148 | [21 empty] | spring mount, Push-in type, threaded mounting, Through hole mounting |  |  |  | -50℃~120℃ |  |  |  |  | On sale |  | bulk | [10 empty] | 38 | https://www.unikeyic.com/media/about_us/Unikey_ISO_9001_Certification.pdf | https://www.unikeyic.com/products/wire-to-board-terminal-blocks/1331710000/17912421.html
1331790000 | Weidmüller | 1: 8.5196 | LMF 5.00/10/90 3.5SN OR BX | [20 empty] | spring mount, Push-in type, threaded mounting, Through hole mounting |  |  |  | -50℃~120℃ |  |  |  |  | On sale |  | bulk | [10 empty] | 7 | https://www.unikeyic.com/media/about_us/Unikey_ISO_9001_Certification.pdf | https://www.unikeyic.com/products/wire-to-board-terminal-blocks/1331790000/588077.html
1332010000 | Weidmüller | 1: 6.1065 10: 4.169 25: 3.641 45: 2.8944 90: 2.7972 270: 2.646 540: 2.5488 1,035: 2.4408 | [30 empty] | On sale |  | bulk | [10 empty] | 38 | https://www.unikeyic.com/media/about_us/Unikey_ISO_9001_Certification.pdf | https://www.unikeyic.com/products/wire-to-board-terminal-blocks/1332010000/5871992.html
1356900000 | Weidmüller | 1: 7.5903 10: 6.6794 100: 6.558 250: 6.558 500: 6.558 1,000: 6.558 | TB, WIRE TO BRD, 8POS, 10AWG, TH; Pitch Spacing:6.35mm; No. of Positions:8Ways; Wire Size AWG Min:26AWG; Wire Size AWG Max:10AWG; Conductor Area CSA:6mm²; Wire Connection Method:Screw; Rated Current:32A; Rated Voltage:1k | [20 empty] | clip mounting, threaded mounting, Through hole mounting |  |  |  | -50℃~120℃ |  |  |  |  | On sale |  | bulk | [10 empty] | 33 | https://www.unikeyic.com/media/about_us/Unikey_ISO_9001_Certification.pdf | https://www.unikeyic.com/products/wire-to-board-terminal-blocks/1356900000/23640575.html
1356930000 | Weidmüller | 1: 3.7499 24: 2.3525 48: 2.1378 72: 2.0291 120: 1.9089 264: 1.7561 504: 1.6567 | Terminal Block Connector 10 POS 6.35mm Solder Straight Thru-Hole 30A Box | [11 empty] | 1356930000 Weidmüller | [8 empty] | clip mounting, threaded mounting, Through hole mounting |  |  |  | -50℃~120℃ |  |  |  |  | On sale |  | bulk | [10 empty] | 602 | https://www.unikeyic.com/media/datasheet/fd/cc/5c9c/fdcc5c9cdf21fedbc3cb4c023dba5886.pdf | https://www.unikeyic.com/products/wire-to-board-terminal-blocks/1356930000/24736685.html
14010513101000 | HARTING | 250: 1.6542 500: 1.5517 750: 1.5019 1,250: 1.4483 1,750: 1.418 2,500: 1.3896 | Conn Terminal Block M 5 POS 2.54mm Spring Clamp ST SMD 6A har-flexicon® Bulk |  | - | Black | [5 empty] | Copper Alloy - Tin Plated | 6 A |  |  | Board Guide, Solder Retention |  |  | Liquid Crystal Polymer (LCP), Glass Filled |  |  | Vertical with Board | 1 (Unlimited) |  | Surface Mount | 1 |  |  | -40°C ~ 125°C |  | 0.100" (2.54mm) | 5 |  | 4835023 |  | - | - | har-flexicon® |  |  | - | 160 V |  | 20-26 AWG | Screwless - Spring Cage, Tension Clamp | 250 | https://www.unikeyic.com/media/datasheet/75/24/d6c3/75/b2498e32b326c1bd4729d909b2149118.pdf | https://www.unikeyic.com/products/wire-to-board-terminal-blocks/14010513101000/16308617.html
14011013102000 | HARTING | 1: 5.9508 10: 4.2282 25: 3.7083 50: 3.3867 100: 3.1222 250: 2.8488 | Conn Terminal Block M 10 POS 2.54mm Spring Clamp RA SMD 6A har-flexicon® Bulk |  | - | Black | [5 empty] | Copper Alloy - Tin Plated | 6 A |  |  | Board Guide, Solder Retention |  |  | Liquid Crystal Polymer (LCP), Glass Filled |  |  | Horizontal with Board | 1 (Unlimited) |  | Surface Mount | 1 |  |  | -40°C ~ 125°C |  | 0.100" (2.54mm) | 10 |  | 4835012 |  | - | - | har-flexicon® |  |  | - | 160 V |  | 20-26 AWG | Screwless - Spring Cage, Tension Clamp | 482 | https://www.unikeyic.com/media/datasheet/3b/64/8d1a/3b/3932e1e7cdf5f74f6e787d534509075e.pdf | https://www.unikeyic.com/products/wire-to-board-terminal-blocks/14011013102000/27207532.html
14020216402000 | HARTING | 1: 3.7605 10: 2.691 25: 2.31 50: 2.079 100: 1.9872 300: 1.7388 600: 1.6092 1,200: 1.512 |  |  | - | Black | [5 empty] | Copper Alloy - Tin Plated | 13.5 A |  |  | - |  |  | Polyamide (PA), Nylon |  |  | Horizontal with Board | 1 (Unlimited) |  | Through Hole | 1 |  |  | -40°C ~ 110°C | Bulk | 0.197" (5.00mm) | 2 |  |  |  | - | M3 | har-flexicon® |  |  | 0.5-0.6 Nm (4.4-5.3 Lb-In) | 300 V |  | 16-30 AWG | Screw | 252 | https://www.unikeyic.com/media/datasheet/2b/1f/d941/2b/af91c9cdee25264398c2b59eaaef9f1f.pdf | https://www.unikeyic.com/products/wire-to-board-terminal-blocks/14020216402000/22888131.html
14020216404000 | HARTING | 1: 0.5298 100: 0.4919 500: 0.4541 1,000: 0.4352 2,500: 0.4163 |  |  | - | Black | [5 empty] | Copper Alloy - Tin Plated | 17.5 A |  |  | - |  |  | Polyamide (PA), Nylon |  |  | Horizontal with Board | 1 (Unlimited) |  | Through Hole | 1 |  |  | -40°C ~ 110°C | Bulk | 0.197" (5.00mm) | 2 |  | 4841011 |  | - | M3 | har-flexicon® |  |  | 0.5-0.6 Nm (4.4-5.3 Lb-In) | 300 V |  | 12-30 AWG | Screw | 100 | https://www.unikeyic.com/media/datasheet/be/a6/bcce/be/e22e763d3cc9905d7605db02fc56a8a2.pdf | https://www.unikeyic.com/products/wire-to-board-terminal-blocks/14020216404000/27738019.html
14020314101000 | HARTING | 1: 10.8432 10: 7.6918 25: 6.7932 50: 6.2474 | TERM BLK 3P TOP ENTRY 3.5MM PCB |  | - | Black | [5 empty] | Copper Alloy - Tin Plated | 10 A |  |  | - |  |  | Polyamide (PA), Nylon |  |  | Vertical with Board | 1 (Unlimited) |  | Through Hole | 1 |  |  | -40°C ~ 110°C | Bulk | 0.138" (3.50mm) | 3 |  |  |  | - | - | har-flexicon® |  |  | - | 300 V |  | 16-30 AWG | Screwless - Spring Cage, Tension Clamp | 137 | https://www.unikeyic.com/media/datasheet/4e/3c/6552/4e/fb298f98cef34e85f80e43f875239c7e.pdf | https://www.unikeyic.com/products/wire-to-board-terminal-blocks/14020314101000/10835461.html
14030416101000 | HARTING | 1: 4.8513 10: 3.4547 25: 3.0231 50: 2.7536 | TERM BLK 4POS TOP ENTRY 5MM PCB |  | - | Green | [5 empty] | Copper Alloy - Tin Plated | 12 A |  |  | - |  |  | Polyamide (PA), Nylon |  |  | Vertical with Board | 1 (Unlimited) |  | Through Hole | 1 |  |  | -40°C ~ 110°C | Bulk | 0.197" (5.00mm) | 4 |  | 4841006 |  | - | - | har-flexicon® |  |  | - | 600 V |  | 12-30 AWG | Screwless - Leg Spring, Push-In Spring | 92 | https://www.unikeyic.com/media/datasheet/28/a8/eb6c/28/78a80a4c3cff59656a3d1651cab4a0ae.pdf | https://www.unikeyic.com/products/wire-to-board-terminal-blocks/14030416101000/21793088.html
1405183 | PHOENIX CONTACT | 1: 121.4459 5: 121.4459 10: 119.2378 25: 119.2378 50: 119.2378 | Phoenix Contact VS-PPC-J-1-RJ45-MNBK RJ45 Coupler, Cat5e, Male Plug, Cable Mount | [5 empty] | - | - | Copper Alloy |  |  |  |  | Dust Cap |  |  | - |  |  |  | 1 (Unlimited) |  | Panel Mount |  |  |  | -40°C ~ 70°C | Bulk |  |  |  | 3607463 |  |  |  | PLUSCON VS | [7 empty] | 2 | https://www.unikeyic.com/media/datasheet/upload/2023/07/19/1405183.pdf | https://www.unikeyic.com/products/wire-to-board-terminal-blocks/1405183/25203604.html
142R-03P | DINKLE | 1: 2.626 10: 1.633 50: 1.4152 100: 1.3064 200: 1.1975 500: 1.0886 1,000: 0.9798 | Conn Terminal Block 3 POS 5.08mm Solder RA Thru-Hole 10A |  |  | Green | [6 empty] | 10 A |  |  | - | [5 empty] | Horizontal with Board | 1 (Unlimited) |  | Through Hole | 1 |  |  |  | Bulk | 0.200" (5.08mm) | 3 |  | 15520619 |  |  |  | 142R | [5 empty] | 14-22 AWG | Screwless - Leg Spring, Push-In Spring | 10050 | https://www.unikeyic.com/media/datasheet/a7/23/c1bd/a7/74d0033631edfe185a190c534b9df53b.pdf | https://www.unikeyic.com/products/wire-to-board-terminal-blocks/142r-03p/5171935.html
142R-05P | DINKLE | 1: 3.5424 10: 2.6536 50: 2.2998 100: 2.1228 200: 1.9459 500: 1.769 1,000: 1.5921 | Terminal Block, 5 Position, 22-14 AWG, Green, Double Row |  |  | Green | [6 empty] | 10 A |  |  | - | [5 empty] | Horizontal with Board | 1 (Unlimited) |  | Through Hole | 1 |  |  |  | Bulk | 0.200" (5.08mm) | 5 | [5 empty] | 142R | [5 empty] | 14-22 AWG | Screwless - Leg Spring, Push-In Spring | 200 | https://www.unikeyic.com/media/datasheet/a7/23/c1bd/a7/74d0033631edfe185a190c534b9df53b.pdf | https://www.unikeyic.com/products/wire-to-board-terminal-blocks/142r-05p/18019256.html
142R-12P | DINKLE | 1: 8.9748 10: 6.7338 50: 5.8361 100: 5.3871 200: 4.9383 500: 4.4893 1,000: 4.0404 | TERM BLK 12POS 5.08MM PID PLG |  |  | Green | [6 empty] | 10 A |  |  | - | [5 empty] | Horizontal with Board | 1 (Unlimited) |  | Through Hole | 1 |  |  |  | Bulk | 0.200" (5.08mm) | 12 |  | 15520613 |  |  |  | 142R | [5 empty] | 14-22 AWG | Screwless - Leg Spring, Push-In Spring | 3000 | https://www.unikeyic.com/media/datasheet/a7/23/c1bd/a7/74d0033631edfe185a190c534b9df53b.pdf | https://www.unikeyic.com/products/wire-to-board-terminal-blocks/142r-12p/5928715.html
142V-03P | DINKLE | 1: 2.73 10: 1.701 50: 1.4742 100: 1.3608 200: 1.2474 500: 1.134 1,000: 1.0206 | PCB Terminal Blocks |  |  | Green | [6 empty] | 10 A |  |  | - | [5 empty] | Vertical with Board | 1 (Unlimited) |  | Through Hole | 1 |  |  |  | Bulk | 0.200" (5.08mm) | 3 | [5 empty] | 142V | [5 empty] | 14-22 AWG | Screwless - Leg Spring, Push-In Spring | 1195 | https://www.unikeyic.com/media/about_us/Unikey_ISO_9001_Certification.pdf | https://www.unikeyic.com/products/wire-to-board-terminal-blocks/142v-03p/34166502.html
1473540000 | Weidmüller | 1: 3.9406 10: 3.4678 100: 3.4678 250: 3.4047 500: 3.4047 1,000: 3.4047 | TB, WIRE TO BRD, 7POS, 16AWG, SMD; Pitch Spacing:3.5mm; No. of Positions:7Ways; Wire Size AWG Min:24AWG; Wire Size AWG Max:16AWG; Conductor Area CSA:1.5mm²; Wire Connection Method:Push In; Rated Current:17.5A; Rated Volt | [20 empty] | clip mounting, snap fit, threaded mounting, SMD mount |  |  |  | -50℃~120℃ |  |  |  |  | On sale |  | Tape and reel packaging | [10 empty] | 53 | https://www.unikeyic.com/media/about_us/Unikey_ISO_9001_Certification.pdf | https://www.unikeyic.com/products/wire-to-board-terminal-blocks/1473540000/25167228.html
1473560000 | Weidmüller | 1: 4.2796 10: 3.0494 25: 2.6669 50: 2.4273 100: 2.2286 | Weidmuller PCB Terminal Block LSF Series, 2-Channel, 5mm Pitch, Surface Mount | [20 empty] | SMD mount | [8 empty] | On sale |  | Tape and reel packaging | [10 empty] | 46 | https://www.unikeyic.com/media/about_us/Unikey_ISO_9001_Certification.pdf | https://www.unikeyic.com/products/wire-to-board-terminal-blocks/1473560000/392991.html
1473660000 | Weidmüller | 1: 6.8148 10: 4.833 25: 4.2448 50: 3.8824 | Weidmuller PCB Terminal Block, LSF Series, 6 Ch, 5mm Pitch, Surface Mount | [20 empty] | SMD mount | [8 empty] | On sale | [12 empty] | 163 | https://www.unikeyic.com/media/about_us/Unikey_ISO_9001_Certification.pdf | https://www.unikeyic.com/products/wire-to-board-terminal-blocks/1473660000/33773511.html
1473710000 | Weidmüller | 1: 5.562 10: 3.9528 25: 3.4651 50: 3.1622 100: 2.9128 | PCB TERMINAL 5.00MM | [29 empty] | On sale |  | Tape and reel packaging | [10 empty] | 125 | https://www.unikeyic.com/media/about_us/Unikey_ISO_9001_Certification.pdf | https://www.unikeyic.com/products/wire-to-board-terminal-blocks/1473710000/3475221.html
1473820000 | Weidmüller | 50: 2.365 150: 2.321 | 7 Position Wire to Board Terminal Block Horizontal with Board 0.197 (5.00mm) Surface Mount | [20 empty] | clip mounting, snap fit, threaded mounting, SMD mount |  |  |  | -50℃~120℃ |  |  |  |  | On sale |  | Tape and reel packaging | [10 empty] | 220 | https://www.unikeyic.com/media/about_us/Unikey_ISO_9001_Certification.pdf | https://www.unikeyic.com/products/wire-to-board-terminal-blocks/1473820000/6028180.html
1473910000 | Weidmüller | 67: 1.76 | Fixed Terminal Blocks LSF-SMD 7.50/04/135 SN BK RL | [29 empty] | On sale |  | Tape and reel packaging | [10 empty] | 186 | https://www.unikeyic.com/media/about_us/Unikey_ISO_9001_Certification.pdf | https://www.unikeyic.com/products/wire-to-board-terminal-blocks/1473910000/14223084.html
15388040 | molex | 10: 0.7483 50: 0.7358 100: 0.7099 | Molex 2.54mm Pitch 4P FPC Socket, FPC Connector, 70430 Series, PCB Mount | 001538 |  |  |  |  | Tin | 150.0µin (3.81µm) | Phosphor Bronze |  |  | - |  | - | CIC, FFC |  | Polyester, Glass Filled |  | 25 |  | 1 (Unlimited) |  | Free Hanging (In-Line) |  | 4 |  | -40°C ~ 105°C | Tube | 0.100" (2.54mm) |  |  | 505819 |  |  |  | SL 70430 | IDC |  |  |  | 250V |  |  | 10 | https://www.unikeyic.com/media/datasheet/fd/44/0796/fd/aac8ee9cd4964d3015b4018c5bdf0357.pdf | https://www.unikeyic.com/products/wire-to-board-terminal-blocks/15388040/33280408.html
15388080 | molex | 76: 1.54 780: 1.54 1,560: 1.485 4,000: 1.309 10,000: 1.276 | Conn IDC Connector F 8 POS 2.54mm IDT ST Cable Mount SL™ Tube | 001538 |  |  |  |  | Tin | 150.0µin (3.81µm) | Phosphor Bronze |  |  | - |  | - | CIC, FFC |  | Polyester, Glass Filled |  | 25 |  | 1 (Unlimited) |  | Free Hanging (In-Line) |  | 8 |  | -40°C ~ 105°C | Tube | 0.100" (2.54mm) | [6 empty] | SL 70430 | IDC |  |  |  | 250V |  |  | 326 | https://www.unikeyic.com/media/datasheet/83/32/c7ce/83/8490a7bb169f4cd4e09d1cbbcf30c866.pdf | https://www.unikeyic.com/products/wire-to-board-terminal-blocks/15388080/33413839.html
15388108 | molex | 1: 2.4538 30: 2.4127 50: 2.3281 | Conn IDC Connector F 10 POS 2.54mm IDT ST Cable Mount Tube | 001538 |  |  |  |  | Tin | 150.0µin (3.81µm) | Phosphor Bronze |  |  | - |  | - | CIC, FFC |  | Polyester, Glass Filled |  | 25 |  | 1 (Unlimited) |  | Free Hanging (In-Line) |  | 10 |  | -40°C ~ 105°C | Tube | 0.100" (2.54mm) |  |  | 505832 |  |  |  | SL 70430 | IDC |  |  |  | 250V |  |  | 19 | https://www.unikeyic.com/media/datasheet/c7/e7/8a9b/c7/2015cda233d8e3e771b8ae85a909d881.pdf | https://www.unikeyic.com/products/wire-to-board-terminal-blocks/15388108/20339074.html
1546073-3 | TE Connectivity | 1: 1.4285 | Conn Eurostyle Block HDR 3 POS 5.08mm Solder RA Thru-Hole 17.5A Box | 1546073 | Brass - Nickel Plated | Black | [5 empty] | Brass - Tin Plated | 17.5 A |  |  | Interlocking (Side) |  |  | Polyamide (PA66), Nylon 6/6 |  |  | Vertical with Board | 1 (Unlimited) |  | Through Hole | 1 |  |  | -40°C ~ 105°C | Bulk | 0.200" (5.08mm) | 3 |  |  |  | Brass - Nickel Plated | M3 | Buchanan |  |  | 0.79 Nm (7.0 Lb-In) | 300 V |  | 12-30 AWG | Screw - Rising Cage Clamp | 50 | https://www.unikeyic.com/media/datasheet/a5/e3/f748/a5/47851a5aec38d0bf9f112fd67f71de02.pdf | https://www.unikeyic.com/products/wire-to-board-terminal-blocks/1546073-3/20422445.html
1546073-4 | TE Connectivity | 150: 1.21 300: 1.188 | Conn Eurostyle Block HDR 4 POS 5.08mm Solder RA Thru-Hole Box | 1546073 | Brass - Nickel Plated | Black | [5 empty] | Brass - Tin Plated | 17.5 A |  |  | Interlocking (Side) |  |  | Polyamide (PA66), Nylon 6/6 |  |  | Vertical with Board | 1 (Unlimited) |  | Through Hole | 1 |  |  | -40°C ~ 105°C | Bulk | 0.200" (5.08mm) | 4 |  | 2221002 |  | Brass - Nickel Plated | M3 | Buchanan |  |  | 0.79 Nm (7.0 Lb-In) | 300 V |  | 12-30 AWG | Screw - Rising Cage Clamp | 509 | https://www.unikeyic.com/media/datasheet/a5/e3/f748/a5/47851a5aec38d0bf9f112fd67f71de02.pdf | https://www.unikeyic.com/products/wire-to-board-terminal-blocks/1546073-4/8739108.html
1546073-5 | TE Connectivity | 150: 1.551 300: 1.518 450: 1.496 | Eurostyle Block HDR 5 Pos 5.08mm Solder RA Thru-Hole 17.5A | 1546073 | Brass - Nickel Plated | Black | [5 empty] | Brass - Tin Plated | 17.5 A |  |  | Interlocking (Side) |  |  | Polyamide (PA66), Nylon 6/6 |  |  | Vertical with Board | 1 (Unlimited) |  | Through Hole | 1 |  |  | -40°C ~ 105°C | Bulk | 0.200" (5.08mm) | 5 |  | 2221003 |  | Brass - Nickel Plated | M3 | Buchanan |  |  | 0.79 Nm (7.0 Lb-In) | 300 V |  | 12-30 AWG | Screw - Rising Cage Clamp | 498 | https://www.unikeyic.com/media/datasheet/a5/e3/f748/a5/47851a5aec38d0bf9f112fd67f71de02.pdf | https://www.unikeyic.com/products/wire-to-board-terminal-blocks/1546073-5/8385259.html
1546073-8 | TE Connectivity | 100: 4.8296 300: 4.3754 500: 4.2154 1,000: 4.0398 | Conn Eurostyle Block HDR 8 POS 5.08mm Solder RA Thru-Hole Box | 1546073 | Brass - Nickel Plated | Black | [5 empty] | Brass - Tin Plated | 17.5 A |  |  | Interlocking (Side) |  |  | Polyamide (PA66), Nylon 6/6 |  |  | Vertical with Board | 1 (Unlimited) |  | Through Hole | 1 |  |  | -40°C ~ 105°C | Bulk | 0.200" (5.08mm) | 8 |  |  |  | Brass - Nickel Plated | M3 | Buchanan |  |  | 0.79 Nm (7.0 Lb-In) | 300 V |  | 12-30 AWG | Screw - Rising Cage Clamp | 362 | https://www.unikeyic.com/media/datasheet/a5/e3/f748/a5/47851a5aec38d0bf9f112fd67f71de02.pdf | https://www.unikeyic.com/products/wire-to-board-terminal-blocks/1546073-8/10400895.html
1546074-4 | TE Connectivity | 1: 1.6304 | Eurostyle Block Connector F 4 POS 5.08mm Thru-Hole 17.5A/Contact | 1546074 | Brass - Nickel Plated | Black | [5 empty] | Brass - Tin Plated | 17.5 A |  |  | Interlocking (Side) |  |  | Polyamide (PA66), Nylon 6/6 |  |  | 35° (145°) Angle with Board | 1 (Unlimited) |  | Through Hole | 1 |  |  | -40°C ~ 105°C | Bulk | 0.200" (5.08mm) | 4 |  |  |  | Brass - Nickel Plated | M3 | Buchanan |  |  | 0.79 Nm (7.0 Lb-In) | 300 V |  | 12-30 AWG | Screw - Rising Cage Clamp | 45 | https://www.unikeyic.com/media/datasheet/fa/4f/1c18/fa4f1c183c0213d58192c021c2736e6f.pdf | https://www.unikeyic.com/products/wire-to-board-terminal-blocks/1546074-4/22994079.html
1546074-5 | TE Connectivity | 1: 2.2411 | Conn Eurostyle Block F 5 POS 5.08mm Solder Thru-Hole 17.5A/Contact Box | 1546074 | Brass - Nickel Plated | Black | [5 empty] | Brass - Tin Plated | 17.5 A |  |  | Interlocking (Side) |  |  | Polyamide (PA66), Nylon 6/6 |  |  | 35° (145°) Angle with Board | 1 (Unlimited) |  | Through Hole | 1 |  |  | -40°C ~ 105°C | Bulk | 0.200" (5.08mm) | 5 |  | 2221010 |  | Brass - Nickel Plated | M3 | Buchanan |  |  | 0.79 Nm (7.0 Lb-In) | 300 V |  | 12-30 AWG | Screw - Rising Cage Clamp | 9 | https://www.unikeyic.com/media/datasheet/4d/67/8d61/4d/c9dacd443649fa1bf1b24b2fc0e9822a.pdf | https://www.unikeyic.com/products/wire-to-board-terminal-blocks/1546074-5/32690266.html
1546074-8 | TE Connectivity | 1: 4.9245 | Conn Eurostyle Block F 8 POS 5.08mm Solder Thru-Hole 17.5A/Contact Box | 1546074 | Brass - Nickel Plated | Black | [5 empty] | Brass - Tin Plated | 17.5 A |  |  | Interlocking (Side) |  |  | Polyamide (PA66), Nylon 6/6 |  |  | 35° (145°) Angle with Board | 1 (Unlimited) |  | Through Hole | 1 |  |  | -40°C ~ 105°C | Bulk | 0.200" (5.08mm) | 8 |  |  |  | Brass - Nickel Plated | M3 | Buchanan |  |  | 0.79 Nm (7.0 Lb-In) | 300 V |  | 12-30 AWG | Screw - Rising Cage Clamp | 15 | https://www.unikeyic.com/media/datasheet/66/f9/8c26/66f98c2670ba6642a9fa109d8170e4d0.pdf | https://www.unikeyic.com/products/wire-to-board-terminal-blocks/1546074-8/31765729.html
1546216-3 | TE Connectivity | 200: 0.627 600: 0.616 1,000: 0.605 | TE Connectivity PCB Terminal Block Buchanan Series, 3 Pos, 5mm Pitch, TH, Screw Termination, Gray | 1546216 | Brass - Nickel Plated | Gray | [5 empty] | Brass - Tin Plated | 13.5 A |  |  | Interlocking (Side) |  |  | Polyamide (PA66), Nylon 6/6 |  |  | Horizontal with Board | 1 (Unlimited) |  | Through Hole | 1 |  |  | -40°C ~ 105°C | Bulk | 0.197" (5.00mm) | 3 |  |  |  | Brass - Nickel Plated | M3 | Buchanan |  |  | 0.68 Nm (6 Lb-In) | 300 V |  | 15-17 AWG | Screw - Rising Cage Clamp | 1166 | https://www.unikeyic.com/media/datasheet/b4/16/a4cc/b416a4ccf07b94f91fc290082c5b4ad0.pdf | https://www.unikeyic.com/products/wire-to-board-terminal-blocks/1546216-3/28553986.html
1546216-7 | TE Connectivity | 100: 2.9611 300: 2.6562 500: 2.5479 1,000: 2.4286 | Conn Eurostyle Block HDR 7 POS 5mm Solder ST Thru-Hole 13.5A/Contact Box | 1546216 | Brass - Nickel Plated | Gray | [5 empty] | Brass - Tin Plated | 13.5 A |  |  | Interlocking (Side) |  |  | Polyamide (PA66), Nylon 6/6 |  |  | Horizontal with Board | 1 (Unlimited) |  | Through Hole | 1 |  |  | -40°C ~ 105°C | Bulk | 0.197" (5.00mm) | 7 |  |  |  | Brass - Nickel Plated | M3 | Buchanan |  |  | 0.68 Nm (6 Lb-In) | 300 V |  | 15-17 AWG | Screw - Rising Cage Clamp | 1571 | https://www.unikeyic.com/media/datasheet/f0/df/8ff9/f0/5bbd5094a9c4c2da8fa26c9d49c753d2.pdf | https://www.unikeyic.com/products/wire-to-board-terminal-blocks/1546216-7/23809334.html
1546225-2 | TE Connectivity | 1: 0.47 | Conn Eurostyle Block HDR 2 POS 5mm Solder RA Thru-Hole 13.5A/Contact Box | 1546225 | Brass - Nickel Plated | Gray | [5 empty] | Brass - Tin Plated | 13.5 A |  |  | Interlocking (Side) |  |  | Polyamide (PA66), Nylon 6/6 |  |  | Vertical with Board | 1 (Unlimited) |  | Through Hole | 1 |  |  | -40°C ~ 105°C | Bulk | 0.197" (5.00mm) | 2 |  | 14785584 |  | Brass - Nickel Plated | M3 | Buchanan |  |  | 0.68 Nm (6 Lb-In) | 300 V |  | 16-30 AWG | Screw - Rising Cage Clamp | 30 | https://www.unikeyic.com/media/datasheet/3a/30/7cc2/3a307cc2c9b4e4084c0c24113893f18a.pdf | https://www.unikeyic.com/products/wire-to-board-terminal-blocks/1546225-2/3501406.html
1546227-5 | TE Connectivity | 25: 4.521 65: 4.444 150: 4.367 250: 4.29 600: 3.894 | Conn Eurostyle Block RCP 5 POS 3.5mm Solder ST Thru-Hole 12A Box | 1546227 | Brass - Nickel Plated | Blue | [5 empty] | Brass - Tin Plated | 12 A |  |  | Interlocking (Side) |  |  | Polyamide (PA66), Nylon 6/6 |  |  | Horizontal with Board | 1 (Unlimited) |  | Through Hole | 1 |  |  | -40°C ~ 105°C | Bulk | 0.138" (3.50mm) | 5 |  | 2221549 |  | Brass - Nickel Plated | M3 | Buchanan |  |  | 0.25 Nm (2.2 Lb-In) | 300 V |  | 14-30 AWG | Screw - Rising Cage Clamp | 600 | https://www.unikeyic.com/media/datasheet/59/56/16bb/59/aeae478ed7da12483ce475e71a88b749.pdf | https://www.unikeyic.com/products/wire-to-board-terminal-blocks/1546227-5/29918964.html
1546551-4 | TE Connectivity | 150: 1.8656 300: 1.7366 600: 1.6337 1,050: 1.5666 5,100: 1.4358 | Conn Terminal Block RCP 4 POS 3.5mm Solder ST Thru-Hole 12A/Contact Tray | 1546551 | Copper Alloy - Nickel Plated | Green | [5 empty] | Copper Alloy - Tin Plated | 12 A |  |  | - |  |  | Polyamide (PA66), Nylon 6/6 |  |  | Horizontal with Board | 1 (Unlimited) |  | Through Hole | 1 |  |  | -40°C ~ 110°C | Bulk | 0.138" (3.50mm) | 4 |  | 2221616 |  | Copper Alloy - Nickel Plated | - | Buchanan |  |  | - | 300 V |  | 16-28 AWG | Screw - Rising Cage Clamp | 579 | https://www.unikeyic.com/media/datasheet/d3/b0/01a3/d3b001a3f56b3cd69259d57b585f13d6.pdf | https://www.unikeyic.com/products/wire-to-board-terminal-blocks/1546551-4/7449545.html
1546551-8 | TE Connectivity | 1: 7.7968 100: 7.1537 | TERMINAL BLOCK PCB MOUNT STRAIGHT 8.5mm PROFILE | 1546551 | Copper Alloy - Nickel Plated | Green | [5 empty] | Copper Alloy - Tin Plated | 12 A |  |  | - |  |  | Polyamide (PA66), Nylon 6/6 |  |  | Horizontal with Board | 1 (Unlimited) |  | Through Hole | 1 |  |  | -40°C ~ 110°C | Bulk | 0.138" (3.50mm) | 8 |  |  |  | Copper Alloy - Nickel Plated | - | Buchanan |  |  | - | 300 V |  | 16-28 AWG | Screw - Rising Cage Clamp | 5 | https://www.unikeyic.com/media/datasheet/f4/b6/4bde/f4/d2a4defb9306303a157b9eab93b874cc.pdf | https://www.unikeyic.com/products/wire-to-board-terminal-blocks/1546551-8/33443353.html
1546556-3 | TE Connectivity | 1: 1.7746 | Terminal Block HDR 3 Pos 3.5mm Solder TH 12A Box | 1546556 | Copper Alloy - Nickel Plated | Green | [5 empty] | Copper Alloy - Tin Plated | 12 A |  |  | - |  |  | Polyamide (PA66), Nylon 6/6 |  |  | 55° (125°) Angle with Board | 1 (Unlimited) |  | Through Hole | 1 |  |  | -40°C ~ 110°C | Tray | 0.138" (3.50mm) | 3 |  | 2221625 |  | Copper Alloy - Nickel Plated | - | Buchanan |  |  | - | 300 V |  | 16-30 AWG | Screw | 10 | https://www.unikeyic.com/media/datasheet/7f/d3/dabf/7fd3dabf41860d9232df6c2c2c636e20.pdf | https://www.unikeyic.com/products/wire-to-board-terminal-blocks/1546556-3/31689331.html
1546556-6 | TE Connectivity | 800: 2.4207 | Conn Terminal Block 6 POS 3.5mm Solder Thru-Hole | 1546556 | Copper Alloy - Nickel Plated | Green | [5 empty] | Copper Alloy - Tin Plated | 12 A |  |  | - |  |  | Polyamide (PA66), Nylon 6/6 |  |  | 55° (125°) Angle with Board | 1 (Unlimited) |  | Through Hole | 1 |  |  | -40°C ~ 110°C | Bulk | 0.138" (3.50mm) | 6 |  |  |  | Copper Alloy - Nickel Plated | - | Buchanan |  |  | - | 300 V |  | 16-30 AWG | Screw | 80000 | https://www.unikeyic.com/media/datasheet/4e/fa/c48b/4efac48b2f5c6dd361da5adec380396b.pdf | https://www.unikeyic.com/products/wire-to-board-terminal-blocks/1546556-6/10238866.html
15474053 | molex | 126: 1.298 | Molex IDCConnector, SLseries, Mother seat, 5road, 2.54mmPitch, Cable installation | 001547 |  |  |  |  | Gold | 15.0µin (0.38µm) | Phosphor Bronze |  |  | - |  | - | FFC, CIC |  | Polyester, Glass Filled |  | 50 |  | 1 (Unlimited) |  | Free Hanging (In-Line) |  | 5 |  | -40°C ~ 105°C | Tube | 0.100" (2.54mm) | [6 empty] | SL 70430 | IDC |  |  |  | 250V |  |  | 136 | https://www.unikeyic.com/media/datasheet/18/c0/92e8/18/b226cb9a02907c3fe10753e4324770ad.pdf | https://www.unikeyic.com/products/wire-to-board-terminal-blocks/15474053/12478879.html
15474103 | molex | 42: 3.7395 105: 3.6861 210: 3.6059 420: 3.5392 1,260: 3.232 | Conn IDC Connector F 10 POS 2.54mm IDT ST Cable Mount SL™ Tube | 001547 |  |  |  |  | Gold | 15.0µin (0.38µm) | Phosphor Bronze |  |  | - |  | - | FFC, CIC |  | Polyester, Glass Filled |  | 50 |  | 1 (Unlimited) |  | Free Hanging (In-Line) |  | 10 |  | -40°C ~ 105°C | Tube | 0.100" (2.54mm) |  |  | 505880 |  |  |  | SL 70430 | IDC |  |  |  | 250V |  |  | 3654 | https://www.unikeyic.com/media/datasheet/79/23/a465/7923a465ebcd992577b4b5dc4cc06c2b.pdf | https://www.unikeyic.com/products/wire-to-board-terminal-blocks/15474103/28212578.html
1583568 | PHOENIX CONTACT | 50: 8.0571 | Phoenix Contact VC-AMS8-PE Contact Insert Module, Panel Mount, Screw, 7-Pos + PE, 160V/10A |  |  | - |  | Insert | Tin |  | Brass |  |  | 20A |  |  |  | Male | Polyamide (PA), Nylon |  |  |  | 1 (Unlimited) |  |  |  | 7+Ground |  | -40°C ~ 100°C | Bulk | [7 empty] | Variocon® AMS |  | Screw |  |  | 400V |  |  | 5000 | https://www.unikeyic.com/media/datasheet/84/96/cff6/8496cff6e66db0aa9b78ac67d932f05e.pdf | https://www.unikeyic.com/products/wire-to-board-terminal-blocks/1583568/10068643.html
1607495 | PHOENIX CONTACT | 1: 30.2292 | Phoenix Contact VC-TFS4/2M-PEA Crimp Terminal Insert |  |  | - |  | Insert with Integrated Frame | Silver |  | Brass |  |  | 55A |  |  |  | Female | Polyamide (PA), Nylon |  |  |  | 1 (Unlimited) |  |  |  | 3+Ground |  | -40°C ~ 100°C | Bulk | [7 empty] | Variocon® TFS |  | Screw |  |  | 600V |  |  | 6 | https://www.unikeyic.com/media/datasheet/52/25/76ef/52/a18edb13e6774c8dfc3d3db73d10a042.pdf | https://www.unikeyic.com/products/wire-to-board-terminal-blocks/1607495/25388499.html
1607523 | PHOENIX CONTACT | 5: 11.7153 | Phoenix,VC-AML5,Contact insert, |  |  | - |  | Insert | Silver |  | Brass |  |  | 55A |  |  |  | Male | Polyamide (PA), Nylon |  |  |  | 1 (Unlimited) |  |  |  | 4+Ground |  | -40°C ~ 100°C | Bulk | [7 empty] | Variocon® AML |  | Solder |  |  | 600V |  |  | 500 | https://www.unikeyic.com/media/datasheet/8c/d6/34d7/8c/aa0a410beb84fb51a06db77c3892bd14.pdf | https://www.unikeyic.com/products/wire-to-board-terminal-blocks/1607523/951504.html
1607537 | PHOENIX CONTACT | 5: 16.4119 | Phoenix Contact VC-AML7 Contact Insert Module, Panel Mount Frames, 90° PCB Conn, 6-pos + PE, 690V/63A |  |  | - |  | Insert | Silver |  | Brass |  |  | 55A |  |  |  | Male | Polyamide (PA), Nylon |  |  |  | 1 (Unlimited) |  |  |  | 6+Ground |  | -40°C ~ 100°C | Bulk |  |  |  | 4482225 |  |  |  | Variocon® AML |  | Solder |  |  | 600V |  |  | 500 | https://www.unikeyic.com/media/datasheet/28/f1/a334/28f1a33445714682de63ad356c245599.pdf | https://www.unikeyic.com/products/wire-to-board-terminal-blocks/1607537/9618484.html
1607745 | PHOENIX CONTACT | 5: 14.1388 | Phoenix Contact VC-AMS4 Conn Rectangular F 4 POS Screw RA Cable Mount |  |  | - |  | Insert | Silver |  | Brass |  |  | 55A |  |  |  | - | Polyamide (PA), Nylon |  |  |  | 1 (Unlimited) |  |  |  | 3+Ground |  | -40°C ~ 100°C | Bulk | [7 empty] | Variocon® AMS |  | Screw |  |  | 600V |  |  | 500 | https://www.unikeyic.com/media/datasheet/a6/d7/3928/a6d7392838bfd06ad88e49fbc59fbdaa.pdf | https://www.unikeyic.com/products/wire-to-board-terminal-blocks/1607745/19697785.html
1608330000 | Weidmüller | 1: 1.3113 | [21 empty] | threaded mounting, Through hole mounting |  |  |  | -50℃~100℃ |  |  |  |  | On sale | [12 empty] | 400 | https://www.unikeyic.com/media/about_us/Unikey_ISO_9001_Certification.pdf | https://www.unikeyic.com/products/wire-to-board-terminal-blocks/1608330000/9187003.html
1648310000 | Weidmüller | 29: 4.125 | Conn Terminal Block 2 POS 10.16mm Solder ST Thru-Hole 65A Box | [11 empty] | 1648310000 Weidmüller |  |  |  |  | 20.92mm(Length)*18.3mm(height) |  |  |  | clip mounting, threaded mounting, Through hole mounting |  |  |  | -50℃~100℃ |  |  |  |  | On sale |  | bulk | [10 empty] | 41 | https://www.unikeyic.com/media/datasheet/83/8b/30a8/838b30a8844b92dcca6014105cd70572.pdf | https://www.unikeyic.com/products/wire-to-board-terminal-blocks/1648310000/12061335.html
1697120000 | Weidmüller | 1: 3.1536 10: 2.2529 25: 1.966 50: 1.7842 100: 1.6324 300: 1.4466 500: 1.3799 1,000: 1.3059 5,000: 1.1903 | TERM BLK 2P SIDE ENT 5.08MM PCB | [20 empty] | clip mounting, threaded mounting, Through hole mounting |  |  |  | -20℃~100℃ |  |  |  |  | On sale | [12 empty] | 100 | https://www.unikeyic.com/media/about_us/Unikey_ISO_9001_Certification.pdf | https://www.unikeyic.com/products/wire-to-board-terminal-blocks/1697120000/20691406.html
1697190000 | Weidmüller | 1: 4.4735 10: 3.058 20: 2.673 50: 2.013 100: 1.9656 200: 1.89 500: 1.8468 1,000: 1.7928 2,000: 1.782 | Conn Terminal Block 3 POS 5mm Solder ST Thru-Hole 15A Box | [20 empty] | clip mounting, threaded mounting, Through hole mounting |  |  |  | -20℃~100℃ |  |  |  |  | On sale |  | bulk | [10 empty] | 24 | https://www.unikeyic.com/media/about_us/Unikey_ISO_9001_Certification.pdf | https://www.unikeyic.com/products/wire-to-board-terminal-blocks/1697190000/359708.html
1699670000 | Weidmüller | 1: 3.161 10: 1.8835 25: 1.6425 50: 1.4886 246: 1.2249 492: 1.1443 738: 1.105 1,230: 1.0626 5,166: 0.9775 | Terminal Block Connector 2 POS 3.5mm Pitch Solder Straight Thru-Hole 10A Box | [11 empty] | 1699670000 Weidmüller | [8 empty] | clip mounting, threaded mounting, Through hole mounting |  |  |  | -20℃~100℃ |  |  |  |  | On sale |  | bulk | [10 empty] | 793 | https://www.unikeyic.com/media/datasheet/c3/a2/e2e6/c3/0379034ad571292235e6c0311100d711.pdf | https://www.unikeyic.com/products/wire-to-board-terminal-blocks/1699670000/19375217.html
1699680000 | Weidmüller | 1: 3.7827 10: 2.6939 25: 2.354 50: 2.14 168: 1.8503 336: 1.7267 504: 1.6664 1,008: 1.5808 5,040: 1.4475 | Conn Terminal Block 3 POS 3.5mm Solder ST Thru-Hole 12A Box | [20 empty] | clip mounting, threaded mounting, Through hole mounting |  |  |  | -20℃~100℃ |  |  |  |  | On sale |  | bulk | [10 empty] | 1031 | https://www.unikeyic.com/media/about_us/Unikey_ISO_9001_Certification.pdf | https://www.unikeyic.com/products/wire-to-board-terminal-blocks/1699680000/26632320.html
1703760000 | Weidmüller | 50: 9.9404 250: 9.7414 | Weidmuller LM Series PCB Terminal Block, 3.5mm Pitch, TH, Solder Termination, Orange | [11 empty] | 1703760000 Weidmüller |  |  |  |  | 28.6mm(Length)*16.75mm(height) |  |  |  | clip mounting, threaded mounting, Through hole mounting |  |  |  | -50℃~100℃ |  |  |  |  | On sale |  | bulk | [10 empty] | 60 | https://www.unikeyic.com/media/datasheet/f9/a5/b173/66/59ffeeb5aa9d0a792c005a3bdf01f4b4.pdf | https://www.unikeyic.com/products/wire-to-board-terminal-blocks/1703760000/20344538.html
1703820002 | molex | 1: 1.3809 10: 1.3215 30: 1.2621 100: 1.1878 | Conn zSFP+ F 20 POS 0.8mm Solder RA SMD 20 Terminal 1 Port zSFP Plus T/R | 170382 |  |  | Receptacle | zSFP+ | Gold | 30.0µin (0.76µm) | [5 empty] | Board Guide | [6 empty] | 1 (Unlimited) |  | Surface Mount, Right Angle |  | 20 | [6 empty] | 3440299 |  |  |  | 170382 | Solder | [7 empty] | https://www.unikeyic.com/media/datasheet/e9/bc/af87/e9bcaf874ac5f5499df1c1dbb842808a.pdf | https://www.unikeyic.com/products/wire-to-board-terminal-blocks/1703820002/31017369.html
1705624 | PHOENIX CONTACT | 250: 1.2346 | Conn PC Terminal Block 1 POS Spring Clamp ST Panel Mount 41A |  | - | - | [5 empty] | - | 41 A |  |  | - |  |  | - |  |  | Horizontal with Board | 1 (Unlimited) |  | Panel Mount | 1 |  |  | - | Bulk | - | 1 |  | 5699424 |  | - | - | COMBICON PV |  |  | - | 400 V |  | 10-14 AWG | Screwless - Leg Spring, Push-In Spring | 25000 | https://www.unikeyic.com/media/datasheet/65/bb/6c2f/65/d52d3eeb0802f9a3b70ab02acc1f94a9.pdf | https://www.unikeyic.com/products/wire-to-board-terminal-blocks/1705624/18981647.html
1710056 | PHOENIX CONTACT | 1: 2.3415 10: 1.6272 | 2 Terminal block - level、 0.250" (6.35mm) Through-hole type | [11 empty] | 1710056 PHOENIX CONTACT |  |  |  |  | 12.5mm*26.5mm*26.6mm |  |  |  | clip mounting, threaded mounting, Through hole mounting | [8 empty] | On sale |  | bulk | [10 empty] | 209 | https://www.unikeyic.com/media/datasheet/77/37/8aed/77378aedaacf9d0b77d0abaec97014b9.pdf | https://www.unikeyic.com/products/wire-to-board-terminal-blocks/1710056/6857391.html
1710072 | PHOENIX CONTACT | 5: 1.518 | Phoenix Contact PCBTerminal block MKDSV 5/ 2-9.5series, 2road, 9.52mmPitch, Through-hole, Screw-down terminations, green |  | - | Green | [5 empty] | - | 30 A |  |  | Interlocking (Side) |  |  | Polyamide (PA), Nylon |  |  | Horizontal with Board | 1 (Unlimited) |  | Through Hole | 1 |  |  | - | Bulk | 0.375" (9.53mm) | 2 |  | 2511128 |  | - | M3 | COMBICON MKDSV |  |  | 0.5 Nm (4.4 Lb-In) | 600 V |  | 10-30 AWG | Screw - Rising Cage Clamp | 1316 | https://www.unikeyic.com/media/datasheet/e8/95/e354/e8/417912108e152e0b89949891ef72defc.pdf | https://www.unikeyic.com/products/wire-to-board-terminal-blocks/1710072/31950993.html
1711084 | PHOENIX CONTACT | 1: 7.7652 10: 6.3698 | TERM BLK 8POS SIDE ENTRY 5MM PCB |  | - | Green | [5 empty] | - | 15 A |  |  | Interlocking (Side) |  |  | Polyamide (PA), Nylon |  |  | Horizontal with Board | 1 (Unlimited) |  | Through Hole | 1 |  |  | - | Bulk | 0.197" (5.00mm) | 8 |  |  |  | - | M3 | COMBICON MKDS |  |  | 0.5-0.6 Nm (4.4-5.3 Lb-In) | 300 V |  | 12-30 AWG | Screw - Rising Cage Clamp | 150 | https://www.unikeyic.com/media/datasheet/86/fa/5970/86/80874203e5e96d46a8673b8bedf9dc95.pdf | https://www.unikeyic.com/products/wire-to-board-terminal-blocks/1711084/24957217.html
1712241011 | molex | 5: 26.598 11: 26.103 22: 25.608 44: 25.113 90: 24.629 | Conn zSFP+ F 40 POS 2.4mm Press Fit RA Thru-Hole 40 Terminal 2 Port zSFP+ Tray | 171224 |  |  | Receptacle with Cage, Ganged (2x1) | zSFP+ | Gold | 30.0µin (0.76µm) | [5 empty] | Board Guide, EMI Shielded, Light Pipe | [6 empty] | 1 (Unlimited) |  | Through Hole, Right Angle |  | 40 (20 x 2) |  |  | Tray |  |  |  | 4693419 |  |  |  | 171224 | Press-Fit | [6 empty] | 90 | https://www.unikeyic.com/media/datasheet/ae/dc/efc8/aedcefc84536887e8e2689cb3b6369aa.pdf | https://www.unikeyic.com/products/wire-to-board-terminal-blocks/1712241011/9115957.html
1713082 | PHOENIX CONTACT | 1: 3.8921 10: 3.4251 100: 3.4251 250: 3.3628 500: 3.3628 | Phoenix Contact PCBTerminal block SMKDS 3/ 4series, 4road, 5mmPitch, Through-hole, screw termination, green |  | - | Green | [5 empty] | - | 15 A |  |  | Interlocking (Side) |  |  | Polyamide (PA), Nylon |  |  | 35° (145°) Angle with Board | 1 (Unlimited) |  | Through Hole | 1 |  |  | - | Bulk | 0.197" (5.00mm) | 4 |  |  |  | - | M3 | COMBICON SMKDS |  |  | 0.5-0.6 Nm (4.4-5.3 Lb-In) | 300 V |  | 12-30 AWG | Screw - Rising Cage Clamp | 33 | https://www.unikeyic.com/media/datasheet/ea/3e/6c72/ea/5afe608936b7c501d2e67a717ad0910d.pdf | https://www.unikeyic.com/products/wire-to-board-terminal-blocks/1713082/34768720.html
1713985 | PHOENIX CONTACT | 1: 5.076 10: 3.5219 | Phoenix Contact PCBTerminal block MKDS 5/ 5-6.35series, 5road, 6.35mmPitch, Through-hole, screw termination, green |  | - | Green | [5 empty] | - | 30 A |  |  | - |  |  | - |  |  | Horizontal with Board | 1 (Unlimited) |  | Through Hole | 1 |  |  | - | Bulk | 0.250" (6.35mm) | 5 |  | 5198295 |  | - | M3 | COMBICON MKDS |  |  | 0.5-0.6 Nm (4.4-5.3 Lb-In) | 300 V |  | 10-30 AWG | Screw - Rising Cage Clamp | 93 | https://www.unikeyic.com/media/datasheet/55/c5/7d54/55c57d5442f1a2a1edae9f1af2c569e1.pdf | https://www.unikeyic.com/products/wire-to-board-terminal-blocks/1713985/32676044.html
1715250000 | Weidmüller | 500: 0.4982 1,000: 0.4795 2,500: 0.4424 5,000: 0.4242 7,500: 0.4136 10,000: 0.4061 15,000: 0.3955 25,000: 0.3822 | Conn Terminal Block 2 POS 5mm Solder ST Thru-Hole 15A Box | [11 empty] | 1715250000 Weidmüller |  |  |  |  | 10.6mm(Length)*10mm(height) |  |  |  | clip mounting, threaded mounting, Through hole mounting |  |  |  | -50℃~120℃ |  |  |  |  | On sale |  | bulk | [10 empty] | 1195 | https://www.unikeyic.com/media/datasheet/e8/aa/fd99/e8/5e73b023fe504126401dc5235505dd38.pdf | https://www.unikeyic.com/products/wire-to-board-terminal-blocks/1715250000/5387886.html
1715260000 | Weidmüller | 10: 1.518 25: 1.287 50: 1.166 240: 0.958 600: 0.9083 1,080: 0.8068 5,040: 0.7139 | Conn Terminal Block 3 POS 5mm Solder ST Thru-Hole 10A Box | [16 empty] | 15.6mm(Length)*10mm(height) |  |  |  | clip mounting, threaded mounting, Through hole mounting |  |  |  | -50℃~120℃ |  |  |  |  | On sale |  | bulk | [10 empty] | 1956 | https://www.unikeyic.com/media/about_us/Unikey_ISO_9001_Certification.pdf | https://www.unikeyic.com/products/wire-to-board-terminal-blocks/1715260000/23129010.html
1715290000 | Weidmüller | 10: 1.2535 25: 1.0902 50: 0.9405 100: 0.9317 250: 0.7722 500: 0.6955 1,000: 0.6523 2,500: 0.6491 | Conn Terminal Block 2 POS 5mm Solder Thru-Hole 15A Box | [11 empty] | 1715290000 Weidmüller | [8 empty] | clip mounting, threaded mounting, Through hole mounting |  |  |  | -50℃~120℃ |  |  |  |  | On sale |  | bulk | [10 empty] | 3131 | https://www.unikeyic.com/media/datasheet/4b/ae/8d5d/4b/1d794d03d087c2912197f06942533386.pdf | https://www.unikeyic.com/products/wire-to-board-terminal-blocks/1715290000/16221119.html
1715320000 | Weidmüller | 10: 1.3951 25: 1.215 50: 1.0988 100: 1.0001 250: 0.8953 500: 0.8332 1,000: 0.7837 5,000: 0.7056 | 3 Terminal block - 0.197" (5.00mm) Through-hole type | [11 empty] | 1715320000 Weidmüller |  |  |  |  | 15.6mm(Length)*10mm(height) |  |  |  | clip mounting, threaded mounting, Through hole mounting |  |  |  | -50℃~120℃ |  |  |  |  | On sale |  | bulk | [10 empty] | 403 | https://www.unikeyic.com/media/datasheet/c6/7b/695c/c6/659ced1eb872741dd99ee060f30f07b1.pdf | https://www.unikeyic.com/products/wire-to-board-terminal-blocks/1715320000/30759229.html
1715651002 | molex | 4: 38.225 8: 37.521 16: 36.806 31: 36.102 48: 35.398 100: 30.976 | Conn zQSFP+ RCP 76 POS 2.4mm Press Fit RA Thru-Hole 76 Terminal 2 Port Tray | 171565 |  |  | Receptacle with Cage, Ganged (2x1) | ZQSFP+ | Gold | 30.0µin (0.76µm) | [5 empty] | EMI Shielded, Light Pipe | [6 empty] | 1 (Unlimited) |  | Through Hole, Right Angle |  | 76 (38 x 2) |  |  | Tray |  |  |  | 4806799 |  |  |  | 171565 | Press-Fit | [6 empty] | 104 | https://www.unikeyic.com/media/datasheet/d0/1f/3b79/bc/a3ae32e7fce98c33a894ef9b774c7b74.pdf | https://www.unikeyic.com/products/wire-to-board-terminal-blocks/1715651002/5520181.html
1715721 | RS | 1: 22.3407 5: 16.0834 25: 12.9737 | RS PRO Connector Receptacle, Straight Body | [11 empty] | 1715721 RS | [30 empty] | 228 | https://www.unikeyic.com/media/datasheet/5c/d1/74f1/5c/d00c997e852eab3114b74bcebe7c0085.pdf | https://www.unikeyic.com/products/wire-to-board-terminal-blocks/1715721/23711385.html
1718760 | PHOENIX CONTACT | 10: 1.157 100: 1.0606 500: 1.0606 1,000: 1.0606 | Conn PC Terminal Block 2 POS 5.08mm Solder 17.5A Cardboard |  | - | Black | [5 empty] | - | 15 A |  |  | Interlocking (Side) |  |  | Polyamide (PA), Nylon |  |  | Horizontal with Board | 1 (Unlimited) |  | Through Hole | 1 |  |  | - | Bulk | 0.200" (5.08mm) | 2 |  | 4452968 |  | - | M3 | COMBICON MKDS |  |  | 0.5-0.6 Nm (4.4-5.3 Lb-In) | 300 V |  | 14-30 AWG | Screw - Rising Cage Clamp | 45 | https://www.unikeyic.com/media/datasheet/ac/36/e7c6/ac36e7c6f8d6fc05020e29c3f17007c2.pdf | https://www.unikeyic.com/products/wire-to-board-terminal-blocks/1718760/26182131.html
1719832042 | molex | 1: 3.0586 10: 2.5488 100: 2.2164 490: 2.0713 1,960: 1.9727 | Molex Nano-Pitch Series 0.5mm Pitch Dual Row Receptacle Vertical TH | 171983 |  |  | Receptacle | Nano-Pitch I/O | Gold | 30.0µin (0.76µm) | [5 empty] | Board Guide, Cover | [6 empty] | 1 (Unlimited) |  | Surface Mount |  | 42 |  |  | Tape & Reel (TR)Cut Tape (CT) |  |  |  | 5962164 |  |  |  | 171983 | Solder | [6 empty] | 18 | https://www.unikeyic.com/media/datasheet/e3/11/1652/e31116527d325ae0ef0f715513a55039.pdf | https://www.unikeyic.com/products/wire-to-board-terminal-blocks/1719832042/33823271.html
1720060000 | Weidmüller | 1: 5.408 | [21 empty] | clip mounting, threaded mounting, Through hole mounting |  |  |  | -20℃~100℃ |  |  |  |  | On sale |  | bulk | [10 empty] | 6 | https://www.unikeyic.com/media/about_us/Unikey_ISO_9001_Certification.pdf | https://www.unikeyic.com/products/wire-to-board-terminal-blocks/1720060000/33038890.html
1720100000 | Weidmüller | 1: 31.4604 10: 22.626 | Terminal Block Connector 24 POS 3.5mm Solder Straight Thru-Hole 10A Box | [20 empty] | clip mounting, threaded mounting, Through hole mounting |  |  |  | -20℃~100℃ |  |  |  |  | On sale |  | bulk | [10 empty] | 10 | https://www.unikeyic.com/media/about_us/Unikey_ISO_9001_Certification.pdf | https://www.unikeyic.com/products/wire-to-board-terminal-blocks/1720100000/12854928.html
1720250000 | Weidmüller | 63: 1.859 | Conn Terminal Block 5 POS 3.5mm Solder ST Thru-Hole 10A Box | [11 empty] | 1720250000 Weidmüller |  |  |  |  | 18.1mm(Length)*8.3mm(height) |  |  |  | clip mounting, threaded mounting, Through hole mounting |  |  |  | -50℃~100℃ |  |  |  |  | On sale |  | bulk | [10 empty] | 81 | https://www.unikeyic.com/media/datasheet/a5/a8/5ea1/a5/7d92ca72a81028e92cac99484fd5e01b.pdf | https://www.unikeyic.com/products/wire-to-board-terminal-blocks/1720250000/31209753.html
1728349 | PHOENIX CONTACT | 1: 5.2138 10: 4.5881 100: 4.5881 250: 4.5047 500: 4.5047 | Phoenix Contact PCBTerminal block SMKDS 1/ 8-3.81series, 8road, 3.81mmPitch, Through-hole, screw termination, green |  | - | Green | [5 empty] | - | 10 A |  |  | - |  |  | Polyamide (PA), Nylon |  |  | 55° (125°) Angle with Board | 1 (Unlimited) |  | Through Hole | 1 |  |  | - | Bulk | 0.150" (3.81mm) | 8 |  |  |  | - | M2 | COMBICON SMKDS |  |  | 0.22-0.25 Nm (1.9-2.2 Lb-In) | 300 V |  | 16-30 AWG | Screw - Rising Cage Clamp | 104 | https://www.unikeyic.com/media/datasheet/be/9f/6bed/be9f6bed15017d0973907cb44b1db5aa.pdf | https://www.unikeyic.com/products/wire-to-board-terminal-blocks/1728349/34850408.html
1729092 | PHOENIX CONTACT | 1: 4.9713 10: 4.3747 100: 4.3747 250: 4.2952 500: 4.2952 | Phoenix Contact PCBTerminal block MKDSN 1.5/10series, 10road, 5mmPitch, Through hole mounting, Screw-down terminations, green |  | - | Green | [5 empty] | - | 10 A |  |  | Interlocking (Side) |  |  | Polyamide (PA), Nylon |  |  | Horizontal with Board | 1 (Unlimited) |  | Through Hole | 1 |  |  | - | Bulk | 0.197" (5.00mm) | 10 |  |  |  | - | M3 | COMBICON MKDSN |  |  | 0.5-0.6 Nm (4.4-5.3 Lb-In) | 300 V |  | 14-30 AWG | Screw - Rising Cage Clamp | 50 | https://www.unikeyic.com/media/datasheet/3f/86/54c2/3f8654c2205d5869ecce78fd74682492.pdf | https://www.unikeyic.com/products/wire-to-board-terminal-blocks/1729092/21314036.html
1730191 | PHOENIX CONTACT | 1: 10.179 | Phoenix Contact MKDSP 1.5/9-5.08 PCB Terminal Block, 9-Pin, 5.08mm Pitch, TH, Screw, Green |  | - | Green | [5 empty] | - | 10 A |  |  | Interlocking (Side) |  |  | Polyamide (PA), Nylon |  |  | Horizontal with Board | 1 (Unlimited) |  | Through Hole | 1 |  |  | - | Bulk | 0.200" (5.08mm) | 9 |  |  |  | - | M3 | COMBICON MKDSP |  |  | 0.5-0.6 Nm (4.4-5.3 Lb-In) | 300 V |  | 14-30 AWG | Screw - Rising Cage Clamp | 50 | https://www.unikeyic.com/media/datasheet/a8/79/7a06/a8/9c5867752a7d781ce3fb0535d2f4edf8.pdf | https://www.unikeyic.com/products/wire-to-board-terminal-blocks/1730191/21157882.html
1730201 | PHOENIX CONTACT | 1: 11.284 | Phoenix Contact PCB Terminal Block, MKDSP 1.5/10-5.08 Series, 10 Pos, 5.08mm Pitch, TH, Screw, Green |  | - | Green | [5 empty] | - | 10 A |  |  | Interlocking (Side) |  |  | Polyamide (PA), Nylon |  |  | Horizontal with Board | 1 (Unlimited) |  | Through Hole | 1 |  |  | - | Bulk | 0.200" (5.08mm) | 10 |  |  |  | - | M3 | COMBICON MKDSP |  |  | 0.5-0.6 Nm (4.4-5.3 Lb-In) | 300 V |  | 14-30 AWG | Screw - Rising Cage Clamp | 46 | https://www.unikeyic.com/media/datasheet/16/e4/0bd4/16/9a209fd5cb0b3593f8f1763526e428bb.pdf | https://www.unikeyic.com/products/wire-to-board-terminal-blocks/1730201/20321613.html
1732238 | PHOENIX CONTACT | 18: 6.468 54: 6.16 213: 5.874 532: 5.621 | Phoenix Contact PCB Terminal Block, FRONT 2.5-V/SA10/4 Series, 4 Ch, 5mm Pitch, TH, Screw, Green |  | - | Green | [5 empty] | Copper Alloy - Tin Plated | 10 A |  |  | - |  |  | Polyamide (PA), Nylon |  |  | Vertical with Board |  |  | Through Hole | 1 |  |  | -40°C ~ 105°C | Bulk | 0.197" (5.00mm) | 4 |  |  |  | - | - | COMBICON FRONT |  |  | 0.4-0.5 Nm (3.5-4.4 Lb-In) | 300 V |  | 12-30 AWG | Screw | 924 | https://www.unikeyic.com/media/datasheet/7e/09/68fb/7e/3b6afda891190aceb80e95fe3c6aa16a.pdf | https://www.unikeyic.com/products/wire-to-board-terminal-blocks/1732238/8036637.html
1758050000 | Weidmüller | 5: 25.663 10: 23.76 | Fixed Terminal Blocks LM3RZF 5.08/48/135 3.5SN OR BX | [11 empty] | 1758050000 Weidmüller | [8 empty] | clip mounting, spring mount, threaded mounting, Through hole mounting |  |  |  | -50℃~100℃ |  |  |  |  | On sale |  | bulk | [10 empty] | 148 | https://www.unikeyic.com/media/datasheet/e4/71/8d94/e4/df309c21bdeb5252f5fe51ebe02e36a5.pdf | https://www.unikeyic.com/products/wire-to-board-terminal-blocks/1758050000/31376349.html
1760500000 | Weidmüller | 323: 0.363 | Weidmuller PCB Terminal Block, PM Series, 3 Pos, 5.08mm Pitch, TH, Screw Termination, Orange | [11 empty] | 1760500000 Weidmüller |  |  |  |  | 16.24mm*8mm*8mm |  |  |  | wire mounting, spring mount, threaded mounting, Through hole mounting |  |  |  | -50℃~120℃ |  |  |  |  | On sale |  | boxed, bulk | [10 empty] | 492 | https://www.unikeyic.com/media/datasheet/01/af/a3c0/01afa3c0039564f88d8adebfd4e2c87d.pdf | https://www.unikeyic.com/products/wire-to-board-terminal-blocks/1760500000/25202043.html
1760520000 | Weidmüller | 323: 0.363 500: 0.33 | Weidmuller PM Series PCB Terminal Block, 3 Pos, 5.08mm Pitch, TH, Screw Termination, Black | [11 empty] | 1760520000 Weidmüller |  |  |  |  | 16.24mm*8mm*8mm |  |  |  | wire mounting, spring mount, threaded mounting, Through hole mounting |  |  |  | -50℃~120℃ |  |  |  |  | On sale |  | bulk | [10 empty] | 2500 | https://www.unikeyic.com/media/datasheet/7b/4c/a535/7b/aa9d7b968527bb2b72a4baf52768ca71.pdf | https://www.unikeyic.com/products/wire-to-board-terminal-blocks/1760520000/5023864.html
1768850000 | Weidmüller | 1: 3.5856 10: 2.5596 25: 2.2356 92: 1.8798 184: 1.7373 276: 1.667 552: 1.5664 1,012: 1.4958 5,060: 1.3682 | 2 Terminal block - level、 0.200" (5.08mm) Through-hole type | [11 empty] | 1768850000 Weidmüller |  |  |  |  | 21.6mm(height) |  |  |  | clip mounting, threaded mounting, Through hole mounting |  |  |  | -50℃~120℃ |  |  |  |  | On sale |  | bulk | [10 empty] | 76 | https://www.unikeyic.com/media/datasheet/e2/bb/adbd/e2/03c75139aca4c2881cdd62efe2c3ded7.pdf | https://www.unikeyic.com/products/wire-to-board-terminal-blocks/1768850000/24666924.html
1768900000 | Weidmüller | 32: 7.2036 64: 6.2856 128: 5.67 256: 5.1765 512: 4.9245 1,024: 4.7355 2,528: 4.725 5,024: 4.7145 | Terminal Block 14 POS 5.08mm Solder ST Thru-Hole 15A Box | [11 empty] | 1768900000 Weidmüller | [8 empty] | clip mounting, threaded mounting, Through hole mounting |  |  |  | -50℃~120℃ |  |  |  |  | On sale |  | bulk | [10 empty] | 96 | https://www.unikeyic.com/media/datasheet/bb/fc/1dea/bbfc1dead4bcda38d5b438cfe9d746d9.pdf | https://www.unikeyic.com/products/wire-to-board-terminal-blocks/1768900000/2856822.html
1771062 | PHOENIX CONTACT | 1: 1.6215 | Phoenix Contact PCBTerminal block PTSM 0.5/ 6-2.5-H SMD R44series, 6road, 2.5mmPitch, surface, Spring cage termination, Black |  | - | Black | [5 empty] | - | 5 A |  |  | Solder Retention |  |  | Liquid Crystal Polymer (LCP) |  |  | Horizontal with Board | 1 (Unlimited) |  | Surface Mount | 1 |  |  | - |  | 0.098" (2.50mm) | 6 |  | 2192479 |  | - | - | COMBICON PTSM |  |  | - | 150 V |  | 20-26 AWG | Screwless - Spring Cage, Tension Clamp | 2301 | https://www.unikeyic.com/media/datasheet/64/e9/4dfb/64e94dfb2bd723a7b8e704709b174381.pdf | https://www.unikeyic.com/products/wire-to-board-terminal-blocks/1771062/32870690.html
1771127 | PHOENIX CONTACT | 10: 1.3906 100: 1.3658 250: 1.3658 | Phoenix Contact PTSM Series PCB Terminal Block, 5 Pos, 2.5mm Pitch, PCB Mount, Push-In Spring |  | - | Black | [5 empty] | - | 5 A |  |  | Solder Retention |  |  | Liquid Crystal Polymer (LCP) |  |  | Vertical with Board | 1 (Unlimited) |  | Surface Mount | 1 |  |  | - |  | 0.098" (2.50mm) | 5 |  | 2192513 |  | - | - | COMBICON PTSM |  |  | - | 150 V |  | 20-26 AWG | Screwless - Spring Cage, Tension Clamp | 429 | https://www.unikeyic.com/media/datasheet/40/cc/314d/40cc314d2878aaaec66df2e1ffbc66aa.pdf | https://www.unikeyic.com/products/wire-to-board-terminal-blocks/1771127/34931994.html
1771156 | PHOENIX CONTACT | 400: 1.4884 | Phoenix Contact PCBTerminal block PTSM 0.5/ 8-2.5-V SMD R44series, 8road, 2.5mmPitch, surface, Spring cage termination, Black |  | - | Black | [5 empty] | - | 5 A |  |  | Solder Retention |  |  | Liquid Crystal Polymer (LCP) |  |  | Vertical with Board | 1 (Unlimited) |  | Surface Mount | 1 |  |  | - |  | 0.098" (2.50mm) | 8 |  | 2192488 |  | - | - | COMBICON PTSM |  |  | - | 150 V |  | 20-26 AWG | Screwless - Spring Cage, Tension Clamp | 2024 | https://www.unikeyic.com/media/datasheet/17/8a/7c16/17/3ed5304ac4044cdfad5c440e914fcba3.pdf | https://www.unikeyic.com/products/wire-to-board-terminal-blocks/1771156/23958441.html
1774234 | PHOENIX CONTACT | 9: 20.086 21: 19.283 | Conn PC Terminal Block 4 POS 10.16mm Solder ST Thru-Hole 76A |  | - | Green | [5 empty] | - | 60 A |  |  | Interlocking (Side) |  |  | Polyamide (PA), Nylon |  |  | Horizontal with Board | 1 (Unlimited) |  | Through Hole | 1 |  |  | - | Bulk | 0.400" (10.16mm) | 4 |  |  |  | - | M4 | COMBICON MKDSP |  |  | 1.2-1.5 Nm (10.6-13.3 Lb-In) | 300 V |  | 6-20 AWG | Screw - Rising Cage Clamp | 40 | https://www.unikeyic.com/media/datasheet/3d/9e/4353/3d/addd647c5bb7f221f059502d9d6c98ac.pdf | https://www.unikeyic.com/products/wire-to-board-terminal-blocks/1774234/14636348.html
1776113-3 | TE Connectivity | 1: 4.8736 10: 3.4644 25: 3.0318 50: 2.7614 200: 2.3556 400: 2.2098 600: 2.139 1,000: 2.0628 5,000: 1.897 | Conn Terminal Block F 3 POS 3.81mm Screw ST Thru-Hole 12A | 1776113 | Copper Alloy - Nickel Plated | Black | [5 empty] | Copper Alloy - Tin Plated | 12 A |  |  | - |  |  | Polyamide (PA), Nylon |  |  | Horizontal with Board | 1 (Unlimited) |  | Through Hole | 1 |  |  | -40°C ~ 110°C | Bulk | 0.150" (3.81mm) | 3 |  | 1826840 |  | Copper Alloy - Nickel Plated | - | Buchanan |  |  | - | 150 V |  | 16-28 AWG | Screw - Rising Cage Clamp | 1876 | https://www.unikeyic.com/media/datasheet/68/f4/723f/68f4723f83c0bdc642ffc1c7f4f2d6bd.pdf | https://www.unikeyic.com/products/wire-to-board-terminal-blocks/1776113-3/4935416.html
1776113-6 | TE Connectivity | 100: 5.8144 300: 5.2869 500: 5.1017 1,000: 4.8987 | Conn Terminal Block F 6 POS 3.81mm Screw ST Thru-Hole 12A | 1776113 | Copper Alloy - Nickel Plated | Black | [5 empty] | Copper Alloy - Tin Plated | 12 A |  |  | - |  |  | Polyamide (PA), Nylon |  |  | Horizontal with Board | 1 (Unlimited) |  | Through Hole | 1 |  |  | -40°C ~ 110°C | Bulk | 0.150" (3.81mm) | 6 |  | 1826843 |  | Copper Alloy - Nickel Plated | - | Buchanan |  |  | - | 150 V |  | 16-28 AWG | Screw - Rising Cage Clamp | 857 | https://www.unikeyic.com/media/datasheet/62/d0/7ce6/62/497f3d18df0131c21c28158d503ef72a.pdf | https://www.unikeyic.com/products/wire-to-board-terminal-blocks/1776113-6/2760026.html
1776113-9 | TE Connectivity | 400: 9.0112 | Conn Terminal Block F 9 POS 3.81mm Screw ST Thru-Hole 12.5A/Contact | 1776113 | Copper Alloy - Nickel Plated | Black | [5 empty] | Copper Alloy - Tin Plated | 12 A |  |  | - |  |  | Polyamide (PA), Nylon |  |  | Horizontal with Board | 1 (Unlimited) |  | Through Hole | 1 |  |  | -40°C ~ 110°C | Bulk | 0.150" (3.81mm) | 9 |  |  |  | Copper Alloy - Nickel Plated | - | Buchanan |  |  | - | 150 V |  | 16-28 AWG | Screw - Rising Cage Clamp | 40000 | https://www.unikeyic.com/media/datasheet/62/d0/7ce6/62/497f3d18df0131c21c28158d503ef72a.pdf | https://www.unikeyic.com/products/wire-to-board-terminal-blocks/1776113-9/31325374.html
1776118-2 | TE Connectivity | 1: 1.1648 100: 1.0688 | Conn Terminal Block F 2 POS 5mm Solder ST Thru-Hole 13.5A | 1776118 | Brass - Nickel Plated | Black | [5 empty] | Brass - Tin Plated | 13.5 A |  |  | - |  |  | Polyamide (PA), Nylon |  |  | Horizontal with Board | 1 (Unlimited) |  | Through Hole | 1 |  |  | - | Bulk | 0.197" (5.00mm) | 2 |  |  |  | Brass - Nickel Plated | M3 | Buchanan |  |  | 0.68 Nm (6 Lb-In) | 300 V |  | 16-28 AWG | Screw - Rising Cage Clamp | 20 | https://www.unikeyic.com/media/datasheet/34/53/129c/34/33310eecdbd609c87a91a5cdf6c05374.pdf | https://www.unikeyic.com/products/wire-to-board-terminal-blocks/1776118-2/12547287.html
1776118-4 | TE Connectivity | 600: 1.3535 |  | 1776118 | Brass - Nickel Plated | Black | [5 empty] | Brass - Tin Plated | 13.5 A |  |  | - |  |  | Polyamide (PA), Nylon |  |  | Horizontal with Board | 1 (Unlimited) |  | Through Hole | 1 |  |  | - | Bulk | 0.197" (5.00mm) | 4 |  | 2221688 |  | Brass - Nickel Plated | M3 | Buchanan |  |  | 0.68 Nm (6 Lb-In) | 300 V |  | 16-28 AWG | Screw - Rising Cage Clamp | 60000 | https://www.unikeyic.com/media/datasheet/34/53/129c/34/33310eecdbd609c87a91a5cdf6c05374.pdf | https://www.unikeyic.com/products/wire-to-board-terminal-blocks/1776118-4/22429765.html
1776119-3 | TE Connectivity | 200: 1.2064 400: 1.1229 600: 1.082 1,000: 1.0379 5,000: 0.9409 | TE Connectivity PCBTerminal block Buchananseries, 3road, 5.08mmPitch, Through hole mounting, Welding termination, Black | 1776119 | Brass - Nickel Plated | Black | [5 empty] | Brass - Tin Plated | 13.5 A |  |  | - |  |  | Polyamide (PA), Nylon |  |  | Horizontal with Board | 1 (Unlimited) |  | Through Hole | 1 |  |  | - | Bulk | 0.200" (5.08mm) | 3 |  |  |  | Brass - Nickel Plated | M3 | Buchanan |  |  | 0.68 Nm (6 Lb-In) | 300 V |  | 16-30 AWG | Screw - Rising Cage Clamp | 774 | https://www.unikeyic.com/media/datasheet/30/32/231b/30/2b2f50a3cbab4e9f299407e0f60227e7.pdf | https://www.unikeyic.com/products/wire-to-board-terminal-blocks/1776119-3/453650.html
1776119-4 | TE Connectivity | 1: 3.9115 10: 2.7868 25: 2.4357 50: 2.2152 150: 1.9403 300: 1.8083 600: 1.7032 1,050: 1.6348 5,100: 1.5016 | Conn Eurostyle Block F 4 POS 5.08mm Solder ST Thru-Hole 10A/Contact | 1776119 | Brass - Nickel Plated | Black | [5 empty] | Brass - Tin Plated | 13.5 A |  |  | - |  |  | Polyamide (PA), Nylon |  |  | Horizontal with Board | 1 (Unlimited) |  | Through Hole | 1 |  |  | - | Bulk | 0.200" (5.08mm) | 4 |  | 1826849 |  | Brass - Nickel Plated | M3 | Buchanan |  |  | 0.68 Nm (6 Lb-In) | 300 V |  | 16-30 AWG | Screw - Rising Cage Clamp | 662 | https://www.unikeyic.com/media/datasheet/c2/88/f153/c288f1538e178131694418b920645053.pdf | https://www.unikeyic.com/products/wire-to-board-terminal-blocks/1776119-4/27740698.html
1776244-3 | TE Connectivity | 1: 1.2953 | Eurostyle Block Connector HDR 3 POS 5mm Solder ST Thru-Hole 10A/Contact | 1776244 | Steel, Stainless | Blue | [5 empty] | Brass - Tin Plated | 10 A |  |  | Interlocking (Side) |  |  | Polyamide (PA66), Nylon 6/6 |  |  | Horizontal with Board | 1 (Unlimited) |  | Through Hole | 1 |  |  | -55°C ~ 105°C | Bulk | 0.197" (5.00mm) | 3 |  | 1826860 |  | Steel, Galvanized - Chromate Plated | M2.6 | Buchanan |  |  | 0.51 Nm (4.5 Lb-In) | 300 V |  | 14-22 AWG | Screw - Leaf Spring, Wire Guard | 10 | https://www.unikeyic.com/media/datasheet/56/b8/24ef/56/09e740cc57760a487baa2c5c4d858feb.pdf | https://www.unikeyic.com/products/wire-to-board-terminal-blocks/1776244-3/259949.html
1776244-5 | TE Connectivity | 107: 1.034 334: 0.979 1,334: 0.935 | Eurostyle Block Connector HDR 5 Pos 5mm Pitch Solder ST Thru-Hole 10A/Contact | 1776244 | Steel, Stainless | Blue | [5 empty] | Brass - Tin Plated | 10 A |  |  | Interlocking (Side) |  |  | Polyamide (PA66), Nylon 6/6 |  |  | Horizontal with Board | 1 (Unlimited) |  | Through Hole | 1 |  |  | -55°C ~ 105°C | Bulk | 0.197" (5.00mm) | 5 |  | 1826862 |  | Steel, Galvanized - Chromate Plated | M2.6 | Buchanan |  |  | 0.51 Nm (4.5 Lb-In) | 300 V |  | 14-22 AWG | Screw - Leaf Spring, Wire Guard | 1660 | https://www.unikeyic.com/media/datasheet/56/b8/24ef/56/09e740cc57760a487baa2c5c4d858feb.pdf | https://www.unikeyic.com/products/wire-to-board-terminal-blocks/1776244-5/25223730.html
1776244-6 | TE Connectivity | 1: 2.4765 100: 2.2722 | Conn Eurostyle Block HDR 6 POS 5mm Solder ST Thru-Hole 10A/Contact | 1776244 | Steel, Stainless | Blue | [5 empty] | Brass - Tin Plated | 10 A |  |  | Interlocking (Side) |  |  | Polyamide (PA66), Nylon 6/6 |  |  | Horizontal with Board | 1 (Unlimited) |  | Through Hole | 1 |  |  | -55°C ~ 105°C | Bulk | 0.197" (5.00mm) | 6 |  | 1826863 |  | Steel, Galvanized - Chromate Plated | M2.6 | Buchanan |  |  | 0.51 Nm (4.5 Lb-In) | 300 V |  | 14-22 AWG | Screw - Leaf Spring, Wire Guard | 21 | https://www.unikeyic.com/media/datasheet/56/b8/24ef/56/09e740cc57760a487baa2c5c4d858feb.pdf | https://www.unikeyic.com/products/wire-to-board-terminal-blocks/1776244-6/5631493.html
1776253-3 | TE Connectivity | 300: 0.407 700: 0.396 1,400: 0.385 3,200: 0.374 | Conn Eurostyle Block HDR 3 POS 3.5mm Solder RA Thru-Hole 7A/Contact | 1776253 | Steel, Stainless | Blue | [5 empty] | Brass - Tin Plated | 7 A |  |  | - |  |  | Polyamide (PA66), Nylon 6/6 |  |  | Vertical with Board | 1 (Unlimited) |  | Through Hole | 1 |  |  | -55°C ~ 105°C | Bulk | 0.138" (3.50mm) | 3 |  |  |  | Steel, Galvanized - Chromate Plated | M2.6 | Buchanan |  |  | 0.4 Nm (3.5 Lb-In) | 250 V |  | 18-26 AWG | Screw - Rising Cage Clamp | 3200 | https://www.unikeyic.com/media/datasheet/52/36/213b/52/2589d2884a37f1c03985e433f0895887.pdf | https://www.unikeyic.com/products/wire-to-board-terminal-blocks/1776253-3/3517750.html
1776259-2 | TE Connectivity | 1: 1.6385 | Conn Eurostyle Block HDR 2 POS 5mm Solder ST Thru-Hole 10A/Contact | 1776259 | Steel, Stainless | Green | [5 empty] | Brass - Nickel Tin Plated | 10 A |  |  | - |  |  | Polyamide (PA66), Nylon 6/6 |  |  | Vertical with Board | 1 (Unlimited) |  | Through Hole | 1 |  |  | -55°C ~ 105°C | Bulk | 0.197" (5.00mm) | 2 |  |  |  | - | - | Buchanan |  |  | - | 300 V |  | 14-22 AWG | Screwless - Leg Spring, Push-In Spring | 7 | https://www.unikeyic.com/media/datasheet/09/2b/f9d5/092bf9d5e3e2429fb6866c8e95039b80.pdf | https://www.unikeyic.com/products/wire-to-board-terminal-blocks/1776259-2/12793493.html
1776259-4 | TE Connectivity | 38: 2.904 150: 2.761 550: 2.64 | Conn Eurostyle Block RCP 4 POS 5mm Solder ST Thru-Hole 10A/Contact Carton | 1776259 | Steel, Stainless | Green | [5 empty] | Brass - Nickel Tin Plated | 10 A |  |  | - |  |  | Polyamide (PA66), Nylon 6/6 |  |  | Vertical with Board | Not Applicable |  | Through Hole | 1 |  |  | -55°C ~ 105°C | Bulk | 0.197" (5.00mm) | 4 |  | 1826877 |  | - | - | Buchanan |  |  | - | 300 V |  | 14-22 AWG | Screwless - Leg Spring, Push-In Spring | 650 | https://www.unikeyic.com/media/datasheet/ec/04/3b91/ec/445dae9059e6c806e7590c877a9ae419.pdf | https://www.unikeyic.com/products/wire-to-board-terminal-blocks/1776259-4/13228671.html
1776259-6 | TE Connectivity | 1: 9.7696 | Conn Eurostyle Block HDR 6 POS 5mm Solder ST Thru-Hole 10A/Contact | [11 empty] | 1776259-6 TE Connectivity |  |  |  |  | 32.512mm(Length)*12.86mm(height) |  |  |  | spring mount, Push-in type, threaded mounting, Through hole mounting |  |  |  | -55℃~105℃ |  |  |  |  | Stop production |  | boxed, bulk | [10 empty] | 10 | https://www.unikeyic.com/media/datasheet/ec/04/3b91/ec/445dae9059e6c806e7590c877a9ae419.pdf | https://www.unikeyic.com/products/wire-to-board-terminal-blocks/1776259-6/33572480.html
1776260-2 | TE Connectivity | 1: 1.3744 | Conn Eurostyle Block RCP 2 POS 5.08mm Solder ST Thru-Hole 10A/Contact | 1776260 | Steel, Stainless | Green | [5 empty] | Brass - Nickel Tin Plated | 10 A |  |  | - |  |  | Polyamide (PA66), Nylon 6/6 |  |  | Vertical with Board | 1 (Unlimited) |  | Through Hole | 1 |  |  | -55°C ~ 105°C | Bulk | 0.200" (5.08mm) | 2 |  |  |  | - | - | Buchanan |  |  | - | 300 V |  | 14-22 AWG | Screwless - Leg Spring, Push-In Spring | 19 | https://www.unikeyic.com/media/datasheet/9a/15/9600/9a/c59d048a63e23a5312cbc13a082916d3.pdf | https://www.unikeyic.com/products/wire-to-board-terminal-blocks/1776260-2/34969928.html
1776260-6 | TE Connectivity | 35: 3.498 80: 3.432 200: 3.366 350: 3.3 600: 3.234 1,000: 2.464 | TE Connectivity PCBTerminal block Buchananseries, 6road, 5.08mmPitch, Through hole mounting, Spring-loaded terminal block terminations, green | 1776260 | Steel, Stainless | Green | [5 empty] | Brass - Nickel Tin Plated | 10 A |  |  | - |  |  | Polyamide (PA66), Nylon 6/6 |  |  | Vertical with Board | 1 (Unlimited) |  | Through Hole | 1 |  |  | -55°C ~ 105°C | Bulk | 0.200" (5.08mm) | 6 |  |  |  | - | - | Buchanan |  |  | - | 300 V |  | 14-22 AWG | Screwless - Leg Spring, Push-In Spring | 4195 | https://www.unikeyic.com/media/datasheet/9a/15/9600/9a/c59d048a63e23a5312cbc13a082916d3.pdf | https://www.unikeyic.com/products/wire-to-board-terminal-blocks/1776260-6/28649956.html
1776266-2 | TE Connectivity | 1: 16.3181 100: 14.9722 | 14 POS Right Angle AMPSEAL Connector | 776266 | Steel, Stainless | Green | [5 empty] | Brass - Copper Tin Plated | 10 A |  |  | Interlocking (Side) |  |  | Polyamide (PA66), Nylon 6/6 |  |  | Horizontal with Board | 1 (Unlimited) |  | Through Hole | 1 |  |  | -55°C ~ 105°C | Bulk | 0.197" (5.00mm) | 2 |  | 2293766 |  | Steel, Galvanized - Chromate Plated | M2.6 | Buchanan |  |  | 0.51 Nm (4.5 Lb-In) | 300 V |  | 14-22 AWG | Screw - Leaf Spring, Wire Guard | 2 | https://www.unikeyic.com/media/datasheet/75/67/a03c/75/f1d8db6146af51c628ea2a4d9466a48f.pdf | https://www.unikeyic.com/products/wire-to-board-terminal-blocks/1776266-2/2313423.html
1776266-8 | TE Connectivity | 70: 1.639 200: 1.617 350: 1.584 700: 1.562 | Conn Eurostyle Block HDR 8 POS 5mm Solder ST Thru-Hole 10A/Contact | 1776266 | Steel, Stainless | Green | [5 empty] | Brass - Copper Tin Plated | 10 A |  |  | Interlocking (Side) |  |  | Polyamide (PA66), Nylon 6/6 |  |  | Horizontal with Board | 1 (Unlimited) |  | Through Hole | 1 |  |  | -55°C ~ 105°C | Bulk | 0.197" (5.00mm) | 8 |  | 14812845 |  | Steel, Galvanized - Chromate Plated | M2.6 | Buchanan |  |  | 0.51 Nm (4.5 Lb-In) | 300 V |  | 14-22 AWG | Screw - Leaf Spring, Wire Guard | 2453 | https://www.unikeyic.com/media/datasheet/c6/73/6dc3/c6/9adec2ac537be3737858fedfa202553d.pdf | https://www.unikeyic.com/products/wire-to-board-terminal-blocks/1776266-8/2551290.html
1776491-2 | TE Connectivity | 1: 0.4348 | Conn Eurostyle Block HDR 2 POS 5mm Solder ST Thru-Hole 10A | 1776491 | Steel, Stainless - Tin Plated | Blue | [5 empty] | Brass - Copper Tin Plated | 10 A |  |  | Interlocking (Side) |  |  | Polyamide (PA66), Nylon 6/6 |  |  | Horizontal with Board | 1 (Unlimited) |  | Through Hole | 1 |  |  | -55°C ~ 105°C | Bulk | 0.197" (5.00mm) | 2 |  |  |  | Steel, Galvanized - Chromate Plated | - | Buchanan |  |  | 0.51 Nm (4.5 Lb-In) | 300 V |  | 14-22 AWG | Screw - Leaf Spring, Wire Guard | 37 | https://www.unikeyic.com/media/datasheet/59/56/16bb/59/aeae478ed7da12483ce475e71a88b749.pdf | https://www.unikeyic.com/products/wire-to-board-terminal-blocks/1776491-2/24816739.html
1783670000 | Weidmüller | 16: 7.304 | 2 Position Wire to Board Terminal Block Horizontal with Board 0.591 (15.00mm) Through Hole | [11 empty] | 1783670000 Weidmüller |  |  |  |  | 28mm(Length)*29.1mm(height) |  |  |  | clip mounting, threaded mounting, Through hole mounting |  |  |  | -50℃~120℃ |  |  |  |  | On sale |  | bulk | [10 empty] | 19 | https://www.unikeyic.com/media/datasheet/46/00/04ed/460004edd2db14f765b9589363a0e2f8.pdf | https://www.unikeyic.com/products/wire-to-board-terminal-blocks/1783670000/25127478.html
1783680000 | Weidmüller | 1: 16.3069 10: 16.0157 25: 16.0157 50: 15.7245 100: 15.7245 250: 15.7245 500: 15.7245 1,000: 15.7245 | Conn Terminal Block 3 POS 15mm Solder RA Thru-Hole 85A Box | [11 empty] | 1783680000 Weidmüller |  |  |  |  | 43mm(Length)*29.1mm(height) |  |  |  | clip mounting, threaded mounting, Through hole mounting |  |  |  | -50℃~120℃ |  |  |  |  | On sale |  | bulk | [10 empty] | 16 | https://www.unikeyic.com/media/datasheet/66/10/6830/66/94006efef131e3c86c7cf644e648f049.pdf | https://www.unikeyic.com/products/wire-to-board-terminal-blocks/1783680000/26682550.html
1786220000 | Weidmüller | 25: 5.159 30: 5.06 50: 4.774 | 5 Position Wire to Board Terminal Block Vertical with Board 0.250 (6.35mm) Through Hole | [11 empty] | 1786220000 Weidmüller | [8 empty] | clip mounting, threaded mounting, Through hole mounting |  |  |  | -50℃~100℃ |  |  |  |  | On sale |  | bulk | [10 empty] | 150 | https://www.unikeyic.com/media/datasheet/53/72/8778/53/298a61d7f400c794127c88d2dd306f3e.pdf | https://www.unikeyic.com/products/wire-to-board-terminal-blocks/1786220000/33469057.html
1786280000 | Weidmüller | 5: 23.452 13: 23.012 25: 22.572 50: 21.714 | 11 Position Wire to Board Terminal Block Vertical with Board 0.250 (6.35mm) Through Hole | [11 empty] | 1786280000 Weidmüller | [8 empty] | clip mounting, threaded mounting, Through hole mounting |  |  |  | -50℃~100℃ |  |  |  |  | On sale |  | bulk | [10 empty] | 150 | https://www.unikeyic.com/media/datasheet/3e/4a/ac4c/3e4aac4c01d9c11124702e34e6f99279.pdf | https://www.unikeyic.com/products/wire-to-board-terminal-blocks/1786280000/30957448.html
1792931 | PHOENIX CONTACT | 10: 1.9772 100: 1.9419 250: 1.9419 500: 1.9419 | Phoenix Contact PCBTerminal block PTS 1.5/ 9-5.0-Hseries, 9road |  | - | Green | [5 empty] | - | 10 A |  |  | - |  |  | Polyamide (PA), Nylon |  |  | Horizontal with Board | 1 (Unlimited) |  | Through Hole | 1 |  |  | - | Bulk | 0.197" (5.00mm) | 9 |  | 3439906 |  | - | - | COMBICON PTS |  |  | - | 300 V |  | 14-26 AWG | Screwless - Push Button Clamp | 26 | https://www.unikeyic.com/media/datasheet/54/47/6a10/9c/571fb66bd73eb591193b6d894bddd272.pdf | https://www.unikeyic.com/products/wire-to-board-terminal-blocks/1792931/22394973.html
1810900000 | Weidmüller | 1: 4.1148 10: 2.9311 25: 2.5626 50: 2.3317 | TERM BLK 7P SIDE ENT 5.08MM PCB | [11 empty] | 1810900000 Weidmüller |  |  |  |  | 36.06mm(Length)*8.1mm(height) |  |  |  | clip mounting, threaded mounting, Through hole mounting |  |  |  | -50℃~120℃ |  |  |  |  | On sale |  | bulk | [10 empty] | 65 | https://www.unikeyic.com/media/datasheet/a8/5f/eae3/a8/a8f482ef47d153e84ca0927266939cfd.pdf | https://www.unikeyic.com/products/wire-to-board-terminal-blocks/1810900000/20925541.html
1810910000 | Weidmüller | 100: 1.206 300: 1.0623 500: 1.0104 | TERM BLK 8P SIDE ENT 5.08MM PCB | [20 empty] | clip mounting, threaded mounting, Through hole mounting |  |  |  | -50℃~120℃ |  |  |  |  | On sale |  | bulk | [10 empty] | 845 | https://www.unikeyic.com/media/about_us/Unikey_ISO_9001_Certification.pdf | https://www.unikeyic.com/products/wire-to-board-terminal-blocks/1810910000/34886160.html
1811180000 | Weidmüller | 409: 0.286 | 2 Position Wire to Board Terminal Block Horizontal with Board 0.138 (3.50mm) Through Hole | [20 empty] | wire mounting, spring mount, threaded mounting, Through hole mounting |  |  |  | -50℃~120℃ |  |  |  |  | On sale |  | bulk | [10 empty] | 1000 | https://www.unikeyic.com/media/about_us/Unikey_ISO_9001_Certification.pdf | https://www.unikeyic.com/products/wire-to-board-terminal-blocks/1811180000/34081589.html
1811560000 | Weidmüller | 84: 1.397 100: 1.298 | [21 empty] | clip mounting, spring mount, threaded mounting, Through hole mounting |  |  |  | -50℃~120℃ |  |  |  |  | On sale |  | bulk | [10 empty] | 700 | https://www.unikeyic.com/media/about_us/Unikey_ISO_9001_Certification.pdf | https://www.unikeyic.com/products/wire-to-board-terminal-blocks/1811560000/1785602.html
1811570000 | Weidmüller | 1: 5.129 10: 3.498 20: 3.058 50: 2.7324 100: 2.3976 500: 2.3328 1,000: 2.268 2,000: 2.2572 | [21 empty] | clip mounting, spring mount, threaded mounting, Through hole mounting |  |  |  | -50℃~120℃ |  |  |  |  | On sale |  | bulk | [10 empty] | 60 | https://www.unikeyic.com/media/about_us/Unikey_ISO_9001_Certification.pdf | https://www.unikeyic.com/products/wire-to-board-terminal-blocks/1811570000/26114769.html
1811890000 | Weidmüller | 100: 2.4333 300: 2.1713 500: 2.0779 1,000: 1.9746 5,000: 1.8142 | 7 Terminal block - 45° (135°) angle、 0.197" (5.00mm) Through-hole type | [11 empty] | 1811890000 Weidmüller |  |  |  |  | 37.2mm(Length)*14.5mm(height) |  |  |  | clip mounting, spring mount, threaded mounting, Through hole mounting |  |  |  | -50℃~120℃ |  |  |  |  | On sale | [12 empty] | 100 | https://www.unikeyic.com/media/datasheet/60/1a/1a94/60/40faa1306506f57782e889302ee62817.pdf | https://www.unikeyic.com/products/wire-to-board-terminal-blocks/1811890000/33866408.html
1819215 | PHOENIX CONTACT | 1: 18.9324 10: 13.0162 | PC Terminal Block Connector, 3 POS, 10mm Pitch, Solder, TH, 76A |  | - | Green | [5 empty] | Tin Plated | 51 A |  |  | - |  |  | Polyamide (PA), Nylon |  |  | 30° (150°) Angle with Board | 1 (Unlimited) |  | Through Hole | 1 |  |  | - | Bulk | 0.394" (10.00mm) | 3 |  | 5253194 |  | - | - | COMBICON SPTA |  |  | - | 600 V |  | 4-18 AWG | Screwless - Spring Cage, Tension Clamp | 22 | https://www.unikeyic.com/media/datasheet/90/d0/3eac/90/763b964b885536e6cc5041808e702b4f.pdf | https://www.unikeyic.com/products/wire-to-board-terminal-blocks/1819215/9275266.html
1822956 | PHOENIX CONTACT | 1: 6.9984 10: 5.7402 | Phoenix Contact PCB Terminal Block SPT-THR 1.5/11-H-3.81 P26 Series, 3.81mm Pitch, TH, Spring Cage Termination, Black |  | - | Black | [5 empty] | Tin Plated | 10 A |  |  | - |  |  | Liquid Crystal Polymer (LCP) |  |  | Horizontal with Board | 1 (Unlimited) |  | Through Hole | 1 |  |  | - | Tape & Reel (TR)Cut Tape (CT) | 0.150" (3.81mm) | 11 |  | 5196754 |  | - | - | COMBICON SPT-THR |  |  | - | 300 V |  | 16-24 AWG | Screwless - Leg Spring, Push-In Spring | 80 | https://www.unikeyic.com/media/datasheet/65/3c/4c23/65/a3f2b4d8aceee6a9c7f6de21c7954d12.pdf | https://www.unikeyic.com/products/wire-to-board-terminal-blocks/1822956/26859708.html
1823308 | PHOENIX CONTACT | 1: 2.522 | Phoenix Contact PCB Terminal Block SPT-THR 1.5/2-V-3.81 P20 R24 Series |  | - | Black | [5 empty] | Tin Plated | 10 A |  |  | - |  |  | Liquid Crystal Polymer (LCP) |  |  | Vertical with Board | 1 (Unlimited) |  | Through Hole | 1 |  |  | - | Tape & Reel (TR)Cut Tape (CT) | 0.150" (3.81mm) | 2 |  | 5873767 |  | - | - | COMBICON SPT-THR |  |  | - | 300 V |  | 16-24 AWG | Screwless - Leg Spring, Push-In Spring | 60 | https://www.unikeyic.com/media/datasheet/b9/f7/eee4/b9/698b7a941aa76c423848ff457f0a28f3.pdf | https://www.unikeyic.com/products/wire-to-board-terminal-blocks/1823308/27519924.html
1823667 | PHOENIX CONTACT | 1: 4.55 | Phoenix Contact PCB Terminal Block SPT-THR 1.5/ 5-H-3.5 P20 R32 Series |  | - | Black | [5 empty] | Tin Plated | 10 A |  |  | - |  |  | Liquid Crystal Polymer (LCP) |  |  | Horizontal with Board | 1 (Unlimited) |  | Through Hole | 1 |  |  | - | Tape & Reel (TR)Cut Tape (CT) | 0.138" (3.50mm) | 5 |  | 5873803 |  | - | - | COMBICON SPT-THR |  |  | - | 300 V |  | 16-24 AWG | Screwless - Leg Spring, Push-In Spring | 111 | https://www.unikeyic.com/media/datasheet/e9/27/911a/e9/f710a79788721c371103d391df99993d.pdf | https://www.unikeyic.com/products/wire-to-board-terminal-blocks/1823667/30605917.html
1823780 | PHOENIX CONTACT | 1: 5.3064 | Phoenix Contact PCB Terminal Block SPT-THR 1.5/ 6-H-3.81 P20 R44 Series |  | - | Black | [5 empty] | Tin Plated | 10 A |  |  | - |  |  | Liquid Crystal Polymer (LCP) |  |  | Horizontal with Board | 1 (Unlimited) |  | Through Hole | 1 |  |  | - | Tape & Reel (TR)Cut Tape (CT) | 0.150" (3.81mm) | 6 |  | 5873815 |  | - | - | COMBICON SPT-THR |  |  | - | 300 V |  | 16-24 AWG | Screwless - Leg Spring, Push-In Spring | 134 | https://www.unikeyic.com/media/datasheet/05/f6/260a/05f6260afc01c7b729c9038274599c03.pdf | https://www.unikeyic.com/products/wire-to-board-terminal-blocks/1823780/1235358.html
1824103 | PHOENIX CONTACT | 1: 4.255 | Conn Terminal Block 4 POS 3.5mm Solder ST SMD 13.5A |  | - | Black | [5 empty] | Tin Plated | 10 A |  |  | - |  |  | Liquid Crystal Polymer (LCP) |  |  | Vertical with Board | 1 (Unlimited) |  | Surface Mount | 1 |  |  | - |  | 0.138" (3.50mm) | 4 |  | 5196541 |  | - | - | COMBICON SPT-SMD |  |  | - | 300 V |  | 16-24 AWG | Screwless - Leg Spring, Push-In Spring | 329 | https://www.unikeyic.com/media/datasheet/b0/2f/7394/b02f73940462fa73cb2cb16a563ecde8.pdf | https://www.unikeyic.com/products/wire-to-board-terminal-blocks/1824103/3323831.html
1824460000 | Weidmüller | 25: 2.7746 50: 2.5264 100: 2.3208 250: 2.107 500: 1.9824 1,000: 1.8842 5,000: 1.7315 | Weidmuller LSF PCB Terminal Block, 6-Pos, 3.5mm Pitch, Surface Mount | [11 empty] | 1824460000 Weidmüller |  |  |  |  | 21.7mm(Length)*14.3mm(height) |  |  |  | clip mounting, snap fit, threaded mounting, Through hole mounting |  |  |  | -50℃~240℃ |  |  |  |  | On sale |  | Tube | [10 empty] | 2320 | https://www.unikeyic.com/media/datasheet/bd/84/ae49/bd/b1cca12fcba466da77eaf6b697774739.pdf | https://www.unikeyic.com/products/wire-to-board-terminal-blocks/1824460000/14605476.html
1824510000 | Weidmüller | 52: 2.266 | Conn Terminal Block 11 POS 3.5mm Solder RA Thru-Hole 12A Tube | [11 empty] | 1824510000 Weidmüller | [8 empty] | clip mounting, snap fit, threaded mounting, Through hole mounting |  |  |  | -50℃~240℃ |  |  |  |  | On sale |  | Tube | [10 empty] | 448 | https://www.unikeyic.com/media/datasheet/7f/a2/c66c/7fa2c66c1578a224ff3f569dc65e08f0.pdf | https://www.unikeyic.com/products/wire-to-board-terminal-blocks/1824510000/24109327.html
1824572 | PHOENIX CONTACT | 1: 7.215 | Terminal Block Connector, 7 POS, 3.5mm Pitch, Solder RA, SMD, 13.5A |  | - | Black | [5 empty] | Tin Plated | 10 A |  |  | Board Guide |  |  | Liquid Crystal Polymer (LCP) |  |  | Horizontal with Board | 1 (Unlimited) |  | Surface Mount | 1 |  |  | - |  | 0.138" (3.50mm) | 7 |  | 5873717 |  | - | - | COMBICON SPT-SMD |  |  | - | 300 V |  | 16-24 AWG | Screwless - Leg Spring, Push-In Spring | 231 | https://www.unikeyic.com/media/datasheet/87/03/1df1/87031df1d76da80cc819509a2fce4928.pdf | https://www.unikeyic.com/products/wire-to-board-terminal-blocks/1824572/18222027.html
1824630000 | Weidmüller | 189: 0.616 | Weidmuller LSF PCB Terminal Block, 3-Pos, 3.81mm Pitch, Surface Mount | [11 empty] | 1824630000 Weidmüller |  |  |  |  | 11.82mm(Length)*14.3mm(height) |  |  |  | clip mounting, snap fit, threaded mounting, Through hole mounting |  |  |  | -50℃~240℃ |  |  |  |  | On sale |  | Tube | [10 empty] | 649 | https://www.unikeyic.com/media/datasheet/2e/d5/c94c/2e/4b15aa6789d8012a1bb7b95f388f0dc5.pdf | https://www.unikeyic.com/products/wire-to-board-terminal-blocks/1824630000/2929606.html
1824810000 | Weidmüller | 10: 0.9106 50: 0.8742 100: 0.8159 250: 0.8013 500: 0.8013 1,500: 0.8013 | Weidmuller PCB Terminal Block, LSF Series, 2-Pos, 5.08mm Pitch, Surface Mount | [11 empty] | 1824810000 Weidmüller |  |  |  |  | 9.28mm(Length)*14.3mm(height) |  |  |  | clip mounting, snap fit, threaded mounting, Through hole mounting |  |  |  | -50℃~240℃ |  |  |  |  | On sale |  | Tube | [10 empty] | 54 | https://www.unikeyic.com/media/datasheet/af/64/0047/af/e6a50b70fa35144898d55cdb9be92115.pdf | https://www.unikeyic.com/products/wire-to-board-terminal-blocks/1824810000/8287540.html
1824840000 | Weidmüller | 22: 2.4015 44: 2.1804 66: 2.068 110: 1.9435 264: 1.7698 506: 1.6689 1,012: 1.5833 5,016: 1.4505 | Weidmuller LSF Series PCB Terminal Block, 5-Pin, 5.08mm Pitch, Surface Mount | [11 empty] | 1824840000 Weidmüller |  |  |  |  | 24.52mm(Length)*14.3mm(height) |  |  |  | clip mounting, snap fit, threaded mounting, Through hole mounting |  |  |  | -50℃~240℃ |  |  |  |  | On sale |  | Tube | [10 empty] | 83 | https://www.unikeyic.com/media/datasheet/9f/f3/1ad3/9f/05c9da85f19d8ba9ef5dd9388c2bb685.pdf | https://www.unikeyic.com/products/wire-to-board-terminal-blocks/1824840000/781402.html
1824850000 | Weidmüller | 18: 2.9064 36: 2.6373 54: 2.5002 108: 2.2991 252: 2.1042 504: 1.9801 1,008: 1.8821 5,004: 1.7305 | Weidmuller PCBTerminal block LSFseries, 6road, 5.08mmPitch, surface | [11 empty] | 1824850000 Weidmüller | [8 empty] | clip mounting, snap fit, threaded mounting, Through hole mounting |  |  |  | -50℃~240℃ |  |  |  |  | On sale |  | Tube | [10 empty] | 31 | https://www.unikeyic.com/media/datasheet/94/8f/0a2d/948f0a2d6b0d008bc2e4d85131620dde.pdf | https://www.unikeyic.com/products/wire-to-board-terminal-blocks/1824850000/23641772.html
1824857 | PHOENIX CONTACT | 300: 1.5757 1,500: 1.418 | Phoenix Contact PCBTerminal block SPT-SMD 1.5/ 2-H-5.08 R24series, 2road, 5.08mmPitch, surface, Welding termination, Black |  | - | Black | [5 empty] | Tin Plated | 10 A |  |  | Board Guide |  |  | Liquid Crystal Polymer (LCP) |  |  | Horizontal with Board | 1 (Unlimited) |  | Surface Mount | 1 |  |  | - |  | 0.200" (5.08mm) | 2 |  | 5196524 |  | - | - | COMBICON SPT-SMD |  |  | - | 300 V |  | 16-24 AWG | Screwless - Leg Spring, Push-In Spring | 505 | https://www.unikeyic.com/media/datasheet/9c/bf/7eb8/9cbf7eb88fed21cd33b6b94dd2428203.pdf | https://www.unikeyic.com/products/wire-to-board-terminal-blocks/1824857/10815928.html
1824910000 | Weidmüller | 1: 3.2495 10: 2.9116 100: 2.8596 250: 2.8076 500: 2.8076 1,000: 2.8076 | Weidmuller PCB Terminal Block, LSF Series, 5-Pos, 7.5mm Pitch, SMD | [20 empty] | clip mounting, snap fit, threaded mounting, Through hole mounting |  |  |  | -50℃~240℃ |  |  |  |  | On sale |  | Tube | [10 empty] | 74 | https://www.unikeyic.com/media/about_us/Unikey_ISO_9001_Certification.pdf | https://www.unikeyic.com/products/wire-to-board-terminal-blocks/1824910000/744458.html
1825650000 | Weidmüller | 10: 1.1058 100: 1.0137 500: 1.0137 1,000: 0.9952 2,500: 0.9952 | Weidmuller PCB Terminal Block LSF Series 3-Channel 3.5mm Pitch Surface Mount | [11 empty] | 1825650000 Weidmüller |  |  |  |  | 11.2mm(Length)*8.5mm(height) |  |  |  | clip mounting, snap fit, threaded mounting, Through hole mounting |  |  |  | -50℃~240℃ |  |  |  |  | On sale |  | Tube | [10 empty] | 75 | https://www.unikeyic.com/media/datasheet/1c/81/47db/1c8147dbbf9d3a24434946f472ee8a06.pdf | https://www.unikeyic.com/products/wire-to-board-terminal-blocks/1825650000/20914210.html
1825790000 | Weidmüller | 286: 0.407 | Weidmuller PCBTerminal block LSFseries, 2road, 3.81mmPitch, surface | [11 empty] | 1825790000 Weidmüller |  |  |  |  | 8.01mm(Length)*8.5mm(height) |  |  |  | clip mounting, snap fit, threaded mounting, Through hole mounting |  |  |  | -50℃~240℃ |  |  |  |  | On sale |  | Tube | [10 empty] | 468 | https://www.unikeyic.com/media/datasheet/a9/be/e383/a9/e3cc7101e9cc719d6eb3952ea3965ef0.pdf | https://www.unikeyic.com/products/wire-to-board-terminal-blocks/1825790000/27415081.html
1825800000 | Weidmüller | 46: 1.3731 92: 1.2511 138: 1.1898 276: 1.1005 506: 1.0368 1,012: 0.9779 5,014: 0.886 | Weidmuller LSF PCB Terminal Block, 3-Pos, 3.81mm Pitch, Surface Mount | [11 empty] | 1825800000 Weidmüller |  |  |  |  | 11.82mm(Length)*8.5mm(height) |  |  |  | clip mounting, snap fit, threaded mounting, Through hole mounting |  |  |  | -50℃~240℃ |  |  |  |  | On sale |  | Tube | [10 empty] | 124 | https://www.unikeyic.com/media/datasheet/19/e8/44de/19/cff5d7bcfcac90aabe5db70e679fcd81.pdf | https://www.unikeyic.com/products/wire-to-board-terminal-blocks/1825800000/34687045.html
1825830000 | Weidmüller | 1: 4.7225 23: 2.9759 46: 2.7074 69: 2.5714 115: 2.4212 253: 2.2308 506: 2.0994 1,012: 1.9957 5,014: 1.8352 | Weidmuller PCB Terminal Block LSF Series, 6-Pos, 3.81mm Pitch, SMD | [11 empty] | 1825830000 Weidmüller | [8 empty] | clip mounting, snap fit, threaded mounting, Through hole mounting |  |  |  | -50℃~240℃ |  |  |  |  | On sale |  | Tube | [10 empty] | 13 | https://www.unikeyic.com/media/datasheet/ce/a2/450f/04/05fbd9f517127130930527a30cd3d95d.pdf | https://www.unikeyic.com/products/wire-to-board-terminal-blocks/1825830000/16973790.html
1825880000 | Weidmüller | 57: 2.068 | Terminal Block Connector 10 POS 3.81mm Solder Straight Thru-Hole 12A Tube | [11 empty] | 1825880000 Weidmüller |  |  |  |  | 38.49mm(Length)*8.5mm(height) |  |  |  | clip mounting, snap fit, threaded mounting, Through hole mounting |  |  |  | -50℃~240℃ |  |  |  |  | On sale |  | Tube | [10 empty] | 406 | https://www.unikeyic.com/media/datasheet/ce/a2/450f/ea/2b590d571b2d91d95f7d9771440556d9.pdf | https://www.unikeyic.com/products/wire-to-board-terminal-blocks/1825880000/11103762.html
1826040000 | Weidmüller | 10: 0.6329 100: 0.5671 500: 0.5671 | Weidmuller PCB Terminal Block, LSF Series, 2 Pos, 5.08mm Pitch, Surface Mount | [11 empty] | 1826040000 Weidmüller |  |  |  |  | 9.28mm(Length)*8.5mm(height) |  |  |  | clip mounting, snap fit, threaded mounting, Through hole mounting |  |  |  | -50℃~240℃ |  |  |  |  | On sale |  | Tube | [10 empty] | 152 | https://www.unikeyic.com/media/datasheet/f4/c7/6c44/f4c76c440e8dcf598b3b21bd838402a0.pdf | https://www.unikeyic.com/products/wire-to-board-terminal-blocks/1826040000/24865560.html
1826060000 | Weidmüller | 38: 1.4097 76: 1.2819 114: 1.2172 266: 1.1042 532: 1.0315 1,026: 0.9764 5,016: 0.8855 | Weidmuller PCBTerminal block LSFseries, 3road, 5.08mmPitch, surface | [11 empty] | 1826060000 Weidmüller |  |  |  |  | 14.36mm(Length)*8.5mm(height) |  |  |  | clip mounting, snap fit, threaded mounting, Through hole mounting |  |  |  | -50℃~240℃ |  |  |  |  | On sale |  | Tube | [10 empty] | 342 | https://www.unikeyic.com/media/datasheet/9d/4c/f24f/9d4cf24f732a7dd6cc7c623597a48252.pdf | https://www.unikeyic.com/products/wire-to-board-terminal-blocks/1826060000/1071157.html
1826120000 | Weidmüller | 71: 1.639 | Weidmuller PCB Terminal Block, LSF Series, 8-Channel, 5.08mm Pitch, SMD | [11 empty] | 1826120000 Weidmüller |  |  |  |  | 39.76mm(Length)*8.5mm(height) |  |  |  | clip mounting, snap fit, threaded mounting, Through hole mounting |  |  |  | -50℃~240℃ |  |  |  |  | On sale |  | Tube | [10 empty] | 2867 | https://www.unikeyic.com/media/datasheet/dd/99/316e/dd/31271f231e0886c6f0e5aa7b7f406711.pdf | https://www.unikeyic.com/products/wire-to-board-terminal-blocks/1826120000/31409708.html
1826140000 | Weidmüller | 28: 1.6798 56: 1.5245 112: 1.3946 252: 1.2721 504: 1.1894 1,008: 1.1238 5,012: 1.0212 | Weidmuller PCB Terminal Block LSF Series, 3-Pos, 7.5mm Pitch, Surface Mount | [11 empty] | 1826140000 Weidmüller |  |  |  |  | 19.2mm(Length)*8.5mm(height) |  |  |  | clip mounting, snap fit, threaded mounting, Through hole mounting |  |  |  | -50℃~240℃ |  |  |  |  | On sale |  | Tube | [10 empty] | 88 | https://www.unikeyic.com/media/datasheet/35/86/460f/35/dd7fd991498d2d42cbfedff405569fef.pdf | https://www.unikeyic.com/products/wire-to-board-terminal-blocks/1826140000/6639840.html
1839270000 | Weidmüller | 27: 4.477 | 2 Position Wire to Board Terminal Block Horizontal with Board 0.400 (10.16mm) Through Hole | [11 empty] | 1839270000 Weidmüller |  |  |  |  | 21.12mm(Length)*25.1mm(height) |  |  |  | clip mounting, threaded mounting, Through hole mounting |  |  |  | -50℃~120℃ |  |  |  |  | On sale |  | bulk | [10 empty] | 60 | https://www.unikeyic.com/media/datasheet/c1/be/dfe0/c1/78b7d9c413dde4e3e89aeb5fdeb4fe68.pdf | https://www.unikeyic.com/products/wire-to-board-terminal-blocks/1839270000/32890479.html
1839290000 | Weidmüller | 13: 9.669 20: 8.954 | 4 Position Wire to Board Terminal Block Horizontal with Board 0.400 (10.16mm) Through Hole | [20 empty] | clip mounting, threaded mounting, Through hole mounting |  |  |  | -50℃~120℃ |  |  |  |  | On sale |  | bulk | [10 empty] | 20 | https://www.unikeyic.com/media/about_us/Unikey_ISO_9001_Certification.pdf | https://www.unikeyic.com/products/wire-to-board-terminal-blocks/1839290000/24410759.html
1841542 | PHOENIX CONTACT | 1: 8.8813 10: 8.1412 100: 7.9932 250: 7.9932 500: 7.9932 | Phoenix Contact PCB Terminal Block SPTD 1.5/7-H-3.5 Series |  | - | Green | [5 empty] | Tin Plated | 10 A |  |  | - |  |  | Polyamide (PA), Nylon |  |  | Horizontal with Board | 1 (Unlimited) |  | Through Hole | 2 |  |  | - | Bulk | 0.138" (3.50mm) | 7 |  | 5428701 |  | - | - | COMBICON SPT |  |  | - | 150 V |  | 14-26 AWG | Screwless - Leg Spring, Push-In Spring | 23 | https://www.unikeyic.com/media/datasheet/77/48/772b/77/1a0e8416432a96e355687ec0c43e538c.pdf | https://www.unikeyic.com/products/wire-to-board-terminal-blocks/1841542/4600002.html
1848642 | PHOENIX CONTACT | 1: 3.5041 10: 3.1397 100: 3.0836 250: 3.0276 500: 3.0276 | Phoenix Contact PCBTerminal block SDDC 1.5/ 2-PV-3.5series, 2road, 2line, 3.5mmPitch, Through hole mounting, Screw-down terminations, green |  | - | Green | [5 empty] | Tin Plated | 8 A |  |  | Board Lock |  |  | Polyamide (PA), Nylon |  |  | Vertical with Board | 1 (Unlimited) |  | Through Hole, SKEDD | 2 |  |  | - | Bulk | 0.138" (3.50mm) | 2 |  | 6810460 |  | - | - | SDDC |  |  | - | 300 V |  | 16-24 AWG | Screwless - Leg Spring, Push-In Spring | 64 | https://www.unikeyic.com/media/datasheet/87/dd/df57/87/cd9590dc3488a0f8bf016933fb795db8.pdf | https://www.unikeyic.com/products/wire-to-board-terminal-blocks/1848642/1801754.html
1848749 | PHOENIX CONTACT | 1: 18.7295 10: 18.3951 25: 18.0606 100: 18.0606 250: 18.0606 | Conn Terminal Block PL 12 POS 3.5mm SKEDD ST Thru-Hole 8A |  | - | Green | [5 empty] | Tin Plated | 8 A |  |  | Board Lock |  |  | Polyamide (PA), Nylon |  |  | Vertical with Board | 1 (Unlimited) |  | Through Hole, SKEDD | 2 |  |  | - | Bulk | 0.138" (3.50mm) | 12 |  | 6810470 |  | - | - | SDDC |  |  | - | 300 V |  | 16-24 AWG | Screwless - Leg Spring, Push-In Spring | 60 | https://www.unikeyic.com/media/datasheet/a4/c8/bd62/a4c8bd625e9ff13892016f4469af6e94.pdf | https://www.unikeyic.com/products/wire-to-board-terminal-blocks/1848749/610192.html
1854019 | PHOENIX CONTACT | 50: 6.5248 | Phoenix Contact VC-AMS6 Contact Insert Module, Panel Mount Frames, Screw Connection, 6-pos., 250V / 10A |  |  | - |  | Insert | Tin |  | Brass |  |  | 8A |  |  |  | Male | Polyamide (PA), Nylon |  |  |  | 1 (Unlimited) |  |  |  | 6 |  | -40°C ~ 100°C | Bulk | [7 empty] | Variocon® AMS |  | Screw |  |  | 250V |  |  | 5000 | https://www.unikeyic.com/media/datasheet/48/82/672f/48/c5e73e425294b6c93da982e1a25312ab.pdf | https://www.unikeyic.com/products/wire-to-board-terminal-blocks/1854019/31653896.html
1854022 | PHOENIX CONTACT | 1: 11.3887 13: 11.1386 25: 10.9011 | Phoenix Contact VC-AMS8 Connector Plug, VC-AMS 8 Series |  |  | - |  | Insert | Tin |  | Brass |  |  | 8A |  |  |  | Male | Polyamide (PA), Nylon |  |  |  | 1 (Unlimited) |  |  |  | 8 |  | -40°C ~ 100°C | Bulk | [7 empty] | Variocon® AMS |  | Screw |  |  | 250V |  |  | 20 | https://www.unikeyic.com/media/datasheet/49/c7/2b30/49c72b3060bbd0ef055dc0805267cab7.pdf | https://www.unikeyic.com/products/wire-to-board-terminal-blocks/1854022/7995178.html
1855018 | PHOENIX CONTACT | 10: 9.0955 | Phoenix,VC-D1-ST15-PE,Contact insert,Conn Rectangular F 15 POS Crimp ST Panel Mount |  |  | Black |  | Insert without Contacts | - |  | - |  |  | 4A |  |  |  | Non-Gendered | Polyamide (PA), Nylon, Glass Filled |  |  |  | 1 (Unlimited) |  |  |  | 15 |  | -40°C ~ 125°C | Bulk |  |  |  | 4483010 |  |  |  | Variocon® VC |  | Crimp |  |  | 250V |  |  | 1000 | https://www.unikeyic.com/media/datasheet/ae/aa/b402/ae/85cb2f073a1bfb4e6d653a4a91ae539a.pdf | https://www.unikeyic.com/products/wire-to-board-terminal-blocks/1855018/23538216.html
1855050 | PHOENIX CONTACT | 10: 9.0955 | Phoenix Contact VC-D1-BU15-PE Rectangular Connector SKT 15 POS Crimp ST Panel Mount |  |  | Black |  | Insert without Contacts | - |  | - |  |  | 4A |  |  |  | Non-Gendered | Polyamide (PA), Nylon, Glass Filled |  |  |  | 1 (Unlimited) |  |  |  | 15 |  | -40°C ~ 125°C | Bulk | [7 empty] | Variocon® VC |  | Crimp |  |  | 250V |  |  | 1000 | https://www.unikeyic.com/media/datasheet/f9/a9/1597/f9a91597aaad54b26cf3c05c579b7e74.pdf | https://www.unikeyic.com/products/wire-to-board-terminal-blocks/1855050/30424886.html
1855063 | PHOENIX CONTACT | 10: 9.4896 | Phoenix Contact VC-D2-BU30-PE Crimp Terminal, Conn Rectangular F 30Signal/1Ground POS ST Cable Mount |  |  | Black |  | Insert without Contacts | - |  | - |  |  | 4A |  |  |  | Non-Gendered | Polyamide (PA), Nylon, Glass Filled |  |  |  | 1 (Unlimited) |  |  |  | 30 |  | -40°C ~ 125°C | Bulk |  |  |  | 2553055 |  |  |  | Variocon® VC |  | Crimp |  |  | 250V |  |  | 1000 | https://www.unikeyic.com/media/datasheet/cb/4b/c356/cb4bc356c689fdb8bbbb7cf8936a81a1.pdf | https://www.unikeyic.com/products/wire-to-board-terminal-blocks/1855063/1499225.html
1855076 | PHOENIX CONTACT | 10: 11.766 | Phoenix Contact VC-D3-BU50-PE Contact Insert, BU50 Series, Receptacle |  |  | Black |  | Insert without Contacts | - |  | - |  |  | 4A |  |  |  | Non-Gendered | Polyamide (PA), Nylon, Glass Filled |  |  |  | 1 (Unlimited) |  |  |  | 50 |  | -40°C ~ 125°C | Bulk |  |  |  | 2553056 |  |  |  | Variocon® VC |  | Crimp |  |  | 250V |  |  | 1000 | https://www.unikeyic.com/media/datasheet/98/fd/85fa/98/dabd27818c93a0573b35aa30e9e2ec16.pdf | https://www.unikeyic.com/products/wire-to-board-terminal-blocks/1855076/10691572.html
1856142 | PHOENIX CONTACT | 4: 28.38 13: 27.027 | Conn Terminal Block RCP 4 POS 17.5mm Screw RA Cable Mount 192A |  | - | Green | [5 empty] | Tin Plated | 160 A |  |  | - |  |  | Polyamide (PA), Nylon |  |  | Horizontal with Board | 1 (Unlimited) |  | Through Hole | 1 |  |  | - | Bulk | 0.688" (17.48mm) | 4 |  |  |  | - | M6 | COMBICON MKDSP |  |  | 0.62 Nm (5.5 Lb-In) | 600 V |  | 2/0-16 AWG | Screw - Rising Cage Clamp | 20 | https://www.unikeyic.com/media/datasheet/d1/0c/d46b/d10cd46beb40d9c9a87f2e4761eee9b4.pdf | https://www.unikeyic.com/products/wire-to-board-terminal-blocks/1856142/6437134.html
1861933 | PHOENIX CONTACT | 1: 0.6519 1,050: 0.6401 5,250: 0.6401 10,500: 0.6401 21,000: 0.6401 | Phoenix Contact PCBTerminal block SPTAF 1/ 2-3.5-ILseries, 2road, 3.5mmPitch, Through hole mounting, Screw-down terminations, green |  | - | Green | [5 empty] | Copper Alloy | 8 A |  |  | Interlocking (Side) |  |  | Polyamide (PA), Nylon |  |  | 45° (135°) Angle with Board | Not Applicable |  | Through Hole | 1 |  |  | - | Bulk | 0.138" (3.50mm) | 2 |  |  |  | - | - | COMBICON SPTAF IL |  |  | - | 300 V |  | 16-24 AWG | Screwless - Leg Spring, Push-In Spring | 2989 | https://www.unikeyic.com/media/datasheet/99/a8/bbcc/99a8bbccbdf1c5e2735e479aafa6a3cf.pdf | https://www.unikeyic.com/products/wire-to-board-terminal-blocks/1861933/33702205.html
1862000 | PHOENIX CONTACT | 1: 3.6736 10: 3.0138 | Phoenix Contact PCB Terminal Block, SPTAF 1/9-3.5-IL Series, 9 Pos, 3.5mm Pitch, TH, Screw Termination, Green |  | - | Green | [5 empty] | Copper Alloy | 8 A |  |  | Interlocking (Side) |  |  | Polyamide (PA), Nylon |  |  | 45° (135°) Angle with Board | Not Applicable |  | Through Hole | 1 |  |  | - | Bulk | 0.138" (3.50mm) | 9 |  |  |  | - | - | COMBICON SPTAF IL |  |  | - | 300 V |  | 16-24 AWG | Screwless - Leg Spring, Push-In Spring | 85 | https://www.unikeyic.com/media/datasheet/b0/e5/b9e7/b0e5b9e7dcdd353c5c045949ef198d9e.pdf | https://www.unikeyic.com/products/wire-to-board-terminal-blocks/1862000/1901334.html
1862039 | PHOENIX CONTACT | 1: 4.5954 10: 4.0439 100: 4.0439 250: 3.9704 500: 3.9704 | Phoenix Contact PCB Terminal Block SPTAF 1/12-3.5-IL Series 12-Ch 3.5mm Pitch TH Screw Termination Green |  | - | Green | [5 empty] | Copper Alloy | 8 A |  |  | Interlocking (Side) |  |  | Polyamide (PA), Nylon |  |  | 45° (135°) Angle with Board | Not Applicable |  | Through Hole | 1 |  |  | - | Bulk | 0.138" (3.50mm) | 12 |  | 6605384 |  | - | - | COMBICON SPTAF IL |  |  | - | 300 V |  | 16-24 AWG | Screwless - Leg Spring, Push-In Spring | 84 | https://www.unikeyic.com/media/datasheet/7e/0b/7b5e/7e/b4a9c7abbd2f8e82a2a4531780771dd6.pdf | https://www.unikeyic.com/products/wire-to-board-terminal-blocks/1862039/1035163.html
1862220 | PHOENIX CONTACT | 1: 6.021 13: 5.7756 25: 5.6506 | Phoenix Contact PCBTerminal block SPTAF 1/16-3.5-ILseries, 16road, 2line, 3.5mmPitch, Through hole mounting, green |  | - | Green | [5 empty] | Copper Alloy | 8 A |  |  | Interlocking (Side) |  |  | Polyamide (PA), Nylon |  |  | 45° (135°) Angle with Board | Not Applicable |  | Through Hole | 1 |  |  | - | Bulk | 0.138" (3.50mm) | 16 |  | 6605388 |  | - | - | COMBICON SPTAF IL |  |  | - | 300 V |  | 16-24 AWG | Screwless - Leg Spring, Push-In Spring | 46 | https://www.unikeyic.com/media/datasheet/24/b5/a93a/24b5a93ae1f6ef55f12fa68e03186d7d.pdf | https://www.unikeyic.com/products/wire-to-board-terminal-blocks/1862220/33315210.html
1862259 | PHOENIX CONTACT | 1: 6.509 | Phoenix Contact PCB Terminal Block, SPTAF 1/15-3.5-EL Series, 15 Pos, 2 Row, 3.5mm Pitch, TH, Green |  | - | Green | [5 empty] | - | 8 A |  |  | Interlocking (Side) |  |  | Polyamide (PA), Nylon |  |  | 45° (135°) Angle with Board | Not Applicable |  | Through Hole | 1 |  |  | - | Bulk | 0.138" (3.50mm) | 15 |  | 6605417 |  | - | - | COMBICON SPTAF EL |  |  | - | 300 V |  | 16-24 AWG | Screwless - Leg Spring, Push-In Spring | 14 | https://www.unikeyic.com/media/datasheet/5a/9a/bba4/5a/885c118426aa01d341b318a4998324f3.pdf | https://www.unikeyic.com/products/wire-to-board-terminal-blocks/1862259/13043923.html
1862314 | PHOENIX CONTACT | 55: 1.8229 110: 1.723 220: 1.6966 | Phoenix Contact SPTAF 1/6-5.0-IL, 6 Pos, 5mm Pitch, TH, Screw Terminal, Green |  | - | Green | [5 empty] | - | 8 A |  |  | Interlocking (Side) |  |  | Polyamide (PA), Nylon |  |  | 45° (135°) Angle with Board | Not Applicable |  | Through Hole | 1 |  |  | - | Bulk | 0.197" (5.00mm) | 6 |  |  |  | - | - | COMBICON SPTAF IL |  |  | - | 300 V |  | 16-24 AWG | Screwless - Leg Spring, Push-In Spring | 60 | https://www.unikeyic.com/media/datasheet/48/72/ec95/4872ec9587730a8e7ecc9c90862af6d7.pdf | https://www.unikeyic.com/products/wire-to-board-terminal-blocks/1862314/3262608.html
1862482 | PHOENIX CONTACT | 1: 3.672 10: 3.0121 | Conn Terminal Block 9 POS 5mm Spring Clamp Thru-Hole 16A |  | - | Green | [5 empty] | - | 8 A |  |  | Interlocking (Side) |  |  | Polyamide (PA), Nylon |  |  | 45° (135°) Angle with Board | Not Applicable |  | Through Hole | 1 |  |  | - | Bulk | 0.197" (5.00mm) | 9 |  | 6605426 |  | - | - | COMBICON SPTAF EL |  |  | - | 300 V |  | 16-24 AWG | Screwless - Leg Spring, Push-In Spring | 65 | https://www.unikeyic.com/media/datasheet/13/5a/f7a8/135af7a8974a7e75d3554ea86b67ee49.pdf | https://www.unikeyic.com/products/wire-to-board-terminal-blocks/1862482/29071651.html
1862550 | PHOENIX CONTACT | 1: 6.021 5: 5.8935 10: 5.7659 | Phoenix Contact PCBTerminal block SPTAF 1/16-5.0-ELseries, 16road, 2line, 5mmPitch, Through hole mounting, green |  | - | Green | [5 empty] | - | 8 A |  |  | Interlocking (Side) |  |  | Polyamide (PA), Nylon |  |  | 45° (135°) Angle with Board | Not Applicable |  | Through Hole | 1 |  |  | - | Bulk | 0.197" (5.00mm) | 16 |  | 6605433 |  | - | - | COMBICON SPTAF EL |  |  | - | 300 V |  | 16-24 AWG | Screwless - Leg Spring, Push-In Spring | 18 | https://www.unikeyic.com/media/datasheet/b8/ea/5ee4/b8/2171b101026b76ea38c1db91bc06f8e3.pdf | https://www.unikeyic.com/products/wire-to-board-terminal-blocks/1862550/32680099.html
1862563 | PHOENIX CONTACT | 1: 6.9575 | Phoenix Contact PCB Terminal Block SPTAF 1/16-5.0-IL, 16 Pos, 5mm Pitch, TH, Green |  | - | Green | [5 empty] | - | 8 A |  |  | Interlocking (Side) |  |  | Polyamide (PA), Nylon |  |  | 45° (135°) Angle with Board | Not Applicable |  | Through Hole | 1 |  |  | - | Bulk | 0.197" (5.00mm) | 16 |  | 6605403 |  | - | - | COMBICON SPTAF IL |  |  | - | 300 V |  | 16-24 AWG | Screwless - Leg Spring, Push-In Spring | 18 | https://www.unikeyic.com/media/datasheet/65/e0/6dd7/65/e4667f312193f1288346700493c3df50.pdf | https://www.unikeyic.com/products/wire-to-board-terminal-blocks/1862563/20396100.html
1864024 | PHOENIX CONTACT | 1: 1.0333 25: 0.9751 250: 0.9376 | Phoenix Contact PCBTerminal block SDC 2.5/ 1-PV-5.0-ZBseries, 1road, 5mmPitch, Through hole mounting, Screw-down terminations, green |  | - | Green | [5 empty] | Tin Plated | 12 A |  |  | Board Lock |  |  | Polyamide (PA), Nylon |  |  | Vertical with Board | Not Applicable |  | Through Hole, SKEDD | 1 |  |  | - | Bulk | - | 1 |  | 6228688 |  | - | - | COMBICON SDC |  |  | - | 300 V |  | 12-24 AWG | Screwless - Leg Spring, Push-In Spring | 30 | https://www.unikeyic.com/media/datasheet/e2/b4/1ed8/e2/0b348f41eb7437aba4f8cb4b37d6ac88.pdf | https://www.unikeyic.com/products/wire-to-board-terminal-blocks/1864024/22316828.html
1864079 | PHOENIX CONTACT | 50: 4.7987 100: 4.6787 200: 4.607 | Phoenix Contact PCB Terminal Block SDC 2.5/ 6-PV-5.0-ZB Series, 6 Pos, 5mm Pitch, TH, Screw Termination, Green |  | - | Green | [5 empty] | Tin Plated | 12 A |  |  | Board Lock |  |  | Polyamide (PA), Nylon |  |  | Vertical with Board | Not Applicable |  | Through Hole, SKEDD | 1 |  |  | - | Bulk | 0.197" (5.00mm) | 6 |  |  |  | - | - | COMBICON SDC |  |  | - | 300 V |  | 12-24 AWG | Screwless - Leg Spring, Push-In Spring | 118 | https://www.unikeyic.com/media/datasheet/66/b7/3502/66/45c623b433fcf3fcbfdf2e9484266084.pdf | https://www.unikeyic.com/products/wire-to-board-terminal-blocks/1864079/2906289.html
1864312 | PHOENIX CONTACT | 1: 2.0538 23: 2.0155 45: 1.9645 | Phoenix Contact PCBTerminal block SPTAF 1/ 5-3.5-LLseries, 5road, 2line, 3.5mmPitch, Through hole mounting, Screw-down terminations, green |  | - | Green | [5 empty] | - | 8 A |  |  | Interlocking (Side) |  |  | Polyamide (PA), Nylon |  |  | 45° (135°) Angle with Board | Not Applicable |  | Through Hole | 1 |  |  | - | Bulk | 0.138" (3.50mm) | 5 |  | 6605437 |  | - | - | COMBICON SPTAF LL |  |  | - | 300 V |  | 16-24 AWG | Screwless - Leg Spring, Push-In Spring | 19 | https://www.unikeyic.com/media/datasheet/29/19/9b94/29/cf6cfde712a64c6fb7b98b5a364aa453.pdf | https://www.unikeyic.com/products/wire-to-board-terminal-blocks/1864312/33777892.html
1864325 | PHOENIX CONTACT | 1: 2.4875 17: 2.4365 33: 2.3727 | Phoenix Contact PCBTerminal block SPTAF 1/ 6-3.5-LLseries, 6road, 2line, 3.5mmPitch, Through hole mounting, green |  | - | Green | [5 empty] | - | 8 A |  |  | Interlocking (Side) |  |  | Polyamide (PA), Nylon |  |  | 45° (135°) Angle with Board | Not Applicable |  | Through Hole | 1 |  |  | - | Bulk | 0.138" (3.50mm) | 6 |  |  |  | - | - | COMBICON SPTAF LL |  |  | - | 300 V |  | 16-24 AWG | Screwless - Leg Spring, Push-In Spring | 43 | https://www.unikeyic.com/media/datasheet/59/31/9466/59/da81eb4e14723011acf9277981113d7a.pdf | https://www.unikeyic.com/products/wire-to-board-terminal-blocks/1864325/29486111.html
1864419 | PHOENIX CONTACT | 25: 4.532 50: 4.191 | PC Terminal Block Connector, 15 POS, 3.5mm Pitch, Spring Clamp, TH, 13.5A |  | - | Green | [5 empty] | - | 8 A |  |  | Interlocking (Side) |  |  | Polyamide (PA), Nylon |  |  | 45° (135°) Angle with Board | Not Applicable |  | Through Hole | 1 |  |  | - | Bulk | 0.138" (3.50mm) | 15 |  |  |  | - | - | COMBICON SPTAF LL |  |  | - | 300 V |  | 16-24 AWG | Screwless - Leg Spring, Push-In Spring | 67 | https://www.unikeyic.com/media/datasheet/31/2a/8aeb/31/994d965470ed70f56878e45d1ac100f8.pdf | https://www.unikeyic.com/products/wire-to-board-terminal-blocks/1864419/14040983.html
1864451 | PHOENIX CONTACT | 1: 1.6583 19: 1.6328 38: 1.6073 | Phoenix Contact PCBTerminal block SPTAF 1/ 4-5.0-LLseries, 4road, 2line, 5mmPitch, Through hole mounting, green |  | - | Green | [5 empty] | - | 8 A |  |  | Interlocking (Side) |  |  | Polyamide (PA), Nylon |  |  | 45° (135°) Angle with Board | Not Applicable |  | Through Hole | 1 |  |  | - | Bulk | 0.197" (5.00mm) | 4 |  | 6605451 |  | - | - | COMBICON SPTAF LL |  |  | - | 300 V |  | 16-24 AWG | Screwless - Leg Spring, Push-In Spring | 58 | https://www.unikeyic.com/media/datasheet/a6/1a/bf3e/a61abf3e79054e7582474b30ff225c93.pdf | https://www.unikeyic.com/products/wire-to-board-terminal-blocks/1864451/20887106.html
1864477 | PHOENIX CONTACT | 50: 1.9967 100: 1.8871 200: 1.8583 | Phoenix Contact PCB Terminal Block SPTAF 1/6-5.0-LL Series, 6 Pos, 5mm Pitch TH Green |  | - | Green | [5 empty] | - | 8 A |  |  | Interlocking (Side) |  |  | Polyamide (PA), Nylon |  |  | 45° (135°) Angle with Board | Not Applicable |  | Through Hole | 1 |  |  | - | Bulk | 0.197" (5.00mm) | 6 |  | 6605453 |  | - | - | COMBICON SPTAF LL |  |  | - | 300 V |  | 16-24 AWG | Screwless - Leg Spring, Push-In Spring | 54 | https://www.unikeyic.com/media/datasheet/e3/1b/1071/e31b10714aa47477092c6b41e7aa47cd.pdf | https://www.unikeyic.com/products/wire-to-board-terminal-blocks/1864477/25429066.html
1869169 | PHOENIX CONTACT | 1: 8.801 | Phoenix Contact PCB Terminal Block SMKDSN 1.5/12 Series, 12-Ch, 5mm Pitch, TH, Screw, Green |  | - | Green | [5 empty] | - | 10 A |  |  | - |  |  | Polyamide (PA), Nylon |  |  | 55° (125°) Angle with Board | 1 (Unlimited) |  | Through Hole | 1 |  |  | - | Bulk | 0.197" (5.00mm) | 12 |  | 2514123 |  | - | M3 | COMBICON SMKDSN |  |  | 0.5-0.6 Nm (4.4-5.3 Lb-In) | 300 V |  | 14-30 AWG | Screw - Rising Cage Clamp | 50 | https://www.unikeyic.com/media/datasheet/45/76/a05e/4576a05ed18615dcd0ae14c2e9968a8b.pdf | https://www.unikeyic.com/products/wire-to-board-terminal-blocks/1869169/20266757.html
1869282 | PHOENIX CONTACT | 1: 2.2651 | Phoenix Contact PCBTerminal block SMKDSN 1.5/ 9-5.08series, 9road, 5.08mmPitch, Through-hole, screw termination, green |  | - | Green | [5 empty] | - | 10 A |  |  | - |  |  | Polyamide (PA), Nylon |  |  | 55° (125°) Angle with Board | 1 (Unlimited) |  | Through Hole | 1 |  |  | - | Bulk | 0.200" (5.08mm) | 9 |  | 2514121 |  | - | M3 | COMBICON SMKDSN |  |  | 0.5-0.6 Nm (4.4-5.3 Lb-In) | 300 V |  | 14-30 AWG | Screw - Rising Cage Clamp | 70 | https://www.unikeyic.com/media/datasheet/fe/62/5cbb/fe625cbb0d2fc253d5a9418124f7e373.pdf | https://www.unikeyic.com/products/wire-to-board-terminal-blocks/1869282/921757.html
1869610000 | Weidmüller | 189: 0.616 | 3 Position Wire to Board Terminal Block Horizontal with Board 0.197 (5.00mm) Through Hole | [11 empty] | 1869610000 Weidmüller |  |  |  |  | 14.2mm(Length)*14.3mm(height) |  |  |  | clip mounting, snap fit, threaded mounting, Through hole mounting |  |  |  | -50℃~240℃ |  |  |  |  | On sale | [12 empty] | 819 | https://www.unikeyic.com/media/datasheet/89/1c/3a7b/89/e2619056f3372feb4ed34dda207e903e.pdf | https://www.unikeyic.com/products/wire-to-board-terminal-blocks/1869610000/30677356.html
1869630000 | Weidmüller | 22: 2.4015 44: 2.1804 66: 2.068 110: 1.9435 264: 1.7698 506: 1.6689 1,012: 1.5833 5,016: 1.4505 | 5 Terminal block - level、 0.197" (5.00mm) Through-hole type | [20 empty] | clip mounting, snap fit, threaded mounting, Through hole mounting |  |  |  | -50℃~240℃ |  |  |  |  | On sale |  | Tube | [10 empty] | 22 | https://www.unikeyic.com/media/about_us/Unikey_ISO_9001_Certification.pdf | https://www.unikeyic.com/products/wire-to-board-terminal-blocks/1869630000/5128316.html
1870140000 | Weidmüller | 10: 1.2028 25: 1.0469 60: 0.9218 120: 0.8395 300: 0.7523 540: 0.7078 1,020: 0.6683 5,040: 0.6 | [21 empty] | clip mounting, snap fit, threaded mounting, Through hole mounting |  |  |  | -50℃~120℃ |  |  |  |  | On sale |  | Tube | [10 empty] | 35 | https://www.unikeyic.com/media/about_us/Unikey_ISO_9001_Certification.pdf | https://www.unikeyic.com/products/wire-to-board-terminal-blocks/1870140000/1956002.html
1870170000 | Weidmüller | 22: 2.4029 44: 2.1816 66: 2.0692 110: 1.9446 264: 1.7708 506: 1.6698 1,012: 1.5842 5,016: 1.4513 | 5 Terminal block - vertical、 0.197" (5.00mm) Through-hole type | [11 empty] | 1870170000 Weidmüller | [8 empty] | clip mounting, snap fit, threaded mounting, Through hole mounting |  |  |  | -50℃~120℃ |  |  |  |  | On sale | [12 empty] | 22 | https://www.unikeyic.com/media/datasheet/14/ee/3939/14/bb39cd92009fd46fafd4f7334f058e2f.pdf | https://www.unikeyic.com/products/wire-to-board-terminal-blocks/1870170000/32248163.html
1870240000 | Weidmüller | 1: 3.7827 22: 2.4029 44: 2.1816 66: 2.0692 110: 1.9446 264: 1.7708 506: 1.6698 1,012: 1.5842 5,016: 1.4513 | 5 Terminal block - 0.200" (5.08mm) Through-hole type | [20 empty] | clip mounting, snap fit, threaded mounting, Through hole mounting |  |  |  | -50℃~240℃ |  |  |  |  | On sale |  | Tube | [10 empty] | 20 | https://www.unikeyic.com/media/about_us/Unikey_ISO_9001_Certification.pdf | https://www.unikeyic.com/products/wire-to-board-terminal-blocks/1870240000/22193321.html
1870650000 | Weidmüller | 1: 2.873 10: 1.7183 49: 1.3601 98: 1.2405 147: 1.1803 294: 1.0927 539: 1.0302 1,029: 0.9761 5,047: 0.8853 | TERM BLK 3P TOP ENTRY 3.5MM PCB | [16 empty] | 11.2mm(Length)*8.5mm(height) |  |  |  | clip mounting, snap fit, threaded mounting, Through hole mounting |  |  |  | -50℃~240℃ |  |  |  |  | On sale |  | Tube | [10 empty] | 39 | https://www.unikeyic.com/media/about_us/Unikey_ISO_9001_Certification.pdf | https://www.unikeyic.com/products/wire-to-board-terminal-blocks/1870650000/22303959.html
1870660000 | Weidmüller | 37: 1.8306 74: 1.6684 111: 1.5866 259: 1.4444 518: 1.3533 1,036: 1.2812 5,032: 1.17 | 4 Terminal block - vertical、 0.138" (3.50mm) Through-hole type | [16 empty] | 14.7mm(Length)*8.5mm(height) |  |  |  | clip mounting, snap fit, threaded mounting, Through hole mounting |  |  |  | -50℃~240℃ |  |  |  |  | On sale |  | Tube | [10 empty] | 78 | https://www.unikeyic.com/media/about_us/Unikey_ISO_9001_Certification.pdf | https://www.unikeyic.com/products/wire-to-board-terminal-blocks/1870660000/26141794.html
1870680000 | Weidmüller | 1: 4.4496 10: 3.1698 25: 2.773 50: 2.525 100: 2.3195 250: 2.1058 500: 1.9813 1,000: 1.8832 5,000: 1.7306 | TERM BLK 6P TOP ENTRY 3.5MM PCB | [11 empty] | 1870680000 Weidmüller |  |  |  |  | 21.7mm(Length)*8.5mm(height) |  |  |  | clip mounting, snap fit, threaded mounting, Through hole mounting |  |  |  | -50℃~240℃ |  |  |  |  | On sale | [12 empty] | 17 | https://www.unikeyic.com/media/datasheet/6a/40/52de/6a/b50646c143a87c918d7c35592a5f8dd0.pdf | https://www.unikeyic.com/products/wire-to-board-terminal-blocks/1870680000/31343313.html
1874660000 | Weidmüller | 175: 4.5636 350: 4.3107 525: 4.1885 875: 4.0576 1,225: 3.9837 1,750: 3.9147 | TERM BLK 11POS TOP ENT 3.5MM PCB | [20 empty] | clip mounting, snap fit, threaded mounting, Through hole mounting |  |  |  | -50℃~240℃ |  |  |  |  | On sale |  | Tape and reel packaging | [10 empty] | 175 | https://www.unikeyic.com/media/about_us/Unikey_ISO_9001_Certification.pdf | https://www.unikeyic.com/products/wire-to-board-terminal-blocks/1874660000/21567600.html
1884340000 | Weidmüller | 60: 0.9032 120: 0.8225 300: 0.7368 540: 0.693 1,020: 0.6542 5,040: 0.5871 | Conn Spring Cage 2 POS 5mm Solder Thru-Hole 12A Tube | [11 empty] | 1884340000 Weidmüller |  |  |  |  | 9.2mm(Length)*12.7mm(height) |  |  |  | clip mounting, snap fit, threaded mounting, Through hole mounting |  |  |  | -50℃~120℃ |  |  |  |  | On sale |  | Tube | [10 empty] | 1801 | https://www.unikeyic.com/media/datasheet/67/25/d705/6725d705e2024b3dad2c4cb697472ddd.pdf | https://www.unikeyic.com/products/wire-to-board-terminal-blocks/1884340000/11264775.html
1884370000 | Weidmüller | 39: 1.1443 273: 0.9644 507: 0.9288 1,014: 0.8652 2,535: 0.8148 5,031: 0.777 7,527: 0.755 10,023: 0.7392 | Conn Spring Cage 3 POS 5mm Solder Thru-Hole 12A Tube | [11 empty] | 1884370000 Weidmüller | [8 empty] | clip mounting, snap fit, threaded mounting, Through hole mounting |  |  |  | -50℃~240℃ |  |  |  |  | On sale |  | Tube | [10 empty] | 880 | https://www.unikeyic.com/media/datasheet/c9/64/af71/c964af713310daa4df096673f1401ee3.pdf | https://www.unikeyic.com/products/wire-to-board-terminal-blocks/1884370000/6408661.html
1884390000 | Weidmüller | 117: 1.001 | [21 empty] | clip mounting, snap fit, threaded mounting, Through hole mounting |  |  |  | -50℃~240℃ |  |  |  |  | On sale |  | Tube | [10 empty] | 1650 | https://www.unikeyic.com/media/about_us/Unikey_ISO_9001_Certification.pdf | https://www.unikeyic.com/products/wire-to-board-terminal-blocks/1884390000/15315352.html
1885450000 | Weidmüller | 23: 2.7498 46: 2.5009 69: 2.3751 115: 2.236 253: 2.0595 506: 1.9376 1,012: 1.8415 5,014: 1.6926 | TERM BLOCK 6POS 45DEG 3.81MM PCB | [11 empty] | 1885450000 Weidmüller | [8 empty] | clip mounting, snap fit, threaded mounting, Through hole mounting |  |  |  | -50℃~240℃ |  |  |  |  | On sale |  | Tube | [10 empty] | 23 | https://www.unikeyic.com/media/datasheet/54/03/b327/54/2d37a6bb8c2cb390ae96fd6b4011d05a.pdf | https://www.unikeyic.com/products/wire-to-board-terminal-blocks/1885450000/7011808.html
1885670000 | Weidmüller | 145: 0.803 | Conn Spring Cage 4 POS 3.5mm Solder Thru-Hole 12A Tube | [11 empty] | 1885670000 Weidmüller |  |  |  |  | 14.7mm(Length)*12.7mm(height) |  |  |  | clip mounting, snap fit, threaded mounting, Through hole mounting |  |  |  | -50℃~240℃ |  |  |  |  | On sale |  | Tube | [10 empty] | 4440 | https://www.unikeyic.com/media/datasheet/25/04/d74f/2504d74f13e19faac6489cc403381b46.pdf | https://www.unikeyic.com/products/wire-to-board-terminal-blocks/1885670000/13288582.html
1885710000 | Weidmüller | 1: 5.6412 19: 3.6518 38: 3.3228 57: 3.1563 114: 2.9133 266: 2.6792 513: 2.5378 1,007: 2.4226 | Conn Spring Cage 8 POS 3.5mm Solder Thru-Hole 12A Tube | [11 empty] | 1885710000 Weidmüller |  |  |  |  | 28.7mm(Length)*12.7mm(height) |  |  |  | clip mounting, snap fit, threaded mounting, Through hole mounting |  |  |  | -50℃~240℃ |  |  |  |  | On sale |  | Tube | [10 empty] | 91 | https://www.unikeyic.com/media/datasheet/82/ac/5017/82ac50173f9837dbc2f67cef117bdfc8.pdf | https://www.unikeyic.com/products/wire-to-board-terminal-blocks/1885710000/16051472.html
1885750000 | Weidmüller | 1: 8.0892 12: 5.5899 36: 4.8183 60: 4.5306 108: 4.2496 252: 3.9271 504: 3.7238 1,008: 3.5645 | Spring Cage Connector, 12 POS, 3.5mm Pitch, Thru-Hole, 10A, Tube | [11 empty] | 1885750000 Weidmüller |  |  |  |  | 42.7mm(Length)*12.7mm(height) |  |  |  | clip mounting, snap fit, threaded mounting, Through hole mounting |  |  |  | -50℃~240℃ |  |  |  |  | On sale |  | Tube | [10 empty] | 8 | https://www.unikeyic.com/media/datasheet/da/8b/5ac4/da/d9dbf1ed758bd9b599a28465361e2cb5.pdf | https://www.unikeyic.com/products/wire-to-board-terminal-blocks/1885750000/17698358.html
1885770000 | Weidmüller | 11: 6.4908 33: 5.598 55: 5.2657 110: 4.8892 253: 4.5349 506: 4.3076 1,001: 4.1323 | 14 Terminal block - 45° (135°) angle、 0.138" (3.50mm) Through-hole type | [16 empty] | 49.7mm(Length)*12.7mm(height) |  |  |  | clip mounting, snap fit, threaded mounting, Through hole mounting |  |  |  | -50℃~240℃ |  |  |  |  | On sale |  | Tube | [10 empty] | 37 | https://www.unikeyic.com/media/about_us/Unikey_ISO_9001_Certification.pdf | https://www.unikeyic.com/products/wire-to-board-terminal-blocks/1885770000/12987915.html
1885920000 | Weidmüller | 97: 1.21 | [21 empty] | clip mounting, snap fit, threaded mounting, Through hole mounting |  |  |  | -50℃~240℃ |  |  |  |  | On sale |  | Tube | [10 empty] | 2783 | https://www.unikeyic.com/media/about_us/Unikey_ISO_9001_Certification.pdf | https://www.unikeyic.com/products/wire-to-board-terminal-blocks/1885920000/9417192.html
1886180000 | Weidmüller | 250: 0.462 | Fixed Terminal Blocks LSF-SMT 7.62/02/135 3.5SN BK TU | [20 empty] | clip mounting, snap fit, threaded mounting, Through hole mounting |  |  |  | -50℃~240℃ |  |  |  |  | On sale |  | Tube | [10 empty] | 9660 | https://www.unikeyic.com/media/about_us/Unikey_ISO_9001_Certification.pdf | https://www.unikeyic.com/products/wire-to-board-terminal-blocks/1886180000/21232633.html
1886190000 | Weidmüller | 167: 0.704 | Conn Spring Cage 3 POS 7.62mm Solder Thru-Hole 10A Tube | [11 empty] | 1886190000 Weidmüller |  |  |  |  | 19.44mm(Length)*12.7mm(height) |  |  |  | clip mounting, snap fit, threaded mounting, Through hole mounting |  |  |  | -50℃~240℃ |  |  |  |  | On sale |  | Tube | [10 empty] | 336 | https://www.unikeyic.com/media/datasheet/02/50/0fe5/02/1d1d656f9e9b5202ac3b8a7789511fc2.pdf | https://www.unikeyic.com/products/wire-to-board-terminal-blocks/1886190000/13367635.html
1888570000 | Weidmüller | 1: 3.5376 10: 2.1007 25: 1.8331 50: 1.6628 | 2 Terminal block - 45° (135°) angle、 0.197" (5.00mm) Through-hole type | [11 empty] | 1888570000 Weidmüller |  |  |  |  | 9.2mm(Length)*12.7mm(height) |  |  |  | clip mounting, snap fit, threaded mounting, Through hole mounting |  |  |  | -50℃~240℃ |  |  |  |  | On sale |  | Tape and reel packaging | [10 empty] | 90 | https://www.unikeyic.com/media/datasheet/91/9e/3f9f/91/48ea99c53c06573dc20f484fc7c9c75e.pdf | https://www.unikeyic.com/products/wire-to-board-terminal-blocks/1888570000/5748516.html
1913780000 | Weidmüller | 10: 1.2155 25: 0.8796 50: 0.7936 | Weidmuller PCB Terminal Block, 2-Channel, 5mm Pitch, PCB Mount | [11 empty] | 1913780000 Weidmüller | [8 empty] | clip mounting, spring mount, threaded mounting, Through hole mounting |  |  |  | -50℃~120℃ |  |  |  |  | On sale |  | bulk | [10 empty] | 29 | https://www.unikeyic.com/media/datasheet/3d/ad/d722/3d/c753ae7ac849593273aba9f4e0f83e6c.pdf | https://www.unikeyic.com/products/wire-to-board-terminal-blocks/1913780000/24977032.html
1914580000 | Weidmüller | 10: 1.0115 100: 0.9272 500: 0.9272 1,000: 0.9104 2,500: 0.9104 | Weidmuller PCB Terminal Block, 3-Channel, 5mm Pitch, PCB Mount | [20 empty] | clip mounting, spring mount, threaded mounting, Through hole mounting |  |  |  | -50℃~120℃ |  |  |  |  | On sale |  | bulk | [10 empty] | 37 | https://www.unikeyic.com/media/about_us/Unikey_ISO_9001_Certification.pdf | https://www.unikeyic.com/products/wire-to-board-terminal-blocks/1914580000/2479736.html
1928770 | PHOENIX CONTACT | 1: 1.748 | Phoenix Contact PCB Terminal Block FK-MPT 0.5/ 3-3.5-H Series, 3.5mm Pitch, TH, Spring Cage Termination, Green |  | - | Green | [5 empty] | - | 4 A |  |  | - |  |  | Polybutylene Terephthalate (PBT) |  |  | Horizontal with Board | 1 (Unlimited) |  | Through Hole | 1 |  |  | - | Bulk | 0.138" (3.50mm) | 3 |  | 4451595 |  | - | - | COMBICON FK-MPT |  |  | - | 300 V |  | 20-28 AWG | Screwless - Spring Cage, Tension Clamp | 44 | https://www.unikeyic.com/media/datasheet/1c/69/6b3b/1c696b3b6c65763f65cb907b892fe69e.pdf | https://www.unikeyic.com/products/wire-to-board-terminal-blocks/1928770/10977657.html
1934260000 | Weidmüller | 10: 1.7382 100: 1.7072 250: 1.7072 500: 1.6762 1,000: 1.6762 | Conn PC Terminal Block 3 POS 5.08mm Solder ST Thru-Hole 20A Box | [16 empty] | 15.84mm(Length)*11mm(height) |  |  |  | clip mounting, threaded mounting, Through hole mounting |  |  |  | -50℃~120℃ |  |  |  |  | On sale |  | bulk | [10 empty] | 82 | https://www.unikeyic.com/media/about_us/Unikey_ISO_9001_Certification.pdf | https://www.unikeyic.com/products/wire-to-board-terminal-blocks/1934260000/32158790.html
1934270000 | Weidmüller | 10: 1.4775 100: 1.4511 500: 1.4247 1,000: 1.4247 2,500: 1.4247 | Conn Terminal Block 2 POS 5mm Solder ST Thru-Hole 20A Box | [11 empty] | 1934270000 Weidmüller | [8 empty] | clip mounting, threaded mounting, Through hole mounting |  |  |  | -50℃~120℃ |  |  |  |  | On sale |  | bulk | [10 empty] | 173 | https://www.unikeyic.com/media/datasheet/45/60/21a9/45/3022878f36a0b0cd69d8219ebe8fef59.pdf | https://www.unikeyic.com/products/wire-to-board-terminal-blocks/1934270000/24369695.html
1960170000 | Weidmüller | 40: 2.915 100: 2.706 | [21 empty] | clip mounting, spring mount, threaded mounting, Through hole mounting |  |  |  | -50℃~120℃ |  |  |  |  | On sale |  | bulk | [10 empty] | 2400 | https://www.unikeyic.com/media/about_us/Unikey_ISO_9001_Certification.pdf | https://www.unikeyic.com/products/wire-to-board-terminal-blocks/1960170000/8477790.html
1975320000 | Weidmüller | 24: 5.005 50: 4.631 | 9 Position Wire to Board Terminal Block Horizontal with Board 0.197 (5.00mm) Through Hole | [20 empty] | clip mounting, threaded mounting, Through hole mounting |  |  |  | -50℃~120℃ |  |  |  |  | On sale | [12 empty] | 100 | https://www.unikeyic.com/media/about_us/Unikey_ISO_9001_Certification.pdf | https://www.unikeyic.com/products/wire-to-board-terminal-blocks/1975320000/12574537.html
1986242-2 | TE Connectivity | 1: 13.9078 | Conn Terminal Block HDR 2 POS 15mm Solder ST Thru-Hole 125A/Contact Box | 1986242 | Steel - Tri-Chromate Plated | Green | [5 empty] | Brass - Tin Plated | 125 A |  |  | - |  |  | Polyamide (PA66), Nylon 6/6 |  |  | Horizontal with Board | 1 (Unlimited) |  | Through Hole | 1 |  |  | -40°C ~ 105°C | Bulk | 0.591" (15.00mm) | 2 |  |  |  | Steel - Tri-Chromate Plated | - | - |  |  | 3.4 Nm (30 Lb-In) | 600 V |  | 1-20 AWG | Screw - Rising Cage Clamp | 1 | https://www.unikeyic.com/media/datasheet/70/de/3ad5/70de3ad5b6ae5d4f589e3445d170bb27.pdf | https://www.unikeyic.com/products/wire-to-board-terminal-blocks/1986242-2/32719059.html
1986711-6 | TE Connectivity | 1: 20.8983 10: 14.9134 25: 13.2949 50: 12.3299 | Terminal Block Connector 6 POS 5mm Solder ST Thru-Hole 16A/Contact | 1986711 | Steel | Green | [5 empty] | Copper Alloy - Tin Plated | 16 A |  |  | Interlocking (Side) |  |  | Polyamide (PA), Nylon |  |  | Horizontal with Board | 1 (Unlimited) |  | Through Hole | 1 |  |  | -40°C ~ 110°C | Bulk | 0.197" (5.00mm) | 6 |  |  |  | - | - | - |  |  | - | 300 V |  | 12-30 AWG | Screwless - Push Button Clamp | 14 | https://www.unikeyic.com/media/datasheet/90/48/66a2/904866a247f7c09a86dc1bddb48ab884.pdf | https://www.unikeyic.com/products/wire-to-board-terminal-blocks/1986711-6/6688137.html
1986712-2 | TE Connectivity | 10: 1.909 100: 1.6848 300: 1.6308 600: 1.554 1,200: 1.5225 2,700: 1.4805 5,100: 1.239 7,500: 1.2285 | Conn Terminal Block 2 POS 5.08mm Solder ST Thru-Hole 16A/Contact | 1986712 | Steel | Green | [5 empty] | Copper Alloy - Tin Plated | 16 A |  |  | Interlocking (Side) |  |  | Polyamide (PA), Nylon |  |  | Horizontal with Board | 1 (Unlimited) |  | Through Hole | 1 |  |  | -40°C ~ 110°C | Bulk | 0.200" (5.08mm) | 2 |  | 3189881 |  | - | - | - |  |  | - | 300 V |  | 12-30 AWG | Screwless - Push Button Clamp | 873 | https://www.unikeyic.com/media/datasheet/fd/6f/01a8/fd6f01a85d8fff27bf8738df170cbee4.pdf | https://www.unikeyic.com/products/wire-to-board-terminal-blocks/1986712-2/25244485.html
1986712-4 | TE Connectivity | 150: 3.6674 300: 3.4462 600: 3.2714 1,050: 3.1583 | Conn Terminal Block 4 POS 5.08mm Solder ST Thru-Hole 16A/Contact | 1986712 | Steel | Green | [5 empty] | Copper Alloy - Tin Plated | 16 A |  |  | Interlocking (Side) |  |  | Polyamide (PA), Nylon |  |  | Horizontal with Board | 1 (Unlimited) |  | Through Hole | 1 |  |  | -40°C ~ 110°C | Bulk | 0.200" (5.08mm) | 4 |  | 14788348 |  | - | - | - |  |  | - | 300 V |  | 12-30 AWG | Screwless - Push Button Clamp | 1071 | https://www.unikeyic.com/media/datasheet/bc/98/5e9c/bc985e9c4162cbc74d17d7b007aeb76e.pdf | https://www.unikeyic.com/products/wire-to-board-terminal-blocks/1986712-4/11495808.html
1986712-6 | TE Connectivity | 1: 9.5322 | Conn Terminal Block 6 POS 5.08mm Solder ST Thru-Hole 16A/Contact | 1986712 | Steel | Green | [5 empty] | Copper Alloy - Tin Plated | 16 A |  |  | Interlocking (Side) |  |  | Polyamide (PA), Nylon |  |  | Horizontal with Board | 1 (Unlimited) |  | Through Hole | 1 |  |  | -40°C ~ 110°C | Bulk | 0.200" (5.08mm) | 6 |  |  |  | - | - | - |  |  | - | 300 V |  | 12-30 AWG | Screwless - Push Button Clamp | 10 | https://www.unikeyic.com/media/datasheet/2b/62/b24a/2b62b24a6a439cd2f046ee9482ec2cfc.pdf | https://www.unikeyic.com/products/wire-to-board-terminal-blocks/1986712-6/24969297.html
1986712-8 | TE Connectivity | 15: 9.086 35: 8.932 65: 8.778 | Conn Terminal Block 8 POS 5.08mm Solder ST Thru-Hole 16A/Contact | 1986712 | Steel | Green | [5 empty] | Copper Alloy - Tin Plated | 16 A |  |  | Interlocking (Side) |  |  | Polyamide (PA), Nylon |  |  | Horizontal with Board | 1 (Unlimited) |  | Through Hole | 1 |  |  | -40°C ~ 110°C | Bulk | 0.200" (5.08mm) | 8 |  |  |  | - | - | - |  |  | - | 300 V |  | 12-30 AWG | Screwless - Push Button Clamp | 86 | https://www.unikeyic.com/media/datasheet/5b/47/4faa/5b/f1824104a559089d3553dff88fa42636.pdf | https://www.unikeyic.com/products/wire-to-board-terminal-blocks/1986712-8/22673807.html
1986713-2 | TE Connectivity | 3: 37.554 8: 36.905 15: 36.256 30: 35.607 | Conn Terminal Block HDR 2 POS 15mm Solder ST Thru-Hole 130A/Contact | 1986713 | Steel - Tin Plated | Green | [5 empty] | Copper Alloy - Tin Plated | 130 A |  |  | Interlocking (Side) |  |  | Polyamide (PA), Nylon |  |  | Horizontal with Board | 1 (Unlimited) |  | Through Hole | 1 |  |  | -40°C ~ 110°C | Bulk | 0.591" (15.00mm) | 2 |  | 3454504 |  | Steel - Nickel Plated | M5 | - |  |  | 2.1-2.5 Nm (1.5-1.8 LbIn) | 600 V |  | 1-20 AWG | Screw | 110 | https://www.unikeyic.com/media/datasheet/a7/c0/98c9/a7c098c9418b245d2fb4f4faf8129c18.pdf | https://www.unikeyic.com/products/wire-to-board-terminal-blocks/1986713-2/26855834.html
1986714-4 | TE Connectivity | 2: 59.961 5: 58.927 10: 57.893 | Power Terminal Block Connector, RCP, 4 Pos, 3.8mm/15mm, Solder, ST, TH, 130A/Contact | 1986714 | Steel - Tin Plated | Green | [5 empty] | Copper Alloy - Tin Plated | 130 A |  |  | Board Guide, Interlocking (Side) |  |  | Polyamide (PA), Nylon |  |  | Horizontal with Board | 1 (Unlimited) |  | Through Hole | 1 |  |  | -40°C ~ 110°C | Bulk | 0.591" (15.00mm) | 4 |  | 3454530 |  | Steel - Nickel Plated | M5 | - |  |  | 2.1-2.5 Nm (1.5-1.8 LbIn) | 600 V |  | 1-20 AWG | Screw | 11 | https://www.unikeyic.com/media/datasheet/fe/14/7df1/fe/d3baeaabbb1202ea0d0669006eb40ed4.pdf | https://www.unikeyic.com/products/wire-to-board-terminal-blocks/1986714-4/24067969.html
1986715-2 | TE Connectivity | 4: 31.922 | Conn Terminal Block HDR 2 POS 15mm Solder ST Thru-Hole 130A/Contact | 1986715 | Steel - Tin Plated | Green | [5 empty] | Copper Alloy - Tin Plated | 130 A |  |  | Flange (Mounting) |  |  | Polyamide (PA), Nylon |  |  | Horizontal with Board | 1 (Unlimited) |  | Through Hole | 1 |  |  | -40°C ~ 110°C | Bulk | 0.591" (15.00mm) | 2 |  | 3454509 |  | Steel - Nickel Plated | M5 | - |  |  | 2.1-2.5 Nm (1.5-1.8 LbIn) | 600 V |  | 1-20 AWG | Screw | 19 | https://www.unikeyic.com/media/datasheet/65/37/691a/65/e297a22ca203e8e1aef714d80e86ff42.pdf | https://www.unikeyic.com/products/wire-to-board-terminal-blocks/1986715-2/3823717.html
1986715-3 | TE Connectivity | 160: 43.6428 | Terminal Block Header, 3 Pos, 15mm Pitch, Solder, ST, TH, 130A/Contact | 1986715 | Steel - Tin Plated | Green | [5 empty] | Copper Alloy - Tin Plated | 130 A |  |  | Flange (Mounting) |  |  | Polyamide (PA), Nylon |  |  | Horizontal with Board | 1 (Unlimited) |  | Through Hole | 1 |  |  | -40°C ~ 110°C | Bulk | 0.591" (15.00mm) | 3 |  |  |  | Steel - Nickel Plated | M5 | - |  |  | 2.1-2.5 Nm (1.5-1.8 LbIn) | 600 V |  | 1-20 AWG | Screw | 16000 | https://www.unikeyic.com/media/datasheet/3b/4b/20c8/3b4b20c80ba70dc24587f057338946a3.pdf | https://www.unikeyic.com/products/wire-to-board-terminal-blocks/1986715-3/34560271.html
1986715-5 | TE Connectivity | 2: 74.943 4: 73.656 8: 72.358 15: 71.071 | Conn Power Terminal Block RCP 5 POS 15mm Screw ST Thru-Hole 130A/Contact Carton | 1986715 | Steel - Tin Plated | Green | [5 empty] | Copper Alloy - Tin Plated | 130 A |  |  | Flange (Mounting) |  |  | Polyamide (PA), Nylon |  |  | Horizontal with Board | 1 (Unlimited) |  | Through Hole | 1 |  |  | -40°C ~ 110°C | Bulk | 0.591" (15.00mm) | 5 |  | 3454515 |  | Steel - Nickel Plated | M5 | - |  |  | 2.1-2.5 Nm (1.5-1.8 LbIn) | 600 V |  | 1-20 AWG | Screw | 23 | https://www.unikeyic.com/media/datasheet/65/37/691a/65/e297a22ca203e8e1aef714d80e86ff42.pdf | https://www.unikeyic.com/products/wire-to-board-terminal-blocks/1986715-5/4396511.html
1988620000 | Weidmüller | 1: 29.634 10: 22.0212 30: 18.9864 60: 17.7336 120: 16.74 270: 15.8544 510: 15.3144 | [12 empty] | 1988620000 Weidmüller | [8 empty] | spring mount, Push-in type, threaded mounting, Through hole mounting |  |  |  | -40℃~120℃ |  |  |  |  | On sale | [12 empty] | 13 | https://www.unikeyic.com/media/datasheet/99/d1/4cd7/99/9ae4e2a47ad8fabbc9625f2da8399083.pdf | https://www.unikeyic.com/products/wire-to-board-terminal-blocks/1988620000/22834651.html
1988630000 | Weidmüller | 9: 14.432 21: 14.168 25: 13.376 | 5 Position Wire to Board Terminal Block Horizontal with Board 0.394 (10.00mm) Through Hole | [11 empty] | 1988630000 Weidmüller | [8 empty] | spring mount, Push-in type, threaded mounting, Through hole mounting |  |  |  | -40℃~120℃ |  |  |  |  | On sale |  | bulk | [10 empty] | 2175 | https://www.unikeyic.com/media/datasheet/63/a0/dd44/63/5c6e03467c29b5b13d6bce724bbda78a.pdf | https://www.unikeyic.com/products/wire-to-board-terminal-blocks/1988630000/16210486.html
1988670000 | Weidmüller | 5: 23.738 10: 21.978 | Pluggable Terminal Blocks LUF 10.00/09/90 5.0SN BK BX | [11 empty] | 1988670000 Weidmüller | [8 empty] | spring mount, Push-in type, threaded mounting, Through hole mounting |  |  |  | -40℃~120℃ |  |  |  |  | On sale |  | boxed, bulk | [10 empty] | 10 | https://www.unikeyic.com/media/datasheet/b2/05/6b94/b2/5cbd60c8c05f6d39ef95635ba31327ff.pdf | https://www.unikeyic.com/products/wire-to-board-terminal-blocks/1988670000/31351608.html
1990038 | PHOENIX CONTACT | 10: 0.944 100: 0.8653 500: 0.8653 1,000: 0.8653 | Conn PC Terminal Block 5 POS 2.5mm Solder ST Thru-Hole 2A |  | - | Green | [5 empty] | - | 2 A |  |  | - |  |  | Polyamide (PA), Nylon |  |  | 45° (135°) Angle with Board | 1 (Unlimited) |  | Through Hole | 1 |  |  | - | Bulk | 0.098" (2.50mm) | 5 |  | 950925 |  | - | - | COMBICON PTSA |  |  | - | 300 V |  | 20-26 AWG | Screwless - Spring Cage, Tension Clamp | 29 | https://www.unikeyic.com/media/datasheet/df/fc/1646/df/bfa989a1dbbcaa4d10a5925960acd1e6.pdf | https://www.unikeyic.com/products/wire-to-board-terminal-blocks/1990038/8229766.html
1990070 | PHOENIX CONTACT | 10: 1.5861 100: 1.5578 250: 1.5578 500: 1.5578 | Conn PC Terminal Block 9 POS 2.5mm Solder ST Thru-Hole 2A Cardboard |  | - | Green | [5 empty] | - | 2 A |  |  | - |  |  | Polyamide (PA), Nylon |  |  | 45° (135°) Angle with Board | 1 (Unlimited) |  | Through Hole | 1 |  |  | - | Bulk | 0.098" (2.50mm) | 9 |  | 950929 |  | - | - | COMBICON PTSA |  |  | - | 300 V |  | 20-26 AWG | Screwless - Spring Cage, Tension Clamp | 39 | https://www.unikeyic.com/media/datasheet/06/21/4391/06/0e2951b620a2f3e19fe826257b848d26.pdf | https://www.unikeyic.com/products/wire-to-board-terminal-blocks/1990070/15824644.html
2-103149-2 | TE Connectivity | 1: 30.437 10: 28.1016 25: 27.432 50: 22.7988 100: 22.4748 250: 16.8372 500: 16.0812 | Conn Unshrouded Header HDR 44 POS 2.54mm Solder RA Thru-Hole Automotive | [11 empty] | 2-103149-2 TE Connectivity |  |  |  |  | 32.9mm*52.45mm*26.4mm |  |  |  | Through hole mounting |  |  |  | -65℃~105℃ | [6 empty] | bulk | [10 empty] | 232 | https://www.unikeyic.com/media/datasheet/5e/fd/c7d9/5e/15367fc3b1b8635a54acdd2758621e16.pdf | https://www.unikeyic.com/products/wire-to-board-terminal-blocks/2-103149-2/32616696.html
2-1776112-3 | TE Connectivity | 65: 1.727 200: 1.595 500: 1.199 1,000: 0.913 5,000: 0.77 10,000: 0.693 | TERMINAL BLOCK PCB MOUNT STRAIGHT 8.5mm PROFILE | 1776112 | Copper Alloy - Nickel Plated | Black | [5 empty] | Copper Alloy - Tin Plated | 12 A |  |  | - |  |  | Polyamide (PA), Nylon |  |  | Horizontal with Board | 1 (Unlimited) |  | Through Hole | 1 |  |  | -40°C ~ 110°C | Bulk | 0.138" (3.50mm) | 3 |  |  |  | Copper Alloy - Nickel Plated | M2 | Buchanan |  |  | - | 150 V |  | 16-28 AWG | Screw - Rising Cage Clamp | 10600 | https://www.unikeyic.com/media/datasheet/5f/96/cef8/5f/326dc5a81bf458040c292e9c994b0d84.pdf | https://www.unikeyic.com/products/wire-to-board-terminal-blocks/2-1776112-3/19435687.html
2-1986711-1 | TE Connectivity | 200: 27.7405 | Conn Terminal Block 21 POS 5mm Solder ST Thru-Hole 16A/Contact | 1986711 | Steel | Green | [5 empty] | Copper Alloy - Tin Plated | 16 A |  |  | Interlocking (Side) |  |  | Polyamide (PA), Nylon |  |  | Horizontal with Board | 1 (Unlimited) |  | Through Hole | 1 |  |  | -40°C ~ 110°C | Bulk | 0.197" (5.00mm) | 21 |  | 3189876 |  | - | - | - |  |  | - | 300 V |  | 12-30 AWG | Screwless - Push Button Clamp | 20000 | https://www.unikeyic.com/media/datasheet/42/7a/37bf/42/0ce5f14c7afd584eb943aa65d3e1f58f.pdf | https://www.unikeyic.com/products/wire-to-board-terminal-blocks/2-1986711-1/22862787.html
2-1986711-2 | TE Connectivity | 25: 42.1114 50: 39.6362 100: 37.684 250: 35.7424 | Conn Terminal Block 22 POS 5mm Solder ST Thru-Hole 16A/Contact | 1986711 | Steel | Green | [5 empty] | Copper Alloy - Tin Plated | 16 A |  |  | Interlocking (Side) |  |  | Polyamide (PA), Nylon |  |  | Horizontal with Board | 1 (Unlimited) |  | Through Hole | 1 |  |  | -40°C ~ 110°C | Bulk | 0.197" (5.00mm) | 22 |  |  |  | - | - | - |  |  | - | 300 V |  | 12-30 AWG | Screwless - Push Button Clamp | 65 | https://www.unikeyic.com/media/datasheet/42/7a/37bf/42/0ce5f14c7afd584eb943aa65d3e1f58f.pdf | https://www.unikeyic.com/products/wire-to-board-terminal-blocks/2-1986711-2/24454940.html
2-1986711-3 | TE Connectivity | 25: 43.8821 50: 41.3243 100: 39.3077 250: 37.303 | Conn Terminal Block 23 POS 5mm Solder ST Thru-Hole 16A/Contact | 1986711 | Steel | Green | [5 empty] | Copper Alloy - Tin Plated | 16 A |  |  | Interlocking (Side) |  |  | Polyamide (PA), Nylon |  |  | Horizontal with Board | 1 (Unlimited) |  | Through Hole | 1 |  |  | -40°C ~ 110°C | Bulk | 0.197" (5.00mm) | 23 |  | 3189878 |  | - | - | - |  |  | - | 300 V |  | 12-30 AWG | Screwless - Push Button Clamp | 55 | https://www.unikeyic.com/media/datasheet/44/2e/9364/442e9364345fea9b354b15834fbd5624.pdf | https://www.unikeyic.com/products/wire-to-board-terminal-blocks/2-1986711-3/33070229.html
2-1986711-4 | TE Connectivity | 4: 32.725 9: 32.164 17: 31.603 34: 31.031 | Conn Terminal Block 24 POS 5mm Solder ST Thru-Hole 16A/Contact | 1986711 | Steel | Green | [5 empty] | Copper Alloy - Tin Plated | 16 A |  |  | Interlocking (Side) |  |  | Polyamide (PA), Nylon |  |  | Horizontal with Board | 1 (Unlimited) |  | Through Hole | 1 |  |  | -40°C ~ 110°C | Bulk | 0.197" (5.00mm) | 24 |  | 3189879 |  | - | - | - |  |  | - | 300 V |  | 12-30 AWG | Screwless - Push Button Clamp | 86 | https://www.unikeyic.com/media/datasheet/7b/a7/db5b/7ba7db5b21c510c96a2eebf60767f9de.pdf | https://www.unikeyic.com/products/wire-to-board-terminal-blocks/2-1986711-4/1645254.html
2-1986711-5 | TE Connectivity | 1: 86.5188 | Conn Terminal Block 25 POS 5mm Solder ST Thru-Hole 16A/Contact | 1986711 | Steel | Green | [5 empty] | Copper Alloy - Tin Plated | 16 A |  |  | Interlocking (Side) |  |  | Polyamide (PA), Nylon |  |  | Horizontal with Board | 1 (Unlimited) |  | Through Hole | 1 |  |  | -40°C ~ 110°C | Bulk | 0.197" (5.00mm) | 25 |  |  |  | - | - | - |  |  | - | 300 V |  | 12-30 AWG | Screwless - Push Button Clamp | 7 | https://www.unikeyic.com/media/datasheet/c8/86/df92/c886df928e216dc9b5343bb2678fd855.pdf | https://www.unikeyic.com/products/wire-to-board-terminal-blocks/2-1986711-5/34623320.html
2-1986712-3 | TE Connectivity | 4: 31.361 9: 30.822 18: 30.283 36: 29.744 | Terminal Block, 23 Pos, 5.08mm Pitch, Solder, Straight Thru-Hole, 16A/Contact | 1986712 | Steel | Green | [5 empty] | Copper Alloy - Tin Plated | 16 A |  |  | Interlocking (Side) |  |  | Polyamide (PA), Nylon |  |  | Horizontal with Board | 1 (Unlimited) |  | Through Hole | 1 |  |  | -40°C ~ 110°C | Bulk | 0.200" (5.08mm) | 23 |  |  |  | - | - | - |  |  | - | 300 V |  | 12-30 AWG | Screwless - Push Button Clamp | 75 | https://www.unikeyic.com/media/datasheet/b6/dd/63f3/b6dd63f394b46640c9ab1a3a28fbf9a0.pdf | https://www.unikeyic.com/products/wire-to-board-terminal-blocks/2-1986712-3/22557000.html
2-282836-8 | TE Connectivity | 1: 7.9637 10: 5.6483 25: 4.9695 50: 4.5532 100: 4.2132 300: 3.8064 500: 3.6628 1,000: 3.5051 | Conn Terminal Block HDR 9 POS 5mm Solder ST Thru-Hole 13.5A/Contact | 282836 | Brass - Nickel Plated | Green | [5 empty] | Brass - Tin Plated | 13.5 A |  |  | Interlocking (Side) |  |  | Polyamide (PA66), Nylon 6/6 |  |  | Horizontal with Board | 1 (Unlimited) |  | Through Hole | 1 |  |  | - | Bulk | 0.197" (5.00mm) | 9 |  |  |  | Brass - Nickel Plated | M3 | Buchanan |  |  | 0.68 Nm (6 Lb-In) | 300 V |  | 16-30 AWG | Screw - Rising Cage Clamp | 795 | https://www.unikeyic.com/media/datasheet/e9/c0/7507/e9c07507bc8acf2b173285c3a311248c.pdf | https://www.unikeyic.com/products/wire-to-board-terminal-blocks/2-282836-8/15208888.html
2-796683-4 | TE Connectivity | 200: 12.3684 | Conn Eurostyle Block HDR 24 POS 5mm Solder ST Thru-Hole 17.5A/Contact | 796683 | Brass - Nickel Plated | Green | [5 empty] | Brass - Tin Plated | 17.5 A |  |  | Interlocking (Side) |  |  | Polyamide (PA66), Nylon 6/6 |  |  | Horizontal with Board | 1 (Unlimited) |  | Through Hole | 1 |  |  | - | Bulk | 0.197" (5.00mm) | 24 |  |  |  | Brass - Nickel Plated | M3 | Buchanan |  |  | 0.79 Nm (7.0 Lb-In) | 300 V |  | 12-30 AWG | Screw - Rising Cage Clamp | 20000 | https://www.unikeyic.com/media/datasheet/15/dd/6f41/15/41844a8e9f8378087287f4a1e31ce49d.pdf | https://www.unikeyic.com/products/wire-to-board-terminal-blocks/2-796683-4/28362849.html
2008552-3 | TE Connectivity | 420: 0.506 1,260: 0.495 2,380: 0.484 | Conn PC Terminal Block HDR 3 POS 8.2mm Solder ST Thru-Hole 6A/Contact Box/Tray | 2008552 | - | Gray | [5 empty] | Phosphor Bronze - Tin Plated | 2 A |  |  | - |  |  | Polybutylene Terephthalate (PBT) |  |  | Vertical with Board | 1 (Unlimited) |  | Through Hole | 1 |  |  | -40°C ~ 105°C | Bulk | 0.323" (8.20mm) | 3 |  | 4021639 |  | - | - | - |  |  | - | 600 V |  | 18 AWG | Screwless - Leg Spring, Push-In Spring | 42523 | https://www.unikeyic.com/media/datasheet/25/5e/49ae/255e49aef4990ac0ac77c97c96212df9.pdf | https://www.unikeyic.com/products/wire-to-board-terminal-blocks/2008552-3/28784948.html
2014280000 | Weidmüller | 20: 9.0466 | 2 Terminal block - level、 0.400" (10.16mm) Through-hole type | [20 empty] | clip mounting, threaded mounting, Through hole mounting |  |  |  | -50℃~120℃ |  |  |  |  | On sale |  | bulk | [10 empty] | 39 | https://www.unikeyic.com/media/about_us/Unikey_ISO_9001_Certification.pdf | https://www.unikeyic.com/products/wire-to-board-terminal-blocks/2014280000/1161411.html
2059-301/998-403 | WAGO | 10: 0.1383 100: 0.1064 500: 0.0988 | Wago PCBTerminal block lighting connector socket, 2059series, 1pole, 1road |  | - | White | [5 empty] | Copper Alloy - Tin Plated | 3 A |  |  | - |  |  | Polyphthalamide (PPA), Glass Filled |  |  | Horizontal with Board | Not Applicable |  | Surface Mount | 1 |  |  | -60°C ~ 105°C |  | - | 1 |  | 15790817 |  | - | - | 2059 |  |  | - | 600 V |  | 22-26 AWG | Screwless - Leg Spring, Push-In Spring |  | https://www.unikeyic.com/media/datasheet/ee/46/73d5/ee/a98d240bac52aae826268697ee7c74ad.pdf | https://www.unikeyic.com/products/wire-to-board-terminal-blocks/2059-301-998-403/10182755.html
2059-303/998-403 | WAGO | 10: 1.0973 100: 1.0777 500: 1.0777 1,000: 1.0581 2,500: 1.0581 | Wago PCB Terminal Block, Lighting Connector Socket, 2059 Series, 3-Pole, 3-Way |  | - | White | [5 empty] | Copper Alloy - Tin Plated | 3 A |  |  | - |  |  | Polyphthalamide (PPA), Glass Filled |  |  | Horizontal with Board | Not Applicable |  | Surface Mount | 1 |  |  | -60°C ~ 105°C |  | 0.118" (3.00mm) | 3 |  | 15790809 |  | - | - | 2059 |  |  | - | 250 V |  | 22-26 AWG | Screwless - Leg Spring, Push-In Spring | 2399 | https://www.unikeyic.com/media/datasheet/a3/aa/544e/a3/2a18e2e7e614c4d9b453ffc0c503949d.pdf | https://www.unikeyic.com/products/wire-to-board-terminal-blocks/2059-303-998-403/1518803.html
2059-321/998-403 | WAGO | 2,650: 0.4951 5,300: 0.4745 7,950: 0.4646 13,250: 0.4542 18,550: 0.4483 | SMD PCB Terminal Block, 0.5 mm², 3 mm Pitch, 1-Pole, Push Wire, Tape-and-Reel |  | - | Black | [5 empty] | Copper Alloy - Tin Plated | 3 A |  |  | - |  |  | Polyphthalamide (PPA), Glass Filled |  |  | Horizontal with Board | Not Applicable |  | Surface Mount | 1 |  |  | -60°C ~ 105°C |  | - | 1 |  |  |  | - | - | 2059 |  |  | - | 600 V |  | 22-26 AWG | Screwless - Leg Spring, Push-In Spring | 5300 | https://www.unikeyic.com/media/datasheet/10/e2/bc35/10/9f102ba2d421cc81449b3cc6d1e1e21f.pdf | https://www.unikeyic.com/products/wire-to-board-terminal-blocks/2059-321-998-403/13647980.html
2060-1453/998-404 | WAGO | 1: 1.2192 | THR PCB Terminal Block, Push-button, 0.75 mm2, Pin spacing 4 mm, 3-pole, Push-in Cage Clamp , in tape-and-reel packaging |  | Copper Alloy | White | [5 empty] | Copper Alloy - Tin Plated | 9 A |  |  | - |  |  | Polyphthalamide (PPA), Glass Filled |  |  | Horizontal with Board | 1 (Unlimited) |  | Through Hole | 1 |  |  | -60°C ~ 105°C | Tape & Reel (TR)Cut Tape (CT) | 0.157" (4.00mm) | 3 |  | 15790797 |  | - | - | 2060 |  |  | - | 320 V |  | 18-24 AWG | Screwless - Push Button Clamp | 500 | https://www.unikeyic.com/media/datasheet/fa/3a/f537/fa/4afcfde8e0e3d0cb0287cbf0ab2e5c9a.pdf | https://www.unikeyic.com/products/wire-to-board-terminal-blocks/2060-1453-998-404/23607542.html
2060-1473/998-404 | WAGO | 10: 1.3363 100: 1.3124 500: 1.3124 1,000: 1.2885 2,500: 1.2885 | THR PCB TERMINAL BLOCK; |  | Copper Alloy | Black | [5 empty] | Copper Alloy - Tin Plated | 9 A |  |  | - |  |  | Polyphthalamide (PPA), Glass Filled |  |  | Horizontal with Board | 1 (Unlimited) |  | Through Hole | 1 |  |  | -60°C ~ 105°C | Tape & Reel (TR)Cut Tape (CT) | 0.157" (4.00mm) | 3 |  | 15790756 |  | - | - | 2060 |  |  | - | 320 V |  | 18-24 AWG | Screwless - Push Button Clamp | 133 | https://www.unikeyic.com/media/about_us/Unikey_ISO_9001_Certification.pdf | https://www.unikeyic.com/products/wire-to-board-terminal-blocks/2060-1473-998-404/30244592.html
2060-452/998-404 | WAGO | 1: 0.3916 10: 0.2992 30: 0.2598 100: 0.211 500: 0.1896 1,000: 0.1768 | Wago PCBTerminal block lighting connector socket, 2060series, 2pole, 2road |  | Copper Alloy | White | [5 empty] | Copper Alloy - Tin Plated | 9 A |  |  | - |  |  | Polyphthalamide (PPA), Glass Filled |  |  | Horizontal with Board | Not Applicable |  | Surface Mount | 1 |  |  | -60°C ~ 105°C |  | 0.157" (4.00mm) | 2 |  | 15540283 |  | - | - | 2060 |  |  | - | 320 V |  | 18-24 AWG | Screwless - Push Button Clamp |  | https://www.unikeyic.com/media/datasheet/dd/f8/9ce1/ddf89ce17f26aca3bd43a2ba3779d57c.pdf | https://www.unikeyic.com/products/wire-to-board-terminal-blocks/2060-452-998-404/943315.html
2060-471/998-404 | WAGO | 10: 0.5711 100: 0.5117 250: 0.5117 500: 0.5026 1,000: 0.5026 2,500: 0.5026 | Conn Terminal Block 1 POS Solder RA SMD 9A Box |  | Copper Alloy | Black | [5 empty] | Copper Alloy - Tin Plated | 9 A |  |  | - |  |  | Polyphthalamide (PPA), Glass Filled |  |  | Horizontal with Board | Not Applicable |  | Surface Mount | 1 |  |  | -60°C ~ 105°C |  | - | 1 |  | 15790774 |  | - | - | 2060 |  |  | - | 600 V |  | 18-24 AWG | Screwless - Push Button Clamp | 1203 | https://www.unikeyic.com/media/about_us/Unikey_ISO_9001_Certification.pdf | https://www.unikeyic.com/products/wire-to-board-terminal-blocks/2060-471-998-404/4766512.html
2061-1602/998-404 | WAGO | 10: 1.8577 100: 1.8246 500: 1.7914 1,000: 1.7914 2,500: 1.7914 | THR PCB Terminal Block, Push-button, 1.5mm², 6mm Pitch, 2-Pole, Push-in Cage Clamp, Tape-and-Reel |  | Steel - Nickel Plated | White | [5 empty] | Copper Alloy - Tin Plated | 10 A |  |  | - |  |  | Polyphthalamide (PPA), Glass Filled |  |  | Horizontal with Board | 1 (Unlimited) |  | Through Hole | 1 |  |  | -60°C ~ 105°C | Tape & Reel (TR) | 0.236" (6.00mm) | 2 |  | 15521860 |  | - | - | 2061 |  |  | - | 300 V |  | 16-20 AWG | Screwless - Push Button Clamp | 301 | https://www.unikeyic.com/media/datasheet/51/a5/21b1/51/8d1f10ab58273c66f326495eede70e14.pdf | https://www.unikeyic.com/products/wire-to-board-terminal-blocks/2061-1602-998-404/23840554.html
2061-1603/998-404 | WAGO | 1: 5.8358 10: 4.1452 25: 3.6352 50: 3.319 100: 3.059 | Conn Terminal Block F 3 POS 6mm Solder RA Thru-Hole 17.5A Box |  | Steel - Nickel Plated | White | [5 empty] | Copper Alloy - Tin Plated | 10 A |  |  | - |  |  | Polyphthalamide (PPA), Glass Filled |  |  | Horizontal with Board | 1 (Unlimited) |  | Through Hole | 1 |  |  | -60°C ~ 105°C | Tape & Reel (TR) | 0.236" (6.00mm) | 3 |  |  |  | - | - | 2061 |  |  | - | 300 V |  | 16-20 AWG | Screwless - Push Button Clamp | 65 | https://www.unikeyic.com/media/datasheet/81/3a/c7e8/81/fc5df318b4d696d4ba142f88fd0c5613.pdf | https://www.unikeyic.com/products/wire-to-board-terminal-blocks/2061-1603-998-404/34991957.html
2061-1621/998-404 | WAGO | 640: 0.37 3,200: 0.3647 6,400: 0.3489 | THR PCB Terminal Block, Push-button, 1.5mm², 6mm Pitch, 1-Pole, Push-in Cage Clamp, Tape-and-Reel |  | Steel - Nickel Plated | Black | [5 empty] | Copper Alloy - Tin Plated | 10 A |  |  | - |  |  | Polyphthalamide (PPA), Glass Filled |  |  | Horizontal with Board | 1 (Unlimited) |  | Through Hole | 1 |  |  | -60°C ~ 105°C | Tape & Reel (TR) | - | 1 |  |  |  | - | - | 2061 |  |  | - | 600 V |  | 16-20 AWG | Screwless - Push Button Clamp | 20000 | https://www.unikeyic.com/media/datasheet/d3/1d/e4c6/d3/7d83bd28025ad232459a4e1a782beaa3.pdf | https://www.unikeyic.com/products/wire-to-board-terminal-blocks/2061-1621-998-404/13618820.html
2061-603/998-404 | WAGO | 450: 0.8107 2,250: 0.7991 4,500: 0.7644 | Wago PCB Terminal Block, Lighting Connector Socket, 2061 Series, 3-Pole, 3-Way |  | Steel - Nickel Plated | White | [5 empty] | Copper Alloy - Tin Plated | 10 A |  |  | - |  |  | Polyphthalamide (PPA), Glass Filled |  |  | Horizontal with Board | Not Applicable |  | Surface Mount | 1 |  |  | -60°C ~ 105°C |  | 0.236" (6.00mm) | 3 |  |  |  | - | - | 2061 |  |  | - | 300 V |  | 16-20 AWG | Screwless - Push Button Clamp | 600 | https://www.unikeyic.com/media/datasheet/4e/fe/be20/4e/8f491d32cac09289a1c565334e643350.pdf | https://www.unikeyic.com/products/wire-to-board-terminal-blocks/2061-603-998-404/8760752.html
2070-451/998-606 | WAGO | 1,440: 0.2661 7,200: 0.2623 14,400: 0.2509 |  |  | - | White | [5 empty] | Copper Alloy - Tin Plated | 9 A |  |  | - |  |  | Polyphthalamide (PPA), Glass Filled |  |  | Horizontal with Board | 1 (Unlimited) |  | Surface Mount | 1 |  |  | -60°C ~ 105°C | Box | - | 1 |  |  |  | - | - | 2070 |  |  | - | 600 V |  | 18-24 AWG | Screwless - Leg Spring, Push-In Spring | 20000 | https://www.unikeyic.com/media/about_us/Unikey_ISO_9001_Certification.pdf | https://www.unikeyic.com/products/wire-to-board-terminal-blocks/2070-451-998-606/16152458.html
2070-523/998-406 | WAGO | 318: 0.6548 1,590: 0.6454 3,180: 0.6174 | Through-Board SMD PCB Terminal Block, 0.75mm², Pin Spacing 6.5mm, 3-Pole, Push-in Cage Clamp, Tape-and-Reel |  | - | White | [5 empty] | Copper Alloy - Tin Plated | 9 A |  |  | - |  |  | Polyphthalamide (PPA), Glass Filled |  |  | Horizontal with Board | 1 (Unlimited) |  | Surface Mount | 1 |  |  | -60°C ~ 105°C |  | 0.256" (6.50mm) | 3 |  | 15790814 |  | - | - | 2070 |  |  | - | 600 V |  | 18-24 AWG | Screwless - Leg Spring, Push-In Spring | 20000 | https://www.unikeyic.com/media/datasheet/d1/65/44cb/d1/d80aa4d73a26ea421b4ebd5f7edde49e.pdf | https://www.unikeyic.com/products/wire-to-board-terminal-blocks/2070-523-998-406/2781168.html
2070-541/998-406 | WAGO | 10: 0.6645 100: 0.5953 250: 0.5953 500: 0.5847 1,000: 0.5741 2,500: 0.5741 | Through-Board SMD PCB Terminal Block, 0.75mm², Pitch 6.5mm, 1-Pole, Push-in Cage Clamp, Tape-and-Reel |  | - | White | [5 empty] | Copper Alloy - Tin Plated | 9 A |  |  | - |  |  | Polyphthalamide (PPA), Glass Filled |  |  | Horizontal with Board | 1 (Unlimited) |  | Surface Mount | 1 |  |  | -60°C ~ 105°C |  | - | 1 |  | 15533689 |  | - | - | 2070 |  |  | - | 600 V |  | 18-24 AWG | Screwless - Leg Spring, Push-In Spring | 231 | https://www.unikeyic.com/media/about_us/Unikey_ISO_9001_Certification.pdf | https://www.unikeyic.com/products/wire-to-board-terminal-blocks/2070-541-998-406/20646940.html
2070-542/998-406 | WAGO | 477: 0.462 954: 0.429 | Through-Board SMD PCB Terminal Block, 0.75mm², Pin Spacing 6.5mm, 2-Pole, Push-in Cage Clamp, Tape-and-Reel |  | - | White | [5 empty] | Copper Alloy - Tin Plated | 9 A |  |  | - |  |  | Polyphthalamide (PPA), Glass Filled |  |  | Horizontal with Board | 1 (Unlimited) |  | Surface Mount | 1 |  |  | -60°C ~ 105°C |  | 0.256" (6.50mm) | 2 |  | 15790803 |  | - | - | 2070 |  |  | - | 600 V |  | 18-24 AWG | Screwless - Leg Spring, Push-In Spring | 2260 | https://www.unikeyic.com/media/datasheet/c2/e7/d78f/c2/b01e314e348287359fa7704591630d53.pdf | https://www.unikeyic.com/products/wire-to-board-terminal-blocks/2070-542-998-406/19823353.html
2070-543/998-406 | WAGO | 1: 3.198 10: 1.9094 25: 1.6645 50: 1.5088 100: 1.3779 | Through-Board SMD PCB Terminal Block, 0.75mm², Pin Spacing 6.5mm, 3-Pole, Push-in Cage Clamp, Tape-and-Reel |  | - | White | [5 empty] | Copper Alloy - Tin Plated | 9 A |  |  | - |  |  | Polyphthalamide (PPA), Glass Filled |  |  | Horizontal with Board | 1 (Unlimited) |  | Surface Mount | 1 |  |  | -60°C ~ 105°C |  | 0.256" (6.50mm) | 3 |  | 15550471 |  | - | - | 2070 |  |  | - | 600 V |  | 18-24 AWG | Screwless - Leg Spring, Push-In Spring | 306 | https://www.unikeyic.com/media/about_us/Unikey_ISO_9001_Certification.pdf | https://www.unikeyic.com/products/wire-to-board-terminal-blocks/2070-543-998-406/24338317.html
2086-1102 | WAGO | 10: 0.7519 100: 0.6893 500: 0.6893 1,000: 0.6768 2,500: 0.6768 | TERMINAL BLOCK, WTB, 2POS, 24-16AWG; |  | Steel - Nickel Plated | Black | [5 empty] | Electrolytic Copper - Tin Plated | 10 A |  |  | Push Button Actuated |  |  | Polyphthalamide (PPA), Glass Filled |  |  | Vertical with Board | 1 (Unlimited) |  | Through Hole | 1 |  |  | -60°C ~ 105°C | Tray | 0.138" (3.50mm) | 2 |  | 15517130 |  | - | - | 2086 |  |  | - | 300 V |  | 16-24 AWG | Screwless - Push Button Clamp | 203 | https://www.unikeyic.com/media/datasheet/d1/89/d725/d189d72524e19acf1641bff87558a1dd.pdf | https://www.unikeyic.com/products/wire-to-board-terminal-blocks/2086-1102/8672671.html
2086-1102/300-000 | WAGO | 432: 0.7047 2,160: 0.6946 4,320: 0.6644 |  |  | Steel - Nickel Plated | Black | [5 empty] | Electrolytic Copper - Tin Plated | 10 A |  |  | Push Button Actuated |  |  | Polyphthalamide (PPA), Glass Filled |  |  | Vertical with Board | 1 (Unlimited) |  | Through Hole | 1 |  |  | -60°C ~ 105°C | Tray | 0.138" (3.50mm) | 2 |  |  |  | - | - | 2086 |  |  | - | 300 V |  | 16-24 AWG | Screwless - Push Button Clamp | 20000 | https://www.unikeyic.com/media/datasheet/14/2c/69ed/142c69ed77d2b8d9e8615239da2ce438.pdf | https://www.unikeyic.com/products/wire-to-board-terminal-blocks/2086-1102-300-000/8053552.html
2086-1102/700-000/997-604 | WAGO | 270: 1.4743 540: 1.3826 810: 1.3381 1,350: 1.2902 1,890: 1.2631 2,700: 1.2377 | 2 Terminal block - vertical、 0.138" (3.50mm) |  | Steel - Nickel Plated | Black | [5 empty] | Electrolytic Copper - Tin Plated | 10 A |  |  | Push Button Actuated |  |  | Polyphthalamide (PPA), Glass Filled |  |  | Vertical with Board | 1 (Unlimited) |  | Surface Mount | 1 |  |  | -60°C ~ 105°C |  | 0.138" (3.50mm) | 2 |  | 15517380 |  | - | - | 2086 |  |  | - | 300 V |  | 16-24 AWG | Screwless - Push Button Clamp | 1080 | https://www.unikeyic.com/media/datasheet/ef/92/46de/ef9246dea7c911751890b728eab77c74.pdf | https://www.unikeyic.com/products/wire-to-board-terminal-blocks/2086-1102-700-000-997-604/23208423.html
2086-1103 | WAGO | 10: 1.1011 100: 1.0094 500: 1.0094 1,000: 0.991 2,500: 0.991 | TERMINAL BLOCK, WTB, 3POS, 24-16AWG; |  | Steel - Nickel Plated | Black | [5 empty] | Electrolytic Copper - Tin Plated | 10 A |  |  | Push Button Actuated |  |  | Polyphthalamide (PPA), Glass Filled |  |  | Vertical with Board | 1 (Unlimited) |  | Through Hole | 1 |  |  | -60°C ~ 105°C | Tray | 0.138" (3.50mm) | 3 |  |  |  | - | - | 2086 |  |  | - | 300 V |  | 16-24 AWG | Screwless - Push Button Clamp | 181 | https://www.unikeyic.com/media/datasheet/5e/ea/79e9/5e/190b4c2c196b5dbf18b69fa134223b4a.pdf | https://www.unikeyic.com/products/wire-to-board-terminal-blocks/2086-1103/15673822.html
2086-1103/700-000/997-605 | WAGO | 10: 2.0968 100: 2.0593 250: 2.0593 500: 2.0219 1,000: 2.0219 | TB, WIRE TO BRD, 3POS, 16AWG; Pitch Spacing:3.5mm; No. of Positions:3Positions; Wire Size AWG Min:24AWG; Wire Size AWG Max:16AWG; Conductor Area CSA:1.5mm²; Wire Connection Method:Push In; Rated Curre 70AJ0716 |  | Steel - Nickel Plated | Black | [5 empty] | Electrolytic Copper - Tin Plated | 10 A |  |  | Push Button Actuated |  |  | Polyphthalamide (PPA), Glass Filled |  |  | Vertical with Board | 1 (Unlimited) |  | Surface Mount | 1 |  |  | -60°C ~ 105°C |  | 0.138" (3.50mm) | 3 |  | 15517381 |  | - | - | 2086 |  |  | - | 300 V |  | 16-24 AWG | Screwless - Push Button Clamp | 87 | https://www.unikeyic.com/media/datasheet/33/9d/228c/33/2e82a9ab335fcc32b4cf2625309dbf27.pdf | https://www.unikeyic.com/products/wire-to-board-terminal-blocks/2086-1103-700-000-997-605/33538238.html
2086-1104 | WAGO | 10: 1.3797 100: 1.3551 250: 1.3551 500: 1.3305 1,000: 1.3305 | TERMINAL BLOCK, WTB, 4POS, 24-16AWG; |  | Steel - Nickel Plated | Black | [5 empty] | Electrolytic Copper - Tin Plated | 10 A |  |  | Push Button Actuated |  |  | Polyphthalamide (PPA), Glass Filled |  |  | Vertical with Board | 1 (Unlimited) |  | Through Hole | 1 |  |  | -60°C ~ 105°C | Tray | 0.138" (3.50mm) | 4 |  |  |  | - | - | 2086 |  |  | - | 300 V |  | 16-24 AWG | Screwless - Push Button Clamp | 76 | https://www.unikeyic.com/media/datasheet/24/ed/a14b/24eda14bf975613650e5e45acb10a827.pdf | https://www.unikeyic.com/products/wire-to-board-terminal-blocks/2086-1104/25512154.html
2086-1104/300-000 | WAGO | 124: 0.891 | 4 Position Wire to Board Terminal Block Vertical with Board 0.138 (3.50mm) Through Hole |  | Steel - Nickel Plated | Black | [5 empty] | Electrolytic Copper - Tin Plated | 10 A |  |  | Push Button Actuated |  |  | Polyphthalamide (PPA), Glass Filled |  |  | Vertical with Board | 1 (Unlimited) |  | Through Hole | 1 |  |  | -60°C ~ 105°C | Tray | 0.138" (3.50mm) | 4 |  | 15517152 |  | - | - | 2086 |  |  | - | 300 V |  | 16-24 AWG | Screwless - Push Button Clamp | 359 | https://www.unikeyic.com/media/datasheet/b6/f6/44f3/b6f644f300146ee2df0c731dc03dadc0.pdf | https://www.unikeyic.com/products/wire-to-board-terminal-blocks/2086-1104-300-000/28049841.html
2086-1105 | WAGO | 10: 1.6948 100: 1.6645 250: 1.6645 500: 1.6343 1,000: 1.6343 | TERMINAL BLOCK, WTB, 5POS, 24-16AWG; |  | Steel - Nickel Plated | Black | [5 empty] | Electrolytic Copper - Tin Plated | 10 A |  |  | Push Button Actuated |  |  | Polyphthalamide (PPA), Glass Filled |  |  | Vertical with Board | 1 (Unlimited) |  | Through Hole | 1 |  |  | -60°C ~ 105°C | Tray | 0.138" (3.50mm) | 5 |  |  |  | - | - | 2086 |  |  | - | 300 V |  | 16-24 AWG | Screwless - Push Button Clamp | 82 | https://www.unikeyic.com/media/datasheet/27/24/999b/2724999b91a1e1f902f2b4a461e79780.pdf | https://www.unikeyic.com/products/wire-to-board-terminal-blocks/2086-1105/1813031.html
2086-1105/300-000 | WAGO | 10: 1.8469 100: 1.8139 250: 1.8139 500: 1.7809 1,000: 1.7809 | TB, WIRE TO BRD, 5POS, 16AWG; Pitch Spacing:3.5mm; No. of Positions:5Positions; Wire Size AWG Min:24AWG; Wire Size AWG Max:16AWG; Conductor Area CSA:1.5mm²; Wire Connection Method:Push In; Rated Current:17.5A; Rated Volt |  | Steel - Nickel Plated | Black | [5 empty] | Electrolytic Copper - Tin Plated | 10 A |  |  | Push Button Actuated |  |  | Polyphthalamide (PPA), Glass Filled |  |  | Vertical with Board | 1 (Unlimited) |  | Through Hole | 1 |  |  | -60°C ~ 105°C | Tray | 0.138" (3.50mm) | 5 |  | 15517139 |  | - | - | 2086 |  |  | - | 300 V |  | 16-24 AWG | Screwless - Push Button Clamp | 172 | https://www.unikeyic.com/media/datasheet/68/ce/1a34/68ce1a343056e5d52afba6d6d4483726.pdf | https://www.unikeyic.com/products/wire-to-board-terminal-blocks/2086-1105-300-000/1256383.html
2086-1106/300-000 | WAGO | 10: 2.238 100: 2.198 250: 2.198 500: 2.1581 1,000: 2.1581 | TB, WIRE TO BRD, 6POS, 16AWG; Pitch Spacing:3.5mm; No. of Positions:6Positions; Wire Size AWG Min:24AWG; Wire Size AWG Max:16AWG; Conductor Area CSA:1.5mm²; Wire Connection Method:Push In; Rated Current:17.5A; Rated Volt |  | Steel - Nickel Plated | Black | [5 empty] | Electrolytic Copper - Tin Plated | 10 A |  |  | Push Button Actuated |  |  | Polyphthalamide (PPA), Glass Filled |  |  | Vertical with Board | 1 (Unlimited) |  | Through Hole | 1 |  |  | -60°C ~ 105°C | Tray | 0.138" (3.50mm) | 6 |  | 15517253 |  | - | - | 2086 |  |  | - | 300 V |  | 16-24 AWG | Screwless - Push Button Clamp | 144 | https://www.unikeyic.com/media/datasheet/30/eb/6a1f/30eb6a1f1fccd7344ccde3ef6d9d11c4.pdf | https://www.unikeyic.com/products/wire-to-board-terminal-blocks/2086-1106-300-000/24981293.html
2086-1107/300-000 | WAGO | 1: 2.9221 10: 2.6182 100: 2.5715 250: 2.5715 500: 2.5247 1,000: 2.5247 | TB, WIRE TO BRD, 7POS, 16AWG; Pitch Spacing:3.5mm; No. of Positions:7Positions; Wire Size AWG Min:24AWG; Wire Size AWG Max:16AWG; Conductor Area CSA:1.5mm²; Wire Connection Method:Push In; Rated Current:17.5A; Rated Volt |  | Steel - Nickel Plated | Black | [5 empty] | Electrolytic Copper - Tin Plated | 10 A |  |  | Push Button Actuated |  |  | Polyphthalamide (PPA), Glass Filled |  |  | Vertical with Board | 1 (Unlimited) |  | Through Hole | 1 |  |  | -60°C ~ 105°C | Tray | 0.138" (3.50mm) | 7 |  | 15517190 |  | - | - | 2086 |  |  | - | 300 V |  | 16-24 AWG | Screwless - Push Button Clamp | 128 | https://www.unikeyic.com/media/datasheet/fa/38/a1f4/fa38a1f44c54cf1be9914552b944212d.pdf | https://www.unikeyic.com/products/wire-to-board-terminal-blocks/2086-1107-300-000/24426256.html
2086-1107/700-000/997-607 | WAGO | 1: 3.8921 10: 3.4251 100: 3.4251 250: 3.3628 500: 3.3628 1,000: 3.3628 | TB, WIRE TO BRD, 7POS, 16AWG; Pitch Spacing:3.5mm; No. of Positions:7Positions; Wire Size AWG Min:24AWG; Wire Size AWG Max:16AWG; Conductor Area CSA:1.5mm²; Wire Connection Method:Push In; Rated Current |  | Steel - Nickel Plated | Black | [5 empty] | Electrolytic Copper - Tin Plated | 10 A |  |  | Push Button Actuated |  |  | Polyphthalamide (PPA), Glass Filled |  |  | Vertical with Board | 1 (Unlimited) |  | Surface Mount | 1 |  |  | -60°C ~ 105°C |  | 0.138" (3.50mm) | 7 |  | 15517333 |  | - | - | 2086 |  |  | - | 300 V |  | 16-24 AWG | Screwless - Push Button Clamp | 295 | https://www.unikeyic.com/media/datasheet/ca/57/7094/ca577094bf00a49ce93da68d6467ff18.pdf | https://www.unikeyic.com/products/wire-to-board-terminal-blocks/2086-1107-700-000-997-607/17574444.html
2086-1108 | WAGO | 108: 3.8581 540: 3.803 1,080: 3.6376 |  |  | Steel - Nickel Plated | Black | [5 empty] | Electrolytic Copper - Tin Plated | 10 A |  |  | Push Button Actuated |  |  | Polyphthalamide (PPA), Glass Filled |  |  | Vertical with Board | 1 (Unlimited) |  | Through Hole | 1 |  |  | -60°C ~ 105°C | Tray | 0.138" (3.50mm) | 8 |  | 15517273 |  | - | - | 2086 |  |  | - | 300 V |  | 16-24 AWG | Screwless - Push Button Clamp | 20000 | https://www.unikeyic.com/media/datasheet/ac/a4/6060/aca4606041e28c9f8b69837fc756f49b.pdf | https://www.unikeyic.com/products/wire-to-board-terminal-blocks/2086-1108/25344679.html
2086-1109 | WAGO | 1: 3.298 10: 2.955 100: 2.9022 250: 2.8495 500: 2.8495 1,000: 2.8495 | TB, WIRE TO BRD, 9POS, 16AWG; Pitch Spacing:3.5mm; No. of Positions:9Positions; Wire Size AWG Min:24AWG; Wire Size AWG Max:16AWG; Conductor Area CSA:1.5mm²; Wire Connection Method:Push In; Rated Current:17.5A; Rated Volt |  | Steel - Nickel Plated | Black | [5 empty] | Electrolytic Copper - Tin Plated | 10 A |  |  | Push Button Actuated |  |  | Polyphthalamide (PPA), Glass Filled |  |  | Vertical with Board | 1 (Unlimited) |  | Through Hole | 1 |  |  | -60°C ~ 105°C | Tray | 0.138" (3.50mm) | 9 |  |  |  | - | - | 2086 |  |  | - | 300 V |  | 16-24 AWG | Screwless - Push Button Clamp | 62 | https://www.unikeyic.com/media/about_us/Unikey_ISO_9001_Certification.pdf | https://www.unikeyic.com/products/wire-to-board-terminal-blocks/2086-1109/4544108.html
2086-1110 | WAGO | 1: 3.5769 10: 3.2049 100: 3.1477 250: 3.0904 500: 3.0904 1,000: 3.0904 | TERMINAL BLOCK, WTB, 10POS, 24-16AWG; |  | Steel - Nickel Plated | Black | [5 empty] | Electrolytic Copper - Tin Plated | 10 A |  |  | Push Button Actuated |  |  | Polyphthalamide (PPA), Glass Filled |  |  | Vertical with Board | 1 (Unlimited) |  | Through Hole | 1 |  |  | -60°C ~ 105°C | Tray | 0.138" (3.50mm) | 10 |  | 15517296 |  | - | - | 2086 |  |  | - | 300 V |  | 16-24 AWG | Screwless - Push Button Clamp | 163 | https://www.unikeyic.com/media/datasheet/84/3b/6a1e/84/bdc744c9c2705f4a6460d4d4eae13125.pdf | https://www.unikeyic.com/products/wire-to-board-terminal-blocks/2086-1110/32842112.html
2086-1110/700-000/997-607 | WAGO | 1: 5.0319 10: 4.4281 100: 4.4281 250: 4.3475 500: 4.3475 1,000: 4.3475 | TB, WIRE TO BRD, 10POS, 16AWG; Pitch Spacing:3.5mm; No. of Positions:10Positions; Wire Size AWG Min:24AWG; Wire Size AWG Max:16AWG; Conductor Area CSA:1.5mm²; Wire Connection Method:Push In; Rated Current:17.5A; Rated Vo |  | Steel - Nickel Plated | Black | [5 empty] | Electrolytic Copper - Tin Plated | 10 A |  |  | Push Button Actuated |  |  | Polyphthalamide (PPA), Glass Filled |  |  | Vertical with Board | 1 (Unlimited) |  | Surface Mount | 1 |  |  | -60°C ~ 105°C |  | 0.138" (3.50mm) | 10 |  | 15517227 |  | - | - | 2086 |  |  | - | 300 V |  | 16-24 AWG | Screwless - Push Button Clamp | 197 | https://www.unikeyic.com/media/datasheet/82/ea/c36f/82eac36fdf9fafe9c94656cf496d793c.pdf | https://www.unikeyic.com/products/wire-to-board-terminal-blocks/2086-1110-700-000-997-607/941551.html
2086-1111 | WAGO | 1: 4.0134 10: 3.5318 100: 3.5318 250: 3.4676 500: 3.4676 1,000: 3.4676 | TB, WIRE TO BRD, 11POS, 16AWG; Pitch Spacing:3.5mm; No. of Positions:11Positions; Wire Size AWG Min:24AWG; Wire Size AWG Max:16AWG; Conductor Area CSA:1.5mm²; Wire Connection Method:Push In; Rated Current:17.5A; Rated Vo |  | Steel - Nickel Plated | Black | [5 empty] | Electrolytic Copper - Tin Plated | 10 A |  |  | Push Button Actuated |  |  | Polyphthalamide (PPA), Glass Filled |  |  | Vertical with Board | 1 (Unlimited) |  | Through Hole | 1 |  |  | -60°C ~ 105°C | Tray | 0.138" (3.50mm) | 11 |  |  |  | - | - | 2086 |  |  | - | 300 V |  | 16-24 AWG | Screwless - Push Button Clamp | 36 | https://www.unikeyic.com/media/datasheet/ec/26/bddc/ec/3c1ce29e2edf7ae1949d96a65746e4c4.pdf | https://www.unikeyic.com/products/wire-to-board-terminal-blocks/2086-1111/1277298.html
2086-1111/300-000 | WAGO | 1: 4.5469 10: 4.0013 100: 4.0013 250: 3.9285 500: 3.9285 1,000: 3.9285 | TB, WIRE TO BRD, 11POS, 16AWG; Pitch Spacing:3.5mm; No. of Positions:11Positions; Wire Size AWG Min:24AWG; Wire Size AWG Max:16AWG; Conductor Area CSA:1.5mm²; Wire Connection Method:Push In; Rated Current:17.5A; Rated Vo |  | Steel - Nickel Plated | Black | [5 empty] | Electrolytic Copper - Tin Plated | 10 A |  |  | Push Button Actuated |  |  | Polyphthalamide (PPA), Glass Filled |  |  | Vertical with Board | 1 (Unlimited) |  | Through Hole | 1 |  |  | -60°C ~ 105°C | Tray | 0.138" (3.50mm) | 11 |  | 15517261 |  | - | - | 2086 |  |  | - | 300 V |  | 16-24 AWG | Screwless - Push Button Clamp | 285 | https://www.unikeyic.com/media/datasheet/4d/85/bcbc/4d/20625d0c6445e7c9fe30367a37e0d676.pdf | https://www.unikeyic.com/products/wire-to-board-terminal-blocks/2086-1111-300-000/2929604.html
2086-1126 | WAGO | 10: 2.0098 100: 1.974 250: 1.974 500: 1.9381 1,000: 1.9381 | TERMINAL BLOCK, WTB, 6POS, 24-16AWG; |  | Steel - Nickel Plated | Black | [5 empty] | Electrolytic Copper - Tin Plated | 10 A |  |  | Push Button Actuated |  |  | Polyphthalamide (PPA), Glass Filled |  |  | Vertical with Board | 1 (Unlimited) |  | Through Hole | 1 |  |  | -60°C ~ 105°C | Tray | 0.138" (3.50mm) | 6 |  | 15517158 |  | - | - | 2086 |  |  | - | 300 V |  | 16-24 AWG | Screwless - Push Button Clamp | 85 | https://www.unikeyic.com/media/datasheet/1d/75/9e6b/1d759e6b4e41969acbd0fd94b367a6c4.pdf | https://www.unikeyic.com/products/wire-to-board-terminal-blocks/2086-1126/29582671.html
2086-1128/300-000 | WAGO | 1: 3.3708 10: 3.0202 100: 2.9663 250: 2.9123 500: 2.9123 1,000: 2.9123 | TB, WIRE TO BRD, 8POS, 16AWG; Pitch Spacing:3.5mm; No. of Positions:8Positions; Wire Size AWG Min:24AWG; Wire Size AWG Max:16AWG; Conductor Area CSA:1.5mm²; Wire Connection Method:Push In; Rated Current:17.5A; Rated Volt |  | Steel - Nickel Plated | Black | [5 empty] | Electrolytic Copper - Tin Plated | 10 A |  |  | Push Button Actuated |  |  | Polyphthalamide (PPA), Glass Filled |  |  | Vertical with Board | 1 (Unlimited) |  | Through Hole | 1 |  |  | -60°C ~ 105°C | Tray | 0.138" (3.50mm) | 8 |  |  |  | - | - | 2086 |  |  | - | 300 V |  | 16-24 AWG | Screwless - Push Button Clamp | 103 | https://www.unikeyic.com/media/datasheet/c9/84/c667/c9/2ee12042f6079a8a03b5c3b76b4176c8.pdf | https://www.unikeyic.com/products/wire-to-board-terminal-blocks/2086-1128-300-000/19965936.html
2086-1129/300-000 | WAGO | 1: 3.7103 10: 3.3244 100: 3.265 250: 3.2057 500: 3.2057 1,000: 3.2057 | TB, WIRE TO BRD, 9POS, 16AWG; Pitch Spacing:3.5mm; No. of Positions:9Positions; Wire Size AWG Min:24AWG; Wire Size AWG Max:16AWG; Conductor Area CSA:1.5mm²; Wire Connection Method:Push In; Rated Current:17.5A; Rated Volt |  | Steel - Nickel Plated | Black | [5 empty] | Electrolytic Copper - Tin Plated | 10 A |  |  | Push Button Actuated |  |  | Polyphthalamide (PPA), Glass Filled |  |  | Vertical with Board | 1 (Unlimited) |  | Through Hole | 1 |  |  | -60°C ~ 105°C | Tray | 0.138" (3.50mm) | 9 |  | 15517171 |  | - | - | 2086 |  |  | - | 300 V |  | 16-24 AWG | Screwless - Push Button Clamp | 91 | https://www.unikeyic.com/media/datasheet/d3/fe/5127/d3/c276c67321a844b6beb9d3db646f6799.pdf | https://www.unikeyic.com/products/wire-to-board-terminal-blocks/2086-1129-300-000/17273051.html
2086-1130 | WAGO | 1: 3.6496 10: 3.2701 100: 3.2117 250: 3.1533 500: 3.1533 1,000: 3.1533 | TB, WIRE TO BRD, 10POS, 16AWG; Pitch Spacing:3.5mm; No. of Positions:10Positions; Wire Size AWG Min:24AWG; Wire Size AWG Max:16AWG; Conductor Area CSA:1.5mm²; Wire Connection Method:Push In; Rated Current:17.5A; Rated Vo |  | Steel - Nickel Plated | Black | [5 empty] | Electrolytic Copper - Tin Plated | 10 A |  |  | Push Button Actuated |  |  | Polyphthalamide (PPA), Glass Filled |  |  | Vertical with Board | 1 (Unlimited) |  | Through Hole | 1 |  |  | -60°C ~ 105°C | Tray | 0.138" (3.50mm) | 10 |  |  |  | - | - | 2086 |  |  | - | 300 V |  | 16-24 AWG | Screwless - Push Button Clamp | 81 | https://www.unikeyic.com/media/datasheet/89/7a/81e8/89/339c6c1bb57bd0bba4414cb0fd7db99b.pdf | https://www.unikeyic.com/products/wire-to-board-terminal-blocks/2086-1130/4461344.html
2086-1131/300-000 | WAGO | 1: 4.5469 10: 4.0013 100: 4.0013 250: 3.9285 500: 3.9285 1,000: 3.9285 | TB, WIRE TO BRD, 11POS, 16AWG; Pitch Spacing:3.5mm; No. of Positions:11Positions; Wire Size AWG Min:24AWG; Wire Size AWG Max:16AWG; Conductor Area CSA:1.5mm²; Wire Connection Method:Push In; Rated Current:17.5A; Rated Vo |  | Steel - Nickel Plated | Black | [5 empty] | Electrolytic Copper - Tin Plated | 10 A |  |  | Push Button Actuated |  |  | Polyphthalamide (PPA), Glass Filled |  |  | Vertical with Board | 1 (Unlimited) |  | Through Hole | 1 |  |  | -60°C ~ 105°C | Tray | 0.138" (3.50mm) | 11 |  | 15517200 |  | - | - | 2086 |  |  | - | 300 V |  | 16-24 AWG | Screwless - Push Button Clamp | 81 | https://www.unikeyic.com/media/datasheet/fa/e2/a766/fa/fbc416b160c5c6d42021b706213b638d.pdf | https://www.unikeyic.com/products/wire-to-board-terminal-blocks/2086-1131-300-000/15069482.html
2086-1202 | WAGO | 10: 0.7519 100: 0.6893 500: 0.6893 1,000: 0.6768 2,500: 0.6768 | TERMINAL BLOCK, WTB, 2POS, 24-16AWG; |  | Steel - Nickel Plated | Black | [5 empty] | Electrolytic Copper - Tin Plated | 10 A |  |  | Push Button Actuated |  |  | Polyphthalamide (PPA), Glass Filled |  |  | Horizontal with Board | 1 (Unlimited) |  | Through Hole | 1 |  |  | -60°C ~ 105°C | Tray | 0.138" (3.50mm) | 2 |  |  |  | - | - | 2086 |  |  | - | 300 V |  | 16-24 AWG | Screwless - Push Button Clamp | 98 | https://www.unikeyic.com/media/datasheet/5f/25/15ec/5f2515ec534d003bec69c36fb083e060.pdf | https://www.unikeyic.com/products/wire-to-board-terminal-blocks/2086-1202/22621164.html
2086-1202/300-000 | WAGO | 432: 4.226 2,160: 4.1657 4,320: 3.9846 |  |  | Steel - Nickel Plated | Black | [5 empty] | Electrolytic Copper - Tin Plated | 10 A |  |  | Push Button Actuated |  |  | Polyphthalamide (PPA), Glass Filled |  |  | Horizontal with Board | 1 (Unlimited) |  | Through Hole | 1 |  |  | -60°C ~ 105°C | Tray | 0.138" (3.50mm) | 2 |  | 15517218 |  | - | - | 2086 |  |  | - | 300 V |  | 16-24 AWG | Screwless - Push Button Clamp | 20000 | https://www.unikeyic.com/media/datasheet/05/62/8c95/05628c95892bc8fc085d51d3b10c77b3.pdf | https://www.unikeyic.com/products/wire-to-board-terminal-blocks/2086-1202-300-000/34909790.html
2086-1202/700-000/997-604 | WAGO | 10: 1.5861 100: 1.5578 250: 1.5578 500: 1.5295 1,000: 1.5295 | TB, WIRE TO BRD, R/A, 2POS, 16AWG; Pitch Spacing:3.5mm; No. of Positions:2Positions; Wire Size AWG Min:24AWG; Wire Size AWG Max:16AWG; Conductor Area CSA:1.5mm²; Wire Connection Method:Push In; Rated Current:17.5A; Rated |  | Steel - Nickel Plated | Black | [5 empty] | Electrolytic Copper - Tin Plated | 10 A |  |  | Push Button Actuated |  |  | Polyphthalamide (PPA), Glass Filled |  |  | Horizontal with Board | 1 (Unlimited) |  | Surface Mount | 1 |  |  | -60°C ~ 105°C |  | 0.138" (3.50mm) | 2 |  | 15517243 |  | - | - | 2086 |  |  | - | 300 V |  | 16-24 AWG | Screwless - Push Button Clamp | 304 | https://www.unikeyic.com/media/datasheet/f4/af/228d/f4af228d087826cb7b17a8b719268ebb.pdf | https://www.unikeyic.com/products/wire-to-board-terminal-blocks/2086-1202-700-000-997-604/29490356.html
2086-1204/700-000/997-605 | WAGO | 10: 2.2597 100: 2.2194 250: 2.2194 500: 2.179 1,000: 2.179 | TB, WIRE TO BRD, R/A, 4POS, 16AWG; Pitch Spacing:3.5mm; No. of Positions:4Positions; Wire Size AWG Min:24AWG; Wire Size AWG Max:16AWG; Conductor Area CSA:1.5mm²; Wire Connection Method:Push In; Rated Current:17.5A; Rated |  | Steel - Nickel Plated | Black | [5 empty] | Electrolytic Copper - Tin Plated | 10 A |  |  | Push Button Actuated |  |  | Polyphthalamide (PPA), Glass Filled |  |  | Horizontal with Board | 1 (Unlimited) |  | Surface Mount | 1 |  |  | -60°C ~ 105°C |  | 0.138" (3.50mm) | 4 |  | 15517351 |  | - | - | 2086 |  |  | - | 300 V |  | 16-24 AWG | Screwless - Push Button Clamp | 563 | https://www.unikeyic.com/media/datasheet/17/1d/1fd3/17/401518b82129350fdceb00f70704839e.pdf | https://www.unikeyic.com/products/wire-to-board-terminal-blocks/2086-1204-700-000-997-605/14436800.html
2086-1205/300-000 | WAGO | 10: 1.8469 100: 1.8139 250: 1.8139 500: 1.7809 1,000: 1.7809 | TB, WIRE TO BRD, R/A, 5POS, 16AWG; Pitch Spacing:3.5mm; No. of Positions:5Positions; Wire Size AWG Min:24AWG; Wire Size AWG Max:16AWG; Conductor Area CSA:1.5mm²; Wire Connection Method:Push In; Rated Cu |  | Steel - Nickel Plated | Black | [5 empty] | Electrolytic Copper - Tin Plated | 10 A |  |  | Push Button Actuated |  |  | Polyphthalamide (PPA), Glass Filled |  |  | Horizontal with Board | 1 (Unlimited) |  | Through Hole | 1 |  |  | -60°C ~ 105°C | Tray | 0.138" (3.50mm) | 5 |  |  |  | - | - | 2086 |  |  | - | 300 V |  | 16-24 AWG | Screwless - Push Button Clamp | 86 | https://www.unikeyic.com/media/datasheet/c2/6f/8bac/c26f8bac6ac9ec63a4b9936a6be997b4.pdf | https://www.unikeyic.com/products/wire-to-board-terminal-blocks/2086-1205-300-000/3651180.html
2086-1206/700-000/997-607 | WAGO | 515: 2.5702 1,030: 2.4511 1,545: 2.3939 2,575: 2.3329 3,605: 2.2986 | 6 Terminal block - level、 0.138" (3.50mm) |  | Steel - Nickel Plated | Black | [5 empty] | Electrolytic Copper - Tin Plated | 10 A |  |  | Push Button Actuated |  |  | Polyphthalamide (PPA), Glass Filled |  |  | Horizontal with Board | 1 (Unlimited) |  | Surface Mount | 1 |  |  | -60°C ~ 105°C |  | 0.138" (3.50mm) | 6 |  |  |  | - | - | 2086 |  |  | - | 300 V |  | 16-24 AWG | Screwless - Push Button Clamp | 515 | https://www.unikeyic.com/media/datasheet/41/2f/a8a6/412fa8a64cd819c98077f65389eb892d.pdf | https://www.unikeyic.com/products/wire-to-board-terminal-blocks/2086-1206-700-000-997-607/11752843.html
2086-1208/700-000/997-607 | WAGO | 1: 3.9891 10: 3.5104 100: 3.5104 250: 3.4466 500: 3.4466 1,000: 3.4466 | TB, WIRE TO BRD, R/A, 8POS, 16AWG; Pitch Spacing:3.5mm; No. of Positions:8Positions; Wire Size AWG Min:24AWG; Wire Size AWG Max:16AWG; Conductor Area CSA:1.5mm²; Wire Connection Method:Push In; Rated Current:17.5A; Rated |  | Steel - Nickel Plated | Black | [5 empty] | Electrolytic Copper - Tin Plated | 10 A |  |  | Push Button Actuated |  |  | Polyphthalamide (PPA), Glass Filled |  |  | Horizontal with Board | 1 (Unlimited) |  | Surface Mount | 1 |  |  | -60°C ~ 105°C |  | 0.138" (3.50mm) | 8 |  |  |  | - | - | 2086 |  |  | - | 300 V |  | 16-24 AWG | Screwless - Push Button Clamp | 409 | https://www.unikeyic.com/media/datasheet/ff/d4/d558/ff/27640c2e81b8f8fe1890cc963657d2a9.pdf | https://www.unikeyic.com/products/wire-to-board-terminal-blocks/2086-1208-700-000-997-607/7485829.html
2086-1211/700-000/997-607 | WAGO | 1: 6.0746 10: 5.3457 100: 5.2485 250: 5.2485 500: 5.2485 1,000: 5.2485 | TB, WIRE TO BRD, R/A, 11POS, 16AWG; Pitch Spacing:3.5mm; No. of Positions:11Positions; Wire Size AWG Min:24AWG; Wire Size AWG Max:16AWG; Conductor Area CSA:1.5mm²; Wire Connection Method:Push In; Rated Current:17.5A 70AJ |  | Steel - Nickel Plated | Black | [5 empty] | Electrolytic Copper - Tin Plated | 10 A |  |  | Push Button Actuated |  |  | Polyphthalamide (PPA), Glass Filled |  |  | Horizontal with Board | 1 (Unlimited) |  | Surface Mount | 1 |  |  | -60°C ~ 105°C |  | 0.138" (3.50mm) | 11 |  | 15517359 |  | - | - | 2086 |  |  | - | 300 V |  | 16-24 AWG | Screwless - Push Button Clamp | 509 | https://www.unikeyic.com/media/datasheet/bc/15/b6fa/bc/082e9edc431abba28d96c2f593cdf812.pdf | https://www.unikeyic.com/products/wire-to-board-terminal-blocks/2086-1211-700-000-997-607/643289.html
2086-1222/300-000 | WAGO | 10: 0.7671 100: 0.7159 250: 0.7032 500: 0.7032 1,000: 0.6904 2,500: 0.6904 5,000: 0.6904 | TB, WIRE TO BRD, R/A, 2POS, 16AWG; Pitch Spacing:3.5mm; No. of Positions:2Positions; Wire Size AWG Min:24AWG; Wire Size AWG Max:16AWG; Conductor Area CSA:1.5mm²; Wire Connection Method:Push In; Rated Current:17.5A; Rated |  | Steel - Nickel Plated | Black | [5 empty] | Electrolytic Copper - Tin Plated | 10 A |  |  | Push Button Actuated |  |  | Polyphthalamide (PPA), Glass Filled |  |  | Horizontal with Board | 1 (Unlimited) |  | Through Hole | 1 |  |  | -60°C ~ 105°C | Tray | 0.138" (3.50mm) | 2 |  | 15517228 |  | - | - | 2086 |  |  | - | 300 V |  | 16-24 AWG | Screwless - Push Button Clamp | 418 | https://www.unikeyic.com/media/datasheet/1c/72/93d6/1c7293d6cb08c3a6ebce2fa368a87b40.pdf | https://www.unikeyic.com/products/wire-to-board-terminal-blocks/2086-1222-300-000/2499808.html
2086-1223 | WAGO | 10: 1.1011 100: 1.0094 500: 1.0094 1,000: 0.991 2,500: 0.991 | TB, WIRE TO BRD, R/A, 3POS, 16AWG; Pitch Spacing:3.5mm; No. of Positions:3Positions; Wire Size AWG Min:24AWG; Wire Size AWG Max:16AWG; Conductor Area CSA:1.5mm²; Wire Connection Method:Push In; Rated Current:17.5A; Rated |  | Steel - Nickel Plated | Black | [5 empty] | Electrolytic Copper - Tin Plated | 10 A |  |  | Push Button Actuated |  |  | Polyphthalamide (PPA), Glass Filled |  |  | Horizontal with Board | 1 (Unlimited) |  | Through Hole | 1 |  |  | -60°C ~ 105°C | Tray | 0.138" (3.50mm) | 3 |  |  |  | - | - | 2086 |  |  | - | 300 V |  | 16-24 AWG | Screwless - Push Button Clamp | 38 | https://www.unikeyic.com/media/about_us/Unikey_ISO_9001_Certification.pdf | https://www.unikeyic.com/products/wire-to-board-terminal-blocks/2086-1223/18311956.html
2086-1225 | WAGO | 10: 1.8469 100: 1.8139 250: 1.8139 500: 1.7809 1,000: 1.7809 | TB, WIRE TO BRD, R/A, 5POS, 16AWG; Pitch Spacing:3.5mm; No. of Positions:5Positions; Wire Size AWG Min:24AWG; Wire Size AWG Max:16AWG; Conductor Area CSA:1.5mm²; Wire Connection Method:Push In; Rated Current:17.5A; Rated |  | Steel - Nickel Plated | Black | [5 empty] | Electrolytic Copper - Tin Plated | 10 A |  |  | Push Button Actuated |  |  | Polyphthalamide (PPA), Glass Filled |  |  | Horizontal with Board | 1 (Unlimited) |  | Through Hole | 1 |  |  | -60°C ~ 105°C | Tray | 0.138" (3.50mm) | 5 |  |  |  | - | - | 2086 |  |  | - | 300 V |  | 16-24 AWG | Screwless - Push Button Clamp | 81 | https://www.unikeyic.com/media/datasheet/98/58/d8ee/98/131ae6a4102b2be926dc1228b61c4b2e.pdf | https://www.unikeyic.com/products/wire-to-board-terminal-blocks/2086-1225/7432977.html
2086-1225/300-000 | WAGO | 10: 1.8469 100: 1.8139 250: 1.8139 500: 1.7809 1,000: 1.7809 | TB, WIRE TO BRD, R/A, 5POS, 16AWG; Pitch Spacing:3.5mm; No. of Positions:5Positions; Wire Size AWG Min:24AWG; Wire Size AWG Max:16AWG; Conductor Area CSA:1.5mm²; Wire Connection Method:Push In; Rated Cu |  | Steel - Nickel Plated | Black | [5 empty] | Electrolytic Copper - Tin Plated | 10 A |  |  | Push Button Actuated |  |  | Polyphthalamide (PPA), Glass Filled |  |  | Horizontal with Board | 1 (Unlimited) |  | Through Hole | 1 |  |  | -60°C ~ 105°C | Tray | 0.138" (3.50mm) | 5 |  |  |  | - | - | 2086 |  |  | - | 300 V |  | 16-24 AWG | Screwless - Push Button Clamp | 142 | https://www.unikeyic.com/media/datasheet/d0/62/3622/d0/8e04942630c60b1e34884f1498aa9cd0.pdf | https://www.unikeyic.com/products/wire-to-board-terminal-blocks/2086-1225-300-000/32359303.html
2086-1227 | WAGO | 10: 2.3358 100: 2.2941 250: 2.2941 500: 2.2523 1,000: 2.2523 | TB, WIRE TO BRD, R/A, 7POS, 16AWG; Pitch Spacing:3.5mm; No. of Positions:7Positions; Wire Size AWG Min:24AWG; Wire Size AWG Max:16AWG; Conductor Area CSA:1.5mm²; Wire Connection Method:Push In; Rated Current:17.5A; Rated |  | Steel - Nickel Plated | Black | [5 empty] | Electrolytic Copper - Tin Plated | 10 A |  |  | Push Button Actuated |  |  | Polyphthalamide (PPA), Glass Filled |  |  | Horizontal with Board | 1 (Unlimited) |  | Through Hole | 1 |  |  | -60°C ~ 105°C | Tray | 0.138" (3.50mm) | 7 |  | 15517225 |  | - | - | 2086 |  |  | - | 300 V |  | 16-24 AWG | Screwless - Push Button Clamp | 38 | https://www.unikeyic.com/media/datasheet/57/b2/2474/57/fe61d2d93e421c64e39bad661ca1a49a.pdf | https://www.unikeyic.com/products/wire-to-board-terminal-blocks/2086-1227/27351480.html
2086-1227/300-000 | WAGO | 1: 2.9221 10: 2.6182 100: 2.5715 250: 2.5715 500: 2.5247 1,000: 2.5247 | TB, WIRE TO BRD, R/A, 7POS, 16AWG; Pitch Spacing:3.5mm; No. of Positions:7Positions; Wire Size AWG Min:24AWG; Wire Size AWG Max:16AWG; Conductor Area CSA:1.5mm²; Wire Connection Method:Push In; Rated Current:17.5A; Rated |  | Steel - Nickel Plated | Black | [5 empty] | Electrolytic Copper - Tin Plated | 10 A |  |  | Push Button Actuated |  |  | Polyphthalamide (PPA), Glass Filled |  |  | Horizontal with Board | 1 (Unlimited) |  | Through Hole | 1 |  |  | -60°C ~ 105°C | Tray | 0.138" (3.50mm) | 7 |  |  |  | - | - | 2086 |  |  | - | 300 V |  | 16-24 AWG | Screwless - Push Button Clamp | 130 | https://www.unikeyic.com/media/datasheet/b0/da/1ae5/b0/0fa19f4a4b2ac1ce9067b4ad2d74dc2e.pdf | https://www.unikeyic.com/products/wire-to-board-terminal-blocks/2086-1227-300-000/6829256.html
2086-1228 | WAGO | 1: 2.91 10: 2.6074 100: 2.5608 250: 2.5608 500: 2.5142 1,000: 2.5142 | TERMINAL BLOCK, WTB, 8POS, 24-16AWG; |  | Steel - Nickel Plated | Black | [5 empty] | Electrolytic Copper - Tin Plated | 10 A |  |  | Push Button Actuated |  |  | Polyphthalamide (PPA), Glass Filled |  |  | Horizontal with Board | 1 (Unlimited) |  | Through Hole | 1 |  |  | -60°C ~ 105°C | Tray | 0.138" (3.50mm) | 8 |  | 15517205 |  | - | - | 2086 |  |  | - | 300 V |  | 16-24 AWG | Screwless - Push Button Clamp | 93 | https://www.unikeyic.com/media/about_us/Unikey_ISO_9001_Certification.pdf | https://www.unikeyic.com/products/wire-to-board-terminal-blocks/2086-1228/25003488.html
2086-1230 | WAGO | 1: 3.6496 10: 3.2701 100: 3.2117 250: 3.1533 500: 3.1533 1,000: 3.1533 | TB, WIRE TO BRD, R/A, 10POS, 16AWG; Pitch Spacing:3.5mm; No. of Positions:10Positions; Wire Size AWG Min:24AWG; Wire Size AWG Max:16AWG; Conductor Area CSA:1.5mm²; Wire Connection Method:Push In; Rated Current:17.5A 70AJ |  | Steel - Nickel Plated | Black | [5 empty] | Electrolytic Copper - Tin Plated | 10 A |  |  | Push Button Actuated |  |  | Polyphthalamide (PPA), Glass Filled |  |  | Horizontal with Board | 1 (Unlimited) |  | Through Hole | 1 |  |  | -60°C ~ 105°C | Tray | 0.138" (3.50mm) | 10 |  | 15517196 |  | - | - | 2086 |  |  | - | 300 V |  | 16-24 AWG | Screwless - Push Button Clamp | 82 | https://www.unikeyic.com/media/datasheet/1a/8e/99d7/1a/bdb349f90977bd7bd9245ef95c5abb0b.pdf | https://www.unikeyic.com/products/wire-to-board-terminal-blocks/2086-1230/30683197.html
2086-3102/300-000 | WAGO | 10: 0.852 100: 0.781 500: 0.781 1,000: 0.7668 2,500: 0.7668 | TB, WIRE TO BRD, 2POS, 16AWG; Pitch Spacing:5mm; No. of Positions:2Positions; Wire Size AWG Min:24AWG; Wire Size AWG Max:16AWG; Conductor Area CSA:1.5mm²; Wire Connection Method:Push In; Rated Current:17.5A; Rated Voltag |  | Steel - Nickel Plated | Black | [5 empty] | Electrolytic Copper - Tin Plated | 10 A |  |  | Push Button Actuated |  |  | Polyphthalamide (PPA), Glass Filled |  |  | Vertical with Board | 1 (Unlimited) |  | Through Hole | 1 |  |  | -60°C ~ 105°C | Tray | 0.197" (5.00mm) | 2 |  | 15517234 |  | - | - | 2086 |  |  | - | 300 V |  | 16-24 AWG | Screwless - Push Button Clamp | 180 | https://www.unikeyic.com/media/datasheet/0c/6b/8cbd/0c/3283ff55aef63c16ebe85ea1f8aa676e.pdf | https://www.unikeyic.com/products/wire-to-board-terminal-blocks/2086-3102-300-000/652341.html
2086-3103/700-000/997-605 | WAGO | 10: 2.1728 100: 2.134 250: 2.134 500: 2.0952 1,000: 2.0952 | TB, WIRE TO BRD, 3POS, 16AWG; Pitch Spacing:5mm; No. of Positions:3Positions; Wire Size AWG Min:24AWG; Wire Size AWG Max:16AWG; Conductor Area CSA:1.5mm²; Wire Connection Method:Push In; Rated Current:17.5A; Rated Voltag |  | Steel - Nickel Plated | Black | [5 empty] | Electrolytic Copper - Tin Plated | 10 A |  |  | Push Button Actuated |  |  | Polyphthalamide (PPA), Glass Filled |  |  | Vertical with Board | 1 (Unlimited) |  | Surface Mount | 1 |  |  | -60°C ~ 105°C |  | 0.197" (5.00mm) | 3 |  | 15517126 |  | - | - | 2086 |  |  | - | 300 V |  | 16-24 AWG | Screwless - Push Button Clamp | 26 | https://www.unikeyic.com/media/datasheet/b4/38/102b/b4/24a1102680466313a6a46717feeb2c88.pdf | https://www.unikeyic.com/products/wire-to-board-terminal-blocks/2086-3103-700-000-997-605/7632661.html
2086-3104/700-000/997-605 | WAGO | 1: 2.8494 10: 2.553 100: 2.5075 250: 2.5075 500: 2.4619 1,000: 2.4619 | TB, WIRE TO BRD, 4POS, 16AWG; Pitch Spacing:5mm; No. of Positions:4Positions; Wire Size AWG Min:24AWG; Wire Size AWG Max:16AWG; Conductor Area CSA:1.5mm²; Wire Connection Method:Push In; Rated Current:17.5A; Rated Voltag |  | Steel - Nickel Plated | Black | [5 empty] | Electrolytic Copper - Tin Plated | 10 A |  |  | Push Button Actuated |  |  | Polyphthalamide (PPA), Glass Filled |  |  | Vertical with Board | 1 (Unlimited) |  | Surface Mount | 1 |  |  | -60°C ~ 105°C |  | 0.197" (5.00mm) | 4 |  | 15517334 |  | - | - | 2086 |  |  | - | 300 V |  | 16-24 AWG | Screwless - Push Button Clamp | 253 | https://www.unikeyic.com/media/datasheet/1e/44/26fd/1e/db0def1460ee5896b8270d01a1fdbe36.pdf | https://www.unikeyic.com/products/wire-to-board-terminal-blocks/2086-3104-700-000-997-605/906527.html
2086-3105/300-000 | WAGO | 10: 2.0642 100: 2.0273 250: 2.0273 500: 1.9904 1,000: 1.9904 | TB, WIRE TO BRD, 5POS, 16AWG; Pitch Spacing:5mm; No. of Positions:5Positions; Wire Size AWG Min:24AWG; Wire Size AWG Max:16AWG; Conductor Area CSA:1.5mm²; Wire Connection Method:Push In; Rated Current:17.5A; Rated Voltag |  | Steel - Nickel Plated | Black | [5 empty] | Electrolytic Copper - Tin Plated | 10 A |  |  | Push Button Actuated |  |  | Polyphthalamide (PPA), Glass Filled |  |  | Vertical with Board | 1 (Unlimited) |  | Through Hole | 1 |  |  | -60°C ~ 105°C | Tray | 0.197" (5.00mm) | 5 |  |  |  | - | - | 2086 |  |  | - | 300 V |  | 16-24 AWG | Screwless - Push Button Clamp | 125 | https://www.unikeyic.com/media/datasheet/bf/d0/2b80/bf/589a6bdc928fdb9fede4ac7474136d6e.pdf | https://www.unikeyic.com/products/wire-to-board-terminal-blocks/2086-3105-300-000/13301062.html
2086-3105/700-000/997-607 | WAGO | 1: 3.2616 10: 2.9224 100: 2.8702 250: 2.818 500: 2.818 1,000: 2.818 | TB, WIRE TO BRD, 5POS, 16AWG; Pitch Spacing:5mm; No. of Positions:5Positions; Wire Size AWG Min:24AWG; Wire Size AWG Max:16AWG; Conductor Area CSA:1.5mm²; Wire Connection Method:Push In; Rated Current:17.5A; Rated Voltag |  | Steel - Nickel Plated | Black | [5 empty] | Electrolytic Copper - Tin Plated | 10 A |  |  | Push Button Actuated |  |  | Polyphthalamide (PPA), Glass Filled |  |  | Vertical with Board | 1 (Unlimited) |  | Surface Mount | 1 |  |  | -60°C ~ 105°C |  | 0.197" (5.00mm) | 5 |  | 15517343 |  | - | - | 2086 |  |  | - | 300 V |  | 16-24 AWG | Screwless - Push Button Clamp | 24 | https://www.unikeyic.com/media/datasheet/85/6a/9b5a/85/2fe49eff74002a0dbf9d3ea3f5947998.pdf | https://www.unikeyic.com/products/wire-to-board-terminal-blocks/2086-3105-700-000-997-607/25578119.html
2086-3106/300-000 | WAGO | 1: 2.7645 10: 2.477 100: 2.4328 250: 2.4328 500: 2.3885 1,000: 2.3885 | TB, WIRE TO BRD, 6POS, 16AWG; Pitch Spacing:5mm; No. of Positions:6Positions; Wire Size AWG Min:24AWG; Wire Size AWG Max:16AWG; Conductor Area CSA:1.5mm²; Wire Connection Method:Push In; Rated Current:17.5A; Rated Voltag |  | Steel - Nickel Plated | Black | [5 empty] | Electrolytic Copper - Tin Plated | 10 A |  |  | Push Button Actuated |  |  | Polyphthalamide (PPA), Glass Filled |  |  | Vertical with Board | 1 (Unlimited) |  | Through Hole | 1 |  |  | -60°C ~ 105°C | Tray | 0.197" (5.00mm) | 6 |  |  |  | - | - | 2086 |  |  | - | 300 V |  | 16-24 AWG | Screwless - Push Button Clamp | 15 | https://www.unikeyic.com/media/datasheet/75/a3/069e/75a3069ed72956f1d3e506b49c647000.pdf | https://www.unikeyic.com/products/wire-to-board-terminal-blocks/2086-3106-300-000/16304446.html
2086-3108/700-000/997-607 | WAGO | 1: 4.1831 10: 3.6812 100: 3.6812 250: 3.6142 500: 3.6142 1,000: 3.6142 | TB, WIRE TO BRD, 8POS, 16AWG; Pitch Spacing:5mm; No. of Positions:8Positions; Wire Size AWG Min:24AWG; Wire Size AWG Max:16AWG; Conductor Area CSA:1.5mm²; Wire Connection Method:Push In; Rated Current:1 |  | Steel - Nickel Plated | Black | [5 empty] | Electrolytic Copper - Tin Plated | 10 A |  |  | Push Button Actuated |  |  | Polyphthalamide (PPA), Glass Filled |  |  | Vertical with Board | 1 (Unlimited) |  | Surface Mount | 1 |  |  | -60°C ~ 105°C |  | 0.197" (5.00mm) | 8 |  | 15517332 |  | - | - | 2086 |  |  | - | 300 V |  | 16-24 AWG | Screwless - Push Button Clamp | 259 | https://www.unikeyic.com/media/datasheet/92/b8/3463/92/26e3cdd1ebec9a83cf3bf99b7d270c13.pdf | https://www.unikeyic.com/products/wire-to-board-terminal-blocks/2086-3108-700-000-997-607/1258755.html
2086-3122 | WAGO | 10: 0.8055 100: 0.7384 500: 0.7384 1,000: 0.7249 2,500: 0.7249 | TB, WIRE TO BRD, 2POS, 16AWG; Pitch Spacing:5mm; No. of Positions:2Positions; Wire Size AWG Min:24AWG; Wire Size AWG Max:16AWG; Conductor Area CSA:1.5mm²; Wire Connection Method:Push In; Rated Current 70AJ0842 |  | Steel - Nickel Plated | Black | [5 empty] | Electrolytic Copper - Tin Plated | 10 A |  |  | Push Button Actuated |  |  | Polyphthalamide (PPA), Glass Filled |  |  | Vertical with Board | 1 (Unlimited) |  | Through Hole | 1 |  |  | -60°C ~ 105°C | Tray | 0.197" (5.00mm) | 2 |  |  |  | - | - | 2086 |  |  | - | 300 V |  | 16-24 AWG | Screwless - Push Button Clamp | 112 | https://www.unikeyic.com/media/datasheet/66/f8/ff2e/66/95ecb0f760e2b15b4b2d5bd5cb82d1c1.pdf | https://www.unikeyic.com/products/wire-to-board-terminal-blocks/2086-3122/2728284.html
2086-3123/300-000 | WAGO | 10: 1.2168 100: 1.195 500: 1.195 1,000: 1.1733 2,500: 1.1733 | TB, WIRE TO BRD, 3POS, 16AWG; Pitch Spacing:5mm; No. of Positions:3Positions; Wire Size AWG Min:24AWG; Wire Size AWG Max:16AWG; Conductor Area CSA:1.5mm²; Wire Connection Method:Push In; Rated Current:17.5A; Rated Voltag |  | Steel - Nickel Plated | Black | [5 empty] | Electrolytic Copper - Tin Plated | 10 A |  |  | Push Button Actuated |  |  | Polyphthalamide (PPA), Glass Filled |  |  | Vertical with Board | 1 (Unlimited) |  | Through Hole | 1 |  |  | -60°C ~ 105°C | Tray | 0.197" (5.00mm) | 3 |  |  |  | - | - | 2086 |  |  | - | 300 V |  | 16-24 AWG | Screwless - Push Button Clamp | 218 | https://www.unikeyic.com/media/datasheet/5f/e6/ef43/5f/7143758b6178dc0caca70ffe0cab6321.pdf | https://www.unikeyic.com/products/wire-to-board-terminal-blocks/2086-3123-300-000/12728659.html
2086-3125 | WAGO | 10: 1.8252 100: 1.7926 250: 1.7926 500: 1.76 1,000: 1.76 | TB, WIRE TO BRD, 5POS, 16AWG; Pitch Spacing:5mm; No. of Positions:5Positions; Wire Size AWG Min:24AWG; Wire Size AWG Max:16AWG; Conductor Area CSA:1.5mm²; Wire Connection Method:Push In; Rated Current:17.5A; Rated Voltag |  | Steel - Nickel Plated | Black | [5 empty] | Electrolytic Copper - Tin Plated | 10 A |  |  | Push Button Actuated |  |  | Polyphthalamide (PPA), Glass Filled |  |  | Vertical with Board | 1 (Unlimited) |  | Through Hole | 1 |  |  | -60°C ~ 105°C | Tray | 0.197" (5.00mm) | 5 |  |  |  | - | - | 2086 |  |  | - | 300 V |  | 16-24 AWG | Screwless - Push Button Clamp | 81 | https://www.unikeyic.com/media/datasheet/10/af/6dd3/10/8c9aed12f5f8c7af3d3f09ee9ce461ff.pdf | https://www.unikeyic.com/products/wire-to-board-terminal-blocks/2086-3125/33424645.html
2086-3125/300-000 | WAGO | 10: 2.0642 100: 2.0273 250: 2.0273 500: 1.9904 1,000: 1.9904 | TB, WIRE TO BRD, 5POS, 16AWG; Pitch Spacing:5mm; No. of Positions:5Positions; Wire Size AWG Min:24AWG; Wire Size AWG Max:16AWG; Conductor Area CSA:1.5mm²; Wire Connection Method:Push In; Rated Current:17.5A; Rated Voltag |  | Steel - Nickel Plated | Black | [5 empty] | Electrolytic Copper - Tin Plated | 10 A |  |  | Push Button Actuated |  |  | Polyphthalamide (PPA), Glass Filled |  |  | Vertical with Board | 1 (Unlimited) |  | Through Hole | 1 |  |  | -60°C ~ 105°C | Tray | 0.197" (5.00mm) | 5 |  | 15517212 |  | - | - | 2086 |  |  | - | 300 V |  | 16-24 AWG | Screwless - Push Button Clamp | 126 | https://www.unikeyic.com/media/datasheet/69/e7/ad0f/69/4d0b79c861add94deec326f643494d35.pdf | https://www.unikeyic.com/products/wire-to-board-terminal-blocks/2086-3125-300-000/27892345.html
2086-3128/300-000 | WAGO | 1: 3.6254 10: 3.2483 100: 3.1903 250: 3.1323 500: 3.1323 1,000: 3.1323 | TB, WIRE TO BRD, 8POS, 16AWG; Pitch Spacing:5mm; No. of Positions:8Positions; Wire Size AWG Min:24AWG; Wire Size AWG Max:16AWG; Conductor Area CSA:1.5mm²; Wire Connection Method:Push In; Rated Current:17.5A; Rated Voltag |  | Steel - Nickel Plated | Black | [5 empty] | Electrolytic Copper - Tin Plated | 10 A |  |  | Push Button Actuated |  |  | Polyphthalamide (PPA), Glass Filled |  |  | Vertical with Board | 1 (Unlimited) |  | Through Hole | 1 |  |  | -60°C ~ 105°C | Tray | 0.197" (5.00mm) | 8 |  |  |  | - | - | 2086 |  |  | - | 300 V |  | 16-24 AWG | Screwless - Push Button Clamp | 67 | https://www.unikeyic.com/media/datasheet/9e/32/da72/9e/d2fc3bbf26bdb7d782a0486a12c29ec1.pdf | https://www.unikeyic.com/products/wire-to-board-terminal-blocks/2086-3128-300-000/20008954.html
2086-3202/700-000/997-604 | WAGO | 10: 1.6513 100: 1.6218 250: 1.6218 500: 1.5924 1,000: 1.5924 | TB, WIRE TO BRD, R/A, 2POS, 16AWG; Pitch Spacing:5mm; No. of Positions:2Positions; Wire Size AWG Min:24AWG; Wire Size AWG Max:16AWG; Conductor Area CSA:1.5mm²; Wire Connection Method:Push In; Rated Current:17.5A; Rated V |  | Steel - Nickel Plated | Black | [5 empty] | Electrolytic Copper - Tin Plated | 10 A |  |  | Push Button Actuated |  |  | Polyphthalamide (PPA), Glass Filled |  |  | Horizontal with Board | 1 (Unlimited) |  | Surface Mount | 1 |  |  | -60°C ~ 105°C |  | 0.197" (5.00mm) | 2 |  | 15517339 |  | - | - | 2086 |  |  | - | 300 V |  | 16-24 AWG | Screwless - Push Button Clamp | 499 | https://www.unikeyic.com/media/datasheet/3c/3e/85d0/3c3e85d0f6863f62da4a965bcf15e205.pdf | https://www.unikeyic.com/products/wire-to-board-terminal-blocks/2086-3202-700-000-997-604/21049796.html
2086-3205 | WAGO | 1: 3.1283 10: 2.8029 100: 2.7529 250: 2.7028 500: 2.7028 1,000: 2.7028 | TB, WIRE TO BRD, R/A, 5POS, 16AWG; Pitch Spacing:5mm; No. of Positions:5Positions; Wire Size AWG Min:24AWG; Wire Size AWG Max:16AWG; Conductor Area CSA:1.5mm²; Wire Connection Method:Push In; Rated Current:17.5A; Rated V |  | Steel - Nickel Plated | Black | [5 empty] | Electrolytic Copper - Tin Plated | 10 A |  |  | Push Button Actuated |  |  | Polyphthalamide (PPA), Glass Filled |  |  | Horizontal with Board | 1 (Unlimited) |  | Through Hole | 1 |  |  | -60°C ~ 105°C | Tray | 0.197" (5.00mm) | 5 |  | 15517247 |  | - | - | 2086 |  |  | - | 300 V |  | 16-24 AWG | Screwless - Push Button Clamp | 16 | https://www.unikeyic.com/media/datasheet/f6/69/764b/f6/8d4f6dfa9068ad581b1f4be51eafb5d3.pdf | https://www.unikeyic.com/products/wire-to-board-terminal-blocks/2086-3205/158345.html
2086-3206 | WAGO | 1: 4.5713 10: 3.2558 25: 2.8489 50: 2.5945 100: 2.3841 250: 2.1654 500: 2.0382 1,000: 1.9378 5,000: 1.7818 | 6 Terminal block - level、 0.197" (5.00mm) Through-hole type |  | Steel - Nickel Plated | Black | [5 empty] | Electrolytic Copper - Tin Plated | 10 A |  |  | Push Button Actuated |  |  | Polyphthalamide (PPA), Glass Filled |  |  | Horizontal with Board | 1 (Unlimited) |  | Through Hole | 1 |  |  | -60°C ~ 105°C | Tray | 0.197" (5.00mm) | 6 |  | 15517143 |  | - | - | 2086 |  |  | - | 300 V |  | 16-24 AWG | Screwless - Push Button Clamp | 109 | https://www.unikeyic.com/media/datasheet/8f/8a/20c3/8f/bd13414b7a2f4b4fd7c494871672d8d7.pdf | https://www.unikeyic.com/products/wire-to-board-terminal-blocks/2086-3206/22708572.html
2086-3208 | WAGO | 1: 3.1768 10: 2.8464 100: 2.7955 250: 2.7447 500: 2.7447 1,000: 2.7447 | TB, WIRE TO BRD, R/A, 8POS, 16AWG; Pitch Spacing:5mm; No. of Positions:8Positions; Wire Size AWG Min:24AWG; Wire Size AWG Max:16AWG; Conductor Area CSA:1.5mm²; Wire Connection Method:Push In; Rated Current:17.5A; Rated V |  | Steel - Nickel Plated | Black | [5 empty] | Electrolytic Copper - Tin Plated | 10 A |  |  | Push Button Actuated |  |  | Polyphthalamide (PPA), Glass Filled |  |  | Horizontal with Board | 1 (Unlimited) |  | Through Hole | 1 |  |  | -60°C ~ 105°C | Tray | 0.197" (5.00mm) | 8 |  | 15517147 |  | - | - | 2086 |  |  | - | 300 V |  | 16-24 AWG | Screwless - Push Button Clamp | 71 | https://www.unikeyic.com/media/pdf/HTMLDatasheet/wago/f1/22/85c1/2086-3208/2025/11/2086-3208.pdf | https://www.unikeyic.com/products/wire-to-board-terminal-blocks/2086-3208/13346554.html
2086-3222 | WAGO | 10: 0.8055 100: 0.7384 500: 0.7384 1,000: 0.7249 2,500: 0.7249 | TB, WIRE TO BRD, R/A, 2POS, 16AWG; Pitch Spacing:5mm; No. of Positions:2Positions; Wire Size AWG Min:24AWG; Wire Size AWG Max:16AWG; Conductor Area CSA:1.5mm²; Wire Connection Method:Push In; Rated Current:17.5A; Rated V |  | Steel - Nickel Plated | Black | [5 empty] | Electrolytic Copper - Tin Plated | 10 A |  |  | Push Button Actuated |  |  | Polyphthalamide (PPA), Glass Filled |  |  | Horizontal with Board | 1 (Unlimited) |  | Through Hole | 1 |  |  | -60°C ~ 105°C | Tray | 0.197" (5.00mm) | 2 |  | 15517183 |  | - | - | 2086 |  |  | - | 300 V |  | 16-24 AWG | Screwless - Push Button Clamp | 129 | https://www.unikeyic.com/media/about_us/Unikey_ISO_9001_Certification.pdf | https://www.unikeyic.com/products/wire-to-board-terminal-blocks/2086-3222/23611332.html
2086-3223/300-000 | WAGO | 10: 1.2168 100: 1.195 500: 1.195 1,000: 1.1733 2,500: 1.1733 | TB, WIRE TO BRD, R/A, 3POS, 16AWG; Pitch Spacing:5mm; No. of Positions:3Positions; Wire Size AWG Min:24AWG; Wire Size AWG Max:16AWG; Conductor Area CSA:1.5mm²; Wire Connection Method:Push In; Rated Current:17.5A; Rated V |  | Steel - Nickel Plated | Black | [5 empty] | Electrolytic Copper - Tin Plated | 10 A |  |  | Push Button Actuated |  |  | Polyphthalamide (PPA), Glass Filled |  |  | Horizontal with Board | 1 (Unlimited) |  | Through Hole | 1 |  |  | -60°C ~ 105°C | Tray | 0.197" (5.00mm) | 3 |  |  |  | - | - | 2086 |  |  | - | 300 V |  | 16-24 AWG | Screwless - Push Button Clamp | 201 | https://www.unikeyic.com/media/datasheet/64/bb/07f6/64/d74559ff9512deaf58fc6f04148fadf6.pdf | https://www.unikeyic.com/products/wire-to-board-terminal-blocks/2086-3223-300-000/15852201.html
2086-3225 | WAGO | 1: 2.7888 10: 2.4987 100: 2.4541 250: 2.4541 500: 2.4095 1,000: 2.4095 | TB, WIRE TO BRD, R/A, 5POS, 16AWG; Pitch Spacing:5mm; No. of Positions:5Positions; Wire Size AWG Min:24AWG; Wire Size AWG Max:16AWG; Conductor Area CSA:1.5mm²; Wire Connection Method:Push In; Rated Current:17.5A; Rated V |  | Steel - Nickel Plated | Black | [5 empty] | Electrolytic Copper - Tin Plated | 10 A |  |  | Push Button Actuated |  |  | Polyphthalamide (PPA), Glass Filled |  |  | Horizontal with Board | 1 (Unlimited) |  | Through Hole | 1 |  |  | -60°C ~ 105°C | Tray | 0.197" (5.00mm) | 5 |  |  |  | - | - | 2086 |  |  | - | 300 V |  | 16-24 AWG | Screwless - Push Button Clamp | 118 | https://www.unikeyic.com/media/datasheet/22/94/1a5e/22/c811a2a84b8a722e26acbd761ec3fe58.pdf | https://www.unikeyic.com/products/wire-to-board-terminal-blocks/2086-3225/3669841.html
2086-3226/300-000 | WAGO | 1: 2.7645 10: 2.477 100: 2.4328 250: 2.4328 500: 2.3885 1,000: 2.3885 | TB, WIRE TO BRD, R/A, 6POS, 16AWG; Pitch Spacing:5mm; No. of Positions:6Positions; Wire Size AWG Min:24AWG; Wire Size AWG Max:16AWG; Conductor Area CSA:1.5mm²; Wire Connection Method:Push In; Rated Current:17.5A; Rated V |  | Steel - Nickel Plated | Black | [5 empty] | Electrolytic Copper - Tin Plated | 10 A |  |  | Push Button Actuated |  |  | Polyphthalamide (PPA), Glass Filled |  |  | Horizontal with Board | 1 (Unlimited) |  | Through Hole | 1 |  |  | -60°C ~ 105°C | Tray | 0.197" (5.00mm) | 6 |  | 15517209 |  | - | - | 2086 |  |  | - | 300 V |  | 16-24 AWG | Screwless - Push Button Clamp | 104 | https://www.unikeyic.com/media/datasheet/5b/cf/edf4/5b/296419602993fbbb5eafca869b5f2da6.pdf | https://www.unikeyic.com/products/wire-to-board-terminal-blocks/2086-3226-300-000/35026473.html
2086-3227 | WAGO | 1: 2.7888 10: 2.4987 100: 2.4541 250: 2.4541 500: 2.4095 1,000: 2.4095 | TB, WIRE TO BRD, R/A, 7POS, 16AWG; Pitch Spacing:5mm; No. of Positions:7Positions; Wire Size AWG Min:24AWG; Wire Size AWG Max:16AWG; Conductor Area CSA:1.5mm²; Wire Connection Method:Push In; Rated Current:17.5A; Rated V |  | Steel - Nickel Plated | Black | [5 empty] | Electrolytic Copper - Tin Plated | 10 A |  |  | Push Button Actuated |  |  | Polyphthalamide (PPA), Glass Filled |  |  | Horizontal with Board | 1 (Unlimited) |  | Through Hole | 1 |  |  | -60°C ~ 105°C | Tray | 0.197" (5.00mm) | 7 |  |  |  | - | - | 2086 |  |  | - | 300 V |  | 16-24 AWG | Screwless - Push Button Clamp | 92 | https://www.unikeyic.com/media/datasheet/6a/2f/df8a/6a/ac5e7499ff2a11b9554469d080266c1e.pdf | https://www.unikeyic.com/products/wire-to-board-terminal-blocks/2086-3227/23576026.html
218-102 | WAGO | 1: 1.1049 | Conn Terminal Block F 2 POS 2.5mm Solder Thru-Hole 6A CAGE CLAMP® Box |  | Steel - Nickel Plated | Gray | [5 empty] | Electrolytic Copper - Tin Plated | 4 A |  |  | - |  |  | Polyamide (PA66), Nylon 6/6 |  |  | 40° (130°) Angle with Board | 1 (Unlimited) |  | Through Hole | 1 |  |  | -60°C ~ 105°C | Box | 0.098" (2.50mm) | 2 |  | 15581454 |  | - | - | 218 |  |  | - | 150 V |  | 20-28 AWG | Screwless - Spring Cage, Tension Clamp | 5 | https://www.unikeyic.com/media/datasheet/d9/16/5d3b/d9/3d8f6be9b79cbd3d578b93885fdac5a4.pdf | https://www.unikeyic.com/products/wire-to-board-terminal-blocks/218-102/4259953.html
218-102/000-604/997-403 | WAGO | 250: 2.0392 1,250: 2.0101 2,500: 1.9227 |  |  | Steel - Nickel Plated | Black | [5 empty] | Electrolytic Copper - Tin Plated |  |  |  | - |  |  | Polyamide (PA46), Nylon 4/6 |  |  | 40° (130°) Angle with Board | 1 (Unlimited) |  | Through Hole | 1 |  |  | -60°C ~ 105°C | Tape & Reel (TR) | 0.098" (2.50mm) | 2 |  |  |  | - | - | 218 |  |  | - |  |  | 20-28 AWG | Screwless - Spring Cage, Tension Clamp | 20000 | https://www.unikeyic.com/media/about_us/Unikey_ISO_9001_Certification.pdf | https://www.unikeyic.com/products/wire-to-board-terminal-blocks/218-102-000-604-997-403/11269150.html
218-104/000-604 | WAGO | 105: 2.7211 525: 2.6822 1,050: 2.5656 |  |  | Steel - Nickel Plated | Black | [5 empty] | Electrolytic Copper - Tin Plated |  |  |  | - |  |  | Polyamide (PA46), Nylon 4/6 |  |  | 40° (130°) Angle with Board | 1 (Unlimited) |  | Through Hole | 1 |  |  | -60°C ~ 105°C | Box | 0.098" (2.50mm) | 4 |  | 15582504 |  | - | - | 218 |  |  | - |  |  | 20-28 AWG | Screwless - Spring Cage, Tension Clamp | 20000 | https://www.unikeyic.com/media/about_us/Unikey_ISO_9001_Certification.pdf | https://www.unikeyic.com/products/wire-to-board-terminal-blocks/218-104-000-604/26096545.html
218-105 | WAGO | 100: 2.4418 1,000: 2.3479 10,000: 2.254 |  |  | Steel - Nickel Plated | Gray | [5 empty] | Electrolytic Copper - Tin Plated | 4 A |  |  | - |  |  | Polyamide (PA66), Nylon 6/6 |  |  | 40° (130°) Angle with Board | 1 (Unlimited) |  | Through Hole | 1 |  |  | -60°C ~ 105°C | Box | 0.098" (2.50mm) | 5 |  | 15547584 |  | - | - | 218 |  |  | - | 150 V |  | 20-28 AWG | Screwless - Spring Cage, Tension Clamp | 294 | https://www.unikeyic.com/media/datasheet/73/16/2d7a/73/319f95da45f3cda99c14b13f0cb3a49b.pdf | https://www.unikeyic.com/products/wire-to-board-terminal-blocks/218-105/14133918.html
218-108 | WAGO | 10: 5.7093 50: 5.3525 100: 5.0403 |  |  | Steel - Nickel Plated | Gray | [5 empty] | Electrolytic Copper - Tin Plated | 4 A |  |  | - |  |  | Polyamide (PA66), Nylon 6/6 |  |  | 40° (130°) Angle with Board | 1 (Unlimited) |  | Through Hole | 1 |  |  | -60°C ~ 105°C | Box | 0.098" (2.50mm) | 8 |  |  |  | - | - | 218 |  |  | - | 150 V |  | 20-28 AWG | Screwless - Spring Cage, Tension Clamp | 84 | https://www.unikeyic.com/media/datasheet/2c/20/1350/2c/d98947cffacd4990e291f326e9f1b7ee.pdf | https://www.unikeyic.com/products/wire-to-board-terminal-blocks/218-108/32797181.html
218-124 | WAGO | 15: 13.5637 75: 13.3699 150: 12.7886 |  |  | Steel - Nickel Plated | Gray | [5 empty] | Electrolytic Copper - Tin Plated | 4 A |  |  | - |  |  | Polyamide (PA66), Nylon 6/6 |  |  | 40° (130°) Angle with Board | 1 (Unlimited) |  | Through Hole | 1 |  |  | -60°C ~ 105°C | Box | 0.098" (2.50mm) | 24 |  | 15521148 |  | - | - | 218 |  |  | - | 150 V |  | 20-28 AWG | Screwless - Spring Cage, Tension Clamp | 20000 | https://www.unikeyic.com/media/about_us/Unikey_ISO_9001_Certification.pdf | https://www.unikeyic.com/products/wire-to-board-terminal-blocks/218-124/2215914.html
218-502/000-006 | WAGO | 89: 1.243 278: 1.177 1,111: 1.122 |  |  | Steel - Nickel Plated | Blue | [5 empty] | Electrolytic Copper - Tin Plated | 4 A |  |  | - |  |  | Polyamide (PA66), Nylon 6/6 |  |  | 40° (130°) Angle with Board | 1 (Unlimited) |  | Through Hole | 1 |  |  | -60°C ~ 105°C | Box | 0.100" (2.54mm) | 2 |  | 15537569 |  | - | - | 218 |  |  | - | 150 V |  | 20-28 AWG | Screwless - Spring Cage, Tension Clamp | 1259 | https://www.unikeyic.com/media/datasheet/5e/e2/fdf2/5e/43e39153dbc01f4abbc70544424822a4.pdf | https://www.unikeyic.com/products/wire-to-board-terminal-blocks/218-502-000-006/28417726.html
218-506 | WAGO | 10: 4.3117 50: 4.0441 100: 3.8211 |  |  | Steel - Nickel Plated | Gray | [5 empty] | Electrolytic Copper - Tin Plated | 4 A |  |  | - |  |  | Polyamide (PA66), Nylon 6/6 |  |  | 40° (130°) Angle with Board | 1 (Unlimited) |  | Through Hole | 1 |  |  | -60°C ~ 105°C | Box | 0.100" (2.54mm) | 6 |  |  |  | - | - | 218 |  |  | - | 150 V |  | 20-28 AWG | Screwless - Spring Cage, Tension Clamp | 56 | https://www.unikeyic.com/media/datasheet/24/be/4f93/24/55f9adfc531f5db5188c9a908812a45b.pdf | https://www.unikeyic.com/products/wire-to-board-terminal-blocks/218-506/631588.html
218-507 | WAGO | 60: 4.093 300: 4.0345 600: 3.8591 |  |  | Steel - Nickel Plated | Gray | [5 empty] | Electrolytic Copper - Tin Plated | 4 A |  |  | - |  |  | Polyamide (PA66), Nylon 6/6 |  |  | 40° (130°) Angle with Board | 1 (Unlimited) |  | Through Hole | 1 |  |  | -60°C ~ 105°C | Box | 0.100" (2.54mm) | 7 |  |  |  | - | - | 218 |  |  | - | 150 V |  | 20-28 AWG | Screwless - Spring Cage, Tension Clamp | 20000 | https://www.unikeyic.com/media/about_us/Unikey_ISO_9001_Certification.pdf | https://www.unikeyic.com/products/wire-to-board-terminal-blocks/218-507/26819781.html
218-509 | WAGO | 45: 5.1906 225: 5.1164 450: 4.894 |  |  | Steel - Nickel Plated | Gray | [5 empty] | Electrolytic Copper - Tin Plated | 4 A |  |  | - |  |  | Polyamide (PA66), Nylon 6/6 |  |  | 40° (130°) Angle with Board | 1 (Unlimited) |  | Through Hole | 1 |  |  | -60°C ~ 105°C | Box | 0.100" (2.54mm) | 9 |  |  |  | - | - | 218 |  |  | - | 150 V |  | 20-28 AWG | Screwless - Spring Cage, Tension Clamp | 20000 | https://www.unikeyic.com/media/datasheet/01/93/39ab/01/2735b1bd57696aa38451dfb97aefeebc.pdf | https://www.unikeyic.com/products/wire-to-board-terminal-blocks/218-509/17235068.html
2199773 | PHOENIX CONTACT | 1: 5.6718 | Phoenix Contact PCB Terminal Block MKDSO 2.5 HV/ 2R-7.5 KMGY Series, 2 Ch, 7.5mm Pitch, TH, Screw Term |  | - | Gray | [5 empty] | - | 20 A |  |  | - |  |  | Polyamide (PA), Nylon |  |  | Horizontal with Board | 1 (Unlimited) |  | Through Hole | 1 |  |  | - | Bulk | 0.295" (7.50mm) | 2 |  | 2641216 |  | - | M3 | COMBICON MKDSO |  |  | 0.5-0.6 Nm (4.4-5.3 Lb-In) | 600 V |  | 12-30 AWG | Screw - Rising Cage Clamp | 48 | https://www.unikeyic.com/media/datasheet/04/4a/2957/04/0eee6b80fa41f1fed0f349ccf8b32c01.pdf | https://www.unikeyic.com/products/wire-to-board-terminal-blocks/2199773/1840308.html
231-602/017-000 | WAGO | 100: 0.9999 500: 0.9856 1,000: 0.9427 |  |  | Steel - Nickel Plated | Gray | [5 empty] | Electrolytic Copper - Tin Plated | 15 A |  |  | Mounting Flange |  |  | Polyamide (PA66), Nylon 6/6 |  |  | Horizontal with Board | 1 (Unlimited) |  | Through Hole | 1 |  |  | -60°C ~ 105°C | Box | 0.197" (5.00mm) | 2 |  | 15541739 |  | - | - | 231 |  |  | - | 300 V |  | 14-28 AWG | Screw - Rising Cage Clamp | 20000 | https://www.unikeyic.com/media/about_us/Unikey_ISO_9001_Certification.pdf | https://www.unikeyic.com/products/wire-to-board-terminal-blocks/231-602-017-000/24660519.html
231-603/017-000 | WAGO | 10: 3.7835 50: 3.4884 250: 3.318 500: 3.255 1,000: 3.192 2,500: 3.129 5,000: 3.066 7,500: 3.003 | Through-panel PCB terminal strip - angled solder pin 1x1.2 mm - 3-pole - with fixing flanges - pin spacing 5 mm / 0.197 in - gray |  | Steel - Nickel Plated | Gray | [5 empty] | Electrolytic Copper - Tin Plated | 15 A |  |  | Mounting Flange |  |  | Polyamide (PA66), Nylon 6/6 |  |  | Horizontal with Board | 1 (Unlimited) |  | Through Hole | 1 |  |  | -60°C ~ 105°C | Box | 0.197" (5.00mm) | 3 |  |  |  | - | - | 231 |  |  | - | 300 V |  | 14-28 AWG | Screw - Rising Cage Clamp | 37 | https://www.unikeyic.com/media/about_us/Unikey_ISO_9001_Certification.pdf | https://www.unikeyic.com/products/wire-to-board-terminal-blocks/231-603-017-000/5443680.html
231-605/023-000 | WAGO | 50: 1.9561 250: 1.9281 500: 1.8443 |  |  | Steel - Nickel Plated | Gray | [5 empty] | Electrolytic Copper - Tin Plated | 15 A |  |  | Mounting Flange |  |  | Polyamide (PA66), Nylon 6/6 |  |  | Horizontal with Board | 1 (Unlimited) |  | Through Hole | 1 |  |  | -60°C ~ 105°C | Box | 0.197" (5.00mm) | 5 |  |  |  | - | - | 231 |  |  | - | 300 V |  | 14-28 AWG | Screw - Rising Cage Clamp | 20000 | https://www.unikeyic.com/media/about_us/Unikey_ISO_9001_Certification.pdf | https://www.unikeyic.com/products/wire-to-board-terminal-blocks/231-605-023-000/27368729.html
231-607/023-000 | WAGO | 29: 3.916 88: 3.729 352: 3.553 | 7 Position Wire to Board Terminal Block Horizontal with Board 0.197 (5.00mm) Through Hole |  | Steel - Nickel Plated | Gray | [5 empty] | Electrolytic Copper - Tin Plated | 15 A |  |  | Mounting Flange |  |  | Polyamide (PA66), Nylon 6/6 |  |  | Horizontal with Board | 1 (Unlimited) |  | Through Hole | 1 |  |  | -60°C ~ 105°C | Box | 0.197" (5.00mm) | 7 |  |  |  | - | - | 231 |  |  | - | 300 V |  | 14-28 AWG | Screw - Rising Cage Clamp | 505 | https://www.unikeyic.com/media/about_us/Unikey_ISO_9001_Certification.pdf | https://www.unikeyic.com/products/wire-to-board-terminal-blocks/231-607-023-000/10525486.html
231-608/017-000 | WAGO | 50: 2.9061 250: 2.8645 500: 2.74 | Terminal Block Connector, 8 POS, Panel Mount, 16A, Box |  | Steel - Nickel Plated | Gray | [5 empty] | Electrolytic Copper - Tin Plated | 15 A |  |  | Mounting Flange |  |  | Polyamide (PA66), Nylon 6/6 |  |  | Horizontal with Board | 1 (Unlimited) |  | Through Hole | 1 |  |  | -60°C ~ 105°C | Box | 0.197" (5.00mm) | 8 |  | 15522771 |  | - | - | 231 |  |  | - | 300 V |  | 14-28 AWG | Screw - Rising Cage Clamp | 20000 | https://www.unikeyic.com/media/about_us/Unikey_ISO_9001_Certification.pdf | https://www.unikeyic.com/products/wire-to-board-terminal-blocks/231-608-017-000/31649925.html
231-609/017-000 | WAGO | 25: 3.2033 125: 3.1576 250: 3.0203 |  |  | Steel - Nickel Plated | Gray | [5 empty] | Electrolytic Copper - Tin Plated | 15 A |  |  | Mounting Flange |  |  | Polyamide (PA66), Nylon 6/6 |  |  | Horizontal with Board | 1 (Unlimited) |  | Through Hole | 1 |  |  | -60°C ~ 105°C | Box | 0.197" (5.00mm) | 9 |  | 15568212 |  | - | - | 231 |  |  | - | 300 V |  | 14-28 AWG | Screw - Rising Cage Clamp | 20000 | https://www.unikeyic.com/media/about_us/Unikey_ISO_9001_Certification.pdf | https://www.unikeyic.com/products/wire-to-board-terminal-blocks/231-609-017-000/3678353.html
231-611/017-000 | WAGO | 25: 3.8145 125: 3.76 250: 3.5965 |  |  | Steel - Nickel Plated | Gray | [5 empty] | Electrolytic Copper - Tin Plated | 15 A |  |  | Mounting Flange |  |  | Polyamide (PA66), Nylon 6/6 |  |  | Horizontal with Board | 1 (Unlimited) |  | Through Hole | 1 |  |  | -60°C ~ 105°C | Box | 0.197" (5.00mm) | 12 |  | 15522803 |  | - | - | 231 |  |  | - | 300 V |  | 14-28 AWG | Screw - Rising Cage Clamp | 20000 | https://www.unikeyic.com/media/about_us/Unikey_ISO_9001_Certification.pdf | https://www.unikeyic.com/products/wire-to-board-terminal-blocks/231-611-017-000/3476634.html
231-611/023-000 | WAGO | 25: 3.8145 125: 3.76 250: 3.5965 |  |  | Steel - Nickel Plated | Gray | [5 empty] | Electrolytic Copper - Tin Plated | 15 A |  |  | Mounting Flange |  |  | Polyamide (PA66), Nylon 6/6 |  |  | Horizontal with Board | 1 (Unlimited) |  | Through Hole | 1 |  |  | -60°C ~ 105°C | Box | 0.197" (5.00mm) | 11 |  | 15542111 |  | - | - | 231 |  |  | - | 300 V |  | 14-28 AWG | Screw - Rising Cage Clamp | 20000 | https://www.unikeyic.com/media/about_us/Unikey_ISO_9001_Certification.pdf | https://www.unikeyic.com/products/wire-to-board-terminal-blocks/231-611-023-000/26310178.html
231-634/023-000 | WAGO | 50: 1.6443 250: 1.6208 500: 1.5503 |  |  | Steel - Nickel Plated | Orange | [5 empty] | Electrolytic Copper - Tin Plated | 15 A |  |  | Mounting Flange |  |  | Polyamide (PA66), Nylon 6/6 |  |  | Horizontal with Board | 1 (Unlimited) |  | Through Hole | 1 |  |  | -60°C ~ 105°C | Box | 0.200" (5.08mm) | 4 |  |  |  | - | - | 231 |  |  | - | 300 V |  | 14-28 AWG | Screw - Rising Cage Clamp | 20000 | https://www.unikeyic.com/media/about_us/Unikey_ISO_9001_Certification.pdf | https://www.unikeyic.com/products/wire-to-board-terminal-blocks/231-634-023-000/18271188.html
231-639/017-000 | WAGO | 25: 3.2033 125: 3.1576 250: 3.0203 |  |  | Steel - Nickel Plated | Orange | [5 empty] | Electrolytic Copper - Tin Plated | 15 A |  |  | Mounting Flange |  |  | Polyamide (PA66), Nylon 6/6 |  |  | Horizontal with Board | 1 (Unlimited) |  | Through Hole | 1 |  |  | -60°C ~ 105°C | Box | 0.200" (5.08mm) | 10 |  | 15554631 |  | - | - | 231 |  |  | - | 300 V |  | 14-28 AWG | Screw - Rising Cage Clamp | 20000 | https://www.unikeyic.com/media/about_us/Unikey_ISO_9001_Certification.pdf | https://www.unikeyic.com/products/wire-to-board-terminal-blocks/231-639-017-000/4335442.html
231-641/023-000 | WAGO | 25: 16.5302 | WAGO 231-641/023-000 PCBTerminal blocks |  | Steel - Nickel Plated | Orange | [5 empty] | Electrolytic Copper - Tin Plated | 15 A |  |  | Mounting Flange |  |  | Polyamide (PA66), Nylon 6/6 |  |  | Horizontal with Board | 1 (Unlimited) |  | Through Hole | 1 |  |  | -60°C ~ 105°C | Box | 0.200" (5.08mm) | 11 |  |  |  | - | - | 231 |  |  | - | 300 V |  | 14-28 AWG | Screw - Rising Cage Clamp | 95 | https://www.unikeyic.com/media/about_us/Unikey_ISO_9001_Certification.pdf | https://www.unikeyic.com/products/wire-to-board-terminal-blocks/231-641-023-000/7199.html
233-202 | WAGO | 10: 1.3363 100: 1.3124 500: 1.3124 1,000: 1.2885 2,500: 1.2885 | Terminal Block, 2 POS, 2.54mm Pitch, Solder Thru-Hole, 4A, Box |  | Steel - Nickel Plated | Gray | [5 empty] | Electrolytic Copper - Tin Plated | 4 A |  |  | Push Button Actuated |  |  | Polyamide (PA66), Nylon 6/6 |  |  | 30° (150°) Angle with Board | 1 (Unlimited) |  | Through Hole | 1 |  |  | -60°C ~ 105°C | Box | 0.098" (2.50mm) | 2 |  | 15547648 |  | - | - | 233 |  |  | - | 150 V |  | 20-28 AWG | Screwless - Push Button Clamp | 710 | https://www.unikeyic.com/media/datasheet/c9/0a/3efe/c9/2b19b0f9dcc4bcfd21d928e6cdf47eb1.pdf | https://www.unikeyic.com/products/wire-to-board-terminal-blocks/233-202/32010857.html
233-209 | WAGO | 50: 3.8061 250: 3.7518 500: 3.5887 |  |  | Steel - Nickel Plated | Gray | [5 empty] | Electrolytic Copper - Tin Plated | 4 A |  |  | Push Button Actuated |  |  | Polyamide (PA66), Nylon 6/6 |  |  | 30° (150°) Angle with Board | 1 (Unlimited) |  | Through Hole | 1 |  |  | -60°C ~ 105°C | Box | 0.098" (2.50mm) | 9 |  | 15522314 |  | - | - | 233 |  |  | - | 150 V |  | 20-28 AWG | Screwless - Push Button Clamp | 20000 | https://www.unikeyic.com/media/datasheet/bf/d0/3bfd/bf/79a1e864df5b199821b00b07c45c1e1b.pdf | https://www.unikeyic.com/products/wire-to-board-terminal-blocks/233-209/1284257.html
233-404 | WAGO | 10: 2.2005 50: 1.9923 100: 1.799 | Conn Terminal Block 4 POS 2.54mm Solder Thru-Hole 4A Box |  | Steel - Nickel Plated | Orange | [5 empty] | Electrolytic Copper - Tin Plated | 4 A |  |  | - |  |  | Polyamide (PA66), Nylon 6/6 |  |  | 30° (150°) Angle with Board | 1 (Unlimited) |  | Through Hole | 1 |  |  | -60°C ~ 105°C | Box | 0.100" (2.54mm) | 4 |  |  |  | - | - | 233 |  |  | - | 150 V |  | 20-28 AWG | Screwless - Spring Cage, Tension Clamp | 80 | https://www.unikeyic.com/media/datasheet/37/04/6c10/37/b586b424fb2be1efda2fd9498600c918.pdf | https://www.unikeyic.com/products/wire-to-board-terminal-blocks/233-404/10764773.html
233-408 | WAGO | 55: 2.7502 275: 2.7109 550: 2.593 | Conn Terminal Block 8 POS 2.54mm Solder Thru-Hole 4A Box |  | Steel - Nickel Plated | Orange | [5 empty] | Electrolytic Copper - Tin Plated | 4 A |  |  | - |  |  | Polyamide (PA66), Nylon 6/6 |  |  | 30° (150°) Angle with Board | 1 (Unlimited) |  | Through Hole | 1 |  |  | -60°C ~ 105°C | Box | 0.100" (2.54mm) | 8 |  | 15556618 |  | - | - | 233 |  |  | - | 150 V |  | 20-28 AWG | Screwless - Spring Cage, Tension Clamp | 20000 | https://www.unikeyic.com/media/datasheet/37/04/6c10/37/b586b424fb2be1efda2fd9498600c918.pdf | https://www.unikeyic.com/products/wire-to-board-terminal-blocks/233-408/27431040.html
233-410 | WAGO | 45: 3.4133 225: 3.3645 450: 3.2182 | Terminal Block Connector 10 POS 2.54mm Solder Thru-Hole 4A Box |  | Steel - Nickel Plated | Orange | [5 empty] | Electrolytic Copper - Tin Plated | 4 A |  |  | - |  |  | Polyamide (PA66), Nylon 6/6 |  |  | 30° (150°) Angle with Board | 1 (Unlimited) |  | Through Hole | 1 |  |  | -60°C ~ 105°C | Box | 0.100" (2.54mm) | 10 |  |  |  | - | - | 233 |  |  | - | 150 V |  | 20-28 AWG | Screwless - Spring Cage, Tension Clamp | 20000 | https://www.unikeyic.com/media/datasheet/0f/2f/dae2/0f/db4d098e3f32206bec2b0d05b6cff03c.pdf | https://www.unikeyic.com/products/wire-to-board-terminal-blocks/233-410/5501884.html
233-504 | WAGO | 25: 1.9144 100: 1.7308 | Terminal Block 4 POS 2.54mm Solder TH 4A Box |  | Steel - Nickel Plated | Orange | [5 empty] | Electrolytic Copper - Tin Plated | 4 A |  |  | Push Button Actuated |  |  | Polyamide (PA66), Nylon 6/6 |  |  | 30° (150°) Angle with Board | 1 (Unlimited) |  | Through Hole | 1 |  |  | -60°C ~ 105°C | Box | 0.100" (2.54mm) | 4 |  |  |  | - | - | 233 |  |  | - | 150 V |  | 20-28 AWG | Screwless - Push Button Clamp | 300 | https://www.unikeyic.com/media/datasheet/43/0b/93e8/43/0dc79ef89ca28890b06bf6ff27b1d5af.pdf | https://www.unikeyic.com/products/wire-to-board-terminal-blocks/233-504/5621057.html
233-506 | WAGO | 1: 4.0861 10: 3.5958 100: 3.5958 250: 3.5304 500: 3.5304 1,000: 3.5304 | Wago PCB Terminal Block 2.54mm Pitch TH Solder Termination |  | Steel - Nickel Plated | Orange | [5 empty] | Electrolytic Copper - Tin Plated | 4 A |  |  | Push Button Actuated |  |  | Polyamide (PA66), Nylon 6/6 |  |  | 30° (150°) Angle with Board | 1 (Unlimited) |  | Through Hole | 1 |  |  | -60°C ~ 105°C | Box | 0.100" (2.54mm) | 6 |  | 15557986 |  | - | - | 233 |  |  | - | 150 V |  | 20-28 AWG | Screwless - Push Button Clamp | 192 | https://www.unikeyic.com/media/datasheet/4a/58/9436/4a/4eecfe37dc2ee5f96e0636ba80bf9008.pdf | https://www.unikeyic.com/products/wire-to-board-terminal-blocks/233-506/34209886.html
233-516 | WAGO | 1: 11.7797 10: 10.798 100: 10.6017 250: 10.6017 500: 10.6017 1,000: 10.6017 | Terminal Block Connector 16 POS 2.54mm Solder Thru-Hole 4A Box |  | Steel - Nickel Plated | Orange | [5 empty] | Electrolytic Copper - Tin Plated | 4 A |  |  | Push Button Actuated |  |  | Polyamide (PA66), Nylon 6/6 |  |  | 30° (150°) Angle with Board | 1 (Unlimited) |  | Through Hole | 1 |  |  | -60°C ~ 105°C | Box | 0.100" (2.54mm) | 16 |  |  |  | - | - | 233 |  |  | - | 150 V |  | 20-28 AWG | Screwless - Push Button Clamp | 50 | https://www.unikeyic.com/media/datasheet/6d/b2/9877/6d/f2721b48759ccd420b5177dd4278397f.pdf | https://www.unikeyic.com/products/wire-to-board-terminal-blocks/233-516/16425220.html
234-212 | WAGO | 35: 5.0721 175: 4.9996 350: 4.7823 |  |  | Steel - Nickel Plated | Gray | [5 empty] | Electrolytic Copper - Tin Plated | 4 A |  |  | Push Button Actuated |  |  | Polyamide (PA66), Nylon 6/6 |  |  | Vertical with Board | 1 (Unlimited) |  | Through Hole | 1 |  |  | -60°C ~ 105°C | Box | 0.098" (2.50mm) | 12 |  |  |  | - | - | 234 |  |  | - | 150 V |  | 20-28 AWG | Screwless - Push Button Clamp | 20000 | https://www.unikeyic.com/media/datasheet/3a/01/8dd8/3a/2406896b9a51c0fef95c117a71f674c3.pdf | https://www.unikeyic.com/products/wire-to-board-terminal-blocks/234-212/3500138.html
234-216 | WAGO | 25: 6.7413 125: 6.645 250: 6.3561 |  |  | Steel - Nickel Plated | Gray | [5 empty] | Electrolytic Copper - Tin Plated | 4 A |  |  | Push Button Actuated |  |  | Polyamide (PA66), Nylon 6/6 |  |  | Vertical with Board | 1 (Unlimited) |  | Through Hole | 1 |  |  | -60°C ~ 105°C | Box | 0.098" (2.50mm) | 16 |  |  |  | - | - | 234 |  |  | - | 150 V |  | 20-28 AWG | Screwless - Push Button Clamp | 20000 | https://www.unikeyic.com/media/datasheet/7e/dc/072e/7e/80cc244ef8af3cba60f5899876d5e1a1.pdf | https://www.unikeyic.com/products/wire-to-board-terminal-blocks/234-216/7205209.html
234-502 | WAGO | 1: 3.3223 10: 2.9767 100: 2.8704 500: 2.8704 1,000: 2.8704 2,500: 2.8704 | Conn Terminal Block, 2 POS, 2.54mm, Solder, ST, Thru-Hole, 4A, Box |  | Steel - Nickel Plated | Orange | [5 empty] | Electrolytic Copper - Tin Plated | 4 A |  |  | Push Button Actuated |  |  | Polyamide (PA66), Nylon 6/6 |  |  | Vertical with Board | 1 (Unlimited) |  | Through Hole | 1 |  |  | -60°C ~ 105°C | Box | 0.100" (2.54mm) | 2 |  |  |  | - | - | 234 |  |  | - | 150 V |  | 20-28 AWG | Screwless - Push Button Clamp | 290 | https://www.unikeyic.com/media/datasheet/34/fd/42b4/34/464bd4a9e0460fcf7a9e54c1a9462a0e.pdf | https://www.unikeyic.com/products/wire-to-board-terminal-blocks/234-502/7463663.html
234-504 | WAGO | 10: 2.9587 50: 2.7803 100: 2.6168 | Terminal Block Connector 4 POS 2.54mm Solder Straight Thru-Hole 4A Box |  | Steel - Nickel Plated | Orange | [5 empty] | Electrolytic Copper - Tin Plated | 4 A |  |  | Push Button Actuated |  |  | Polyamide (PA66), Nylon 6/6 |  |  | Vertical with Board | 1 (Unlimited) |  | Through Hole | 1 |  |  | -60°C ~ 105°C | Box | 0.100" (2.54mm) | 4 |  | 15562562 |  | - | - | 234 |  |  | - | 150 V |  | 20-28 AWG | Screwless - Push Button Clamp | 117 | https://www.unikeyic.com/media/datasheet/6a/b9/da27/6a/6ba674c52da3bdda894fe11e309628cc.pdf | https://www.unikeyic.com/products/wire-to-board-terminal-blocks/234-504/25388146.html
234-505 | WAGO | 85: 2.191 425: 2.1597 850: 2.0658 | Conn Terminal Block 5 POS 2.54mm Solder ST Thru-Hole 4A Box |  | Steel - Nickel Plated | Orange | [5 empty] | Electrolytic Copper - Tin Plated | 4 A |  |  | Push Button Actuated |  |  | Polyamide (PA66), Nylon 6/6 |  |  | Vertical with Board | 1 (Unlimited) |  | Through Hole | 1 |  |  | -60°C ~ 105°C | Box | 0.100" (2.54mm) | 5 |  |  |  | - | - | 234 |  |  | - | 150 V |  | 20-28 AWG | Screwless - Push Button Clamp | 20000 | https://www.unikeyic.com/media/datasheet/37/04/6c10/37/b586b424fb2be1efda2fd9498600c918.pdf | https://www.unikeyic.com/products/wire-to-board-terminal-blocks/234-505/28424102.html
234-506 | WAGO | 10: 4.3117 50: 4.0441 100: 3.8211 | Conn Terminal Block 6 POS 2.54mm Solder ST Thru-Hole 4A Box |  | Steel - Nickel Plated | Orange | [5 empty] | Electrolytic Copper - Tin Plated | 4 A |  |  | Push Button Actuated |  |  | Polyamide (PA66), Nylon 6/6 |  |  | Vertical with Board | 1 (Unlimited) |  | Through Hole | 1 |  |  | -60°C ~ 105°C | Box | 0.100" (2.54mm) | 6 |  |  |  | - | - | 234 |  |  | - | 150 V |  | 20-28 AWG | Screwless - Push Button Clamp | 80 | https://www.unikeyic.com/media/datasheet/02/a8/8c37/02/bd66ebb19f5ceae611df66facc9c84af.pdf | https://www.unikeyic.com/products/wire-to-board-terminal-blocks/234-506/25997727.html
234-508 | WAGO | 1: 4.9955 10: 4.396 100: 4.396 250: 4.3161 500: 4.3161 1,000: 4.3161 | Conn Terminal Block 8 POS 2.54mm Solder ST Thru-Hole 4A Box |  | Steel - Nickel Plated | Orange | [5 empty] | Electrolytic Copper - Tin Plated | 4 A |  |  | Push Button Actuated |  |  | Polyamide (PA66), Nylon 6/6 |  |  | Vertical with Board | 1 (Unlimited) |  | Through Hole | 1 |  |  | -60°C ~ 105°C | Box | 0.100" (2.54mm) | 8 |  |  |  | - | - | 234 |  |  | - | 150 V |  | 20-28 AWG | Screwless - Push Button Clamp | 103 | https://www.unikeyic.com/media/datasheet/0f/47/dddb/0f/4a58f3e917a31775e59addc8b4f15ecd.pdf | https://www.unikeyic.com/products/wire-to-board-terminal-blocks/234-508/23910547.html
234-509 | WAGO | 50: 3.8124 250: 3.7579 500: 3.5945 |  |  | Steel - Nickel Plated | Orange | [5 empty] | Electrolytic Copper - Tin Plated | 4 A |  |  | Push Button Actuated |  |  | Polyamide (PA66), Nylon 6/6 |  |  | Vertical with Board | 1 (Unlimited) |  | Through Hole | 1 |  |  | -60°C ~ 105°C | Box | 0.100" (2.54mm) | 9 |  |  |  | - | - | 234 |  |  | - | 150 V |  | 20-28 AWG | Screwless - Push Button Clamp | 20000 | https://www.unikeyic.com/media/datasheet/0a/32/a0be/0a/818cc6ecb6434a1a123930afb127cca7.pdf | https://www.unikeyic.com/products/wire-to-board-terminal-blocks/234-509/9423809.html
234-510 | WAGO | 1: 11.2644 10: 7.9888 25: 7.0589 50: 6.4949 100: 6.0372 250: 5.5705 500: 5.3029 1,000: 5.094 | Conn Terminal Block 10 POS 2.54mm Solder ST Thru-Hole 4A Box |  | Steel - Nickel Plated | Orange | [5 empty] | Electrolytic Copper - Tin Plated | 4 A |  |  | Push Button Actuated |  |  | Polyamide (PA66), Nylon 6/6 |  |  | Vertical with Board | 1 (Unlimited) |  | Through Hole | 1 |  |  | -60°C ~ 105°C | Box | 0.100" (2.54mm) | 10 |  | 15527960 |  | - | - | 234 |  |  | - | 150 V |  | 20-28 AWG | Screwless - Push Button Clamp | 20 | https://www.unikeyic.com/media/about_us/Unikey_ISO_9001_Certification.pdf | https://www.unikeyic.com/products/wire-to-board-terminal-blocks/234-510/15571241.html
234-524 | WAGO | 1: 14.8383 10: 13.6488 50: 12.5486 100: 11.4335 | Conn Terminal Block 24 POS 2.54mm Solder ST Thru-Hole 4A Box |  | Steel - Nickel Plated | Orange | [5 empty] | Electrolytic Copper - Tin Plated | 4 A |  |  | Push Button Actuated |  |  | Polyamide (PA66), Nylon 6/6 |  |  | Vertical with Board | 1 (Unlimited) |  | Through Hole | 1 |  |  | -60°C ~ 105°C | Box | 0.100" (2.54mm) | 24 |  | 15556334 |  | - | - | 234 |  |  | - | 150 V |  | 20-28 AWG | Screwless - Push Button Clamp | 18 | https://www.unikeyic.com/media/about_us/Unikey_ISO_9001_Certification.pdf | https://www.unikeyic.com/products/wire-to-board-terminal-blocks/234-524/30406678.html
235-101 | WAGO | 100: 0.2268 1,000: 0.2181 10,000: 0.2094 | Stackable PCB Terminal Block, Push-button, 1.5mm², Pitch 3.81mm, 1-Pole, Push-in Cage Clamp |  | Steel - Nickel Plated | Orange | [5 empty] | Electrolytic Copper - Tin Plated | 10 A |  |  | Push Button Actuated |  |  | Polyamide (PA66), Nylon 6/6 |  |  | Horizontal with Board | 1 (Unlimited) |  | Through Hole | 1 |  |  | -60°C ~ 105°C | Box | - | 1 |  | 15575673 |  | - | - | 235 |  |  | - | 300 V |  | 16-20 AWG | Screwless - Push Button Clamp | 740 | https://www.unikeyic.com/media/datasheet/b0/fa/780f/b0/1a6a93682c86b7349f60cbd97ce58fb2.pdf | https://www.unikeyic.com/products/wire-to-board-terminal-blocks/235-101/25731093.html
235-102 | WAGO | 1: 0.5355 10: 0.4531 100: 0.4208 |  |  | Steel - Nickel Plated | Orange | [5 empty] | Electrolytic Copper - Tin Plated | 10 A |  |  | Push Button Actuated |  |  | Polyamide (PA66), Nylon 6/6 |  |  | Horizontal with Board | 1 (Unlimited) |  | Through Hole | 1 |  |  | -60°C ~ 105°C | Box | 0.150" (3.81mm) | 2 |  | 15547681 |  | - | - | 235 |  |  | - | 300 V |  | 16-20 AWG | Screwless - Push Button Clamp |  | https://www.unikeyic.com/media/datasheet/49/71/60fc/49/cb3bdf42b5fc66c4d234c415df5ff61e.pdf | https://www.unikeyic.com/products/wire-to-board-terminal-blocks/235-102/717585.html
235-102/330-000 | WAGO | 130: 0.5654 650: 0.5573 1,300: 0.5331 |  |  | Steel - Nickel Plated | Orange | [5 empty] | Electrolytic Copper - Tin Plated | 10 A |  |  | - |  |  | Polyamide (PA66), Nylon 6/6 |  |  | Horizontal with Board | 1 (Unlimited) |  | Through Hole | 1 |  |  | -60°C ~ 105°C | Box | 0.150" (3.81mm) | 2 |  |  |  | - | - | 235 |  |  | - | 300 V |  | 16-20 AWG | Screwless - Leg Spring, Push-In Spring | 20000 | https://www.unikeyic.com/media/about_us/Unikey_ISO_9001_Certification.pdf | https://www.unikeyic.com/products/wire-to-board-terminal-blocks/235-102-330-000/21967985.html
235-106/330-000 | WAGO | 45: 1.2727 450: 1.2238 4,500: 1.1748 |  |  | Steel - Nickel Plated | Orange | [5 empty] | Electrolytic Copper - Tin Plated | 10 A |  |  | - |  |  | Polyamide (PA66), Nylon 6/6 |  |  | Horizontal with Board | 1 (Unlimited) |  | Through Hole | 1 |  |  | -60°C ~ 105°C | Box | 0.150" (3.81mm) | 6 |  | 15551010 |  | - | - | 235 |  |  | - | 300 V |  | 16-20 AWG | Screwless - Leg Spring, Push-In Spring | 63 | https://www.unikeyic.com/media/datasheet/60/fc/0f44/60/df8d764ad2d11538f8d04fb54c5a1c15.pdf | https://www.unikeyic.com/products/wire-to-board-terminal-blocks/235-106-330-000/28776988.html
235-112 | WAGO | 25: 3.1659 125: 3.1207 250: 2.985 |  |  | Steel - Nickel Plated | Orange | [5 empty] | Electrolytic Copper - Tin Plated | 10 A |  |  | Push Button Actuated |  |  | Polyamide (PA66), Nylon 6/6 |  |  | Horizontal with Board | 1 (Unlimited) |  | Through Hole | 1 |  |  | -60°C ~ 105°C | Box | 0.150" (3.81mm) | 12 |  | 15550110 |  | - | - | 235 |  |  | - | 300 V |  | 16-20 AWG | Screwless - Push Button Clamp | 20000 | https://www.unikeyic.com/media/datasheet/49/71/60fc/49/cb3bdf42b5fc66c4d234c415df5ff61e.pdf | https://www.unikeyic.com/products/wire-to-board-terminal-blocks/235-112/34945969.html
235-403/331-000 | WAGO | 70: 0.6991 700: 0.6722 7,000: 0.6453 | Conn Terminal Block 3 POS 5mm Solder ST Thru-Hole 17.5A Box |  | Steel - Nickel Plated | Gray | [5 empty] | Electrolytic Copper - Tin Plated | 10 A |  |  | Push Button Actuated |  |  | Polyamide (PA66), Nylon 6/6 |  |  | Horizontal with Board | 1 (Unlimited) |  | Through Hole | 1 |  |  | -60°C ~ 105°C | Box | 0.200" (5.08mm) | 3 |  | 15537672 |  | - | - | 235 |  |  | - | 300 V |  | 14-20 AWG | Screwless - Push Button Clamp | 48358 | https://www.unikeyic.com/media/datasheet/b8/9a/080c/b8/3f84974afed1e92bd910f670d65bee9b.pdf | https://www.unikeyic.com/products/wire-to-board-terminal-blocks/235-403-331-000/4188541.html
235-405/331-000 | WAGO | 45: 1.05 90: 1.0325 135: 1.0062 180: 0.9887 |  |  | Steel - Nickel Plated | Gray | [5 empty] | Electrolytic Copper - Tin Plated | 10 A |  |  | Push Button Actuated |  |  | Polyamide (PA66), Nylon 6/6 |  |  | Horizontal with Board | 1 (Unlimited) |  | Through Hole | 1 |  |  | -60°C ~ 105°C | Box | 0.200" (5.08mm) | 5 |  |  |  | - | - | 235 |  |  | - | 300 V |  | 14-20 AWG | Screwless - Push Button Clamp | 1504 | https://www.unikeyic.com/media/about_us/Unikey_ISO_9001_Certification.pdf | https://www.unikeyic.com/products/wire-to-board-terminal-blocks/235-405-331-000/5402746.html
235-406 | WAGO | 35: 1.5549 175: 1.5327 350: 1.466 |  |  | Steel - Nickel Plated | Gray | [5 empty] | Electrolytic Copper - Tin Plated | 10 A |  |  | - |  |  | Polyamide (PA66), Nylon 6/6 |  |  | Horizontal with Board | 1 (Unlimited) |  | Through Hole | 1 |  |  | -60°C ~ 105°C | Box | 0.200" (5.08mm) | 6 |  |  |  | - | - | 235 |  |  | - | 300 V |  | 14-20 AWG | Screwless - Leg Spring, Push-In Spring | 146 | https://www.unikeyic.com/media/about_us/Unikey_ISO_9001_Certification.pdf | https://www.unikeyic.com/products/wire-to-board-terminal-blocks/235-406/27227718.html
235-409/331-000 | WAGO | 25: 2.3988 125: 2.3646 250: 2.2618 |  |  | Steel - Nickel Plated | Gray | [5 empty] | Electrolytic Copper - Tin Plated | 10 A |  |  | Push Button Actuated |  |  | Polyamide (PA66), Nylon 6/6 |  |  | Horizontal with Board | 1 (Unlimited) |  | Through Hole | 1 |  |  | -60°C ~ 105°C | Box | 0.200" (5.08mm) | 9 |  |  |  | - | - | 235 |  |  | - | 300 V |  | 14-20 AWG | Screwless - Push Button Clamp | 20000 | https://www.unikeyic.com/media/datasheet/cb/ad/5246/cb/8917fe10d05200afd6e46df8e2bc1abf.pdf | https://www.unikeyic.com/products/wire-to-board-terminal-blocks/235-409-331-000/22435689.html
235-410/331-000 | WAGO | 20: 2.613 100: 2.5756 200: 2.4636 |  |  | Steel - Nickel Plated | Gray | [5 empty] | Electrolytic Copper - Tin Plated | 10 A |  |  | Push Button Actuated |  |  | Polyamide (PA66), Nylon 6/6 |  |  | Horizontal with Board | 1 (Unlimited) |  | Through Hole | 1 |  |  | -60°C ~ 105°C | Box | 0.200" (5.08mm) | 10 |  | 15580304 |  | - | - | 235 |  |  | - | 300 V |  | 14-20 AWG | Screwless - Push Button Clamp | 20000 | https://www.unikeyic.com/media/about_us/Unikey_ISO_9001_Certification.pdf | https://www.unikeyic.com/products/wire-to-board-terminal-blocks/235-410-331-000/35021282.html
235-452/331-004 | WAGO | 105: 0.634 525: 0.625 1,050: 0.5978 |  |  | Steel - Nickel Plated | Black | [5 empty] | Electrolytic Copper - Tin Plated | 10 A |  |  | - |  |  | Polyamide (PA66), Nylon 6/6 |  |  | Horizontal with Board | Not Applicable |  | Through Hole | 1 |  |  | -60°C ~ 105°C | Bulk | 0.200" (5.08mm) | 2 |  |  |  | - | - | 235 |  |  | - | 300 V |  | 18-24 AWG | Screwless - Leg Spring, Push-In Spring | 20000 | https://www.unikeyic.com/media/about_us/Unikey_ISO_9001_Certification.pdf | https://www.unikeyic.com/products/wire-to-board-terminal-blocks/235-452-331-004/31934454.html
235-453 | WAGO | 70: 0.6991 700: 0.6722 7,000: 0.6453 |  |  | Steel - Nickel Plated | Gray | [5 empty] | Electrolytic Copper - Tin Plated | 10 A |  |  | - |  |  | Polyamide (PA66), Nylon 6/6 |  |  | Horizontal with Board | Not Applicable |  | Through Hole | 1 |  |  | -60°C ~ 105°C | Box | 0.200" (5.08mm) | 3 |  |  |  | - | - | 235 |  |  | - | 300 V |  | 14-20 AWG | Screwless - Leg Spring, Push-In Spring | 560 | https://www.unikeyic.com/media/about_us/Unikey_ISO_9001_Certification.pdf | https://www.unikeyic.com/products/wire-to-board-terminal-blocks/235-453/33287643.html
235-453/331-000 | WAGO | 70: 0.9188 350: 0.9057 700: 0.8663 |  |  | Steel - Nickel Plated | Gray | [5 empty] | Electrolytic Copper - Tin Plated | 10 A |  |  | Push Button Actuated |  |  | Polyamide (PA66), Nylon 6/6 |  |  | Horizontal with Board | Not Applicable |  | Through Hole | 1 |  |  | -60°C ~ 105°C | Box | 0.200" (5.08mm) | 3 |  |  |  | - | - | 235 |  |  | - | 300 V |  | 14-20 AWG | Screwless - Push Button Clamp | 20000 | https://www.unikeyic.com/media/datasheet/5a/1d/029c/5a/6b247d19eee442ecd75bb78318db7279.pdf | https://www.unikeyic.com/products/wire-to-board-terminal-blocks/235-453-331-000/8214572.html
235-505/331-000 | WAGO | 30: 1.4967 150: 1.4753 300: 1.4112 |  |  | Steel - Nickel Plated | Gray | [5 empty] | Electrolytic Copper - Tin Plated | 10 A |  |  | Push Button Actuated |  |  | Polyamide (PA66), Nylon 6/6 |  |  | Horizontal with Board | 1 (Unlimited) |  | Through Hole | 1 |  |  | -60°C ~ 105°C | Box | 0.300" (7.62mm) | 5 |  |  |  | - | - | 235 |  |  | - | 300 V |  | 14-20 AWG | Screwless - Push Button Clamp | 20000 | https://www.unikeyic.com/media/about_us/Unikey_ISO_9001_Certification.pdf | https://www.unikeyic.com/products/wire-to-board-terminal-blocks/235-505-331-000/17867605.html
235-551 | WAGO | 360: 0.3058 | 1 Position Wire to Board Terminal Block Horizontal with Board Through Hole |  | Steel - Nickel Plated | Gray | [5 empty] | Electrolytic Copper - Tin Plated | 10 A |  |  | - |  |  | Polyamide (PA66), Nylon 6/6 |  |  | Horizontal with Board | 1 (Unlimited) |  | Through Hole | 1 |  |  | -60°C ~ 105°C | Box | - | 1 |  | 15602032 |  | - | - | 235 |  |  | - | 300 V |  | 14-20 AWG | Screwless - Leg Spring, Push-In Spring | 891 | https://www.unikeyic.com/media/datasheet/77/2b/84e4/77/117f3a527a132c630f9a7af5e6fef05f.pdf | https://www.unikeyic.com/products/wire-to-board-terminal-blocks/235-551/6262368.html
235-711 | WAGO | 100: 0.1996 1,000: 0.1919 10,000: 0.1842 |  |  | Steel - Nickel Plated | Gray | [5 empty] | Electrolytic Copper - Tin Plated | 10 A |  |  | - |  |  | Polyamide (PA66), Nylon 6/6 |  |  | Horizontal with Board | 1 (Unlimited) |  | Through Hole | 1 |  |  | -60°C ~ 105°C | Box | - | 1 |  |  |  | - | - | 235 |  |  | - | 300 V |  | 18-24 AWG | Screwless - Leg Spring, Push-In Spring | 10080 | https://www.unikeyic.com/media/about_us/Unikey_ISO_9001_Certification.pdf | https://www.unikeyic.com/products/wire-to-board-terminal-blocks/235-711/19358122.html
235-711/331-000 | WAGO | 100: 0.2785 500: 0.2746 1,000: 0.2626 |  |  | Steel - Nickel Plated | Gray | [5 empty] | Electrolytic Copper - Tin Plated | 10 A |  |  | Push Button Actuated |  |  | Polyamide (PA66), Nylon 6/6 |  |  | Horizontal with Board | 1 (Unlimited) |  | Through Hole | 1 |  |  | -60°C ~ 105°C | Box | - | 1 |  | 15572028 |  | - | - | 235 |  |  | - | 300 V |  | 18-24 AWG | Screwless - Push Button Clamp | 20000 | https://www.unikeyic.com/media/datasheet/0c/f8/8d4e/0c/ee15d8276d08eed7d719f5e4b9f43006.pdf | https://www.unikeyic.com/products/wire-to-board-terminal-blocks/235-711-331-000/775269.html
235-712 | WAGO | 396: 0.2783 1,236: 0.2651 | 1 Position Wire to Board Terminal Block Horizontal with Board Through Hole |  | Steel - Nickel Plated | Gray | [5 empty] | Electrolytic Copper - Tin Plated | 10 A |  |  | - |  |  | Polyamide (PA66), Nylon 6/6 |  |  | Horizontal with Board | 1 (Unlimited) |  | Through Hole | 1 |  |  | -60°C ~ 105°C | Box | - | 1 |  | 15544821 |  | - | - | 235 |  |  | - | 300 V |  | 18-24 AWG | Screwless - Leg Spring, Push-In Spring | 2510 | https://www.unikeyic.com/media/datasheet/00/71/c1cd/00/e960ab330ac3ff482ab3b617805e8243.pdf | https://www.unikeyic.com/products/wire-to-board-terminal-blocks/235-712/541778.html
235-714/331-000 | WAGO | 1: 41.7007 | WAGO 235-714/331-000 PCB Terminal Block |  | Steel - Nickel Plated | Blue | [5 empty] | Electrolytic Copper - Tin Plated | 10 A |  |  | Push Button Actuated |  |  | Polyamide (PA66), Nylon 6/6 |  |  | Horizontal with Board | 1 (Unlimited) |  | Through Hole | 1 |  |  | -60°C ~ 105°C | Box | - | 1 |  |  |  | - | - | 235 |  |  | - | 300 V |  | 18-24 AWG | Screwless - Push Button Clamp | 100 | https://www.unikeyic.com/media/about_us/Unikey_ISO_9001_Certification.pdf | https://www.unikeyic.com/products/wire-to-board-terminal-blocks/235-714-331-000/7061802.html
235-717 | WAGO | 100: 0.2785 500: 0.2746 1,000: 0.2626 |  |  | Steel - Nickel Plated | Green | [5 empty] | Electrolytic Copper - Tin Plated | 10 A |  |  | - |  |  | Polyamide (PA66), Nylon 6/6 |  |  | Horizontal with Board | 1 (Unlimited) |  | Through Hole | 1 |  |  | -60°C ~ 105°C | Box | - | 1 |  | 15540126 |  | - | - | 235 |  |  | - | 300 V |  | 18-24 AWG | Screwless - Leg Spring, Push-In Spring | 20000 | https://www.unikeyic.com/media/about_us/Unikey_ISO_9001_Certification.pdf | https://www.unikeyic.com/products/wire-to-board-terminal-blocks/235-717/4232928.html
235-722 | WAGO | 100: 0.3118 500: 0.3074 1,000: 0.294 |  |  | Steel - Nickel Plated | Gray | [5 empty] | Electrolytic Copper - Tin Plated | 10 A |  |  | - |  |  | Polyamide (PA66), Nylon 6/6 |  |  | Horizontal with Board | 1 (Unlimited) |  | Through Hole | 1 |  |  | -60°C ~ 105°C | Box | - | 1 |  | 15545670 |  | - | - | 235 |  |  | - | 300 V |  | 18-24 AWG | Screwless - Leg Spring, Push-In Spring | 20000 | https://www.unikeyic.com/media/about_us/Unikey_ISO_9001_Certification.pdf | https://www.unikeyic.com/products/wire-to-board-terminal-blocks/235-722/34987342.html
235-722/331-000 | WAGO | 100: 0.343 500: 0.3381 1,000: 0.3234 |  |  | Steel - Nickel Plated | Gray | [5 empty] | Electrolytic Copper - Tin Plated | 10 A |  |  | Push Button Actuated |  |  | Polyamide (PA66), Nylon 6/6 |  |  | Horizontal with Board | 1 (Unlimited) |  | Through Hole | 1 |  |  | -60°C ~ 105°C | Box | - | 1 |  | 15551301 |  | - | - | 235 |  |  | - | 300 V |  | 18-24 AWG | Screwless - Push Button Clamp | 20000 | https://www.unikeyic.com/media/about_us/Unikey_ISO_9001_Certification.pdf | https://www.unikeyic.com/products/wire-to-board-terminal-blocks/235-722-331-000/19415177.html
235-724 | WAGO | 100: 0.3118 500: 0.3074 1,000: 0.294 |  |  | Steel - Nickel Plated | Blue | [5 empty] | Electrolytic Copper - Tin Plated | 10 A |  |  | - |  |  | Polyamide (PA66), Nylon 6/6 |  |  | Horizontal with Board | 1 (Unlimited) |  | Through Hole | 1 |  |  | -60°C ~ 105°C | Box | - | 1 |  | 15521789 |  | - | - | 235 |  |  | - | 300 V |  | 18-24 AWG | Screwless - Leg Spring, Push-In Spring | 20000 | https://www.unikeyic.com/media/datasheet/fd/25/a521/fd/2d8a9b9c048746ab46b4e97022435ffd.pdf | https://www.unikeyic.com/products/wire-to-board-terminal-blocks/235-724/32825753.html
235-727/331-000 | WAGO | 100: 0.343 500: 0.3381 1,000: 0.3234 |  |  | Steel - Nickel Plated | Green | [5 empty] | Electrolytic Copper - Tin Plated | 10 A |  |  | Push Button Actuated |  |  | Polyamide (PA66), Nylon 6/6 |  |  | Horizontal with Board | 1 (Unlimited) |  | Through Hole | 1 |  |  | -60°C ~ 105°C | Box | - | 1 |  | 15545714 |  | - | - | 235 |  |  | - | 300 V |  | 18-24 AWG | Screwless - Push Button Clamp | 20000 | https://www.unikeyic.com/media/datasheet/9d/89/2940/9d/a27d497741da02ec97787f1effbbe657.pdf | https://www.unikeyic.com/products/wire-to-board-terminal-blocks/235-727-331-000/28092608.html
235-740/331-000 | WAGO | 100: 0.2541 1,000: 0.2443 10,000: 0.2346 |  |  | Steel - Nickel Plated | Red | [5 empty] | Electrolytic Copper - Tin Plated | 10 A |  |  | Push Button Actuated |  |  | Polyamide (PA66), Nylon 6/6 |  |  | Horizontal with Board | 1 (Unlimited) |  | Through Hole | 1 |  |  | -60°C ~ 105°C | Box | - | 1 |  |  |  | - | - | 235 |  |  | - | 300 V |  | 14-20 AWG | Screwless - Push Button Clamp | 76515 | https://www.unikeyic.com/media/about_us/Unikey_ISO_9001_Certification.pdf | https://www.unikeyic.com/products/wire-to-board-terminal-blocks/235-740-331-000/35007193.html
235-744/331-000 | WAGO | 100: 0.446 |  |  | Steel - Nickel Plated | Blue | [5 empty] | Electrolytic Copper - Tin Plated | 10 A |  |  | Push Button Actuated |  |  | Polyamide (PA66), Nylon 6/6 |  |  | Horizontal with Board | 1 (Unlimited) |  | Through Hole | 1 |  |  | -60°C ~ 105°C | Box | - | 1 |  | 15592980 |  | - | - | 235 |  |  | - | 300 V |  | 14-20 AWG | Screwless - Push Button Clamp | 547 | https://www.unikeyic.com/media/datasheet/45/35/e771/45/7ad4153e36637f78f6ac5c05e44a582c.pdf | https://www.unikeyic.com/products/wire-to-board-terminal-blocks/235-744-331-000/8310902.html
235-775 | WAGO | 100: 0.2744 500: 0.2705 1,000: 0.2587 |  |  | Steel - Nickel Plated | White | [5 empty] | Electrolytic Copper - Tin Plated | 10 A |  |  | Push Button Actuated |  |  | Polyamide (PA66), Nylon 6/6 |  |  | Horizontal with Board | 1 (Unlimited) |  | Through Hole | 1 |  |  | -60°C ~ 105°C | Box | - | 1 |  | 15580350 |  | - | - | 235 |  |  | - | 300 V |  | 14-20 AWG | Screwless - Push Button Clamp | 20000 | https://www.unikeyic.com/media/datasheet/cf/41/f470/cf/6e6548747543e761d6fe989c1deeb1b4.pdf | https://www.unikeyic.com/products/wire-to-board-terminal-blocks/235-775/8604456.html
236-102 | WAGO | 1: 0.3683 | PCB Terminal Strip, 2 Pole, Rear Solder Pin, Spacing 5/5.08mm / 0.2in |  | Steel - Nickel Plated | Gray | [5 empty] | Electrolytic Copper - Tin Plated | 15 A |  |  | - |  |  | Polyamide (PA66), Nylon 6/6 |  |  | 45° (135°) Angle with Board | 1 (Unlimited) |  | Through Hole | 1 |  |  | -60°C ~ 105°C | Box | 0.200" (5.08mm) | 2 |  |  |  | - | - | 236 |  |  | - | 300 V |  | 12-28 AWG | Screwless - Spring Cage, Tension Clamp | 35 | https://www.unikeyic.com/media/about_us/Unikey_ISO_9001_Certification.pdf | https://www.unikeyic.com/products/wire-to-board-terminal-blocks/236-102/2750143.html
236-104 | WAGO | 55: 0.9437 275: 0.9303 550: 0.8898 | Terminal Strip Receptacle, 4 Pos, 5.08mm Pitch, Solder Thru-Hole, 24A, Box |  | Steel - Nickel Plated | Gray | [5 empty] | Electrolytic Copper - Tin Plated | 15 A |  |  | - |  |  | Polyamide (PA66), Nylon 6/6 |  |  | 45° (135°) Angle with Board | 1 (Unlimited) |  | Through Hole | 1 |  |  | -60°C ~ 105°C | Box | 0.200" (5.08mm) | 4 |  | 15527222 |  | - | - | 236 |  |  | - | 300 V |  | 12-28 AWG | Screwless - Spring Cage, Tension Clamp | 3094 | https://www.unikeyic.com/media/datasheet/98/f2/11e2/98/423ead00d9fbfe06b06e24a5e5e589b5.pdf | https://www.unikeyic.com/products/wire-to-board-terminal-blocks/236-104/2922245.html
236-109 | WAGO | 25: 2.2949 125: 2.2621 250: 2.1638 |  |  | Steel - Nickel Plated | Gray | [5 empty] | Electrolytic Copper - Tin Plated | 15 A |  |  | - |  |  | Polyamide (PA66), Nylon 6/6 |  |  | 45° (135°) Angle with Board | 1 (Unlimited) |  | Through Hole | 1 |  |  | -60°C ~ 105°C | Box | 0.200" (5.08mm) | 9 |  |  |  | - | - | 236 |  |  | - | 300 V |  | 12-28 AWG | Screwless - Spring Cage, Tension Clamp | 20000 | https://www.unikeyic.com/media/about_us/Unikey_ISO_9001_Certification.pdf | https://www.unikeyic.com/products/wire-to-board-terminal-blocks/236-109/31091104.html
236-112 | WAGO | 10: 4.6091 50: 4.1928 100: 3.7765 |  |  | Steel - Nickel Plated | Gray | [5 empty] | Electrolytic Copper - Tin Plated | 15 A |  |  | - |  |  | Polyamide (PA66), Nylon 6/6 |  |  | 45° (135°) Angle with Board | 1 (Unlimited) |  | Through Hole | 1 |  |  | -60°C ~ 105°C | Box | 0.200" (5.08mm) | 12 |  |  |  | - | - | 236 |  |  | - | 300 V |  | 12-28 AWG | Screwless - Spring Cage, Tension Clamp | 100 | https://www.unikeyic.com/media/datasheet/96/41/3dbe/96/c2c1199634a4523f8511a2a5380a6d4a.pdf | https://www.unikeyic.com/products/wire-to-board-terminal-blocks/236-112/265372.html
236-116 | WAGO | 15: 4.0244 75: 3.9669 150: 3.7944 |  |  | Steel - Nickel Plated | Gray | [5 empty] | Electrolytic Copper - Tin Plated | 15 A |  |  | - |  |  | Polyamide (PA66), Nylon 6/6 |  |  | 45° (135°) Angle with Board | 1 (Unlimited) |  | Through Hole | 1 |  |  | -60°C ~ 105°C | Box | 0.200" (5.08mm) | 16 |  |  |  | - | - | 236 |  |  | - | 300 V |  | 12-28 AWG | Screwless - Spring Cage, Tension Clamp | 20000 | https://www.unikeyic.com/media/datasheet/81/93/9794/81/118395f5337e67c24ec463a03eb186ee.pdf | https://www.unikeyic.com/products/wire-to-board-terminal-blocks/236-116/34931954.html
236-1721 | WAGO | 100: 0.2806 500: 0.2766 1,000: 0.2646 |  |  | Steel - Nickel Plated | Green, Yellow | [5 empty] | Electrolytic Copper - Tin Plated | 15 A |  |  | - |  |  | Polyamide (PA66), Nylon 6/6 |  |  | 45° (135°) Angle with Board | 1 (Unlimited) |  | Through Hole | 1 |  |  | -60°C ~ 105°C | Bulk | - | 1 |  |  |  | - | - | 236 |  |  | - | 300 V |  | 12-28 AWG | Screwless - Spring Cage, Tension Clamp | 20000 | https://www.unikeyic.com/media/about_us/Unikey_ISO_9001_Certification.pdf | https://www.unikeyic.com/products/wire-to-board-terminal-blocks/236-1721/9883345.html
236-201 | WAGO | 10: 1.1573 25: 1.008 50: 0.9103 100: 0.8271 250: 0.7382 500: 0.6853 1,000: 0.6429 5,000: 0.576 | 1 Terminal block - 45° (135°) angle、 Through-hole type |  | Steel - Nickel Plated | Gray | [5 empty] | Electrolytic Copper - Tin Plated | 15 A |  |  | - |  |  | Polyamide (PA66), Nylon 6/6 |  |  | 45° (135°) Angle with Board | 1 (Unlimited) |  | Through Hole | 1 |  |  | -60°C ~ 105°C | Box | - | 1 |  | 15587283 |  | - | - | 236 |  |  | - | 300 V |  | 12-28 AWG | Screwless - Spring Cage, Tension Clamp | 65 | https://www.unikeyic.com/media/about_us/Unikey_ISO_9001_Certification.pdf | https://www.unikeyic.com/products/wire-to-board-terminal-blocks/236-201/798851.html
236-324 | WAGO | 5: 6.5812 25: 6.4872 50: 6.2052 |  |  | Steel - Nickel Plated | Gray | [5 empty] | Electrolytic Copper - Tin Plated | 15 A |  |  | - |  |  | Polyamide (PA66), Nylon 6/6 |  |  | 45° (135°) Angle with Board | 1 (Unlimited) |  | Through Hole | 1 |  |  | -60°C ~ 105°C | Box | 0.400" (10.16mm) | 24 |  |  |  | - | - | 236 |  |  | - | 300 V |  | 12-28 AWG | Screwless - Spring Cage, Tension Clamp | 20000 | https://www.unikeyic.com/media/about_us/Unikey_ISO_9001_Certification.pdf | https://www.unikeyic.com/products/wire-to-board-terminal-blocks/236-324/34274297.html
236-403/000-009/999-950 | WAGO | 70: 1.6152 350: 1.5921 700: 1.5229 |  |  | Steel - Nickel Plated | Gray | [5 empty] | Electrolytic Copper - Tin Plated | 15 A |  |  | - |  |  | Polyamide (PA66), Nylon 6/6 |  |  | 45° (135°) Angle with Board | 1 (Unlimited) |  | Through Hole | 1 |  |  | -60°C ~ 105°C | Box | 0.200" (5.08mm) | 3 |  |  |  | - | - | 236 |  |  | - | 300 V |  | 12-28 AWG | Screwless - Spring Cage, Tension Clamp | 20000 | https://www.unikeyic.com/media/about_us/Unikey_ISO_9001_Certification.pdf | https://www.unikeyic.com/products/wire-to-board-terminal-blocks/236-403-000-009-999-950/13488134.html
236-405/334-604 | WAGO | 45: 1.5507 225: 1.5286 450: 1.4621 |  |  | Steel - Nickel Plated | Black | [5 empty] | Electrolytic Copper - Tin Plated | 15 A |  |  | - |  |  | Polyamide (PA46), Nylon 4/6 |  |  | 45° (135°) Angle with Board | 1 (Unlimited) |  | Through Hole | 1 |  |  | -60°C ~ 115°C | Box | 0.200" (5.08mm) | 5 |  |  |  | - | - | 236 |  |  | - | 300 V |  | 12-28 AWG | Screwless - Spring Cage, Tension Clamp | 20000 | https://www.unikeyic.com/media/datasheet/e1/f3/769b/e1/572499408166f80841c7c4568124e978.pdf | https://www.unikeyic.com/products/wire-to-board-terminal-blocks/236-405-334-604/25096886.html
236-409 | WAGO | 25: 1.823 125: 1.797 250: 1.7189 | PCB terminal block, 2.5 mm2, Pin spacing 5/5.08 mm, 9-pole, Cage Clamp, commoning option |  | Steel - Nickel Plated | Gray | [5 empty] | Electrolytic Copper - Tin Plated | 15 A |  |  | - |  |  | Polyamide (PA66), Nylon 6/6 |  |  | 45° (135°) Angle with Board | 1 (Unlimited) |  | Through Hole | 1 |  |  | -60°C ~ 105°C | Box | 0.200" (5.08mm) | 9 |  | 15556274 |  | - | - | 236 |  |  | - | 300 V |  | 12-28 AWG | Screwless - Spring Cage, Tension Clamp | 100 | https://www.unikeyic.com/media/datasheet/a6/45/27b3/a6/ea6abb120f2e4d814b97702721f11afa.pdf | https://www.unikeyic.com/products/wire-to-board-terminal-blocks/236-409/1547992.html
236-410 | WAGO | 5: 6.67 50: 6.1344 100: 5.8485 250: 5.733 500: 5.6175 1,000: 5.502 2,500: 5.397 5,000: 5.292 | Terminal Block Connector 10 POS 5mm/5.08mm Solder Thru-Hole 24A Box |  | Steel - Nickel Plated | Gray | [5 empty] | Electrolytic Copper - Tin Plated | 15 A |  |  | - |  |  | Polyamide (PA66), Nylon 6/6 |  |  | 45° (135°) Angle with Board | 1 (Unlimited) |  | Through Hole | 1 |  |  | -60°C ~ 105°C | Box | 0.200" (5.08mm) | 10 |  | 15522275 |  | - | - | 236 |  |  | - | 300 V |  | 12-28 AWG | Screwless - Spring Cage, Tension Clamp | 176 | https://www.unikeyic.com/media/datasheet/de/f8/7147/de/bab66ee2606a86e52eb19a5d7a372573.pdf | https://www.unikeyic.com/products/wire-to-board-terminal-blocks/236-410/26456119.html
236-501 | WAGO | 10: 1.5536 100: 1.5258 500: 1.4981 1,000: 1.4981 2,500: 1.4981 5,000: 1.4981 | Modular PCB Terminal Block, 1 Pole, 2 Solder Pins, 7.5/7.62mm Pitch, Cage Clamp, Front/Side Entry |  | Steel - Nickel Plated | Gray | [5 empty] | Electrolytic Copper - Tin Plated | 15 A |  |  | - |  |  | Polyamide (PA66), Nylon 6/6 |  |  | 45° (135°) Angle with Board | 1 (Unlimited) |  | Through Hole | 1 |  |  | -60°C ~ 105°C | Box | - | 1 |  | 15521543 |  | - | - | 236 |  |  | - | 300 V |  | 12-28 AWG | Screwless - Spring Cage, Tension Clamp | 14073 | https://www.unikeyic.com/media/datasheet/8c/89/98c9/8c/6f7297a4be7451cba5db033faea7ab1d.pdf | https://www.unikeyic.com/products/wire-to-board-terminal-blocks/236-501/26133722.html
236-501. | WAGO | 10: 2.1752 100: 2.1374 500: 2.0995 1,000: 2.0428 2,500: 1.8915 | Modular Pcb Terminal Block 2 Solder Pins / Pole 1 Pole Pin Spacing 7.5/7.62 Mm / 0.3 In Front- /Side-Entry Cage Clamp Connection | [42 empty] | 14073 | https://www.unikeyic.com/media/about_us/Unikey_ISO_9001_Certification.pdf | https://www.unikeyic.com/products/wire-to-board-terminal-blocks/236-501/28468516.html
236-503/000-009/999-950 | WAGO | 50: 1.7399 250: 1.715 500: 1.6405 |  |  | Steel - Nickel Plated | Gray | [5 empty] | Electrolytic Copper - Tin Plated | 15 A |  |  | - |  |  | Polyamide (PA66), Nylon 6/6 |  |  | 45° (135°) Angle with Board | 1 (Unlimited) |  | Through Hole | 1 |  |  | -60°C ~ 105°C | Box | 0.300" (7.62mm) | 3 |  | 15540399 |  | - | - | 236 |  |  | - | 300 V |  | 12-28 AWG | Screwless - Spring Cage, Tension Clamp | 20000 | https://www.unikeyic.com/media/about_us/Unikey_ISO_9001_Certification.pdf | https://www.unikeyic.com/products/wire-to-board-terminal-blocks/236-503-000-009-999-950/10769516.html
236-504/332-009/999-950 | WAGO | 35: 2.2762 175: 2.2437 350: 2.1461 |  |  | Steel - Nickel Plated | Gray | [5 empty] | Electrolytic Copper - Tin Plated | 15 A |  |  | - |  |  | Polyamide (PA66), Nylon 6/6 |  |  | 45° (135°) Angle with Board | 1 (Unlimited) |  | Through Hole | 1 |  |  | -60°C ~ 105°C | Box | 0.300" (7.62mm) | 4 |  | 15555908 |  | - | - | 236 |  |  | - | 300 V |  | 12-28 AWG | Screwless - Spring Cage, Tension Clamp | 20000 | https://www.unikeyic.com/media/about_us/Unikey_ISO_9001_Certification.pdf | https://www.unikeyic.com/products/wire-to-board-terminal-blocks/236-504-332-009-999-950/20841014.html
236-516 | WAGO | 10: 4.2697 50: 4.2087 100: 4.0257 |  |  | Steel - Nickel Plated | Gray | [5 empty] | Electrolytic Copper - Tin Plated | 15 A |  |  | - |  |  | Polyamide (PA66), Nylon 6/6 |  |  | 45° (135°) Angle with Board | 1 (Unlimited) |  | Through Hole | 1 |  |  | -60°C ~ 105°C | Box | 0.300" (7.62mm) | 16 |  | 15582262 |  | - | - | 236 |  |  | - | 300 V |  | 12-28 AWG | Screwless - Spring Cage, Tension Clamp | 20000 | https://www.unikeyic.com/media/about_us/Unikey_ISO_9001_Certification.pdf | https://www.unikeyic.com/products/wire-to-board-terminal-blocks/236-516/2321171.html
236-724 | WAGO | 100: 0.3326 500: 0.3278 1,000: 0.3136 |  |  | Steel - Nickel Plated | Blue | [5 empty] | Electrolytic Copper - Tin Plated | 15 A |  |  | - |  |  | Polyamide (PA66), Nylon 6/6 |  |  | 45° (135°) Angle with Board | 1 (Unlimited) |  | Through Hole | 1 |  |  | -60°C ~ 105°C | Box | - | 1 |  |  |  | - | - | 236 |  |  | - | 300 V |  | 12-28 AWG | Screwless - Spring Cage, Tension Clamp | 20000 | https://www.unikeyic.com/media/datasheet/d1/04/f39e/d1/b76cedf9deddf97bb9c2bf34bd221ebc.pdf | https://www.unikeyic.com/products/wire-to-board-terminal-blocks/236-724/34948285.html
236-727 | WAGO | 100: 0.3347 500: 0.3299 1,000: 0.3156 |  |  | Steel - Nickel Plated | Green | [5 empty] | Electrolytic Copper - Tin Plated | 15 A |  |  | - |  |  | Polyamide (PA66), Nylon 6/6 |  |  | 45° (135°) Angle with Board | 1 (Unlimited) |  | Through Hole | 1 |  |  | -60°C ~ 105°C | Box | - | 1 |  |  |  | - | - | 236 |  |  | - | 300 V |  | 12-28 AWG | Screwless - Spring Cage, Tension Clamp | 20000 | https://www.unikeyic.com/media/about_us/Unikey_ISO_9001_Certification.pdf | https://www.unikeyic.com/products/wire-to-board-terminal-blocks/236-727/3792780.html
236-747 | WAGO | 100: 0.3903 500: 0.3382 | Conn Terminal Block 2 POS Solder Thru-Hole 15A CAGE CLAMP® Box |  | Steel - Nickel Plated | Green | [5 empty] | Electrolytic Copper - Tin Plated | 15 A |  |  | - |  |  | Polyamide (PA66), Nylon 6/6 |  |  | 45° (135°) Angle with Board | 1 (Unlimited) |  | Through Hole | 1 |  |  | -60°C ~ 105°C | Box | - | 1 |  | 15522231 |  | - | - | 236 |  |  | - | 300 V |  | 12-28 AWG | Screwless - Spring Cage, Tension Clamp | 544 | https://www.unikeyic.com/media/datasheet/7b/0d/0d0c/7b/b36d81f2f3455df3aba65befa37d7bba.pdf | https://www.unikeyic.com/products/wire-to-board-terminal-blocks/236-747/30851759.html
236-752 | WAGO | 100: 0.3326 500: 0.3278 1,000: 0.3136 |  |  | Steel - Nickel Plated | Gray | [5 empty] | Electrolytic Copper - Tin Plated | 15 A |  |  | - |  |  | Polyamide (PA66), Nylon 6/6 |  |  | 45° (135°) Angle with Board | 1 (Unlimited) |  | Through Hole | 1 |  |  | -60°C ~ 105°C | Box | - | 1 |  | 15521487 |  | - | - | 236 |  |  | - | 300 V |  | 12-28 AWG | Screwless - Spring Cage, Tension Clamp | 20000 | https://www.unikeyic.com/media/about_us/Unikey_ISO_9001_Certification.pdf | https://www.unikeyic.com/products/wire-to-board-terminal-blocks/236-752/30296991.html
236-764 | WAGO | 100: 1.7487 | Wago PCB Terminal Block, 1-Ch, 10/10.16mm Pitch, TH |  | Steel - Nickel Plated | Blue | [5 empty] | Electrolytic Copper - Tin Plated | 15 A |  |  | - |  |  | Polyamide (PA66), Nylon 6/6 |  |  | 45° (135°) Angle with Board | 1 (Unlimited) |  | Through Hole | 1 |  |  | -60°C ~ 105°C | Box | - | 1 |  |  |  | - | - | 236 |  |  | - | 300 V |  | 12-28 AWG | Screwless - Spring Cage, Tension Clamp | 380 | https://www.unikeyic.com/media/about_us/Unikey_ISO_9001_Certification.pdf | https://www.unikeyic.com/products/wire-to-board-terminal-blocks/236-764/26261585.html
2363965-2 | TE Connectivity | 20: 5.896 50: 5.797 95: 5.687 200: 5.588 1,200: 5.082 | 2 Position Wire to Board Terminal Block Vertical with Board 0.197 (5.00mm) Through Hole | 2363965 | Copper Alloy - Nickel Plated | Black | [5 empty] | Copper Alloy - Tin Plated | 17.5 A |  |  | - |  |  | Polyamide (PA), Nylon |  |  | Vertical with Board | 1 (Unlimited) |  | Through Hole | 1 |  |  | -40°C ~ 105°C | Box | 0.197" (5.00mm) | 2 |  |  |  | Copper Alloy - Nickel Plated | M3 | Buchanan |  |  | 0.5 Nm (4.4 Lb-In) | 300 V |  | 12-30 AWG | Screw | 3198 | https://www.unikeyic.com/media/datasheet/2a/7b/f764/2a7bf764a4a1d5282e18f59dacc15459.pdf | https://www.unikeyic.com/products/wire-to-board-terminal-blocks/2363965-2/19204383.html
2363965-3 | TE Connectivity | 10: 11.627 24: 11.418 48: 11.22 95: 11.022 800: 10.021 1,000: 7.623 | 3 Position Wire to Board Terminal Block Vertical with Board 0.197 (5.00mm) Through Hole | 2363965 | Copper Alloy - Nickel Plated | Black | [5 empty] | Copper Alloy - Tin Plated | 17.5 A |  |  | - |  |  | Polyamide (PA), Nylon |  |  | Vertical with Board | 1 (Unlimited) |  | Through Hole | 1 |  |  | -40°C ~ 105°C | Box | 0.197" (5.00mm) | 3 |  |  |  | Copper Alloy - Nickel Plated | M3 | Buchanan |  |  | 0.5 Nm (4.4 Lb-In) | 300 V |  | 12-30 AWG | Screw | 2213 | https://www.unikeyic.com/media/datasheet/2a/7b/f764/2a7bf764a4a1d5282e18f59dacc15459.pdf | https://www.unikeyic.com/products/wire-to-board-terminal-blocks/2363965-3/34601501.html
237-103 | WAGO | 50: 1.6801 100: 1.576 |  |  | Steel - Nickel Plated | Gray | [5 empty] | Electrolytic Copper - Tin Plated |  |  |  | - |  |  | Polyamide (PA66), Nylon 6/6 |  |  | Horizontal with Board | 1 (Unlimited) |  | Through Hole | 1 |  |  | -60°C ~ 105°C | Box | 0.197" (5.00mm) | 3 |  | 15539605 |  | - | - | 237 |  |  | - |  |  | 14-20 AWG | Screw | 89 | https://www.unikeyic.com/media/datasheet/6b/99/409e/6b/36823466aa283dce54f5dda71121a50f.pdf | https://www.unikeyic.com/products/wire-to-board-terminal-blocks/237-103/25113066.html
237-132 | WAGO | 50: 1.4868 100: 1.3827 | Modular Terminal Block Connector, 2 Pos, ST, TH, 16A |  | Steel - Nickel Plated | Gray | [5 empty] | Electrolytic Copper - Tin Plated |  |  |  | - |  |  | Polyamide (PA66), Nylon 6/6 |  |  | Horizontal with Board | 1 (Unlimited) |  | Through Hole | 1 |  |  | -60°C ~ 105°C | Box | 0.200" (5.08mm) | 2 |  | 15552848 |  | - | - | 237 |  |  | - |  |  | 14-20 AWG | Screw | 147 | https://www.unikeyic.com/media/datasheet/92/75/4462/92/33f9b1ea2e9b5a85108c7da0f3bef29f.pdf | https://www.unikeyic.com/products/wire-to-board-terminal-blocks/237-132/34174923.html
2383938-2 | TE Connectivity | 1: 3.0919 10: 3.0919 25: 2.7703 50: 2.7703 100: 2.7703 | TE Connectivity PCBTerminal block, 2road, 5mmPitch, Board |  | Copper Alloy - Nickel Plated | Black | [5 empty] | Copper Alloy - Nickel Tin Plated | 13.5 A |  |  | Board Guide |  |  | Polyamide (PA), Nylon |  |  | Horizontal with Board | 1 (Unlimited) |  | Surface Mount | 1 |  |  | -40°C ~ 105°C |  | 0.197" (5.00mm) | 2 |  | 14639240 |  | Copper Alloy - Nickel Plated | M3 | Termi-Blok, Buchanan |  |  | 0.5-0.6 Nm (4.4-5.3 Lb-In) | 300 V |  | 16-30 AWG | Screw - Rising Cage Clamp | 1599 | https://www.unikeyic.com/media/datasheet/24/c0/5e94/24c05e94a72957311f96508a9045203e.pdf | https://www.unikeyic.com/products/wire-to-board-terminal-blocks/2383938-2/8579879.html
2383938-5 | TE Connectivity | 230: 3.7772 | Conn Terminal Block 5 POS 5mm Solder ST SMD 13.5A/Contact T/R |  | Copper Alloy - Nickel Plated | Black | [5 empty] | Copper Alloy - Nickel Tin Plated | 13.5 A |  |  | Board Guide |  |  | Polyamide (PA), Nylon |  |  | Horizontal with Board | 1 (Unlimited) |  | Surface Mount | 1 |  |  | -40°C ~ 105°C |  | 0.197" (5.00mm) | 5 |  | 14639318 |  | Copper Alloy - Nickel Plated | M3 | Termi-Blok, Buchanan |  |  | 0.5-0.6 Nm (4.4-5.3 Lb-In) | 300 V |  | 16-30 AWG | Screw - Rising Cage Clamp | 450 | https://www.unikeyic.com/media/datasheet/e9/24/f29b/e924f29b4aeeb6c8000e8be9406e94bd.pdf | https://www.unikeyic.com/products/wire-to-board-terminal-blocks/2383938-5/21684527.html
2383938-8 | TE Connectivity | 230: 5.2496 | Conn Terminal Block 8 POS 5mm Solder ST SMD 13.5A/Contact T/R |  | Copper Alloy - Nickel Plated | Black | [5 empty] | Copper Alloy - Nickel Tin Plated | 13.5 A |  |  | Board Guide |  |  | Polyamide (PA), Nylon |  |  | Horizontal with Board | 1 (Unlimited) |  | Surface Mount | 1 |  |  | -40°C ~ 105°C |  | 0.197" (5.00mm) | 8 |  | 14639248 |  | Copper Alloy - Nickel Plated | M3 | Termi-Blok, Buchanan |  |  | 0.5-0.6 Nm (4.4-5.3 Lb-In) | 300 V |  | 16-30 AWG | Screw - Rising Cage Clamp | 437 | https://www.unikeyic.com/media/datasheet/e9/24/f29b/e924f29b4aeeb6c8000e8be9406e94bd.pdf | https://www.unikeyic.com/products/wire-to-board-terminal-blocks/2383938-8/2516198.html
2383941-7 | TE Connectivity | 300: 5.1856 | Conn Terminal Block 7 POS 3.81mm Solder ST SMD 7A/Contact T/R |  | Copper Alloy - Nickel Plated | Black | [5 empty] | Copper Alloy - Nickel Tin Plated | 7 A |  |  | Board Guide |  |  | Polyamide (PA), Nylon |  |  | Horizontal with Board | 1 (Unlimited) |  | Surface Mount | 1 |  |  | -40°C ~ 105°C |  | 0.150" (3.81mm) | 7 |  | 14639334 |  | Copper Alloy - Nickel Plated | M2 | Termi-Blok, Buchanan |  |  | 0.5-0.6 Nm (4.4-5.3 Lb-In) | 300 V |  | 18-28 AWG | Screw - Rising Cage Clamp | 891 | https://www.unikeyic.com/media/datasheet/7e/cd/afed/7ecdafedd44b694ef352ff01158f7e1e.pdf | https://www.unikeyic.com/products/wire-to-board-terminal-blocks/2383941-7/15651460.html
2383942-8 | TE Connectivity | 300: 7.1342 900: 7.1342 | Conn Terminal Block 8 POS 3.5mm Solder ST SMD 12A/Contact T/R |  | Copper Alloy - Nickel Plated | Black | [5 empty] | Copper Alloy - Nickel Tin Plated | 12 A |  |  | Board Guide |  |  | Polyamide (PA), Nylon |  |  | Horizontal with Board | 1 (Unlimited) |  | Surface Mount | 1 |  |  | -40°C ~ 105°C |  | 0.138" (3.50mm) | 8 |  | 14639319 |  | Copper Alloy - Nickel Plated | M2 | Termi-Blok, Buchanan |  |  | 0.5-0.6 Nm (4.4-5.3 Lb-In) | 300 V |  | 18-28 AWG | Screw - Rising Cage Clamp | 864 | https://www.unikeyic.com/media/datasheet/19/28/1083/192810839df0dc345fc567c37bdfda5e.pdf | https://www.unikeyic.com/products/wire-to-board-terminal-blocks/2383942-8/9016492.html
2383945-5 | TE Connectivity | 300: 3.9479 | Conn Terminal Block 5 POS 3.81mm Solder ST SMD 12A/Contact T/R |  | Copper Alloy - Nickel Plated | Black | [5 empty] | Copper Alloy - Nickel Tin Plated | 12 A |  |  | Board Guide |  |  | Polyamide (PA), Nylon |  |  | Horizontal with Board | 1 (Unlimited) |  | Surface Mount | 1 |  |  | -40°C ~ 105°C |  | 0.150" (3.81mm) | 5 |  | 14639274 |  | Copper Alloy - Nickel Plated | M2 | Termi-Blok, Buchanan |  |  | 0.5-0.6 Nm (4.4-5.3 Lb-In) | 300 V |  | 16-28 AWG | Screw - Rising Cage Clamp | 855 | https://www.unikeyic.com/media/datasheet/bb/c7/9ca0/bbc79ca065714ac742f0ff8411212a9a.pdf | https://www.unikeyic.com/products/wire-to-board-terminal-blocks/2383945-5/16546417.html
2383945-7 | TE Connectivity | 300: 5.1542 | Conn Terminal Block 7 POS 3.81mm Solder ST SMD 12A/Contact T/R |  | Copper Alloy - Nickel Plated | Black | [5 empty] | Copper Alloy - Nickel Tin Plated | 12 A |  |  | Board Guide |  |  | Polyamide (PA), Nylon |  |  | Horizontal with Board | 1 (Unlimited) |  | Surface Mount | 1 |  |  | -40°C ~ 105°C |  | 0.150" (3.81mm) | 7 |  |  |  | Copper Alloy - Nickel Plated | M2 | Termi-Blok, Buchanan |  |  | 0.5-0.6 Nm (4.4-5.3 Lb-In) | 300 V |  | 16-28 AWG | Screw - Rising Cage Clamp | 588 | https://www.unikeyic.com/media/datasheet/bb/c7/9ca0/bbc79ca065714ac742f0ff8411212a9a.pdf | https://www.unikeyic.com/products/wire-to-board-terminal-blocks/2383945-7/30520005.html
2453750000 | Weidmüller | 6: 21.109 10: 19.547 | Pluggable Terminal Blocks LUF 10.00/08/90V 5.0SN BK BX | [11 empty] | 2453750000 Weidmüller | [8 empty] | spring mount, Push-in type, threaded mounting, Through hole mounting |  |  |  | -40℃~120℃ |  |  |  |  | On sale |  | boxed, bulk | [10 empty] | 200 | https://www.unikeyic.com/media/datasheet/b2/38/bbc0/b238bbc0174d3792f172280fa92ddaec.pdf | https://www.unikeyic.com/products/wire-to-board-terminal-blocks/2453750000/19678267.html
2473010000 | Weidmüller | 1: 11.394 10: 8.0849 25: 7.1448 80: 6.2504 160: 5.8526 320: 5.5372 560: 5.3327 1,040: 5.1495 | Weidmuller PCB Terminal Block LL Series, 3-Pos, 7.5mm Pitch | [11 empty] | 2473010000 Weidmüller | [8 empty] | spring mount, Push-in type, threaded mounting, Through hole mounting |  |  |  | -40℃~120℃ |  |  |  |  | On sale |  | boxed, bulk | [10 empty] | 248 | https://www.unikeyic.com/media/datasheet/27/32/bce0/27/d6cba5aa0e24d6033a7ec837dc247d8d.pdf | https://www.unikeyic.com/products/wire-to-board-terminal-blocks/2473010000/31232967.html
2491660000 | Weidmüller | 15: 8.25 40: 8.107 50: 7.634 | Weidmuller LL Series PCB Terminal Block, 6-Channel, 7.5mm Pitch | [11 empty] | 2491660000 Weidmüller | [8 empty] | spring mount, Push-in type, threaded mounting, Through hole mounting |  |  |  | -40℃~120℃ |  |  |  |  | On sale |  | boxed | [10 empty] | 300 | https://www.unikeyic.com/media/datasheet/96/49/ed06/9649ed0681c4bc2bdf004b869c46ec84.pdf | https://www.unikeyic.com/products/wire-to-board-terminal-blocks/2491660000/19659686.html
2491900000 | Weidmüller | 1: 21.0565 10: 17.8416 30: 15.6276 60: 12.744 120: 12.15 270: 11.7828 | [12 empty] | 2491900000 Weidmüller | [8 empty] | spring mount, Push-in type, threaded mounting, Through hole mounting |  |  |  | -40℃~120℃ |  |  |  |  | On sale |  | boxed, bulk | [10 empty] | 44 | https://www.unikeyic.com/media/datasheet/cf/b7/db42/cfb7db423244a313f0a0f5a9a6e88dda.pdf | https://www.unikeyic.com/products/wire-to-board-terminal-blocks/2491900000/1076194.html
2492000000 | Weidmüller | 1: 17.0946 10: 12.1708 40: 10.2482 80: 9.5466 120: 9.2036 280: 8.6228 520: 8.2955 1,000: 8.0208 | Weidmuller PCB Terminal Block, LU Series, 2-Pos, 15mm Pitch | [11 empty] | 2492000000 Weidmüller | [8 empty] | spring mount, Push-in type, threaded mounting, Through hole mounting |  |  |  | -40℃~120℃ |  |  |  |  | On sale |  | boxed | [10 empty] | 38 | https://www.unikeyic.com/media/datasheet/dc/76/d1f3/dc76d1f3762126d081e636300297a840.pdf | https://www.unikeyic.com/products/wire-to-board-terminal-blocks/2492000000/3690869.html
2492010000 | Weidmüller | 1: 16.2851 10: 15.9943 25: 15.7035 100: 15.7035 250: 15.7035 500: 15.7035 | Weidmuller LU Series PCB Terminal Block, 3-Pos, 15mm Pitch | [11 empty] | 2492010000 Weidmüller | [8 empty] | spring mount, Push-in type, threaded mounting, Through hole mounting |  |  |  | -40℃~120℃ |  |  |  |  | On sale |  | boxed, bulk | [10 empty] | 17 | https://www.unikeyic.com/media/datasheet/2e/a6/debd/2e/9ca046906e5acd9657c71811d8e4f3ee.pdf | https://www.unikeyic.com/products/wire-to-board-terminal-blocks/2492010000/690088.html
2492130000 | Weidmüller | 1: 17.1868 10: 16.8799 25: 16.573 100: 16.573 250: 16.573 500: 16.573 | Weidmuller LU Series PCB Terminal Block, 4-Pos, 10mm Pitch, PCB Mount | [11 empty] | 2492130000 Weidmüller | [8 empty] | spring mount, Push-in type, threaded mounting, Through hole mounting |  |  |  | -40℃~120℃ |  |  |  |  | On sale |  | boxed | [10 empty] | 47 | https://www.unikeyic.com/media/datasheet/6b/9f/e047/6b9fe0476542a50038b17eca9e8adea6.pdf | https://www.unikeyic.com/products/wire-to-board-terminal-blocks/2492130000/12382112.html
2492250000 | Weidmüller | 1: 23.4011 10: 22.9832 25: 22.9832 50: 22.5653 100: 22.5653 250: 22.5653 | Weidmuller LU Series PCB Terminal Block, 6-Channel, 15mm Pitch, PCB Mount | [11 empty] | 2492250000 Weidmüller | [8 empty] | spring mount, Push-in type, threaded mounting, Through hole mounting |  |  |  | -40℃~120℃ |  |  |  |  | On sale |  | boxed, bulk | [10 empty] | 8 | https://www.unikeyic.com/media/datasheet/1c/b9/dc44/1cb9dc4468f8f197f2b0cb7fc2281a25.pdf | https://www.unikeyic.com/products/wire-to-board-terminal-blocks/2492250000/9956283.html
2492260000 | Weidmüller | 1: 39.2842 5: 38.5827 10: 38.5827 25: 37.8812 50: 37.8812 100: 37.8812 | WTB TERMINAL BLOCK, 7POS, 18-4AWG, TH; | [11 empty] | 2492260000 Weidmüller | [8 empty] | spring mount, Push-in type, threaded mounting, Through hole mounting |  |  |  | -40℃~120℃ |  |  |  |  | On sale |  | boxed, bulk | [10 empty] | 9 | https://www.unikeyic.com/media/datasheet/b8/66/ce18/b8/c00bd5d1605d91b2a468066d5de41d83.pdf | https://www.unikeyic.com/products/wire-to-board-terminal-blocks/2492260000/7961625.html
250-103/000-012 | WAGO | 100: 0.8897 500: 0.877 1,000: 0.8389 |  |  | Steel - Nickel Plated | Orange | [5 empty] | Electrolytic Copper - Tin Plated | 5 A |  |  | - |  |  | Polyamide (PA66), Nylon 6/6 |  |  | 45° (135°) Angle with Board | 1 (Unlimited) |  | Through Hole | 1 |  |  | -60°C ~ 105°C | Box | 0.138" (3.50mm) | 3 |  | 15546851 |  | - | - | 250 |  |  | - | 300 V |  | 16-24 AWG | Screwless - Push Button Clamp | 20000 | https://www.unikeyic.com/media/about_us/Unikey_ISO_9001_Certification.pdf | https://www.unikeyic.com/products/wire-to-board-terminal-blocks/250-103-000-012/8216098.html
250-104/000-012 | WAGO | 75: 1.2098 375: 1.1925 750: 1.1407 |  |  | Steel - Nickel Plated | Orange | [5 empty] | Electrolytic Copper - Tin Plated | 5 A |  |  | - |  |  | Polyamide (PA66), Nylon 6/6 |  |  | 45° (135°) Angle with Board | 1 (Unlimited) |  | Through Hole | 1 |  |  | -60°C ~ 105°C | Box | 0.138" (3.50mm) | 4 |  |  |  | - | - | 250 |  |  | - | 300 V |  | 16-24 AWG | Screwless - Push Button Clamp | 20000 | https://www.unikeyic.com/media/about_us/Unikey_ISO_9001_Certification.pdf | https://www.unikeyic.com/products/wire-to-board-terminal-blocks/250-104-000-012/34760634.html
250-108 | WAGO | 1: 1.4551 10: 1.3126 100: 1.1774 |  |  | Steel - Nickel Plated | Gray | [5 empty] | Electrolytic Copper - Tin Plated | 5 A |  |  | - |  |  | Polyamide (PA66), Nylon 6/6 |  |  | 45° (135°) Angle with Board | 1 (Unlimited) |  | Through Hole | 1 |  |  | -60°C ~ 105°C | Box | 0.138" (3.50mm) | 8 |  | 15581570 |  | - | - | 250 |  |  | - | 300 V |  | 16-24 AWG | Screwless - Push Button Clamp | 200 | https://www.unikeyic.com/media/about_us/Unikey_ISO_9001_Certification.pdf | https://www.unikeyic.com/products/wire-to-board-terminal-blocks/250-108/32015219.html
250-109 | WAGO | 35: 2.4924 175: 2.4568 350: 2.35 | Conn PC Terminal Block 9 POS 3.5mm Solder ST Thru-Hole 5A Box |  | Steel - Nickel Plated | Gray | [5 empty] | Electrolytic Copper - Tin Plated | 5 A |  |  | - |  |  | Polyamide (PA66), Nylon 6/6 |  |  | 45° (135°) Angle with Board | 1 (Unlimited) |  | Through Hole | 1 |  |  | -60°C ~ 105°C | Box | 0.138" (3.50mm) | 9 |  |  |  | - | - | 250 |  |  | - | 300 V |  | 16-24 AWG | Screwless - Push Button Clamp | 20000 | https://www.unikeyic.com/media/about_us/Unikey_ISO_9001_Certification.pdf | https://www.unikeyic.com/products/wire-to-board-terminal-blocks/250-109/23332108.html
250-1402 | WAGO | 180: 0.6767 360: 0.6241 540: 0.5982 1,080: 0.5609 5,040: 0.5039 | 2 Terminal block - 45° (135°) angle、 0.100" (2.54mm) Through-hole type |  | Copper Alloy | Gray | [5 empty] | Electrolytic Copper - Tin Plated | 5 A |  |  | - |  |  | Polyamide (PA66), Nylon 6/6 |  |  | 45° (135°) Angle with Board | 1 (Unlimited) |  | Through Hole | 1 |  |  | -60°C ~ 105°C | Box | 0.100" (2.54mm) | 2 |  |  |  | - | - | 250 |  |  | - | 300 V |  | 20-24 AWG | Screwless - Push Button Clamp | 216 | https://www.unikeyic.com/media/about_us/Unikey_ISO_9001_Certification.pdf | https://www.unikeyic.com/products/wire-to-board-terminal-blocks/250-1402/25058849.html
250-1403 | WAGO | 130: 0.8897 650: 0.877 1,300: 0.8389 |  |  | Copper Alloy | Gray | [5 empty] | Electrolytic Copper - Tin Plated | 5 A |  |  | - |  |  | Polyamide (PA66), Nylon 6/6 |  |  | 45° (135°) Angle with Board | 1 (Unlimited) |  | Through Hole | 1 |  |  | -60°C ~ 105°C | Box | 0.100" (2.54mm) | 3 |  |  |  | - | - | 250 |  |  | - | 300 V |  | 20-24 AWG | Screwless - Push Button Clamp | 20000 | https://www.unikeyic.com/media/about_us/Unikey_ISO_9001_Certification.pdf | https://www.unikeyic.com/products/wire-to-board-terminal-blocks/250-1403/24897924.html
250-1404 | WAGO | 1: 151.7629 | WAGO 250-1404 Printed circuit board connector |  | Copper Alloy | Gray | [5 empty] | Electrolytic Copper - Tin Plated | 5 A |  |  | - |  |  | Polyamide (PA66), Nylon 6/6 |  |  | 45° (135°) Angle with Board | 1 (Unlimited) |  | Through Hole | 1 |  |  | -60°C ~ 105°C | Box | 0.100" (2.54mm) | 4 |  | 15538012 |  | - | - | 250 |  |  | - | 300 V |  | 20-24 AWG | Screwless - Push Button Clamp | 172 | https://www.unikeyic.com/media/datasheet/6b/5a/4850/6b/0354e979a1e3f7b4123da15dc4b209bf.pdf | https://www.unikeyic.com/products/wire-to-board-terminal-blocks/250-1404/16602460.html
250-1409 | WAGO | 45: 2.4924 225: 2.4568 450: 2.35 |  |  | Copper Alloy | Gray | [5 empty] | Electrolytic Copper - Tin Plated | 5 A |  |  | - |  |  | Polyamide (PA66), Nylon 6/6 |  |  | 45° (135°) Angle with Board | 1 (Unlimited) |  | Through Hole | 1 |  |  | -60°C ~ 105°C | Box | 0.100" (2.54mm) | 9 |  |  |  | - | - | 250 |  |  | - | 300 V |  | 20-24 AWG | Screwless - Push Button Clamp | 20000 | https://www.unikeyic.com/media/about_us/Unikey_ISO_9001_Certification.pdf | https://www.unikeyic.com/products/wire-to-board-terminal-blocks/250-1409/12501348.html
250-1416 | WAGO | 100: 3.036 200: 3.0015 400: 2.9785 500: 2.967 1,500: 2.921 |  |  | Copper Alloy | Gray | [5 empty] | Electrolytic Copper - Tin Plated | 5 A |  |  | - |  |  | Polyamide (PA66), Nylon 6/6 |  |  | 45° (135°) Angle with Board | 1 (Unlimited) |  | Through Hole | 1 |  |  | -60°C ~ 105°C | Box | 0.100" (2.54mm) | 16 |  |  |  | - | - | 250 |  |  | - | 300 V |  | 20-24 AWG | Screwless - Push Button Clamp | 600 | https://www.unikeyic.com/media/about_us/Unikey_ISO_9001_Certification.pdf | https://www.unikeyic.com/products/wire-to-board-terminal-blocks/250-1416/32110013.html
250-203/000-006 | WAGO | 100: 0.9479 500: 0.9344 1,000: 0.8937 |  |  | Copper Alloy | Blue | [5 empty] | Electrolytic Copper - Tin Plated | 8 A |  |  | - |  |  | Polyamide (PA66), Nylon 6/6 |  |  | 45° (135°) Angle with Board | 1 (Unlimited) |  | Through Hole | 1 |  |  | -60°C ~ 105°C | Box | 0.138" (3.50mm) | 3 |  |  |  | - | - | 250 |  |  | - | 300 V |  | 16-24 AWG | Screwless - Push Button Clamp | 20000 | https://www.unikeyic.com/media/datasheet/cd/d2/67a4/cd/3a1485f7dab6533f64fc8d09d11181b2.pdf | https://www.unikeyic.com/products/wire-to-board-terminal-blocks/250-203-000-006/25087789.html
250-204/000-012 | WAGO | 75: 1.2098 375: 1.1925 750: 1.1407 |  |  | Copper Alloy | Orange | [5 empty] | Electrolytic Copper - Tin Plated | 8 A |  |  | - |  |  | Polyamide (PA66), Nylon 6/6 |  |  | 45° (135°) Angle with Board | 1 (Unlimited) |  | Through Hole | 1 |  |  | -60°C ~ 105°C | Box | 0.138" (3.50mm) | 4 |  | 15569181 |  | - | - | 250 |  |  | - | 300 V |  | 16-24 AWG | Screwless - Push Button Clamp | 20000 | https://www.unikeyic.com/media/about_us/Unikey_ISO_9001_Certification.pdf | https://www.unikeyic.com/products/wire-to-board-terminal-blocks/250-204-000-012/8081993.html
250-204/353-604/997-405 | WAGO | 160: 1.601 1,600: 1.5394 16,000: 1.4778 |  |  | Copper Alloy | Black | [5 empty] | Electrolytic Copper - Tin Plated | 8 A |  |  | - |  |  | Polyamide (PA46), Nylon 4/6 |  |  | 45° (135°) Angle with Board | 1 (Unlimited) |  | Through Hole | 1 |  |  | -60°C ~ 105°C | Tape & Reel (TR) | 0.138" (3.50mm) | 4 |  | 15546232 |  | - | - | 250 |  |  | - | 300 V |  | 16-24 AWG | Screwless - Push Button Clamp | 7200 | https://www.unikeyic.com/media/datasheet/04/3b/7f45/04/8d2f0d19dbdfffe9068ee8908a403fc3.pdf | https://www.unikeyic.com/products/wire-to-board-terminal-blocks/250-204-353-604-997-405/16804987.html
250-206/000-012 | WAGO | 88: 1.254 275: 1.199 1,097: 1.144 2,742: 1.089 8,224: 1.045 |  |  | Copper Alloy | Orange | [5 empty] | Electrolytic Copper - Tin Plated | 8 A |  |  | - |  |  | Polyamide (PA66), Nylon 6/6 |  |  | 45° (135°) Angle with Board | 1 (Unlimited) |  | Through Hole | 1 |  |  | -60°C ~ 105°C | Box | 0.138" (3.50mm) | 6 |  |  |  | - | - | 250 |  |  | - | 300 V |  | 16-24 AWG | Screwless - Push Button Clamp | 11674 | https://www.unikeyic.com/media/datasheet/47/f1/832c/47/ebeb8f9aff23ebb767dfe18f6ac38756.pdf | https://www.unikeyic.com/products/wire-to-board-terminal-blocks/250-206-000-012/34225288.html
250-206/353-604/997-406 | WAGO | 160: 2.6192 800: 2.5818 1,600: 2.4695 |  |  | Copper Alloy | Black | [5 empty] | Electrolytic Copper - Tin Plated | 8 A |  |  | - |  |  | Polyamide (PA46), Nylon 4/6 |  |  | 45° (135°) Angle with Board | 1 (Unlimited) |  | Through Hole | 1 |  |  | -60°C ~ 105°C | Tape & Reel (TR) | 0.138" (3.50mm) | 6 |  |  |  | - | - | 250 |  |  | - | 300 V |  | 16-24 AWG | Screwless - Push Button Clamp | 20000 | https://www.unikeyic.com/media/about_us/Unikey_ISO_9001_Certification.pdf | https://www.unikeyic.com/products/wire-to-board-terminal-blocks/250-206-353-604-997-406/31012638.html
250-208 | WAGO | 1: 0.7814 10: 0.6009 30: 0.5208 160: 0.4253 | Wago PCB Terminal Block, Lighting Connector Receptacle, 250 Series, 8-Pin, 8-Channel |  | Copper Alloy | Gray | [5 empty] | Electrolytic Copper - Tin Plated | 8 A |  |  | - |  |  | Polyamide (PA66), Nylon 6/6 |  |  | 45° (135°) Angle with Board | 1 (Unlimited) |  | Through Hole | 1 |  |  | -60°C ~ 105°C | Box | 0.138" (3.50mm) | 8 |  |  |  | - | - | 250 |  |  | - | 300 V |  | 16-24 AWG | Screwless - Push Button Clamp |  | https://www.unikeyic.com/media/datasheet/ea/bb/64e3/ea/0afccb275afd6522271617ec3bc96c83.pdf | https://www.unikeyic.com/products/wire-to-board-terminal-blocks/250-208/10233665.html
250-208/000-005 | WAGO | 40: 2.3386 200: 2.3052 400: 2.2049 |  |  | Copper Alloy | Red | [5 empty] | Electrolytic Copper - Tin Plated | 8 A |  |  | - |  |  | Polyamide (PA66), Nylon 6/6 |  |  | 45° (135°) Angle with Board | 1 (Unlimited) |  | Through Hole | 1 |  |  | -60°C ~ 105°C | Bulk | 0.138" (3.50mm) | 8 |  |  |  | - | - | 250 |  |  | - | 300 V |  | 16-24 AWG | Screwless - Push Button Clamp | 20000 | https://www.unikeyic.com/media/about_us/Unikey_ISO_9001_Certification.pdf | https://www.unikeyic.com/products/wire-to-board-terminal-blocks/250-208-000-005/29364429.html
250-208/000-006 | WAGO | 40: 2.3386 200: 2.3052 400: 2.2049 |  |  | Copper Alloy | Blue | [5 empty] | Electrolytic Copper - Tin Plated | 8 A |  |  | - |  |  | Polyamide (PA66), Nylon 6/6 |  |  | 45° (135°) Angle with Board | 1 (Unlimited) |  | Through Hole | 1 |  |  | -60°C ~ 105°C | Box | 0.138" (3.50mm) | 8 |  | 15608355 |  | - | - | 250 |  |  | - | 300 V |  | 16-24 AWG | Screwless - Push Button Clamp | 20000 | https://www.unikeyic.com/media/about_us/Unikey_ISO_9001_Certification.pdf | https://www.unikeyic.com/products/wire-to-board-terminal-blocks/250-208-000-006/30623148.html
250-209 | WAGO | 35: 2.0405 350: 1.962 3,500: 1.8835 | 1-Conductor PCB Terminal |  | Copper Alloy | Gray | [5 empty] | Electrolytic Copper - Tin Plated | 8 A |  |  | - |  |  | Polyamide (PA66), Nylon 6/6 |  |  | 45° (135°) Angle with Board | 1 (Unlimited) |  | Through Hole | 1 |  |  | -60°C ~ 105°C | Box | 0.138" (3.50mm) | 9 |  | 15528844 |  | - | - | 250 |  |  | - | 300 V |  | 16-24 AWG | Screwless - Push Button Clamp | 133 | https://www.unikeyic.com/media/datasheet/11/f6/c76d/11/afec583f0f2ecbf4a319ce3bda77f1de.pdf | https://www.unikeyic.com/products/wire-to-board-terminal-blocks/250-209/14144457.html
250-212 | WAGO | 5: 6.1975 25: 4.6651 50: 4.4724 | Wago PCBTerminal block lighting connector socket, 250series, 12pole, 12road |  | Copper Alloy | Gray | [5 empty] | Electrolytic Copper - Tin Plated | 8 A |  |  | - |  |  | Polyamide (PA66), Nylon 6/6 |  |  | 45° (135°) Angle with Board | 1 (Unlimited) |  | Through Hole | 1 |  |  | -60°C ~ 105°C | Box | 0.138" (3.50mm) | 12 |  |  |  | - | - | 250 |  |  | - | 300 V |  | 16-24 AWG | Screwless - Push Button Clamp | 85 | https://www.unikeyic.com/media/datasheet/24/2b/aec5/24/b720a8dcc1333611974151dddfbac97e.pdf | https://www.unikeyic.com/products/wire-to-board-terminal-blocks/250-212/31171219.html
250-215 | WAGO | 20: 4.1117 100: 4.053 200: 3.8768 | PCB Terminal Block, Push-button, 1.5mm², 3.5mm Pitch, 15-Pole, Push-in Cage Clamp |  | Copper Alloy | Gray | [5 empty] | Electrolytic Copper - Tin Plated | 8 A |  |  | - |  |  | Polyamide (PA66), Nylon 6/6 |  |  | 45° (135°) Angle with Board | 1 (Unlimited) |  | Through Hole | 1 |  |  | -60°C ~ 105°C | Box | 0.138" (3.50mm) | 15 |  | 15550620 |  | - | - | 250 |  |  | - | 300 V |  | 16-24 AWG | Screwless - Push Button Clamp | 1111 | https://www.unikeyic.com/media/datasheet/c5/2a/16f7/c5/3ea197cefb02207106376c0aaadbe960.pdf | https://www.unikeyic.com/products/wire-to-board-terminal-blocks/250-215/34687034.html
250-216/000-012 | WAGO | 20: 4.3549 100: 4.2927 200: 4.1061 |  |  | Copper Alloy | Orange | [5 empty] | Electrolytic Copper - Tin Plated | 8 A |  |  | - |  |  | Polyamide (PA66), Nylon 6/6 |  |  | 45° (135°) Angle with Board | 1 (Unlimited) |  | Through Hole | 1 |  |  | -60°C ~ 105°C | Box | 0.138" (3.50mm) | 16 |  | 15547021 |  | - | - | 250 |  |  | - | 300 V |  | 16-24 AWG | Screwless - Push Button Clamp | 20000 | https://www.unikeyic.com/media/datasheet/0b/ed/adf9/0b/4e6e15783541e98debb7ae9413090f86.pdf | https://www.unikeyic.com/products/wire-to-board-terminal-blocks/250-216-000-012/15073458.html
250-216/000-024 | WAGO | 20: 4.7894 100: 4.721 200: 4.5157 |  |  | Copper Alloy | Violet | [5 empty] | Electrolytic Copper - Tin Plated | 8 A |  |  | - |  |  | Polyamide (PA66), Nylon 6/6 |  |  | 45° (135°) Angle with Board | 1 (Unlimited) |  | Through Hole | 1 |  |  | -60°C ~ 105°C | Bulk | 0.138" (3.50mm) | 16 |  | 15522703 |  | - | - | 250 |  |  | - | 300 V |  | 16-24 AWG | Screwless - Push Button Clamp | 20000 | https://www.unikeyic.com/media/about_us/Unikey_ISO_9001_Certification.pdf | https://www.unikeyic.com/products/wire-to-board-terminal-blocks/250-216-000-024/17336656.html
250-304 | WAGO | 20: 1.5318 50: 1.4509 100: 1.1275 250: 0.9904 500: 0.9256 1,000: 0.8757 2,500: 0.8358 | PCB terminal block - push-button - 0.5 mm² - Pin spacing 2.5 mm - 4-pole - Push-in CAGE CLAMP® - 0,50 mm² - gray |  | Copper Alloy | Gray | [5 empty] | Electrolytic Copper - Tin Plated | 5 A |  |  | - |  |  | Polyamide (PA66), Nylon 6/6 |  |  | 45° (135°) Angle with Board | 1 (Unlimited) |  | Through Hole | 1 |  |  | -60°C ~ 105°C | Box | 0.098" (2.50mm) | 4 |  |  |  | - | - | 250 |  |  | - | 300 V |  | 20-24 AWG | Screwless - Push Button Clamp | 550 | https://www.unikeyic.com/media/about_us/Unikey_ISO_9001_Certification.pdf | https://www.unikeyic.com/products/wire-to-board-terminal-blocks/250-304/11855896.html
250-306 | WAGO | 70: 1.7253 350: 1.7007 700: 1.6268 |  |  | Copper Alloy | Gray | [5 empty] | Electrolytic Copper - Tin Plated | 5 A |  |  | - |  |  | Polyamide (PA66), Nylon 6/6 |  |  | 45° (135°) Angle with Board | 1 (Unlimited) |  | Through Hole | 1 |  |  | -60°C ~ 105°C | Box | 0.098" (2.50mm) | 6 |  |  |  | - | - | 250 |  |  | - | 300 V |  | 20-24 AWG | Screwless - Push Button Clamp | 20000 | https://www.unikeyic.com/media/datasheet/a1/a8/5e59/a1/e14c6404049b498dddaecd690a8f6a88.pdf | https://www.unikeyic.com/products/wire-to-board-terminal-blocks/250-306/1930576.html
250-402/000-012 | WAGO | 180: 0.6132 900: 0.6045 1,800: 0.5782 |  |  | Copper Alloy | Orange | [5 empty] | Electrolytic Copper - Tin Plated | 5 A |  |  | - |  |  | Polyamide (PA66), Nylon 6/6 |  |  | 45° (135°) Angle with Board | 1 (Unlimited) |  | Through Hole | 1 |  |  | -60°C ~ 105°C | Box | 0.098" (2.50mm) | 2 |  | 15568674 |  | - | - | 250 |  |  | - | 300 V |  | 20-24 AWG | Screwless - Push Button Clamp | 20000 | https://www.unikeyic.com/media/about_us/Unikey_ISO_9001_Certification.pdf | https://www.unikeyic.com/products/wire-to-board-terminal-blocks/250-402-000-012/29027120.html
250-404 | WAGO | 10: 1.0569 100: 0.9688 500: 0.9688 1,000: 0.9512 2,500: 0.9512 | Wago PCB Terminal Block, Lighting Connector Receptacle, 250 Series, 4-Pole, 4-Channel |  | Copper Alloy | Gray | [5 empty] | Electrolytic Copper - Tin Plated | 5 A |  |  | - |  |  | Polyamide (PA66), Nylon 6/6 |  |  | 45° (135°) Angle with Board | 1 (Unlimited) |  | Through Hole | 1 |  |  | -60°C ~ 105°C | Box | 0.098" (2.50mm) | 4 |  |  |  | - | - | 250 |  |  | - | 300 V |  | 20-24 AWG | Screwless - Push Button Clamp | 2264 | https://www.unikeyic.com/media/datasheet/b6/f3/97de/b6/ff7785a13389222613843d5f4f328898.pdf | https://www.unikeyic.com/products/wire-to-board-terminal-blocks/250-404/20743780.html
250-405/000-006 | WAGO | 85: 1.4821 425: 1.461 850: 1.3974 |  |  | Copper Alloy | Blue | [5 empty] | Electrolytic Copper - Tin Plated | 5 A |  |  | - |  |  | Polyamide (PA66), Nylon 6/6 |  |  | 45° (135°) Angle with Board | 1 (Unlimited) |  | Through Hole | 1 |  |  | -60°C ~ 105°C | Box | 0.098" (2.50mm) | 5 |  |  |  | - | - | 250 |  |  | - | 300 V |  | 20-24 AWG | Screwless - Push Button Clamp | 20000 | https://www.unikeyic.com/media/about_us/Unikey_ISO_9001_Certification.pdf | https://www.unikeyic.com/products/wire-to-board-terminal-blocks/250-405-000-006/26119912.html
250-408 | WAGO | 10: 1.5536 100: 1.5258 250: 1.5258 500: 1.4981 1,000: 1.4981 | Wago PCB Terminal Block, Lighting Connector Receptacle, 250 Series, 8-Pin, 8-Channel |  | Copper Alloy | Gray | [5 empty] | Electrolytic Copper - Tin Plated | 5 A |  |  | - |  |  | Polyamide (PA66), Nylon 6/6 |  |  | 45° (135°) Angle with Board | 1 (Unlimited) |  | Through Hole | 1 |  |  | -60°C ~ 105°C | Box | 0.098" (2.50mm) | 8 |  |  |  | - | - | 250 |  |  | - | 300 V |  | 20-24 AWG | Screwless - Push Button Clamp | 272 | https://www.unikeyic.com/media/datasheet/e1/ee/0b5f/e1/d9bee0200f46b2464bea382da473390f.pdf | https://www.unikeyic.com/products/wire-to-board-terminal-blocks/250-408/31602689.html
250-411 | WAGO | 40: 3.0536 200: 3.01 400: 2.8792 |  |  | Copper Alloy | Gray | [5 empty] | Electrolytic Copper - Tin Plated | 5 A |  |  | - |  |  | Polyamide (PA66), Nylon 6/6 |  |  | 45° (135°) Angle with Board | 1 (Unlimited) |  | Through Hole | 1 |  |  | -60°C ~ 105°C | Box | 0.098" (2.50mm) | 11 |  |  |  | - | - | 250 |  |  | - | 300 V |  | 20-24 AWG | Screwless - Push Button Clamp | 20000 | https://www.unikeyic.com/media/about_us/Unikey_ISO_9001_Certification.pdf | https://www.unikeyic.com/products/wire-to-board-terminal-blocks/250-411/19021918.html
250-412/000-006 | WAGO | 35: 3.4486 175: 3.3993 350: 3.2515 |  |  | Copper Alloy | Blue | [5 empty] | Electrolytic Copper - Tin Plated | 5 A |  |  | - |  |  | Polyamide (PA66), Nylon 6/6 |  |  | 45° (135°) Angle with Board | 1 (Unlimited) |  | Through Hole | 1 |  |  | -60°C ~ 105°C | Box | 0.098" (2.50mm) | 12 |  |  |  | - | - | 250 |  |  | - | 300 V |  | 20-24 AWG | Screwless - Push Button Clamp | 20000 | https://www.unikeyic.com/media/about_us/Unikey_ISO_9001_Certification.pdf | https://www.unikeyic.com/products/wire-to-board-terminal-blocks/250-412-000-006/10779667.html
250-424 | WAGO | 15: 6.4752 75: 6.3827 150: 6.1052 |  |  | Copper Alloy | Gray | [5 empty] | Electrolytic Copper - Tin Plated | 5 A |  |  | - |  |  | Polyamide (PA66), Nylon 6/6 |  |  | 45° (135°) Angle with Board | 1 (Unlimited) |  | Through Hole | 1 |  |  | -60°C ~ 105°C | Box | 0.098" (2.50mm) | 24 |  |  |  | - | - | 250 |  |  | - | 300 V |  | 20-24 AWG | Screwless - Push Button Clamp | 20000 | https://www.unikeyic.com/media/about_us/Unikey_ISO_9001_Certification.pdf | https://www.unikeyic.com/products/wire-to-board-terminal-blocks/250-424/23401028.html
250-514 | WAGO | 15: 5.2238 75: 5.1492 150: 4.9253 |  |  | Steel - Nickel Plated | Gray | [5 empty] | Electrolytic Copper - Tin Plated | 10 A |  |  | - |  |  | Polyamide (PA66), Nylon 6/6 |  |  | 45° (135°) Angle with Board | 1 (Unlimited) |  | Through Hole | 1 |  |  | -60°C ~ 105°C | Box | 0.197" (5.00mm) | 14 |  | 15574283 |  | - | - | 250 |  |  | - | 300 V |  | 14-20 AWG | Screwless - Push Button Clamp | 20000 | https://www.unikeyic.com/media/about_us/Unikey_ISO_9001_Certification.pdf | https://www.unikeyic.com/products/wire-to-board-terminal-blocks/250-514/622013.html
250-702 | WAGO | 66: 2.0309 330: 2.0019 660: 1.9149 |  |  | Steel - Nickel Plated | Gray | [5 empty] | Electrolytic Copper - Tin Plated | 10 A |  |  | - |  |  | Polyamide (PA66), Nylon 6/6 |  |  | 45° (135°) Angle with Board | Not Applicable |  | Through Hole | 2 |  |  | - | Box | 0.197" (5.00mm) | 2 |  | 15521696 |  | - | - | 250 |  |  | - | 300 V |  | 16-20 AWG | Screwless - Push Button Clamp | 20000 | https://www.unikeyic.com/media/about_us/Unikey_ISO_9001_Certification.pdf | https://www.unikeyic.com/products/wire-to-board-terminal-blocks/250-702/32940554.html
250-702/000-023 | WAGO | 66: 2.1723 330: 2.1412 660: 2.0481 |  |  | Steel - Nickel Plated | Green | [5 empty] | Electrolytic Copper - Tin Plated | 10 A |  |  | - |  |  | Polyamide (PA66), Nylon 6/6 |  |  | 45° (135°) Angle with Board | Not Applicable |  | Through Hole | 2 |  |  | - | Box | 0.197" (5.00mm) | 2 |  | 15532851 |  | - | - | 250 |  |  | - | 300 V |  | 16-20 AWG | Screwless - Push Button Clamp | 20000 | https://www.unikeyic.com/media/about_us/Unikey_ISO_9001_Certification.pdf | https://www.unikeyic.com/products/wire-to-board-terminal-blocks/250-702-000-023/29352073.html
250-705 | WAGO | 27: 5.0721 135: 4.9996 270: 4.7823 |  |  | Steel - Nickel Plated | Gray | [5 empty] | Electrolytic Copper - Tin Plated | 10 A |  |  | - |  |  | Polyamide (PA66), Nylon 6/6 |  |  | 45° (135°) Angle with Board | Not Applicable |  | Through Hole | 2 |  |  | - | Box | 0.197" (5.00mm) | 5 |  | 15521690 |  | - | - | 250 |  |  | - | 300 V |  | 16-20 AWG | Screwless - Push Button Clamp | 20000 | https://www.unikeyic.com/media/datasheet/32/8b/95b9/32/9c8fdfd71e7a76ebbff5a6a0dbc56776.pdf | https://www.unikeyic.com/products/wire-to-board-terminal-blocks/250-705/23163856.html
250-712 | WAGO | 12: 9.2664 36: 9.0828 60: 8.8992 108: 8.4735 252: 8.3055 504: 8.148 1,008: 7.98 2,508: 7.8225 | Double-deck PCB terminal block - push-button - 1.5 mm² - Pin spacing 5 mm - 24-pole - Push-in CAGE CLAMP® - 1,50 mm² - agate gray |  | Steel - Nickel Plated | Gray | [5 empty] | Electrolytic Copper - Tin Plated | 10 A |  |  | - |  |  | Polyamide (PA66), Nylon 6/6 |  |  | 45° (135°) Angle with Board | Not Applicable |  | Through Hole | 2 |  |  | - | Box | 0.197" (5.00mm) | 12 |  |  |  | - | - | 250 |  |  | - | 300 V |  | 16-20 AWG | Screwless - Push Button Clamp | 36 | https://www.unikeyic.com/media/datasheet/b8/02/a94a/b8/25b336e9a146573edd63b6bda124d832.pdf | https://www.unikeyic.com/products/wire-to-board-terminal-blocks/250-712/1034385.html
2500460000 | Weidmüller | 1: 16.2525 10: 15.9623 25: 15.6721 100: 15.6721 250: 15.6721 500: 15.6721 | Weidmuller LU Series PCB Terminal Block, 3-Pos, 10mm Pitch, PCB Mount | [11 empty] | 2500460000 Weidmüller | [8 empty] | spring mount, Push-in type, threaded mounting, Through hole mounting |  |  |  | -40℃~120℃ |  |  |  |  | On sale |  | boxed, bulk | [10 empty] | 11 | https://www.unikeyic.com/media/datasheet/00/d3/2997/00/4bcbc43b0e0dc6a29639bb1a759ffe9c.pdf | https://www.unikeyic.com/products/wire-to-board-terminal-blocks/2500460000/23041734.html
2500500000 | Weidmüller | 1: 35.7752 10: 35.1363 25: 34.4975 100: 34.4975 250: 34.4975 500: 34.4975 | WTB TERMINAL BLOCK, 7POS, 18-4AWG, TH; | [11 empty] | 2500500000 Weidmüller | [8 empty] | spring mount, Push-in type, threaded mounting, Through hole mounting |  |  |  | -40℃~120℃ |  |  |  |  | On sale |  | boxed, bulk | [10 empty] | 9 | https://www.unikeyic.com/media/datasheet/33/d6/2f51/33/991e6d29cf317f90834343e4958aab21.pdf | https://www.unikeyic.com/products/wire-to-board-terminal-blocks/2500500000/243191.html
2500540000 | Weidmüller | 1: 56.2212 5: 55.2173 10: 54.2133 25: 54.2133 50: 54.2133 100: 54.2133 | WTB TERMINAL BLOCK, 11POS, 18-4AWG, TH; | [11 empty] | 2500540000 Weidmüller | [8 empty] | spring mount, Push-in type, threaded mounting, Through hole mounting |  |  |  | -40℃~120℃ |  |  |  |  | On sale |  | boxed, bulk | [10 empty] | 9 | https://www.unikeyic.com/media/datasheet/2b/ed/36a9/2b/fafaf3d6bc0ceb5df679f2eae7cbe88e.pdf | https://www.unikeyic.com/products/wire-to-board-terminal-blocks/2500540000/23087599.html
2500660000 | Weidmüller | 1: 24.4683 | Weidmuller LU Series PCB Terminal Block, 6-Channel, 15mm Pitch, PCB Mount | [11 empty] | 2500660000 Weidmüller | [8 empty] | spring mount, Push-in type, threaded mounting, Through hole mounting |  |  |  | -40℃~120℃ |  |  |  |  | On sale |  | boxed, bulk | [10 empty] | 8 | https://www.unikeyic.com/media/datasheet/ed/14/e5ca/ed/0810bcc78569baf9e0c5daf751c9a4be.pdf | https://www.unikeyic.com/products/wire-to-board-terminal-blocks/2500660000/31278192.html
253-102/000-012 | WAGO | 114: 0.968 354: 0.924 | 2 Position Wire to Board Terminal Block Vertical with Board 0.197 (5.00mm) Through Hole |  | Steel - Nickel Plated | Orange | [5 empty] | Electrolytic Copper - Tin Plated | 8 A |  |  | - |  |  | Polyamide (PA66), Nylon 6/6 |  |  | Vertical with Board | Not Applicable |  | Through Hole | 2 |  |  | -60°C ~ 105°C | Box | 0.197" (5.00mm) | 2 |  |  |  | - | - | 253 |  |  | - | 300 V |  | 16-20 AWG | Screwless - Leg Spring, Push-In Spring | 787 | https://www.unikeyic.com/media/datasheet/1b/24/14f0/1b/564f28179c9920af651aa4887bdc1d36.pdf | https://www.unikeyic.com/products/wire-to-board-terminal-blocks/253-102-000-012/16655356.html
253-107 | WAGO | 35: 3.179 109: 3.025 434: 2.882 1,083: 2.761 | 7 Position Wire to Board Terminal Block Vertical with Board 0.197 (5.00mm) Through Hole |  | Steel - Nickel Plated | Gray | [5 empty] | Electrolytic Copper - Tin Plated | 8 A |  |  | - |  |  | Polyamide (PA66), Nylon 6/6 |  |  | Vertical with Board | Not Applicable |  | Through Hole | 2 |  |  | -60°C ~ 105°C | Box | 0.197" (5.00mm) | 7 |  |  |  | - | - | 253 |  |  | - | 300 V |  | 16-20 AWG | Screwless - Leg Spring, Push-In Spring | 2120 | https://www.unikeyic.com/media/datasheet/49/71/60fc/49/cb3bdf42b5fc66c4d234c415df5ff61e.pdf | https://www.unikeyic.com/products/wire-to-board-terminal-blocks/253-107/31176441.html
253-112 | WAGO | 15: 2.8624 75: 2.8215 150: 2.6988 |  |  | Steel - Nickel Plated | Gray | [5 empty] | Electrolytic Copper - Tin Plated | 8 A |  |  | - |  |  | Polyamide (PA66), Nylon 6/6 |  |  | Vertical with Board | Not Applicable |  | Through Hole | 2 |  |  | -60°C ~ 105°C | Box | 0.197" (5.00mm) | 12 |  |  |  | - | - | 253 |  |  | - | 300 V |  | 16-20 AWG | Screwless - Leg Spring, Push-In Spring | 20000 | https://www.unikeyic.com/media/datasheet/ab/ff/4295/ab/a8179042c50feeed1f383b5d9810beea.pdf | https://www.unikeyic.com/products/wire-to-board-terminal-blocks/253-112/9341706.html
254-152 | WAGO | 105: 0.607 525: 0.5983 1,050: 0.5723 |  |  | Steel - Nickel Plated | Gray | [5 empty] | Electrolytic Copper - Tin Plated | 10 A |  |  | - |  |  | Polyamide (PA66), Nylon 6/6 |  |  | 45° (135°) Angle with Board | Not Applicable |  | Through Hole | 1 |  |  | -60°C ~ 105°C | Box | 0.200" (5.08mm) | 2 |  | 15555443 |  | - | - | 254 |  |  | - | 300 V |  | 12-20 AWG | Screwless - Leg Spring, Push-In Spring | 20000 | https://www.unikeyic.com/media/about_us/Unikey_ISO_9001_Certification.pdf | https://www.unikeyic.com/products/wire-to-board-terminal-blocks/254-152/28962195.html
254-454/000-004 | WAGO | 55: 1.2264 275: 1.2089 550: 1.1564 |  |  | Steel - Nickel Plated | Black | [5 empty] | Electrolytic Copper - Tin Plated | 10 A |  |  | - |  |  | Polyamide (PA66), Nylon 6/6 |  |  | 45° (135°) Angle with Board | 1 (Unlimited) |  | Through Hole | 1 |  |  | -60°C ~ 105°C | Box | 0.200" (5.08mm) | 4 |  | 15555770 |  | - | - | 254 |  |  | - | 300 V |  | 12-20 AWG | Screwless - Leg Spring, Push-In Spring | 20000 | https://www.unikeyic.com/media/about_us/Unikey_ISO_9001_Certification.pdf | https://www.unikeyic.com/products/wire-to-board-terminal-blocks/254-454-000-004/11481239.html
254-455 | WAGO | 45: 1.4406 225: 1.42 450: 1.3582 |  |  | Steel - Nickel Plated | Gray | [5 empty] | Electrolytic Copper - Tin Plated | 10 A |  |  | - |  |  | Polyamide (PA66), Nylon 6/6 |  |  | 45° (135°) Angle with Board | 1 (Unlimited) |  | Through Hole | 1 |  |  | -60°C ~ 105°C | Box | 0.200" (5.08mm) | 5 |  |  |  | - | - | 254 |  |  | - | 300 V |  | 12-20 AWG | Screwless - Leg Spring, Push-In Spring | 20000 | https://www.unikeyic.com/media/about_us/Unikey_ISO_9001_Certification.pdf | https://www.unikeyic.com/products/wire-to-board-terminal-blocks/254-455/14447983.html
254-551 | WAGO | 100: 0.3305 500: 0.3258 1,000: 0.3116 |  |  | Steel - Nickel Plated | Gray | [5 empty] | Electrolytic Copper - Tin Plated | 10 A |  |  | - |  |  | Polyamide (PA66), Nylon 6/6 |  |  | 45° (135°) Angle with Board | 1 (Unlimited) |  | Through Hole | 1 |  |  | -60°C ~ 105°C | Box | - | 1 |  | 15545834 |  | - | - | 254 |  |  | - | 300 V |  | 12-20 AWG | Screwless - Leg Spring, Push-In Spring | 20000 | https://www.unikeyic.com/media/about_us/Unikey_ISO_9001_Certification.pdf | https://www.unikeyic.com/products/wire-to-board-terminal-blocks/254-551/9070103.html
254-562 | WAGO | 10: 3.3571 50: 3.3092 100: 3.1653 |  |  | Steel - Nickel Plated | Gray | [5 empty] | Electrolytic Copper - Tin Plated | 10 A |  |  | - |  |  | Polyamide (PA66), Nylon 6/6 |  |  | 45° (135°) Angle with Board | 1 (Unlimited) |  | Through Hole | 1 |  |  | -60°C ~ 105°C | Box | 0.300" (7.62mm) | 12 |  |  |  | - | - | 254 |  |  | - | 300 V |  | 12-20 AWG | Screwless - Leg Spring, Push-In Spring | 20000 | https://www.unikeyic.com/media/about_us/Unikey_ISO_9001_Certification.pdf | https://www.unikeyic.com/products/wire-to-board-terminal-blocks/254-562/29476136.html
254-804 | WAGO | 100: 0.2889 500: 0.2848 1,000: 0.2724 |  |  | Steel - Nickel Plated | Blue | [5 empty] | Electrolytic Copper - Tin Plated | 10 A |  |  | - |  |  | Polyamide (PA66), Nylon 6/6 |  |  | 45° (135°) Angle with Board | 1 (Unlimited) |  | Through Hole | 1 |  |  | -60°C ~ 105°C | Box | - | 1 |  | 15581030 |  | - | - | 254 |  |  | - | 300 V |  | 12-20 AWG | Screwless - Leg Spring, Push-In Spring | 20000 | https://www.unikeyic.com/media/about_us/Unikey_ISO_9001_Certification.pdf | https://www.unikeyic.com/products/wire-to-board-terminal-blocks/254-804/16113814.html
254-842 | WAGO | 100: 0.2889 500: 0.2848 1,000: 0.2724 | Stackable PCB Terminal Block, 2.5mm², Pin Spacing 5-5.08mm, 1-Pole, Push Wire |  | Steel - Nickel Plated | Gray | [5 empty] | Electrolytic Copper - Tin Plated | 10 A |  |  | - |  |  | Polyamide (PA66), Nylon 6/6 |  |  | 45° (135°) Angle with Board | 1 (Unlimited) |  | Through Hole | 1 |  |  | -60°C ~ 105°C | Box | - | 1 |  |  |  | - | - | 254 |  |  | - | 300 V |  | 12-20 AWG | Screwless - Leg Spring, Push-In Spring | 20000 | https://www.unikeyic.com/media/datasheet/d2/ff/072a/d2/c522ca81b838d96bd84618022015bf9d.pdf | https://www.unikeyic.com/products/wire-to-board-terminal-blocks/254-842/10573955.html
254-844 | WAGO | 1: 67.9898 | Stackable PCB Terminal Block, 2.5mm², Pin Spacing 5/5.08mm, 1-Pole, PUSH WIRE |  | Steel - Nickel Plated | Blue | [5 empty] | Electrolytic Copper - Tin Plated | 10 A |  |  | - |  |  | Polyamide (PA66), Nylon 6/6 |  |  | 45° (135°) Angle with Board | 1 (Unlimited) |  | Through Hole | 1 |  |  | -60°C ~ 105°C | Box | - | 1 |  |  |  | - | - | 254 |  |  | - | 300 V |  | 12-20 AWG | Screwless - Leg Spring, Push-In Spring | 194 | https://www.unikeyic.com/media/datasheet/41/a8/8c0f/41/6037299bb5068e8d9a518f441d3444c9.pdf | https://www.unikeyic.com/products/wire-to-board-terminal-blocks/254-844/20006180.html
254-846 | WAGO | 1: 0.565 | Stackable PCB Terminal Block, 2.5mm², Pitch 5-5.08mm, 1-Pole, Push Wire |  | Steel - Nickel Plated | Orange | [5 empty] | Electrolytic Copper - Tin Plated | 10 A |  |  | - |  |  | Polyamide (PA66), Nylon 6/6 |  |  | 45° (135°) Angle with Board | 1 (Unlimited) |  | Through Hole | 1 |  |  | -60°C ~ 105°C | Box | - | 1 |  |  |  | - | - | 254 |  |  | - | 300 V |  | 12-20 AWG | Screwless - Leg Spring, Push-In Spring | 300 | https://www.unikeyic.com/media/datasheet/7d/bf/2eda/7d/eead03156cf19c2ca7ff67d531eff21b.pdf | https://www.unikeyic.com/products/wire-to-board-terminal-blocks/254-846/20598052.html
254-848 | WAGO | 100: 0.2889 500: 0.2848 1,000: 0.2724 |  |  | Steel - Nickel Plated | Green, Yellow | [5 empty] | Electrolytic Copper - Tin Plated | 10 A |  |  | - |  |  | Polyamide (PA66), Nylon 6/6 |  |  | 45° (135°) Angle with Board | 1 (Unlimited) |  | Through Hole | 1 |  |  | -60°C ~ 105°C | Box | - | 1 |  |  |  | - | - | 254 |  |  | - | 300 V |  | 12-20 AWG | Screwless - Leg Spring, Push-In Spring | 20000 | https://www.unikeyic.com/media/about_us/Unikey_ISO_9001_Certification.pdf | https://www.unikeyic.com/products/wire-to-board-terminal-blocks/254-848/31497369.html
254-852 | WAGO | 100: 0.3409 500: 0.336 1,000: 0.3214 |  |  | Steel - Nickel Plated | Gray | [5 empty] | Electrolytic Copper - Tin Plated | 10 A |  |  | - |  |  | Polyamide (PA66), Nylon 6/6 |  |  | 45° (135°) Angle with Board | 1 (Unlimited) |  | Through Hole | 1 |  |  | -60°C ~ 105°C | Box | - | 1 |  |  |  | - | - | 254 |  |  | - | 300 V |  | 12-20 AWG | Screwless - Leg Spring, Push-In Spring | 20000 | https://www.unikeyic.com/media/about_us/Unikey_ISO_9001_Certification.pdf | https://www.unikeyic.com/products/wire-to-board-terminal-blocks/254-852/18543261.html
254-856 | WAGO | 100: 0.3305 500: 0.3258 1,000: 0.3116 |  |  | Steel - Nickel Plated | Orange | [5 empty] | Electrolytic Copper - Tin Plated | 10 A |  |  | - |  |  | Polyamide (PA66), Nylon 6/6 |  |  | 45° (135°) Angle with Board | 1 (Unlimited) |  | Through Hole | 1 |  |  | -60°C ~ 105°C | Box | - | 1 |  |  |  | - | - | 254 |  |  | - | 300 V |  | 12-20 AWG | Screwless - Leg Spring, Push-In Spring | 20000 | https://www.unikeyic.com/media/about_us/Unikey_ISO_9001_Certification.pdf | https://www.unikeyic.com/products/wire-to-board-terminal-blocks/254-856/16838982.html
254-863 | WAGO | 100: 0.3409 500: 0.336 1,000: 0.3214 |  |  | Steel - Nickel Plated | Gray | [5 empty] | Electrolytic Copper - Tin Plated | 10 A |  |  | - |  |  | Polyamide (PA66), Nylon 6/6 |  |  | 45° (135°) Angle with Board | 1 (Unlimited) |  | Through Hole | 1 |  |  | -60°C ~ 105°C | Box | - | 1 |  | 15556200 |  | - | - | 254 |  |  | - | 300 V |  | 12-20 AWG | Screwless - Leg Spring, Push-In Spring | 20000 | https://www.unikeyic.com/media/about_us/Unikey_ISO_9001_Certification.pdf | https://www.unikeyic.com/products/wire-to-board-terminal-blocks/254-863/33790403.html
255-401 | WAGO | 1: 0.3497 10: 0.2959 100: 0.2748 | Conn Modular Terminal Block 1 POS Thru-Hole 24A Box |  | Steel - Nickel Plated | Gray | [5 empty] | Electrolytic Copper - Tin Plated | 15 A |  |  | Push Button Actuated |  |  | Polyamide (PA66), Nylon 6/6 |  |  | Vertical with Board | 1 (Unlimited) |  | Through Hole | 1 |  |  | -60°C ~ 105°C | Box | - | 1 |  |  |  | - | - | 255 |  |  | - | 300 V |  | 12-28 AWG | Screwless - Push Button Clamp |  | https://www.unikeyic.com/media/datasheet/cf/8d/e469/cf/da011abb313a65383a12cbc1dc9d656d.pdf | https://www.unikeyic.com/products/wire-to-board-terminal-blocks/255-401/17566902.html
255-403 | WAGO | 1: 1.1017 5: 1.023 10: 0.9601 | Conn Terminal Block M 2 Pos St Box |  | Steel - Nickel Plated | Gray | [5 empty] | Electrolytic Copper - Tin Plated | 15 A |  |  | Push Button Actuated |  |  | Polyamide (PA66), Nylon 6/6 |  |  | Vertical with Board | 1 (Unlimited) |  | Through Hole | 1 |  |  | -60°C ~ 105°C | Box | 0.200" (5.08mm) | 3 |  |  |  | - | - | 255 |  |  | - | 300 V |  | 12-28 AWG | Screwless - Push Button Clamp | 30 | https://www.unikeyic.com/media/datasheet/db/59/261f/db/76a5c2cb2f155db0f7022982c52f46ad.pdf | https://www.unikeyic.com/products/wire-to-board-terminal-blocks/255-403/30261459.html
255-404/000-009/999-950 | WAGO | 200: 2.9539 1,000: 2.9117 2,000: 2.7851 |  |  | Steel - Nickel Plated | Gray | [5 empty] | Electrolytic Copper - Tin Plated |  |  |  | Push Button Actuated |  |  | Polyamide (PA66), Nylon 6/6 |  |  | Vertical with Board | 1 (Unlimited) |  | Through Hole | 1 |  |  | -60°C ~ 105°C | Box | 0.200" (5.08mm) | 4 |  | 15556266 |  | - | - | 255 |  |  | - |  |  | 12-28 AWG | Screwless - Push Button Clamp | 20000 | https://www.unikeyic.com/media/about_us/Unikey_ISO_9001_Certification.pdf | https://www.unikeyic.com/products/wire-to-board-terminal-blocks/255-404-000-009-999-950/14918265.html
255-406 | WAGO | 35: 1.8501 175: 1.8236 350: 1.7443 |  |  | Steel - Nickel Plated | Gray | [5 empty] | Electrolytic Copper - Tin Plated | 15 A |  |  | Push Button Actuated |  |  | Polyamide (PA66), Nylon 6/6 |  |  | Vertical with Board | 1 (Unlimited) |  | Through Hole | 1 |  |  | -60°C ~ 105°C | Box | 0.200" (5.08mm) | 6 |  | 15552216 |  | - | - | 255 |  |  | - | 300 V |  | 12-28 AWG | Screwless - Push Button Clamp | 401 | https://www.unikeyic.com/media/about_us/Unikey_ISO_9001_Certification.pdf | https://www.unikeyic.com/products/wire-to-board-terminal-blocks/255-406/28731998.html
255-406/333-000 | WAGO | 35: 2.351 175: 2.3175 350: 2.2167 |  |  | Steel - Nickel Plated | Gray | [5 empty] | Electrolytic Copper - Tin Plated | 15 A |  |  | Push Button Actuated |  |  | Polyamide (PA66), Nylon 6/6 |  |  | Vertical with Board | 1 (Unlimited) |  | Through Hole | 1 |  |  | -60°C ~ 105°C | Box | 0.200" (5.08mm) | 6 |  | 15522932 |  | - | - | 255 |  |  | - | 300 V |  | 12-28 AWG | Screwless - Push Button Clamp | 20000 | https://www.unikeyic.com/media/about_us/Unikey_ISO_9001_Certification.pdf | https://www.unikeyic.com/products/wire-to-board-terminal-blocks/255-406-333-000/12839128.html
255-502/333-000 | WAGO | 1: 118.7049 | WAGO 255-502/333-000 Printed circuit board connector |  | Steel - Nickel Plated | Gray | [5 empty] | Electrolytic Copper - Tin Plated | 15 A |  |  | Push Button Actuated |  |  | Polyamide (PA66), Nylon 6/6 |  |  | Vertical with Board | 1 (Unlimited) |  | Through Hole | 1 |  |  | -60°C ~ 105°C | Box | 0.300" (7.62mm) | 2 |  | 15538050 |  | - | - | 255 |  |  | - | 300 V |  | 12-28 AWG | Screwless - Push Button Clamp | 205 | https://www.unikeyic.com/media/datasheet/ea/2f/b02a/ea/6669d9c39a9e80c55d0a684de6913ba5.pdf | https://www.unikeyic.com/products/wire-to-board-terminal-blocks/255-502-333-000/9804421.html
255-504 | WAGO | 35: 1.4243 350: 1.3695 3,500: 1.3147 | PCB terminal block, Push-button, 2.5 mm2, Pin spacing 7.5/7.62 mm, 4-pole, Cage Clamp |  | Steel - Nickel Plated | Gray | [5 empty] | Electrolytic Copper - Tin Plated | 15 A |  |  | Push Button Actuated |  |  | Polyamide (PA66), Nylon 6/6 |  |  | Vertical with Board | 1 (Unlimited) |  | Through Hole | 1 |  |  | -60°C ~ 105°C | Box | 0.300" (7.62mm) | 4 |  |  |  | - | - | 255 |  |  | - | 300 V |  | 12-28 AWG | Screwless - Push Button Clamp | 145 | https://www.unikeyic.com/media/about_us/Unikey_ISO_9001_Certification.pdf | https://www.unikeyic.com/products/wire-to-board-terminal-blocks/255-504/28927904.html
255-506 | WAGO | 25: 1.9706 125: 1.9425 250: 1.858 | PCB terminal block, Push-button, 2.5 mm2, Pin spacing 7.5/7.62 mm, 6-pole, Cage Clamp |  | Steel - Nickel Plated | Gray | [5 empty] | Electrolytic Copper - Tin Plated | 15 A |  |  | Push Button Actuated |  |  | Polyamide (PA66), Nylon 6/6 |  |  | Vertical with Board | 1 (Unlimited) |  | Through Hole | 1 |  |  | -60°C ~ 105°C | Box | 0.300" (7.62mm) | 6 |  |  |  | - | - | 255 |  |  | - | 300 V |  | 12-28 AWG | Screwless - Push Button Clamp | 20000 | https://www.unikeyic.com/media/about_us/Unikey_ISO_9001_Certification.pdf | https://www.unikeyic.com/products/wire-to-board-terminal-blocks/255-506/2026335.html
255-604/333-000 | WAGO | 25: 1.8147 125: 1.7888 250: 1.711 |  |  | Steel - Nickel Plated | Gray | [5 empty] | Electrolytic Copper - Tin Plated | 15 A |  |  | Push Button Actuated |  |  | Polyamide (PA66), Nylon 6/6 |  |  | Vertical with Board | 1 (Unlimited) |  | Through Hole | 1 |  |  | -60°C ~ 105°C | Box | 0.400" (10.16mm) | 4 |  | 15523101 |  | - | - | 255 |  |  | - | 300 V |  | 12-28 AWG | Screwless - Push Button Clamp | 20000 | https://www.unikeyic.com/media/about_us/Unikey_ISO_9001_Certification.pdf | https://www.unikeyic.com/products/wire-to-board-terminal-blocks/255-604-333-000/17698493.html
255-606/333-000 | WAGO | 1: 75.6918 | WAGO 255-606/333-000 Printed circuit board connector |  | Steel - Nickel Plated | Gray | [5 empty] | Electrolytic Copper - Tin Plated | 15 A |  |  | Push Button Actuated |  |  | Polyamide (PA66), Nylon 6/6 |  |  | Vertical with Board | 1 (Unlimited) |  | Through Hole | 1 |  |  | -60°C ~ 105°C | Box | 0.400" (10.16mm) | 6 |  |  |  | - | - | 255 |  |  | - | 300 V |  | 12-28 AWG | Screwless - Push Button Clamp | 43 | https://www.unikeyic.com/media/about_us/Unikey_ISO_9001_Certification.pdf | https://www.unikeyic.com/products/wire-to-board-terminal-blocks/255-606-333-000/15921310.html
255-609/333-000 | WAGO | 10: 3.8498 50: 3.7948 100: 3.6298 |  |  | Steel - Nickel Plated | Gray | [5 empty] | Electrolytic Copper - Tin Plated | 15 A |  |  | Push Button Actuated |  |  | Polyamide (PA66), Nylon 6/6 |  |  | Vertical with Board | 1 (Unlimited) |  | Through Hole | 1 |  |  | -60°C ~ 105°C | Box | 0.400" (10.16mm) | 9 |  |  |  | - | - | 255 |  |  | - | 300 V |  | 12-28 AWG | Screwless - Push Button Clamp | 20000 | https://www.unikeyic.com/media/about_us/Unikey_ISO_9001_Certification.pdf | https://www.unikeyic.com/products/wire-to-board-terminal-blocks/255-609-333-000/32599036.html
255-743 | WAGO |  | Terminal Block Receptacle 1 Pos Solder Straight Thru-Hole 24A Box |  | Steel - Nickel Plated | Gray | [5 empty] | Electrolytic Copper - Tin Plated | 15 A |  |  | Push Button Actuated |  |  | Polyamide (PA66), Nylon 6/6 |  |  | Vertical with Board | 1 (Unlimited) |  | Through Hole | 1 |  |  | -60°C ~ 105°C | Box | - | 1 |  |  |  | - | - | 255 |  |  | - | 300 V |  | 12-28 AWG | Screwless - Push Button Clamp |  | https://www.unikeyic.com/media/datasheet/46/26/cb51/46/02c9fc4e9b85e765140f0bd09cbcafe9.pdf | https://www.unikeyic.com/products/wire-to-board-terminal-blocks/255-743/1712714.html
255-746 | WAGO | 100: 0.5799 | Modular Terminal Block Connector 1 POS Solder Straight Thru-Hole Box |  | Steel - Nickel Plated | Orange | [5 empty] | Electrolytic Copper - Tin Plated | 15 A |  |  | Push Button Actuated |  |  | Polyamide (PA66), Nylon 6/6 |  |  | Vertical with Board | 1 (Unlimited) |  | Through Hole | 1 |  |  | -60°C ~ 105°C | Box | - | 1 |  | 15562363 |  | - | - | 255 |  |  | - | 300 V |  | 12-28 AWG | Screwless - Push Button Clamp | 417 | https://www.unikeyic.com/media/datasheet/06/61/e8e0/06/900e9efc3d93de5df69fd5ab32ec3584.pdf | https://www.unikeyic.com/products/wire-to-board-terminal-blocks/255-746/22524212.html
255-747 | WAGO | 100: 1.1 300: 1.026 1,000: 0.945 2,500: 0.903 5,000: 0.8505 7,500: 0.8085 10,000: 0.777 15,000: 0.735 | Modular Terminal Block Connector 1 POS Solder Straight Thru-Hole Box |  | Steel - Nickel Plated | Green | [5 empty] | Electrolytic Copper - Tin Plated | 15 A |  |  | Push Button Actuated |  |  | Polyamide (PA66), Nylon 6/6 |  |  | Vertical with Board | 1 (Unlimited) |  | Through Hole | 1 |  |  | -60°C ~ 105°C | Box | - | 1 |  |  |  | - | - | 255 |  |  | - | 300 V |  | 12-28 AWG | Screwless - Push Button Clamp | 2000 | https://www.unikeyic.com/media/datasheet/fb/ad/aaea/fb/be23b050102d86453160f522d1361b1f.pdf | https://www.unikeyic.com/products/wire-to-board-terminal-blocks/255-747/32017709.html
255-764 | WAGO | 100: 0.4636 500: 0.4569 1,000: 0.4371 |  |  | Steel - Nickel Plated | Blue | [5 empty] | Electrolytic Copper - Tin Plated | 15 A |  |  | Push Button Actuated |  |  | Polyamide (PA66), Nylon 6/6 |  |  | Vertical with Board | 1 (Unlimited) |  | Through Hole | 1 |  |  | -60°C ~ 105°C | Box | - | 1 |  | 15573522 |  | - | - | 255 |  |  | - | 300 V |  | 12-28 AWG | Screwless - Push Button Clamp | 20000 | https://www.unikeyic.com/media/about_us/Unikey_ISO_9001_Certification.pdf | https://www.unikeyic.com/products/wire-to-board-terminal-blocks/255-764/14790483.html
255-767 | WAGO | 100: 0.4636 500: 0.4569 1,000: 0.4371 |  |  | Steel - Nickel Plated | Green | [5 empty] | Electrolytic Copper - Tin Plated | 15 A |  |  | Push Button Actuated |  |  | Polyamide (PA66), Nylon 6/6 |  |  | Vertical with Board | 1 (Unlimited) |  | Through Hole | 1 |  |  | -60°C ~ 105°C | Box | - | 1 |  |  |  | - | - | 255 |  |  | - | 300 V |  | 12-28 AWG | Screwless - Push Button Clamp | 20000 | https://www.unikeyic.com/media/about_us/Unikey_ISO_9001_Certification.pdf | https://www.unikeyic.com/products/wire-to-board-terminal-blocks/255-767/3730550.html
256-401 | WAGO | 1: 0.5744 10: 0.4618 30: 0.4078 100: 0.3545 | WAGO Non-Fuse Terminal Block, 256 Series, 1 Channel, TH, Solder, 28-12 AWG, 15A, 300V |  | Steel - Nickel Plated | Gray | [5 empty] | Electrolytic Copper - Tin Plated | 15 A |  |  | Push Button Actuated |  |  | Polyamide (PA66), Nylon 6/6 |  |  | 45° (135°) Angle with Board | 1 (Unlimited) |  | Through Hole | 1 |  |  | -60°C ~ 105°C | Box | - | 1 |  | 15598064 |  | - | - | 256 |  |  | - | 300 V |  | 12-28 AWG | Screwless - Push Button Clamp |  | https://www.unikeyic.com/media/datasheet/63/5b/59e0/63/fab549db7da12993ec9b819e2c847899.pdf | https://www.unikeyic.com/products/wire-to-board-terminal-blocks/256-401/12322673.html
256-403/333-000 | WAGO | 70: 1.0934 350: 1.0778 700: 1.0309 |  |  | Steel - Nickel Plated | Gray | [5 empty] | Electrolytic Copper - Tin Plated | 15 A |  |  | Push Button Actuated |  |  | Polyamide (PA66), Nylon 6/6 |  |  | 45° (135°) Angle with Board | 1 (Unlimited) |  | Through Hole | 1 |  |  | -60°C ~ 105°C | Box | 0.200" (5.08mm) | 3 |  | 15537530 |  | - | - | 256 |  |  | - | 300 V |  | 12-28 AWG | Screwless - Push Button Clamp | 20000 | https://www.unikeyic.com/media/about_us/Unikey_ISO_9001_Certification.pdf | https://www.unikeyic.com/products/wire-to-board-terminal-blocks/256-403-333-000/27835933.html
256-407 | WAGO | 30: 2.1203 150: 2.09 300: 1.9991 | PCB Terminal Block, Push-button, 2.5 mm2, Pin spacing 5-5.08 mm, 7-pole, Cage Clamp , commoning option |  | Steel - Nickel Plated | Gray | [5 empty] | Electrolytic Copper - Tin Plated | 15 A |  |  | Push Button Actuated |  |  | Polyamide (PA66), Nylon 6/6 |  |  | 45° (135°) Angle with Board | 1 (Unlimited) |  | Through Hole | 1 |  |  | -60°C ~ 105°C | Box | 0.200" (5.08mm) | 7 |  |  |  | - | - | 256 |  |  | - | 300 V |  | 12-28 AWG | Screwless - Push Button Clamp | 11901 | https://www.unikeyic.com/media/datasheet/1b/7a/95fc/1b/2d65124aac4525452fb7fa765e36066a.pdf | https://www.unikeyic.com/products/wire-to-board-terminal-blocks/256-407/2005725.html
256-408/333-000 | WAGO | 25: 6.5232 50: 5.9962 100: 5.5678 | PCB TERMINAL BLOCK, FINGER-OPERA |  | Steel - Nickel Plated | Gray | [5 empty] | Electrolytic Copper - Tin Plated | 15 A |  |  | Push Button Actuated |  |  | Polyamide (PA66), Nylon 6/6 |  |  | 45° (135°) Angle with Board | 1 (Unlimited) |  | Through Hole | 1 |  |  | -60°C ~ 105°C | Box | 0.200" (5.08mm) | 8 |  |  |  | - | - | 256 |  |  | - | 300 V |  | 12-28 AWG | Screwless - Push Button Clamp | 146 | https://www.unikeyic.com/media/datasheet/dd/44/4aea/dd/97536dcb6d9acb90f53b460da873feae.pdf | https://www.unikeyic.com/products/wire-to-board-terminal-blocks/256-408-333-000/23444698.html
256-416 | WAGO | 15: 5.2945 75: 5.2189 150: 4.992 |  |  | Steel - Nickel Plated | Gray | [5 empty] | Electrolytic Copper - Tin Plated | 15 A |  |  | Push Button Actuated |  |  | Polyamide (PA66), Nylon 6/6 |  |  | 45° (135°) Angle with Board | 1 (Unlimited) |  | Through Hole | 1 |  |  | -60°C ~ 105°C | Box | 0.200" (5.08mm) | 16 |  | 15533394 |  | - | - | 256 |  |  | - | 300 V |  | 12-28 AWG | Screwless - Push Button Clamp | 245 | https://www.unikeyic.com/media/datasheet/0b/cc/966e/0b/93b606191b52dcc7ec8b7b8652e2350a.pdf | https://www.unikeyic.com/products/wire-to-board-terminal-blocks/256-416/29338002.html
256-503/000-009/999-950 | WAGO | 45: 2.0101 225: 1.9814 450: 1.8953 |  |  | Steel - Nickel Plated | Gray | [5 empty] | Electrolytic Copper - Tin Plated |  |  |  | Push Button Actuated |  |  | Polyamide (PA66), Nylon 6/6 |  |  | 45° (135°) Angle with Board | 1 (Unlimited) |  | Through Hole | 1 |  |  | -60°C ~ 105°C | Box | 0.300" (7.62mm) | 3 |  | 15571599 |  | - | - | 256 |  |  | - |  |  | 12-28 AWG | Screwless - Push Button Clamp | 20000 | https://www.unikeyic.com/media/datasheet/4a/8f/080f/4a/7d7765bd62174fe1b600d3f0b0474870.pdf | https://www.unikeyic.com/products/wire-to-board-terminal-blocks/256-503-000-009-999-950/34708005.html
256-504/333-000 | WAGO | 35: 1.5237 175: 1.5019 350: 1.4366 |  |  | Steel - Nickel Plated | Gray | [5 empty] | Electrolytic Copper - Tin Plated | 15 A |  |  | Push Button Actuated |  |  | Polyamide (PA66), Nylon 6/6 |  |  | 45° (135°) Angle with Board | 1 (Unlimited) |  | Through Hole | 1 |  |  | -60°C ~ 105°C | Box | 0.300" (7.62mm) | 4 |  |  |  | - | - | 256 |  |  | - | 300 V |  | 12-28 AWG | Screwless - Push Button Clamp | 20000 | https://www.unikeyic.com/media/datasheet/49/42/5bd8/49/91fafcc808ba5525adc1ddebda42eb49.pdf | https://www.unikeyic.com/products/wire-to-board-terminal-blocks/256-504-333-000/11001951.html
256-505 | WAGO | 30: 1.8875 150: 1.8605 300: 1.7796 |  |  | Steel - Nickel Plated | Gray | [5 empty] | Electrolytic Copper - Tin Plated | 15 A |  |  | Push Button Actuated |  |  | Polyamide (PA66), Nylon 6/6 |  |  | 45° (135°) Angle with Board | 1 (Unlimited) |  | Through Hole | 1 |  |  | -60°C ~ 105°C | Box | 0.300" (7.62mm) | 5 |  |  |  | - | - | 256 |  |  | - | 300 V |  | 12-28 AWG | Screwless - Push Button Clamp | 20000 | https://www.unikeyic.com/media/datasheet/2a/1b/039d/2a/4a9856f76fad6234731e52799480a66e.pdf | https://www.unikeyic.com/products/wire-to-board-terminal-blocks/256-505/3859168.html
256-508/332-009/999-950 | WAGO | 15: 4.8829 75: 4.8132 150: 4.6039 |  |  | Steel - Nickel Plated | Gray | [5 empty] | Electrolytic Copper - Tin Plated | 16 A |  |  | Push Button Actuated |  |  | Polyamide (PA66), Nylon 6/6 |  |  | 45° (135°) Angle with Board |  |  | Through Hole | 1 |  |  | -60°C ~ 105°C | Bulk | 0.300" (7.62mm) | 8 |  | 17886892 |  | - | - | 256 |  |  | - | 275 V |  | 12-28 AWG | Screwless - Push Button Clamp | 20000 | https://www.unikeyic.com/media/about_us/Unikey_ISO_9001_Certification.pdf | https://www.unikeyic.com/products/wire-to-board-terminal-blocks/256-508-332-009-999-950/7950927.html
256-516 | WAGO | 10: 5.6126 50: 5.5324 100: 5.2918 |  |  | Steel - Nickel Plated | Gray | [5 empty] | Electrolytic Copper - Tin Plated | 15 A |  |  | Push Button Actuated |  |  | Polyamide (PA66), Nylon 6/6 |  |  | 45° (135°) Angle with Board | 1 (Unlimited) |  | Through Hole | 1 |  |  | -60°C ~ 105°C | Box | 0.300" (7.62mm) | 16 |  | 15555609 |  | - | - | 256 |  |  | - | 300 V |  | 12-28 AWG | Screwless - Push Button Clamp | 20000 | https://www.unikeyic.com/media/about_us/Unikey_ISO_9001_Certification.pdf | https://www.unikeyic.com/products/wire-to-board-terminal-blocks/256-516/2486031.html
256-524 | WAGO | 5: 8.2816 25: 8.1633 50: 7.8084 |  |  | Steel - Nickel Plated | Gray | [5 empty] | Electrolytic Copper - Tin Plated | 15 A |  |  | Push Button Actuated |  |  | Polyamide (PA66), Nylon 6/6 |  |  | 45° (135°) Angle with Board | 1 (Unlimited) |  | Through Hole | 1 |  |  | -60°C ~ 105°C | Box | 0.300" (7.62mm) | 24 |  | 15580624 |  | - | - | 256 |  |  | - | 300 V |  | 12-28 AWG | Screwless - Push Button Clamp | 20000 | https://www.unikeyic.com/media/about_us/Unikey_ISO_9001_Certification.pdf | https://www.unikeyic.com/products/wire-to-board-terminal-blocks/256-524/1127488.html
256-602/333-000 | WAGO | 50: 0.8855 250: 0.8729 500: 0.8349 |  |  | Steel - Nickel Plated | Gray | [5 empty] | Electrolytic Copper - Tin Plated | 15 A |  |  | Push Button Actuated |  |  | Polyamide (PA66), Nylon 6/6 |  |  | 45° (135°) Angle with Board | 1 (Unlimited) |  | Through Hole | 1 |  |  | -60°C ~ 105°C | Box | 0.400" (10.16mm) | 2 |  |  |  | - | - | 256 |  |  | - | 300 V |  | 12-28 AWG | Screwless - Push Button Clamp | 20000 | https://www.unikeyic.com/media/about_us/Unikey_ISO_9001_Certification.pdf | https://www.unikeyic.com/products/wire-to-board-terminal-blocks/256-602-333-000/1208747.html
256-742 | WAGO | 10: 0.5141 100: 0.4606 500: 0.4524 1,000: 0.4524 2,500: 0.4442 5,000: 0.4442 | Conn Modular Terminal Block 1 POS Thru-Hole 24A CAGE CLAMP® Box |  | Steel - Nickel Plated | Gray | [5 empty] | Electrolytic Copper - Tin Plated | 15 A |  |  | Push Button Actuated |  |  | Polyamide (PA66), Nylon 6/6 |  |  | 45° (135°) Angle with Board | 1 (Unlimited) |  | Through Hole | 1 |  |  | -60°C ~ 105°C | Box | - | 1 |  |  |  | - | - | 256 |  |  | - | 300 V |  | 12-28 AWG | Screwless - Push Button Clamp | 124 | https://www.unikeyic.com/media/datasheet/c5/85/cfa1/c5/f5ed8bb9d08daf5f0bbf010f898a134a.pdf | https://www.unikeyic.com/products/wire-to-board-terminal-blocks/256-742/20521549.html
256-743 | WAGO | 10: 0.5335 100: 0.478 500: 0.4695 1,000: 0.4695 2,500: 0.4609 5,000: 0.4609 | Conn Modular Terminal Block 1 POS Thru-Hole 24A CAGE CLAMP® Box |  | Steel - Nickel Plated | Gray | [5 empty] | Electrolytic Copper - Tin Plated | 15 A |  |  | Push Button Actuated |  |  | Polyamide (PA66), Nylon 6/6 |  |  | 45° (135°) Angle with Board | 1 (Unlimited) |  | Through Hole | 1 |  |  | -60°C ~ 105°C | Box | - | 1 |  | 15579544 |  | - | - | 256 |  |  | - | 300 V |  | 12-28 AWG | Screwless - Push Button Clamp | 79 | https://www.unikeyic.com/media/about_us/Unikey_ISO_9001_Certification.pdf | https://www.unikeyic.com/products/wire-to-board-terminal-blocks/256-743/15438013.html
256-750 | WAGO | 100: 0.3929 500: 0.3873 1,000: 0.3704 |  |  | Steel - Nickel Plated | Red | [5 empty] | Electrolytic Copper - Tin Plated | 15 A |  |  | Push Button Actuated |  |  | Polyamide (PA66), Nylon 6/6 |  |  | 45° (135°) Angle with Board | 1 (Unlimited) |  | Through Hole | 1 |  |  | -60°C ~ 105°C | Box | - | 1 |  | 15555151 |  | - | - | 256 |  |  | - | 300 V |  | 12-28 AWG | Screwless - Push Button Clamp | 20000 | https://www.unikeyic.com/media/about_us/Unikey_ISO_9001_Certification.pdf | https://www.unikeyic.com/products/wire-to-board-terminal-blocks/256-750/9360411.html
256-753 | WAGO | 100: 0.3929 500: 0.3873 1,000: 0.3704 |  |  | Steel - Nickel Plated | Gray | [5 empty] | Electrolytic Copper - Tin Plated | 15 A |  |  | Push Button Actuated |  |  | Polyamide (PA66), Nylon 6/6 |  |  | 45° (135°) Angle with Board | 1 (Unlimited) |  | Through Hole | 1 |  |  | -60°C ~ 105°C | Box | - | 1 |  |  |  | - | - | 256 |  |  | - | 300 V |  | 12-28 AWG | Screwless - Push Button Clamp | 20000 | https://www.unikeyic.com/media/about_us/Unikey_ISO_9001_Certification.pdf | https://www.unikeyic.com/products/wire-to-board-terminal-blocks/256-753/4091116.html
256-754 | WAGO | 100: 0.3929 500: 0.3873 1,000: 0.3704 |  |  | Steel - Nickel Plated | Blue | [5 empty] | Electrolytic Copper - Tin Plated | 15 A |  |  | Push Button Actuated |  |  | Polyamide (PA66), Nylon 6/6 |  |  | 45° (135°) Angle with Board | 1 (Unlimited) |  | Through Hole | 1 |  |  | -60°C ~ 105°C | Box | - | 1 |  |  |  | - | - | 256 |  |  | - | 300 V |  | 12-28 AWG | Screwless - Push Button Clamp | 20000 | https://www.unikeyic.com/media/datasheet/2f/63/5d5a/2f/81b889f6e282d69b9447bbb248cf8b84.pdf | https://www.unikeyic.com/products/wire-to-board-terminal-blocks/256-754/26244501.html
256-757 | WAGO | 100: 0.3929 500: 0.3873 1,000: 0.3704 |  |  | Steel - Nickel Plated | Green | [5 empty] | Electrolytic Copper - Tin Plated | 15 A |  |  | Push Button Actuated |  |  | Polyamide (PA66), Nylon 6/6 |  |  | 45° (135°) Angle with Board | 1 (Unlimited) |  | Through Hole | 1 |  |  | -60°C ~ 105°C | Box | - | 1 |  | 15537529 |  | - | - | 256 |  |  | - | 300 V |  | 12-28 AWG | Screwless - Push Button Clamp | 20000 | https://www.unikeyic.com/media/about_us/Unikey_ISO_9001_Certification.pdf | https://www.unikeyic.com/products/wire-to-board-terminal-blocks/256-757/8176269.html
256-762 | WAGO | 100: 0.4906 |  |  | Steel - Nickel Plated | Gray | [5 empty] | Electrolytic Copper - Tin Plated | 15 A |  |  | Push Button Actuated |  |  | Polyamide (PA66), Nylon 6/6 |  |  | 45° (135°) Angle with Board | 1 (Unlimited) |  | Through Hole | 1 |  |  | -60°C ~ 105°C | Box | - | 1 |  |  |  | - | - | 256 |  |  | - | 300 V |  | 12-28 AWG | Screwless - Push Button Clamp | 400 | https://www.unikeyic.com/media/about_us/Unikey_ISO_9001_Certification.pdf | https://www.unikeyic.com/products/wire-to-board-terminal-blocks/256-762/32231056.html
256-763 | WAGO | 100: 0.4054 500: 0.3996 1,000: 0.3822 |  |  | Steel - Nickel Plated | Gray | [5 empty] | Electrolytic Copper - Tin Plated | 15 A |  |  | Push Button Actuated |  |  | Polyamide (PA66), Nylon 6/6 |  |  | 45° (135°) Angle with Board | 1 (Unlimited) |  | Through Hole | 1 |  |  | -60°C ~ 105°C | Box | - | 1 |  |  |  | - | - | 256 |  |  | - | 300 V |  | 12-28 AWG | Screwless - Push Button Clamp | 20000 | https://www.unikeyic.com/media/datasheet/f1/f5/5962/f1/ec89fad4195ce7b5420e60eb210a3b0d.pdf | https://www.unikeyic.com/products/wire-to-board-terminal-blocks/256-763/11023742.html
2567300000 | Weidmüller | 10: 2.1275 25: 1.771 50: 1.606 100: 1.3608 168: 1.2528 504: 1.2096 1,008: 1.134 5,040: 1.0681 | TERM BLOCK | [29 empty] | On sale |  | bulk | [10 empty] | 107 | https://www.unikeyic.com/media/about_us/Unikey_ISO_9001_Certification.pdf | https://www.unikeyic.com/products/wire-to-board-terminal-blocks/2567300000/4775566.html
257-405 | WAGO | 45: 1.6217 450: 1.5593 4,500: 1.497 |  |  | Steel - Nickel Plated | Gray | [5 empty] | Electrolytic Copper - Tin Plated | 15 A |  |  | Push Button Actuated |  |  | Polyamide (PA66), Nylon 6/6 |  |  | Horizontal with Board | 1 (Unlimited) |  | Through Hole | 1 |  |  | -60°C ~ 105°C | Box | 0.200" (5.08mm) | 5 |  |  |  | - | - | 257 |  |  | - | 300 V |  | 12-28 AWG | Screwless - Push Button Clamp | 910 | https://www.unikeyic.com/media/about_us/Unikey_ISO_9001_Certification.pdf | https://www.unikeyic.com/products/wire-to-board-terminal-blocks/257-405/21502316.html
257-407 | WAGO | 30: 2.746 150: 2.7068 300: 2.5891 |  |  | Steel - Nickel Plated | Gray | [5 empty] | Electrolytic Copper - Tin Plated | 15 A |  |  | Push Button Actuated |  |  | Polyamide (PA66), Nylon 6/6 |  |  | Horizontal with Board | 1 (Unlimited) |  | Through Hole | 1 |  |  | -60°C ~ 105°C | Box | 0.200" (5.08mm) | 7 |  | 15547417 |  | - | - | 257 |  |  | - | 300 V |  | 12-28 AWG | Screwless - Push Button Clamp | 20000 | https://www.unikeyic.com/media/datasheet/85/b3/de95/85/17c6f07226b925d0391f439d112b3b9a.pdf | https://www.unikeyic.com/products/wire-to-board-terminal-blocks/257-407/10425029.html
257-408 | WAGO | 25: 3.0848 125: 3.0408 250: 2.9086 |  |  | Steel - Nickel Plated | Gray | [5 empty] | Electrolytic Copper - Tin Plated | 15 A |  |  | Push Button Actuated |  |  | Polyamide (PA66), Nylon 6/6 |  |  | Horizontal with Board | 1 (Unlimited) |  | Through Hole | 1 |  |  | -60°C ~ 105°C | Box | 0.200" (5.08mm) | 8 |  | 15545854 |  | - | - | 257 |  |  | - | 300 V |  | 12-28 AWG | Screwless - Push Button Clamp | 20000 | https://www.unikeyic.com/media/datasheet/40/91/c152/40/fd8e11bda37bd747f0b3e61e61378241.pdf | https://www.unikeyic.com/products/wire-to-board-terminal-blocks/257-408/26314176.html
257-452 | WAGO | 100: 0.8606 500: 0.8483 1,000: 0.8114 |  |  | Steel - Nickel Plated | Gray | [5 empty] | Electrolytic Copper - Tin Plated | 15 A |  |  | Push Button Actuated |  |  | Polyamide (PA66), Nylon 6/6 |  |  | Horizontal with Board | 1 (Unlimited) |  | Through Hole | 1 |  |  | -60°C ~ 105°C | Box | 0.200" (5.08mm) | 2 |  |  |  | - | - | 257 |  |  | - | 300 V |  | 12-28 AWG | Screwless - Push Button Clamp | 267 | https://www.unikeyic.com/media/about_us/Unikey_ISO_9001_Certification.pdf | https://www.unikeyic.com/products/wire-to-board-terminal-blocks/257-452/2470453.html
257-454 | WAGO | 55: 1.6734 275: 1.6495 550: 1.5778 | Conn Terminal Strip 4 POS 5mm/5.08mm Solder RA Thru-Hole 24A Box |  | Steel - Nickel Plated | Gray | [5 empty] | Electrolytic Copper - Tin Plated | 15 A |  |  | Push Button Actuated |  |  | Polyamide (PA66), Nylon 6/6 |  |  | Horizontal with Board | 1 (Unlimited) |  | Through Hole | 1 |  |  | -60°C ~ 105°C | Box | 0.200" (5.08mm) | 4 |  |  |  | - | - | 257 |  |  | - | 300 V |  | 12-28 AWG | Screwless - Push Button Clamp | 20000 | https://www.unikeyic.com/media/datasheet/b7/a6/7899/b7/3895c327f9c47678ed3cc5d9226c76b3.pdf | https://www.unikeyic.com/products/wire-to-board-terminal-blocks/257-454/852601.html
257-459 | WAGO | 25: 3.4341 125: 3.385 250: 3.2378 |  |  | Steel - Nickel Plated | Gray | [5 empty] | Electrolytic Copper - Tin Plated | 15 A |  |  | Push Button Actuated |  |  | Polyamide (PA66), Nylon 6/6 |  |  | Horizontal with Board | 1 (Unlimited) |  | Through Hole | 1 |  |  | -60°C ~ 105°C | Box | 0.200" (5.08mm) | 9 |  | 15540417 |  | - | - | 257 |  |  | - | 300 V |  | 12-28 AWG | Screwless - Push Button Clamp | 20000 | https://www.unikeyic.com/media/datasheet/68/b6/e666/68/724794302d0e7ada09d55e85b2582ee5.pdf | https://www.unikeyic.com/products/wire-to-board-terminal-blocks/257-459/23077351.html
257-502 | WAGO | 70: 0.9354 350: 0.9221 700: 0.882 |  |  | Steel - Nickel Plated | Gray | [5 empty] | Electrolytic Copper - Tin Plated | 15 A |  |  | Push Button Actuated |  |  | Polyamide (PA66), Nylon 6/6 |  |  | Horizontal with Board | 1 (Unlimited) |  | Through Hole | 1 |  |  | -60°C ~ 105°C | Box | 0.300" (7.62mm) | 2 |  |  |  | - | - | 257 |  |  | - | 300 V |  | 12-28 AWG | Screwless - Push Button Clamp | 20000 | https://www.unikeyic.com/media/datasheet/3e/31/62d6/3e/f69f7f9c95f5e1443f8f88639a0f2949.pdf | https://www.unikeyic.com/products/wire-to-board-terminal-blocks/257-502/1607516.html
257-503 | WAGO | 50: 1.4218 250: 1.4015 500: 1.3406 |  |  | Steel - Nickel Plated | Gray | [5 empty] | Electrolytic Copper - Tin Plated | 15 A |  |  | Push Button Actuated |  |  | Polyamide (PA66), Nylon 6/6 |  |  | Horizontal with Board | 1 (Unlimited) |  | Through Hole | 1 |  |  | -60°C ~ 105°C | Box | 0.300" (7.62mm) | 3 |  |  |  | - | - | 257 |  |  | - | 300 V |  | 12-28 AWG | Screwless - Push Button Clamp | 20000 | https://www.unikeyic.com/media/about_us/Unikey_ISO_9001_Certification.pdf | https://www.unikeyic.com/products/wire-to-board-terminal-blocks/257-503/8640849.html
257-556 | WAGO | 25: 2.482 125: 2.4465 250: 2.3402 |  |  | Steel - Nickel Plated | Gray | [5 empty] | Electrolytic Copper - Tin Plated | 15 A |  |  | Push Button Actuated |  |  | Polyamide (PA66), Nylon 6/6 |  |  | Horizontal with Board | 1 (Unlimited) |  | Through Hole | 1 |  |  | -60°C ~ 105°C | Box | 0.300" (7.62mm) | 6 |  |  |  | - | - | 257 |  |  | - | 300 V |  | 12-28 AWG | Screwless - Push Button Clamp | 20000 | https://www.unikeyic.com/media/datasheet/de/f8/c278/de/27a530564e04d7a07df95ea5f7b10338.pdf | https://www.unikeyic.com/products/wire-to-board-terminal-blocks/257-556/12061304.html
257-605 | WAGO | 20: 2.2325 100: 2.2007 200: 2.105 |  |  | Steel - Nickel Plated | Gray | [5 empty] | Electrolytic Copper - Tin Plated | 15 A |  |  | Push Button Actuated |  |  | Polyamide (PA66), Nylon 6/6 |  |  | Horizontal with Board | 1 (Unlimited) |  | Through Hole | 1 |  |  | -60°C ~ 105°C | Box | 0.400" (10.16mm) | 5 |  |  |  | - | - | 257 |  |  | - | 300 V |  | 12-28 AWG | Screwless - Push Button Clamp | 20000 | https://www.unikeyic.com/media/datasheet/50/5e/16bd/50/4aa1dbe32b213e476a2f1aa269338ab7.pdf | https://www.unikeyic.com/products/wire-to-board-terminal-blocks/257-605/638999.html
257-607 | WAGO | 15: 3.0516 75: 3.008 150: 2.8772 |  |  | Steel - Nickel Plated | Gray | [5 empty] | Electrolytic Copper - Tin Plated | 15 A |  |  | Push Button Actuated |  |  | Polyamide (PA66), Nylon 6/6 |  |  | Horizontal with Board | 1 (Unlimited) |  | Through Hole | 1 |  |  | -60°C ~ 105°C | Box | 0.400" (10.16mm) | 7 |  | 15608358 |  | - | - | 257 |  |  | - | 300 V |  | 12-28 AWG | Screwless - Push Button Clamp | 20000 | https://www.unikeyic.com/media/about_us/Unikey_ISO_9001_Certification.pdf | https://www.unikeyic.com/products/wire-to-board-terminal-blocks/257-607/455016.html
257-652 | WAGO | 55: 1.0103 275: 0.9958 550: 0.9525 |  |  | Steel - Nickel Plated | Gray | [5 empty] | Electrolytic Copper - Tin Plated | 15 A |  |  | Push Button Actuated |  |  | Polyamide (PA66), Nylon 6/6 |  |  | Horizontal with Board | 1 (Unlimited) |  | Through Hole | 1 |  |  | -60°C ~ 105°C | Box | 0.400" (10.16mm) | 2 |  | 15527690 |  | - | - | 257 |  |  | - | 300 V |  | 12-28 AWG | Screwless - Push Button Clamp | 20000 | https://www.unikeyic.com/media/datasheet/1b/7b/2761/1b/a48013a00d66e1252b5b9b7db51ec754.pdf | https://www.unikeyic.com/products/wire-to-board-terminal-blocks/257-652/2206326.html
257-655 | WAGO | 20: 2.2325 100: 2.2007 200: 2.105 |  |  | Steel - Nickel Plated | Gray | [5 empty] | Electrolytic Copper - Tin Plated | 15 A |  |  | Push Button Actuated |  |  | Polyamide (PA66), Nylon 6/6 |  |  | Horizontal with Board | 1 (Unlimited) |  | Through Hole | 1 |  |  | -60°C ~ 105°C | Box | 0.400" (10.16mm) | 5 |  |  |  | - | - | 257 |  |  | - | 300 V |  | 12-28 AWG | Screwless - Push Button Clamp | 20000 | https://www.unikeyic.com/media/datasheet/3a/49/555b/3a/0249ba7920a87fbf5743402301e139c3.pdf | https://www.unikeyic.com/products/wire-to-board-terminal-blocks/257-655/33996905.html
257-742 | WAGO | 100: 0.4116 500: 0.4057 1,000: 0.3881 |  |  | Steel - Nickel Plated | Gray | [5 empty] | Electrolytic Copper - Tin Plated | 15 A |  |  | Push Button Actuated |  |  | Polyamide (PA66), Nylon 6/6 |  |  | Horizontal with Board | 1 (Unlimited) |  | Through Hole | 1 |  |  | -60°C ~ 105°C | Box | - | 1 |  | 15542167 |  | - | - | 257 |  |  | - | 300 V |  | 12-28 AWG | Screwless - Push Button Clamp | 20000 | https://www.unikeyic.com/media/about_us/Unikey_ISO_9001_Certification.pdf | https://www.unikeyic.com/products/wire-to-board-terminal-blocks/257-742/11951266.html
257-743 | WAGO | 100: 0.4116 500: 0.4057 1,000: 0.3881 |  |  | Steel - Nickel Plated | Gray | [5 empty] | Electrolytic Copper - Tin Plated | 15 A |  |  | Push Button Actuated |  |  | Polyamide (PA66), Nylon 6/6 |  |  | Horizontal with Board | 1 (Unlimited) |  | Through Hole | 1 |  |  | -60°C ~ 105°C | Box | - | 1 |  |  |  | - | - | 257 |  |  | - | 300 V |  | 12-28 AWG | Screwless - Push Button Clamp | 20000 | https://www.unikeyic.com/media/about_us/Unikey_ISO_9001_Certification.pdf | https://www.unikeyic.com/products/wire-to-board-terminal-blocks/257-743/6747357.html
257-743/999-950 | WAGO | 100: 0.7608 500: 0.7499 1,000: 0.7173 |  |  | Steel - Nickel Plated | Gray | [5 empty] | Electrolytic Copper - Tin Plated |  |  |  | Push Button Actuated |  |  | Polyamide (PA66), Nylon 6/6 |  |  | Horizontal with Board | 1 (Unlimited) |  | Through Hole | 1 |  |  | -60°C ~ 105°C | Box | - | 1 |  |  |  | - | - | 257 |  |  | - |  |  | 12-28 AWG | Screwless - Push Button Clamp | 20000 | https://www.unikeyic.com/media/about_us/Unikey_ISO_9001_Certification.pdf | https://www.unikeyic.com/products/wire-to-board-terminal-blocks/257-743-999-950/26593555.html
257-750 | WAGO | 1: 76.5324 | WAGO 257-750 Printed circuit board connector |  | Steel - Nickel Plated | Red | [5 empty] | Electrolytic Copper - Tin Plated | 15 A |  |  | Push Button Actuated |  |  | Polyamide (PA66), Nylon 6/6 |  |  | Horizontal with Board | 1 (Unlimited) |  | Through Hole | 1 |  |  | -60°C ~ 105°C | Box | - | 1 |  |  |  | - | - | 257 |  |  | - | 300 V |  | 12-28 AWG | Screwless - Push Button Clamp | 297 | https://www.unikeyic.com/media/about_us/Unikey_ISO_9001_Certification.pdf | https://www.unikeyic.com/products/wire-to-board-terminal-blocks/257-750/11221374.html
257-766 | WAGO | 205: 0.539 638: 0.517 | 1 Position Wire to Board Terminal Block Horizontal with Board Through Hole |  | Steel - Nickel Plated | Orange | [5 empty] | Electrolytic Copper - Tin Plated | 15 A |  |  | Push Button Actuated |  |  | Polyamide (PA66), Nylon 6/6 |  |  | Horizontal with Board | 1 (Unlimited) |  | Through Hole | 1 |  |  | -60°C ~ 105°C | Box | - | 1 |  | 15555778 |  | - | - | 257 |  |  | - | 300 V |  | 12-28 AWG | Screwless - Push Button Clamp | 1145 | https://www.unikeyic.com/media/about_us/Unikey_ISO_9001_Certification.pdf | https://www.unikeyic.com/products/wire-to-board-terminal-blocks/257-766/8643431.html
257-767 | WAGO | 100: 0.4636 500: 0.4569 1,000: 0.4371 |  |  | Steel - Nickel Plated | Green | [5 empty] | Electrolytic Copper - Tin Plated | 15 A |  |  | Push Button Actuated |  |  | Polyamide (PA66), Nylon 6/6 |  |  | Horizontal with Board | 1 (Unlimited) |  | Through Hole | 1 |  |  | -60°C ~ 105°C | Box | - | 1 |  |  |  | - | - | 257 |  |  | - | 300 V |  | 12-28 AWG | Screwless - Push Button Clamp | 20000 | https://www.unikeyic.com/media/about_us/Unikey_ISO_9001_Certification.pdf | https://www.unikeyic.com/products/wire-to-board-terminal-blocks/257-767/32587612.html
257-846 | WAGO | 100: 0.4012 500: 0.3955 1,000: 0.3783 |  |  | Steel - Nickel Plated | Orange | [5 empty] | Electrolytic Copper - Tin Plated | 15 A |  |  | Push Button Actuated |  |  | Polyamide (PA66), Nylon 6/6 |  |  | Horizontal with Board | 1 (Unlimited) |  | Through Hole | 1 |  |  | -60°C ~ 105°C | Box | - | 1 |  | 15527762 |  | - | - | 257 |  |  | - | 300 V |  | 12-28 AWG | Screwless - Push Button Clamp | 20000 | https://www.unikeyic.com/media/datasheet/37/4c/c1f3/37/fa2a16a425c5005451e3c128538e9db1.pdf | https://www.unikeyic.com/products/wire-to-board-terminal-blocks/257-846/22726395.html
257-847 | WAGO | 100: 0.4116 500: 0.4057 1,000: 0.3881 |  |  | Steel - Nickel Plated | Green | [5 empty] | Electrolytic Copper - Tin Plated | 15 A |  |  | Push Button Actuated |  |  | Polyamide (PA66), Nylon 6/6 |  |  | Horizontal with Board | 1 (Unlimited) |  | Through Hole | 1 |  |  | -60°C ~ 105°C | Box | - | 1 |  | 15547646 |  | - | - | 257 |  |  | - | 300 V |  | 12-28 AWG | Screwless - Push Button Clamp | 20000 | https://www.unikeyic.com/media/about_us/Unikey_ISO_9001_Certification.pdf | https://www.unikeyic.com/products/wire-to-board-terminal-blocks/257-847/2223313.html
257-860 | WAGO | 100: 0.4636 500: 0.4569 1,000: 0.4371 |  |  | Steel - Nickel Plated | Red | [5 empty] | Electrolytic Copper - Tin Plated | 15 A |  |  | Push Button Actuated |  |  | Polyamide (PA66), Nylon 6/6 |  |  | Horizontal with Board |  |  | Through Hole | 1 |  |  | -60°C ~ 105°C | Bulk | - | 1 |  |  |  | - | - | 257 |  |  | - | 300 V |  | 12-28 AWG | Screwless - Push Button Clamp | 20000 | https://www.unikeyic.com/media/about_us/Unikey_ISO_9001_Certification.pdf | https://www.unikeyic.com/products/wire-to-board-terminal-blocks/257-860/3375582.html
257-862 | WAGO | 100: 0.5446 500: 0.5368 1,000: 0.5135 | Conn Modular Terminal Block 1 POS Solder ST Thru-Hole 16A Box |  | Steel - Nickel Plated | Gray | [5 empty] | Electrolytic Copper - Tin Plated | 15 A |  |  | Push Button Actuated |  |  | Polyamide (PA66), Nylon 6/6 |  |  | Horizontal with Board | 1 (Unlimited) |  | Through Hole | 1 |  |  | -60°C ~ 105°C | Box | - | 1 |  |  |  | - | - | 257 |  |  | - | 300 V |  | 12-28 AWG | Screwless - Push Button Clamp | 20000 | https://www.unikeyic.com/media/datasheet/af/df/e308/af/ae61f8b710eef4819321548f9750c547.pdf | https://www.unikeyic.com/products/wire-to-board-terminal-blocks/257-862/9210890.html
2601-1108 | WAGO | 50: 5.0032 150: 4.9324 300: 4.8144 |  |  | Steel - Nickel Plated | Gray | [5 empty] | Electrolytic Copper - Tin Plated | 10 A |  |  | Lever Actuated |  |  | Polyamide (PA66), Nylon 6/6 |  |  | Horizontal with Board | 1 (Unlimited) |  | Through Hole | 1 |  |  | -60°C ~ 105°C | Box | 0.138" (3.50mm) | 8 |  |  |  | - | - | 2601 |  |  | - | 300 V |  | 16-26 AWG | Screwless - Leg Spring, Push-In Spring | 2124 | https://www.unikeyic.com/media/datasheet/e8/4c/39dc/e84c39dc6888a8d681abc0da5c2f8188.pdf | https://www.unikeyic.com/products/wire-to-board-terminal-blocks/2601-1108/25287080.html
2604-1106 | WAGO | 1: 6.0483 | Wago PCB Terminal Block, 6-Channel, 5mm Pitch, TH |  | Steel - Nickel Plated | Gray | [5 empty] | Electrolytic Copper - Tin Plated | 20 A |  |  | Lever Actuated |  |  | Polyamide (PA66), Nylon 6/6 |  |  | Horizontal with Board | 1 (Unlimited) |  | Through Hole | 1 |  |  | -60°C ~ 105°C | Box | 0.197" (5.00mm) | 6 |  |  |  | - | - | 2604 |  |  | - | 300 V |  | 12-24 AWG | Screwless - Spring Cage, Tension Clamp | 1 | https://www.unikeyic.com/media/datasheet/a0/8f/c405/a0/a69c13aade98113e7ead19c926108d11.pdf | https://www.unikeyic.com/products/wire-to-board-terminal-blocks/2604-1106/18798087.html
2604-1302 | WAGO | 71: 1.551 222: 1.474 887: 1.408 2,216: 1.353 6,646: 1.298 | PCB terminal block, operating lever, 4 mm2, Pin spacing 7.5 mm, 2-pole, Push-in Cage Clamp |  | Steel - Nickel Plated | Gray | [5 empty] | Electrolytic Copper - Tin Plated | 20 A |  |  | Lever Actuated |  |  | Polyamide (PA66), Nylon 6/6 |  |  | Horizontal with Board | 1 (Unlimited) |  | Through Hole | 1 |  |  | -60°C ~ 105°C | Box | 0.295" (7.50mm) | 2 |  | 15539882 |  | - | - | 2604 |  |  | - | 300 V |  | 12-24 AWG | Screwless - Spring Cage, Tension Clamp | 17533 | https://www.unikeyic.com/media/datasheet/59/02/5de0/59/410ed3597af68ac84b0c86857cce1c29.pdf | https://www.unikeyic.com/products/wire-to-board-terminal-blocks/2604-1302/20184910.html
2604-1306 | WAGO | 1: 13.0647 10: 9.2737 25: 8.2109 50: 7.5685 100: 7.049 250: 6.5207 500: 6.2185 1,000: 5.9828 | PCB TERMINAL BLOCK, LEVER, 4 MM, |  | Steel - Nickel Plated | Gray | [5 empty] | Electrolytic Copper - Tin Plated | 20 A |  |  | Lever Actuated |  |  | Polyamide (PA66), Nylon 6/6 |  |  | Horizontal with Board | 1 (Unlimited) |  | Through Hole | 1 |  |  | -60°C ~ 105°C | Box | 0.295" (7.50mm) | 6 |  | 15571855 |  | - | - | 2604 |  |  | - | 300 V |  | 12-24 AWG | Screwless - Spring Cage, Tension Clamp | 24 | https://www.unikeyic.com/media/datasheet/f0/80/31d0/f0/fe7d357456c7db4fbe5d6273ef365c8e.pdf | https://www.unikeyic.com/products/wire-to-board-terminal-blocks/2604-1306/25647148.html
2604-1502 | WAGO | 1: 5.7385 10: 4.0718 25: 3.5699 50: 3.2589 100: 3.0029 250: 2.7382 500: 2.5848 1,000: 2.4642 | PCB Terminal Block, Operating Lever, 4mm², 11.5mm Pitch, 2-Pole, Push-in Cage Clamp |  | Steel - Nickel Plated | Gray | [5 empty] | Electrolytic Copper - Tin Plated | 20 A |  |  | Lever Actuated |  |  | Polyamide (PA66), Nylon 6/6 |  |  | Horizontal with Board | 1 (Unlimited) |  | Through Hole | 1 |  |  | -60°C ~ 105°C | Box | 0.453" (11.50mm) | 2 |  |  |  | - | - | 2604 |  |  | - | 600 V |  | 12-24 AWG | Screwless - Spring Cage, Tension Clamp | 275 | https://www.unikeyic.com/media/datasheet/bb/b6/8385/bb/f80f40100d0286559a5d3073324ea2f2.pdf | https://www.unikeyic.com/products/wire-to-board-terminal-blocks/2604-1502/31006642.html
2604-1512 | WAGO | 15: 17.3449 75: 17.0971 150: 16.3537 |  |  | Steel - Nickel Plated | Gray | [5 empty] | Electrolytic Copper - Tin Plated | 20 A |  |  | Lever Actuated |  |  | Polyamide (PA66), Nylon 6/6 |  |  | Horizontal with Board | 1 (Unlimited) |  | Through Hole | 1 |  |  | -60°C ~ 105°C | Box | 0.453" (11.50mm) | 12 |  |  |  | - | - | 2604 |  |  | - | 600 V |  | 12-24 AWG | Screwless - Spring Cage, Tension Clamp | 20000 | https://www.unikeyic.com/media/datasheet/2f/4b/7cec/2f/095c3c03cc4611ad2b7d716d95681668.pdf | https://www.unikeyic.com/products/wire-to-board-terminal-blocks/2604-1512/5554306.html
2604-3101 | WAGO | 10: 1.195 100: 1.1737 500: 1.1737 1,000: 1.1524 2,500: 1.1524 | PCB Terminal Block, Lever, 4 mm², Pin Spacing 5 mm, 1-Pole, Push-in Cage Clamp |  | Steel - Nickel Plated | Gray | [5 empty] | Electrolytic Copper - Tin Plated | 20 A |  |  | Lever Actuated |  |  | Polyamide (PA66), Nylon 6/6 |  |  | Vertical with Board | 1 (Unlimited) |  | Through Hole | 1 |  |  | -60°C ~ 105°C | Box | - | 1 |  |  |  | - | - | 2604 |  |  | - | 300 V |  | 12-24 AWG | Screwless - Spring Cage, Tension Clamp | 381 | https://www.unikeyic.com/media/datasheet/96/31/bf3c/96/1a56e5ee1d0198b5648083ee92611f30.pdf | https://www.unikeyic.com/products/wire-to-board-terminal-blocks/2604-3101/10725120.html
2604-3105 | WAGO | 1: 5.6988 10: 5.0149 100: 5.0149 250: 4.9237 500: 4.9237 1,000: 4.9237 | Wago PCB Terminal Block, 5-Pos, 5mm Pitch, TH |  | Steel - Nickel Plated | Gray | [5 empty] | Electrolytic Copper - Tin Plated | 20 A |  |  | Lever Actuated |  |  | Polyamide (PA66), Nylon 6/6 |  |  | Vertical with Board | 1 (Unlimited) |  | Through Hole | 1 |  |  | -60°C ~ 105°C | Box | 0.197" (5.00mm) | 5 |  | 15551087 |  | - | - | 2604 |  |  | - | 300 V |  | 12-24 AWG | Screwless - Spring Cage, Tension Clamp | 69 | https://www.unikeyic.com/media/datasheet/38/fb/96a7/38/a2302704cf4f32c0e2acfeb2b5cc822b.pdf | https://www.unikeyic.com/products/wire-to-board-terminal-blocks/2604-3105/21250891.html
2604-3304 | WAGO | 1: 4.728 |  |  | Steel - Nickel Plated | Gray | [5 empty] | Electrolytic Copper - Tin Plated | 20 A |  |  | Lever Actuated |  |  | Polyamide (PA66), Nylon 6/6 |  |  | Vertical with Board | 1 (Unlimited) |  | Through Hole | 1 |  |  | -60°C ~ 105°C | Box | 0.295" (7.50mm) | 4 |  |  |  | - | - | 2604 |  |  | - | 300 V |  | 12-24 AWG | Screwless - Spring Cage, Tension Clamp | 60 | https://www.unikeyic.com/media/datasheet/e3/7e/0958/e3/a9c5bca856214e9771d3251323dc918f.pdf | https://www.unikeyic.com/products/wire-to-board-terminal-blocks/2604-3304/673968.html
2604-3307 | WAGO | 40: 8.5934 200: 8.4707 400: 8.1024 |  |  | Steel - Nickel Plated | Gray | [5 empty] | Electrolytic Copper - Tin Plated | 20 A |  |  | Lever Actuated |  |  | Polyamide (PA66), Nylon 6/6 |  |  | Vertical with Board | 1 (Unlimited) |  | Through Hole | 1 |  |  | -60°C ~ 105°C | Box | 0.295" (7.50mm) | 7 |  |  |  | - | - | 2604 |  |  | - | 300 V |  | 12-24 AWG | Screwless - Spring Cage, Tension Clamp | 20000 | https://www.unikeyic.com/media/datasheet/1a/9d/d988/1a/c93dd7a4d623bfd797a64cc2b9283bbd.pdf | https://www.unikeyic.com/products/wire-to-board-terminal-blocks/2604-3307/7225159.html
2604-3311 | WAGO | 13: 8.602 40: 8.195 160: 7.821 | 11 Position Wire to Board Terminal Block Vertical with Board 0.295 (7.50mm) Through Hole |  | Steel - Nickel Plated | Gray | [5 empty] | Electrolytic Copper - Tin Plated | 20 A |  |  | Lever Actuated |  |  | Polyamide (PA66), Nylon 6/6 |  |  | Vertical with Board | 1 (Unlimited) |  | Through Hole | 1 |  |  | -60°C ~ 105°C | Box | 0.295" (7.50mm) | 11 |  | 15555554 |  | - | - | 2604 |  |  | - | 300 V |  | 12-24 AWG | Screwless - Spring Cage, Tension Clamp | 370 | https://www.unikeyic.com/media/about_us/Unikey_ISO_9001_Certification.pdf | https://www.unikeyic.com/products/wire-to-board-terminal-blocks/2604-3311/11867367.html
2604-3312 | WAGO | 25: 14.682 125: 14.4723 250: 13.8431 |  |  | Steel - Nickel Plated | Gray | [5 empty] | Electrolytic Copper - Tin Plated | 20 A |  |  | Lever Actuated |  |  | Polyamide (PA66), Nylon 6/6 |  |  | Vertical with Board | 1 (Unlimited) |  | Through Hole | 1 |  |  | -60°C ~ 105°C | Box | 0.295" (7.50mm) | 12 |  | 15567951 |  | - | - | 2604 |  |  | - | 300 V |  | 12-24 AWG | Screwless - Spring Cage, Tension Clamp | 20000 | https://www.unikeyic.com/media/datasheet/f2/13/9917/f2/2009d61968a724158ebd2ea7396b433f.pdf | https://www.unikeyic.com/products/wire-to-board-terminal-blocks/2604-3312/25478907.html
2604-3512 | WAGO | 15: 17.3449 75: 17.0971 150: 16.3537 |  |  | Steel - Nickel Plated | Gray | [5 empty] | Electrolytic Copper - Tin Plated | 20 A |  |  | Lever Actuated |  |  | Polyamide (PA66), Nylon 6/6 |  |  | Vertical with Board | 1 (Unlimited) |  | Through Hole | 1 |  |  | -60°C ~ 105°C | Box | 0.453" (11.50mm) | 12 |  | 15527299 |  | - | - | 2604 |  |  | - | 600 V |  | 12-24 AWG | Screwless - Spring Cage, Tension Clamp | 20000 | https://www.unikeyic.com/media/datasheet/d4/cb/c31e/d4/d9b737b1f37d599878acd77a508f53cd.pdf | https://www.unikeyic.com/products/wire-to-board-terminal-blocks/2604-3512/29565051.html
2606-1102/010-000 | WAGO | 1: 7.8454 10: 5.5586 25: 4.8899 50: 4.4797 100: 4.1442 250: 3.7997 500: 3.6011 1,000: 3.4455 | 2 Terminal block - level、 0.295" (7.50mm) Through-hole type |  | Steel - Nickel Plated | Gray | [5 empty] | Electrolytic Copper - Tin Plated | 31 A |  |  | Lever Actuated |  |  | Polyamide (PA66), Nylon 6/6 |  |  | Horizontal with Board | 1 (Unlimited) |  | Through Hole | 1 |  |  | -60°C ~ 105°C | Box | 0.295" (7.50mm) | 2 |  | 15541839 |  | - | - | 2606 |  |  | - | 600 V |  | 8-24 AWG | Screwless - Spring Cage, Tension Clamp | 28 | https://www.unikeyic.com/media/about_us/Unikey_ISO_9001_Certification.pdf | https://www.unikeyic.com/products/wire-to-board-terminal-blocks/2606-1102-010-000/18004443.html
2606-1102/020-006 | WAGO | 1: 4.8916 |  |  | Steel - Nickel Plated | Blue | [5 empty] | Electrolytic Copper - Tin Plated | 31 A |  |  | Lever Actuated |  |  | Polyamide (PA66), Nylon 6/6 |  |  | Horizontal with Board | 1 (Unlimited) |  | Through Hole | 1 |  |  | -60°C ~ 105°C | Bulk | 0.295" (7.50mm) | 2 |  | 15546053 |  | - | - | 2606 |  |  | - | 600 V |  | 8-24 AWG | Screwless - Spring Cage, Tension Clamp | 77 | https://www.unikeyic.com/media/about_us/Unikey_ISO_9001_Certification.pdf | https://www.unikeyic.com/products/wire-to-board-terminal-blocks/2606-1102-020-006/12276044.html
2606-1104/010-000 | WAGO | 54: 8.1715 270: 8.0547 540: 7.7045 | PCB Terminal Block, operating lever, 6 mm2, Pin spacing 7.5 mm, 4-pole, Push-in Cage Clamp |  | Steel - Nickel Plated | Gray | [5 empty] | Electrolytic Copper - Tin Plated | 31 A |  |  | Lever Actuated |  |  | Polyamide (PA66), Nylon 6/6 |  |  | Horizontal with Board | 1 (Unlimited) |  | Through Hole | 1 |  |  | -60°C ~ 105°C | Box | 0.295" (7.50mm) | 4 |  | 15538173 |  | - | - | 2606 |  |  | - | 600 V |  | 8-24 AWG | Screwless - Leg Spring, Push-In Spring | 79 | https://www.unikeyic.com/media/about_us/Unikey_ISO_9001_Certification.pdf | https://www.unikeyic.com/products/wire-to-board-terminal-blocks/2606-1104-010-000/31740187.html
2606-1104/020-000 | WAGO | 1: 8.02 10: 7.3516 100: 7.218 250: 7.218 500: 7.218 1,000: 7.218 | Wago PCB Terminal Block, 4-Ch, 7.5mm Pitch TH |  | Steel - Nickel Plated | Gray | [5 empty] | Electrolytic Copper - Tin Plated | 31 A |  |  | Lever Actuated |  |  | Polyamide (PA66), Nylon 6/6 |  |  | Horizontal with Board | 1 (Unlimited) |  | Through Hole | 1 |  |  | -60°C ~ 105°C | Box | 0.295" (7.50mm) | 4 |  |  |  | - | - | 2606 |  |  | - | 600 V |  | 8-24 AWG | Screwless - Spring Cage, Tension Clamp | 53 | https://www.unikeyic.com/media/datasheet/60/05/6e51/60/2dcf95375c1d919d2a127cddcf1d7ef0.pdf | https://www.unikeyic.com/products/wire-to-board-terminal-blocks/2606-1104-020-000/25553956.html
2606-1354 | WAGO | 16: 7.139 55: 6.798 | 4 Position Wire to Board Terminal Block Horizontal with Board 0.492 (12.50mm) Through Hole |  | Steel - Nickel Plated | Gray | [5 empty] | Electrolytic Copper - Tin Plated | 42 A |  |  | Lever Actuated |  |  | Polyamide (PA66), Nylon 6/6 |  |  | Horizontal with Board | 1 (Unlimited) |  | Through Hole | 1 |  |  | -60°C ~ 105°C | Box | 0.492" (12.50mm) | 4 |  | 15569173 |  | - | - | 2606 |  |  | - | 600 V |  | 8-24 AWG | Screwless - Spring Cage, Tension Clamp | 142 | https://www.unikeyic.com/media/about_us/Unikey_ISO_9001_Certification.pdf | https://www.unikeyic.com/products/wire-to-board-terminal-blocks/2606-1354/33008954.html
2606-1355 | WAGO | 14: 8.107 43: 7.722 170: 7.37 425: 7.051 1,273: 6.754 | 5 Position Wire to Board Terminal Block Horizontal with Board 0.492 (12.50mm) Through Hole |  | Steel - Nickel Plated | Gray | [5 empty] | Electrolytic Copper - Tin Plated | 42 A |  |  | Lever Actuated |  |  | Polyamide (PA66), Nylon 6/6 |  |  | Horizontal with Board | 1 (Unlimited) |  | Through Hole | 1 |  |  | -60°C ~ 105°C | Box | 0.492" (12.50mm) | 5 |  |  |  | - | - | 2606 |  |  | - | 600 V |  | 8-24 AWG | Screwless - Spring Cage, Tension Clamp | 1526 | https://www.unikeyic.com/media/about_us/Unikey_ISO_9001_Certification.pdf | https://www.unikeyic.com/products/wire-to-board-terminal-blocks/2606-1355/32976836.html
2606-1361 | WAGO | 1: 40.9408 10: 40.9408 25: 40.1964 100: 40.1964 250: 40.1964 500: 40.1964 | 11 Position Wire to Board Terminal Block Horizontal with Board 0.492 (12.50mm) Through Hole |  | Steel - Nickel Plated | Gray | [5 empty] | Electrolytic Copper - Tin Plated | 42 A |  |  | Lever Actuated |  |  | Polyamide (PA66), Nylon 6/6 |  |  | Horizontal with Board | 1 (Unlimited) |  | Through Hole | 1 |  |  | -60°C ~ 105°C | Box | 0.492" (12.50mm) | 11 |  | 15575327 |  | - | - | 2606 |  |  | - | 600 V |  | 8-24 AWG | Screwless - Spring Cage, Tension Clamp | 35 | https://www.unikeyic.com/media/about_us/Unikey_ISO_9001_Certification.pdf | https://www.unikeyic.com/products/wire-to-board-terminal-blocks/2606-1361/28952902.html
2606-3102/020-000 | WAGO | 1: 4.268 10: 3.7558 100: 3.7558 250: 3.6876 500: 3.6876 1,000: 3.6876 | PCB Terminal Block, Operating Lever, 6mm², 7.5mm Pitch, 2-Pole, Push-in Cage Clamp |  | Steel - Nickel Plated | Gray | [5 empty] | Electrolytic Copper - Tin Plated | 31 A |  |  | Lever Actuated |  |  | Polyamide (PA66), Nylon 6/6 |  |  | Vertical with Board | 1 (Unlimited) |  | Through Hole | 1 |  |  | -60°C ~ 105°C | Box | 0.295" (7.50mm) | 2 |  |  |  | - | - | 2606 |  |  | - | 600 V |  | 8-24 AWG | Screwless - Leg Spring, Push-In Spring | 315 | https://www.unikeyic.com/media/datasheet/59/24/6d2f/59246d2f9d785fa90f58e109fb068f64.pdf | https://www.unikeyic.com/products/wire-to-board-terminal-blocks/2606-3102-020-000/5219215.html
2606-3106/020-000 | WAGO | 14: 7.898 44: 7.524 | PCB Terminal Block, operating lever, 6 mm2, Pin spacing 7.5 mm, 6-pole, Push-in Cage Clamp |  | Steel - Nickel Plated | Gray | [5 empty] | Electrolytic Copper - Tin Plated | 31 A |  |  | Lever Actuated |  |  | Polyamide (PA66), Nylon 6/6 |  |  | Vertical with Board | 1 (Unlimited) |  | Through Hole | 1 |  |  | -60°C ~ 105°C | Box | 0.295" (7.50mm) | 6 |  |  |  | - | - | 2606 |  |  | - | 600 V |  | 8-24 AWG | Screwless - Spring Cage, Tension Clamp | 128 | https://www.unikeyic.com/media/datasheet/26/d8/b2d7/26/630ed010fd08483532cf796989310c42.pdf | https://www.unikeyic.com/products/wire-to-board-terminal-blocks/2606-3106-020-000/7203736.html
2606-3352 | WAGO | 35: 3.234 | 2 Position Wire to Board Terminal Block Vertical with Board 0.492 (12.50mm) Through Hole |  | Steel - Nickel Plated | Gray | [5 empty] | Electrolytic Copper - Tin Plated | 42 A |  |  | Lever Actuated |  |  | Polyamide (PA66), Nylon 6/6 |  |  | Vertical with Board | 1 (Unlimited) |  | Through Hole | 1 |  |  | -60°C ~ 105°C | Box | 0.492" (12.50mm) | 2 |  |  |  | - | - | 2606 |  |  | - | 600 V |  | 8-24 AWG | Screwless - Spring Cage, Tension Clamp | 80 | https://www.unikeyic.com/media/about_us/Unikey_ISO_9001_Certification.pdf | https://www.unikeyic.com/products/wire-to-board-terminal-blocks/2606-3352/9939758.html
2606-3353 | WAGO | 1: 5.9843 |  |  | Steel - Nickel Plated | Gray | [5 empty] | Electrolytic Copper - Tin Plated | 42 A |  |  | Lever Actuated |  |  | Polyamide (PA66), Nylon 6/6 |  |  | Vertical with Board | 1 (Unlimited) |  | Through Hole | 1 |  |  | -60°C ~ 105°C | Box | 0.492" (12.50mm) | 3 |  |  |  | - | - | 2606 |  |  | - | 600 V |  | 8-24 AWG | Screwless - Spring Cage, Tension Clamp | 48 | https://www.unikeyic.com/media/about_us/Unikey_ISO_9001_Certification.pdf | https://www.unikeyic.com/products/wire-to-board-terminal-blocks/2606-3353/34814257.html
2616-1101/000-005/8000-004 | WAGO | 38: 2.904 119: 2.772 473: 2.64 | 1 Position Wire to Board Terminal Block Horizontal with Board Through Hole |  | Steel - Nickel Plated | Red | [5 empty] | Electrolytic Copper - Tin Plated | 78 A |  |  | Lever Actuated |  |  | Polyamide (PA66), Nylon 6/6 |  |  | Horizontal with Board | 1 (Unlimited) |  | Through Hole | 1 |  |  | -60°C ~ 105°C | Box | - | 1 |  |  |  | - | - | 2616 |  |  | - | 600 V |  | 4-18 AWG | Screwless - Leg Spring, Push-In Spring | 693 | https://www.unikeyic.com/media/about_us/Unikey_ISO_9001_Certification.pdf | https://www.unikeyic.com/products/wire-to-board-terminal-blocks/2616-1101-000-005-8000-004/9675300.html
2616-1102/020-023 | WAGO | 54: 8.9759 270: 8.8477 540: 8.463 |  |  | Steel - Nickel Plated | Green | [5 empty] | Electrolytic Copper - Tin Plated | 66 A |  |  | Lever Actuated |  |  | Polyamide (PA66), Nylon 6/6 |  |  | Horizontal with Board | 1 (Unlimited) |  | Through Hole | 1 |  |  | -60°C ~ 105°C | Box | 0.394" (10.00mm) | 2 |  |  |  | - | - | 2616 |  |  | - | 600 V |  | 4-18 AWG | Screwless - Leg Spring, Push-In Spring | 20000 | https://www.unikeyic.com/media/about_us/Unikey_ISO_9001_Certification.pdf | https://www.unikeyic.com/products/wire-to-board-terminal-blocks/2616-1102-020-023/20120721.html
2616-1103/010-000 | WAGO | 16: 7.216 48: 6.864 191: 6.556 477: 6.27 1,431: 6.006 | 3 Position Wire to Board Terminal Block Horizontal with Board 0.394 (10.00mm) Through Hole |  | Steel - Nickel Plated | Gray | [5 empty] | Electrolytic Copper - Tin Plated | 66 A |  |  | Lever Actuated |  |  | Polyamide (PA66), Nylon 6/6 |  |  | Horizontal with Board | 1 (Unlimited) |  | Through Hole | 1 |  |  | -60°C ~ 105°C | Box | 0.394" (10.00mm) | 3 |  | 15537747 |  | - | - | 2616 |  |  | - | 600 V |  | 4-18 AWG | Screwless - Leg Spring, Push-In Spring | 15744 | https://www.unikeyic.com/media/about_us/Unikey_ISO_9001_Certification.pdf | https://www.unikeyic.com/products/wire-to-board-terminal-blocks/2616-1103-010-000/19045281.html
2616-1352 | WAGO | 10: 9.5601 44: 8.8613 |  |  | Steel - Nickel Plated | Gray | [5 empty] | Electrolytic Copper - Tin Plated | 78 A |  |  | Lever Actuated |  |  | Polyamide (PA66), Nylon 6/6 |  |  | Horizontal with Board | 1 (Unlimited) |  | Through Hole | 1 |  |  | -60°C ~ 105°C | Box | 0.591" (15.00mm) | 2 |  | 15522075 |  | - | - | 2616 |  |  | - | 300 V |  | 4-18 AWG | Screwless - Leg Spring, Push-In Spring | 21 | https://www.unikeyic.com/media/about_us/Unikey_ISO_9001_Certification.pdf | https://www.unikeyic.com/products/wire-to-board-terminal-blocks/2616-1352/6663184.html
2616-3101 | WAGO | 96: 4.488 480: 4.4239 960: 4.2315 |  |  | Steel - Nickel Plated | Gray | [5 empty] | Electrolytic Copper - Tin Plated | 78 A |  |  | Lever Actuated |  |  | Polyamide (PA66), Nylon 6/6 |  |  | Vertical with Board | 1 (Unlimited) |  | Through Hole | 1 |  |  | -60°C ~ 105°C | Box | - | 1 |  | 15527467 |  | - | - | 2616 |  |  | - | 600 V |  | 4-18 AWG | Screwless - Leg Spring, Push-In Spring | 20000 | https://www.unikeyic.com/media/datasheet/f8/4b/f30d/f8/d58440e7455209bd6866f5f44bb6ea8d.pdf | https://www.unikeyic.com/products/wire-to-board-terminal-blocks/2616-3101/9704509.html
2624-1103 | WAGO | 1: 2.8736 10: 2.5748 100: 2.5288 250: 2.5288 500: 2.4828 1,000: 2.4828 | Wago PCB Terminal Block, 3-Channel, 5mm Pitch, Feed-Thru |  | Steel - Nickel Plated | Gray | [5 empty] | Electrolytic Copper - Tin Plated | 26 A |  |  | - |  |  | Polyamide (PA66), Nylon 6/6 |  |  | Horizontal with Board | 1 (Unlimited) |  | Through Hole | 1 |  |  | -60°C ~ 105°C | Box | 0.197" (5.00mm) | 3 |  | 15554717 |  | - | - | 2624 |  |  | - | 300 V |  | 10-24 AWG | Screwless - Leg Spring, Push-In Spring | 228 | https://www.unikeyic.com/media/datasheet/be/8c/9305/be/2af08943a9fa5cabd82f905cc95b19db.pdf | https://www.unikeyic.com/products/wire-to-board-terminal-blocks/2624-1103/12459241.html
2624-1104/000-004 | WAGO | 44: 2.541 136: 2.42 542: 2.31 | 4 Position Wire to Board Terminal Block Horizontal with Board 0.197 (5.00mm) Through Hole |  | Steel - Nickel Plated | Black | [5 empty] | Electrolytic Copper - Tin Plated | 26 A |  |  | - |  |  | Polyamide (PA66), Nylon 6/6 |  |  | Horizontal with Board | 1 (Unlimited) |  | Through Hole | 1 |  |  | -60°C ~ 105°C | Box | 0.197" (5.00mm) | 4 |  |  |  | - | - | 2624 |  |  | - | 300 V |  | 10-24 AWG | Screwless - Leg Spring, Push-In Spring | 1201 | https://www.unikeyic.com/media/about_us/Unikey_ISO_9001_Certification.pdf | https://www.unikeyic.com/products/wire-to-board-terminal-blocks/2624-1104-000-004/32572040.html
2624-1108 | WAGO | 1: 7.2023 10: 6.338 100: 6.2227 250: 6.2227 500: 6.2227 1,000: 6.2227 | PCB Terminal Block, 4 mm2, Pin spacing 5 mm, 8-pole, Push-in Cage Clamp |  | Steel - Nickel Plated | Gray | [5 empty] | Electrolytic Copper - Tin Plated | 26 A |  |  | - |  |  | Polyamide (PA66), Nylon 6/6 |  |  | Horizontal with Board | 1 (Unlimited) |  | Through Hole | 1 |  |  | -60°C ~ 105°C | Box | 0.197" (5.00mm) | 8 |  | 15554779 |  | - | - | 2624 |  |  | - | 300 V |  | 10-24 AWG | Screwless - Leg Spring, Push-In Spring | 79 | https://www.unikeyic.com/media/datasheet/ba/d0/2177/ba/0b2d683a74482cbb5cd6640a3b5893eb.pdf | https://www.unikeyic.com/products/wire-to-board-terminal-blocks/2624-1108/3209598.html
2624-1109 | WAGO | 22: 5.192 67: 4.95 265: 4.719 662: 4.521 | 9 Position Wire to Board Terminal Block Horizontal with Board 0.197 (5.00mm) Through Hole |  | Steel - Nickel Plated | Gray | [5 empty] | Electrolytic Copper - Tin Plated | 26 A |  |  | - |  |  | Polyamide (PA66), Nylon 6/6 |  |  | Horizontal with Board |  |  | Through Hole | 1 |  |  | -60°C ~ 105°C | Bulk | 0.197" (5.00mm) | 9 |  | 17886949 |  | - | - | 2624 |  |  | - | 300 V |  | 10-24 AWG | Screwless - Leg Spring, Push-In Spring | 688 | https://www.unikeyic.com/media/datasheet/e8/39/2bcb/e8/6a7284dfc2a686dd8760ab35074feb6e.pdf | https://www.unikeyic.com/products/wire-to-board-terminal-blocks/2624-1109/32091107.html
2624-1111 | WAGO | 18: 6.358 55: 6.05 217: 5.775 | 11 Position Wire to Board Terminal Block Horizontal with Board 0.197 (5.00mm) Through Hole |  | Steel - Nickel Plated | Gray | [5 empty] | Electrolytic Copper - Tin Plated | 26 A |  |  | - |  |  | Polyamide (PA66), Nylon 6/6 |  |  | Horizontal with Board | 1 (Unlimited) |  | Through Hole | 1 |  |  | -60°C ~ 105°C | Box | 0.197" (5.00mm) | 11 |  |  |  | - | - | 2624 |  |  | - | 300 V |  | 10-24 AWG | Screwless - Leg Spring, Push-In Spring | 524 | https://www.unikeyic.com/media/datasheet/aa/5a/db56/aa/0b534e96bcf6e8699d398eca10a25ef4.pdf | https://www.unikeyic.com/products/wire-to-board-terminal-blocks/2624-1111/24954358.html
2624-1112 | WAGO | 20: 5.555 | 12 Position Wire to Board Terminal Block Horizontal with Board 0.197 (5.00mm) Through Hole |  | Steel - Nickel Plated | Gray | [5 empty] | Electrolytic Copper - Tin Plated | 26 A |  |  | - |  |  | Polyamide (PA66), Nylon 6/6 |  |  | Horizontal with Board | 1 (Unlimited) |  | Through Hole | 1 |  |  | -60°C ~ 105°C | Box | 0.197" (5.00mm) | 12 |  |  |  | - | - | 2624 |  |  | - | 300 V |  | 10-24 AWG | Screwless - Leg Spring, Push-In Spring | 459 | https://www.unikeyic.com/media/datasheet/15/f1/b688/15/4369c089231fba524cc3fa9f5a858668.pdf | https://www.unikeyic.com/products/wire-to-board-terminal-blocks/2624-1112/31406010.html
2624-1304 | WAGO | 1: 7.6075 10: 5.3933 25: 4.743 50: 4.3434 100: 4.0166 250: 3.6807 500: 3.487 1,000: 3.3351 | PCB Terminal Block, 4 mm², Pin Spacing 7.5 mm, 4-Pole, Push-in Cage Clamp |  | Steel - Nickel Plated | Gray | [5 empty] | Electrolytic Copper - Tin Plated | 26 A |  |  | - |  |  | Polyamide (PA66), Nylon 6/6 |  |  | Horizontal with Board | 1 (Unlimited) |  | Through Hole | 1 |  |  | -60°C ~ 105°C | Box | 0.295" (7.50mm) | 4 |  |  |  | - | - | 2624 |  |  | - | 300 V |  | 10-24 AWG | Screwless - Leg Spring, Push-In Spring | 71 | https://www.unikeyic.com/media/datasheet/8d/74/a40c/8d/64f575cc1f07bed86216530c54dc69b9.pdf | https://www.unikeyic.com/products/wire-to-board-terminal-blocks/2624-1304/28892731.html
2624-1502 | WAGO | 74: 1.496 230: 1.43 | PCB Terminal Block, 4 mm², Pin Spacing 11.5 mm, 2-Pole, Push-in Cage Clamp |  | Steel - Nickel Plated | Gray | [5 empty] | Electrolytic Copper - Tin Plated | 26 A |  |  | - |  |  | Polyamide (PA66), Nylon 6/6 |  |  | Horizontal with Board | 1 (Unlimited) |  | Through Hole | 1 |  |  | -60°C ~ 105°C | Box | 0.453" (11.50mm) | 2 |  | 15545164 |  | - | - | 2624 |  |  | - | 600 V |  | 10-24 AWG | Screwless - Leg Spring, Push-In Spring | 340 | https://www.unikeyic.com/media/datasheet/77/69/3005/77/e13cf5c2d2a7d93c9febede58e496324.pdf | https://www.unikeyic.com/products/wire-to-board-terminal-blocks/2624-1502/26957944.html
2624-1504 | WAGO | 37: 3.003 115: 2.86 459: 2.728 1,146: 2.607 3,436: 2.497 | PCB Terminal Block, 4mm², 11.5mm Pitch, 4-Pole, Push-in Cage Clamp |  | Steel - Nickel Plated | Gray | [5 empty] | Electrolytic Copper - Tin Plated | 26 A |  |  | - |  |  | Polyamide (PA66), Nylon 6/6 |  |  | Horizontal with Board | 1 (Unlimited) |  | Through Hole | 1 |  |  | -60°C ~ 105°C | Box | 0.453" (11.50mm) | 4 |  |  |  | - | - | 2624 |  |  | - | 600 V |  | 10-24 AWG | Screwless - Leg Spring, Push-In Spring | 4633 | https://www.unikeyic.com/media/datasheet/d3/c2/2bc2/d3/3dac1fc9c6f01af4e0763fc04d54e245.pdf | https://www.unikeyic.com/products/wire-to-board-terminal-blocks/2624-1504/10386162.html
2624-1505 | WAGO | 30: 3.751 92: 3.575 367: 3.41 916: 3.267 | PCB Terminal Block, 4mm², Pitch 11.5mm, 5-Pole, Push-in Cage Clamp |  | Steel - Nickel Plated | Gray | [5 empty] | Electrolytic Copper - Tin Plated | 26 A |  |  | - |  |  | Polyamide (PA66), Nylon 6/6 |  |  | Horizontal with Board | 1 (Unlimited) |  | Through Hole | 1 |  |  | -60°C ~ 105°C | Box | 0.453" (11.50mm) | 5 |  |  |  | - | - | 2624 |  |  | - | 600 V |  | 10-24 AWG | Screwless - Leg Spring, Push-In Spring | 1028 | https://www.unikeyic.com/media/datasheet/79/a9/9e15/79/707c5a073fa7c76978372420b60b5f50.pdf | https://www.unikeyic.com/products/wire-to-board-terminal-blocks/2624-1505/494415.html
2624-1511 | WAGO | 10: 13.2456 50: 13.0564 100: 12.4887 |  |  | Steel - Nickel Plated | Gray | [5 empty] | Electrolytic Copper - Tin Plated | 26 A |  |  | - |  |  | Polyamide (PA66), Nylon 6/6 |  |  | Horizontal with Board | 1 (Unlimited) |  | Through Hole | 1 |  |  | -60°C ~ 105°C | Box | 0.453" (11.50mm) | 11 |  |  |  | - | - | 2624 |  |  | - | 600 V |  | 10-24 AWG | Screwless - Leg Spring, Push-In Spring | 20000 | https://www.unikeyic.com/media/about_us/Unikey_ISO_9001_Certification.pdf | https://www.unikeyic.com/products/wire-to-board-terminal-blocks/2624-1511/9268892.html
2624-3101 | WAGO | 1: 2.6279 10: 1.5734 25: 1.3706 50: 1.2403 100: 1.1303 250: 1.0139 500: 0.9451 1,000: 0.8903 5,000: 0.8041 | TERM BLOCK 1POS TOP ENTRY |  | Steel - Nickel Plated | Gray | [5 empty] | Electrolytic Copper - Tin Plated | 26 A |  |  | - |  |  | Polyamide (PA66), Nylon 6/6 |  |  | Vertical with Board | 1 (Unlimited) |  | Through Hole | 1 |  |  | -60°C ~ 105°C | Box | - | 1 |  |  |  | - | - | 2624 |  |  | - | 300 V |  | 10-24 AWG | Screwless - Leg Spring, Push-In Spring | 277 | https://www.unikeyic.com/media/datasheet/9d/55/d6b2/9d/28596e075822f3e5203e8cba6986f2a9.pdf | https://www.unikeyic.com/products/wire-to-board-terminal-blocks/2624-3101/33107213.html
2624-3102 | WAGO | 10: 1.7708 100: 1.7392 250: 1.7392 500: 1.7076 1,000: 1.7076 | TERMINAL BLOCK, WTB, 2P, 41A, 630V; |  | Steel - Nickel Plated | Gray | [5 empty] | Electrolytic Copper - Tin Plated | 26 A |  |  | - |  |  | Polyamide (PA66), Nylon 6/6 |  |  | Vertical with Board | 1 (Unlimited) |  | Through Hole | 1 |  |  | -60°C ~ 105°C | Box | 0.197" (5.00mm) | 2 |  | 15574440 |  | - | - | 2624 |  |  | - | 300 V |  | 10-24 AWG | Screwless - Leg Spring, Push-In Spring | 545 | https://www.unikeyic.com/media/datasheet/3a/74/8b5c/3a/5e2ee3f5d0d5bbb37f44da66a45781c2.pdf | https://www.unikeyic.com/products/wire-to-board-terminal-blocks/2624-3102/6467809.html
2624-3102/000-004 | WAGO | 160: 2.0205 800: 1.9917 1,600: 1.9051 |  |  | Steel - Nickel Plated | Black | [5 empty] | Electrolytic Copper - Tin Plated | 26 A |  |  | - |  |  | Polyamide (PA66), Nylon 6/6 |  |  | Vertical with Board | 1 (Unlimited) |  | Through Hole | 1 |  |  | -60°C ~ 105°C | Box | 0.197" (5.00mm) | 2 |  | 15522252 |  | - | - | 2624 |  |  | - | 300 V |  | 10-24 AWG | Screwless - Leg Spring, Push-In Spring | 20000 | https://www.unikeyic.com/media/about_us/Unikey_ISO_9001_Certification.pdf | https://www.unikeyic.com/products/wire-to-board-terminal-blocks/2624-3102-000-004/20386000.html
2624-3102/000-006 | WAGO | 160: 2.0205 800: 1.9917 1,600: 1.9051 |  |  | Steel - Nickel Plated | Blue | [5 empty] | Electrolytic Copper - Tin Plated | 26 A |  |  | - |  |  | Polyamide (PA66), Nylon 6/6 |  |  | Vertical with Board |  |  | Through Hole | 1 |  |  | -60°C ~ 105°C | Bulk | 0.197" (5.00mm) | 2 |  | 17887047 |  | - | - | 2624 |  |  | - | 300 V |  | 10-24 AWG | Screwless - Leg Spring, Push-In Spring | 20000 | https://www.unikeyic.com/media/about_us/Unikey_ISO_9001_Certification.pdf | https://www.unikeyic.com/products/wire-to-board-terminal-blocks/2624-3102-000-006/32817071.html
2624-3105 | WAGO | 50: 2.31 | Wago PCB Terminal Block, 5-Way, 5mm Pitch, Feed-Through |  | Steel - Nickel Plated | Gray | [5 empty] | Electrolytic Copper - Tin Plated | 26 A |  |  | - |  |  | Polyamide (PA66), Nylon 6/6 |  |  | Vertical with Board | 1 (Unlimited) |  | Through Hole | 1 |  |  | -60°C ~ 105°C | Box | 0.197" (5.00mm) | 5 |  |  |  | - | - | 2624 |  |  | - | 300 V |  | 10-24 AWG | Screwless - Leg Spring, Push-In Spring | 76 | https://www.unikeyic.com/media/datasheet/fa/46/8e74/fa/10132d1ec252388cea95b751ffd9a1a4.pdf | https://www.unikeyic.com/products/wire-to-board-terminal-blocks/2624-3105/1369154.html
2624-3106 | WAGO | 1: 5.4078 10: 4.7588 100: 4.7588 250: 4.6723 500: 4.6723 1,000: 4.6723 | Wago PCB Terminal Block, 6-Ch, 5mm Pitch, Feed-Thru |  | Steel - Nickel Plated | Gray | [5 empty] | Electrolytic Copper - Tin Plated | 26 A |  |  | - |  |  | Polyamide (PA66), Nylon 6/6 |  |  | Vertical with Board | 1 (Unlimited) |  | Through Hole | 1 |  |  | -60°C ~ 105°C | Box | 0.197" (5.00mm) | 6 |  | 15602064 |  | - | - | 2624 |  |  | - | 300 V |  | 10-24 AWG | Screwless - Leg Spring, Push-In Spring | 90 | https://www.unikeyic.com/media/datasheet/43/81/4a49/43/462fa43bc51169974f9aa72c3c6c54b1.pdf | https://www.unikeyic.com/products/wire-to-board-terminal-blocks/2624-3106/33450484.html
2624-3108 | WAGO | 1: 7.2023 10: 6.338 100: 6.2227 250: 6.2227 500: 6.2227 1,000: 6.2227 | PCB Terminal Block, 4 mm2, Pin spacing 5 mm, 8-pole, Push-in Cage Clamp |  | Steel - Nickel Plated | Gray | [5 empty] | Electrolytic Copper - Tin Plated | 26 A |  |  | - |  |  | Polyamide (PA66), Nylon 6/6 |  |  | Vertical with Board | 1 (Unlimited) |  | Through Hole | 1 |  |  | -60°C ~ 105°C | Box | 0.197" (5.00mm) | 8 |  |  |  | - | - | 2624 |  |  | - | 300 V |  | 10-24 AWG | Screwless - Leg Spring, Push-In Spring | 76 | https://www.unikeyic.com/media/datasheet/ac/bb/b92b/ac/0105e5c30b920dc57d7a67e186d35eb0.pdf | https://www.unikeyic.com/products/wire-to-board-terminal-blocks/2624-3108/20285391.html
2624-3109 | WAGO | 40: 8.3336 200: 8.2146 400: 7.8574 |  |  | Steel - Nickel Plated | Gray | [5 empty] | Electrolytic Copper - Tin Plated | 26 A |  |  | - |  |  | Polyamide (PA66), Nylon 6/6 |  |  | Vertical with Board | 1 (Unlimited) |  | Through Hole | 1 |  |  | -60°C ~ 105°C | Box | 0.197" (5.00mm) | 9 |  | 15571999 |  | - | - | 2624 |  |  | - | 300 V |  | 10-24 AWG | Screwless - Leg Spring, Push-In Spring | 20000 | https://www.unikeyic.com/media/datasheet/50/a6/354b/50/e036afb41994a43b4297675cab815f53.pdf | https://www.unikeyic.com/products/wire-to-board-terminal-blocks/2624-3109/27492312.html
2626-1101 | WAGO | 160: 1.3785 1,600: 1.3255 16,000: 1.2725 | Wago PCBTerminal block, 1road, 7.5mmPitch, Feedthrough |  | Steel - Nickel Plated | Gray | [5 empty] | Electrolytic Copper - Tin Plated | 38 A |  |  | - |  |  | Polyamide (PA66), Nylon 6/6 |  |  | Horizontal with Board | 1 (Unlimited) |  | Through Hole | 1 |  |  | -60°C ~ 105°C | Box | - | 1 |  |  |  | - | - | 2626 |  |  | - | 600 V |  | 8-24 AWG | Screwless - Leg Spring, Push-In Spring | 12614 | https://www.unikeyic.com/media/datasheet/37/e1/4e11/37/b0788075cfbc855bde5b706285949143.pdf | https://www.unikeyic.com/products/wire-to-board-terminal-blocks/2626-1101/8167395.html
2626-1102/020-000 | WAGO | 1: 3.7345 10: 3.3461 100: 3.2864 250: 3.2266 500: 3.2266 1,000: 3.2266 | PCB Terminal Block, 6 mm2, Pin spacing 7.5 mm, 2-pole, Push-in Cage Clamp |  | Steel - Nickel Plated | Gray | [5 empty] | Electrolytic Copper - Tin Plated | 38 A |  |  | - |  |  | Polyamide (PA66), Nylon 6/6 |  |  | Horizontal with Board | 1 (Unlimited) |  | Through Hole | 1 |  |  | -60°C ~ 105°C | Box | 0.295" (7.50mm) | 2 |  | 15571839 |  | - | - | 2626 |  |  | - | 600 V |  | 8-24 AWG | Screwless - Leg Spring, Push-In Spring | 44 | https://www.unikeyic.com/media/datasheet/8b/37/a3dd/8b/7b902a6fe86d0052136697d70c5b4ecb.pdf | https://www.unikeyic.com/products/wire-to-board-terminal-blocks/2626-1102-020-000/12635606.html
2626-1103/020-000 | WAGO | 1: 5.3956 10: 4.7482 100: 4.7482 250: 4.6618 500: 4.6618 1,000: 4.6618 | Wago PCB Terminal Block, 3-Channel, 7.5mm Pitch, Feed-Through |  | Steel - Nickel Plated | Gray | [5 empty] | Electrolytic Copper - Tin Plated | 38 A |  |  | - |  |  | Polyamide (PA66), Nylon 6/6 |  |  | Horizontal with Board | 1 (Unlimited) |  | Through Hole | 1 |  |  | -60°C ~ 105°C | Box | 0.295" (7.50mm) | 3 |  | 15567775 |  | - | - | 2626 |  |  | - | 600 V |  | 8-24 AWG | Screwless - Leg Spring, Push-In Spring | 71 | https://www.unikeyic.com/media/datasheet/a6/a9/071c/44/5fd1938331403c2c30fd2834591ed99d.pdf | https://www.unikeyic.com/products/wire-to-board-terminal-blocks/2626-1103-020-000/25869756.html
2626-1103/020-004 | WAGO | 64: 6.1114 320: 6.0241 640: 5.7622 |  |  | Steel - Nickel Plated | Black | [5 empty] | Electrolytic Copper - Tin Plated | 38 A |  |  | - |  |  | Polyamide (PA66), Nylon 6/6 |  |  | Horizontal with Board | 1 (Unlimited) |  | Through Hole | 1 |  |  | -60°C ~ 105°C | Box | 0.295" (7.50mm) | 3 |  | 15544689 |  | - | - | 2626 |  |  | - | 600 V |  | 8-24 AWG | Screwless - Leg Spring, Push-In Spring | 20000 | https://www.unikeyic.com/media/about_us/Unikey_ISO_9001_Certification.pdf | https://www.unikeyic.com/products/wire-to-board-terminal-blocks/2626-1103-020-004/25052998.html
2626-1108/020-000 | WAGO | 13: 9.141 38: 8.701 151: 8.305 | 8 Position Wire to Board Terminal Block Horizontal with Board 0.295 (7.50mm) Through Hole |  | Steel - Nickel Plated | Gray | [5 empty] | Electrolytic Copper - Tin Plated | 38 A |  |  | - |  |  | Polyamide (PA66), Nylon 6/6 |  |  | Horizontal with Board | 1 (Unlimited) |  | Through Hole | 1 |  |  | -60°C ~ 105°C | Box | 0.295" (7.50mm) | 8 |  | 15545186 |  | - | - | 2626 |  |  | - | 600 V |  | 8-24 AWG | Screwless - Leg Spring, Push-In Spring | 192 | https://www.unikeyic.com/media/about_us/Unikey_ISO_9001_Certification.pdf | https://www.unikeyic.com/products/wire-to-board-terminal-blocks/2626-1108-020-000/4504119.html
2626-1352 | WAGO | 1: 4.6318 10: 4.0759 100: 4.0759 250: 4.0018 500: 4.0018 1,000: 4.0018 | TERMINAL BLOCK, WTB, 2POS, 24-8AWG; Pitch Spacing:12.5mm; No. of Positions:2Positions; Wire Size AWG Min:24AWG; Wire Size AWG Max:8AWG; Conductor Area CSA:6mm²; Wire Connection Method:Clamp; Rated Cur 74AH2834 |  | Steel - Nickel Plated | Gray | [5 empty] | Electrolytic Copper - Tin Plated | 38 A |  |  | - |  |  | Polyamide (PA66), Nylon 6/6 |  |  | Horizontal with Board | 1 (Unlimited) |  | Through Hole | 1 |  |  | -60°C ~ 105°C | Box | 0.492" (12.50mm) | 2 |  |  |  | - | - | 2626 |  |  | - | 600 V |  | 8-24 AWG | Screwless - Leg Spring, Push-In Spring | 9 | https://www.unikeyic.com/media/about_us/Unikey_ISO_9001_Certification.pdf | https://www.unikeyic.com/products/wire-to-board-terminal-blocks/2626-1352/29535777.html
2626-1362 | WAGO | 7: 17.127 21: 16.313 81: 15.565 201: 14.894 | 12 Position Wire to Board Terminal Block Horizontal with Board 0.492 (12.50mm) Through Hole |  | Steel - Nickel Plated | Gray | [5 empty] | Electrolytic Copper - Tin Plated | 38 A |  |  | - |  |  | Polyamide (PA66), Nylon 6/6 |  |  | Horizontal with Board | 1 (Unlimited) |  | Through Hole | 1 |  |  | -60°C ~ 105°C | Box | 0.492" (12.50mm) | 12 |  |  |  | - | - | 2626 |  |  | - | 600 V |  | 8-24 AWG | Screwless - Leg Spring, Push-In Spring | 600 | https://www.unikeyic.com/media/about_us/Unikey_ISO_9001_Certification.pdf | https://www.unikeyic.com/products/wire-to-board-terminal-blocks/2626-1362/23280415.html
2626-3102/020-000 | WAGO | 1: 3.6618 10: 3.2809 100: 3.2223 250: 3.1638 500: 3.1638 1,000: 3.1638 | TB, WIRE TO BOARD, 2WAY, 20-8AWG; |  | Steel - Nickel Plated | Gray | [5 empty] | Electrolytic Copper - Tin Plated | 38 A |  |  | - |  |  | Polyamide (PA66), Nylon 6/6 |  |  | Vertical with Board | 1 (Unlimited) |  | Through Hole | 1 |  |  | -60°C ~ 105°C | Box | 0.295" (7.50mm) | 2 |  | 15520802 |  | - | - | 2626 |  |  | - | 600 V |  | 8-24 AWG | Screwless - Leg Spring, Push-In Spring | 36 | https://www.unikeyic.com/media/datasheet/dd/49/41a7/dd/033baceab6b5229e737fbbec4e77ca90.pdf | https://www.unikeyic.com/products/wire-to-board-terminal-blocks/2626-3102-020-000/30809067.html
2626-3102/020-006 | WAGO | 99: 3.9288 495: 3.8727 990: 3.7043 |  |  | Steel - Nickel Plated | Blue | [5 empty] | Electrolytic Copper - Tin Plated | 38 A |  |  | - |  |  | Polyamide (PA66), Nylon 6/6 |  |  | Vertical with Board | 1 (Unlimited) |  | Through Hole | 1 |  |  | -60°C ~ 105°C | Box | 0.295" (7.50mm) | 2 |  | 15551219 |  | - | - | 2626 |  |  | - | 600 V |  | 8-24 AWG | Screwless - Leg Spring, Push-In Spring | 20000 | https://www.unikeyic.com/media/about_us/Unikey_ISO_9001_Certification.pdf | https://www.unikeyic.com/products/wire-to-board-terminal-blocks/2626-3102-020-006/15426555.html
2626-3102/020-023 | WAGO | 44: 2.519 137: 2.398 545: 2.299 | 2 Position Wire to Board Terminal Block Vertical with Board 0.295 (7.50mm) Through Hole |  | Steel - Nickel Plated | Green | [5 empty] | Electrolytic Copper - Tin Plated | 38 A |  |  | - |  |  | Polyamide (PA66), Nylon 6/6 |  |  | Vertical with Board | 1 (Unlimited) |  | Through Hole | 1 |  |  | -60°C ~ 105°C | Box | 0.295" (7.50mm) | 2 |  |  |  | - | - | 2626 |  |  | - | 600 V |  | 8-24 AWG | Screwless - Leg Spring, Push-In Spring | 1235 | https://www.unikeyic.com/media/about_us/Unikey_ISO_9001_Certification.pdf | https://www.unikeyic.com/products/wire-to-board-terminal-blocks/2626-3102-020-023/18837557.html
2626-3105/020-000 | WAGO | 25: 4.565 | Wago PCB Terminal Block, 5-Channel, 7.5mm Pitch, Feed-Through |  | Steel - Nickel Plated | Gray | [5 empty] | Electrolytic Copper - Tin Plated | 38 A |  |  | - |  |  | Polyamide (PA66), Nylon 6/6 |  |  | Vertical with Board | 1 (Unlimited) |  | Through Hole | 1 |  |  | -60°C ~ 105°C | Box | 0.295" (7.50mm) | 5 |  | 15521894 |  | - | - | 2626 |  |  | - | 600 V |  | 8-24 AWG | Screwless - Leg Spring, Push-In Spring | 356 | https://www.unikeyic.com/media/datasheet/bb/20/0aa7/bb/94c3daf58802fe4473557f611cbd1338.pdf | https://www.unikeyic.com/products/wire-to-board-terminal-blocks/2626-3105-020-000/11608640.html
2626-3107/020-000 | WAGO | 14: 7.997 43: 7.612 172: 7.271 | 7 Position Wire to Board Terminal Block Vertical with Board 0.295 (7.50mm) Through Hole |  | Steel - Nickel Plated | Gray | [5 empty] | Electrolytic Copper - Tin Plated | 38 A |  |  | - |  |  | Polyamide (PA66), Nylon 6/6 |  |  | Vertical with Board | 1 (Unlimited) |  | Through Hole | 1 |  |  | -60°C ~ 105°C | Box | 0.295" (7.50mm) | 7 |  | 15580743 |  | - | - | 2626 |  |  | - | 600 V |  | 8-24 AWG | Screwless - Leg Spring, Push-In Spring | 320 | https://www.unikeyic.com/media/about_us/Unikey_ISO_9001_Certification.pdf | https://www.unikeyic.com/products/wire-to-board-terminal-blocks/2626-3107-020-000/16698188.html
2626-3108/020-000 | WAGO | 1: 12.863 10: 12.863 25: 12.6333 100: 12.4036 250: 12.4036 500: 12.4036 | TERMINAL BLOCK, WTB, 8P, 48A, 1KV; |  | Steel - Nickel Plated | Gray | [5 empty] | Electrolytic Copper - Tin Plated | 38 A |  |  | - |  |  | Polyamide (PA66), Nylon 6/6 |  |  | Vertical with Board | 1 (Unlimited) |  | Through Hole | 1 |  |  | -60°C ~ 105°C | Box | 0.295" (7.50mm) | 8 |  | 15546913 |  | - | - | 2626 |  |  | - | 600 V |  | 8-24 AWG | Screwless - Leg Spring, Push-In Spring | 52 | https://www.unikeyic.com/media/about_us/Unikey_ISO_9001_Certification.pdf | https://www.unikeyic.com/products/wire-to-board-terminal-blocks/2626-3108-020-000/22750285.html
2626-3357 | WAGO | 12: 9.999 35: 9.526 138: 9.086 | 7 Position Wire to Board Terminal Block Vertical with Board 0.492 (12.50mm) Through Hole |  | Steel - Nickel Plated | Gray | [5 empty] | Electrolytic Copper - Tin Plated | 38 A |  |  | - |  |  | Polyamide (PA66), Nylon 6/6 |  |  | Vertical with Board | 1 (Unlimited) |  | Through Hole | 1 |  |  | -60°C ~ 105°C | Box | 0.492" (12.50mm) | 7 |  | 15555805 |  | - | - | 2626 |  |  | - | 600 V |  | 8-24 AWG | Screwless - Leg Spring, Push-In Spring | 296 | https://www.unikeyic.com/media/about_us/Unikey_ISO_9001_Certification.pdf | https://www.unikeyic.com/products/wire-to-board-terminal-blocks/2626-3357/15427919.html
2626-3358 | WAGO | 10: 11.418 31: 10.879 121: 10.384 302: 9.933 | 8 Position Wire to Board Terminal Block Vertical with Board 0.492 (12.50mm) Through Hole |  | Steel - Nickel Plated | Gray | [5 empty] | Electrolytic Copper - Tin Plated | 38 A |  |  | - |  |  | Polyamide (PA66), Nylon 6/6 |  |  | Vertical with Board | 1 (Unlimited) |  | Through Hole | 1 |  |  | -60°C ~ 105°C | Box | 0.492" (12.50mm) | 8 |  |  |  | - | - | 2626 |  |  | - | 600 V |  | 8-24 AWG | Screwless - Leg Spring, Push-In Spring | 779 | https://www.unikeyic.com/media/about_us/Unikey_ISO_9001_Certification.pdf | https://www.unikeyic.com/products/wire-to-board-terminal-blocks/2626-3358/7027164.html
2626-3360 | WAGO | 7: 15.719 25: 14.971 97: 14.289 250: 13.662 | 10 Position Wire to Board Terminal Block Vertical with Board 0.492 (12.50mm) Through Hole |  | Steel - Nickel Plated | Gray | [5 empty] | Electrolytic Copper - Tin Plated | 38 A |  |  | - |  |  | Polyamide (PA66), Nylon 6/6 |  |  | Vertical with Board | 1 (Unlimited) |  | Through Hole | 1 |  |  | -60°C ~ 105°C | Box | 0.492" (12.50mm) | 10 |  | 15580752 |  | - | - | 2626 |  |  | - | 600 V |  | 8-24 AWG | Screwless - Leg Spring, Push-In Spring | 694 | https://www.unikeyic.com/media/about_us/Unikey_ISO_9001_Certification.pdf | https://www.unikeyic.com/products/wire-to-board-terminal-blocks/2626-3360/6482100.html
2636-1101/000-014 | WAGO | 1: 8.1582 10: 5.7866 25: 5.0931 50: 4.668 100: 4.3207 250: 3.9643 500: 3.759 1,000: 3.5981 |  |  | Steel - Nickel Plated | Brown | [5 empty] | Electrolytic Copper - Tin Plated | 66 A |  |  | - |  |  | Polyamide (PA66), Nylon 6/6 |  |  | Horizontal with Board | 1 (Unlimited) |  | Through Hole | 1 |  |  | -60°C ~ 105°C | Bulk | - | 1 |  | 15551361 |  | - | - | 2626 |  |  | - | 600 V |  | 4-18 AWG | Screwless - Leg Spring, Push-In Spring | 3 | https://www.unikeyic.com/media/about_us/Unikey_ISO_9001_Certification.pdf | https://www.unikeyic.com/products/wire-to-board-terminal-blocks/2636-1101-000-014/7135151.html
2636-1101/000-016 | WAGO | 5,100: 1.7836 |  |  | Steel - Nickel Plated | Green, Yellow | [5 empty] | Electrolytic Copper - Tin Plated | 66 A |  |  | - |  |  | Polyamide (PA66), Nylon 6/6 |  |  | Horizontal with Board | 1 (Unlimited) |  | Through Hole | 1 |  |  | -60°C ~ 105°C | Bulk | - | 1 |  | 15553899 |  | - | - | 2626 |  |  | - | 600 V |  | 4-18 AWG | Screwless - Leg Spring, Push-In Spring | 510000 | https://www.unikeyic.com/media/about_us/Unikey_ISO_9001_Certification.pdf | https://www.unikeyic.com/products/wire-to-board-terminal-blocks/2636-1101-000-016/24391554.html
2636-1103/020-004 | WAGO | 36: 12.2229 180: 12.0483 360: 11.5244 |  |  | Steel - Nickel Plated | Black | [5 empty] | Electrolytic Copper - Tin Plated | 66 A |  |  | - |  |  | Polyamide (PA66), Nylon 6/6 |  |  | Horizontal with Board | 1 (Unlimited) |  | Through Hole | 1 |  |  | -60°C ~ 105°C | Box | 0.394" (10.00mm) | 3 |  |  |  | - | - | 2626 |  |  | - | 600 V |  | 4-18 AWG | Screwless - Leg Spring, Push-In Spring | 20000 | https://www.unikeyic.com/media/datasheet/f1/9a/f086/f1/9b11cd9ad89a1070f0e23eb26e37283e.pdf | https://www.unikeyic.com/products/wire-to-board-terminal-blocks/2636-1103-020-004/32726864.html
2636-1112/020-000 | WAGO | 15: 44.4847 75: 43.8492 150: 41.9427 |  |  | Steel - Nickel Plated | Gray | [5 empty] | Electrolytic Copper - Tin Plated | 66 A |  |  | - |  |  | Polyamide (PA66), Nylon 6/6 |  |  | Horizontal with Board | 1 (Unlimited) |  | Through Hole | 1 |  |  | -60°C ~ 105°C | Box | 0.394" (10.00mm) | 12 |  | 15569124 |  | - | - | 2626 |  |  | - | 600 V |  | 4-18 AWG | Screwless - Leg Spring, Push-In Spring | 20000 | https://www.unikeyic.com/media/datasheet/a2/d7/238a/a2/56d158b9d894db4de06bdd240a4a1961.pdf | https://www.unikeyic.com/products/wire-to-board-terminal-blocks/2636-1112-020-000/20446988.html
2636-1355 | WAGO | 9: 12.771 27: 12.155 108: 11.605 270: 11.099 808: 10.637 | 5 Position Wire to Board Terminal Block Horizontal with Board 0.591 (15.00mm) Through Hole |  | Steel - Nickel Plated | Gray | [5 empty] | Electrolytic Copper - Tin Plated | 85 A |  |  | - |  |  | Polyamide (PA66), Nylon 6/6 |  |  | Horizontal with Board | 1 (Unlimited) |  | Through Hole | 1 |  |  | -60°C ~ 105°C | Box | 0.591" (15.00mm) | 5 |  | 15546106 |  | - | - | 2626 |  |  | - | 300 V |  | 4-18 AWG | Screwless - Leg Spring, Push-In Spring | 1176 | https://www.unikeyic.com/media/about_us/Unikey_ISO_9001_Certification.pdf | https://www.unikeyic.com/products/wire-to-board-terminal-blocks/2636-1355/22113122.html
2636-3354 | WAGO | 1: 22.7709 10: 22.3643 25: 21.9577 100: 21.9577 250: 21.9577 500: 21.9577 | TERMINAL BLOCK, WTB, 4POS, 18-4AWG; Pitch Spacing:15mm; No. of Positions:4Positions; Wire Size AWG Min:18AWG; Wire Size AWG Max:4AWG; Conductor Area CSA:16mm²; Wire Connection Method:Clamp; Rated Current:76A; Rated Volta |  | Steel - Nickel Plated | Gray | [5 empty] | Electrolytic Copper - Tin Plated | 85 A |  |  | - |  |  | Polyamide (PA66), Nylon 6/6 |  |  | Vertical with Board | 1 (Unlimited) |  | Through Hole | 1 |  |  | -60°C ~ 105°C | Box | 0.591" (15.00mm) | 4 |  | 15569186 |  | - | - | 2626 |  |  | - | 300 V |  | 4-18 AWG | Screwless - Leg Spring, Push-In Spring | 10 | https://www.unikeyic.com/media/about_us/Unikey_ISO_9001_Certification.pdf | https://www.unikeyic.com/products/wire-to-board-terminal-blocks/2636-3354/29425816.html
2706-104/000-009 | WAGO | 40: 6.6062 200: 6.5118 400: 6.2287 |  |  | Steel - Nickel Plated | Gray | [5 empty] | Electrolytic Copper - Tin Plated | 30 A |  |  | Lever Actuated |  |  | Polyamide (PA66), Nylon 6/6 |  |  | Horizontal with Board | 1 (Unlimited) |  | Through Hole | 1 |  |  | -60°C ~ 105°C | Box | 0.295" (7.50mm) | 4 |  | 15568732 |  | - | - | 2706 |  |  | - | 300 V |  | 10-20 AWG | Screwless - Spring Cage, Tension Clamp | 20000 | https://www.unikeyic.com/media/datasheet/b9/cd/875c/b9/1ab7d97e898a0c109f62dbb0d2a3296c.pdf | https://www.unikeyic.com/products/wire-to-board-terminal-blocks/2706-104-000-009/575695.html
2706-108/000-009 | WAGO | 50: 12.1776 100: 10.9598 |  |  | Steel - Nickel Plated | Gray | [5 empty] | Electrolytic Copper - Tin Plated | 30 A |  |  | Lever Actuated |  |  | Polyamide (PA66), Nylon 6/6 |  |  | Horizontal with Board | 1 (Unlimited) |  | Through Hole | 1 |  |  | -60°C ~ 105°C | Box | 0.295" (7.50mm) | 8 |  | 15521310 |  | - | - | 2706 |  |  | - | 300 V |  | 10-20 AWG | Screwless - Spring Cage, Tension Clamp | 100 | https://www.unikeyic.com/media/about_us/Unikey_ISO_9001_Certification.pdf | https://www.unikeyic.com/products/wire-to-board-terminal-blocks/2706-108-000-009/22147534.html
2706-211/000-016 | WAGO | 10: 19.4215 50: 19.1441 100: 18.3117 |  |  | Steel - Nickel Plated | Blue, Gray, Green, Yellow | [5 empty] | Electrolytic Copper - Tin Plated | 30 A |  |  | Lever Actuated |  |  | Polyamide (PA66), Nylon 6/6 |  |  | Horizontal with Board | 1 (Unlimited) |  | Through Hole | 1 |  |  | -60°C ~ 105°C | Box | 0.394" (10.00mm) | 11 |  |  |  | - | - | 2706 |  |  | - | 300 V |  | 10-20 AWG | Screwless - Spring Cage, Tension Clamp | 20000 | https://www.unikeyic.com/media/about_us/Unikey_ISO_9001_Certification.pdf | https://www.unikeyic.com/products/wire-to-board-terminal-blocks/2706-211-000-016/24390242.html
2706-308 | WAGO | 10: 14.3099 50: 14.1055 100: 13.4922 |  |  | Steel - Nickel Plated | Gray | [5 empty] | Electrolytic Copper - Tin Plated | 30 A |  |  | Lever Actuated |  |  | Polyamide (PA66), Nylon 6/6 |  |  | Horizontal with Board | 1 (Unlimited) |  | Through Hole | 1 |  |  | -60°C ~ 105°C | Box | 0.492" (12.50mm) | 8 |  |  |  | - | - | 2706 |  |  | - | 300 V |  | 10-20 AWG | Screwless - Spring Cage, Tension Clamp | 20000 | https://www.unikeyic.com/media/datasheet/57/95/950b/57/8b9042e1d7a0258fb53eb493e0a7780c.pdf | https://www.unikeyic.com/products/wire-to-board-terminal-blocks/2706-308/1506719.html
2706-311 | WAGO |  |  |  | Steel - Nickel Plated | Gray | [5 empty] | Electrolytic Copper - Tin Plated | 30 A |  |  | Lever Actuated |  |  | Polyamide (PA66), Nylon 6/6 |  |  | Horizontal with Board | 1 (Unlimited) |  | Through Hole | 1 |  |  | -60°C ~ 105°C | Box | 0.492" (12.50mm) | 11 |  | 15581111 |  | - | - | 2706 |  |  | - | 300 V |  | 10-20 AWG | Screwless - Spring Cage, Tension Clamp |  | https://www.unikeyic.com/media/about_us/Unikey_ISO_9001_Certification.pdf | https://www.unikeyic.com/products/wire-to-board-terminal-blocks/2706-311/12839018.html
2716-158 | WAGO | 12: 15.8004 60: 15.5747 120: 14.8975 |  |  | Steel - Nickel Plated | Gray | [5 empty] | Electrolytic Copper - Tin Plated | 55 A |  |  | Lever Actuated |  |  | Polyamide (PA66), Nylon 6/6 |  |  | Horizontal with Board | 1 (Unlimited) |  | Through Hole | 1 |  |  | -60°C ~ 105°C | Box | 0.394" (10.00mm) | 8 |  | 15545395 |  | - | - | 2716 |  |  | - | 300 V |  | 6-16 AWG | Screwless - Spring Cage, Tension Clamp | 20000 | https://www.unikeyic.com/media/about_us/Unikey_ISO_9001_Certification.pdf | https://www.unikeyic.com/products/wire-to-board-terminal-blocks/2716-158/2108105.html
2716-206 | WAGO | 15: 12.2167 75: 12.0421 150: 11.5186 | Wago PCB Terminal Block, 6-Channel, 15mm Pitch, TH |  | Steel - Nickel Plated | Gray | [5 empty] | Electrolytic Copper - Tin Plated | 65 A |  |  | Lever Actuated |  |  | Polyamide (PA66), Nylon 6/6 |  |  | Horizontal with Board | 1 (Unlimited) |  | Through Hole | 1 |  |  | -60°C ~ 105°C | Box | 0.591" (15.00mm) | 6 |  |  |  | - | - | 2716 |  |  | - | 600 V |  | 6-16 AWG | Screwless - Spring Cage, Tension Clamp | 20000 | https://www.unikeyic.com/media/datasheet/ef/2c/e6b5/ef/efb522c21d1af9a13fdfd226cc83eb0f.pdf | https://www.unikeyic.com/products/wire-to-board-terminal-blocks/2716-206/23096543.html
2716-208 | WAGO | 10: 16.266 50: 16.0336 100: 15.3365 | Wago PCB Terminal Block 8-Ch 15mm Pitch TH |  | Steel - Nickel Plated | Gray | [5 empty] | Electrolytic Copper - Tin Plated | 65 A |  |  | Lever Actuated |  |  | Polyamide (PA66), Nylon 6/6 |  |  | Horizontal with Board | 1 (Unlimited) |  | Through Hole | 1 |  |  | -60°C ~ 105°C | Box | 0.591" (15.00mm) | 8 |  |  |  | - | - | 2716 |  |  | - | 600 V |  | 6-16 AWG | Screwless - Spring Cage, Tension Clamp | 20000 | https://www.unikeyic.com/media/datasheet/ef/2c/e6b5/ef/efb522c21d1af9a13fdfd226cc83eb0f.pdf | https://www.unikeyic.com/products/wire-to-board-terminal-blocks/2716-208/22748929.html
2716-254 | WAGO | 14: 7.997 43: 7.623 172: 7.271 430: 6.963 1,289: 6.666 | 4 Position Wire to Board Terminal Block Horizontal with Board 0.591 (15.00mm) Through Hole |  | Steel - Nickel Plated | Gray | [5 empty] | Electrolytic Copper - Tin Plated | 65 A |  |  | Lever Actuated |  |  | Polyamide (PA66), Nylon 6/6 |  |  | Horizontal with Board | 1 (Unlimited) |  | Through Hole | 1 |  |  | -60°C ~ 105°C | Box | 0.591" (15.00mm) | 4 |  |  |  | - | - | 2716 |  |  | - | 600 V |  | 6-16 AWG | Screwless - Spring Cage, Tension Clamp | 1749 | https://www.unikeyic.com/media/datasheet/27/1f/2481/27/b28526e02d1db22c7638bbef7a43a19d.pdf | https://www.unikeyic.com/products/wire-to-board-terminal-blocks/2716-254/25660191.html
282835-2 | TE Connectivity | 1: 1.6154 | Conn Eurostyle Block HDR 2 POS 5.08mm Solder ST Thru-Hole 10A/Contact | 282835 | Brass - Nickel Plated | Green | [5 empty] | Brass - Tin Plated | 10 A |  |  | - |  |  | Polyamide (PA66), Nylon 6/6 |  |  | Horizontal with Board | 1 (Unlimited) |  | Through Hole | 1 |  |  | - | Bulk | 0.200" (5.08mm) | 2 |  | 2222315 |  | Steel, Stainless | M1.6 | Buchanan |  |  | 0.2 Nm (1.7 Lb-In) | 300 V |  | 16-30 AWG | Screw - Rising Cage Clamp | 5 | https://www.unikeyic.com/media/datasheet/76/ba/de7b/76/f6cea7be6a01f6057d5d0fb8d9bb8949.pdf | https://www.unikeyic.com/products/wire-to-board-terminal-blocks/282835-2/10049402.html
282836-4 | TE Connectivity | 150: 0.6336 300: 0.6134 600: 0.5972 1,050: 0.5712 2,550: 0.5702 5,100: 0.5691 7,500: 0.567 10,050: 0.566 | TE Connectivity PCB Terminal Block, Buchanan Series, 4-Channel, 5mm Pitch, TH, Screw Termination, Green | 282836 | Brass - Nickel Plated | Green | [5 empty] | Brass - Tin Plated | 13.5 A |  |  | Interlocking (Side) |  |  | Polyamide (PA66), Nylon 6/6 |  |  | Horizontal with Board | 1 (Unlimited) |  | Through Hole | 1 |  |  | - | Bulk | 0.197" (5.00mm) | 4 |  |  |  | Brass - Nickel Plated | M3 | Buchanan |  |  | 0.68 Nm (6 Lb-In) | 300 V |  | 16-30 AWG | Screw - Rising Cage Clamp | 750 | https://www.unikeyic.com/media/datasheet/42/75/cc52/42/3943df2261294a65bcc655e0aafc0df9.pdf | https://www.unikeyic.com/products/wire-to-board-terminal-blocks/282836-4/11143245.html
282836-6 | TE Connectivity | 1: 3.163 100: 2.9022 | TE Connectivity PCBTerminal block Buchananseries, 6road, 5mmPitch, Through-hole, Screw-down terminations, green | 282836 | Brass - Nickel Plated | Green | [5 empty] | Brass - Tin Plated | 13.5 A |  |  | Interlocking (Side) |  |  | Polyamide (PA66), Nylon 6/6 |  |  | Horizontal with Board | 1 (Unlimited) |  | Through Hole | 1 |  |  | - | Bulk | 0.197" (5.00mm) | 6 |  | 1131581 |  | Brass - Nickel Plated | M3 | Buchanan |  |  | 0.68 Nm (6 Lb-In) | 300 V |  | 16-30 AWG | Screw - Rising Cage Clamp | 2 | https://www.unikeyic.com/media/datasheet/42/75/cc52/42/3943df2261294a65bcc655e0aafc0df9.pdf | https://www.unikeyic.com/products/wire-to-board-terminal-blocks/282836-6/1898972.html
282836-8 | TE Connectivity | 41: 2.706 400: 2.706 800: 2.376 1,000: 1.815 5,000: 1.551 10,000: 1.375 25,000: 1.276 | TE Connectivity PCB Terminal Block, Buchanan Series, 8-Channel, 5mm Pitch, TH, Screw Termination, Green | 282836 | Brass - Nickel Plated | Green | [5 empty] | Brass - Tin Plated | 13.5 A |  |  | Interlocking (Side) |  |  | Polyamide (PA66), Nylon 6/6 |  |  | Horizontal with Board | 1 (Unlimited) |  | Through Hole | 1 |  |  | - | Bulk | 0.197" (5.00mm) | 8 |  |  |  | Brass - Nickel Plated | M3 | Buchanan |  |  | 0.68 Nm (6 Lb-In) | 300 V |  | 16-30 AWG | Screw - Rising Cage Clamp | 239 | https://www.unikeyic.com/media/datasheet/b2/93/2bec/b2932bec9870741892abda4374d7b98b.pdf | https://www.unikeyic.com/products/wire-to-board-terminal-blocks/282836-8/13793607.html
282837-2 | TE Connectivity | 1: 0.5738 10: 0.459 100: 0.3825 500: 0.3531 1,000: 0.3279 | TE Connectivity PCBTerminal block Buchananseries, 2road, 5.08mmPitch, Through hole mounting, Screw-down terminations, green | 282837 | Brass - Nickel Plated | Green | [5 empty] | Brass - Tin Plated | 13.5 A |  |  | Interlocking (Side) |  |  | Polyamide (PA66), Nylon 6/6 |  |  | Horizontal with Board | 1 (Unlimited) |  | Through Hole | 1 |  |  | - | Bulk | 0.200" (5.08mm) | 2 |  |  |  | Brass - Nickel Plated | M3 | Buchanan |  |  | 0.68 Nm (6 Lb-In) | 300 V |  | 16-28 AWG | Screw - Rising Cage Clamp |  | https://www.unikeyic.com/media/datasheet/04/5b/ea1d/045bea1dc66ea5bdda55ce18f99b9672.pdf | https://www.unikeyic.com/products/wire-to-board-terminal-blocks/282837-2/34929356.html
282837-6 | TE Connectivity | 1: 1.6434 | TE Connectivity PCB Terminal Block, Buchanan Series, 6 Pos, 5.08mm Pitch, TH, Screw Termination, Green | 282837 | Brass - Nickel Plated | Green | [5 empty] | Brass - Tin Plated | 13.5 A |  |  | Interlocking (Side) |  |  | Polyamide (PA66), Nylon 6/6 |  |  | Horizontal with Board | 1 (Unlimited) |  | Through Hole | 1 |  |  | - | Bulk | 0.200" (5.08mm) | 6 |  | 2187976 |  | Brass - Nickel Plated | M3 | Buchanan |  |  | 0.68 Nm (6 Lb-In) | 300 V |  | 16-28 AWG | Screw - Rising Cage Clamp | 2 | https://www.unikeyic.com/media/datasheet/39/84/7c4a/39847c4a965ae6c8a3ab4edbf9f1b121.pdf | https://www.unikeyic.com/products/wire-to-board-terminal-blocks/282837-6/7480945.html
282838-2 | TE Connectivity | 1: 0.7823 | Conn Eurostyle Block F 2 POS 10mm Solder ST Thru-Hole 13.5A/Contact | 282838 | Brass - Nickel Plated | Green | [5 empty] | Brass - Tin Plated | 13.5 A |  |  | Interlocking (Side) |  |  | Polyamide (PA66), Nylon 6/6 |  |  | Horizontal with Board | 1 (Unlimited) |  | Through Hole | 1 |  |  | - | Bulk | 0.394" (10.00mm) | 2 |  |  |  | Brass - Nickel Plated | M3 | Buchanan |  |  | 0.68 Nm (6 Lb-In) | 600 V |  | 16-30 AWG | Screw - Rising Cage Clamp | 2 | https://www.unikeyic.com/media/datasheet/6e/50/56a0/6e5056a04ae61831763f6a4d51e501a0.pdf | https://www.unikeyic.com/products/wire-to-board-terminal-blocks/282838-2/25975272.html
282838-9 | TE Connectivity | 1: 5.97 | Conn Eurostyle Block HDR 8 POS 10mm Solder ST Thru-Hole 13.5A/Contact Box | 282838 | Brass - Nickel Plated | Green | [5 empty] | Brass - Tin Plated | 13.5 A |  |  | Interlocking (Side) |  |  | Polyamide (PA66), Nylon 6/6 |  |  | Horizontal with Board | 1 (Unlimited) |  | Through Hole | 1 |  |  | - | Bulk | 0.394" (10.00mm) | 8 |  |  |  | Brass - Nickel Plated | M3 | Buchanan |  |  | 0.68 Nm (6 Lb-In) | 600 V |  | 16-30 AWG | Screw - Rising Cage Clamp | 10 | https://www.unikeyic.com/media/datasheet/14/88/3040/14883040f0e46ee0dc5fa144c0bc29db.pdf | https://www.unikeyic.com/products/wire-to-board-terminal-blocks/282838-9/18442352.html
282841-2 | TE Connectivity | 300: 0.748 600: 0.66 900: 0.649 1,800: 0.638 5,000: 0.616 10,000: 0.396 20,000: 0.363 30,000: 0.2849 | TE Connectivity PCB Terminal Block, Buchanan Series, 2 Ch, 5.08mm Pitch, TH, Screw Termination, Green | 282841 | Brass - Nickel Plated | Green | [5 empty] | Brass - Tin Plated | 17.5 A |  |  | Interlocking (Side) |  |  | Polyamide (PA66), Nylon 6/6 |  |  | Horizontal with Board | 1 (Unlimited) |  | Through Hole | 1 |  |  | - | Bulk | 0.200" (5.08mm) | 2 |  |  |  | Brass - Nickel Plated | M3 | Buchanan |  |  | 0.79 Nm (7.0 Lb-In) | 300 V |  | 12-30 AWG | Screw - Rising Cage Clamp | 8914 | https://www.unikeyic.com/media/datasheet/44/db/9bd5/44db9bd5a049e45daa9ec2ea542f6421.pdf | https://www.unikeyic.com/products/wire-to-board-terminal-blocks/282841-2/18273647.html
282841-4 | TE Connectivity | 1: 2.162 | Conn Eurostyle Block HDR 4 POS 5.08mm Solder ST Thru-Hole 17.5A/Contact | 282841 | Brass - Nickel Plated | Green | [5 empty] | Brass - Tin Plated | 17.5 A |  |  | Interlocking (Side) |  |  | Polyamide (PA66), Nylon 6/6 |  |  | Horizontal with Board | 1 (Unlimited) |  | Through Hole | 1 |  |  | - | Bulk | 0.200" (5.08mm) | 4 |  | 1826944 |  | Brass - Nickel Plated | M3 | Buchanan |  |  | 0.79 Nm (7.0 Lb-In) | 300 V |  | 12-30 AWG | Screw - Rising Cage Clamp | 1 | https://www.unikeyic.com/media/datasheet/4f/0f/1184/4f0f1184208e7d38eafe502a7bd88715.pdf | https://www.unikeyic.com/products/wire-to-board-terminal-blocks/282841-4/18020606.html
282841-6 | TE Connectivity | 1: 1.5539 | Conn Eurostyle Block HDR 6 POS 5.08mm Solder ST Thru-Hole 17.5A/Contact Carton | 282841 | Brass - Nickel Plated | Green | [5 empty] | Brass - Tin Plated | 17.5 A |  |  | Interlocking (Side) |  |  | Polyamide (PA66), Nylon 6/6 |  |  | Horizontal with Board | 1 (Unlimited) |  | Through Hole | 1 |  |  | - | Bulk | 0.200" (5.08mm) | 6 |  | 1153268 |  | Brass - Nickel Plated | M3 | Buchanan |  |  | 0.79 Nm (7.0 Lb-In) | 300 V |  | 12-30 AWG | Screw - Rising Cage Clamp | 2 | https://www.unikeyic.com/media/datasheet/4b/a6/373a/4ba6373af2d4c1beb2e970c77f0b5630.pdf | https://www.unikeyic.com/products/wire-to-board-terminal-blocks/282841-6/34905183.html
282841-9 | TE Connectivity | 400: 4.3466 | Conn Eurostyle Block HDR 9 POS 5.08mm Solder ST Thru-Hole 17.5A/Contact | 282841 | Brass - Nickel Plated | Green | [5 empty] | Brass - Tin Plated | 17.5 A |  |  | Interlocking (Side) |  |  | Polyamide (PA66), Nylon 6/6 |  |  | Horizontal with Board | 1 (Unlimited) |  | Through Hole | 1 |  |  | - | Bulk | 0.200" (5.08mm) | 9 |  | 1827302 |  | Brass - Nickel Plated | M3 | Buchanan |  |  | 0.79 Nm (7.0 Lb-In) | 300 V |  | 12-30 AWG | Screw - Rising Cage Clamp | 40000 | https://www.unikeyic.com/media/datasheet/f6/2d/bb59/f62dbb598d41afbb6c37de223eca958a.pdf | https://www.unikeyic.com/products/wire-to-board-terminal-blocks/282841-9/8138061.html
282843-2 | TE Connectivity | 200: 0.7484 400: 0.6919 600: 0.664 1,000: 0.6337 5,000: 0.5666 | Conn Eurostyle Block HDR 2 POS 10.16mm Solder ST Thru-Hole 17.5A | 282843 | Brass - Nickel Plated | Green | [5 empty] | Brass - Tin Plated | 17.5 A |  |  | Interlocking (Side) |  |  | Polyamide (PA66), Nylon 6/6 |  |  | Horizontal with Board | 1 (Unlimited) |  | Through Hole | 1 |  |  | - | Bulk | 0.400" (10.16mm) | 2 |  | 1826947 |  | Brass - Nickel Plated | M3 | Buchanan |  |  | 0.79 Nm (7.0 Lb-In) | 600 V |  | 12-30 AWG | Screw - Rising Cage Clamp | 8730 | https://www.unikeyic.com/media/datasheet/35/c7/6f3f/35c76f3fc85de72d6d11fb73b0bd154d.pdf | https://www.unikeyic.com/products/wire-to-board-terminal-blocks/282843-2/22933.html
282843-3 | TE Connectivity | 1: 1.1541 | TE Connectivity PCBTerminal block Buchananseries, 3road, 10.16mmPitch, Through-hole, Screw-down terminations, green | 282843 | Brass - Nickel Plated | Green | [5 empty] | Brass - Tin Plated | 17.5 A |  |  | Interlocking (Side) |  |  | Polyamide (PA66), Nylon 6/6 |  |  | Horizontal with Board | 1 (Unlimited) |  | Through Hole | 1 |  |  | - | Bulk | 0.400" (10.16mm) | 3 |  | 1826948 |  | Brass - Nickel Plated | M3 | Buchanan |  |  | 0.79 Nm (7.0 Lb-In) | 600 V |  | 12-30 AWG | Screw - Rising Cage Clamp | 3 | https://www.unikeyic.com/media/datasheet/73/bb/dbdc/73bbdbdca9e17808b9fb8dd25cd892d5.pdf | https://www.unikeyic.com/products/wire-to-board-terminal-blocks/282843-3/2545011.html
282843-5 | TE Connectivity | 1: 3.7034 | Conn Eurostyle Block HDR 5 POS 10.16mm Solder ST Thru-Hole 17.5A | 282843 | Brass - Nickel Plated | Green | [5 empty] | Brass - Tin Plated | 17.5 A |  |  | Interlocking (Side) |  |  | Polyamide (PA66), Nylon 6/6 |  |  | Horizontal with Board | 1 (Unlimited) |  | Through Hole | 1 |  |  | - | Bulk | 0.400" (10.16mm) | 5 |  | 1826950 |  | Brass - Nickel Plated | M3 | Buchanan |  |  | 0.79 Nm (7.0 Lb-In) | 600 V |  | 12-30 AWG | Screw - Rising Cage Clamp | 10 | https://www.unikeyic.com/media/datasheet/78/0f/588d/78/a26b09102f1be8a7e24ca340bee81c2d.pdf | https://www.unikeyic.com/products/wire-to-board-terminal-blocks/282843-5/21181048.html
282843-8 | TE Connectivity | 1: 4.7291 | Conn Eurostyle Block HDR 8 POS 10.16mm Solder ST Thru-Hole 17.5A | 282843 | Brass - Nickel Plated | Green | [5 empty] | Brass - Tin Plated | 17.5 A |  |  | Interlocking (Side) |  |  | Polyamide (PA66), Nylon 6/6 |  |  | Horizontal with Board | 1 (Unlimited) |  | Through Hole | 1 |  |  | - | Bulk | 0.400" (10.16mm) | 8 |  |  |  | Brass - Nickel Plated | M3 | Buchanan |  |  | 0.79 Nm (7.0 Lb-In) | 600 V |  | 12-30 AWG | Screw - Rising Cage Clamp | 10 | https://www.unikeyic.com/media/datasheet/78/0f/588d/78/a26b09102f1be8a7e24ca340bee81c2d.pdf | https://www.unikeyic.com/products/wire-to-board-terminal-blocks/282843-8/2361631.html
282843-9 | TE Connectivity | 600: 3.9402 | Conn Eurostyle Block HDR 9POS 10.16mm Solder ST Thru-Hole Box | 282843 | Brass - Nickel Plated | Green | [5 empty] | Brass - Tin Plated | 17.5 A |  |  | Interlocking (Side) |  |  | Polyamide (PA66), Nylon 6/6 |  |  | Horizontal with Board | 1 (Unlimited) |  | Through Hole | 1 |  |  | - | Bulk | 0.400" (10.16mm) | 9 |  |  |  | Brass - Nickel Plated | M3 | Buchanan |  |  | 0.79 Nm (7.0 Lb-In) | 600 V |  | 12-30 AWG | Screw - Rising Cage Clamp | 60000 | https://www.unikeyic.com/media/datasheet/d0/60/2381/d0602381c64a1bbaf6249fb15f565c93.pdf | https://www.unikeyic.com/products/wire-to-board-terminal-blocks/282843-9/18458702.html
282844-2 | TE Connectivity | 200: 0.9726 400: 0.9028 600: 0.8685 1,000: 0.8314 5,000: 0.7497 | TE Connectivity PCBTerminal block Buchananseries, 2road, 7.5mmPitch, Through hole mounting, Screw-down terminations, green | 282844 | Brass - Nickel Plated | Green | [5 empty] | Brass - Tin Plated | 17.5 A |  |  | Interlocking (Side) |  |  | Polyamide (PA66), Nylon 6/6 |  |  | Horizontal with Board | 1 (Unlimited) |  | Through Hole | 1 |  |  | - | Bulk | 0.295" (7.50mm) | 2 |  |  |  | Brass - Nickel Plated | M3 | Buchanan |  |  | 0.79 Nm (7.0 Lb-In) | 300 V |  | 12-30 AWG | Screw - Rising Cage Clamp | 892 | https://www.unikeyic.com/media/datasheet/18/11/e0c2/1811e0c22013d3195d07191d36507d71.pdf | https://www.unikeyic.com/products/wire-to-board-terminal-blocks/282844-2/27904697.html
282851-8 | TE Connectivity | 35: 3.245 85: 3.19 200: 3.135 350: 3.08 | Conn Eurostyle Block HDR 8 POS 5.08mm Solder RA Thru-Hole 17.5A/Contact Box | 282851 | Brass - Nickel Plated | Green | [5 empty] | Brass - Tin Plated | 17.5 A |  |  | Interlocking (Side) |  |  | Polyamide (PA66), Nylon 6/6 |  |  | Vertical with Board | 1 (Unlimited) |  | Through Hole | 1 |  |  | - | Bulk | 0.200" (5.08mm) | 8 |  |  |  | Brass - Nickel Plated | M3 | Buchanan |  |  | 0.79 Nm (7.0 Lb-In) | 300 V |  | 12-30 AWG | Screw - Rising Cage Clamp | 400 | https://www.unikeyic.com/media/datasheet/69/5e/0770/69/5af8a5b3f94dfb99240cdea1e7a498c3.pdf | https://www.unikeyic.com/products/wire-to-board-terminal-blocks/282851-8/2611062.html
282852-2 | TE Connectivity | 117: 0.946 800: 0.946 1,600: 0.836 5,000: 0.715 10,000: 0.638 25,000: 0.594 | Conn Eurostyle Block HDR 2 POS 10mm Solder RA Thru-Hole 17.5A Box | 282852 | Brass - Nickel Plated | Green | [5 empty] | Brass - Tin Plated | 17.5 A |  |  | Interlocking (Side) |  |  | Polyamide (PA66), Nylon 6/6 |  |  | Vertical with Board | 1 (Unlimited) |  | Through Hole | 1 |  |  | - | Bulk | 0.394" (10.00mm) | 2 |  | 2222437 |  | Brass - Nickel Plated | M3 | Buchanan |  |  | 0.79 Nm (7.0 Lb-In) | 600 V |  | 12-30 AWG | Screw - Rising Cage Clamp | 398 | https://www.unikeyic.com/media/datasheet/dc/1c/8baf/dc/290b7032e9dc9c18384925ccf691ac97.pdf | https://www.unikeyic.com/products/wire-to-board-terminal-blocks/282852-2/3948914.html
282852-3 | TE Connectivity | 1: 1.9161 | Conn Eurostyle Block HDR 3 POS 10mm Solder RA Thru-Hole Box | 282852 | Brass - Nickel Plated | Green | [5 empty] | Brass - Tin Plated | 17.5 A |  |  | Interlocking (Side) |  |  | Polyamide (PA66), Nylon 6/6 |  |  | Vertical with Board | 1 (Unlimited) |  | Through Hole | 1 |  |  | - | Bulk | 0.394" (10.00mm) | 3 |  |  |  | Brass - Nickel Plated | M3 | Buchanan |  |  | 0.79 Nm (7.0 Lb-In) | 600 V |  | 12-30 AWG | Screw - Rising Cage Clamp | 10 | https://www.unikeyic.com/media/datasheet/dc/1c/8baf/dc/290b7032e9dc9c18384925ccf691ac97.pdf | https://www.unikeyic.com/products/wire-to-board-terminal-blocks/282852-3/8307191.html
282856-8 | TE Connectivity | 1: 7.5095 10: 5.445 20: 5.027 50: 4.5684 100: 4.4604 1,200: 4.3308 2,000: 4.2552 | Conn Eurostyle Block HDR 8 POS 5mm Solder ST Thru-Hole 24A/Contact Carton | 282856 | Brass - Nickel Plated | Green | [5 empty] | Brass - Tin Plated | 24 A |  |  | Interlocking (Side) |  |  | Polyamide (PA66), Nylon 6/6 |  |  | Horizontal with Board | 1 (Unlimited) |  | Through Hole | 1 |  |  | - | Bulk | 0.197" (5.00mm) | 8 |  |  |  | Brass - Nickel Plated | M3 | Buchanan |  |  | 0.79 Nm (7.0 Lb-In) | 300 V |  | 12-30 AWG | Screw - Rising Cage Clamp | 421 | https://www.unikeyic.com/media/datasheet/f9/f9/4fa4/f9/09ce65ae8d2756f69b66df7b19393b32.pdf | https://www.unikeyic.com/products/wire-to-board-terminal-blocks/282856-8/13902186.html
282857-3 | TE Connectivity | 10: 2.2195 25: 1.936 50: 1.793 100: 1.5552 200: 1.4472 600: 1.4364 1,000: 1.3824 5,000: 1.2744 | TE Connectivity PCBTerminal block, 3road, 5.08mmPitch, Board | 282857 | Brass - Nickel Plated | Green | [5 empty] | Brass - Tin Plated | 24 A |  |  | Interlocking (Side) |  |  | Polyamide (PA66), Nylon 6/6 |  |  | Horizontal with Board | 1 (Unlimited) |  | Through Hole | 1 |  |  | - | Bulk | 0.200" (5.08mm) | 3 |  |  |  | Brass - Nickel Plated | M3 | Buchanan |  |  | 0.79 Nm (7.0 Lb-In) | 300 V |  | 12-30 AWG | Screw - Rising Cage Clamp | 2139 | https://www.unikeyic.com/media/datasheet/68/d5/5163/68d5516346ec074a496957067fa4fc35.pdf | https://www.unikeyic.com/products/wire-to-board-terminal-blocks/282857-3/20574462.html
282857-7 | TE Connectivity | 1: 9.177 10: 6.105 20: 5.368 50: 4.8384 100: 4.4712 200: 4.0392 500: 3.6612 1,000: 3.51 2,000: 3.456 | Conn Eurostyle Block HDR 7 POS 5.08mm Solder ST Thru-Hole Carton | 282857 | Brass - Nickel Plated | Green | [5 empty] | Brass - Tin Plated | 24 A |  |  | Interlocking (Side) |  |  | Polyamide (PA66), Nylon 6/6 |  |  | Horizontal with Board | 1 (Unlimited) |  | Through Hole | 1 |  |  | - | Bulk | 0.200" (5.08mm) | 7 |  |  |  | Brass - Nickel Plated | M3 | Buchanan |  |  | 0.79 Nm (7.0 Lb-In) | 300 V |  | 12-30 AWG | Screw - Rising Cage Clamp | 4 | https://www.unikeyic.com/media/datasheet/a4/18/2a05/a4/a697169ff8e86b79a47bb7cd7c86a1f7.pdf | https://www.unikeyic.com/products/wire-to-board-terminal-blocks/282857-7/2605943.html
282858-9 | TE Connectivity | 400: 6.1135 | Conn Eurostyle Block F 9 POS 10mm Solder ST Thru-Hole 24A/Contact Carton | 282858 | Brass - Nickel Plated | Green | [5 empty] | Brass - Tin Plated | 24 A |  |  | Interlocking (Side) |  |  | Polyamide (PA66), Nylon 6/6 |  |  | Horizontal with Board | 1 (Unlimited) |  | Through Hole | 1 |  |  | - | Bulk | 0.394" (10.00mm) | 9 |  | 1827319 |  | Brass - Nickel Plated | M3 | Buchanan |  |  | 0.79 Nm (7.0 Lb-In) | 600 V |  | 12-30 AWG | Screw - Rising Cage Clamp | 40000 | https://www.unikeyic.com/media/datasheet/92/47/4a93/92/5e1430be40dcbf4f11872900e9dec9d7.pdf | https://www.unikeyic.com/products/wire-to-board-terminal-blocks/282858-9/25264075.html
282868-2 | TE Connectivity | 70: 1.628 200: 1.606 350: 1.573 700: 1.551 1,600: 1.408 5,000: 1.199 10,000: 1.067 | Conn Eurostyle Block HDR 2 POS 5mm Solder ST Thru-Hole 13.5A/Contact Box | 282868 | Brass - Nickel Plated | Green | [5 empty] | Brass - Tin Plated | 13.5 A |  |  | Interlocking (Side) |  |  | Polyamide (PA66), Nylon 6/6 |  |  | Horizontal with Board | 1 (Unlimited) |  | Through Hole | 2 |  |  | -40°C ~ 105°C | Bulk | 0.197" (5.00mm) | 2 |  | 1150147 |  | Brass - Nickel Plated | M3 | Buchanan |  |  | 0.68 Nm (6 Lb-In) | 300 V |  | 12-30 AWG | Screw - Rising Cage Clamp | 27155 | https://www.unikeyic.com/media/datasheet/1f/71/5b83/1f715b83de400112cda9ff43f10c544a.pdf | https://www.unikeyic.com/products/wire-to-board-terminal-blocks/282868-2/5559223.html
282869-3 | TE Connectivity | 1: 2.8449 | Conn Eurostyle Block HDR 6 POS 5.08mm Solder ST Thru-Hole Box | 282869 | Brass - Nickel Plated | Green | [5 empty] | Brass - Tin Plated | 13.5 A |  |  | Interlocking (Side) |  |  | Polyamide (PA66), Nylon 6/6 |  |  | Horizontal with Board | 1 (Unlimited) |  | Through Hole | 2 |  |  | -40°C ~ 105°C | Bulk | 0.200" (5.08mm) | 3 |  |  |  | Brass - Nickel Plated | M3 | Buchanan |  |  | 0.68 Nm (6 Lb-In) | 300 V |  | 12-30 AWG | Screw - Rising Cage Clamp | 10 | https://www.unikeyic.com/media/datasheet/7a/48/07cf/7a/d3d6306a91e51788408b8f26f1c4c33a.pdf | https://www.unikeyic.com/products/wire-to-board-terminal-blocks/282869-3/17464191.html
282873-3 | TE Connectivity | 1: 14.4095 10: 9.691 25: 8.4672 50: 7.8084 75: 7.2792 300: 6.7824 525: 6.1236 1,050: 6.0264 | Conn Eurostyle Block HDR 3 POS 5.08mm Solder ST Thru-Hole 13.5A/Contact | 282873 | Brass - Nickel Plated | Green | [5 empty] | Brass - Tin Plated | 13.5 A |  |  | Interlocking (Side), Mid Wire Entry Level |  |  | Polyamide (PA66), Nylon 6/6 |  |  | Horizontal with Board | 1 (Unlimited) |  | Through Hole | 2 |  |  | -40°C ~ 105°C | Bulk | 0.200" (5.08mm) | 3 |  |  |  | Brass - Nickel Plated | M3 | Buchanan |  |  | 0.68 Nm (6 Lb-In) | 300 V |  | 12-30 AWG | Screw - Rising Cage Clamp | 413 | https://www.unikeyic.com/media/datasheet/b6/01/b21c/b6/4aeeb63df91062e20eb125b1b6a2f35d.pdf | https://www.unikeyic.com/products/wire-to-board-terminal-blocks/282873-3/6017810.html
282880-3 | TE Connectivity | 61: 1.804 800: 1.804 1,600: 1.595 5,000: 1.122 10,000: 1.012 20,000: 0.924 30,000: 0.737 | Conn Eurostyle Block HDR 3 POS 5mm Solder ST Thru-Hole 13.5A/Contact Box | 282880 | Brass - Nickel Plated | Green | [5 empty] | Brass - Tin Plated | 13.5 A |  |  | Interlocking (Side), Mid Wire Entry Level |  |  | Polyamide (PA66), Nylon 6/6 |  |  | Horizontal with Board | 1 (Unlimited) |  | Through Hole | 1 |  |  | -40°C ~ 105°C | Bulk | 0.197" (5.00mm) | 3 |  |  |  | Brass - Nickel Plated | M3 | Buchanan |  |  | 0.68 Nm (6 Lb-In) | 300 V |  | 12-30 AWG | Screw - Rising Cage Clamp | 300 | https://www.unikeyic.com/media/datasheet/42/3f/828b/423f828ba9283318a5446f26e738e702.pdf | https://www.unikeyic.com/products/wire-to-board-terminal-blocks/282880-3/8152921.html
282888-2 | TE Connectivity | 1: 2.9436 | Conn Eurostyle Block HDR 2 POS Solder ST Thru-Hole 17.5A/Contact Box | 282888 | Brass - Nickel Plated | Green | [5 empty] | Brass - Tin Plated | 17.5 A |  |  | Interlocking (Side) |  |  | Polyamide (PA66), Nylon 6/6 |  |  | Horizontal with Board | 1 (Unlimited) |  | Through Hole | 2 |  |  | -40°C ~ 105°C | Bulk | 0.197" (5.00mm) | 2 |  |  |  | Brass - Nickel Plated | M3 | Buchanan |  |  | 0.79 Nm (7.0 Lb-In) | 300 V |  | 12-30 AWG | Screw - Rising Cage Clamp | 10 | https://www.unikeyic.com/media/datasheet/f4/7d/81c4/f47d81c444e8eb77d62f24d3e2455c9c.pdf | https://www.unikeyic.com/products/wire-to-board-terminal-blocks/282888-2/6915840.html
282888-3 | TE Connectivity | 1: 0.8903 100: 0.8168 | TE Connectivity PCB Terminal Block, Buchanan Series, 3 Pos, 2 Row, 2.5mm Pitch, TH, Solder Termination, Green | 282888 | Brass - Nickel Plated | Green | [5 empty] | Brass - Tin Plated | 17.5 A |  |  | Interlocking (Side) |  |  | Polyamide (PA66), Nylon 6/6 |  |  | Horizontal with Board | 1 (Unlimited) |  | Through Hole | 2 |  |  | -40°C ~ 105°C | Bulk | 0.197" (5.00mm) | 3 |  |  |  | Brass - Nickel Plated | M3 | Buchanan |  |  | 0.79 Nm (7.0 Lb-In) | 300 V |  | 12-30 AWG | Screw - Rising Cage Clamp | 20 | https://www.unikeyic.com/media/datasheet/9f/c1/d349/9f/ab9779a7779121b3d181ec0ff83e349d.pdf | https://www.unikeyic.com/products/wire-to-board-terminal-blocks/282888-3/3265197.html
282909-2 | TE Connectivity | 1: 2.8799 | Conn Eurostyle Block HDR 2 POS Solder ST Thru-Hole 24A/Contact | 282909 | Brass - Nickel Plated | Green | [5 empty] | Brass - Tin Plated | 24 A |  |  | Interlocking (Side) |  |  | Polyamide (PA66), Nylon 6/6 |  |  | Horizontal with Board | 1 (Unlimited) |  | Through Hole | 2 |  |  | -40°C ~ 105°C | Bulk | 0.200" (5.08mm) | 2 |  |  |  | Brass - Nickel Plated | M3 | Buchanan |  |  | 0.79 Nm (7.0 Lb-In) | 300 V |  | 12-30 AWG | Screw - Rising Cage Clamp | 5 | https://www.unikeyic.com/media/datasheet/92/ac/5b27/92ac5b27ec04b8d5686c57a092f67455.pdf | https://www.unikeyic.com/products/wire-to-board-terminal-blocks/282909-2/32461003.html
2834082-2 | TE Connectivity | 150: 0.77 400: 0.759 750: 0.748 1,500: 0.737 | TE Connectivity PCB Terminal Block, 3 Pos, 5mm Pitch, TH, Solder Termination, Gray | 2834082 | - | Gray | [5 empty] | Brass - Tin Plated | 20 A |  |  | Interlocking (Side), Lever Actuated |  |  | Polyamide (PA66), Nylon 6/6 |  |  | Horizontal with Board | Not Applicable |  | Through Hole | 1 |  |  | -40°C ~ 105°C | Bulk | 0.197" (5.00mm) | 3 |  | 6012671 |  | - | - | - |  |  | - | 300 V |  | 12-28 AWG | Screwless - Spring Cage, Tension Clamp | 2363 | https://www.unikeyic.com/media/datasheet/67/b5/2d30/67b52d30ba7fb82fa963db959bcbc469.pdf | https://www.unikeyic.com/products/wire-to-board-terminal-blocks/2834082-2/3006046.html
2834085-2 | TE Connectivity | 150: 0.737 | PC Terminal Block Receptacle 3 Pos 2.54mm Solder Thru-Hole 4A | 2834085 | - | - | [5 empty] | Brass - Tin Plated | 4 A |  |  | Interlocking (Side) |  |  | Polyamide (PA66), Nylon 6/6 |  |  | 45° (135°) Angle with Board | Not Applicable |  | Through Hole | 1 |  |  | -40°C ~ 105°C | Bulk | 0.100" (2.54mm) | 3 |  | 6012663 |  | - | - | - |  |  | - | 150 V |  | 20-28 AWG | Screwless - Spring Cage, Tension Clamp | 608 | https://www.unikeyic.com/media/datasheet/bf/1d/c063/bf1dc0639956bb6059367916184f6e7a.pdf | https://www.unikeyic.com/products/wire-to-board-terminal-blocks/2834085-2/3335610.html
2834089-3 | TE Connectivity | 200: 0.726 400: 0.715 800: 0.704 | Conn PC Terminal Block RCP 4 POS 5mm Solder ST Thru-Hole 10A/Contact Box/Carton | 2834089 | - | - | [5 empty] | Copper - Tin Plated | 10 A |  |  | Interlocking (Side) |  |  | Polyamide (PA66), Nylon 6/6 |  |  | Horizontal with Board | Not Applicable |  | Through Hole, Kinked Pin | 1 |  |  | -40°C ~ 105°C | Bulk | 0.197" (5.00mm) | 4 |  |  |  | - | - | - |  |  | - | 300 V |  | 14-20 AWG | Screwless - Leg Spring, Push-In Spring | 1386 | https://www.unikeyic.com/media/datasheet/99/d3/a9bd/99/df6e1ef0ddfa72d926289a730051c7c9.pdf | https://www.unikeyic.com/products/wire-to-board-terminal-blocks/2834089-3/34692812.html
2834095-1 | TE Connectivity | 840: 0.5524 1,680: 0.5208 5,040: 0.484 | Conn PC Terminal Block RCP 2 POS 5mm Solder ST Thru-Hole 10A/Contact Box/Carton | 2834095 | - | Gray | [5 empty] | Copper - Tin Plated | 10 A |  |  | Interlocking (Side), Push Button Actuated |  |  | Polyamide (PA66), Nylon 6/6 |  |  | Horizontal with Board | Not Applicable |  | Through Hole, Kinked Pin | 1 |  |  | -40°C ~ 105°C | Bulk | 0.197" (5.00mm) | 2 |  | 6012659 |  | - | - | - |  |  | - | 300 V |  | 14-20 AWG | Screwless - Leg Spring, Push-In Spring | 3310 | https://www.unikeyic.com/media/datasheet/50/a0/8a68/50/839f1edcf5addd42023bc4829e32f8b3.pdf | https://www.unikeyic.com/products/wire-to-board-terminal-blocks/2834095-1/23823585.html
2834097-1 | TE Connectivity | 10,080: 0.3322 | Conn PC Terminal Block RCP 2 POS 5mm Solder ST Thru-Hole 10A/Contact Box/Carton | 2834097 | - | Gray | [5 empty] | Copper - Tin Plated | 10 A |  |  | Interlocking (Side) |  |  | Polyamide (PA66), Nylon 6/6 |  |  | Horizontal with Board | Not Applicable |  | Through Hole, Kinked Pin | 1 |  |  | -40°C ~ 105°C | Bulk | 0.197" (5.00mm) | 2 |  |  |  | - | - | - |  |  | - | 300 V |  | 14-20 AWG | Screwless - Leg Spring, Push-In Spring | 1008000 | https://www.unikeyic.com/media/datasheet/a0/12/01b3/a0/10b9d9e14b2167b1acd003d0aacbde67.pdf | https://www.unikeyic.com/products/wire-to-board-terminal-blocks/2834097-1/25078254.html
2834114-2 | TE Connectivity | 1: 0.5743 | PC Terminal Block RCP 3 POS 5.08mm Solder ST Thru-Hole 12A/Contact Box/Carton | 2834114 | - | Gray | [5 empty] | Brass - Tin Plated | 12 A |  |  | Push Button Actuated |  |  | Polyamide (PA66), Nylon 6/6 |  |  | Vertical with Board | Not Applicable |  | Through Hole | 1 |  |  | -40°C ~ 105°C | Bulk | 0.200" (5.08mm) | 3 |  | 6012653 |  | - | - | - |  |  | - | 300 V |  | 14-20 AWG | Screwless - Leg Spring, Push-In Spring | 201 | https://www.unikeyic.com/media/datasheet/d5/52/5f11/d5/dde8f7b290eff7d7e6d19728afaf6faa.pdf | https://www.unikeyic.com/products/wire-to-board-terminal-blocks/2834114-2/11729171.html
284093-5 | TE Connectivity | 1: 2.0442 100: 1.8756 | Conn Eurostyle Block HDR 5 POS 5mm Solder RA Thru-Hole 13.5A/Contact Box | 284093 | Brass - Nickel Plated | Green | [5 empty] | Brass - Tin Plated | 13.5 A |  |  | Interlocking (Side) |  |  | Polyamide (PA66), Nylon 6/6 |  |  | Vertical with Board | 1 (Unlimited) |  | Through Hole | 1 |  |  | - | Bulk | 0.197" (5.00mm) | 5 |  | 1827017 |  | Brass - Nickel Plated | M3 | Buchanan |  |  | 0.68 Nm (6 Lb-In) | 300 V |  | 16-30 AWG | Screw - Rising Cage Clamp | 20 | https://www.unikeyic.com/media/datasheet/9f/d4/b134/9f/f25614a462624e06f87eec760ebfd7d6.pdf | https://www.unikeyic.com/products/wire-to-board-terminal-blocks/284093-5/7532748.html
284093-6 | TE Connectivity | 100: 2.2421 300: 1.9997 500: 1.9132 1,000: 1.8177 5,000: 1.6691 | Conn Eurostyle Block HDR 6 POS 5mm Solder RA Thru-Hole 13.5A/Contact Carton | 284093 | Brass - Nickel Plated | Green | [5 empty] | Brass - Tin Plated | 13.5 A |  |  | Interlocking (Side) |  |  | Polyamide (PA66), Nylon 6/6 |  |  | Vertical with Board | 1 (Unlimited) |  | Through Hole | 1 |  |  | - | Bulk | 0.197" (5.00mm) | 6 |  |  |  | Brass - Nickel Plated | M3 | Buchanan |  |  | 0.68 Nm (6 Lb-In) | 300 V |  | 16-30 AWG | Screw - Rising Cage Clamp | 185 | https://www.unikeyic.com/media/datasheet/9f/d4/b134/9f/f25614a462624e06f87eec760ebfd7d6.pdf | https://www.unikeyic.com/products/wire-to-board-terminal-blocks/284093-6/9062006.html
284093-8 | TE Connectivity | 1: 3.3695 | Conn Eurostyle Block HDR 8 POS 5mm Solder RA Thru-Hole 13.5A/Contact Box | 284093 | Brass - Nickel Plated | Green | [5 empty] | Brass - Tin Plated | 13.5 A |  |  | Interlocking (Side) |  |  | Polyamide (PA66), Nylon 6/6 |  |  | Vertical with Board | 1 (Unlimited) |  | Through Hole | 1 |  |  | - | Bulk | 0.197" (5.00mm) | 8 |  | 1827018 |  | Brass - Nickel Plated | M3 | Buchanan |  |  | 0.68 Nm (6 Lb-In) | 300 V |  | 16-30 AWG | Screw - Rising Cage Clamp | 10 | https://www.unikeyic.com/media/datasheet/9f/d4/b134/9f/f25614a462624e06f87eec760ebfd7d6.pdf | https://www.unikeyic.com/products/wire-to-board-terminal-blocks/284093-8/30705494.html
284094-9 | TE Connectivity | 100: 4.0117 300: 3.63 | Conn Eurostyle Block HDR 9 POS 5.08mm Solder RA Thru-Hole 13.5A/Contact Box | 284094 | Brass - Nickel Plated | Green | [5 empty] | Brass - Tin Plated | 13.5 A |  |  | Interlocking (Side) |  |  | Polyamide (PA66), Nylon 6/6 |  |  | Vertical with Board | 1 (Unlimited) |  | Through Hole | 1 |  |  | - | Bulk | 0.200" (5.08mm) | 9 |  |  |  | Brass - Nickel Plated | M3 | Buchanan |  |  | 0.68 Nm (6 Lb-In) | 300 V |  | 16-30 AWG | Screw - Rising Cage Clamp | 785 | https://www.unikeyic.com/media/datasheet/fd/af/0ff1/fd/357af5746069876e68b5e4b9402bb02d.pdf | https://www.unikeyic.com/products/wire-to-board-terminal-blocks/284094-9/18150878.html
284391-4 | TE Connectivity | 10: 1.1516 100: 1.131 500: 1.131 1,000: 1.1105 2,500: 1.1105 | Eurostyle Block Connector F 4 POS 3.5mm Solder ST Thru-Hole 12A/Contact Box | 284391 | Brass - Nickel Plated | Green | [5 empty] | Brass - Tin Plated | 12 A |  |  | Interlocking (Side) |  |  | Polyamide (PA66), Nylon 6/6 |  |  | Horizontal with Board | 1 (Unlimited) |  | Through Hole | 1 |  |  | - | Bulk | 0.138" (3.50mm) | 4 |  | 1827023 |  | Brass - Nickel Plated | M3 | Buchanan |  |  | 0.25 Nm (2.2 Lb-In) | 300 V |  | 14-30 AWG | Screw - Rising Cage Clamp | 1459 | https://www.unikeyic.com/media/datasheet/d8/70/d936/d8/26ded0fefb91d15c96a92eea6949722e.pdf | https://www.unikeyic.com/products/wire-to-board-terminal-blocks/284391-4/4183385.html
284391-7 | TE Connectivity | 1: 5.5841 100: 5.1235 | Conn Eurostyle Block F 7 POS 3.5mm Solder ST Thru-Hole 12A/Contact Box | 284391 | Brass - Nickel Plated | Green | [5 empty] | Brass - Tin Plated | 12 A |  |  | Interlocking (Side) |  |  | Polyamide (PA66), Nylon 6/6 |  |  | Horizontal with Board | 1 (Unlimited) |  | Through Hole | 1 |  |  | - | Bulk | 0.138" (3.50mm) | 7 |  |  |  | Brass - Nickel Plated | M3 | Buchanan |  |  | 0.25 Nm (2.2 Lb-In) | 300 V |  | 14-30 AWG | Screw - Rising Cage Clamp | 20 | https://www.unikeyic.com/media/datasheet/d8/70/d936/d8/26ded0fefb91d15c96a92eea6949722e.pdf | https://www.unikeyic.com/products/wire-to-board-terminal-blocks/284391-7/33314104.html
284392-7 | TE Connectivity | 100: 4.0834 300: 3.6868 500: 3.5468 1,000: 3.393 | Eurostyle Block Connector HDR 7 POS 3.81mm Solder ST Thru-Hole 12A/Contact Box | 284392 | Brass - Nickel Plated | Green | [5 empty] | Brass - Tin Plated | 12 A |  |  | Interlocking (Side) |  |  | Polyamide (PA66), Nylon 6/6 |  |  | Horizontal with Board | 1 (Unlimited) |  | Through Hole | 1 |  |  | - | Bulk | 0.150" (3.81mm) | 7 |  |  |  | Brass - Nickel Plated | M3 | Buchanan |  |  | 0.25 Nm (2.2 Lb-In) | 300 V |  | 14-30 AWG | Screw - Rising Cage Clamp | 735 | https://www.unikeyic.com/media/datasheet/98/36/03e2/98/cd2ec8893972677a65f57cdb87ed5982.pdf | https://www.unikeyic.com/products/wire-to-board-terminal-blocks/284392-7/17850250.html
284414-5 | TE Connectivity | 150: 2.3921 300: 2.2355 600: 2.1111 1,050: 2.0303 5,100: 1.8734 | Eurostyle Block Connector HDR 5 Pos 3.5mm Solder RA Thru-Hole 12A/Contact Box | 284414 | Brass - Nickel Plated | Green | [5 empty] | Brass - Tin Plated | 12 A |  |  | Interlocking (Side) |  |  | Polyamide (PA66), Nylon 6/6 |  |  | Vertical with Board | 1 (Unlimited) |  | Through Hole | 1 |  |  | - | Bulk | 0.138" (3.50mm) | 5 |  | 2223229 |  | Brass - Nickel Plated | M3 | Buchanan |  |  | 0.25 Nm (2.2 Lb-In) | 300 V |  | 12-30 AWG | Screw - Rising Cage Clamp | 390 | https://www.unikeyic.com/media/datasheet/cc/cf/ca88/cccfca88b06d06f3cc3fd963742173ce.pdf | https://www.unikeyic.com/products/wire-to-board-terminal-blocks/284414-5/31736654.html
284414-7 | TE Connectivity | 100: 4.2473 300: 3.8624 | Conn Eurostyle Block HDR 7 POS 3.5mm Solder RA Thru-Hole 12A/Contact Box | 284414 | Brass - Nickel Plated | Green | [5 empty] | Brass - Tin Plated | 12 A |  |  | Interlocking (Side) |  |  | Polyamide (PA66), Nylon 6/6 |  |  | Vertical with Board | 1 (Unlimited) |  | Through Hole | 1 |  |  | - | Bulk | 0.138" (3.50mm) | 7 |  | 2223233 |  | Brass - Nickel Plated | M3 | Buchanan |  |  | 0.25 Nm (2.2 Lb-In) | 300 V |  | 12-30 AWG | Screw - Rising Cage Clamp | 315 | https://www.unikeyic.com/media/datasheet/23/53/49c7/23/ea89f12ace03c2a0a4509be3ca0c30cf.pdf | https://www.unikeyic.com/products/wire-to-board-terminal-blocks/284414-7/31910417.html
284415-9 | TE Connectivity | 1: 7.9855 | Conn Eurostyle Block HDR 9 POS 3.81mm Solder RA Thru-Hole 12A/Contact Box | 284415 | Brass - Nickel Plated | Green | [5 empty] | Brass - Tin Plated | 12 A |  |  | Interlocking (Side) |  |  | Polyamide (PA66), Nylon 6/6 |  |  | Vertical with Board | 1 (Unlimited) |  | Through Hole | 1 |  |  | - | Bulk | 0.150" (3.81mm) | 9 |  |  |  | Brass - Nickel Plated | M3 | Buchanan |  |  | 0.25 Nm (2.2 Lb-In) | 300 V |  | 12-30 AWG | Screw - Rising Cage Clamp | 10 | https://www.unikeyic.com/media/datasheet/ff/00/b3b4/ff00b3b4537b28f79394433c2a2c9162.pdf | https://www.unikeyic.com/products/wire-to-board-terminal-blocks/284415-9/14799939.html
3-282836-1 | TE Connectivity | 4,800: 0.4647 | Terminal Block, PCB Mount, Side Wire Entry, Stacking with Interlock, 5.00mm Pitch | 282836 | Brass - Nickel Plated | Green | [5 empty] | Brass - Tin Plated | 13.5 A |  |  | Interlocking (Side) |  |  | Polyamide (PA66), Nylon 6/6 |  |  | Horizontal with Board | 1 (Unlimited) |  | Through Hole | 1 |  |  | - | Bulk | 0.197" (5.00mm) | 2 |  | 5346725 |  | Brass - Nickel Plated | M3 | Buchanan |  |  | 0.68 Nm (6 Lb-In) | 300 V |  | 16-30 AWG | Screw - Rising Cage Clamp | 480000 | https://www.unikeyic.com/media/datasheet/42/75/cc52/42/3943df2261294a65bcc655e0aafc0df9.pdf | https://www.unikeyic.com/products/wire-to-board-terminal-blocks/3-282836-1/16176138.html
3-282836-2 | TE Connectivity | 1: 1.4092 | Conn Terminal Block RCP 4 POS 5mm Screw ST Thru-Hole 13.5A/Contact Package | 282836 | Brass - Nickel Plated | Green | [5 empty] | Brass - Tin Plated | 13.5 A |  |  | Interlocking (Side) |  |  | Polyamide (PA66), Nylon 6/6 |  |  | Horizontal with Board | 1 (Unlimited) |  | Through Hole | 1 |  |  | - | Bulk | 0.197" (5.00mm) | 4 |  |  |  | Brass - Nickel Plated | M3 | Buchanan |  |  | 0.68 Nm (6 Lb-In) | 300 V |  | 16-30 AWG | Screw - Rising Cage Clamp | 10 | https://www.unikeyic.com/media/datasheet/a0/d4/224e/a0d4224e7fcd9de8132c132d91733bf2.pdf | https://www.unikeyic.com/products/wire-to-board-terminal-blocks/3-282836-2/737535.html
3-282836-3 | TE Connectivity | 1: 1.8659 | PC Terminal Block HDR 5 POS 5mm Solder ST Thru-Hole 13.5A/Contact | 282836 | Brass - Nickel Plated | Green | [5 empty] | Brass - Tin Plated | 13.5 A |  |  | Interlocking (Side) |  |  | Polyamide (PA66), Nylon 6/6 |  |  | Horizontal with Board | 1 (Unlimited) |  | Through Hole | 1 |  |  | - | Bulk | 0.197" (5.00mm) | 5 |  | 4022245 |  | Bronze - Nickel Plated | M3 | Buchanan |  |  | 0.68 Nm (6 Lb-In) | 300 V |  | 16-30 AWG | Screw - Rising Cage Clamp | 9 | https://www.unikeyic.com/media/datasheet/49/09/7c8a/49097c8a912ceea722d4fe74f0baed4b.pdf | https://www.unikeyic.com/products/wire-to-board-terminal-blocks/3-282836-3/25042970.html
3-282837-2 | TE Connectivity | 25: 5.28 55: 5.181 150: 5.082 250: 4.983 400: 4.884 500: 3.652 | Conn Terminal Block 13 POS 5.08mm Solder ST Thru-Hole | 282837 | Brass - Nickel Plated | Green | [5 empty] | Brass - Tin Plated | 13.5 A |  |  | Interlocking (Side), Positions Stamped |  |  | Polyamide (PA66), Nylon 6/6 |  |  | Horizontal with Board | 1 (Unlimited) |  | Through Hole | 1 |  |  | - | Bulk | 0.200" (5.08mm) | 13 |  | 1150342 |  | Brass - Nickel Plated | M3 | Buchanan |  |  | 0.68 Nm (6 Lb-In) | 300 V |  | 16-28 AWG | Screw - Rising Cage Clamp | 600 | https://www.unikeyic.com/media/datasheet/ed/3e/6d87/ed3e6d8794265cacd1827bd6dceae434.pdf | https://www.unikeyic.com/products/wire-to-board-terminal-blocks/3-282837-2/14376179.html
30.653 | Altech | 1: 1.6445 1,000: 1.5012 2,000: 1.4904 |  |  | - | Gray | [5 empty] | - | 15 A |  |  | - |  |  | Polyamide (PA66), Nylon 6/6 |  |  | 45° (135°) Angle with Board | Not Applicable |  | Through Hole | 1 |  |  | - | Bulk | 0.200" (5.08mm) | 3 |  |  |  | - | - | - |  |  | - | 300 V |  | 12-22 AWG | Screw - Rising Cage Clamp | 60 | https://www.unikeyic.com/media/datasheet/e0/40/a5a7/e0/9d3ed6b4b1aee4fea30fee83bed189db.pdf | https://www.unikeyic.com/products/wire-to-board-terminal-blocks/30-653/12069965.html
31059102 | METZ CONNECT | 10: 0.5844 100: 0.5236 500: 0.5143 1,000: 0.5143 2,500: 0.5049 5,000: 0.5049 | Conn Terminal Block 2 POS 3.5mm Solder ST Thru-Hole 10A |  | Copper Alloy | Black | [5 empty] | - | 10 A |  |  | - |  |  | - |  |  | Horizontal with Board | Not Applicable |  | Through Hole | 1 |  |  | -40°C ~ 105°C | Bulk | 0.138" (3.50mm) | 2 |  | 9826618 |  | - | - | - |  |  | 0.34 Nm (3.0 Lb-In) | 150 V |  | 16-28 AWG | Screw - Leaf Spring, Wire Guard | 515 | https://www.unikeyic.com/media/datasheet/f8/33/5d0d/f8/1b2735cde751bb06f3b352362cac57a2.pdf | https://www.unikeyic.com/products/wire-to-board-terminal-blocks/31059102/7722727.html
31059106 | METZ CONNECT | 18: 1.6927 36: 1.6504 54: 1.6221 | Terminal Block Connector, 6 Pos, 3.5mm Pitch, Solder, Straight, Thru-Hole, 10A |  | Copper Alloy | Black | [5 empty] | - | 10 A |  |  | - |  |  | - |  |  | Horizontal with Board | Not Applicable |  | Through Hole | 1 |  |  | -40°C ~ 105°C | Bulk | 0.138" (3.50mm) | 6 |  |  |  | - | - | - |  |  | 0.34 Nm (3.0 Lb-In) | 150 V |  | 16-28 AWG | Screw - Leaf Spring, Wire Guard | 18 | https://www.unikeyic.com/media/about_us/Unikey_ISO_9001_Certification.pdf | https://www.unikeyic.com/products/wire-to-board-terminal-blocks/31059106/1581987.html
31063103 | METZ CONNECT | 10: 1.5145 20: 1.4766 30: 1.4514 | Conn Terminal Block 3 POS 5mm Solder RA Thru-Hole 15A |  | Copper Alloy - Tin Plated | Gray | [5 empty] | Copper Alloy - Tin Plated | 15 A |  |  | - |  |  | Polyamide (PA66), Nylon 6/6 |  |  | Vertical with Board | Not Applicable |  | Through Hole | 1 |  |  | -40°C ~ 105°C | Bulk | 0.197" (5.00mm) | 3 |  |  |  | Zinc Plated | M3 | - |  |  | 0.4 Nm (3.5 Lb-In) | 300 V |  | 14-22 AWG | Screw - Leaf Spring, Wire Guard | 10 | https://www.unikeyic.com/media/datasheet/6b/ba/964a/6bba964a5227d70863078092d2d9b72c.pdf | https://www.unikeyic.com/products/wire-to-board-terminal-blocks/31063103/11130063.html
31101103 | METZ CONNECT | 10: 0.9498 100: 0.8865 250: 0.8707 500: 0.8707 1,000: 0.8548 2,500: 0.8548 | Conn Terminal Block 3 POS 5.08mm Solder ST Thru-Hole 15A |  | Copper Alloy - Tin Plated | Black | [5 empty] | Copper Alloy - Tin Plated | 15 A |  |  | - |  |  | Polyamide (PA66), Nylon 6/6 |  |  | Horizontal with Board | Not Applicable |  | Through Hole | 1 |  |  | -40°C ~ 105°C | Bulk | 0.200" (5.08mm) | 3 |  |  |  | Zinc Plated | M3 | - |  |  | 0.4 Nm (3.5 Lb-In) | 300 V |  | 14-28 AWG | Screw - Leaf Spring, Wire Guard | 1405 | https://www.unikeyic.com/media/about_us/Unikey_ISO_9001_Certification.pdf | https://www.unikeyic.com/products/wire-to-board-terminal-blocks/31101103/29193755.html
3260127 | PHOENIX CONTACT | 1: 159.0516 | TERM BLK 2P SIDE ENT PANEL MOUNT |  | - | Black, Gray, Yellow | [5 empty] | - | 230 A |  |  | Flange (Mounting) |  |  | Polyamide (PA), Nylon |  |  | Horizontal with Board | 1 (Unlimited) |  | Panel Mount | 1 |  |  | - | Bulk | - | 2 |  |  |  | - | - | CLIPLINE PTPOWER |  |  | - | 1 kV |  | 4/0-4 AWG | Screwless | 2 | https://www.unikeyic.com/media/datasheet/7b/e8/35b2/7be835b2ff0da15b085b43c2ee2496cc.pdf | https://www.unikeyic.com/products/wire-to-board-terminal-blocks/3260127/5273732.html
350781-1 | TE Connectivity | 5: 0.211 50: 0.1656 150: 0.146 | Tyco Electronics Connector housing, 6road, 6.35mmPitch, 2line | 350781 |  | Natural |  | Receptacle | [7 empty] | - | [6 empty] | 1 (Unlimited) |  | Panel Mount, Snap-In |  | 6 |  | -55°C ~ 105°C | Bulk | [7 empty] | Universal MATE-N-LOK | [8 empty] | https://www.unikeyic.com/media/datasheet/b3/65/50c3/b36550c32f9ea270d57b46a3a57fcd50.pdf | https://www.unikeyic.com/products/wire-to-board-terminal-blocks/350781-1/27833484.html
393570003 | molex | 1: 1.1279 30: 1.0981 50: 1.0596 | Conn Eurostyle Block 3 POS 3.5mm Solder ST Thru-Hole 17.5A/Contact Eurostyle™ | 039357 | Copper Alloy - Nickel Plated | Black | [5 empty] | Copper Alloy - Tin Plated | 12 A |  |  | - |  |  | Polyamide (PA), Nylon |  |  | Horizontal with Board | 1 (Unlimited) |  | Through Hole | 1 |  |  | -40°C ~ 105°C | Bulk | 0.138" (3.50mm) | 3 |  |  |  | Copper Alloy - Nickel Plated | M3 | Eurostyle 39357 |  |  | 0.31 Nm (2.7 Lb-In) | 300 V |  | 16-28 AWG | Screw - Rising Cage Clamp | 1 | https://www.unikeyic.com/media/datasheet/40/9d/d049/40/4d436021674f00d74e2dd65ce3a00114.pdf | https://www.unikeyic.com/products/wire-to-board-terminal-blocks/393570003/16741227.html
393570011 | molex | 59: 1.98 250: 1.98 500: 1.881 1,200: 1.639 3,000: 1.606 | Eurostyle Block Connector, 11 POS, 3.5mm, Solder ST Thru-Hole, 17.5A/Contact | 039357 | Copper Alloy - Nickel Plated | Black | [5 empty] | Copper Alloy - Tin Plated | 12 A |  |  | - |  |  | Polyamide (PA), Nylon |  |  | Horizontal with Board | 1 (Unlimited) |  | Through Hole | 1 |  |  | -40°C ~ 105°C | Bulk | 0.138" (3.50mm) | 11 |  |  |  | Copper Alloy - Nickel Plated | M3 | Eurostyle 39357 |  |  | 0.31 Nm (2.7 Lb-In) | 300 V |  | 16-28 AWG | Screw - Rising Cage Clamp | 107 | https://www.unikeyic.com/media/datasheet/b7/78/7b31/b7/064492d849bfd88b98491c1531542de3.pdf | https://www.unikeyic.com/products/wire-to-board-terminal-blocks/393570011/22676228.html
393570012 | molex | 51: 2.31 150: 2.266 300: 2.222 400: 2.145 800: 1.881 2,000: 1.815 4,000: 1.716 10,000: 1.606 | Conn Eurostyle Block 12 POS 3.5mm Solder ST Thru-Hole 17.5A/Contact Eurostyle™ | 039357 | Copper Alloy - Nickel Plated | Black | [5 empty] | Copper Alloy - Tin Plated | 12 A |  |  | - |  |  | Polyamide (PA), Nylon |  |  | Horizontal with Board | 1 (Unlimited) |  | Through Hole | 1 |  |  | -40°C ~ 105°C | Bulk | 0.138" (3.50mm) | 12 |  | 1280719 |  | Copper Alloy - Nickel Plated | M3 | Eurostyle 39357 |  |  | 0.31 Nm (2.7 Lb-In) | 300 V |  | 16-28 AWG | Screw - Rising Cage Clamp | 304 | https://www.unikeyic.com/media/datasheet/b7/78/7b31/b7/064492d849bfd88b98491c1531542de3.pdf | https://www.unikeyic.com/products/wire-to-board-terminal-blocks/393570012/29099425.html
393570016 | molex | 1: 7.7112 10: 5.4691 25: 4.8099 50: 4.4055 100: 4.0747 300: 3.6789 500: 3.5391 1,000: 3.3855 | Conn Eurostyle Block 16 POS 3.5mm Solder ST Thru-Hole 17.5A/Contact Eurostyle™ | 039357 | Copper Alloy - Nickel Plated | Black | [5 empty] | Copper Alloy - Tin Plated | 12 A |  |  | - |  |  | Polyamide (PA), Nylon |  |  | Horizontal with Board | 1 (Unlimited) |  | Through Hole | 1 |  |  | -40°C ~ 105°C | Bulk | 0.138" (3.50mm) | 16 |  | 1280723 |  | Copper Alloy - Nickel Plated | M3 | Eurostyle 39357 |  |  | 0.31 Nm (2.7 Lb-In) | 300 V |  | 16-28 AWG | Screw - Rising Cage Clamp | 283 | https://www.unikeyic.com/media/datasheet/b7/78/7b31/b7/064492d849bfd88b98491c1531542de3.pdf | https://www.unikeyic.com/products/wire-to-board-terminal-blocks/393570016/17962210.html
393570020 | molex | 1: 9.8172 10: 6.9595 25: 6.1392 75: 5.3904 150: 5.0323 300: 4.7475 525: 4.5623 1,050: 4.3787 | Conn Eurostyle Block 20 POS 3.5mm Solder ST Thru-Hole 17.5A/Contact Eurostyle™ | 039357 | Copper Alloy - Nickel Plated | Black | [5 empty] | Copper Alloy - Tin Plated | 12 A |  |  | - |  |  | Polyamide (PA), Nylon |  |  | Horizontal with Board | 1 (Unlimited) |  | Through Hole | 1 |  |  | -40°C ~ 105°C | Bulk | 0.138" (3.50mm) | 20 |  | 1280727 |  | Copper Alloy - Nickel Plated | M3 | Eurostyle 39357 |  |  | 0.31 Nm (2.7 Lb-In) | 300 V |  | 16-28 AWG | Screw - Rising Cage Clamp | 219 | https://www.unikeyic.com/media/datasheet/b7/78/7b31/b7/064492d849bfd88b98491c1531542de3.pdf | https://www.unikeyic.com/products/wire-to-board-terminal-blocks/393570020/24274115.html
393800102 | molex | 173: 0.671 450: 0.66 900: 0.649 1,440: 0.627 | Conn Eurostyle Block 2 POS 6.35mm Solder ST Thru-Hole 30A/Contact Eurostyle™ | 039380 | Copper Alloy - Nickel Plated | Black | [5 empty] | Copper Alloy - Tin Plated | 30 A |  |  | Interlocking (Side) |  |  | Polyamide (PA66), Nylon 6/6 |  |  | Horizontal with Board | 1 (Unlimited) |  | Through Hole | 1 |  |  | 110°C | Tray | 0.250" (6.35mm) | 2 |  | 3282193 |  | Copper Alloy - Nickel Plated | M3.5 | Eurostyle 39380 |  |  | - | 300 V |  | 10-30 AWG | Screw | 3510 | https://www.unikeyic.com/media/datasheet/d2/d7/e664/08/d00baca1213ca6d1eb04d19764d7a354.pdf | https://www.unikeyic.com/products/wire-to-board-terminal-blocks/393800102/6161194.html
393800103 | molex | 1: 2.1155 | Conn Eurostyle Block 3 POS 6.35mm Solder ST Thru-Hole 30A/Contact Eurostyle™ | 039380 | Copper Alloy - Nickel Plated | Black | [5 empty] | Copper Alloy - Tin Plated | 30 A |  |  | Interlocking (Side) |  |  | Polyamide (PA66), Nylon 6/6 |  |  | Horizontal with Board | 1 (Unlimited) |  | Through Hole | 1 |  |  | 110°C | Bulk | 0.250" (6.35mm) | 3 |  |  |  | Copper Alloy - Nickel Plated | M3.5 | Eurostyle 39380 |  |  | - | 300 V |  | 10-30 AWG | Screw | 46 | https://www.unikeyic.com/media/datasheet/d2/d7/e664/08/d00baca1213ca6d1eb04d19764d7a354.pdf | https://www.unikeyic.com/products/wire-to-board-terminal-blocks/393800103/28280916.html
393900102 | molex | 75: 1.562 500: 1.562 960: 1.507 2,000: 1.309 5,000: 1.276 10,000: 1.199 25,000: 1.188 | Eurostyle™ Terminal Block, 2 POS, 9.53mm Pitch, Solder ST Thru-Hole, 30A/Contact | 039390 | Copper - Nickel Plated | Black | [5 empty] | Copper - Tin Plated | 30 A |  |  | - |  |  | Polyamide (PA), Nylon |  |  | Horizontal with Board | 1 (Unlimited) |  | Through Hole | 1 |  |  | 110°C | Bulk | 0.375" (9.53mm) | 2 |  |  |  | Copper - Nickel Plated | - | Eurostyle 39390 |  |  | - | 600 V |  | 10-30 AWG | Screw | 1280 | https://www.unikeyic.com/media/datasheet/d2/d7/e664/0f/fd14093e85ecca3137f5c46bd2838b8d.pdf | https://www.unikeyic.com/products/wire-to-board-terminal-blocks/393900102/30026241.html
395430003 | molex | 1: 0.44 | Conn Eurostyle Block 3 POS 5mm Solder ST Thru-Hole 10A/Contact Eurostyle™ | 039543 | - | Black | [5 empty] | Brass - Tin Plated | 10 A |  |  | - |  |  | Polyamide (PA66), Nylon 6/6 |  |  | Horizontal with Board | 1 (Unlimited) |  | Through Hole | 1 |  |  | -40°C ~ 105°C | Bulk | 0.197" (5.00mm) | 3 |  |  |  | Steel | - | Eurostyle ESE 39543 |  |  | 0.34 Nm (3.0 Lb-In) | 300 V |  | 14-24 AWG | Screw - Leaf Spring, Wire Guard | 1 | https://www.unikeyic.com/media/datasheet/d2/d7/e664/c5/fa43c9a32c3f388427f32afe61d59e05.pdf | https://www.unikeyic.com/products/wire-to-board-terminal-blocks/395430003/2725086.html
395430006 | molex | 1: 0.9942 | Eurostyle Block Connector, 6 POS, 5mm Pitch, Solder, ST, Thru-Hole, 10A/Contact, Eurostyle™ | 039543 | - | Black | [5 empty] | Brass - Tin Plated | 10 A |  |  | - |  |  | Polyamide (PA66), Nylon 6/6 |  |  | Horizontal with Board | 1 (Unlimited) |  | Through Hole | 1 |  |  | -40°C ~ 105°C | Bulk | 0.197" (5.00mm) | 6 |  |  |  | Steel | - | Eurostyle ESE 39543 |  |  | 0.34 Nm (3.0 Lb-In) | 300 V |  | 14-24 AWG | Screw - Leaf Spring, Wire Guard | 15 | https://www.unikeyic.com/media/datasheet/d2/d7/e664/c5/fa43c9a32c3f388427f32afe61d59e05.pdf | https://www.unikeyic.com/products/wire-to-board-terminal-blocks/395430006/4891725.html
395430008 | molex | 105: 1.122 864: 1.122 1,728: 1.078 4,000: 0.946 10,000: 0.924 | Conn Eurostyle Block 8 POS 5mm Solder ST Thru-Hole 10A/Contact Eurostyle™ | 039543 | - | Black | [5 empty] | Brass - Tin Plated | 10 A |  |  | - |  |  | Polyamide (PA66), Nylon 6/6 |  |  | Horizontal with Board | 1 (Unlimited) |  | Through Hole | 1 |  |  | -40°C ~ 105°C | Bulk | 0.197" (5.00mm) | 8 |  |  |  | Steel | - | Eurostyle ESE 39543 |  |  | 0.34 Nm (3.0 Lb-In) | 300 V |  | 14-24 AWG | Screw - Leaf Spring, Wire Guard | 302 | https://www.unikeyic.com/media/datasheet/d2/d7/e664/c5/fa43c9a32c3f388427f32afe61d59e05.pdf | https://www.unikeyic.com/products/wire-to-board-terminal-blocks/395430008/8331202.html
395430603 | molex | 1: 0.8964 | Conn Eurostyle Block 3 POS 5mm Solder ST Thru-Hole 10A/Contact Eurostyle™ | 039543 | Brass | Black | [5 empty] | Brass - Tin Plated | 10 A |  |  | - |  |  | Polyamide (PA66), Nylon 6/6 |  |  | Horizontal with Board | 1 (Unlimited) |  | Through Hole | 1 |  |  | -40°C ~ 105°C | Bulk | 0.197" (5.00mm) | 3 |  |  |  | Steel | - | Eurostyle ESE 39543 |  |  | 0.34 Nm (3.0 Lb-In) | 300 V |  | 14-22 AWG | Screw - Leaf Spring, Wire Guard | 6 | https://www.unikeyic.com/media/datasheet/d2/d7/e664/97/48b07993c6b85de87dcaa44ff6bed4fd.pdf | https://www.unikeyic.com/products/wire-to-board-terminal-blocks/395430603/15368037.html
395430604 | molex | 4,680: 0.6318 9,360: 0.6157 14,040: 0.605 | Conn Eurostyle Block 4 POS 5mm Solder ST Thru-Hole 10A/Contact Eurostyle™ | 039543 | Brass | Black | [5 empty] | Brass - Tin Plated | 10 A |  |  | - |  |  | Polyamide (PA66), Nylon 6/6 |  |  | Horizontal with Board | 1 (Unlimited) |  | Through Hole | 1 |  |  | -40°C ~ 105°C | Bulk | 0.197" (5.00mm) | 4 |  |  |  | Steel | - | Eurostyle ESE 39543 |  |  | 0.34 Nm (3.0 Lb-In) | 300 V |  | 14-22 AWG | Screw - Leaf Spring, Wire Guard | 46800 | https://www.unikeyic.com/media/datasheet/d2/d7/e664/97/48b07993c6b85de87dcaa44ff6bed4fd.pdf | https://www.unikeyic.com/products/wire-to-board-terminal-blocks/395430604/10693999.html
395430606 | molex | 2,880: 1.0525 5,760: 1.0258 8,640: 1.0079 | Eurostyle Block Connector, 6 POS, 5mm Pitch, Solder, ST, Thru-Hole, 10A/Contact, Eurostyle™ | 039543 | Brass | Black | [5 empty] | Brass - Tin Plated | 10 A |  |  | - |  |  | Polyamide (PA66), Nylon 6/6 |  |  | Horizontal with Board | 1 (Unlimited) |  | Through Hole | 1 |  |  | -40°C ~ 105°C | Bulk | 0.197" (5.00mm) | 6 |  |  |  | Steel | - | Eurostyle ESE 39543 |  |  | 0.34 Nm (3.0 Lb-In) | 300 V |  | 14-22 AWG | Screw - Leaf Spring, Wire Guard | 28800 | https://www.unikeyic.com/media/datasheet/d2/d7/e664/97/48b07993c6b85de87dcaa44ff6bed4fd.pdf | https://www.unikeyic.com/products/wire-to-board-terminal-blocks/395430606/28085525.html
395430616 | molex | 64: 1.826 200: 1.793 350: 1.76 650: 1.727 960: 1.694 2,000: 1.485 5,000: 1.463 | Conn Eurostyle Block 16 POS 5mm Solder ST Thru-Hole 10A/Contact Eurostyle™ | 039543 | Brass | Black | [5 empty] | Brass - Tin Plated | 10 A |  |  | - |  |  | Polyamide (PA66), Nylon 6/6 |  |  | Horizontal with Board | 1 (Unlimited) |  | Through Hole | 1 |  |  | -40°C ~ 105°C | Bulk | 0.197" (5.00mm) | 16 |  |  |  | Steel | - | Eurostyle ESE 39543 |  |  | 0.34 Nm (3.0 Lb-In) | 300 V |  | 14-22 AWG | Screw - Leaf Spring, Wire Guard | 310 | https://www.unikeyic.com/media/datasheet/d2/d7/e664/97/48b07993c6b85de87dcaa44ff6bed4fd.pdf | https://www.unikeyic.com/products/wire-to-board-terminal-blocks/395430616/15512749.html
395433103 | molex | 152: 0.77 1,800: 0.77 3,600: 0.737 8,000: 0.649 20,000: 0.627 | Conn Eurostyle Block 3 POS 5mm Solder RA Thru-Hole 10A/Contact Eurostyle™ | 039543 | Brass | Black | [5 empty] | Brass - Tin Plated | 10 A |  |  | Interlocking (Side) |  |  | Polyamide (PA66), Nylon 6/6 |  |  | Vertical with Board | 1 (Unlimited) |  | Through Hole | 1 |  |  | -40°C ~ 105°C | Bulk | 0.197" (5.00mm) | 3 |  |  |  | Steel | - | Eurostyle ESE 39543 |  |  | 0.4 Nm (3.5 Lb-In) | 300 V |  | 16-24 AWG | Screw - Rising Cage Clamp | 203 | https://www.unikeyic.com/media/datasheet/d2/d7/e664/5a/9945d4fd357fd294791fa84d5817fbea.pdf | https://www.unikeyic.com/products/wire-to-board-terminal-blocks/395433103/30435459.html
395434305 | molex | 4,800: 1.4723 9,600: 1.4349 14,400: 1.4099 | Conn Eurostyle Block 5 POS 5mm Solder Thru-Hole 10A/Contact Eurostyle™ | 039543 | Brass | Black | [5 empty] | Brass - Tin Plated | 10 A |  |  | - |  |  | Polyamide (PA66), Nylon 6/6 |  |  | 45° (135°) Angle with Board | 1 (Unlimited) |  | Through Hole | 1 |  |  | -40°C ~ 105°C | Bulk | 0.197" (5.00mm) | 5 |  |  |  | Steel | - | Eurostyle ESE 39543 |  |  | 0.34 Nm (3.0 Lb-In) | 300 V |  | 14-22 AWG | Screw - Rising Cage Clamp | 48000 | https://www.unikeyic.com/media/datasheet/d2/d7/e664/b5/f19f85d22a974d7374c110c9391b51d6.pdf | https://www.unikeyic.com/products/wire-to-board-terminal-blocks/395434305/25058877.html
395443003 | molex | 1: 1.2693 | Conn Eurostyle Block 3 POS 5.08mm Solder ST Thru-Hole 15A/Contact Eurostyle™ | 039544 | Brass - Nickel Plated | Black | [5 empty] | Brass - Tin Plated | 15 A |  |  | - |  |  | Polyamide (PA66), Nylon 6/6 |  |  | Horizontal with Board | 1 (Unlimited) |  | Through Hole | 1 |  |  | -40°C ~ 105°C | Bulk | 0.200" (5.08mm) | 3 |  | 1280705 |  | Steel - Zinc Plated | M3 | Eurostyle ESE 39544 |  |  | 0.51 Nm (4.5 Lb-In) | 300 V |  | 12-30 AWG | Screw - Rising Cage Clamp | 29 | https://www.unikeyic.com/media/datasheet/d2/d7/e664/76/4eecfb90a64956a75382fe4757f7e529.pdf | https://www.unikeyic.com/products/wire-to-board-terminal-blocks/395443003/1864241.html
395443006 | molex | 67: 1.749 200: 1.727 350: 1.694 | Molex PCB Terminal Block, 39544 Series, 6-Pos, 5.08mm Pitch, Vertical | 039544 | Brass - Nickel Plated | Black | [5 empty] | Brass - Tin Plated | 15 A |  |  | - |  |  | Polyamide (PA66), Nylon 6/6 |  |  | Horizontal with Board | 1 (Unlimited) |  | Through Hole | 1 |  |  | -40°C ~ 105°C | Bulk | 0.200" (5.08mm) | 6 |  | 1280708 |  | Steel - Zinc Plated | M3 | Eurostyle ESE 39544 |  |  | 0.51 Nm (4.5 Lb-In) | 300 V |  | 12-30 AWG | Screw - Rising Cage Clamp | 1800 | https://www.unikeyic.com/media/datasheet/d2/d7/e664/76/4eecfb90a64956a75382fe4757f7e529.pdf | https://www.unikeyic.com/products/wire-to-board-terminal-blocks/395443006/7408434.html
395443012 | molex | 1: 6.9267 10: 4.9124 25: 4.315 50: 3.9474 240: 3.3475 480: 3.1657 720: 3.078 1,200: 2.984 | Conn Eurostyle Block 12 POS 5.08mm Solder ST Thru-Hole 15A/Contact Eurostyle™ | 039544 | Brass | Black | [5 empty] | Brass - Tin Plated | 15 A |  |  | - |  |  | Polyamide (PA66), Nylon 6/6 |  |  | Horizontal with Board | 1 (Unlimited) |  | Through Hole | 1 |  |  | -40°C ~ 105°C | Bulk | 0.200" (5.08mm) | 12 |  |  |  | Steel | - | Eurostyle ESE 39544 |  |  | 0.51 Nm (4.5 Lb-In) | 300 V |  | 12-30 AWG | Screw - Rising Cage Clamp | 608 | https://www.unikeyic.com/media/datasheet/d2/d7/e664/ba/fe67c98b3291219c6278fdb1f45f2149.pdf | https://www.unikeyic.com/products/wire-to-board-terminal-blocks/395443012/2718173.html
395443014 | molex | 45: 2.64 150: 2.574 250: 2.53 450: 2.486 768: 2.442 | Eurostyle Block Connector, 14 POS, 5.08mm Pitch, Solder ST Thru-Hole, 15A/Contact | 039544 | Brass | Black | [5 empty] | Brass - Tin Plated | 15 A |  |  | - |  |  | Polyamide (PA66), Nylon 6/6 |  |  | Horizontal with Board | 1 (Unlimited) |  | Through Hole | 1 |  |  | -40°C ~ 105°C | Bulk | 0.200" (5.08mm) | 14 |  | 2741348 |  | Steel | - | Eurostyle ESE 39544 |  |  | 0.51 Nm (4.5 Lb-In) | 300 V |  | 12-30 AWG | Screw - Rising Cage Clamp | 768 | https://www.unikeyic.com/media/datasheet/d2/d7/e664/ba/fe67c98b3291219c6278fdb1f45f2149.pdf | https://www.unikeyic.com/products/wire-to-board-terminal-blocks/395443014/17336661.html
395930606 | molex | 1: 3.341 10: 1.9883 25: 1.7345 50: 1.5725 100: 1.4366 250: 1.2938 500: 1.2098 1,440: 1.1139 5,760: 1.0322 | Conn Eurostyle Block F 6 POS 5mm Solder ST Thru-Hole 10A/Contact Eurostyle™ | 039593 | Brass | Green | [5 empty] | Brass - Tin Plated | 10 A |  |  | - |  |  | Polyamide (PA66), Nylon 6/6 |  |  | Horizontal with Board | 1 (Unlimited) |  | Through Hole | 1 |  |  | -40°C ~ 105°C | Bulk | 0.197" (5.00mm) | 6 |  | 4480935 |  | Steel | - | Eurostyle ESE 39593 |  |  | 0.34 Nm (3.0 Lb-In) | 300 V |  | 14-22 AWG | Screw - Rising Cage Clamp | 4320 | https://www.unikeyic.com/media/datasheet/12/95/e2df/12/83ddbbdb7ea5ceb6c62b5b894f40e18f.pdf | https://www.unikeyic.com/products/wire-to-board-terminal-blocks/395930606/4244583.html
395930607 | molex | 1: 3.1768 10: 2.2746 25: 1.9853 50: 1.802 100: 1.6488 250: 1.4882 500: 1.3941 1,080: 1.3122 5,400: 1.199 | Conn Eurostyle Block F 7 POS 5mm Solder ST Thru-Hole 10A/Contact Eurostyle™ | 039593 | Brass | Green | [5 empty] | Brass - Tin Plated | 10 A |  |  | - |  |  | Polyamide (PA66), Nylon 6/6 |  |  | Horizontal with Board | 1 (Unlimited) |  | Through Hole | 1 |  |  | -40°C ~ 105°C | Bulk | 0.197" (5.00mm) | 7 |  | 4480936 |  | Steel | - | Eurostyle ESE 39593 |  |  | 0.34 Nm (3.0 Lb-In) | 300 V |  | 14-22 AWG | Screw - Rising Cage Clamp | 976 | https://www.unikeyic.com/media/datasheet/d2/d7/e664/9c/209c2a0acabaf1658ab89347d37e96ed.pdf | https://www.unikeyic.com/products/wire-to-board-terminal-blocks/395930607/21097392.html
395933003 | molex | 1: 10.0062 10: 7.0964 25: 6.261 50: 5.7525 100: 5.3386 250: 4.9158 500: 4.673 1,800: 4.3557 | Conn Eurostyle Block 3 POS 5mm Solder ST Thru-Hole 15A/Contact Eurostyle™ | 039593 | Brass | Green | [5 empty] | Brass - Tin Plated | 15 A |  |  | - |  |  | Polyamide (PA66), Nylon 6/6 |  |  | Horizontal with Board | 1 (Unlimited) |  | Through Hole | 1 |  |  | -40°C ~ 105°C | Bulk | 0.197" (5.00mm) | 3 |  | 2741411 |  | Steel | - | Eurostyle ESE 39593 |  |  | 0.51 Nm (4.5 Lb-In) | 300 V |  | 14-22 AWG | Screw - Rising Cage Clamp | 1696 | https://www.unikeyic.com/media/datasheet/d2/d7/e664/fe/455a715d3d04553bcbc3648344fff764.pdf | https://www.unikeyic.com/products/wire-to-board-terminal-blocks/395933003/22632465.html
395933004 | molex | 29: 4.136 75: 4.07 150: 3.993 300: 3.916 | Eurostyle Block Connector, 4 POS, 5mm Pitch, Solder ST Thru-Hole, 15A/Contact | 039593 | Brass | Green | [5 empty] | Brass - Tin Plated | 15 A |  |  | - |  |  | Polyamide (PA66), Nylon 6/6 |  |  | Horizontal with Board | 1 (Unlimited) |  | Through Hole | 1 |  |  | -40°C ~ 105°C | Bulk | 0.197" (5.00mm) | 4 |  | 2741412 |  | Steel | - | Eurostyle ESE 39593 |  |  | 0.51 Nm (4.5 Lb-In) | 300 V |  | 14-22 AWG | Screw - Rising Cage Clamp | 510 | https://www.unikeyic.com/media/datasheet/d2/d7/e664/fe/455a715d3d04553bcbc3648344fff764.pdf | https://www.unikeyic.com/products/wire-to-board-terminal-blocks/395933004/32313738.html
395933007 | molex | 1: 4.528 10: 3.2235 25: 2.8208 50: 2.569 100: 2.3602 250: 2.1434 720: 1.9618 1,440: 1.8742 5,040: 1.7623 | Conn Eurostyle Block F 7 POS 5mm Solder ST Thru-Hole 15A/Contact Eurostyle™ | 039593 | Brass | Green | [5 empty] | Brass - Tin Plated | 15 A |  |  | - |  |  | Polyamide (PA66), Nylon 6/6 |  |  | Horizontal with Board | 1 (Unlimited) |  | Through Hole | 1 |  |  | -40°C ~ 105°C | Bulk | 0.197" (5.00mm) | 7 |  |  |  | Steel | - | Eurostyle ESE 39593 |  |  | 0.51 Nm (4.5 Lb-In) | 300 V |  | 14-22 AWG | Screw - Rising Cage Clamp | 604 | https://www.unikeyic.com/media/datasheet/98/76/5166/98/ad5a070e2bd026fc835fec152fe653cf.pdf | https://www.unikeyic.com/products/wire-to-board-terminal-blocks/395933007/20566592.html
395933010 | molex | 1: 5.7924 10: 4.1095 25: 3.6036 50: 3.29 100: 3.0318 250: 2.765 576: 2.5832 1,152: 2.4675 | Conn Eurostyle Block F 10 POS 5mm Solder ST Thru-Hole 15A/Contact Eurostyle™ | 039593 | Brass | Green | [5 empty] | Brass - Tin Plated | 15 A |  |  | - |  |  | Polyamide (PA66), Nylon 6/6 |  |  | Horizontal with Board | 1 (Unlimited) |  | Through Hole | 1 |  |  | -40°C ~ 105°C | Bulk | 0.197" (5.00mm) | 10 |  |  |  | Steel | - | Eurostyle ESE 39593 |  |  | 0.51 Nm (4.5 Lb-In) | 300 V |  | 14-22 AWG | Screw - Rising Cage Clamp | 554 | https://www.unikeyic.com/media/datasheet/d2/d7/e664/8b/62071e44b0bceb72d866c51ca8c97cb0.pdf | https://www.unikeyic.com/products/wire-to-board-terminal-blocks/395933010/2258753.html
395933016 | molex | 1: 8.1477 10: 5.7802 25: 5.0866 50: 4.6619 100: 4.3151 288: 3.9131 576: 3.7179 1,152: 3.5651 | Conn Eurostyle Block F 16 POS 5mm Solder ST Thru-Hole 15A/Contact Eurostyle™ | 039593 | Brass | Green | [5 empty] | Brass - Tin Plated | 15 A |  |  | - |  |  | Polyamide (PA66), Nylon 6/6 |  |  | Horizontal with Board | 1 (Unlimited) |  | Through Hole | 1 |  |  | -40°C ~ 105°C | Bulk | 0.197" (5.00mm) | 16 |  | 4481099 |  | Steel | - | Eurostyle ESE 39593 |  |  | 0.51 Nm (4.5 Lb-In) | 300 V |  | 14-22 AWG | Screw - Rising Cage Clamp | 279 | https://www.unikeyic.com/media/datasheet/d2/d7/e664/4a/6eddba8294a8a99e0b7944290f41209d.pdf | https://www.unikeyic.com/products/wire-to-board-terminal-blocks/395933016/15236498.html
395933104 | molex | 1: 3.5645 10: 2.1169 25: 1.8469 50: 1.6754 100: 1.5317 250: 1.3808 500: 1.2922 1,200: 1.2061 6,000: 1.1033 | Conn Eurostyle Block F 4 POS 5mm Solder RA Thru-Hole 10A/Contact Eurostyle™ | 039593 | Brass | Green | [5 empty] | Brass - Tin-Lead Plated | 10 A |  |  | Interlocking (Side) |  |  | Polyamide (PA66), Nylon 6/6 |  |  | Vertical with Board | 1 (Unlimited) |  | Through Hole | 1 |  |  | -40°C ~ 105°C | Bulk | 0.197" (5.00mm) | 4 |  |  |  | Steel | - | Eurostyle ESE 39593 |  |  | 0.4 Nm (3.5 Lb-In) | 300 V |  | 16-24 AWG | Screw - Rising Cage Clamp | 1199 | https://www.unikeyic.com/media/datasheet/d2/d7/e664/b2/c91899772b1663838ae1d301f4f6f340.pdf | https://www.unikeyic.com/products/wire-to-board-terminal-blocks/395933104/33372977.html
395933106 | molex | 1: 4.1928 10: 2.9824 25: 2.6082 50: 2.3734 100: 2.1786 250: 1.9757 900: 1.7769 1,800: 1.701 5,400: 1.6138 | Conn Eurostyle Block F 6 POS 5mm Solder RA Thru-Hole 10A/Contact Eurostyle™ | 039593 | Brass | Green | [5 empty] | Brass - Tin-Lead Plated | 10 A |  |  | Interlocking (Side) |  |  | Polyamide (PA66), Nylon 6/6 |  |  | Vertical with Board | 1 (Unlimited) |  | Through Hole | 1 |  |  | -40°C ~ 105°C | Bulk | 0.197" (5.00mm) | 6 |  |  |  | Steel | - | Eurostyle ESE 39593 |  |  | 0.4 Nm (3.5 Lb-In) | 300 V |  | 16-24 AWG | Screw - Rising Cage Clamp | 894 | https://www.unikeyic.com/media/datasheet/d2/d7/e664/21/197cb9e5beb56eb373654ba524f561c2.pdf | https://www.unikeyic.com/products/wire-to-board-terminal-blocks/395933106/10076269.html
395934302 | molex | 10: 1.2643 25: 0.9142 50: 0.8254 100: 0.7494 250: 0.6679 500: 0.6192 1,800: 0.5535 5,400: 0.5162 | Conn Eurostyle Block F 2 POS 5mm Solder Thru-Hole 10A/Contact Eurostyle™ | 039593 | Brass | Green | [5 empty] | Brass - Tin Plated | 10 A |  |  | - |  |  | Polyamide (PA66), Nylon 6/6 |  |  | 45° (135°) Angle with Board | 1 (Unlimited) |  | Through Hole | 1 |  |  | -40°C ~ 105°C | Bulk | 0.197" (5.00mm) | 2 |  |  |  | Steel | - | Eurostyle ESE 39593 |  |  | 0.34 Nm (3.0 Lb-In) | 300 V |  | 14-22 AWG | Screw - Rising Cage Clamp | 5182 | https://www.unikeyic.com/media/datasheet/f3/1e/ac3a/f3/4b3b26606874307ef8a6ad513f0f632f.pdf | https://www.unikeyic.com/products/wire-to-board-terminal-blocks/395934302/24452377.html
395943015 | molex | 1: 7.8408 10: 5.5609 25: 4.8924 50: 4.4818 100: 4.1462 384: 3.6731 768: 3.5021 1,152: 3.42 | Conn Eurostyle Block 15 POS 5.08mm Solder ST Thru-Hole 15A/Contact Eurostyle™ | 039594 | Brass | Green | [5 empty] | Brass - Tin Plated | 15 A |  |  | - |  |  | Polyamide (PA66), Nylon 6/6 |  |  | Horizontal with Board | 1 (Unlimited) |  | Through Hole | 1 |  |  | -40°C ~ 105°C | Bulk | 0.200" (5.08mm) | 15 |  | 4481299 |  | Steel | - | Eurostyle ESE 39594 |  |  | 0.51 Nm (4.5 Lb-In) | 300 V |  | 12-30 AWG | Screw - Rising Cage Clamp | 256 | https://www.unikeyic.com/media/datasheet/d2/d7/e664/cb/813a2793a75ce95b946dd3a1d6abfe7e.pdf | https://www.unikeyic.com/products/wire-to-board-terminal-blocks/395943015/785891.html
397000003 | molex | 1: 2.9 10: 1.7322 25: 1.5098 50: 1.3672 100: 1.2472 250: 1.1206 500: 1.0459 1,512: 0.9572 6,048: 0.8854 | Conn Spring Terminal Blocks 3 POS 2.54mm Solder RA Thru-Hole 6A/Contact Eurostyle™ | 039700 | Steel, Stainless | Green | [5 empty] | Brass - Tin Plated | 6 A |  |  | - |  |  | Polyamide (PA66), Nylon 6/6 |  |  | Horizontal with Board | 1 (Unlimited) |  | Through Hole | 1 |  |  | -40°C ~ 105°C | Bulk | 0.100" (2.54mm) | 3 |  | 4838934 |  | - | - | Eurostyle 39700 |  |  | - | 150 V |  | 18-26 AWG | Screwless - Push Button Clamp | 1001 | https://www.unikeyic.com/media/datasheet/b1/d8/8b2b/b1/c673e4d2969693d523d2d81d7329de66.pdf | https://www.unikeyic.com/products/wire-to-board-terminal-blocks/397000003/2051698.html
397000205 | molex | 1: 3.8905 10: 2.7696 25: 2.4205 50: 2.2012 100: 2.0187 250: 1.8283 960: 1.634 1,920: 1.5642 5,760: 1.484 | Conn Spring Terminal Block 5 POS 2.54mm Solder ST Thru-Hole 6A/Contact Eurostyle™ | 039700 | Steel, Stainless | Green | [5 empty] | Brass - Tin Plated | 6 A |  |  | - |  |  | Polyamide (PA66), Nylon 6/6 |  |  | Vertical with Board | 1 (Unlimited) |  | Through Hole | 1 |  |  | -40°C ~ 105°C | Bulk | 0.100" (2.54mm) | 5 |  |  |  | - | - | Eurostyle 39700 |  |  | - | 150 V |  | 18-26 AWG | Screwless - Push Button Clamp | 256 | https://www.unikeyic.com/media/datasheet/d2/d7/e664/35/678d6e12df7550b95357baac74440652.pdf | https://www.unikeyic.com/products/wire-to-board-terminal-blocks/397000205/34662101.html
397000212 | molex | 1: 9.1847 10: 6.5117 25: 5.7389 50: 5.2671 100: 4.8826 420: 4.3148 840: 4.1263 1,260: 4.036 | Conn Spring Terminal Block 12 POS 2.54mm Solder ST Thru-Hole 6A/Contact Eurostyle™ | 039700 | Steel, Stainless | Green | [5 empty] | Brass - Tin Plated | 6 A |  |  | - |  |  | Polyamide (PA66), Nylon 6/6 |  |  | Vertical with Board | 1 (Unlimited) |  | Through Hole | 1 |  |  | -40°C ~ 105°C | Bulk | 0.100" (2.54mm) | 12 |  | 5115931 |  | - | - | Eurostyle 39700 |  |  | - | 150 V |  | 18-26 AWG | Screwless - Push Button Clamp | 845 | https://www.unikeyic.com/media/datasheet/d2/d7/e664/bc/10762a059d9a89777fa0192b4eb9e85d.pdf | https://www.unikeyic.com/products/wire-to-board-terminal-blocks/397000212/32445399.html
397000403 | molex | 1: 3.1752 10: 2.2734 25: 1.9842 50: 1.801 100: 1.6479 250: 1.4873 504: 1.3923 1,008: 1.318 5,040: 1.2019 | Spring Terminal Block Connector, 3 POS, 5mm Pitch, Press Fit TH, 10A/Contact, Eurostyle | 039700 | Steel, Stainless | Gray | [5 empty] | Brass - Tin Plated | 10 A |  |  | - |  |  | Polyamide (PA66), Nylon 6/6 |  |  | 45° (135°) Angle with Board | 1 (Unlimited) |  | Through Hole | 1 |  |  | -40°C ~ 105°C | Bulk | 0.197" (5.00mm) | 3 |  |  |  | - | - | Eurostyle 39700 |  |  | - | 300 V |  | 14-26 AWG | Screwless - Push Button Clamp | 491 | https://www.unikeyic.com/media/datasheet/d2/d7/e664/bc/10762a059d9a89777fa0192b4eb9e85d.pdf | https://www.unikeyic.com/products/wire-to-board-terminal-blocks/397000403/3981978.html
397000803 | molex | 1: 2.9522 10: 1.7647 25: 1.5379 50: 1.3931 100: 1.2712 250: 1.1424 500: 1.0665 1,260: 0.989 5,040: 0.9112 | Conn Spring Terminal Block 3 POS 5mm Solder RA Thru-Hole 10A/Contact Eurostyle™ | 039700 | Steel, Stainless | Green | [5 empty] | Brass - Tin Plated | 10 A |  |  | - |  |  | Polyamide (PA66), Nylon 6/6 |  |  | Horizontal with Board | 1 (Unlimited) |  | Through Hole | 1 |  |  | -40°C ~ 105°C | Bulk | 0.197" (5.00mm) | 3 |  |  |  | - | - | Eurostyle 39700 |  |  | - | 300 V |  | 14-22 AWG | Screwless - Push Button Clamp | 458 | https://www.unikeyic.com/media/datasheet/d2/d7/e664/bc/10762a059d9a89777fa0192b4eb9e85d.pdf | https://www.unikeyic.com/products/wire-to-board-terminal-blocks/397000803/26092352.html
397000804 | molex | 115: 1.012 300: 0.99 600: 0.979 | Spring Terminal Block Connector, 4 POS, 5mm Pitch, Solder RA Thru-Hole, 10A/Contact, Eurostyle™ | 039700 | Steel, Stainless | Green | [5 empty] | Brass - Tin Plated | 10 A |  |  | - |  |  | Polyamide (PA66), Nylon 6/6 |  |  | Horizontal with Board | 1 (Unlimited) |  | Through Hole | 1 |  |  | -40°C ~ 105°C | Tray | 0.197" (5.00mm) | 4 |  |  |  | - | - | Eurostyle 39700 |  |  | - | 300 V |  | 14-22 AWG | Screwless - Push Button Clamp | 930 | https://www.unikeyic.com/media/datasheet/80/71/d286/80/8db4f29b84e968425e61fc122b4447d9.pdf | https://www.unikeyic.com/products/wire-to-board-terminal-blocks/397000804/1336093.html
397000806 | molex | 1: 4.5713 10: 3.2537 25: 2.8472 50: 2.5932 100: 2.3828 250: 2.1643 576: 2.0146 1,152: 1.9191 5,184: 1.7783 | Conn Spring Terminal Block 6 POS 5mm Solder RA Thru-Hole 10A/Contact Eurostyle™ | 039700 | Steel, Stainless | Green | [5 empty] | Brass - Tin Plated | 10 A |  |  | - |  |  | Polyamide (PA66), Nylon 6/6 |  |  | Horizontal with Board | 1 (Unlimited) |  | Through Hole | 1 |  |  | -40°C ~ 105°C | Bulk | 0.197" (5.00mm) | 6 |  |  |  | - | - | Eurostyle 39700 |  |  | - | 300 V |  | 14-22 AWG | Screwless - Push Button Clamp | 548 | https://www.unikeyic.com/media/datasheet/d2/d7/e664/4b/7844cb3c7a56f8ec37276b3fc9d26629.pdf | https://www.unikeyic.com/products/wire-to-board-terminal-blocks/397000806/34565236.html
397000910 | molex | 1: 7.2036 10: 5.1106 25: 4.4915 50: 4.1109 100: 3.7988 432: 3.3282 864: 3.1751 1,296: 3.1017 | Conn Spring Terminal Block 10 POS 5mm Solder ST Thru-Hole 10A/Contact Eurostyle™ | 039700 | Steel, Stainless | Green | [5 empty] | Brass - Tin Plated | 10 A |  |  | - |  |  | Polyamide (PA66), Nylon 6/6 |  |  | Vertical with Board | 1 (Unlimited) |  | Through Hole | 1 |  |  | -40°C ~ 105°C | Bulk | 0.197" (5.00mm) | 10 |  |  |  | - | - | Eurostyle 39700 |  |  | - | 300 V |  | 14-22 AWG | Screwless - Push Button Clamp | 404 | https://www.unikeyic.com/media/datasheet/2a/6c/e636/2a/01bb69827fcdd70934ea916c8dbfd7ed.pdf | https://www.unikeyic.com/products/wire-to-board-terminal-blocks/397000910/13969756.html
397007505 | molex | 1: 3.0901 10: 2.2119 25: 1.93 50: 1.7514 100: 1.602 250: 1.4453 960: 1.2844 1,920: 1.2263 5,760: 1.1595 | Conn PC Terminal Block 5 POS 3.5mm Solder Thru-Hole 5A/Contact | 039700 | - | Gray | [5 empty] | Phosphor Bronze - Tin Plated | 5 A |  |  | - |  |  | Polyamide (PA66), Nylon 6/6 |  |  | 45° (135°) Angle with Board | 1 (Unlimited) |  | Through Hole | 1 |  |  | -40°C ~ 105°C | Bulk | 0.138" (3.50mm) | 5 |  |  |  | - | - | Eurostyle 39700 |  |  | - | 300 V |  | 16-20 AWG | Screwless - Push Button Clamp | 918 | https://www.unikeyic.com/media/datasheet/5e/cb/ce16/5e/ee1664f5929e3c7ed040205eae4757b9.pdf | https://www.unikeyic.com/products/wire-to-board-terminal-blocks/397007505/579285.html
397007510 | molex | 1: 5.749 10: 4.0803 25: 3.5776 50: 3.2662 100: 3.0097 480: 2.5989 960: 2.4763 1,440: 2.4174 | Conn Terminal Block 10 POS 3.5mm Solder TH 5A/Contact | 039700 | - | Gray | [5 empty] | Phosphor Bronze - Tin Plated | 5 A |  |  | - |  |  | Polyamide (PA66), Nylon 6/6 |  |  | 45° (135°) Angle with Board | 1 (Unlimited) |  | Through Hole | 1 |  |  | -40°C ~ 105°C | Bulk | 0.138" (3.50mm) | 10 |  |  |  | - | - | Eurostyle 39700 |  |  | - | 300 V |  | 16-20 AWG | Screwless - Push Button Clamp | 402 | https://www.unikeyic.com/media/datasheet/97/c4/977d/97/b4399aebf549c946d3c05a22645f15a3.pdf | https://www.unikeyic.com/products/wire-to-board-terminal-blocks/397007510/23227422.html
397400009 | molex | 1: 4.7869 10: 3.4029 25: 2.979 50: 2.7145 100: 2.4957 250: 2.2685 500: 2.1364 1,728: 1.9664 5,184: 1.868 | MM 9C-GREEN | 039740 | Brass - Nickel Plated | Green | [5 empty] | Brass - Tin Plated | 10 A |  |  | - |  |  | Polyamide (PA66), Nylon 6/6 |  |  | Horizontal with Board | 1 (Unlimited) |  | Through Hole | 1 |  |  | -40°C ~ 105°C | Bulk | 0.150" (3.81mm) | 9 |  |  |  | Steel - Zinc Plated | M2 | 39740 |  |  | 0.23 Nm (2.0 Lb-In) | 300 V |  | 16-30 AWG | Screw - Rising Cage Clamp | 1710 | https://www.unikeyic.com/media/datasheet/fd/34/7d46/fd/98943d6a15460dfcdb756bc4ff7c9d2d.pdf | https://www.unikeyic.com/products/wire-to-board-terminal-blocks/397400009/25210247.html
397400011 | molex | 1: 5.749 10: 4.0803 25: 3.5776 50: 3.2662 100: 3.0097 250: 2.7445 500: 2.5908 1,380: 2.4231 | EURO TERM BLK VERTICAL 3.81MM 11C-GREEN | 039740 | Brass - Nickel Plated | Green | [5 empty] | Brass - Tin Plated | 10 A |  |  | - |  |  | Polyamide (PA66), Nylon 6/6 |  |  | Horizontal with Board | 1 (Unlimited) |  | Through Hole | 1 |  |  | -40°C ~ 105°C | Bulk | 0.150" (3.81mm) | 11 |  | 5255095 |  | Steel - Zinc Plated | M2 | 39740 |  |  | 0.23 Nm (2.0 Lb-In) | 300 V |  | 16-30 AWG | Screw - Rising Cage Clamp | 1339 | https://www.unikeyic.com/media/datasheet/cb/ba/4cc4/cb/9fabfcf345c2a1d63139b4187f346e35.pdf | https://www.unikeyic.com/products/wire-to-board-terminal-blocks/397400011/34704941.html
397430005 | molex | 1: 8.2345 10: 5.8417 25: 5.1415 50: 4.7127 100: 4.3625 384: 3.8695 768: 3.6914 1,152: 3.606 | TERM BLK HORIZ MOD BOX 5.0MM 5C-GREEN | 039743 | Steel - Zinc Plated | Green | [5 empty] | Brass - Tin Plated | 20 A |  |  | - |  |  | Polyamide (PA66), Nylon 6/6 |  |  | Horizontal with Board | 1 (Unlimited) |  | Through Hole | 1 |  |  | -40°C ~ 105°C | Bulk | 0.197" (5.00mm) | 5 |  |  |  | Steel - Zinc Plated | M2.5 | 39743 |  |  | 0.51 Nm (4.5 Lb-In) | 300 V |  | 12-30 AWG | Screw - Pressure Clip | 284 | https://www.unikeyic.com/media/datasheet/1d/bb/1633/1d/69f8c35c7988afb25f730dc5ba12fa47.pdf | https://www.unikeyic.com/products/wire-to-board-terminal-blocks/397430005/32945063.html
397430006 | molex | 1: 9.6934 10: 6.8737 25: 6.0622 50: 5.5673 100: 5.1645 384: 4.5997 768: 4.3964 1,152: 4.2989 | TERM BLK HORIZ MOD BOX 5.0MM 6C-GREEN | 039743 | Steel - Zinc Plated | Green | [5 empty] | Brass - Tin Plated | 20 A |  |  | - |  |  | Polyamide (PA66), Nylon 6/6 |  |  | Horizontal with Board | 1 (Unlimited) |  | Through Hole | 1 |  |  | -40°C ~ 105°C | Bulk | 0.197" (5.00mm) | 6 |  |  |  | Steel - Zinc Plated | M2.5 | 39743 |  |  | 0.51 Nm (4.5 Lb-In) | 300 V |  | 12-30 AWG | Screw - Pressure Clip | 364 | https://www.unikeyic.com/media/datasheet/d2/d7/e664/45/06f32360de8b14e8d5053e77ea647b76.pdf | https://www.unikeyic.com/products/wire-to-board-terminal-blocks/397430006/9082402.html
397440012 | molex | 1: 17.8092 10: 12.6868 25: 11.2825 50: 10.4417 192: 9.2569 384: 8.8289 576: 8.6235 1,152: 8.3358 | TERM BLK VERT MOD BOX 5.0MM 12C-GREEN | 039744 | Steel - Zinc Plated | Green | [5 empty] | Brass - Tin Plated | 20 A |  |  | - |  |  | Polyamide (PA66), Nylon 6/6 |  |  | Vertical with Board | 1 (Unlimited) |  | Through Hole | 1 |  |  | -40°C ~ 105°C | Bulk | 0.197" (5.00mm) | 12 |  | 5255123 |  | Steel - Zinc Plated | M2.5 | 39744 |  |  | 0.5 Nm (4.4 Lb-In) | 300 V |  | 12-30 AWG | Screw - Pressure Clip | 192 | https://www.unikeyic.com/media/datasheet/d2/d7/e664/f2/e04c16ead44380c1593dc1213b27661b.pdf | https://www.unikeyic.com/products/wire-to-board-terminal-blocks/397440012/24786302.html
397480002 | molex | 10: 1.1649 25: 1.0145 50: 0.9166 100: 0.8328 250: 0.7434 500: 0.6902 3,000: 0.5976 6,000: 0.5748 | EURO TERM BLOCK 55 DEG 3.81MM 2C GREEN | 039748 | Brass - Nickel Plated | Green | [5 empty] | Brass - Tin Plated | 10 A |  |  | - |  |  | Polyamide (PA66), Nylon 6/6 |  |  | 55° (125°) Angle with Board | 1 (Unlimited) |  | Through Hole | 1 |  |  | -40°C ~ 105°C | Bulk | 0.150" (3.81mm) | 2 |  | 5255140 |  | Steel - Zinc Plated | M2 | 39748 |  |  | 0.23 Nm (2.0 Lb-In) | 300 V |  | 16-30 AWG | Screw - Rising Cage Clamp | 2888 | https://www.unikeyic.com/media/datasheet/d0/1f/3b79/71/e372cbe197d56f35e5fec15f34370d0e.pdf | https://www.unikeyic.com/products/wire-to-board-terminal-blocks/397480002/5255731.html
397480004 | molex | 1: 3.0046 10: 2.1482 25: 1.8746 50: 1.7007 100: 1.5552 250: 1.4023 500: 1.3126 1,500: 1.2072 6,000: 1.1214 | EURO TERM BLOCK 55 DEG 3.81MM 4C GREEN | 039748 | Brass - Nickel Plated | Green | [5 empty] | Brass - Tin Plated | 10 A |  |  | - |  |  | Polyamide (PA66), Nylon 6/6 |  |  | 55° (125°) Angle with Board | 1 (Unlimited) |  | Through Hole | 1 |  |  | -40°C ~ 105°C | Bulk | 0.150" (3.81mm) | 4 |  |  |  | Steel - Zinc Plated | M2 | 39748 |  |  | 0.23 Nm (2.0 Lb-In) | 300 V |  | 16-30 AWG | Screw - Rising Cage Clamp | 1347 | https://www.unikeyic.com/media/datasheet/d0/1f/3b79/b1/8f5bf17649329276ee4927ed85bed440.pdf | https://www.unikeyic.com/products/wire-to-board-terminal-blocks/397480004/22541257.html
397480011 | molex | 720: 3.6227 1,440: 3.483 | Euro Term Block 55°C 3.81mm 11C Green | 039748 | Brass - Nickel Plated | Green | [5 empty] | Brass - Tin Plated | 10 A |  |  | - |  |  | Polyamide (PA66), Nylon 6/6 |  |  | 55° (125°) Angle with Board | 1 (Unlimited) |  | Through Hole | 1 |  |  | -40°C ~ 105°C | Bulk | 0.150" (3.81mm) | 11 |  |  |  | Steel - Zinc Plated | M2 | 39748 |  |  | 0.23 Nm (2.0 Lb-In) | 300 V |  | 16-30 AWG | Screw - Rising Cage Clamp | 720 | https://www.unikeyic.com/media/datasheet/d0/1f/3b79/24/5b822c4ebc5060a5e72c5c5e1bc3a808.pdf | https://www.unikeyic.com/products/wire-to-board-terminal-blocks/397480011/4530808.html
397730003 | molex | 91: 1.298 300: 1.298 550: 1.232 1,200: 1.089 3,000: 1.045 6,000: 0.979 | Eurostyle Terminal Block Connector, PL, 3 POS, 2.54mm Pitch, Solder, Straight, Thru-Hole, 10A/Contact | 039773 | Copper Alloy - Nickel Plated | Green | [5 empty] | Copper Alloy - Tin Plated | 10 A |  |  | - |  |  | Polyamide (PA66), Nylon 6/6 |  |  | Horizontal with Board | 1 (Unlimited) |  | Through Hole | 1 |  |  | -40°C ~ 110°C | Bulk | 0.100" (2.54mm) | 3 |  |  |  | Copper Alloy - Nickel Plated | M1.6 | Eurostyle 39773 |  |  | 0.19 Nm (1.68 Lb-In) | 150 V |  | 16-30 AWG | Screw - Rising Cage Clamp | 275 | https://www.unikeyic.com/media/datasheet/79/d8/f63f/79d8f63f302f24eddf2c0aef3a226eec.pdf | https://www.unikeyic.com/products/wire-to-board-terminal-blocks/397730003/27198301.html
397730005 | molex | 1: 6.0513 10: 4.2976 25: 3.7704 50: 3.4441 150: 3.0429 300: 2.8525 600: 2.7018 1,050: 2.6041 | Conn Eurostyle Terminal Block PL 5 POS 2.54mm Solder ST Thru-Hole 10A/Contact | 039773 | Copper Alloy - Nickel Plated | Green | [5 empty] | Copper Alloy - Tin Plated | 10 A |  |  | - |  |  | Polyamide (PA66), Nylon 6/6 |  |  | Horizontal with Board | 1 (Unlimited) |  | Through Hole | 1 |  |  | -40°C ~ 110°C | Bulk | 0.100" (2.54mm) | 5 |  |  |  | Copper Alloy - Nickel Plated | M1.6 | Eurostyle 39773 |  |  | 0.2 Nm (1.7 Lb-In) | 150 V |  | 16-30 AWG | Screw - Rising Cage Clamp | 242 | https://www.unikeyic.com/media/datasheet/e5/66/0fa1/e5660fa1e1dc8018499f941207ca39e6.pdf | https://www.unikeyic.com/products/wire-to-board-terminal-blocks/397730005/27843685.html
397730006 | molex | 50: 2.343 150: 2.343 250: 2.244 800: 1.958 2,000: 1.903 4,000: 1.782 10,000: 1.771 | Eurostyle Terminal Block Connector, 6 Pos, 2.54mm Pitch, Solder, Straight, Thru-Hole, 10A/Contact | 039773 | Copper Alloy - Nickel Plated | Green | [5 empty] | Copper Alloy - Tin Plated | 10 A |  |  | - |  |  | Polyamide (PA66), Nylon 6/6 |  |  | Horizontal with Board | 1 (Unlimited) |  | Through Hole | 1 |  |  | -40°C ~ 110°C | Bulk | 0.100" (2.54mm) | 6 |  | 9740843 |  | Copper Alloy - Nickel Plated | M1.6 | Eurostyle 39773 |  |  | 0.2 Nm (1.7 Lb-In) | 150 V |  | 16-30 AWG | Screw - Rising Cage Clamp | 312 | https://www.unikeyic.com/media/datasheet/87/c2/92fc/87c292fcb063055e40256fe7ba730c1d.pdf | https://www.unikeyic.com/products/wire-to-board-terminal-blocks/397730006/6445842.html
397730009 | molex | 1: 11.5519 10: 8.1974 25: 7.2452 75: 6.3823 150: 5.9714 300: 5.6452 525: 5.4336 1,050: 5.2239 | Conn Eurostyle Terminal Block PL 9 POS 2.54mm Solder ST Thru-Hole 10A/Contact | 039773 | Copper Alloy - Nickel Plated | Green | [5 empty] | Copper Alloy - Tin Plated | 10 A |  |  | - |  |  | Polyamide (PA66), Nylon 6/6 |  |  | Horizontal with Board | 1 (Unlimited) |  | Through Hole | 1 |  |  | -40°C ~ 110°C | Bulk | 0.100" (2.54mm) | 9 |  |  |  | Copper Alloy - Nickel Plated | M1.6 | Eurostyle 39773 |  |  | 0.2 Nm (1.7 Lb-In) | 150 V |  | 16-30 AWG | Screw - Rising Cage Clamp | 223 | https://www.unikeyic.com/media/datasheet/98/37/bdb2/9837bdb239ee4b83c7bfe91028dff9ef.pdf | https://www.unikeyic.com/products/wire-to-board-terminal-blocks/397730009/666056.html
397730011 | molex | 1: 13.7351 10: 9.7578 25: 8.6448 50: 7.9737 100: 7.4314 250: 6.8804 500: 6.5655 1,000: 6.3199 | Conn Eurostyle Terminal Block PL 11 POS 2.54mm Solder ST Thru-Hole 10A/Contact | 039773 | Copper Alloy - Nickel Plated | Green | [5 empty] | Copper Alloy - Tin Plated | 10 A |  |  | - |  |  | Polyamide (PA66), Nylon 6/6 |  |  | Horizontal with Board | 1 (Unlimited) |  | Through Hole | 1 |  |  | -40°C ~ 110°C | Bulk | 0.100" (2.54mm) | 11 |  | 9740848 |  | Copper Alloy - Nickel Plated | M1.6 | Eurostyle 39773 |  |  | 0.2 Nm (1.7 Lb-In) | 150 V |  | 16-30 AWG | Screw - Rising Cage Clamp | 245 | https://www.unikeyic.com/media/datasheet/67/d8/8302/67d88302b6e3bf82e10f264266a2ce2c.pdf | https://www.unikeyic.com/products/wire-to-board-terminal-blocks/397730011/28893788.html
397730012 | molex | 1: 14.8365 10: 10.5488 25: 9.3563 50: 8.6386 100: 8.0593 250: 7.4717 500: 7.1361 1,000: 6.8746 | Conn Eurostyle Terminal Block PL 12 POS 2.54mm Solder ST Thru-Hole 10A/Contact | 039773 | Copper Alloy - Nickel Plated | Green | [5 empty] | Copper Alloy - Tin Plated | 10 A |  |  | - |  |  | Polyamide (PA66), Nylon 6/6 |  |  | Horizontal with Board | 1 (Unlimited) |  | Through Hole | 1 |  |  | -40°C ~ 110°C | Bulk | 0.100" (2.54mm) | 12 |  |  |  | Copper Alloy - Nickel Plated | M1.6 | Eurostyle 39773 |  |  | 0.2 Nm (1.7 Lb-In) | 150 V |  | 16-30 AWG | Screw - Rising Cage Clamp | 258 | https://www.unikeyic.com/media/datasheet/cb/06/472e/cb06472e1664bb535f79008171dfd930.pdf | https://www.unikeyic.com/products/wire-to-board-terminal-blocks/397730012/34740200.html
398800306 | molex | 1: 3.0257 10: 2.1645 25: 1.8885 50: 1.7134 100: 1.5669 250: 1.4131 500: 1.3229 1,000: 1.2513 5,000: 1.1394 | Conn Eurostyle Block 6 POS 5.08mm Solder ST Thru-Hole 13.5A/Contact Eurostyle™ | 039880 | Copper Alloy - Nickel Plated | Black | [5 empty] | Copper Alloy - Tin Plated | 13.5 A |  |  | Interlocking (Side) |  |  | Polyamide (PA), Nylon |  |  | Horizontal with Board | 1 (Unlimited) |  | Through Hole | 1 |  |  | -40°C ~ 105°C | Bulk | 0.200" (5.08mm) | 6 |  |  |  | Copper Alloy - Nickel Plated | M3 | Eurostyle 39880 |  |  | 0.68 Nm (6 Lb-In) | 300 V |  | 16-30 AWG | Screw - Rising Cage Clamp | 246 | https://www.unikeyic.com/media/datasheet/d2/d7/e664/23/326a9c120e84f33caee2e42af06cf29f.pdf | https://www.unikeyic.com/products/wire-to-board-terminal-blocks/398800306/21032395.html
398800307 | molex | 1: 3.4668 10: 2.4721 25: 2.1591 50: 1.9615 200: 1.6615 400: 1.5529 600: 1.5 1,000: 1.443 5,000: 1.3183 | Conn Eurostyle Block 7 POS 5.08mm Solder ST Thru-Hole 13.5A/Contact Eurostyle™ | 039880 | Copper Alloy - Nickel Plated | Black | [5 empty] | Copper Alloy - Tin Plated | 13.5 A |  |  | Interlocking (Side) |  |  | Polyamide (PA), Nylon |  |  | Horizontal with Board | 1 (Unlimited) |  | Through Hole | 1 |  |  | -40°C ~ 105°C | Bulk | 0.200" (5.08mm) | 7 |  |  |  | Copper Alloy - Nickel Plated | M3 | Eurostyle 39880 |  |  | 0.68 Nm (6 Lb-In) | 300 V |  | 16-30 AWG | Screw - Rising Cage Clamp | 155 | https://www.unikeyic.com/media/datasheet/d2/d7/e664/23/326a9c120e84f33caee2e42af06cf29f.pdf | https://www.unikeyic.com/products/wire-to-board-terminal-blocks/398800307/19188037.html
398800310 | molex | 1: 4.4604 10: 3.1774 25: 2.7795 50: 2.5309 125: 2.2671 250: 2.1108 500: 1.9861 1,000: 1.8878 5,000: 1.7349 | Conn Eurostyle Block 10 POS 5.08mm Solder ST Thru-Hole 13.5A/Contact Eurostyle™ | 039880 | Copper Alloy - Nickel Plated | Black | [5 empty] | Copper Alloy - Tin Plated | 13.5 A |  |  | Interlocking (Side) |  |  | Polyamide (PA), Nylon |  |  | Horizontal with Board | 1 (Unlimited) |  | Through Hole | 1 |  |  | -40°C ~ 105°C | Bulk | 0.200" (5.08mm) | 10 |  |  |  | Copper Alloy - Nickel Plated | M3 | Eurostyle 39880 |  |  | 0.68 Nm (6 Lb-In) | 300 V |  | 16-30 AWG | Screw - Rising Cage Clamp | 114 | https://www.unikeyic.com/media/datasheet/d2/d7/e664/23/326a9c120e84f33caee2e42af06cf29f.pdf | https://www.unikeyic.com/products/wire-to-board-terminal-blocks/398800310/19033384.html
398800311 | molex | 73: 1.595 200: 1.562 400: 1.54 500: 1.485 1,200: 1.298 3,000: 1.276 | Conn Eurostyle Block 11 POS 5.08mm Solder ST Thru-Hole 13.5A/Contact Eurostyle™ | 039880 | Copper Alloy - Nickel Plated | Black | [5 empty] | Copper Alloy - Tin Plated | 13.5 A |  |  | Interlocking (Side) |  |  | Polyamide (PA), Nylon |  |  | Horizontal with Board | 1 (Unlimited) |  | Through Hole | 1 |  |  | -40°C ~ 105°C | Bulk | 0.200" (5.08mm) | 11 |  | 2741460 |  | Copper Alloy - Nickel Plated | M3 | Eurostyle 39880 |  |  | 0.68 Nm (6 Lb-In) | 300 V |  | 16-30 AWG | Screw - Rising Cage Clamp | 365 | https://www.unikeyic.com/media/datasheet/d2/d7/e664/23/326a9c120e84f33caee2e42af06cf29f.pdf | https://www.unikeyic.com/products/wire-to-board-terminal-blocks/398800311/24611957.html
398800312 | molex | 1: 4.8384 10: 3.4398 25: 3.0115 50: 2.7445 100: 2.5235 300: 2.2562 500: 2.161 1,000: 2.056 5,000: 1.893 | Conn Eurostyle Block 12 POS 5.08mm Solder ST Thru-Hole 13.5A/Contact Eurostyle™ | 039880 | Copper Alloy - Nickel Plated | Black | [5 empty] | Copper Alloy - Tin Plated | 13.5 A |  |  | Interlocking (Side) |  |  | Polyamide (PA), Nylon |  |  | Horizontal with Board | 1 (Unlimited) |  | Through Hole | 1 |  |  | -40°C ~ 105°C | Bulk | 0.200" (5.08mm) | 12 |  | 2741461 |  | Copper Alloy - Nickel Plated | M3 | Eurostyle 39880 |  |  | 0.68 Nm (6 Lb-In) | 300 V |  | 16-30 AWG | Screw - Rising Cage Clamp | 406 | https://www.unikeyic.com/media/datasheet/d2/d7/e664/23/326a9c120e84f33caee2e42af06cf29f.pdf | https://www.unikeyic.com/products/wire-to-board-terminal-blocks/398800312/838000.html
398800404 | molex | 1: 3.5249 10: 2.0942 25: 1.8275 50: 1.6576 100: 1.5152 400: 1.3041 800: 1.229 1,200: 1.1926 5,200: 1.0975 | Conn Eurostyle Block 4 POS 5.08mm Solder Thru-Hole 17.5A/Contact Eurostyle™ | 039880 | Copper Alloy - Nickel Plated | Black | [5 empty] | Copper - Tin Plated | 17.5 A |  |  | - |  |  | Polyamide (PA), Nylon |  |  | 35° (145°) Angle with Board | 1 (Unlimited) |  | Through Hole | 1 |  |  | -40°C ~ 105°C | Bulk | 0.200" (5.08mm) | 4 |  |  |  | Copper Alloy - Nickel Plated | M3 | Eurostyle 39880 |  |  | 0.79 Nm (7.0 Lb-In) | 300 V |  | 12-30 AWG | Screw - Rising Cage Clamp | 38 | https://www.unikeyic.com/media/datasheet/d2/d7/e664/0f/5a532b2d87323880688ef7b1f3f76f8a.pdf | https://www.unikeyic.com/products/wire-to-board-terminal-blocks/398800404/2597249.html
398800405 | molex | 1: 3.5659 10: 2.5426 25: 2.2204 50: 2.0175 100: 1.8484 350: 1.6185 700: 1.5261 1,050: 1.4814 5,250: 1.3561 | Conn Eurostyle Block 5 POS 5.08mm Solder Thru-Hole 17.5A/Contact Eurostyle™ | 039880 | Copper Alloy - Nickel Plated | Black | [5 empty] | Copper - Tin Plated | 17.5 A |  |  | - |  |  | Polyamide (PA), Nylon |  |  | 35° (145°) Angle with Board | 1 (Unlimited) |  | Through Hole | 1 |  |  | -40°C ~ 105°C | Bulk | 0.200" (5.08mm) | 5 |  |  |  | Copper Alloy - Nickel Plated | M3 | Eurostyle 39880 |  |  | 0.79 Nm (7.0 Lb-In) | 300 V |  | 12-30 AWG | Screw - Rising Cage Clamp | 269 | https://www.unikeyic.com/media/datasheet/d2/d7/e664/0f/5a532b2d87323880688ef7b1f3f76f8a.pdf | https://www.unikeyic.com/products/wire-to-board-terminal-blocks/398800405/5659437.html
398800406 | molex | 1: 4.2362 10: 3.0128 25: 2.6349 50: 2.3981 100: 2.2014 300: 1.9627 600: 1.8505 1,200: 1.7621 5,100: 1.6355 | Conn Eurostyle Block 6 POS 5.08mm Solder Thru-Hole 17.5A/Contact Eurostyle™ | 039880 | Copper Alloy - Nickel Plated | Black | [5 empty] | Copper - Tin Plated | 17.5 A |  |  | - |  |  | Polyamide (PA), Nylon |  |  | 35° (145°) Angle with Board | 1 (Unlimited) |  | Through Hole | 1 |  |  | -40°C ~ 105°C | Bulk | 0.200" (5.08mm) | 6 |  |  |  | Copper Alloy - Nickel Plated | M3 | Eurostyle 39880 |  |  | 0.79 Nm (7.0 Lb-In) | 300 V |  | 12-30 AWG | Screw - Rising Cage Clamp | 276 | https://www.unikeyic.com/media/datasheet/d2/d7/e664/0f/5a532b2d87323880688ef7b1f3f76f8a.pdf | https://www.unikeyic.com/products/wire-to-board-terminal-blocks/398800406/33765027.html
398800504 | molex | 100: 1.166 250: 1.144 400: 1.089 800: 0.946 2,000: 0.924 4,000: 0.858 | Eurostyle Block Connector, 4 POS, 5.08mm Pitch, Solder ST Thru-Hole, 13.5A/Contact | 039880 | Brass - Nickel Plated | Black | [5 empty] | Copper - Tin Plated | 13.5 A |  |  | Interlocking (Side) |  |  | Polyamide (PA), Nylon |  |  | Horizontal with Board | 1 (Unlimited) |  | Through Hole | 2 |  |  | -40°C ~ 105°C | Bulk | 0.200" (5.08mm) | 2 |  |  |  | Bronze - Nickel Plated | M3 | Eurostyle 39880 |  |  | 0.68 Nm (6 Lb-In) | 300 V |  | 16-30 AWG | Screw - Rising Cage Clamp | 1440 | https://www.unikeyic.com/media/datasheet/d2/d7/e664/b9/233acfb2e845f741936321a4484b31b2.pdf | https://www.unikeyic.com/products/wire-to-board-terminal-blocks/398800504/13996768.html
398800508 | molex | 47: 2.497 150: 2.453 250: 2.398 | Conn Eurostyle Block 8 POS 5.08mm Solder ST Thru-Hole 13.5A/Contact Eurostyle™ | 039880 | Brass - Nickel Plated | Black | [5 empty] | Copper - Tin Plated | 13.5 A |  |  | Interlocking (Side) |  |  | Polyamide (PA), Nylon |  |  | Horizontal with Board | 1 (Unlimited) |  | Through Hole | 2 |  |  | -40°C ~ 105°C | Bulk | 0.200" (5.08mm) | 4 |  |  |  | Bronze - Nickel Plated | M3 | Eurostyle 39880 |  |  | 0.68 Nm (6 Lb-In) | 300 V |  | 16-30 AWG | Screw - Rising Cage Clamp | 265 | https://www.unikeyic.com/media/datasheet/d2/d7/e664/b9/233acfb2e845f741936321a4484b31b2.pdf | https://www.unikeyic.com/products/wire-to-board-terminal-blocks/398800508/6147920.html
398800516 | molex | 324: 10.7127 648: 10.4403 972: 10.2587 | Conn Eurostyle Block 16 POS 5.08mm Solder ST Thru-Hole 13.5A/Contact Eurostyle™ | 039880 | Brass - Nickel Plated | Black | [5 empty] | Copper - Tin Plated | 13.5 A |  |  | Interlocking (Side) |  |  | Polyamide (PA), Nylon |  |  | Horizontal with Board | 1 (Unlimited) |  | Through Hole | 2 |  |  | -40°C ~ 105°C | Bulk | 0.200" (5.08mm) | 8 |  |  |  | Bronze - Nickel Plated | M3 | Eurostyle 39880 |  |  | 0.68 Nm (6 Lb-In) | 300 V |  | 16-30 AWG | Screw - Rising Cage Clamp | 3240 | https://www.unikeyic.com/media/datasheet/d2/d7/e664/b9/233acfb2e845f741936321a4484b31b2.pdf | https://www.unikeyic.com/products/wire-to-board-terminal-blocks/398800516/3822519.html
398800540 | molex | 1: 28.5012 10: 20.453 25: 18.3246 63: 16.7037 126: 15.7741 252: 15.0431 504: 14.473 | Conn Eurostyle Block 40 POS 5.08mm Solder ST Thru-Hole 13.5A/Contact Eurostyle™ | 039880 | Brass - Nickel Plated | Black | [5 empty] | Copper - Tin Plated | 13.5 A |  |  | Interlocking (Side) |  |  | Polyamide (PA), Nylon |  |  | Horizontal with Board | 1 (Unlimited) |  | Through Hole | 2 |  |  | -40°C ~ 105°C | Bulk | 0.200" (5.08mm) | 20 |  | 2741493 |  | Bronze - Nickel Plated | M3 | Eurostyle 39880 |  |  | 0.68 Nm (6 Lb-In) | 300 V |  | 16-30 AWG | Screw - Rising Cage Clamp | 193 | https://www.unikeyic.com/media/datasheet/d2/d7/e664/b9/233acfb2e845f741936321a4484b31b2.pdf | https://www.unikeyic.com/products/wire-to-board-terminal-blocks/398800540/31928627.html
398800806 | molex | 150: 3.8558 300: 3.7578 450: 3.6925 | Conn Eurostyle Block 6 POS 5.08mm Solder ST Thru-Hole 13.5A/Contact Eurostyle™ | 039880 | Brass - Nickel Plated | Black | [5 empty] | Copper Alloy - Tin Plated | 13.5 A |  |  | Interlocking (Side) |  |  | Polyamide (PA), Nylon |  |  | Horizontal with Board | 1 (Unlimited) |  | Through Hole | 3 |  |  | -40°C ~ 105°C | Bulk | 0.200" (5.08mm) | 2 |  |  |  | Bronze - Nickel Plated | M3 | Eurostyle 39880 |  |  | 0.68 Nm (6 Lb-In) | 300 V |  | 16-30 AWG | Screw - Rising Cage Clamp | 1500 | https://www.unikeyic.com/media/datasheet/d2/d7/e664/db/d9f90d12fd24e20b8bee4083c4a23ed5.pdf | https://www.unikeyic.com/products/wire-to-board-terminal-blocks/398800806/1552602.html
398800809 | molex | 400: 7.0783 800: 6.8983 1,200: 6.7783 | Conn Eurostyle Block 9 POS 5.08mm Solder ST Thru-Hole 13.5A/Contact Eurostyle™ | 039880 | Brass - Nickel Plated | Black | [5 empty] | Copper Alloy - Tin Plated | 13.5 A |  |  | Interlocking (Side) |  |  | Polyamide (PA), Nylon |  |  | Horizontal with Board | 1 (Unlimited) |  | Through Hole | 3 |  |  | -40°C ~ 105°C | Bulk | 0.200" (5.08mm) | 3 |  |  |  | Bronze - Nickel Plated | M3 | Eurostyle 39880 |  |  | 0.68 Nm (6 Lb-In) | 300 V |  | 16-30 AWG | Screw - Rising Cage Clamp | 4000 | https://www.unikeyic.com/media/datasheet/d2/d7/e664/db/d9f90d12fd24e20b8bee4083c4a23ed5.pdf | https://www.unikeyic.com/products/wire-to-board-terminal-blocks/398800809/26905299.html
398800906 | molex | 200: 4.5352 400: 4.4199 600: 4.343 | Conn Eurostyle Block 6 POS 5.08mm Solder ST Thru-Hole 17.5A/Contact Eurostyle™ | 039880 | Brass - Nickel Plated | Black | [5 empty] | Phosphor Bronze - Tin Plated | 17.5 A |  |  | Interlocking (Side) |  |  | Polyamide (PA), Nylon |  |  | Horizontal with Board | 1 (Unlimited) |  | Through Hole | 3 |  |  | -40°C ~ 105°C | Bulk | 0.200" (5.08mm) | 2 |  |  |  | Bronze - Nickel Plated | M3 | Eurostyle 39880 |  |  | 0.79 Nm (7.0 Lb-In) | 300 V |  | 12-30 AWG | Screw - Rising Cage Clamp | 2000 | https://www.unikeyic.com/media/datasheet/d2/d7/e664/c9/ad0687e538954946d2703f243022709d.pdf | https://www.unikeyic.com/products/wire-to-board-terminal-blocks/398800906/5792022.html
398801202 | molex | 10: 1.2356 25: 0.8943 50: 0.8072 100: 0.7325 250: 0.6526 900: 0.5719 1,800: 0.5404 5,400: 0.5038 | Conn Eurostyle Block 2 POS 5.08mm Solder RA Thru-Hole 17.5A/Contact Eurostyle™ | 039880 | Copper Alloy - Nickel Plated | Black | [5 empty] | Copper Alloy - Tin Plated | 17.5 A |  |  | Interlocking (Side) |  |  | Polyamide (PA66), Nylon 6/6 |  |  | Vertical with Board | 1 (Unlimited) |  | Through Hole | 1 |  |  | -40°C ~ 105°C | Bulk | 0.200" (5.08mm) | 2 |  |  |  | Copper Alloy - Nickel Plated | M3 | Eurostyle 39880 |  |  | 0.5 Nm (4.4 Lb-In) | 300 V |  | 12-30 AWG | Screw - Rising Cage Clamp | 786 | https://www.unikeyic.com/media/datasheet/d2/d7/e664/ef/80625b9886297d3abecdf10156c194f0.pdf | https://www.unikeyic.com/products/wire-to-board-terminal-blocks/398801202/28821527.html
398801204 | molex | 1: 3.5771 10: 2.1299 25: 1.8578 50: 1.6855 100: 1.541 400: 1.3269 800: 1.2507 1,200: 1.2139 5,200: 1.1174 | Conn Eurostyle Block 4 POS 5.08mm Solder RA Thru-Hole 17.5A/Contact Eurostyle™ | 039880 | Copper Alloy - Nickel Plated | Black | [5 empty] | Copper Alloy - Tin Plated | 17.5 A |  |  | Interlocking (Side) |  |  | Polyamide (PA66), Nylon 6/6 |  |  | Vertical with Board | 1 (Unlimited) |  | Through Hole | 1 |  |  | -40°C ~ 105°C | Bulk | 0.200" (5.08mm) | 4 |  |  |  | Copper Alloy - Nickel Plated | M3 | Eurostyle 39880 |  |  | 0.5 Nm (4.4 Lb-In) | 300 V |  | 12-30 AWG | Screw - Rising Cage Clamp | 329 | https://www.unikeyic.com/media/datasheet/d2/d7/e664/ef/80625b9886297d3abecdf10156c194f0.pdf | https://www.unikeyic.com/products/wire-to-board-terminal-blocks/398801204/34056030.html
398804302 | molex | 378: 0.3091 950: 0.3047 1,600: 0.2871 4,000: 0.2519 10,000: 0.2464 | Conn Eurostyle Block 2 POS 5.08mm Solder ST Thru-Hole 13.5A | 039880 | Copper Alloy - Nickel Plated | Green | [5 empty] | Copper Alloy - Tin Plated | 13.5 A |  |  | Interlocking (Side) |  |  | Polyamide (PA46), Nylon 4/6 |  |  | Horizontal with Board | 1 (Unlimited) |  | Through Hole | 1 |  |  | -40°C ~ 105°C | Bulk | 0.200" (5.08mm) | 2 |  | 3309522 |  | Copper Alloy - Nickel Plated | M3 | Eurostyle 39880 |  |  | 0.68 Nm (6 Lb-In) | 300 V |  | 16-30 AWG | Screw - Rising Cage Clamp | 800 | https://www.unikeyic.com/media/datasheet/d2/d7/e664/93/755e109d8fda6688d53735c909881e73.pdf | https://www.unikeyic.com/products/wire-to-board-terminal-blocks/398804302/16557917.html
398900302 | molex | 10: 0.523 50: 0.5142 100: 0.4961 | Conn Eurostyle Block 2 POS 5mm Solder ST Thru-Hole 13.5A/Contact Eurostyle™ | 039890 | Copper Alloy - Nickel Plated | Black | [5 empty] | Copper Alloy - Tin Plated | 13.5 A |  |  | Interlocking (Side) |  |  | Polyamide (PA), Nylon |  |  | Horizontal with Board | 1 (Unlimited) |  | Through Hole | 1 |  |  | -40°C ~ 105°C | Bulk | 0.197" (5.00mm) | 2 |  | 809414 |  | Copper Alloy - Nickel Plated | M3 | Eurostyle 39890 |  |  | 0.68 Nm (6 Lb-In) | 300 V |  | 16-30 AWG | Screw - Rising Cage Clamp | 39 | https://www.unikeyic.com/media/datasheet/e3/01/5af9/e3/5c71617a88e5d63f5bf68d690897ed4e.pdf | https://www.unikeyic.com/products/wire-to-board-terminal-blocks/398900302/21290330.html
398900305 | molex | 1: 3.0962 10: 1.8489 25: 1.6118 50: 1.4603 100: 1.3331 300: 1.1766 600: 1.1022 1,200: 1.0432 5,100: 0.9582 | Conn Eurostyle Block 5 POS 5mm Solder ST Thru-Hole 13.5A/Contact Eurostyle™ | 039890 | Copper Alloy - Nickel Plated | Black | [5 empty] | Copper Alloy - Tin Plated | 13.5 A |  |  | Interlocking (Side) |  |  | Polyamide (PA), Nylon |  |  | Horizontal with Board | 1 (Unlimited) |  | Through Hole | 1 |  |  | -40°C ~ 105°C | Bulk | 0.197" (5.00mm) | 5 |  |  |  | Copper Alloy - Nickel Plated | M3 | Eurostyle 39890 |  |  | 0.68 Nm (6 Lb-In) | 300 V |  | 16-30 AWG | Screw - Rising Cage Clamp | 8 | https://www.unikeyic.com/media/datasheet/d2/d7/e664/01/dc4cd9affb9c951055b084638aba9d2c.pdf | https://www.unikeyic.com/products/wire-to-board-terminal-blocks/398900305/34901611.html
398900306 | molex | 1: 3.0257 10: 2.1645 25: 1.8885 50: 1.7134 100: 1.5669 250: 1.4131 500: 1.3229 1,000: 1.2513 5,000: 1.1394 | Eurostyle Block Connector 6 POS 5mm Solder ST Thru-Hole 13.5A/Contact | 039890 | Copper Alloy - Nickel Plated | Black | [5 empty] | Copper Alloy - Tin Plated | 13.5 A |  |  | Interlocking (Side) |  |  | Polyamide (PA), Nylon |  |  | Horizontal with Board | 1 (Unlimited) |  | Through Hole | 1 |  |  | -40°C ~ 105°C | Bulk | 0.197" (5.00mm) | 6 |  | 3309540 |  | Copper Alloy - Nickel Plated | M3 | Eurostyle 39890 |  |  | 0.68 Nm (6 Lb-In) | 300 V |  | 16-30 AWG | Screw - Rising Cage Clamp | 29 | https://www.unikeyic.com/media/datasheet/d2/d7/e664/eb/cdefa764c1265633135a6b4be1b42b79.pdf | https://www.unikeyic.com/products/wire-to-board-terminal-blocks/398900306/20181867.html
398900309 | molex | 1: 4.2228 10: 3.0067 25: 2.6296 50: 2.3933 150: 2.0994 300: 1.9587 600: 1.8467 1,050: 1.7739 5,100: 1.6321 | Conn Eurostyle Block 9 POS 5mm Solder ST Thru-Hole 13.5A/Contact Eurostyle™ | 039890 | Copper Alloy - Nickel Plated | Black | [5 empty] | Copper Alloy - Tin Plated | 13.5 A |  |  | Interlocking (Side) |  |  | Polyamide (PA), Nylon |  |  | Horizontal with Board | 1 (Unlimited) |  | Through Hole | 1 |  |  | -40°C ~ 105°C | Bulk | 0.197" (5.00mm) | 9 |  |  |  | Copper Alloy - Nickel Plated | M3 | Eurostyle 39890 |  |  | 0.68 Nm (6 Lb-In) | 300 V |  | 16-30 AWG | Screw - Rising Cage Clamp | 125 | https://www.unikeyic.com/media/datasheet/d2/d7/e664/90/343e28d5fef2bc1122e4e7b70d42d509.pdf | https://www.unikeyic.com/products/wire-to-board-terminal-blocks/398900309/33149416.html
398900312 | molex | 1: 4.8408 10: 3.4417 25: 3.0131 50: 2.746 100: 2.5249 300: 2.2574 500: 2.1622 1,000: 2.0572 5,000: 1.894 | Conn Eurostyle Block 12 POS 5mm Solder ST Thru-Hole 13.5A/Contact Eurostyle™ | 039890 | Copper Alloy - Nickel Plated | Black | [5 empty] | Copper Alloy - Tin Plated | 13.5 A |  |  | Interlocking (Side) |  |  | Polyamide (PA), Nylon |  |  | Horizontal with Board | 1 (Unlimited) |  | Through Hole | 1 |  |  | -40°C ~ 105°C | Bulk | 0.197" (5.00mm) | 12 |  |  |  | Copper Alloy - Nickel Plated | M3 | Eurostyle 39890 |  |  | 0.68 Nm (6 Lb-In) | 300 V |  | 16-30 AWG | Screw - Rising Cage Clamp | 99 | https://www.unikeyic.com/media/datasheet/d2/d7/e664/04/1a4694ccc3067ee19d4e1e2d799c4afb.pdf | https://www.unikeyic.com/products/wire-to-board-terminal-blocks/398900312/31997484.html
398900403 | molex | 10: 1.4677 25: 1.2792 50: 1.1569 100: 1.0536 250: 0.9441 600: 0.8644 1,200: 0.8157 5,400: 0.7432 | Conn Eurostyle Block, 3 POS, 5mm Pitch, Solder Thru-Hole, 17.5A/Contact, Eurostyle™ | 039890 | Copper - Nickel Plated | Black | [5 empty] | Copper - Tin Plated | 17.5 A |  |  | - |  |  | Polyamide (PA), Nylon |  |  | 35° (145°) Angle with Board | 1 (Unlimited) |  | Through Hole | 1 |  |  | 105°C | Bulk | 0.197" (5.00mm) | 3 |  |  |  | Copper - Nickel Plated | - | Eurostyle 39890 |  |  | - | 300 V |  | 12-30 AWG | Screw | 165 | https://www.unikeyic.com/media/datasheet/b8/0c/8b81/b8/3ea4781e18e86fc1461cb8096682003d.pdf | https://www.unikeyic.com/products/wire-to-board-terminal-blocks/398900403/13323696.html
398900404 | molex | 800: 2.1707 1,600: 2.1156 2,400: 2.0788 | Conn Eurostyle Block 4 POS 5mm Solder Thru-Hole 17.5A/Contact Eurostyle™ | 039890 | Copper - Nickel Plated | Black | [5 empty] | Copper - Tin Plated | 17.5 A |  |  | - |  |  | Polyamide (PA), Nylon |  |  | 35° (145°) Angle with Board | 1 (Unlimited) |  | Through Hole | 1 |  |  | 105°C | Tray | 0.197" (5.00mm) | 4 |  |  |  | Copper - Nickel Plated | - | Eurostyle 39890 |  |  | - | 300 V |  | 12-30 AWG | Screw | 8000 | https://www.unikeyic.com/media/datasheet/d2/d7/e664/ae/e2bbb225a69cace1bc7f5b10dc7b8453.pdf | https://www.unikeyic.com/products/wire-to-board-terminal-blocks/398900404/10618102.html
398900406 | molex | 84: 1.397 250: 1.364 450: 1.342 600: 1.298 1,200: 1.133 3,000: 1.1 6,000: 1.034 | Conn Eurostyle Block 6 POS 5mm Solder Thru-Hole 17.5A/Contact Eurostyle™ | 039890 | Copper - Nickel Plated | Black | [5 empty] | Copper - Tin Plated | 17.5 A |  |  | - |  |  | Polyamide (PA), Nylon |  |  | 35° (145°) Angle with Board | 1 (Unlimited) |  | Through Hole | 1 |  |  | 105°C | Tray | 0.197" (5.00mm) | 6 |  |  |  | Copper - Nickel Plated | - | Eurostyle 39890 |  |  | - | 300 V |  | 12-30 AWG | Screw | 10810 | https://www.unikeyic.com/media/datasheet/d2/d7/e664/a3/8f5d510eeac7a8585058a1fb3a44208a.pdf | https://www.unikeyic.com/products/wire-to-board-terminal-blocks/398900406/8584139.html
398900407 | molex | 1: 4.4604 10: 3.172 25: 2.7752 50: 2.5268 100: 2.3211 250: 2.1073 500: 1.9828 1,000: 1.8845 5,000: 1.7319 | Conn Eurostyle Block 7 POS 5mm Solder Thru-Hole 17.5A/Contact Eurostyle™ | 039890 | Copper - Nickel Plated | Black | [5 empty] | Copper - Tin Plated | 17.5 A |  |  | - |  |  | Polyamide (PA), Nylon |  |  | 35° (145°) Angle with Board | 1 (Unlimited) |  | Through Hole | 1 |  |  | 105°C | Tray | 0.197" (5.00mm) | 7 |  |  |  | Copper - Nickel Plated | - | Eurostyle 39890 |  |  | - | 300 V |  | 12-30 AWG | Screw | 239 | https://www.unikeyic.com/media/datasheet/d2/d7/e664/1a/3d07d14c92cc5aef2f20b1d593acfd1a.pdf | https://www.unikeyic.com/products/wire-to-board-terminal-blocks/398900407/7220182.html
398900411 | molex | 1: 7.2618 10: 5.1512 25: 4.5277 50: 4.1443 150: 3.6752 300: 3.4536 600: 3.2785 1,050: 3.1652 | Conn Eurostyle Block 11 POS 5mm Solder Thru-Hole 17.5A/Contact Eurostyle™ | 039890 | Copper - Nickel Plated | Black | [5 empty] | Copper - Tin Plated | 17.5 A |  |  | - |  |  | Polyamide (PA), Nylon |  |  | 35° (145°) Angle with Board | 1 (Unlimited) |  | Through Hole | 1 |  |  | 105°C | Tray | 0.197" (5.00mm) | 11 |  |  |  | Copper - Nickel Plated | - | Eurostyle 39890 |  |  | - | 300 V |  | 12-30 AWG | Screw | 150 | https://www.unikeyic.com/media/datasheet/d2/d7/e664/0f/c8c7c3204a3bdf973743f7907c4e6397.pdf | https://www.unikeyic.com/products/wire-to-board-terminal-blocks/398900411/32459472.html
399100103 | molex | 1: 19.2855 10: 14.1156 25: 12.9924 50: 12.3984 100: 11.9016 250: 11.0052 336: 10.584 | Molex PCBTerminal block 39910series, 3road, 10.16mmPitch, Through hole mounting, Welding termination, Black | 039910 | Brass - Nickel Plated | Black | [5 empty] | Copper - Tin Plated | 60 A |  |  | - |  |  | Thermoplastic |  |  | Horizontal with Board | 1 (Unlimited) |  | Through Hole | 1 |  |  | -40°C ~ 130°C | Bulk | 0.400" (10.16mm) | 3 |  |  |  | Bronze - Tin Plated | M4 | Eurostyle 39910 |  |  | 1.36 Nm (12 Lb-In) | 600 V |  | 6-18 AWG | Screw - Rising Cage Clamp | 214 | https://www.unikeyic.com/media/datasheet/d2/d7/e664/64/b2d3098c6e6e2e3449171451b38586f2.pdf | https://www.unikeyic.com/products/wire-to-board-terminal-blocks/399100103/23630923.html
399100106 | molex | 5: 13.816 22: 13.563 43: 13.299 85: 13.046 144: 12.793 288: 12.111 | Conn Eurostyle Block 6 POS 10.16mm Solder ST Thru-Hole 60A/Contact Eurostyle™ | 039910 | Brass - Nickel Plated | Black | [5 empty] | Copper - Tin Plated | 60 A |  |  | - |  |  | Thermoplastic |  |  | Horizontal with Board | 1 (Unlimited) |  | Through Hole | 1 |  |  | -40°C ~ 130°C | Bulk | 0.400" (10.16mm) | 6 |  |  |  | Bronze - Tin Plated | M4 | Eurostyle 39910 |  |  | 1.36 Nm (12 Lb-In) | 600 V |  | 6-18 AWG | Screw - Rising Cage Clamp | 399 | https://www.unikeyic.com/media/datasheet/d2/d7/e664/bc/7ba78f834d5da85581dacfb11ec97df1.pdf | https://www.unikeyic.com/products/wire-to-board-terminal-blocks/399100106/19021887.html
399290007 | molex | 4: 18.326 35: 17.6 70: 16.885 200: 16.214 | BTS 15MM 3 ASY VE 5MM 3 ASY VERT 85AMP | 039929 | - | - | [5 empty] | - | 85 A |  |  | - |  |  | - |  |  | - | 1 (Unlimited) |  | Through Hole |  |  |  | - | Bulk | 0.591" (15.00mm) | 5 |  |  |  | - | - | Eurostyle 39929 |  |  | - |  |  | - | - | 240 | https://www.unikeyic.com/media/pdf/PCNAssemblyOrigin/molex/01/c0/1db2/398690256/2025/11/PCN512451.pdf | https://www.unikeyic.com/products/wire-to-board-terminal-blocks/399290007/22537015.html
399700103 | molex | 10: 6.688 45: 6.567 | Conn Eurostyle Block 3 POS 10.16mm Solder ST Thru-Hole 60A/Contact Eurostyle™ | 039970 | Brass - Nickel Plated | Black | [5 empty] | Copper - Tin Plated | 60 A |  |  | - |  |  | Polybutylene Terephthalate (PBT) |  |  | Horizontal with Board | 1 (Unlimited) |  | Through Hole | 1 |  |  | -40°C ~ 130°C | Bulk | 0.400" (10.16mm) | 3 |  | 3309581 |  | Bronze - Tin Plated | M4 | Eurostyle 39970 |  |  | 1.36 Nm (12 Lb-In) | 300 V |  | 6 AWG | Screw - Rising Cage Clamp | 45 | https://www.unikeyic.com/media/datasheet/d2/d7/e664/b2/28c6f974c613220bb8be35cb1246aec0.pdf | https://www.unikeyic.com/products/wire-to-board-terminal-blocks/399700103/17336815.html
473065002 | molex | 250: 0.792 1,000: 0.759 2,000: 0.726 5,000: 0.704 | Conn SATA HDR 7 POS 1.27mm Solder ST SMD 7 Terminal 1 Port T/R | 047306 |  |  | Header, Shrouded | SATA | Gold | 30.0µin (0.76µm) | [5 empty] | Board Guide | [6 empty] | 1 (Unlimited) |  | Surface Mount |  | 7 |  |  | Tape & Reel (TR) | [7 empty] | 47306 | Solder | [6 empty] | 9500 | https://www.unikeyic.com/media/datasheet/b5/ba/3057/b5/6a4ffb1c0994a11a0337a1d1fc587d39.pdf | https://www.unikeyic.com/products/wire-to-board-terminal-blocks/473065002/1527145.html
691101710002 | WURTH | 5: 1.6583 15: 1.3197 30: 1.2975 | Wurth Elektronik PCBTerminal block 101series, 2road, 5mmPitch, Through-hole, Welding termination, Blue | [11 empty] | 691101710002 WURTH |  |  |  |  | 11.2mm(Length)*9mm(width) |  |  |  | wire mounting, spring mount, threaded mounting, Through hole mounting |  |  |  | -40℃~105℃ |  |  |  |  | On sale |  | boxed | [10 empty] | 1005 | https://www.unikeyic.com/media/datasheet/5c/a4/686c/5ca4686c6c971d8967de8924bfeb9271.pdf | https://www.unikeyic.com/products/wire-to-board-terminal-blocks/691101710002/33299584.html
691102710002 | WURTH | 10: 0.7375 50: 0.7375 | Wurth Elektronik PCBTerminal block 102series, 2road, 5mmPitch, Through-hole, Welding termination, Blue | [11 empty] | 691102710002 WURTH |  |  |  |  | 11.2mm(Length)*7.5mm(width) |  |  |  | wire mounting, spring mount, threaded mounting, Through hole mounting |  |  |  | -40℃~105℃ |  |  |  |  | On sale |  | boxed | [10 empty] | 317 | https://www.unikeyic.com/media/datasheet/35/42/0990/35420990de96d8401e32e986b4e454a5.pdf | https://www.unikeyic.com/products/wire-to-board-terminal-blocks/691102710002/2182508.html
691103110002 | WURTH | 10: 0.7175 100: 0.6429 500: 0.6314 1,000: 0.6199 2,500: 0.6199 | Wurth Elektronik PCBTerminal block 1031series, 2road, 3.5mmPitch, Through-hole, Welding termination, Blue | [11 empty] | 691103110002 WURTH |  |  |  |  | 8mm(Length)*7mm(width) |  |  |  | wire mounting, spring mount, threaded mounting, Through hole mounting |  |  |  | -40℃~105℃ |  |  |  |  | On sale |  | bulk | [10 empty] | 3922 | https://www.unikeyic.com/media/datasheet/50/7d/4149/507d41490be0a0dd9c0aa24aab956209.pdf | https://www.unikeyic.com/products/wire-to-board-terminal-blocks/691103110002/1645195.html
691103110003 | WURTH | 10: 0.9108 100: 0.8349 500: 0.8349 1,000: 0.8197 2,500: 0.8197 | Wurth Elektronik PCB Terminal Block, 1031 Series, 3 Pos, 3.5mm Pitch, TH, Solder Termination, Blue | [11 empty] | 691103110003 WURTH |  |  |  |  | 11.5mm(Length)*7mm(width) |  |  |  | wire mounting, spring mount, threaded mounting, Through hole mounting |  |  |  | -40℃~105℃ |  |  |  |  | On sale |  | bulk | [10 empty] | 621 | https://www.unikeyic.com/media/datasheet/50/7d/4149/507d41490be0a0dd9c0aa24aab956209.pdf | https://www.unikeyic.com/products/wire-to-board-terminal-blocks/691103110003/33240593.html
691131710003 | WURTH | 10: 1.0965 100: 1.0769 500: 1.0769 1,000: 1.0573 2,500: 1.0573 | Wurth Elektronik PCBTerminal block 1317series, 3road, 5mmPitch, Through hole mounting, Welding termination, grey | [11 empty] | 691131710003 WURTH |  |  |  |  | 15mm(Length)*8.5mm(width) |  |  |  | clip mounting, threaded mounting, Through hole mounting |  |  |  | -30℃~130℃ |  |  |  |  | On sale | [12 empty] | 95 | https://www.unikeyic.com/media/datasheet/72/3b/e7ef/72/7324573220380dfdc273976d0b0b5972.pdf | https://www.unikeyic.com/products/wire-to-board-terminal-blocks/691131710003/29122504.html
691137710002 | WURTH | 10: 0.3413 100: 0.3058 500: 0.3058 1,000: 0.3003 2,500: 0.2948 5,000: 0.2948 | Wurth Elektronik PCB Terminal Block WR-TBL Series, 2-Ch, 5mm Pitch, TH, Solder Termination, Green | [11 empty] | 691137710002 WURTH |  |  |  |  | 10mm(Length)*7.5mm(width) |  |  |  | threaded mounting, Through hole mounting |  |  |  | -30℃~120℃ |  |  |  |  | On sale |  | bulk | [10 empty] | 14968 | https://www.unikeyic.com/media/datasheet/dc/3f/1609/dc3f1609beddcfc2e49702d416e2f6f0.pdf | https://www.unikeyic.com/products/wire-to-board-terminal-blocks/691137710002/1579049.html
691137710008 | WURTH | 100: 1.4699 200: 1.3893 400: 1.3679 | Wurth Elektronik PCBTerminal block WR-TBLseries, 8road, 5mmPitch, Through hole mounting, Welding termination, green | [11 empty] | 691137710008 WURTH |  |  |  |  | 40mm(Length)*7.5mm(width) |  |  |  | wire mounting, spring mount, threaded mounting, Through hole mounting |  |  |  | -30℃~120℃ |  |  |  |  | On sale |  | bulk | [10 empty] | 155 | https://www.unikeyic.com/media/datasheet/0c/7f/7f39/0c/a51a66790d2af0dfc129cb3dc6f6b5a1.pdf | https://www.unikeyic.com/products/wire-to-board-terminal-blocks/691137710008/21370630.html
691201520002 | WURTH | 10: 0.9744 100: 0.8932 500: 0.8932 1,000: 0.877 2,500: 0.877 | Wurth Elektronik PCB Terminal Block, 2015 Series, 2 Pos, 5.08mm Pitch, TH, Solder Termination, Gray | [11 empty] | 691201520002 WURTH |  |  |  |  | 10.76mm(Length)*12.5mm(width) |  |  |  | clip mounting, threaded mounting, Through hole mounting |  |  |  | -30℃~120℃ |  |  |  |  | On sale |  | bulk | [10 empty] | 301 | https://www.unikeyic.com/media/datasheet/be/37/e18f/be37e18f7efb18243d869c04136292d9.pdf | https://www.unikeyic.com/products/wire-to-board-terminal-blocks/691201520002/22219268.html
691201520003 | WURTH | 65: 1.6052 125: 1.5702 | Wurth Elektronik PCB Terminal Block, 2015 Series, 3 Pos, 5.08mm Pitch, TH, Solder, Gray | [11 empty] | 691201520003 WURTH |  |  |  |  | 15.84mm(Length)*12.5mm(width) |  |  |  | clip mounting, threaded mounting, Through hole mounting |  |  |  | -30℃~120℃ |  |  |  |  | On sale |  | bulk | [10 empty] | 181 | https://www.unikeyic.com/media/datasheet/1e/5c/fc50/1e5cfc5045989d1b8a8d4323fb418af7.pdf | https://www.unikeyic.com/products/wire-to-board-terminal-blocks/691201520003/17704766.html
691201620002 | WURTH | 10: 1.0071 50: 0.9187 100: 0.8203 | Wurth Elektronik PCB Terminal Block, 2016 Series, 2-Channel, 10.16mm Pitch, TH, Solder Termination, Gray | [11 empty] | 691201620002 WURTH |  |  |  |  | 15.24mm(Length)*12.5mm(width) |  |  |  | clip mounting, threaded mounting, Through hole mounting |  |  |  | -30℃~120℃ |  |  |  |  | On sale |  | bulk | [10 empty] | 252 | https://www.unikeyic.com/media/datasheet/2b/b1/635e/f0/a14eff7f20ca8e66a10fd8521c918664.pdf | https://www.unikeyic.com/products/wire-to-board-terminal-blocks/691201620002/2521121.html
691201720002S | WURTH | 10: 1.0284 100: 0.9427 500: 0.9427 1,000: 0.9256 2,500: 0.9256 | Wurth Elektronik PCB Terminal Block 2012S Series 2-Channel 5mm Pitch TH Solder Gray | [11 empty] | 691201720002S WURTH |  |  |  |  | 10.6mm(Length)*12.5mm(width) |  |  |  | clip mounting, threaded mounting, Through hole mounting | [8 empty] | On sale |  | bulk | [10 empty] | 810 | https://www.unikeyic.com/media/datasheet/6e/5c/c7d6/6e5cc7d6f072d18d5dbe1ef1418964df.pdf | https://www.unikeyic.com/products/wire-to-board-terminal-blocks/691201720002s/16750578.html
691211720002 | WURTH | 1: 1.046 | PCB Terminal Block 211 Series 2-Pos 5mm Pitch TH Solder Green | [11 empty] | 691211720002 WURTH |  |  |  |  | 10.6mm(Length)*13.7mm(width) |  |  |  | clip mounting, threaded mounting, Through hole mounting |  |  |  | -40℃~105℃ |  |  |  |  | On sale | [12 empty] | 120 | https://www.unikeyic.com/media/datasheet/43/5f/d550/435fd550c2d9a49076e9df1fe3e95801.pdf | https://www.unikeyic.com/products/wire-to-board-terminal-blocks/691211720002/25170798.html
691213500002 | WURTH | 500: 0.8264 | Wurth Elektronik PCB Terminal Block, 2135 Series, 2-Ch, 5.08mm Pitch, TH, Solder, Green | [11 empty] | 691213500002 WURTH |  |  |  |  | 11.36mm(Length)*10mm(width) |  |  |  | clip mounting, threaded mounting, Through hole mounting |  |  |  | -30℃~120℃ |  |  |  |  | On sale |  | bulk | [10 empty] | 548 | https://www.unikeyic.com/media/datasheet/43/20/e069/4320e069803972bf437b2823b5a7195e.pdf | https://www.unikeyic.com/products/wire-to-board-terminal-blocks/691213500002/7247050.html
691213610001 | WURTH | 500: 0.3416 | Wurth Elektronik PCB Terminal Block, 2136 Series, 1 Ch, TH, Solder Termination, Green | [11 empty] | 691213610001 WURTH |  |  |  |  | 10.16mm*8.1mm*10mm |  |  |  | clip mounting, threaded mounting, Through hole mounting |  |  |  | -30℃~120℃ |  |  |  |  | On sale |  | bulk | [10 empty] | 850 | https://www.unikeyic.com/media/datasheet/35/dc/4b4a/35dc4b4a594da98be7bf74c9eb2a7c67.pdf | https://www.unikeyic.com/products/wire-to-board-terminal-blocks/691213610001/15984840.html
691213710002 | WURTH | 10: 1.0344 100: 0.9482 500: 0.9482 1,000: 0.931 2,500: 0.931 | Wurth Elektronik PCBTerminal block 213series, 2road, 5mmPitch, Through-hole, Welding termination, green | [11 empty] | 691213710002 WURTH |  |  |  |  | 10.6mm(Length)*8.3mm(width) |  |  |  | clip mounting, threaded mounting, Through hole mounting |  |  |  | -40℃~105℃ |  |  |  |  | On sale | [12 empty] | 2243 | https://www.unikeyic.com/media/datasheet/d5/95/ea8c/d595ea8c650db52264acc0a41fd6bdd3.pdf | https://www.unikeyic.com/products/wire-to-board-terminal-blocks/691213710002/11228837.html
691213800001 | WURTH | 10: 0.6016 50: 0.5357 100: 0.4812 | Wurth Elektronik PCB Terminal Block, 2138 Series, 1 Channel, TH, Solder, Green | [11 empty] | 691213800001 WURTH |  |  |  |  | 10mm*10mm*8.1mm |  |  |  | clip mounting, threaded mounting, Through hole mounting |  |  |  | -30℃~120℃ |  |  |  |  | On sale |  | boxed, bulk | [10 empty] | 395 | https://www.unikeyic.com/media/datasheet/6b/52/978c/6b52978c7aac1df04dc1b855838913d3.pdf | https://www.unikeyic.com/products/wire-to-board-terminal-blocks/691213800001/12630820.html
691213800002 | WURTH | 10: 1.1491 50: 1.0383 100: 0.9296 | Wurth Elektronik PCB Terminal Block, 2138 Series, 2 Ch, 10mm Pitch, TH, Solder Termination, Green | [11 empty] | 691213800002 WURTH |  |  |  |  | 15mm*10mm*8.1mm |  |  |  | clip mounting, threaded mounting, Through hole mounting |  |  |  | -30℃~120℃ |  |  |  |  | On sale |  | boxed, bulk | [10 empty] | 337 | https://www.unikeyic.com/media/datasheet/8c/b8/17f9/8cb817f98a29455dc8b17fba67d1b5b8.pdf | https://www.unikeyic.com/products/wire-to-board-terminal-blocks/691213800002/13652696.html
691214210101 | WURTH | 500: 0.6761 | Wurth Elektronik PCB Terminal Block, 2142 Series, 1 Channel, TH, Solder Termination, Green | [11 empty] | 691214210101 WURTH |  |  |  |  | 4.1mm(Length)*7.3mm(width) |  |  |  | clip mounting, threaded mounting, Through hole mounting |  |  |  | -30℃~120℃ |  |  |  |  | On sale |  | bulk | [10 empty] | 845 | https://www.unikeyic.com/media/datasheet/72/0e/021b/720e021b2d733023d2dfe24ebce8b4aa.pdf | https://www.unikeyic.com/products/wire-to-board-terminal-blocks/691214210101/18179374.html
691214310002 | WURTH | 10: 0.6675 50: 0.6675 100: 0.5981 250: 0.5981 500: 0.5874 1,500: 0.5874 | Wurth Elektronik PCBTerminal block 2143series, 2road, 3.81mmPitch, Through hole mounting, Welding termination, green | [16 empty] | 8.02mm(Length)*7.4mm(width) |  |  |  | clip mounting, threaded mounting, Through hole mounting | [8 empty] | On sale |  | bulk | [10 empty] | 4750 | https://www.unikeyic.com/media/about_us/Unikey_ISO_9001_Certification.pdf | https://www.unikeyic.com/products/wire-to-board-terminal-blocks/691214310002/33615777.html
691216410002 | WURTH | 10: 0.768 100: 0.704 500: 0.704 1,000: 0.6912 2,500: 0.6912 | Wurth Elektronik PCB Terminal Block 2164 Series, 2-Ch, 7.62mm Pitch, TH, Solder Termination, Green | [11 empty] | 691216410002 WURTH |  |  |  |  | 15.24mm*9.8mm*13.8mm |  |  |  | threaded mounting, Through hole mounting |  |  |  | -30℃~120℃ |  |  |  |  | On sale |  | boxed, bulk | [10 empty] | 48 | https://www.unikeyic.com/media/datasheet/3c/39/ca7e/3c/478331c4dcd628ac3958077d7c01f315.pdf | https://www.unikeyic.com/products/wire-to-board-terminal-blocks/691216410002/658764.html
691216800002 | WURTH | 10: 0.8104 50: 0.7331 100: 0.657 | Wurth Elektronik PCB Terminal Block, 2168 Series, 2-Ch, 10mm Pitch, TH, Solder Termination, Green | [11 empty] | 691216800002 WURTH |  |  |  |  | 15mm*13.8mm*9.8mm |  |  |  | clip mounting, threaded mounting, Through hole mounting |  |  |  | -30℃~120℃ |  |  |  |  | On sale |  | bulk | [10 empty] | 400 | https://www.unikeyic.com/media/datasheet/d0/93/dc4c/d0/b8cfeee1bac5fa888a3ce171bcf7d6c0.pdf | https://www.unikeyic.com/products/wire-to-board-terminal-blocks/691216800002/1867078.html
691218410002 | WURTH | 10: 1.1872 100: 1.166 500: 1.166 1,000: 1.1448 2,500: 1.1448 | Wurth Elektronik PCBTerminal block 2184series, 2road, 7.62mmPitch, Through hole mounting, Welding termination, green | [11 empty] | 691218410002 WURTH |  |  |  |  | 15.84mm(Length)*12.5mm(width) |  |  |  | clip mounting, threaded mounting, Through hole mounting |  |  |  | -40℃~105℃ |  |  |  |  | On sale |  | bulk | [10 empty] | 82 | https://www.unikeyic.com/media/datasheet/b9/19/1bbd/b9/1d3d21abd9689143f7343e80ea4b60dc.pdf | https://www.unikeyic.com/products/wire-to-board-terminal-blocks/691218410002/14255771.html
691218410003 | WURTH | 10: 1.7584 100: 1.727 250: 1.727 500: 1.6956 1,000: 1.6956 | Wurth Elektronik PCB Terminal Block 2184 Series, 3 Pos, 7.62mm Pitch, TH, Solder, Green | [11 empty] | 691218410003 WURTH |  |  |  |  | 23.46mm(Length)*12.5mm(width) |  |  |  | clip mounting, threaded mounting, Through hole mounting |  |  |  | -40℃~105℃ |  |  |  |  | On sale |  | bulk | [10 empty] | 93 | https://www.unikeyic.com/media/datasheet/10/3a/4593/10/9d5a0f5ced2bcca334427b20a0ecbb26.pdf | https://www.unikeyic.com/products/wire-to-board-terminal-blocks/691218410003/235099.html
691221120003 | WURTH | 10: 1.4896 100: 1.463 250: 1.463 500: 1.4364 1,000: 1.4364 | Wurth Elektronik PCB Terminal Block, 2211 Series, 3-Pos, 3.5mm Pitch, TH, Solder Termination, Green | [11 empty] | 691221120003 WURTH |  |  |  |  | 10.5mm(Length)*10mm(width) |  |  |  | clip mounting, threaded mounting, Through hole mounting | [8 empty] | On sale |  | bulk | [10 empty] | 228 | https://www.unikeyic.com/media/datasheet/56/53/f878/5653f878ea91e1c2d7b87ddb67c16b5c.pdf | https://www.unikeyic.com/products/wire-to-board-terminal-blocks/691221120003/30495481.html
691230110004 | WURTH | 1: 2.7125 10: 2.4304 100: 2.387 250: 2.387 500: 2.3436 1,000: 2.3436 | Wurth Elektronik PCBTerminal block 2301series, 4road, 3.5mmPitch, Through hole mounting, Welding termination, green | [11 empty] | 691230110004 WURTH |  |  |  |  | 14.8mm(Length)*16.2mm(width) |  |  |  | clip mounting, threaded mounting, Through hole mounting |  |  |  | -40℃~105℃ |  |  |  |  | On sale |  | bulk | [10 empty] | 399 | https://www.unikeyic.com/media/datasheet/ac/56/da6f/ac56da6f19102c614bf5a3f5e3429c21.pdf | https://www.unikeyic.com/products/wire-to-board-terminal-blocks/691230110004/10775850.html
691235510002 | WURTH | 1: 5.1073 | Wurth Elektronik PCBTerminal block 2355series, 2road, 5.08mmPitch, Through hole mounting, Welding termination, green | [11 empty] | 691235510002 WURTH |  |  |  |  | 10.16mm*12.2mm*45mm |  |  |  | clip mounting, threaded mounting, Through hole mounting |  |  |  | -30℃~120℃ |  |  |  |  | On sale |  | boxed, bulk | [10 empty] | 150 | https://www.unikeyic.com/media/datasheet/f7/60/94de/f7/c7113105f9429e596237b6235eb578af.pdf | https://www.unikeyic.com/products/wire-to-board-terminal-blocks/691235510002/23423421.html
691241510004 | WURTH | 10: 1.3552 100: 1.331 250: 1.331 500: 1.3068 1,000: 1.3068 | Wurth Elektronik PCBTerminal block 2415series, 4road, 5.08mmPitch, Through hole mounting, Welding termination, green | [11 empty] | 691241510004 WURTH |  |  |  |  | 20.32mm(Length)*8.1mm(width) |  |  |  | clip mounting, threaded mounting, Through hole mounting |  |  |  | -30℃~120℃ |  |  |  |  | On sale |  | bulk | [10 empty] | 132 | https://www.unikeyic.com/media/datasheet/0b/d4/ffa8/0bd4ffa80bc1ce9fd8fbfa315a6c98f4.pdf | https://www.unikeyic.com/products/wire-to-board-terminal-blocks/691241510004/9111977.html
691241510007 | WURTH | 100: 2.7867 200: 2.7171 400: 2.6752 | Wurth Elektronik PCBTerminal block 2415series, 7road, 5.08mmPitch, Through hole mounting, Welding termination, green | [11 empty] | 691241510007 WURTH |  |  |  |  | 35.56mm(Length)*8.1mm(width) |  |  |  | clip mounting, threaded mounting, Through hole mounting |  |  |  | -30℃~120℃ |  |  |  |  | On sale |  | bulk | [10 empty] | 100 | https://www.unikeyic.com/media/datasheet/0b/d4/ffa8/0bd4ffa80bc1ce9fd8fbfa315a6c98f4.pdf | https://www.unikeyic.com/products/wire-to-board-terminal-blocks/691241510007/32039775.html
691241610004 | WURTH | 5: 1.2144 25: 1.1864 50: 1.1634 | Wurth Elektronik PCB Terminal Block, 2416 Series, 4-Channel, 10.16mm Pitch, TH, Solder, Green | [11 empty] | 691241610004 WURTH |  |  |  |  | 35.56mm*8.1mm*10mm |  |  |  | clip mounting, threaded mounting, Through hole mounting |  |  |  | -30℃~120℃ |  |  |  |  | On sale |  | bulk | [10 empty] | 75 | https://www.unikeyic.com/media/datasheet/2b/b1/635e/60/9d4720990ff630f404841c8df3a2f479.pdf | https://www.unikeyic.com/products/wire-to-board-terminal-blocks/691241610004/24606618.html
691241800007 | WURTH | 1: 6.0947 10: 5.3284 | Wurth Elektronik PCB Terminal Block, 2418 Series, 7-Pos, 10mm Pitch, PCB Mount, Solder, Green | [11 empty] | 691241800007 WURTH |  |  |  |  | 65mm*10mm*8.1mm |  |  |  | clip mounting, threaded mounting, Through hole mounting |  |  |  | -30℃~120℃ |  |  |  |  | On sale |  | bulk | [10 empty] | 36 | https://www.unikeyic.com/media/datasheet/30/54/e3fa/30/e35bd9aadcf4242c279fc7af0bf4d60e.pdf | https://www.unikeyic.com/products/wire-to-board-terminal-blocks/691241800007/33329207.html
691241800010 | WURTH | 50: 5.2993 | Wurth Elektronik PCB Terminal Block, 2418 Series, 10-Pos, 10mm Pitch, PCB Mount, Solder Termination, Green | [11 empty] | 691241800010 WURTH |  |  |  |  | 95mm*10mm*8.1mm |  |  |  | clip mounting, threaded mounting, Through hole mounting |  |  |  | -30℃~120℃ |  |  |  |  | On sale |  | bulk | [10 empty] | 50 | https://www.unikeyic.com/media/datasheet/77/94/8313/77/d40a659af508a08ac96b82c040b57abd.pdf | https://www.unikeyic.com/products/wire-to-board-terminal-blocks/691241800010/634359.html
691242700007 | WURTH | 1: 4.9814 10: 4.4402 | Wurth Elektronik PCB Terminal Block, 2427 Series, 7 Pos, 5mm Pitch, PCB Mount, Solder Termination, Green | [11 empty] | 691242700007 WURTH |  |  |  |  | 35mm(Length)*13.8mm(width) |  |  |  | clip mounting, threaded mounting, Through hole mounting |  |  |  | -30℃~120℃ |  |  |  |  | On sale |  | bulk | [10 empty] | 46 | https://www.unikeyic.com/media/datasheet/12/3d/e61c/123de61c87a74efadf16b7e63c120129.pdf | https://www.unikeyic.com/products/wire-to-board-terminal-blocks/691242700007/30810015.html
691242700010 | WURTH | 50: 6.2821 100: 5.6245 400: 4.3071 | Wurth Elektronik PCB Terminal Block, 2427 Series, 10-Pos, 5mm Pitch, PCB Mount, Solder Termination, Green | [11 empty] | 691242700010 WURTH |  |  |  |  | 50mm(Length)*13.8mm(width) |  |  |  | clip mounting, threaded mounting, Through hole mounting |  |  |  | -30℃~120℃ |  |  |  |  | On sale |  | bulk | [10 empty] | 86 | https://www.unikeyic.com/media/datasheet/f2/65/149e/f2/24ae278b026d9ec3e4046ea60d170ab7.pdf | https://www.unikeyic.com/products/wire-to-board-terminal-blocks/691242700010/25407036.html
691243100008 | WURTH | 2: 4.7942 50: 4.5445 100: 4.4536 | Wurth Elektronik PCBTerminal block 2431series, 8road, 3.5mmPitch, Printed circuit board installation, Welding termination, green | [11 empty] | 691243100008 WURTH |  |  |  |  | 28mm(Length)*7.3mm(width) |  |  |  | clip mounting, threaded mounting, Through hole mounting | [8 empty] | On sale |  | bulk | [10 empty] | 14 | https://www.unikeyic.com/media/datasheet/3c/e5/bade/3ce5bade665084f6ca12fa42dade24e3.pdf | https://www.unikeyic.com/products/wire-to-board-terminal-blocks/691243100008/15511389.html
691243110006 | WURTH | 10: 2.0608 100: 2.024 250: 2.024 500: 1.9872 1,000: 1.9872 | Wurth Elektronik PCB Terminal Block, 2431 Series, 6 Ch, 3.5mm Pitch, PCB Mount, Solder Termination, Green | [11 empty] | 691243110006 WURTH |  |  |  |  | 21mm(Length)*7.3mm(width) |  |  |  | Through hole mounting | [10 empty] | bulk | [10 empty] | 279 | https://www.unikeyic.com/media/datasheet/d3/c9/3c00/d3c93c000690743cfb0b491ef4c76f5e.pdf | https://www.unikeyic.com/products/wire-to-board-terminal-blocks/691243110006/20958471.html
691243310007 | WURTH | 10: 2.1056 100: 2.068 250: 2.068 500: 2.0304 1,000: 2.0304 | Wurth Elektronik PCBTerminal block 2433series, 7road, 3.81mmPitch, Printed circuit board installation, Welding termination, green | [11 empty] | 691243310007 WURTH |  |  |  |  | 26.67mm(Length)*7.3mm(width) |  |  |  | clip mounting, threaded mounting, Through hole mounting |  |  |  | -30℃~120℃ |  |  |  |  | On sale |  | bulk | [10 empty] | 31 | https://www.unikeyic.com/media/datasheet/12/dc/941a/12dc941aef23060307ddffdc8e07f026.pdf | https://www.unikeyic.com/products/wire-to-board-terminal-blocks/691243310007/23470941.html
691244700005 | WURTH | 2: 3.9129 26: 3.8254 50: 3.7504 | Wurth Elektronik PCB Terminal Block, 2447 Series, 5 Pos, 5mm Pitch, PCB Mount, Solder Termination, Green | [11 empty] | 691244700005 WURTH |  |  |  |  | 25mm(Length)*11.2mm(width) |  |  |  | clip mounting, threaded mounting, Through hole mounting | [8 empty] | On sale |  | bulk | [10 empty] | 6 | https://www.unikeyic.com/media/datasheet/2d/79/d2bd/2d79d2bd588c0cb066ba30ed5888a670.pdf | https://www.unikeyic.com/products/wire-to-board-terminal-blocks/691244700005/299392.html
691247510006 | WURTH | 1: 11.4218 10: 10.0031 | 2 Terminal block - level、 0.200" (5.08mm) Through-hole type | [11 empty] | 691247510006 WURTH |  |  |  |  | 30.48mm(Length)*45mm(height) |  |  |  | clip mounting, threaded mounting, Through hole mounting |  |  |  | -30℃~120℃ |  |  |  |  | On sale |  | bulk | [10 empty] | 21 | https://www.unikeyic.com/media/datasheet/b4/be/c7e8/b4bec7e8cff1d64d6eaf21f1066c62d1.pdf | https://www.unikeyic.com/products/wire-to-board-terminal-blocks/691247510006/24825978.html
691247510009 | WURTH | 1: 11.3679 10: 9.948 | Wurth Elektronik PCB Terminal Block, 2475 Series, 9 Pos, 5.08mm Pitch, PCB Mount, Solder Termination, Green | [11 empty] | 691247510009 WURTH |  |  |  |  | 45.72mm(Length)*45mm(height) |  |  |  | clip mounting, threaded mounting, Through hole mounting |  |  |  | -30℃~120℃ |  |  |  |  | On sale |  | bulk | [10 empty] | 33 | https://www.unikeyic.com/media/datasheet/ed/3d/dcc8/ed3ddcc8882865c2cdbfc5bc834ed382.pdf | https://www.unikeyic.com/products/wire-to-board-terminal-blocks/691247510009/31508392.html
691249510002 | WURTH | 50: 1.3882 100: 1.2466 500: 1.1996 | Wurth Elektronik PCB Terminal Block, 2495 Series, 2-CH, 5.08mm Pitch, PCB Mount, Solder Termination, Green | [11 empty] | 691249510002 WURTH |  |  |  |  | 10.16mm*12.2mm*31.5mm |  |  |  | clip mounting, threaded mounting, Through hole mounting |  |  |  | -30℃~120℃ |  |  |  |  | On sale |  | bulk | [10 empty] | 63 | https://www.unikeyic.com/media/datasheet/2b/b1/635e/98/e499e5b9936448a6f3a1d4028ec6f7fd.pdf | https://www.unikeyic.com/products/wire-to-board-terminal-blocks/691249510002/24930631.html
691249510003 | WURTH | 50: 1.6777 100: 1.6357 200: 1.6107 | Wurth Elektronik PCBTerminal block 2495series, 3road, 5.08mmPitch, Printed circuit board installation, Welding termination, green | [11 empty] | 691249510003 WURTH |  |  |  |  | 15.24mm*12.2mm*31.5mm |  |  |  | clip mounting, threaded mounting, Through hole mounting |  |  |  | -30℃~120℃ |  |  |  |  | On sale |  | bulk | [10 empty] | 75 | https://www.unikeyic.com/media/datasheet/a6/18/6896/a6/dfff1be4ec14ba9ae8b6fc4b289610c5.pdf | https://www.unikeyic.com/products/wire-to-board-terminal-blocks/691249510003/11530192.html
691250610002 | WURTH | 10: 1.3328 100: 1.309 500: 1.309 1,000: 1.2852 2,500: 1.2852 | Wurth Elektronik PCBTerminal block 2506series, 2road, 6.35mmPitch, Printed circuit board installation, Welding termination, green | [11 empty] | 691250610002 WURTH |  |  |  |  | 12.7mm(Length)*12.2mm(width) |  |  |  | clip mounting, threaded mounting, Through hole mounting |  |  |  | -30℃~120℃ |  |  |  |  | On sale |  | bulk | [10 empty] | 97 | https://www.unikeyic.com/media/datasheet/e9/71/7b66/e9717b66cfd626bfb120549c7f86a57d.pdf | https://www.unikeyic.com/products/wire-to-board-terminal-blocks/691250610002/23291641.html
691252710002 | WURTH | 50: 1.4352 100: 1.4076 | Wurth Elektronik PCB Terminal Block, 2527 Series, 2 Ch, 5mm Pitch, PCB Mount, Solder Termination, Green | [16 empty] | 10.6mm(Length)*11.2mm(width) |  |  |  | Through hole mounting | [21 empty] | 85 | https://www.unikeyic.com/media/about_us/Unikey_ISO_9001_Certification.pdf | https://www.unikeyic.com/products/wire-to-board-terminal-blocks/691252710002/11050719.html
691253710002 | WURTH | 10: 0.87 100: 0.7975 500: 0.7975 1,000: 0.783 2,500: 0.783 | Wurth Elektronik PCBTerminal block 2537series, 2road, 5mmPitch, Through hole mounting, Welding termination, green | [11 empty] | 691253710002 WURTH |  |  |  |  | 10.6mm(Length)*11.2mm(width) |  |  |  | clip mounting, threaded mounting, Through hole mounting |  |  |  | -30℃~120℃ |  |  |  |  | On sale |  | bulk | [10 empty] | 58 | https://www.unikeyic.com/media/datasheet/12/48/28c5/12/8f54961cb9669a22988552afb74dc129.pdf | https://www.unikeyic.com/products/wire-to-board-terminal-blocks/691253710002/4331856.html
691253800101 | WURTH | 5: 1.4236 50: 1.3676 100: 1.3326 | Wurth Elektronik PCB Terminal Block, Series 2538, 1-Channel, TH, Solder Termination, Green | [11 empty] | 691253800101 WURTH |  |  |  |  | 5.6mm(Length)*18mm(width) |  |  |  | clip mounting, threaded mounting, Through hole mounting |  |  |  | -30℃~120℃ |  |  |  |  | On sale |  | bulk | [10 empty] | 195 | https://www.unikeyic.com/media/datasheet/cd/3f/565b/cd3f565bcd01719cefa14dfb83ffccf6.pdf | https://www.unikeyic.com/products/wire-to-board-terminal-blocks/691253800101/19146915.html
691256610005 | WURTH | 1: 10.2652 10: 8.9842 | Wurth Elektronik PCB Terminal Block, 2566 Series, 5 Pos, 10.16mm Pitch, TH, Solder Termination, Gray | [11 empty] | 691256610005 WURTH |  |  |  |  | 45.72mm*18.3mm*29.3mm |  |  |  | clip mounting, threaded mounting, Through hole mounting | [8 empty] | On sale |  | bulk | [10 empty] | 10 | https://www.unikeyic.com/media/datasheet/e0/93/ad0d/e0/d297c1770c0390a7e1a8cadbccc660f2.pdf | https://www.unikeyic.com/products/wire-to-board-terminal-blocks/691256610005/2214269.html
691401710003B | WURTH | 10: 1.2992 100: 1.276 500: 1.276 1,000: 1.2528 2,500: 1.2528 | Wurth Elektronik PCBTerminal block 401Bseries, 3road, 5mmPitch, Printed circuit board installation, Welding termination, green | [11 empty] | 691401710003B WURTH |  |  |  |  | 17.54mm(Length)*14mm(width) |  |  |  | clip mounting, snap fit, threaded mounting, Through hole mounting |  |  |  | -40℃~105℃ |  |  |  |  | On sale |  | bulk | [10 empty] | 213 | https://www.unikeyic.com/media/datasheet/25/6b/6923/256b69230fa64cb0e5002a90844566bc.pdf | https://www.unikeyic.com/products/wire-to-board-terminal-blocks/691401710003b/26932334.html
691404910002B | WURTH | 1: 6.5 10: 5.72 100: 5.616 250: 5.616 500: 5.616 1,000: 5.616 | Wurth Elektronik PCBTerminal block 4049Bseries, 2road, 7.5mmPitch, Printed circuit board installation, Welding termination, Black | [11 empty] | 691404910002B WURTH |  |  |  |  | 16.2mm(Length) |  |  |  | spring mount, Push-in type, threaded mounting, Through hole mounting |  |  |  | -40℃~105℃ |  |  |  |  | On sale |  | bulk | [10 empty] | 142 | https://www.unikeyic.com/media/datasheet/db/b6/0fc6/db/b75b3e9308c135e0acc992951bd22719.pdf | https://www.unikeyic.com/products/wire-to-board-terminal-blocks/691404910002b/32848974.html
691404910003B | WURTH | 40: 8.1195 80: 7.9498 | Wurth Elektronik PCB Terminal Block 4049B Series 3-Pos 7.5mm Pitch Solder Mount Black | [11 empty] | 691404910003B WURTH |  |  |  |  | 23.7mm(Length)*22.8mm(width) |  |  |  | spring mount, Push-in type, threaded mounting, Through hole mounting |  |  |  | -40℃~105℃ |  |  |  |  | On sale |  | bulk | [10 empty] | 159 | https://www.unikeyic.com/media/datasheet/db/b6/0fc6/db/b75b3e9308c135e0acc992951bd22719.pdf | https://www.unikeyic.com/products/wire-to-board-terminal-blocks/691404910003b/13437365.html
691406510003B | WURTH | 1: 3.172 10: 2.5661 100: 2.5271 250: 2.4881 | Wurth Elektronik PCB Terminal Block WR-TBL Series, 3-Pos, 5.08mm Pitch, Wire Mount | [11 empty] | 691406510003B WURTH | [8 empty] | wire mounting | [10 empty] | boxed | [10 empty] | 374 | https://www.unikeyic.com/media/datasheet/e9/47/9520/e9479520415c5c4f1a4285dc7bd5d99b.pdf | https://www.unikeyic.com/products/wire-to-board-terminal-blocks/691406510003b/7716128.html
691406710002B | WURTH | 10: 1.7248 100: 1.694 250: 1.694 500: 1.6632 1,000: 1.6632 | Wurth Elektronik WR-TBL PCB Terminal Block, 2-Channel, 5mm Pitch, Wire Mount | [20 empty] | wire mounting | [8 empty] | On sale |  | boxed | [10 empty] | 378 | https://www.unikeyic.com/media/about_us/Unikey_ISO_9001_Certification.pdf | https://www.unikeyic.com/products/wire-to-board-terminal-blocks/691406710002b/33723200.html
691408520002B | WURTH | 10: 1.736 100: 1.705 250: 1.705 500: 1.674 1,000: 1.674 | Wurth Elektronik PCB Terminal Block WR-TBL Series, 2-Channel, 5.08mm Pitch, Wire Mount | [20 empty] | spring mount, Push-in type, threaded mounting, Through hole mounting | [8 empty] | On sale |  | boxed | [10 empty] | 537 | https://www.unikeyic.com/media/about_us/Unikey_ISO_9001_Certification.pdf | https://www.unikeyic.com/products/wire-to-board-terminal-blocks/691408520002b/8508761.html
691411410011 | WURTH | 1: 4.2096 7: 4.1203 13: 4.031 | Wurth Elektronik PCB Terminal Block 4114 Series 11-Channel 7.62mm Pitch TH Solder Gray | [11 empty] | 691411410011 WURTH |  |  |  |  | 82.82mm*12.5mm*13.9mm |  |  |  | snap fit, threaded mounting, Through hole mounting | [8 empty] | On sale |  | bulk | [10 empty] | 7 | https://www.unikeyic.com/media/datasheet/ec/a8/cd0f/ec/4c6af621d5a19601078472b615349bb8.pdf | https://www.unikeyic.com/products/wire-to-board-terminal-blocks/691411410011/33892982.html
691411510002 | WURTH | 10: 0.7225 100: 0.6474 500: 0.6358 1,000: 0.6242 2,500: 0.6242 | Wurth Elektronik PCBTerminal block 4115series, 2road, 5.08mmPitch, Through hole mounting, Welding termination, grey | [11 empty] | 691411510002 WURTH |  |  |  |  | 11.66mm(Length)*12.5mm(width) |  |  |  | clip mounting, snap fit, threaded mounting, Through hole mounting |  |  |  | -30℃~120℃ |  |  |  |  | On sale |  | bulk | [10 empty] | 146 | https://www.unikeyic.com/media/datasheet/0b/8a/ff7f/0b/71681cbeb38c91500a3f25b1fbe9656a.pdf | https://www.unikeyic.com/products/wire-to-board-terminal-blocks/691411510002/2692626.html
691412120012B | WURTH | 26: 2.4565 52: 2.4128 | Wurth Elektronik PCB Terminal Block, 412B Series, 12-Channel, 3.5mm Pitch, PCB Mount, Solder Termination, Gray | [11 empty] | 691412120012B WURTH |  |  |  |  | 43.5mm(Length)*12mm(width) |  |  |  | clip mounting, snap fit, threaded mounting, Through hole mounting |  |  |  | -40℃~105℃ |  |  |  |  | On sale |  | bulk | [10 empty] | 97 | https://www.unikeyic.com/media/datasheet/a1/37/cb0c/a137cb0cd87a4a5b7a5664dd33e74d74.pdf | https://www.unikeyic.com/products/wire-to-board-terminal-blocks/691412120012b/13661699.html
691412220008M | WURTH | 50: 4.3861 100: 3.9266 500: 3.7725 | 8 Terminal block - 45° (135°) angle、 0.276" (7.00mm) Through-hole type、 | [11 empty] | 691412220008M WURTH |  |  |  |  | 54mm(Length)*13.2mm(height) |  |  |  | threaded mounting, Through hole mounting | [8 empty] | On sale | [12 empty] | 93 | https://www.unikeyic.com/media/datasheet/2b/b1/635e/20/1d4e52e36aa298fee5171fd2b893159f.pdf | https://www.unikeyic.com/products/wire-to-board-terminal-blocks/691412220008m/5326370.html
691412320002M | WURTH | 10: 1.1021 100: 1.0824 500: 1.0824 1,000: 1.0627 2,500: 1.0627 | Wurth Elektronik PCBTerminal block 4123Mseries, 2road, 3.81mmPitch, Through hole mounting, Welding termination, grey | [11 empty] | 691412320002M WURTH |  |  |  |  | 9.12mm*12mm*13.2mm |  |  |  | threaded mounting, Through hole mounting | [8 empty] | On sale |  | bulk | [10 empty] | 404 | https://www.unikeyic.com/media/datasheet/31/0b/e29f/310be29fcd49990b3dfd289f757316fe.pdf | https://www.unikeyic.com/products/wire-to-board-terminal-blocks/691412320002m/9948874.html
691412320003M | WURTH | 10: 1.2914 50: 1.1601 100: 1.0389 | Wurth Elektronik PCB Terminal Block 4123M Series 3 Pos 3.81mm Pitch TH Solder Gray | [11 empty] | 691412320003M WURTH |  |  |  |  | 12.93mm*12mm*13.2mm |  |  |  | threaded mounting, Through hole mounting | [8 empty] | On sale |  | bulk | [10 empty] | 473 | https://www.unikeyic.com/media/datasheet/10/f8/ffae/10f8ffae2ba9fbb100cc89f06a2da049.pdf | https://www.unikeyic.com/products/wire-to-board-terminal-blocks/691412320003m/11580714.html
691412320008M | WURTH | 1: 2.8 10: 2.5088 100: 2.464 250: 2.464 500: 2.4192 1,000: 2.4192 | Wurth Elektronik PCB Terminal Block 4123M Series, 8-Channel, 3.81mm Pitch, TH, Solder Termination, Gray | [11 empty] | 691412320008M WURTH |  |  |  |  | 31.98mm*12mm*13.2mm |  |  |  | threaded mounting, Through hole mounting | [8 empty] | On sale |  | bulk | [10 empty] | 73 | https://www.unikeyic.com/media/datasheet/13/b3/3a9e/13/9050cba766cc705baf8e74ffd17a661c.pdf | https://www.unikeyic.com/products/wire-to-board-terminal-blocks/691412320008m/11897938.html
691412420004 | WURTH | 1: 2.782 10: 2.0228 50: 1.8263 | TERM BLOCK 4POS 45DEG 7.62MM PCB | [11 empty] | 691412420004 WURTH |  |  |  |  | 28.17mm(Length)*13.2mm(height) |  |  |  | threaded mounting, Through hole mounting | [8 empty] | On sale |  | bulk | [10 empty] | 86 | https://www.unikeyic.com/media/datasheet/2b/b1/635e/42/98832d9a40c927b3de864fa1cebe57c3.pdf | https://www.unikeyic.com/products/wire-to-board-terminal-blocks/691412420004/21462620.html
691412420006 | WURTH | 1: 5.0004 10: 4.3751 | Wurth Elektronik PCB Terminal Block, 4124 Series, 6-Ch, 7.62mm Pitch, TH, Solder Termination, Gray | [11 empty] | 691412420006 WURTH |  |  |  |  | 43.41mm*12mm*13.2mm |  |  |  | threaded mounting, Through hole mounting | [8 empty] | On sale |  | bulk | [10 empty] | 30 | https://www.unikeyic.com/media/datasheet/6e/8e/24ef/6e/0f78ac3094356da250b6d415eaa4f16e.pdf | https://www.unikeyic.com/products/wire-to-board-terminal-blocks/691412420006/8697380.html
691412420006M | WURTH | 50: 3.191 | Wurth Elektronik PCB Terminal Block, 4124M Series, 6 Pos, 7.62mm Pitch, TH, Solder Termination, Gray | [11 empty] | 691412420006M WURTH |  |  |  |  | 43.41mm*12mm*13.2mm |  |  |  | threaded mounting, Through hole mounting | [8 empty] | On sale |  | boxed, bulk | [10 empty] | 50 | https://www.unikeyic.com/media/datasheet/8c/01/b98a/8c/5797d5a1a0541414bab96dcc500b0068.pdf | https://www.unikeyic.com/products/wire-to-board-terminal-blocks/691412420006m/29417561.html
691412420007M | WURTH | 1: 6.7176 10: 5.872 | 7 Terminal block - 45° (135°) angle、 0.300" (7.62mm) Through-hole type、 | [11 empty] | 691412420007M WURTH |  |  |  |  | 51.03mm(Length)*13.2mm(height) |  |  |  | threaded mounting, Through hole mounting | [8 empty] | On sale |  | bulk | [10 empty] | 41 | https://www.unikeyic.com/media/datasheet/2b/b1/635e/3c/35d77b8c956068474e0fc719e08a5c1b.pdf | https://www.unikeyic.com/products/wire-to-board-terminal-blocks/691412420007m/5933042.html
691414720003B | WURTH | 10: 1.8144 100: 1.782 500: 1.7496 1,000: 1.7496 2,500: 1.7496 | Wurth Elektronik PCB Terminal Block, 4147B Series, 3-Ch, 5mm Pitch, PC Mount, Solder Termination, Gray/White | [11 empty] | 691414720003B WURTH |  |  |  |  | 500μm*14.3mm*12.9mm |  |  |  | clip mounting, snap fit, threaded mounting, Through hole mounting |  |  |  | -40℃~105℃ |  |  |  |  | On sale |  | bulk | [10 empty] | 37 | https://www.unikeyic.com/media/datasheet/7a/0b/ee1b/7a/59a7b49ca195fb2280fbd06e7c6924ba.pdf | https://www.unikeyic.com/products/wire-to-board-terminal-blocks/691414720003b/31081160.html
691418420004 | WURTH | 100: 1.9084 400: 1.5441 | Wurth Elektronik PCBTerminal block 4183series, 4road, 7.62mmPitch, Through hole mounting, Welding termination, grey | [11 empty] | 691418420004 WURTH |  |  |  |  | 28.17mm(Length)*12mm(width) |  |  |  | threaded mounting, Through hole mounting |  |  |  | -30℃~120℃ |  |  |  |  | On sale |  | bulk | [10 empty] | 100 | https://www.unikeyic.com/media/datasheet/1b/b8/8522/1b/07b6906bc015545aa6b7e46fd117eb52.pdf | https://www.unikeyic.com/products/wire-to-board-terminal-blocks/691418420004/34930948.html
691502710002 | WURTH | 10: 0.6163 100: 0.5522 250: 0.5522 500: 0.5423 1,000: 0.5324 2,500: 0.5324 | Wurth Elektronik PCB Terminal Block, 5027 Series, 2 Pos, 5mm Pitch, PCB Mount, Solder Termination, Black | [11 empty] | 691502710002 WURTH |  |  |  |  | 10mm(Length)*7.5mm(width) |  |  |  | Through hole mounting | [10 empty] | bulk | [10 empty] | 3339 | https://www.unikeyic.com/media/datasheet/a1/9f/38f5/a19f38f5b4c96421fbd297110f445ff3.pdf | https://www.unikeyic.com/products/wire-to-board-terminal-blocks/691502710002/12692869.html
691709710302 | WURTH | 10: 2.2176 100: 2.178 250: 2.178 500: 2.1384 1,000: 2.1384 | Wurth Elektronik PCBTerminal block WR-TBLseries, 2road, 5mmPitch, surface, Screw-down terminations | [11 empty] | 691709710302 WURTH |  |  |  |  | 12.6mm(Length) |  |  |  | wire mounting, spring mount, threaded mounting, SMD mount |  |  |  | -40℃~115℃ |  |  |  |  | On sale |  | Tape and reel packaging | [10 empty] | 203 | https://www.unikeyic.com/media/datasheet/2b/b1/635e/2a/9c00da23e12ccedf0bb18b4aab9e671d.pdf | https://www.unikeyic.com/products/wire-to-board-terminal-blocks/691709710302/19605649.html
691709710304 | WURTH | 1: 4.8875 10: 4.301 100: 4.301 250: 4.2228 500: 4.2228 1,000: 4.2228 | Wurth Elektronik PCBTerminal block WR-TBLseries, 4road, 5mmPitch, surface, Screw-down terminations | [11 empty] | 691709710304 WURTH | [8 empty] | wire mounting, spring mount, threaded mounting, SMD mount |  |  |  | -40℃~115℃ |  |  |  |  | On sale |  | Tape and reel packaging | [10 empty] | 136 | https://www.unikeyic.com/media/datasheet/ef/48/0e95/ef480e9598fc7b43a4497e906bcc20b9.pdf | https://www.unikeyic.com/products/wire-to-board-terminal-blocks/691709710304/31646444.html
691709710308 | WURTH | 1: 11.0338 | [12 empty] | 691709710308 WURTH | [8 empty] | wire mounting, spring mount, threaded mounting, SMD mount |  |  |  | -40℃~115℃ |  |  |  |  | On sale |  | Tape and reel packaging | [10 empty] | 146 | https://www.unikeyic.com/media/datasheet/ef/48/0e95/ef480e9598fc7b43a4497e906bcc20b9.pdf | https://www.unikeyic.com/products/wire-to-board-terminal-blocks/691709710308/1326332.html
721-104/026-047 | WAGO | 4: 6.946 10: 6.578 25: 5.1084 50: 4.482 100: 4.1796 250: 3.8955 500: 3.7275 | 4 Position 5 mm Pitch 28-12 AWG Female Pluggable Terminal Block | [42 empty] | 336 | https://www.unikeyic.com/media/about_us/Unikey_ISO_9001_Certification.pdf | https://www.unikeyic.com/products/wire-to-board-terminal-blocks/721-104-026-047/16888302.html
721-132/001-000 | WAGO | 200: 0.2682 1,000: 0.2643 2,000: 0.2528 | 2 Pos 5mm TH Header Straight Solder Pin Closed End |  |  | Gray |  |  |  |  | Electrolytic Copper |  |  |  |  | - |  |  | Polyamide (PA66), Nylon 6/6 |  |  |  | 1 (Unlimited) |  | Through Hole | 1 | 2 |  | -60°C ~ 100°C | Box | 0.197" (5.00mm) | 2 |  | 15598252 |  |  |  | MCSMIDI |  | Solder | - |  |  |  |  | 313 | https://www.unikeyic.com/media/about_us/Unikey_ISO_9001_Certification.pdf | https://www.unikeyic.com/products/wire-to-board-terminal-blocks/721-132-001-000/31545202.html
731-132 | WAGO | 50: 2.3926 250: 2.3584 500: 2.2559 |  |  | Steel - Nickel Plated | Gray | [5 empty] | Electrolytic Copper - Tin Plated | 5 A |  |  | Mounting Flange |  |  | Polyamide (PA66), Nylon 6/6 |  |  | Vertical with Board | Not Applicable |  | Through Hole | 1 |  |  | -60°C ~ 105°C | Box | 0.197" (5.00mm) | 2 |  |  |  | - | - | 731 |  |  | - | 300 V |  | 14-28 AWG | Screwless - Spring Cage, Tension Clamp | 20000 | https://www.unikeyic.com/media/datasheet/75/4e/0d83/75/7f1565acb8e17147a7b401b2c82e55dc.pdf | https://www.unikeyic.com/products/wire-to-board-terminal-blocks/731-132/15121571.html
735-123 | WAGO | 110: 0.819 550: 0.8073 1,100: 0.7722 |  |  | Steel - Nickel Plated | Orange | [5 empty] | Electrolytic Copper - Tin Plated | 10 A |  |  | - |  |  | Polyamide (PA66), Nylon 6/6 |  |  | Vertical with Board | 1 (Unlimited) |  | Through Hole | 1 |  |  | -60°C ~ 105°C | Box | 0.150" (3.81mm) | 3 |  |  |  | - | - | 735 |  |  | - | 300 V |  | 16-20 AWG | Screwless - Push Button Clamp | 2469 | https://www.unikeyic.com/media/datasheet/49/71/60fc/49/cb3bdf42b5fc66c4d234c415df5ff61e.pdf | https://www.unikeyic.com/products/wire-to-board-terminal-blocks/735-123/13373125.html
735-126 | WAGO | 55: 1.5486 275: 1.5265 550: 1.4602 |  |  | Steel - Nickel Plated | Orange | [5 empty] | Electrolytic Copper - Tin Plated | 10 A |  |  | - |  |  | Polyamide (PA66), Nylon 6/6 |  |  | Vertical with Board | 1 (Unlimited) |  | Through Hole | 1 |  |  | -60°C ~ 105°C | Box | 0.150" (3.81mm) | 6 |  |  |  | - | - | 735 |  |  | - | 300 V |  | 16-20 AWG | Screwless - Push Button Clamp | 2967 | https://www.unikeyic.com/media/datasheet/d7/e9/4182/d7/5e6bc5704b03af84af9b786f3a695caf.pdf | https://www.unikeyic.com/products/wire-to-board-terminal-blocks/735-126/18827569.html
735-126/001-000 | WAGO | 55: 1.1308 275: 1.1147 550: 1.0662 |  |  | Steel - Nickel Plated | Orange | [5 empty] | Electrolytic Copper - Tin Plated | 10 A |  |  | - |  |  | Polyamide (PA66), Nylon 6/6 |  |  | Vertical with Board | 1 (Unlimited) |  | Through Hole | 1 |  |  | -60°C ~ 105°C | Box | 0.150" (3.81mm) | 4 |  | 15522016 |  | - | - | 735 |  |  | - | 300 V |  | 16-20 AWG | Screwless - Push Button Clamp | 20000 | https://www.unikeyic.com/media/datasheet/75/bb/e7d6/75/5ae501999107977ba391e230d6c6bdd8.pdf | https://www.unikeyic.com/products/wire-to-board-terminal-blocks/735-126-001-000/10378935.html
735-306 | WAGO | 40: 1.5486 200: 1.5265 400: 1.4602 | Terminal Block Connector, 6 POS, 5mm Pitch, Solder, Straight Thru-Hole, 10A, Box |  | Steel - Nickel Plated | Gray | [5 empty] | Electrolytic Copper - Tin Plated | 10 A |  |  | - |  |  | Polyamide (PA66), Nylon 6/6 |  |  | Vertical with Board | 1 (Unlimited) |  | Through Hole | 1 |  |  | -60°C ~ 105°C | Box | 0.197" (5.00mm) | 6 |  | 15539601 |  | - | - | 735 |  |  | - | 300 V |  | 16-20 AWG | Screwless - Push Button Clamp | 20000 | https://www.unikeyic.com/media/datasheet/79/57/9232/79/4c4fa467221941bb84fa41b705e2af8e.pdf | https://www.unikeyic.com/products/wire-to-board-terminal-blocks/735-306/36865.html
735-307 | WAGO | 35: 1.8126 175: 1.7868 350: 1.7091 |  |  | Steel - Nickel Plated | Gray | [5 empty] | Electrolytic Copper - Tin Plated | 10 A |  |  | - |  |  | Polyamide (PA66), Nylon 6/6 |  |  | Vertical with Board | 1 (Unlimited) |  | Through Hole | 1 |  |  | -60°C ~ 105°C | Box | 0.197" (5.00mm) | 7 |  | 15539640 |  | - | - | 735 |  |  | - | 300 V |  | 16-20 AWG | Screwless - Push Button Clamp | 20000 | https://www.unikeyic.com/media/datasheet/b5/44/d917/b5/46875238d8d323395bde78dc3a707b31.pdf | https://www.unikeyic.com/products/wire-to-board-terminal-blocks/735-307/33064142.html
736-103 | WAGO | 10: 4.3815 50: 4.0284 250: 3.843 500: 3.759 1,000: 3.6855 2,500: 3.612 5,000: 3.5385 7,500: 3.4755 | Double-deck PCB terminal block - 2.5 mm² - Pin spacing 5 mm - 6-pole - CAGE CLAMP® - 2,50 mm² - gray |  | Steel - Nickel Plated | Gray | [5 empty] | Electrolytic Copper - Tin Plated | 10 A |  |  | - |  |  | Polyamide (PA66), Nylon 6/6 |  |  | 45° (135°) Angle with Board | Not Applicable |  | Through Hole | 2 |  |  | -60°C ~ 105°C | Box | 0.197" (5.00mm) | 3 |  |  |  | - | - | 736 |  |  | - | 300 V |  | 12-28 AWG | Screwless - Spring Cage, Tension Clamp | 250 | https://www.unikeyic.com/media/about_us/Unikey_ISO_9001_Certification.pdf | https://www.unikeyic.com/products/wire-to-board-terminal-blocks/736-103/10454164.html
736-106 | WAGO | 1: 11.9186 10: 8.4557 25: 7.4764 50: 6.8836 100: 6.4034 250: 5.9141 500: 5.6338 1,000: 5.415 |  |  | Steel - Nickel Plated | Gray | [5 empty] | Electrolytic Copper - Tin Plated | 10 A |  |  | - |  |  | Polyamide (PA66), Nylon 6/6 |  |  | 45° (135°) Angle with Board | Not Applicable |  | Through Hole | 2 |  |  | -60°C ~ 105°C | Box | 0.197" (5.00mm) | 6 |  |  |  | - | - | 736 |  |  | - | 300 V |  | 12-28 AWG | Screwless - Spring Cage, Tension Clamp | 6 | https://www.unikeyic.com/media/about_us/Unikey_ISO_9001_Certification.pdf | https://www.unikeyic.com/products/wire-to-board-terminal-blocks/736-106/3175193.html
736-107 | WAGO | 1: 13.626 10: 9.68 25: 8.5748 50: 7.9085 100: 7.3698 250: 6.8224 500: 6.5095 1,000: 6.2655 | DOUBLE-DECK PCB TERMINAL BLOCK, |  | Steel - Nickel Plated | Gray | [5 empty] | Electrolytic Copper - Tin Plated | 10 A |  |  | - |  |  | Polyamide (PA66), Nylon 6/6 |  |  | 45° (135°) Angle with Board | Not Applicable |  | Through Hole | 2 |  |  | -60°C ~ 105°C | Box | 0.197" (5.00mm) | 7 |  |  |  | - | - | 736 |  |  | - | 300 V |  | 12-28 AWG | Screwless - Spring Cage, Tension Clamp | 4 | https://www.unikeyic.com/media/datasheet/9c/38/c27c/9c/6b5d8fbf62029ddd31876b57e36c0767.pdf | https://www.unikeyic.com/products/wire-to-board-terminal-blocks/736-107/15737950.html
736-116 | WAGO | 1: 26.5185 10: 19.0067 25: 17.0091 50: 15.8245 100: 14.8784 250: 13.927 500: 13.3877 | Double-deck PCB terminal block, 2.5 mm2, Pin spacing 5 mm, 2 x 16-pole, Cage Clamp |  | Steel - Nickel Plated | Gray | [5 empty] | Electrolytic Copper - Tin Plated | 10 A |  |  | - |  |  | Polyamide (PA66), Nylon 6/6 |  |  | 45° (135°) Angle with Board | Not Applicable |  | Through Hole | 2 |  |  | -60°C ~ 105°C | Box | 0.197" (5.00mm) | 16 |  |  |  | - | - | 736 |  |  | - | 300 V |  | 12-28 AWG | Screwless - Spring Cage, Tension Clamp | 1 | https://www.unikeyic.com/media/datasheet/fe/e2/780c/fe/d8f7e6b51e39cb3e994487af2abe8a00.pdf | https://www.unikeyic.com/products/wire-to-board-terminal-blocks/736-116/25290337.html
736-124 | WAGO | 14: 19.2615 70: 18.9863 140: 18.1608 |  |  | Steel - Nickel Plated | Gray | [5 empty] | Electrolytic Copper - Tin Plated | 10 A |  |  | - |  |  | Polyamide (PA66), Nylon 6/6 |  |  | 45° (135°) Angle with Board | Not Applicable |  | Through Hole | 2 |  |  | -60°C ~ 105°C | Box | 0.197" (5.00mm) | 24 |  |  |  | - | - | 736 |  |  | - | 300 V |  | 12-28 AWG | Screwless - Spring Cage, Tension Clamp | 20000 | https://www.unikeyic.com/media/about_us/Unikey_ISO_9001_Certification.pdf | https://www.unikeyic.com/products/wire-to-board-terminal-blocks/736-124/21113810.html
736-202 | WAGO | 161: 2.1411 805: 2.1105 1,610: 2.0187 |  |  | Steel - Nickel Plated | Gray | [5 empty] | Electrolytic Copper - Tin Plated | 10 A |  |  | - |  |  | Polyamide (PA66), Nylon 6/6 |  |  | 45° (135°) Angle with Board | Not Applicable |  | Through Hole | 2 |  |  | -60°C ~ 105°C | Box | 0.197" (5.00mm) | 2 |  | 15579333 |  | - | - | 736 |  |  | - | 300 V |  | 12-28 AWG | Screwless - Spring Cage, Tension Clamp | 20000 | https://www.unikeyic.com/media/about_us/Unikey_ISO_9001_Certification.pdf | https://www.unikeyic.com/products/wire-to-board-terminal-blocks/736-202/23604853.html
736-203 | WAGO | 112: 2.9456 560: 2.9035 1,120: 2.7772 |  |  | Steel - Nickel Plated | Gray | [5 empty] | Electrolytic Copper - Tin Plated | 10 A |  |  | - |  |  | Polyamide (PA66), Nylon 6/6 |  |  | 45° (135°) Angle with Board | Not Applicable |  | Through Hole | 2 |  |  | -60°C ~ 105°C | Box | 0.197" (5.00mm) | 3 |  | 15579350 |  | - | - | 736 |  |  | - | 300 V |  | 12-28 AWG | Screwless - Spring Cage, Tension Clamp | 20000 | https://www.unikeyic.com/media/about_us/Unikey_ISO_9001_Certification.pdf | https://www.unikeyic.com/products/wire-to-board-terminal-blocks/736-203/6689537.html
736-206 | WAGO | 112: 5.133 168: 5.0976 224: 5.074 280: 5.0032 |  |  | Steel - Nickel Plated | Gray | [5 empty] | Electrolytic Copper - Tin Plated | 10 A |  |  | - |  |  | Polyamide (PA66), Nylon 6/6 |  |  | 45° (135°) Angle with Board | Not Applicable |  | Through Hole | 2 |  |  | -60°C ~ 105°C | Box | 0.197" (5.00mm) | 6 |  |  |  | - | - | 736 |  |  | - | 300 V |  | 12-28 AWG | Screwless - Spring Cage, Tension Clamp | 112 | https://www.unikeyic.com/media/about_us/Unikey_ISO_9001_Certification.pdf | https://www.unikeyic.com/products/wire-to-board-terminal-blocks/736-206/19459316.html
736-303 | WAGO | 5: 8.9479 375: 6.4254 | Wago PCBTerminal block 736series, 6road, 2line, 5.08mmPitch, Through-hole, Spring cage termination, orange |  | Steel - Nickel Plated | Orange | [5 empty] | Electrolytic Copper - Tin Plated | 10 A |  |  | - |  |  | Polyamide (PA66), Nylon 6/6 |  |  | 45° (135°) Angle with Board | Not Applicable |  | Through Hole | 2 |  |  | -60°C ~ 105°C | Box | 0.200" (5.08mm) | 3 |  |  |  | - | - | 736 |  |  | - | 300 V |  | 12-28 AWG | Screwless - Spring Cage, Tension Clamp | 3365 | https://www.unikeyic.com/media/datasheet/01/7f/a838/01/91c4139ef32b85df0d91a333bbe54d90.pdf | https://www.unikeyic.com/products/wire-to-board-terminal-blocks/736-303/11319132.html
736-312 | WAGO | 28: 9.9259 140: 9.7841 280: 9.3587 |  |  | Steel - Nickel Plated | Orange | [5 empty] | Electrolytic Copper - Tin Plated | 10 A |  |  | - |  |  | Polyamide (PA66), Nylon 6/6 |  |  | 45° (135°) Angle with Board | Not Applicable |  | Through Hole | 2 |  |  | -60°C ~ 105°C | Box | 0.200" (5.08mm) | 12 |  |  |  | - | - | 736 |  |  | - | 300 V |  | 12-28 AWG | Screwless - Spring Cage, Tension Clamp | 20000 | https://www.unikeyic.com/media/about_us/Unikey_ISO_9001_Certification.pdf | https://www.unikeyic.com/products/wire-to-board-terminal-blocks/736-312/4682725.html
736-506 | WAGO | 42: 5.6188 210: 5.5385 420: 5.2977 |  |  | Steel - Nickel Plated | Gray | [5 empty] | Electrolytic Copper - Tin Plated | 10 A |  |  | - |  |  | Polyamide (PA66), Nylon 6/6 |  |  | 45° (135°) Angle with Board | Not Applicable |  | Through Hole | 2 |  |  | -60°C ~ 105°C | Box | 0.295" (7.50mm) | 6 |  |  |  | - | - | 736 |  |  | - | 300 V |  | 12-28 AWG | Screwless - Spring Cage, Tension Clamp | 20000 | https://www.unikeyic.com/media/about_us/Unikey_ISO_9001_Certification.pdf | https://www.unikeyic.com/products/wire-to-board-terminal-blocks/736-506/1369887.html
736-652 | WAGO | 61: 1.815 |  |  | Steel - Nickel Plated | Orange | [5 empty] | Electrolytic Copper - Tin Plated | 10 A |  |  | - |  |  | Polyamide (PA66), Nylon 6/6 |  |  | 45° (135°) Angle with Board | Not Applicable |  | Through Hole | 2 |  |  | -60°C ~ 105°C | Box | 0.300" (7.62mm) | 2 |  | 15528385 |  | - | - | 736 |  |  | - | 300 V |  | 12-28 AWG | Screwless - Spring Cage, Tension Clamp | 130 | https://www.unikeyic.com/media/about_us/Unikey_ISO_9001_Certification.pdf | https://www.unikeyic.com/products/wire-to-board-terminal-blocks/736-652/13090786.html
736-654 | WAGO | 63: 3.9205 315: 3.8645 630: 3.6964 |  |  | Steel - Nickel Plated | Orange | [5 empty] | Electrolytic Copper - Tin Plated | 10 A |  |  | - |  |  | Polyamide (PA66), Nylon 6/6 |  |  | 45° (135°) Angle with Board | Not Applicable |  | Through Hole | 2 |  |  | -60°C ~ 105°C | Box | 0.300" (7.62mm) | 4 |  |  |  | - | - | 736 |  |  | - | 300 V |  | 12-28 AWG | Screwless - Spring Cage, Tension Clamp | 20000 | https://www.unikeyic.com/media/datasheet/e0/6c/4c42/e0/4fa825b59bad827ec0b31093b9d7b613.pdf | https://www.unikeyic.com/products/wire-to-board-terminal-blocks/736-654/16373545.html
736-658 | WAGO | 28: 7.2256 140: 7.1224 280: 6.8128 |  |  | Steel - Nickel Plated | Orange | [5 empty] | Electrolytic Copper - Tin Plated | 10 A |  |  | - |  |  | Polyamide (PA66), Nylon 6/6 |  |  | 45° (135°) Angle with Board | Not Applicable |  | Through Hole | 2 |  |  | -60°C ~ 105°C | Box | 0.300" (7.62mm) | 8 |  |  |  | - | - | 736 |  |  | - | 300 V |  | 12-28 AWG | Screwless - Spring Cage, Tension Clamp | 20000 | https://www.unikeyic.com/media/about_us/Unikey_ISO_9001_Certification.pdf | https://www.unikeyic.com/products/wire-to-board-terminal-blocks/736-658/29882320.html
736-758 | WAGO | 21: 7.6144 105: 7.5056 210: 7.1793 |  |  | Steel - Nickel Plated | Gray | [5 empty] | Electrolytic Copper - Tin Plated | 10 A |  |  | - |  |  | Polyamide (PA66), Nylon 6/6 |  |  | 45° (135°) Angle with Board | Not Applicable |  | Through Hole | 2 |  |  | -60°C ~ 105°C | Box | 0.394" (10.00mm) | 8 |  |  |  | - | - | 736 |  |  | - | 300 V |  | 12-28 AWG | Screwless - Spring Cage, Tension Clamp | 20000 | https://www.unikeyic.com/media/about_us/Unikey_ISO_9001_Certification.pdf | https://www.unikeyic.com/products/wire-to-board-terminal-blocks/736-758/21439110.html
736-802 | WAGO | 112: 1.9532 1,120: 1.8781 11,200: 1.803 |  |  | Steel - Nickel Plated | Orange | [5 empty] | Electrolytic Copper - Tin Plated | 10 A |  |  | - |  |  | Polyamide (PA66), Nylon 6/6 |  |  | 45° (135°) Angle with Board | Not Applicable |  | Through Hole | 2 |  |  | -60°C ~ 105°C | Box | 0.400" (10.16mm) | 2 |  | 15522226 |  | - | - | 736 |  |  | - | 300 V |  | 12-28 AWG | Screwless - Spring Cage, Tension Clamp | 3497 | https://www.unikeyic.com/media/datasheet/6f/b9/4f47/6f/f321acb1821841fd30c1ac946c7e9eb8.pdf | https://www.unikeyic.com/products/wire-to-board-terminal-blocks/736-802/17266288.html
737-206 | WAGO | 32: 9.5559 160: 9.4194 320: 9.0098 |  |  | Steel - Nickel Plated | Gray | [5 empty] | Electrolytic Copper - Tin Plated | 10 A |  |  | - |  |  | Polyamide (PA66), Nylon 6/6 |  |  | 45° (135°) Angle with Board | Not Applicable |  | Through Hole | 3 |  |  | -60°C ~ 105°C | Box | 0.197" (5.00mm) | 18 |  | 15547493 |  | - | - | 737 |  |  | - | 300 V |  | 12-28 AWG | Screwless - Spring Cage, Tension Clamp | 20000 | https://www.unikeyic.com/media/datasheet/be/eb/cd87/be/03e37256dfd5d9ea15454ce428f7116b.pdf | https://www.unikeyic.com/products/wire-to-board-terminal-blocks/737-206/20999803.html
737-208 | WAGO | 24: 12.5139 120: 12.3351 240: 11.7988 |  |  | Steel - Nickel Plated | Gray | [5 empty] | Electrolytic Copper - Tin Plated | 10 A |  |  | - |  |  | Polyamide (PA66), Nylon 6/6 |  |  | 45° (135°) Angle with Board | Not Applicable |  | Through Hole | 3 |  |  | -60°C ~ 105°C | Box | 0.197" (5.00mm) | 24 |  |  |  | - | - | 737 |  |  | - | 300 V |  | 12-28 AWG | Screwless - Spring Cage, Tension Clamp | 20000 | https://www.unikeyic.com/media/datasheet/bd/c0/df57/bd/35ef5207eb4fdf1d514de9ed4a1fcd7f.pdf | https://www.unikeyic.com/products/wire-to-board-terminal-blocks/737-208/25161883.html
737-212 | WAGO | 16: 18.3302 80: 18.0683 160: 17.2828 |  |  | Steel - Nickel Plated | Gray | [5 empty] | Electrolytic Copper - Tin Plated | 10 A |  |  | - |  |  | Polyamide (PA66), Nylon 6/6 |  |  | 45° (135°) Angle with Board | Not Applicable |  | Through Hole | 3 |  |  | -60°C ~ 105°C | Box | 0.197" (5.00mm) | 12 |  |  |  | - | - | 737 |  |  | - | 300 V |  | 12-28 AWG | Screwless - Spring Cage, Tension Clamp | 16 | https://www.unikeyic.com/media/datasheet/49/71/60fc/49/cb3bdf42b5fc66c4d234c415df5ff61e.pdf | https://www.unikeyic.com/products/wire-to-board-terminal-blocks/737-212/23835759.html
737-312 | WAGO | 16: 18.3302 80: 18.0683 160: 17.2828 |  |  | Steel - Nickel Plated | Orange | [5 empty] | Electrolytic Copper - Tin Plated | 10 A |  |  | - |  |  | Polyamide (PA66), Nylon 6/6 |  |  | 45° (135°) Angle with Board | Not Applicable |  | Through Hole | 3 |  |  | -60°C ~ 105°C | Box | 0.200" (5.08mm) | 12 |  |  |  | - | - | 737 |  |  | - | 300 V |  | 12-28 AWG | Screwless - Spring Cage, Tension Clamp | 20000 | https://www.unikeyic.com/media/about_us/Unikey_ISO_9001_Certification.pdf | https://www.unikeyic.com/products/wire-to-board-terminal-blocks/737-312/31980445.html
737-402 | WAGO | 96: 3.7064 480: 3.6534 960: 3.4946 |  |  | Steel - Nickel Plated | Orange | [5 empty] | Electrolytic Copper - Tin Plated | 10 A |  |  | - |  |  | Polyamide (PA66), Nylon 6/6 |  |  | 45° (135°) Angle with Board | Not Applicable |  | Through Hole | 3 |  |  | -60°C ~ 105°C | Box | 0.200" (5.08mm) | 6 |  |  |  | - | - | 737 |  |  | - | 300 V |  | 12-28 AWG | Screwless - Spring Cage, Tension Clamp | 20000 | https://www.unikeyic.com/media/about_us/Unikey_ISO_9001_Certification.pdf | https://www.unikeyic.com/products/wire-to-board-terminal-blocks/737-402/26803363.html
738-102 | WAGO | 72: 4.9328 360: 4.8623 720: 4.6509 |  |  | Steel - Nickel Plated | Gray | [5 empty] | Electrolytic Copper - Tin Plated | 10 A |  |  | - |  |  | Polyamide (PA66), Nylon 6/6 |  |  | 45° (135°) Angle with Board | Not Applicable |  | Through Hole | 4 |  |  | -60°C ~ 105°C | Box | 0.197" (5.00mm) | 8 |  |  |  | - | - | 738 |  |  | - | 300 V |  | 12-28 AWG | Screwless - Spring Cage, Tension Clamp | 20000 | https://www.unikeyic.com/media/datasheet/71/c0/5094/71/51da3a199317852c26cbbcdfb6c96273.pdf | https://www.unikeyic.com/products/wire-to-board-terminal-blocks/738-102/33888883.html
738-308 | WAGO | 18: 14.0577 180: 13.517 1,800: 12.9763 |  |  | Steel - Nickel Plated | Orange | [5 empty] | Electrolytic Copper - Tin Plated | 10 A |  |  | - |  |  | Polyamide (PA66), Nylon 6/6 |  |  | 45° (135°) Angle with Board | Not Applicable |  | Through Hole | 4 |  |  | -60°C ~ 105°C | Box | 0.200" (5.08mm) | 8 |  |  |  | - | - | 738 |  |  | - | 300 V |  | 12-28 AWG | Screwless - Spring Cage, Tension Clamp | 884 | https://www.unikeyic.com/media/datasheet/c0/64/84b7/c0/99ae6dbe699118028a9cdb483e17e7b0.pdf | https://www.unikeyic.com/products/wire-to-board-terminal-blocks/738-308/2696861.html
738-316 | WAGO | 9: 27.4719 90: 26.4153 900: 25.3587 |  |  | Steel - Nickel Plated | Orange | [5 empty] | Electrolytic Copper - Tin Plated | 10 A |  |  | - |  |  | Polyamide (PA66), Nylon 6/6 |  |  | 45° (135°) Angle with Board | Not Applicable |  | Through Hole | 4 |  |  | -60°C ~ 105°C | Box | 0.200" (5.08mm) | 16 |  |  |  | - | - | 738 |  |  | - | 300 V |  | 12-28 AWG | Screwless - Spring Cage, Tension Clamp | 18 | https://www.unikeyic.com/media/about_us/Unikey_ISO_9001_Certification.pdf | https://www.unikeyic.com/products/wire-to-board-terminal-blocks/738-316/19169898.html
739-102 | WAGO | 1: 0.7078 10: 0.5989 100: 0.5561 | Conn PC Terminal Block 2 POS 5mm Solder ST Thru-Hole 24A Box |  | Steel - Nickel Plated | Gray | [5 empty] | Electrolytic Copper - Tin Plated | 20 A |  |  | - |  |  | Polyamide (PA66), Nylon 6/6 |  |  | Vertical with Board | 1 (Unlimited) |  | Through Hole | 1 |  |  | -60°C ~ 105°C | Box | 0.197" (5.00mm) | 2 |  | 15523100 |  | - | - | 739 |  |  | - | 300 V |  | 14-28 AWG | Screwless - Spring Cage, Tension Clamp |  | https://www.unikeyic.com/media/datasheet/e7/8e/6c51/e7/81074e6003778c152e752e1de5a2342f.pdf | https://www.unikeyic.com/products/wire-to-board-terminal-blocks/739-102/22523236.html
739-103 | WAGO | 70: 0.8356 350: 0.8237 700: 0.7879 | PCB Terminal Block, 2.5mm², 5mm Pitch, 3-Pole, Cage Clamp |  | Steel - Nickel Plated | Gray | [5 empty] | Electrolytic Copper - Tin Plated | 20 A |  |  | - |  |  | Polyamide (PA66), Nylon 6/6 |  |  | Vertical with Board | 1 (Unlimited) |  | Through Hole | 1 |  |  | -60°C ~ 105°C | Box | 0.197" (5.00mm) | 3 |  |  |  | - | - | 739 |  |  | - | 300 V |  | 14-28 AWG | Screwless - Spring Cage, Tension Clamp | 399 | https://www.unikeyic.com/media/datasheet/35/4c/b3ad/35/789fe7be31f8e3fccfe97539233e1cd4.pdf | https://www.unikeyic.com/products/wire-to-board-terminal-blocks/739-103/25846732.html
739-107 | WAGO | 30: 2.3406 150: 2.3072 300: 2.2069 |  |  | Steel - Nickel Plated | Gray | [5 empty] | Electrolytic Copper - Tin Plated | 20 A |  |  | - |  |  | Polyamide (PA66), Nylon 6/6 |  |  | Vertical with Board | 1 (Unlimited) |  | Through Hole | 1 |  |  | -60°C ~ 105°C | Box | 0.197" (5.00mm) | 7 |  |  |  | - | - | 739 |  |  | - | 300 V |  | 14-28 AWG | Screwless - Spring Cage, Tension Clamp | 20000 | https://www.unikeyic.com/media/datasheet/70/78/3468/70/95f34e0af05b459ac536952712547c9f.pdf | https://www.unikeyic.com/products/wire-to-board-terminal-blocks/739-107/1207046.html
739-108 | WAGO | 1: 2.8483 10: 2.6737 100: 2.397 | Conn Terminal Block 8 POS 5mm Solder ST Thru-Hole 24A Box |  | Steel - Nickel Plated | Gray | [5 empty] | Electrolytic Copper - Tin Plated | 20 A |  |  | - |  |  | Polyamide (PA66), Nylon 6/6 |  |  | Vertical with Board | 1 (Unlimited) |  | Through Hole | 1 |  |  | -60°C ~ 105°C | Box | 0.197" (5.00mm) | 8 |  | 15523135 |  | - | - | 739 |  |  | - | 300 V |  | 14-28 AWG | Screwless - Spring Cage, Tension Clamp |  | https://www.unikeyic.com/media/datasheet/bb/61/f27c/bb/35b4ea325f3be1dc536946e88a69c942.pdf | https://www.unikeyic.com/products/wire-to-board-terminal-blocks/739-108/20293393.html
739-110 | WAGO |  |  |  | Steel - Nickel Plated | Gray | [5 empty] | Electrolytic Copper - Tin Plated | 20 A |  |  | - |  |  | Polyamide (PA66), Nylon 6/6 |  |  | Vertical with Board | 1 (Unlimited) |  | Through Hole | 1 |  |  | -60°C ~ 105°C | Box | 0.197" (5.00mm) | 10 |  |  |  | - | - | 739 |  |  | - | 300 V |  | 14-28 AWG | Screwless - Spring Cage, Tension Clamp |  | https://www.unikeyic.com/media/datasheet/b7/7b/8683/b7/425aac1f4356944d3ecb06e897c1bfb0.pdf | https://www.unikeyic.com/products/wire-to-board-terminal-blocks/739-110/11323866.html
739-115 | WAGO | 15: 4.8912 75: 4.8214 150: 4.6117 |  |  | Steel - Nickel Plated | Gray | [5 empty] | Electrolytic Copper - Tin Plated | 20 A |  |  | - |  |  | Polyamide (PA66), Nylon 6/6 |  |  | Vertical with Board | 1 (Unlimited) |  | Through Hole | 1 |  |  | -60°C ~ 105°C | Box | 0.197" (5.00mm) | 15 |  |  |  | - | - | 739 |  |  | - | 300 V |  | 14-28 AWG | Screwless - Spring Cage, Tension Clamp | 20000 | https://www.unikeyic.com/media/about_us/Unikey_ISO_9001_Certification.pdf | https://www.unikeyic.com/products/wire-to-board-terminal-blocks/739-115/26380343.html
739-153 | WAGO | 350: 1.4868 700: 1.475 1,400: 1.4514 | PCB Terminal Block, 2.5 mm², 5.08 mm Pitch, 3-Pole, Cage Clamp |  | Steel - Nickel Plated | Orange | [5 empty] | Electrolytic Copper - Tin Plated | 20 A |  |  | - |  |  | Polyamide (PA66), Nylon 6/6 |  |  | Vertical with Board | 1 (Unlimited) |  | Through Hole | 1 |  |  | -60°C ~ 105°C | Box | 0.200" (5.08mm) | 3 |  |  |  | - | - | 739 |  |  | - | 300 V |  | 14-28 AWG | Screwless - Spring Cage, Tension Clamp | 2344 | https://www.unikeyic.com/media/datasheet/23/4b/8c4e/23/aa0978f567d8e2e759fbdb1644c0dc5e.pdf | https://www.unikeyic.com/products/wire-to-board-terminal-blocks/739-153/21929928.html
739-156 | WAGO | 35: 1.796 175: 1.7704 350: 1.6934 |  |  | Steel - Nickel Plated | Orange | [5 empty] | Electrolytic Copper - Tin Plated | 20 A |  |  | - |  |  | Polyamide (PA66), Nylon 6/6 |  |  | Vertical with Board | 1 (Unlimited) |  | Through Hole | 1 |  |  | -60°C ~ 105°C | Box | 0.200" (5.08mm) | 6 |  |  |  | - | - | 739 |  |  | - | 300 V |  | 14-28 AWG | Screwless - Spring Cage, Tension Clamp | 20000 | https://www.unikeyic.com/media/datasheet/af/0f/4b95/af/d0969822a242b8f3755ec888f74719c8.pdf | https://www.unikeyic.com/products/wire-to-board-terminal-blocks/739-156/15483607.html
739-158 | WAGO | 25: 2.1921 250: 2.1078 2,500: 2.0235 | PCB Terminal Block, 2.5mm², 5.08mm Pitch, 8-Pos, Cage Clamp |  | Steel - Nickel Plated | Orange | [5 empty] | Electrolytic Copper - Tin Plated | 20 A |  |  | - |  |  | Polyamide (PA66), Nylon 6/6 |  |  | Vertical with Board | 1 (Unlimited) |  | Through Hole | 1 |  |  | -60°C ~ 105°C | Box | 0.200" (5.08mm) | 8 |  |  |  | - | - | 739 |  |  | - | 300 V |  | 14-28 AWG | Screwless - Spring Cage, Tension Clamp | 1052 | https://www.unikeyic.com/media/about_us/Unikey_ISO_9001_Certification.pdf | https://www.unikeyic.com/products/wire-to-board-terminal-blocks/739-158/25172634.html
739-160 | WAGO | 20: 2.7167 200: 2.6122 2,000: 2.5077 |  |  | Steel - Nickel Plated | Orange | [5 empty] | Electrolytic Copper - Tin Plated | 20 A |  |  | - |  |  | Polyamide (PA66), Nylon 6/6 |  |  | Vertical with Board | 1 (Unlimited) |  | Through Hole | 1 |  |  | -60°C ~ 105°C | Box | 0.200" (5.08mm) | 10 |  | 15521047 |  | - | - | 739 |  |  | - | 300 V |  | 14-28 AWG | Screwless - Spring Cage, Tension Clamp | 1919 | https://www.unikeyic.com/media/about_us/Unikey_ISO_9001_Certification.pdf | https://www.unikeyic.com/products/wire-to-board-terminal-blocks/739-160/18698226.html
739-162 | WAGO | 1: 3.3523 10: 3.1129 30: 3.0264 100: 2.9446 |  |  | Steel - Nickel Plated | Orange | [5 empty] | Electrolytic Copper - Tin Plated | 20 A |  |  | - |  |  | Polyamide (PA66), Nylon 6/6 |  |  | Vertical with Board | 1 (Unlimited) |  | Through Hole | 1 |  |  | -60°C ~ 105°C | Box | 0.200" (5.08mm) | 12 |  |  |  | - | - | 739 |  |  | - | 300 V |  | 14-28 AWG | Screwless - Spring Cage, Tension Clamp |  | https://www.unikeyic.com/media/about_us/Unikey_ISO_9001_Certification.pdf | https://www.unikeyic.com/products/wire-to-board-terminal-blocks/739-162/25461925.html
739-203 | WAGO | 55: 1.1267 275: 1.1106 550: 1.0623 |  |  | Steel - Nickel Plated | Gray | [5 empty] | Electrolytic Copper - Tin Plated | 20 A |  |  | - |  |  | Polyamide (PA66), Nylon 6/6 |  |  | Vertical with Board | 1 (Unlimited) |  | Through Hole | 1 |  |  | -60°C ~ 105°C | Box | 0.295" (7.50mm) | 3 |  |  |  | - | - | 739 |  |  | - | 300 V |  | 14-28 AWG | Screwless - Spring Cage, Tension Clamp | 20000 | https://www.unikeyic.com/media/datasheet/30/cb/dfb0/30/03ffa9bae8f50ffb608eae866f94fadb.pdf | https://www.unikeyic.com/products/wire-to-board-terminal-blocks/739-203/17051040.html
739-204 | WAGO | 1: 288.0105 | WAGO 739-204 Printed circuit board connector |  | Steel - Nickel Plated | Gray | [5 empty] | Electrolytic Copper - Tin Plated | 20 A |  |  | - |  |  | Polyamide (PA66), Nylon 6/6 |  |  | Vertical with Board | 1 (Unlimited) |  | Through Hole | 1 |  |  | -60°C ~ 105°C | Box | 0.295" (7.50mm) | 4 |  | 15608333 |  | - | - | 739 |  |  | - | 300 V |  | 14-28 AWG | Screwless - Spring Cage, Tension Clamp | 117 | https://www.unikeyic.com/media/about_us/Unikey_ISO_9001_Certification.pdf | https://www.unikeyic.com/products/wire-to-board-terminal-blocks/739-204/24668396.html
739-210 | WAGO | 15: 3.4964 75: 3.4465 150: 3.2966 |  |  | Steel - Nickel Plated | Gray | [5 empty] | Electrolytic Copper - Tin Plated | 20 A |  |  | - |  |  | Polyamide (PA66), Nylon 6/6 |  |  | Vertical with Board | 1 (Unlimited) |  | Through Hole | 1 |  |  | -60°C ~ 105°C | Box | 0.295" (7.50mm) | 10 |  |  |  | - | - | 739 |  |  | - | 300 V |  | 14-28 AWG | Screwless - Spring Cage, Tension Clamp | 20000 | https://www.unikeyic.com/media/about_us/Unikey_ISO_9001_Certification.pdf | https://www.unikeyic.com/products/wire-to-board-terminal-blocks/739-210/2561224.html
739-236 | WAGO | 25: 2.1265 125: 2.0962 250: 2.005 | PCB Terminal Block, 2.5mm², 7.62mm Pitch, 6-Pole, Cage Clamp |  | Steel - Nickel Plated | Orange | [5 empty] | Electrolytic Copper - Tin Plated | 20 A |  |  | - |  |  | Polyamide (PA66), Nylon 6/6 |  |  | Vertical with Board | 1 (Unlimited) |  | Through Hole | 1 |  |  | -60°C ~ 105°C | Box | 0.300" (7.62mm) | 6 |  |  |  | - | - | 739 |  |  | - | 300 V |  | 14-28 AWG | Screwless - Spring Cage, Tension Clamp | 20000 | https://www.unikeyic.com/media/about_us/Unikey_ISO_9001_Certification.pdf | https://www.unikeyic.com/products/wire-to-board-terminal-blocks/739-236/33596538.html
739-238 | WAGO | 20: 2.8395 100: 2.799 200: 2.6773 |  |  | Steel - Nickel Plated | Orange | [5 empty] | Electrolytic Copper - Tin Plated | 20 A |  |  | - |  |  | Polyamide (PA66), Nylon 6/6 |  |  | Vertical with Board | 1 (Unlimited) |  | Through Hole | 1 |  |  | -60°C ~ 105°C | Box | 0.300" (7.62mm) | 8 |  |  |  | - | - | 739 |  |  | - | 300 V |  | 14-28 AWG | Screwless - Spring Cage, Tension Clamp | 20000 | https://www.unikeyic.com/media/about_us/Unikey_ISO_9001_Certification.pdf | https://www.unikeyic.com/products/wire-to-board-terminal-blocks/739-238/8337848.html
739-308 | WAGO | 40: 2.3386 200: 2.3052 400: 2.2049 | PCB Terminal Strip 1 Solder Pin |  | Steel - Nickel Plated | Gray | [5 empty] | Electrolytic Copper - Tin Plated | 15 A |  |  | - |  |  | Polyamide (PA66), Nylon 6/6 |  |  | Vertical with Board | 1 (Unlimited) |  | Through Hole | 1 |  |  | -60°C ~ 105°C | Box | 0.138" (3.50mm) | 8 |  |  |  | - | - | 739 |  |  | - | 300 V |  | 14-28 AWG | Screwless - Spring Cage, Tension Clamp | 20000 | https://www.unikeyic.com/media/datasheet/ac/8a/a117/ac/108d85fff3d06df0f549751a57443039.pdf | https://www.unikeyic.com/products/wire-to-board-terminal-blocks/739-308/21120152.html
739-332 | WAGO | 5: 0.5904 25: 0.5482 50: 0.5145 |  |  | Steel - Nickel Plated | Orange | [5 empty] | Electrolytic Copper - Tin Plated | 15 A |  |  | - |  |  | Polyamide (PA66), Nylon 6/6 |  |  | Vertical with Board | 1 (Unlimited) |  | Through Hole | 1 |  |  | -60°C ~ 105°C | Box | 0.150" (3.81mm) | 2 |  |  |  | - | - | 739 |  |  | - | 300 V |  | 14-28 AWG | Screwless - Spring Cage, Tension Clamp | 100 | https://www.unikeyic.com/media/about_us/Unikey_ISO_9001_Certification.pdf | https://www.unikeyic.com/products/wire-to-board-terminal-blocks/739-332/16085700.html
739-332/001-000 | WAGO | 50: 0.9292 250: 0.9159 500: 0.8761 |  |  | Steel - Nickel Plated | Orange | [5 empty] | Electrolytic Copper - Tin Plated | 15 A |  |  | Mounting Flange |  |  | Polyamide (PA66), Nylon 6/6 |  |  | Vertical with Board | 1 (Unlimited) |  | Through Hole | 1 |  |  | -60°C ~ 105°C | Box | 0.150" (3.81mm) | 2 |  | 15545083 |  | - | - | 739 |  |  | - | 300 V |  | 14-28 AWG | Screwless - Spring Cage, Tension Clamp | 20000 | https://www.unikeyic.com/media/about_us/Unikey_ISO_9001_Certification.pdf | https://www.unikeyic.com/products/wire-to-board-terminal-blocks/739-332-001-000/16898884.html
739-333 | WAGO | 100: 1.5931 250: 1.4372 500: 1.3457 1,000: 1.2732 5,000: 1.1598 | 3 Terminal block - vertical、 0.150" (3.81mm) Through-hole type |  | Steel - Nickel Plated | Orange | [5 empty] | Electrolytic Copper - Tin Plated | 15 A |  |  | - |  |  | Polyamide (PA66), Nylon 6/6 |  |  | Vertical with Board | 1 (Unlimited) |  | Through Hole | 1 |  |  | -60°C ~ 105°C | Box | 0.150" (3.81mm) | 3 |  |  |  | - | - | 739 |  |  | - | 300 V |  | 14-28 AWG | Screwless - Spring Cage, Tension Clamp | 219 | https://www.unikeyic.com/media/about_us/Unikey_ISO_9001_Certification.pdf | https://www.unikeyic.com/products/wire-to-board-terminal-blocks/739-333/15985990.html
739-335 | WAGO | 55: 1.6838 275: 1.6597 550: 1.5876 |  |  | Steel - Nickel Plated | Orange | [5 empty] | Electrolytic Copper - Tin Plated | 15 A |  |  | - |  |  | Polyamide (PA66), Nylon 6/6 |  |  | Vertical with Board | 1 (Unlimited) |  | Through Hole | 1 |  |  | -60°C ~ 105°C | Box | 0.150" (3.81mm) | 5 |  | 15601831 |  | - | - | 739 |  |  | - | 300 V |  | 14-28 AWG | Screwless - Spring Cage, Tension Clamp | 20000 | https://www.unikeyic.com/media/datasheet/89/e7/82cc/89/bd67e9d146d601b40bb1d64c1d3dce46.pdf | https://www.unikeyic.com/products/wire-to-board-terminal-blocks/739-335/23813304.html
739-337 | WAGO | 40: 2.3323 200: 2.299 400: 2.1991 |  |  | Steel - Nickel Plated | Orange | [5 empty] | Electrolytic Copper - Tin Plated | 15 A |  |  | - |  |  | Polyamide (PA66), Nylon 6/6 |  |  | Vertical with Board | 1 (Unlimited) |  | Through Hole | 1 |  |  | -60°C ~ 105°C | Box | 0.150" (3.81mm) | 7 |  |  |  | - | - | 739 |  |  | - | 300 V |  | 14-28 AWG | Screwless - Spring Cage, Tension Clamp | 20000 | https://www.unikeyic.com/media/about_us/Unikey_ISO_9001_Certification.pdf | https://www.unikeyic.com/products/wire-to-board-terminal-blocks/739-337/32661617.html
740-103 | WAGO | 75: 1.4967 375: 1.4753 750: 1.4112 |  |  | Steel - Nickel Plated | Gray | [5 empty] | Electrolytic Copper - Tin Plated | 10 A |  |  | - |  |  | Polyamide (PA66), Nylon 6/6 |  |  | Horizontal with Board | 1 (Unlimited) |  | Through Hole | 1 |  |  | -60°C ~ 105°C | Box | 0.197" (5.00mm) | 3 |  | 15526709 |  | - | - | 740 |  |  | - | 300 V |  | 12-28 AWG | Screwless - Spring Cage, Tension Clamp | 20000 | https://www.unikeyic.com/media/about_us/Unikey_ISO_9001_Certification.pdf | https://www.unikeyic.com/products/wire-to-board-terminal-blocks/740-103/25652639.html
740-105 | WAGO | 45: 2.3614 225: 2.3277 450: 2.2265 |  |  | Steel - Nickel Plated | Gray | [5 empty] | Electrolytic Copper - Tin Plated | 10 A |  |  | - |  |  | Polyamide (PA66), Nylon 6/6 |  |  | Horizontal with Board | 1 (Unlimited) |  | Through Hole | 1 |  |  | -60°C ~ 105°C | Box | 0.197" (5.00mm) | 5 |  |  |  | - | - | 740 |  |  | - | 300 V |  | 12-28 AWG | Screwless - Spring Cage, Tension Clamp | 99 | https://www.unikeyic.com/media/about_us/Unikey_ISO_9001_Certification.pdf | https://www.unikeyic.com/products/wire-to-board-terminal-blocks/740-105/26159328.html
740-110 | WAGO | 20: 4.5503 100: 4.4853 200: 4.2903 |  |  | Steel - Nickel Plated | Gray | [5 empty] | Electrolytic Copper - Tin Plated | 10 A |  |  | - |  |  | Polyamide (PA66), Nylon 6/6 |  |  | Horizontal with Board | 1 (Unlimited) |  | Through Hole | 1 |  |  | -60°C ~ 105°C | Box | 0.197" (5.00mm) | 10 |  |  |  | - | - | 740 |  |  | - | 300 V |  | 12-28 AWG | Screwless - Spring Cage, Tension Clamp | 20000 | https://www.unikeyic.com/media/about_us/Unikey_ISO_9001_Certification.pdf | https://www.unikeyic.com/products/wire-to-board-terminal-blocks/740-110/34811578.html
740-112 | WAGO | 15: 5.467 75: 5.3889 150: 5.1546 |  |  | Steel - Nickel Plated | Gray | [5 empty] | Electrolytic Copper - Tin Plated | 10 A |  |  | - |  |  | Polyamide (PA66), Nylon 6/6 |  |  | Horizontal with Board | 1 (Unlimited) |  | Through Hole | 1 |  |  | -60°C ~ 105°C | Box | 0.197" (5.00mm) | 12 |  |  |  | - | - | 740 |  |  | - | 300 V |  | 12-28 AWG | Screwless - Spring Cage, Tension Clamp | 20000 | https://www.unikeyic.com/media/about_us/Unikey_ISO_9001_Certification.pdf | https://www.unikeyic.com/products/wire-to-board-terminal-blocks/740-112/25829346.html
741-136 | WAGO | 1: 599.2337 | WAGO 741-136 Printed circuit board connector |  | Steel - Nickel Plated | Gray | [5 empty] | Electrolytic Copper - Tin Plated | 10 A |  |  | Mounting Flange, Push Button Actuated |  |  | Polyamide (PA66), Nylon 6/6 |  |  | Horizontal with Board | 1 (Unlimited) |  | Through Hole | 1 |  |  | -60°C ~ 105°C | Box | 0.197" (5.00mm) | 6 |  |  |  | - | - | 741 |  |  | - | 300 V |  | 12-28 AWG | Screwless - Push Button Clamp | 48 | https://www.unikeyic.com/media/about_us/Unikey_ISO_9001_Certification.pdf | https://www.unikeyic.com/products/wire-to-board-terminal-blocks/741-136/8677691.html
741-208 | WAGO | 25: 7.3109 125: 7.2064 250: 6.8931 |  |  | Steel - Nickel Plated | Orange | [5 empty] | Electrolytic Copper - Tin Plated | 10 A |  |  | Push Button Actuated |  |  | Polyamide (PA66), Nylon 6/6 |  |  | Horizontal with Board | 1 (Unlimited) |  | Through Hole | 1 |  |  | -60°C ~ 105°C | Box | 0.200" (5.08mm) | 8 |  | 15547325 |  | - | - | 741 |  |  | - | 300 V |  | 12-28 AWG | Screwless - Push Button Clamp | 20000 | https://www.unikeyic.com/media/about_us/Unikey_ISO_9001_Certification.pdf | https://www.unikeyic.com/products/wire-to-board-terminal-blocks/741-208/24764856.html
741-236 | WAGO | 25: 5.7269 125: 5.6451 250: 5.3996 |  |  | Steel - Nickel Plated | Orange | [5 empty] | Electrolytic Copper - Tin Plated | 10 A |  |  | Mounting Flange, Push Button Actuated |  |  | Polyamide (PA66), Nylon 6/6 |  |  | Horizontal with Board | 1 (Unlimited) |  | Through Hole | 1 |  |  | -60°C ~ 105°C | Box | 0.200" (5.08mm) | 6 |  | 15522647 |  | - | - | 741 |  |  | - | 300 V |  | 12-28 AWG | Screwless - Push Button Clamp | 20000 | https://www.unikeyic.com/media/about_us/Unikey_ISO_9001_Certification.pdf | https://www.unikeyic.com/products/wire-to-board-terminal-blocks/741-236/4890158.html
741-302 | WAGO | 10: 3.6685 25: 3.333 85: 3.1104 100: 2.9484 250: 2.73 500: 2.5935 1,000: 2.457 | Through-panel PCB terminal strip - 2 solder pins/pole - 2-pole - with integrated push-buttons - pin spacing 7.5 mm / 0.295 in - gray |  | Steel - Nickel Plated | Gray | [5 empty] | Electrolytic Copper - Tin Plated | 10 A |  |  | Push Button Actuated |  |  | Polyamide (PA66), Nylon 6/6 |  |  | Horizontal with Board | 1 (Unlimited) |  | Through Hole | 1 |  |  | -60°C ~ 105°C | Box | 0.295" (7.50mm) | 2 |  |  |  | - | - | 741 |  |  | - | 300 V |  | 12-28 AWG | Screwless - Push Button Clamp | 25 | https://www.unikeyic.com/media/about_us/Unikey_ISO_9001_Certification.pdf | https://www.unikeyic.com/products/wire-to-board-terminal-blocks/741-302/96605.html
741-324 | WAGO | 25: 4.1138 125: 4.055 250: 3.8787 |  |  | Steel - Nickel Plated | Gray | [5 empty] | Electrolytic Copper - Tin Plated | 10 A |  |  | Mounting Flange, Push Button Actuated |  |  | Polyamide (PA66), Nylon 6/6 |  |  | Horizontal with Board | 1 (Unlimited) |  | Through Hole | 1 |  |  | -60°C ~ 105°C | Box | 0.295" (7.50mm) | 4 |  | 15545304 |  | - | - | 741 |  |  | - | 300 V |  | 12-28 AWG | Screwless - Push Button Clamp | 20000 | https://www.unikeyic.com/media/about_us/Unikey_ISO_9001_Certification.pdf | https://www.unikeyic.com/products/wire-to-board-terminal-blocks/741-324/186312.html
742-121 | WAGO | 300: 1.0435 1,500: 1.0286 3,000: 0.9839 |  |  | Steel - Nickel Plated | Gray | [5 empty] | Electrolytic Copper - Tin Plated | 10 A |  |  | Knife Disconnect |  |  | Polyamide (PA66), Nylon 6/6 |  |  | 60° (120°) Angle with Board | 1 (Unlimited) |  | Through Hole | 1 |  |  | -60°C ~ 105°C | Box | - | 1 |  |  |  | - | - | 742 |  |  | - | 300 V |  | 12-28 AWG | Screwless - Spring Cage, Tension Clamp | 20000 | https://www.unikeyic.com/media/about_us/Unikey_ISO_9001_Certification.pdf | https://www.unikeyic.com/products/wire-to-board-terminal-blocks/742-121/15114636.html
742-153 | WAGO | 33: 3.432 101: 3.267 401: 3.124 | 1 Position Wire to Board Terminal Block Vertical with Board Through Hole |  | Steel - Nickel Plated | Gray | [5 empty] | Electrolytic Copper - Tin Plated | 10 A |  |  | Knife Disconnect |  |  | Polyamide (PA66), Nylon 6/6 |  |  | Vertical with Board | 1 (Unlimited) |  | Through Hole | 1 |  |  | -60°C ~ 105°C | Box | - | 1 |  |  |  | - | - | 742 |  |  | - | 300 V |  | 12-28 AWG | Screwless - Spring Cage, Tension Clamp | 632 | https://www.unikeyic.com/media/about_us/Unikey_ISO_9001_Certification.pdf | https://www.unikeyic.com/products/wire-to-board-terminal-blocks/742-153/25599382.html
742-161 | WAGO | 200: 2.3947 1,000: 2.3605 2,000: 2.2579 |  |  | Steel - Nickel Plated | Gray | [5 empty] | Electrolytic Copper - Tin Plated | 10 A |  |  | - |  |  | Polyamide (PA66), Nylon 6/6 |  |  | Vertical with Board | 1 (Unlimited) |  | Through Hole | 1 |  |  | -60°C ~ 105°C | Box | - | 1 |  | 15522905 |  | - | - | 742 |  |  | - | 300 V |  | 12-28 AWG | Screwless - Spring Cage, Tension Clamp | 20000 | https://www.unikeyic.com/media/about_us/Unikey_ISO_9001_Certification.pdf | https://www.unikeyic.com/products/wire-to-board-terminal-blocks/742-161/30283056.html
742-176 | WAGO | 1: 2.4587 |  |  | Steel - Nickel Plated | Orange | [5 empty] | Electrolytic Copper - Tin Plated | 10 A |  |  | - |  |  | Polyamide (PA66), Nylon 6/6 |  |  | Vertical with Board | 1 (Unlimited) |  | Through Hole | 1 |  |  | -60°C ~ 105°C | Box | - | 1 |  |  |  | - | - | 742 |  |  | - | 300 V |  | 12-28 AWG | Screwless - Spring Cage, Tension Clamp | 180 | https://www.unikeyic.com/media/about_us/Unikey_ISO_9001_Certification.pdf | https://www.unikeyic.com/products/wire-to-board-terminal-blocks/742-176/35006215.html
744-304 | WAGO | 250: 0.462 | Wago PCBTerminal block lighting connector socket, 744series, 4pole, 4road |  | Copper Alloy | White | [5 empty] | Copper Alloy - Tin Plated | 6 A |  |  | - |  |  | Polyamide (PA66), Nylon 6/6 |  |  | Horizontal with Board | 1 (Unlimited) |  | Through Hole | 1 |  |  | -60°C ~ 105°C | Box | 0.138" (3.50mm) | 4 |  |  |  | - | - | 744 |  |  | - | 300 V |  | 16-20 AWG | Screwless - Leg Spring, Push-In Spring | 349 | https://www.unikeyic.com/media/datasheet/88/52/26d7/88/c9850bccaf16014b8c630d1a3e03706e.pdf | https://www.unikeyic.com/products/wire-to-board-terminal-blocks/744-304/28144661.html
744-306 | WAGO | 500: 0.3294 5,000: 0.3167 50,000: 0.304 |  |  | Copper Alloy | White | [5 empty] | Copper Alloy - Tin Plated | 6 A |  |  | - |  |  | Polyamide (PA66), Nylon 6/6 |  |  | Horizontal with Board | 1 (Unlimited) |  | Through Hole | 1 |  |  | -60°C ~ 105°C | Box | 0.138" (3.50mm) | 6 |  |  |  | - | - | 744 |  |  | - | 300 V |  | 16-20 AWG | Screwless - Leg Spring, Push-In Spring | 306520 | https://www.unikeyic.com/media/datasheet/c4/de/f1b1/c4def1b103af29dfec9cea1108141de4.pdf | https://www.unikeyic.com/products/wire-to-board-terminal-blocks/744-306/14550890.html
745-102 | WAGO | 1: 4.1705 10: 2.9695 25: 2.5969 50: 2.3629 100: 2.1688 250: 1.9667 500: 1.8489 1,000: 1.7558 5,000: 1.6111 | 2 Terminal block - 45° (135°) angle、 0.197" (5.00mm) Through-hole type |  | Steel - Nickel Plated | Gray | [5 empty] | Electrolytic Copper - Tin Plated | 20 A |  |  | - |  |  | Polyamide (PA66), Nylon 6/6 |  |  | 45° (135°) Angle with Board | 1 (Unlimited) |  | Through Hole | 1 |  |  | -60°C ~ 105°C | Box | 0.197" (5.00mm) | 2 |  | 15568083 |  | - | - | 745 |  |  | - | 300 V |  | 12-28 AWG | Screwless - Spring Cage, Tension Clamp | 20 | https://www.unikeyic.com/media/about_us/Unikey_ISO_9001_Certification.pdf | https://www.unikeyic.com/products/wire-to-board-terminal-blocks/745-102/21902088.html
745-104 | WAGO | 1: 6.9911 10: 4.9578 25: 4.3557 50: 3.985 100: 3.6811 250: 3.3683 500: 3.1876 1,000: 3.0458 |  |  | Steel - Nickel Plated | Gray | [5 empty] | Electrolytic Copper - Tin Plated | 20 A |  |  | - |  |  | Polyamide (PA66), Nylon 6/6 |  |  | 45° (135°) Angle with Board | 1 (Unlimited) |  | Through Hole | 1 |  |  | -60°C ~ 105°C | Box | 0.197" (5.00mm) | 4 |  | 15555950 |  | - | - | 745 |  |  | - | 300 V |  | 12-28 AWG | Screwless - Spring Cage, Tension Clamp | 9 | https://www.unikeyic.com/media/about_us/Unikey_ISO_9001_Certification.pdf | https://www.unikeyic.com/products/wire-to-board-terminal-blocks/745-104/6383223.html
745-1353 | WAGO | 72: 3.96 360: 3.9034 720: 3.7337 |  |  | Steel - Nickel Plated | Gray | [5 empty] | Electrolytic Copper - Tin Plated | 10 A |  |  | - |  |  | Polyamide (PA66), Nylon 6/6 |  |  | 45° (135°) Angle with Board | 1 (Unlimited) |  | Through Hole | 1 |  |  | -60°C ~ 105°C | Box | 0.394" (10.00mm) | 3 |  |  |  | - | - | 745 |  |  | - | 300 V |  | 10-24 AWG | Screwless - Spring Cage, Tension Clamp | 20000 | https://www.unikeyic.com/media/datasheet/cb/63/8fcc/cb/5929edbea6c1fb6c9474c1d52280dfee.pdf | https://www.unikeyic.com/products/wire-to-board-terminal-blocks/745-1353/32620106.html
745-1402 | WAGO | 80: 2.5509 800: 2.4528 8,000: 2.3547 |  |  | Steel - Nickel Plated | Gray | [5 empty] | Electrolytic Copper - Tin Plated | 30 A |  |  | - |  |  | Polyamide (PA66), Nylon 6/6 |  |  | 45° (135°) Angle with Board | 1 (Unlimited) |  | Through Hole | 1 |  |  | -60°C ~ 105°C | Box | 0.492" (12.50mm) | 2 |  | 15544183 |  | - | - | 745 |  |  | - | 600 V |  | 10-24 AWG | Screwless - Spring Cage, Tension Clamp | 3303 | https://www.unikeyic.com/media/about_us/Unikey_ISO_9001_Certification.pdf | https://www.unikeyic.com/products/wire-to-board-terminal-blocks/745-1402/26669531.html
745-1404 | WAGO | 40: 5.835 200: 5.7516 400: 5.5016 |  |  | Steel - Nickel Plated | Gray | [5 empty] | Electrolytic Copper - Tin Plated | 30 A |  |  | - |  |  | Polyamide (PA66), Nylon 6/6 |  |  | 45° (135°) Angle with Board | 1 (Unlimited) |  | Through Hole | 1 |  |  | -60°C ~ 105°C | Box | 0.492" (12.50mm) | 4 |  | 15568317 |  | - | - | 745 |  |  | - | 600 V |  | 10-24 AWG | Screwless - Spring Cage, Tension Clamp | 20000 | https://www.unikeyic.com/media/datasheet/ca/f5/5a86/ca/8bd8122396ab805e0d72209ba5f19416.pdf | https://www.unikeyic.com/products/wire-to-board-terminal-blocks/745-1404/2247921.html
745-155 | WAGO |  | PCB terminal block - 4 mm² - Pin spacing 7.5 mm - 5-pole - CAGE CLAMP® - commoning option - 4,00 mm² - gray |  | Steel - Nickel Plated | Gray | [5 empty] | Electrolytic Copper - Tin Plated | 20 A |  |  | - |  |  | Polyamide (PA66), Nylon 6/6 |  |  | 45° (135°) Angle with Board | 1 (Unlimited) |  | Through Hole | 1 |  |  | -60°C ~ 105°C | Box | 0.295" (7.50mm) | 5 |  | 15557231 |  | - | - | 745 |  |  | - | 300 V |  | 12-28 AWG | Screwless - Spring Cage, Tension Clamp |  | https://www.unikeyic.com/media/about_us/Unikey_ISO_9001_Certification.pdf | https://www.unikeyic.com/products/wire-to-board-terminal-blocks/745-155/1881753.html
745-158 | WAGO | 1: 12.8912 10: 9.1537 25: 8.1028 50: 7.4676 100: 6.9538 250: 6.4312 500: 6.1322 1,000: 5.899 | 8 Terminal block - 45° (135°) angle、 0.295" (7.50mm) Through-hole type |  | Steel - Nickel Plated | Gray | [5 empty] | Electrolytic Copper - Tin Plated | 20 A |  |  | - |  |  | Polyamide (PA66), Nylon 6/6 |  |  | 45° (135°) Angle with Board | 1 (Unlimited) |  | Through Hole | 1 |  |  | -60°C ~ 105°C | Box | 0.295" (7.50mm) | 8 |  | 15556674 |  | - | - | 745 |  |  | - | 300 V |  | 12-28 AWG | Screwless - Spring Cage, Tension Clamp | 10 | https://www.unikeyic.com/media/about_us/Unikey_ISO_9001_Certification.pdf | https://www.unikeyic.com/products/wire-to-board-terminal-blocks/745-158/33902381.html
745-207 | WAGO | 40: 5.7747 200: 5.6922 400: 5.4447 |  |  | Steel - Nickel Plated | Gray | [5 empty] | Electrolytic Copper - Tin Plated | 20 A |  |  | - |  |  | Polyamide (PA66), Nylon 6/6 |  |  | 45° (135°) Angle with Board | 1 (Unlimited) |  | Through Hole | 1 |  |  | -60°C ~ 105°C | Box | 0.394" (10.00mm) | 7 |  | 15527896 |  | - | - | 745 |  |  | - | 300 V |  | 12-28 AWG | Screwless - Spring Cage, Tension Clamp | 20000 | https://www.unikeyic.com/media/about_us/Unikey_ISO_9001_Certification.pdf | https://www.unikeyic.com/products/wire-to-board-terminal-blocks/745-207/25936063.html
745-302 | WAGO | 128: 1.9478 1,280: 1.8729 12,800: 1.798 | Terminal Strip, 2 POS, 7.5mm Pitch, Solder Thru-Hole, 30A, Box |  | Steel - Nickel Plated | Gray | [5 empty] | Electrolytic Copper - Tin Plated | 30 A |  |  | - |  |  | Polyamide (PA66), Nylon 6/6 |  |  | 45° (135°) Angle with Board | 1 (Unlimited) |  | Through Hole | 1 |  |  | -60°C ~ 105°C | Box | 0.295" (7.50mm) | 2 |  | 15557017 |  | - | - | 745 |  |  | - | 300 V |  | 10-24 AWG | Screwless - Spring Cage, Tension Clamp | 512 | https://www.unikeyic.com/media/datasheet/00/66/2c0e/00/63d1d9a482f00a6f1d19b3dc93394f61.pdf | https://www.unikeyic.com/products/wire-to-board-terminal-blocks/745-302/14759664.html
745-305 | WAGO | 48: 4.3384 480: 4.1715 4,800: 4.0046 |  |  | Steel - Nickel Plated | Gray | [5 empty] | Electrolytic Copper - Tin Plated | 30 A |  |  | - |  |  | Polyamide (PA66), Nylon 6/6 |  |  | 45° (135°) Angle with Board | 1 (Unlimited) |  | Through Hole | 1 |  |  | -60°C ~ 105°C | Box | 0.295" (7.50mm) | 5 |  |  |  | - | - | 745 |  |  | - | 300 V |  | 10-24 AWG | Screwless - Spring Cage, Tension Clamp | 656 | https://www.unikeyic.com/media/datasheet/47/eb/f1df/47ebf1df038254852fe8e830757e4de0.pdf | https://www.unikeyic.com/products/wire-to-board-terminal-blocks/745-305/21055042.html
745-308 | WAGO | 32: 8.1881 160: 8.0711 320: 7.7202 |  |  | Steel - Nickel Plated | Gray | [5 empty] | Electrolytic Copper - Tin Plated | 30 A |  |  | - |  |  | Polyamide (PA66), Nylon 6/6 |  |  | 45° (135°) Angle with Board | 1 (Unlimited) |  | Through Hole | 1 |  |  | -60°C ~ 105°C | Box | 0.295" (7.50mm) | 8 |  |  |  | - | - | 745 |  |  | - | 300 V |  | 10-24 AWG | Screwless - Spring Cage, Tension Clamp | 20000 | https://www.unikeyic.com/media/about_us/Unikey_ISO_9001_Certification.pdf | https://www.unikeyic.com/products/wire-to-board-terminal-blocks/745-308/17313125.html
745-3105 | WAGO | 120: 3.7396 600: 3.6862 1,200: 3.5259 |  |  | Steel - Nickel Plated | Gray | [5 empty] | Electrolytic Copper - Tin Plated | 20 A |  |  | - |  |  | Polyamide (PA66), Nylon 6/6 |  |  | 45° (135°) Angle with Board | 1 (Unlimited) |  | Through Hole | 1 |  |  | -60°C ~ 105°C | Box | 0.197" (5.00mm) | 5 |  | 15538690 |  | - | - | 745 |  |  | - | 300 V |  | 12-28 AWG | Screwless - Spring Cage, Tension Clamp | 20000 | https://www.unikeyic.com/media/about_us/Unikey_ISO_9001_Certification.pdf | https://www.unikeyic.com/products/wire-to-board-terminal-blocks/745-3105/5547593.html
745-3202 | WAGO | 1: 2.364 |  |  | Steel - Nickel Plated | Gray | [5 empty] | Electrolytic Copper - Tin Plated | 20 A |  |  | - |  |  | Polyamide (PA66), Nylon 6/6 |  |  | 45° (135°) Angle with Board | 1 (Unlimited) |  | Through Hole | 1 |  |  | -60°C ~ 105°C | Box | 0.394" (10.00mm) | 2 |  |  |  | - | - | 745 |  |  | - | 300 V |  | 12-28 AWG | Screwless - Spring Cage, Tension Clamp | 122 | https://www.unikeyic.com/media/about_us/Unikey_ISO_9001_Certification.pdf | https://www.unikeyic.com/products/wire-to-board-terminal-blocks/745-3202/16938081.html
745-3254 | WAGO | 72: 3.6918 360: 3.6391 720: 3.4809 |  |  | Steel - Nickel Plated | Gray | [5 empty] | Electrolytic Copper - Tin Plated | 20 A |  |  | - |  |  | Polyamide (PA66), Nylon 6/6 |  |  | 45° (135°) Angle with Board | 1 (Unlimited) |  | Through Hole | 1 |  |  | -60°C ~ 105°C | Box | 0.492" (12.50mm) | 4 |  |  |  | - | - | 745 |  |  | - | 300 V |  | 12-28 AWG | Screwless - Spring Cage, Tension Clamp | 20000 | https://www.unikeyic.com/media/about_us/Unikey_ISO_9001_Certification.pdf | https://www.unikeyic.com/products/wire-to-board-terminal-blocks/745-3254/4158858.html
745-352 | WAGO |  | PCB terminal block, 6 mm2, Pin spacing 10 mm, 2-pole, Cage Clamp, commoning option |  | Steel - Nickel Plated | Gray | [5 empty] | Electrolytic Copper - Tin Plated | 30 A |  |  | - |  |  | Polyamide (PA66), Nylon 6/6 |  |  | 45° (135°) Angle with Board | 1 (Unlimited) |  | Through Hole | 1 |  |  | -60°C ~ 105°C | Box | 0.394" (10.00mm) | 2 |  |  |  | - | - | 745 |  |  | - | 300 V |  | 10-24 AWG | Screwless - Spring Cage, Tension Clamp |  | https://www.unikeyic.com/media/datasheet/fa/85/ed8a/fa/eeead308ed82f43690ea62009ee316ce.pdf | https://www.unikeyic.com/products/wire-to-board-terminal-blocks/745-352/1485728.html
745-353 | WAGO | 72: 2.8922 720: 2.781 7,200: 2.6698 |  |  | Steel - Nickel Plated | Gray | [5 empty] | Electrolytic Copper - Tin Plated | 30 A |  |  | - |  |  | Polyamide (PA66), Nylon 6/6 |  |  | 45° (135°) Angle with Board | 1 (Unlimited) |  | Through Hole | 1 |  |  | -60°C ~ 105°C | Box | 0.394" (10.00mm) | 3 |  | 15574275 |  | - | - | 745 |  |  | - | 300 V |  | 10-24 AWG | Screwless - Spring Cage, Tension Clamp | 671 | https://www.unikeyic.com/media/datasheet/07/fb/10ce/07/1ca54a3310b095a6dfeadcfc8437bff2.pdf | https://www.unikeyic.com/products/wire-to-board-terminal-blocks/745-353/9148772.html
745-3801 | WAGO | 50: 0.6797 250: 0.67 500: 0.6409 |  |  | Steel - Nickel Plated | Gray | [5 empty] | Electrolytic Copper - Tin Plated | 20 A |  |  | - |  |  | Polyamide (PA66), Nylon 6/6 |  |  | 45° (135°) Angle with Board | 1 (Unlimited) |  | Through Hole | 1 |  |  | -60°C ~ 105°C | Box | - | 1 |  | 15546739 |  | - | - | 745 |  |  | - | 300 V |  | 12-28 AWG | Screwless - Spring Cage, Tension Clamp | 20000 | https://www.unikeyic.com/media/datasheet/63/31/3d34/63/224be4b5c5bc9b3b2aae5f5f9dc4b433.pdf | https://www.unikeyic.com/products/wire-to-board-terminal-blocks/745-3801/24941182.html
745-502/006-000 | WAGO | 48: 3.6045 240: 3.553 480: 3.3985 |  |  | Steel - Nickel Plated | Gray | [5 empty] | Electrolytic Copper - Tin Plated | 10 A |  |  | - |  |  | Polyamide (PA66), Nylon 6/6 |  |  | 45° (135°) Angle with Board | 1 (Unlimited) |  | Through Hole | 1 |  |  | -60°C ~ 105°C | Box | 0.394" (10.00mm) | 2 |  |  |  | - | - | 745 |  |  | - | 300 V |  | 6-24 AWG | Screwless - Spring Cage, Tension Clamp | 20000 | https://www.unikeyic.com/media/datasheet/ac/5d/d4aa/ac/1e037a8b779ccb3d63a6fec12a5e545a.pdf | https://www.unikeyic.com/products/wire-to-board-terminal-blocks/745-502-006-000/25657579.html
745-602/006-000 | WAGO | 36: 3.0929 360: 2.974 3,600: 2.855 |  |  | Steel - Nickel Plated | Gray | [5 empty] | Electrolytic Copper - Tin Plated | 65 A |  |  | - |  |  | Polyamide (PA66), Nylon 6/6 |  |  | 45° (135°) Angle with Board | 1 (Unlimited) |  | Through Hole | 1 |  |  | -60°C ~ 105°C | Box | 0.591" (15.00mm) | 2 |  |  |  | - | - | 745 |  |  | - | 300 V |  | 6-24 AWG | Screwless - Spring Cage, Tension Clamp | 5520 | https://www.unikeyic.com/media/about_us/Unikey_ISO_9001_Certification.pdf | https://www.unikeyic.com/products/wire-to-board-terminal-blocks/745-602-006-000/27226508.html
745-807 | WAGO | 50: 0.8523 250: 0.8401 500: 0.8036 |  |  | Steel - Nickel Plated | Green, Yellow | [5 empty] | Electrolytic Copper - Tin Plated | 20 A |  |  | - |  |  | Polyamide (PA66), Nylon 6/6 |  |  | 45° (135°) Angle with Board | 1 (Unlimited) |  | Through Hole | 1 |  |  | -60°C ~ 105°C | Box | - | 1 |  |  |  | - | - | 745 |  |  | - | 300 V |  | 12-28 AWG | Screwless - Spring Cage, Tension Clamp | 20000 | https://www.unikeyic.com/media/datasheet/57/64/fd86/57/b6f3f34a5d2b9722e36d660f851cca5b.pdf | https://www.unikeyic.com/products/wire-to-board-terminal-blocks/745-807/22492862.html
745-811 | WAGO | 50: 0.8523 250: 0.8401 500: 0.8036 | Wago PCBTerminal block, Through-hole, Welding termination |  | Steel - Nickel Plated | Gray | [5 empty] | Electrolytic Copper - Tin Plated | 20 A |  |  | - |  |  | Polyamide (PA66), Nylon 6/6 |  |  | 45° (135°) Angle with Board | 1 (Unlimited) |  | Through Hole | 1 |  |  | -60°C ~ 105°C | Box | - | 1 |  |  |  | - | - | 745 |  |  | - | 300 V |  | 12-28 AWG | Screwless - Spring Cage, Tension Clamp | 165 | https://www.unikeyic.com/media/datasheet/5a/7d/7baa/5a/149595da565c80138aeb4717423b51ba.pdf | https://www.unikeyic.com/products/wire-to-board-terminal-blocks/745-811/17887284.html
745-814 | WAGO | 50: 0.8814 250: 0.8688 500: 0.831 |  |  | Steel - Nickel Plated | Blue | [5 empty] | Electrolytic Copper - Tin Plated | 20 A |  |  | - |  |  | Polyamide (PA66), Nylon 6/6 |  |  | 45° (135°) Angle with Board | 1 (Unlimited) |  | Through Hole | 1 |  |  | -60°C ~ 105°C | Box | - | 1 |  |  |  | - | - | 745 |  |  | - | 300 V |  | 12-28 AWG | Screwless - Spring Cage, Tension Clamp | 20000 | https://www.unikeyic.com/media/datasheet/2f/dc/7262/2f/fdaf0d694e1b1737b3f9496ff2a6d74a.pdf | https://www.unikeyic.com/products/wire-to-board-terminal-blocks/745-814/25581168.html
745-817 | WAGO | 173: 0.638 535: 0.616 2,137: 0.583 5,342: 0.561 16,026: 0.539 | PC Terminal Block Connector 1 Position Solder Thru-Hole 20A Box |  | Steel - Nickel Plated | Green, Yellow | [5 empty] | Electrolytic Copper - Tin Plated | 20 A |  |  | - |  |  | Polyamide (PA66), Nylon 6/6 |  |  | 45° (135°) Angle with Board | 1 (Unlimited) |  | Through Hole | 1 |  |  | -60°C ~ 105°C | Box | - | 1 |  |  |  | - | - | 745 |  |  | - | 300 V |  | 12-28 AWG | Screwless - Spring Cage, Tension Clamp | 41809 | https://www.unikeyic.com/media/about_us/Unikey_ISO_9001_Certification.pdf | https://www.unikeyic.com/products/wire-to-board-terminal-blocks/745-817/909208.html
745-824 | WAGO | 50: 0.9375 250: 0.9241 500: 0.8839 |  |  | Steel - Nickel Plated | Blue | [5 empty] | Electrolytic Copper - Tin Plated | 20 A |  |  | - |  |  | Polyamide (PA66), Nylon 6/6 |  |  | 45° (135°) Angle with Board | 1 (Unlimited) |  | Through Hole | 1 |  |  | -60°C ~ 105°C | Box | - | 1 |  |  |  | - | - | 745 |  |  | - | 300 V |  | 12-28 AWG | Screwless - Spring Cage, Tension Clamp | 20000 | https://www.unikeyic.com/media/datasheet/53/33/4fdf/53/84d6abae29a8eb74ac19161eefd52c35.pdf | https://www.unikeyic.com/products/wire-to-board-terminal-blocks/745-824/25505956.html
745-843 | WAGO | 50: 1.7025 250: 1.6782 500: 1.6052 |  |  | Steel - Nickel Plated | Gray | [5 empty] | Electrolytic Copper - Tin Plated | 30 A |  |  | - |  |  | Polyamide (PA66), Nylon 6/6 |  |  | 45° (135°) Angle with Board | 1 (Unlimited) |  | Through Hole | 1 |  |  | -60°C ~ 105°C | Box | - | 1 |  |  |  | - | - | 745 |  |  | - | 300 V |  | 10-24 AWG | Screwless - Spring Cage, Tension Clamp | 20000 | https://www.unikeyic.com/media/datasheet/07/a5/b697/07/b8ab238d03439cdfd95dc9ad08f06e14.pdf | https://www.unikeyic.com/products/wire-to-board-terminal-blocks/745-843/24626751.html
745-874/006-000 | WAGO | 100: 1.7669 500: 1.7417 1,000: 1.6659 |  |  | Steel - Nickel Plated | Blue | [5 empty] | Electrolytic Copper - Tin Plated | 65 A |  |  | - |  |  | Polyamide (PA66), Nylon 6/6 |  |  | 45° (135°) Angle with Board | 1 (Unlimited) |  | Through Hole | 1 |  |  | -60°C ~ 105°C | Box | - | 1 |  |  |  | - | - | 745 |  |  | - | 300 V |  | 6-24 AWG | Screwless - Spring Cage, Tension Clamp | 20000 | https://www.unikeyic.com/media/datasheet/51/8f/1744/51/8ec9a650d25fe11fcb67953c17f2d41e.pdf | https://www.unikeyic.com/products/wire-to-board-terminal-blocks/745-874-006-000/7831208.html
745-878/006-000 | WAGO | 100: 1.7669 500: 1.7417 1,000: 1.6659 |  |  | Steel - Nickel Plated | Green | [5 empty] | Electrolytic Copper - Tin Plated | 65 A |  |  | - |  |  | Polyamide (PA66), Nylon 6/6 |  |  | 45° (135°) Angle with Board | 1 (Unlimited) |  | Through Hole | 1 |  |  | -60°C ~ 105°C | Box | - | 1 |  |  |  | - | - | 745 |  |  | - | 300 V |  | 6-24 AWG | Screwless - Spring Cage, Tension Clamp | 20000 | https://www.unikeyic.com/media/datasheet/35/02/b05a/35/9f836f895c4bd2ce31b321988ee30e6d.pdf | https://www.unikeyic.com/products/wire-to-board-terminal-blocks/745-878-006-000/12181486.html
747370002 | molex | 35: 1.815 200: 1.782 350: 1.749 650: 1.716 1,296: 1.683 | Connector Accessory SFP Cage Right Angle Copper Alloy SFP Tray | 074737 |  |  | Cage | SFP | - | - | [5 empty] | EMI Shielded | [6 empty] | 1 (Unlimited) |  | Through Hole, Right Angle |  | - |  |  | Tray |  |  |  | 1787795 |  |  |  | 74737 | Press-Fit | [6 empty] | 2303 | https://www.unikeyic.com/media/datasheet/1a/59/8ba0/1a/25f8ff21264deec0013f6d685475d48c.pdf | https://www.unikeyic.com/products/wire-to-board-terminal-blocks/747370002/17062518.html
747500021 | molex | 100: 4.7146 216: 3.8447 648: 3.4164 1,080: 3.2456 | Connector Accessories QSFP Cage Right Angle Tray | 074750 |  |  | Cage | QSFP+ | - | - | [5 empty] | Board Lock, EMI Shielded | [6 empty] | 1 (Unlimited) |  | Through Hole, Right Angle |  | - |  |  | Bulk |  |  |  | 1983095 |  |  |  | 74750 | Press-Fit | [6 empty] | 4410 | https://www.unikeyic.com/media/datasheet/02/69/8cbe/02/27434de76cf33dc07989e2df0fdadcfb.pdf | https://www.unikeyic.com/products/wire-to-board-terminal-blocks/747500021/24266438.html
754505001 | molex | 1: 131.1206 10: 111.4651 25: 104.4928 50: 99.5115 100: 95.1199 | Conn SFP RCP 160 POS 1.6mm Press Fit RA Thru-Hole 160 Terminal 8 Port Tray | 075450 |  |  | Receptacle with Cage, Ganged (2x4) | SFP | Gold | 30.0µin (0.76µm) | [5 empty] | Board Guide, EMI Shielded, Light Pipe | [6 empty] | 1 (Unlimited) |  | Through Hole, Right Angle |  | 160 (20 x 8) |  |  | Tray |  |  |  | 2405151 |  |  |  | 75450 | Press-Fit | [6 empty] | 6 | https://www.unikeyic.com/media/datasheet/f9/cc/90f5/f9/a76accf211c0cc7c04bbc41a24a20383.pdf | https://www.unikeyic.com/products/wire-to-board-terminal-blocks/754505001/22464703.html
757830132 | molex | 125: 6.8618 375: 6.8618 | Conn I-Pass RCP 36 POS 0.8mm Solder RA SMD 36 Terminal 1 Port iPass™ T/R | 075783 |  |  | Receptacle | SAS, Mini | Gold | 15.0µin (0.38µm) | [5 empty] | Board Guide | [6 empty] | 1 (Unlimited) |  | Surface Mount, Right Angle |  | 36 |  |  | Tape & Reel (TR)Cut Tape (CT) | [7 empty] | iPass PCI Express 75783 | Solder | [6 empty] | 245 | https://www.unikeyic.com/media/datasheet/df/4e/2cff/df4e2cff1ebb29da3f5b6b107a29dadb.pdf | https://www.unikeyic.com/products/wire-to-board-terminal-blocks/757830132/2512363.html
757830332 | molex | 125: 10.241 250: 10.054 1,500: 9.141 | Conn I-Pass RCP 68 POS 0.8mm Solder RA SMD 68 Terminal 1 Port T/R | 075783 |  |  | Receptacle | SAS, Mini | Gold | 15.0µin (0.38µm) | [5 empty] | Board Guide | [6 empty] | 1 (Unlimited) |  | Surface Mount, Right Angle |  | 68 |  |  | Tape & Reel (TR) |  |  |  | 2788196 |  |  |  | iPass PCI Express 75783 | Solder | [6 empty] | 2750 | https://www.unikeyic.com/media/datasheet/60/da/c640/60/34109929637a850e10b54fdad8b1afab.pdf | https://www.unikeyic.com/products/wire-to-board-terminal-blocks/757830332/2126425.html
760445003 | molex | 2: 26.2928 | SFP+ Connector Receptacle 40 POS 1.6mm Press Fit Right Angle Thru-Hole 2 Port Tray | 076044 |  |  | Receptacle with Cage, Ganged (2x1) | SFP+ | Gold | 30.0µin (0.76µm) | [5 empty] | Board Guide, EMI Shielded, Light Pipe | [6 empty] | 1 (Unlimited) |  | Through Hole, Right Angle |  | 40 (20 x 2) |  |  | Tray |  |  |  | 2788731 |  |  |  | 76044 | Press-Fit | [6 empty] | 35 | https://www.unikeyic.com/media/datasheet/c4/1a/a4b0/c4/9e1c7deeeae3338fe67eea5aa1ad5a54.pdf | https://www.unikeyic.com/products/wire-to-board-terminal-blocks/760445003/20457693.html
770-634 | WAGO | 50: 7.2776 250: 7.1736 500: 6.8617 | H-Distribution Connector, 3-Pole, Cod. A, 1 Input, 2 Outputs, One Side, 2 Locking Levers | 770-6 | [18 empty] | Not Applicable |  | Free Hanging (In-Line) |  |  |  |  | Box |  |  |  | 15551331 |  |  |  | WINSTA® MIDI | [5 empty] | - |  | 20000 | https://www.unikeyic.com/media/datasheet/b0/41/e19f/b0/d2d369a403853600c81bb612118451f6.pdf | https://www.unikeyic.com/products/wire-to-board-terminal-blocks/770-634/28444280.html
796681-3 | TE Connectivity | 200: 0.957 400: 0.946 600: 0.924 1,200: 0.913 1,600: 0.891 | Conn Eurostyle Block HDR 3 POS 5mm Solder ST Thru-Hole 17.5A/Contact | 796681 | Brass - Nickel Plated | Blue | [5 empty] | Brass - Tin Plated | 17.5 A |  |  | Interlocking (Side) |  |  | Polyamide (PA66), Nylon 6/6 |  |  | Horizontal with Board | 1 (Unlimited) |  | Through Hole | 1 |  |  | - | Bulk | 0.197" (5.00mm) | 3 |  |  |  | Brass - Nickel Plated | M3 | Buchanan |  |  | 0.79 Nm (7.0 Lb-In) | 300 V |  | 12-30 AWG | Screw - Rising Cage Clamp | 2357 | https://www.unikeyic.com/media/datasheet/c1/a9/25cd/c1a925cd2bf3a275848012fc39f1fdc8.pdf | https://www.unikeyic.com/products/wire-to-board-terminal-blocks/796681-3/31527312.html
796682-6 | TE Connectivity | 100: 3.6988 300: 3.3289 500: 3.198 1,000: 3.0539 | Eurostyle Block HDR 6 Pos 5mm Solder ST Thru-Hole 17.5A/Contact Box | 796682 | Brass - Nickel Plated | Black | [5 empty] | Brass - Tin Plated | 17.5 A |  |  | Interlocking (Side) |  |  | Polyamide (PA66), Nylon 6/6 |  |  | Horizontal with Board | 1 (Unlimited) |  | Through Hole | 1 |  |  | - | Bulk | 0.197" (5.00mm) | 6 |  |  |  | Brass - Nickel Plated | M3 | Buchanan |  |  | 0.79 Nm (7.0 Lb-In) | 300 V |  | 12-30 AWG | Screw - Rising Cage Clamp | 633 | https://www.unikeyic.com/media/datasheet/0c/00/d96a/0c/a56c13c114ed0577746f877543bdc411.pdf | https://www.unikeyic.com/products/wire-to-board-terminal-blocks/796682-6/24930701.html
796682-8 | TE Connectivity | 100: 5.6763 300: 5.1589 500: 4.9772 1,000: 4.778 | Eurostyle Block Connector HDR 8 Pos 5mm Solder Thru-Hole 17.5A/Contact Box | 796682 | Brass - Nickel Plated | Black | [5 empty] | Brass - Tin Plated | 17.5 A |  |  | Interlocking (Side) |  |  | Polyamide (PA66), Nylon 6/6 |  |  | Horizontal with Board | 1 (Unlimited) |  | Through Hole | 1 |  |  | - | Bulk | 0.197" (5.00mm) | 8 |  | 2223635 |  | Brass - Nickel Plated | M3 | Buchanan |  |  | 0.79 Nm (7.0 Lb-In) | 300 V |  | 12-30 AWG | Screw - Rising Cage Clamp | 263 | https://www.unikeyic.com/media/datasheet/0c/00/d96a/0c/a56c13c114ed0577746f877543bdc411.pdf | https://www.unikeyic.com/products/wire-to-board-terminal-blocks/796682-8/1470059.html
796689-9 | TE Connectivity | 100: 8.3029 300: 7.6025 500: 7.3577 1,000: 7.0902 | Conn Eurostyle Block HDR 9 POS 5mm Solder Thru-Hole 17.5A/Contact Box | 796689 | Brass - Tin Plated | Black | [5 empty] | Brass - Tin Plated | 17.5 A |  |  | Interlocking (Side) |  |  | Polyamide (PA66), Nylon 6/6 |  |  | 35° (145°) Angle with Board | 1 (Unlimited) |  | Through Hole | 1 |  |  | - | Bulk | 0.197" (5.00mm) | 9 |  | 1827480 |  | Brass - Nickel Plated | M3 | Buchanan |  |  | 0.79 Nm (7.0 Lb-In) | 300 V |  | 12-30 AWG | Screw - Rising Cage Clamp | 778 | https://www.unikeyic.com/media/datasheet/6c/d9/6f31/6c/cf53610e1eb4d8703f5da4434b727e33.pdf | https://www.unikeyic.com/products/wire-to-board-terminal-blocks/796689-9/12773699.html
796690-2 | TE Connectivity | 300: 1.0489 600: 0.9803 1,200: 0.9259 5,100: 0.8472 | TE Connectivity 5mm Pitch 2P Pluggable Terminal Block Receptacle, Buchanan Series, 300 V, Screw, Green | 796690 | Brass - Tin Plated | Green | [5 empty] | Brass - Tin Plated | 17.5 A |  |  | Interlocking (Side) |  |  | Polyamide (PA66), Nylon 6/6 |  |  | 35° (145°) Angle with Board | 1 (Unlimited) |  | Through Hole | 1 |  |  | - | Bulk | 0.197" (5.00mm) | 2 |  |  |  | Brass - Nickel Plated | M3 | Buchanan |  |  | 0.79 Nm (7.0 Lb-In) | 300 V |  | 12-30 AWG | Screw - Rising Cage Clamp | 9786 | https://www.unikeyic.com/media/datasheet/88/ea/690e/88ea690e65393f919ca62acec79d2147.pdf | https://www.unikeyic.com/products/wire-to-board-terminal-blocks/796690-2/21895926.html
796690-8 | TE Connectivity | 30: 4.103 70: 4.026 150: 3.96 300: 3.894 | Conn Eurostyle Block HDR 8 POS 5mm Solder Thru-Hole 17.5A/Contact Box | 796690 | Brass - Tin Plated | Green | [5 empty] | Brass - Tin Plated | 17.5 A |  |  | Interlocking (Side) |  |  | Polyamide (PA66), Nylon 6/6 |  |  | 35° (145°) Angle with Board | 1 (Unlimited) |  | Through Hole | 1 |  |  | - | Bulk | 0.197" (5.00mm) | 8 |  |  |  | Brass - Nickel Plated | M3 | Buchanan |  |  | 0.79 Nm (7.0 Lb-In) | 300 V |  | 12-30 AWG | Screw - Rising Cage Clamp | 340 | https://www.unikeyic.com/media/datasheet/c0/5c/84dc/c0/7f27af8fe3592862ad58f283bb763c46.pdf | https://www.unikeyic.com/products/wire-to-board-terminal-blocks/796690-8/2181227.html
796690-9 | TE Connectivity | 400: 5.9722 | Conn Eurostyle Block HDR 9 POS 5mm Solder Thru-Hole 17.5A/Contact Box | 796690 | Brass - Tin Plated | Green | [5 empty] | Brass - Tin Plated | 17.5 A |  |  | Interlocking (Side) |  |  | Polyamide (PA66), Nylon 6/6 |  |  | 35° (145°) Angle with Board | 1 (Unlimited) |  | Through Hole | 1 |  |  | - | Bulk | 0.197" (5.00mm) | 9 |  | 1827483 |  | Brass - Nickel Plated | M3 | Buchanan |  |  | 0.79 Nm (7.0 Lb-In) | 300 V |  | 12-30 AWG | Screw - Rising Cage Clamp | 40000 | https://www.unikeyic.com/media/datasheet/c0/5c/84dc/c0/7f27af8fe3592862ad58f283bb763c46.pdf | https://www.unikeyic.com/products/wire-to-board-terminal-blocks/796690-9/17240245.html
796692-3 | TE Connectivity | 1: 6.183 100: 5.673 | Conn Eurostyle Block F 3 POS 5.08mm Solder ST Thru-Hole 17.5A/Contact Box | 796692 | Brass - Tin Plated | Green | [5 empty] | Brass - Tin Plated | 17.5 A |  |  | Interlocking (Side) |  |  | Polyamide (PA66), Nylon 6/6 |  |  | Horizontal with Board | 1 (Unlimited) |  | Through Hole | 2 |  |  | - | Bulk | 0.200" (5.08mm) | 3 |  | 1827119 |  | Brass - Nickel Plated | M3 | Buchanan |  |  | 0.79 Nm (7.0 Lb-In) | 300 V |  | 12-30 AWG | Screw - Rising Cage Clamp | 6 | https://www.unikeyic.com/media/datasheet/43/44/5004/43/11c9919836aaaaf39e943e848e0fe222.pdf | https://www.unikeyic.com/products/wire-to-board-terminal-blocks/796692-3/8506788.html
796692-6 | TE Connectivity | 20: 6.787 45: 6.666 85: 6.556 200: 6.435 500: 5.852 1,000: 4.455 | Eurostyle Block Connector F, 6 POS, 5.08mm Pitch, Solder ST Thru-Hole, 17.5A/Contact | 796692 | Brass - Tin Plated | Green | [5 empty] | Brass - Tin Plated | 17.5 A |  |  | Interlocking (Side) |  |  | Polyamide (PA66), Nylon 6/6 |  |  | Horizontal with Board | 1 (Unlimited) |  | Through Hole | 2 |  |  | - | Bulk | 0.200" (5.08mm) | 6 |  |  |  | Brass - Nickel Plated | M3 | Buchanan |  |  | 0.79 Nm (7.0 Lb-In) | 300 V |  | 12-30 AWG | Screw - Rising Cage Clamp | 2250 | https://www.unikeyic.com/media/datasheet/43/44/5004/43/11c9919836aaaaf39e943e848e0fe222.pdf | https://www.unikeyic.com/products/wire-to-board-terminal-blocks/796692-6/13932207.html
796692-8 | TE Connectivity | 475: 13.6052 | Eurostyle Block Connector, F, 8 POS, 5.08mm Pitch, Solder ST Thru-Hole, 17.5A/Contact, Box | 796692 | Brass - Tin Plated | Green | [5 empty] | Brass - Tin Plated | 17.5 A |  |  | Interlocking (Side) |  |  | Polyamide (PA66), Nylon 6/6 |  |  | Horizontal with Board | 1 (Unlimited) |  | Through Hole | 2 |  |  | - | Bulk | 0.200" (5.08mm) | 8 |  | 1827123 |  | Brass - Nickel Plated | M3 | Buchanan |  |  | 0.79 Nm (7.0 Lb-In) | 300 V |  | 12-30 AWG | Screw - Rising Cage Clamp | 47500 | https://www.unikeyic.com/media/datasheet/43/44/5004/43/11c9919836aaaaf39e943e848e0fe222.pdf | https://www.unikeyic.com/products/wire-to-board-terminal-blocks/796692-8/21869939.html
796692-9 | TE Connectivity | 7: 15.785 18: 15.51 35: 15.246 70: 14.971 | Conn Eurostyle Block F 18 POS 5.08mm Solder ST Thru-Hole 17.5A/Contact Carton | 796692 | Brass - Tin Plated | Green | [5 empty] | Brass - Tin Plated | 17.5 A |  |  | Interlocking (Side) |  |  | Polyamide (PA66), Nylon 6/6 |  |  | Horizontal with Board | 1 (Unlimited) |  | Through Hole | 2 |  |  | - | Bulk | 0.200" (5.08mm) | 9 |  |  |  | Brass - Nickel Plated | M3 | Buchanan |  |  | 0.79 Nm (7.0 Lb-In) | 300 V |  | 12-30 AWG | Screw - Rising Cage Clamp | 100 | https://www.unikeyic.com/media/datasheet/43/44/5004/43/11c9919836aaaaf39e943e848e0fe222.pdf | https://www.unikeyic.com/products/wire-to-board-terminal-blocks/796692-9/29935025.html
796740-3 | TE Connectivity | 1: 3.5856 10: 2.5574 25: 2.2339 50: 2.0298 150: 1.7749 300: 1.6524 600: 1.5546 1,050: 1.4909 5,100: 1.3666 | Conn Eurostyle Block HDR 3 POS 6.35mm Solder ST Thru-Hole 30A Carton | 796740 | Brass - Nickel Plated | Green | [5 empty] | - | 30 A |  |  | Interlocking (Side) |  |  | Polyamide (PA66), Nylon 6/6 |  |  | Horizontal with Board | 1 (Unlimited) |  | Through Hole | 1 |  |  | - | Bulk | 0.250" (6.35mm) | 3 |  | 1827129 |  | Brass - Nickel Plated | M3 | Buchanan |  |  | 0.79 Nm (7.0 Lb-In) | 300 V |  | 10-24 AWG | Screw - Rising Cage Clamp | 2035 | https://www.unikeyic.com/media/datasheet/57/de/c21a/57/7b42795e5f11aa0184770974230f40e2.pdf | https://www.unikeyic.com/products/wire-to-board-terminal-blocks/796740-3/13226069.html
796911-3 | TE Connectivity | 1: 1.8408 | Conn Terminal Block HDR 3 POS 5.08mm Solder ST Thru-Hole 17.5A Carton | 796911 | Brass - Nickel Plated | Green | [5 empty] | Brass - Tin Plated | 17.5 A |  |  | Interlocking (Side) |  |  | Polyamide (PA66), Nylon 6/6 |  |  | Horizontal with Board | 1 (Unlimited) |  | Through Hole | 1 |  |  | - | Bulk | 0.200" (5.08mm) | 3 |  | 2223900 |  | Brass - Nickel Plated | M3 | Buchanan |  |  | - | 300 V |  | 12-30 AWG | Screw - Rising Cage Clamp | 10 | https://www.unikeyic.com/media/datasheet/1c/75/f478/1c75f4781ab17b55dc72af3b490c2b71.pdf | https://www.unikeyic.com/products/wire-to-board-terminal-blocks/796911-3/32931795.html
796911-5 | TE Connectivity | 1,200: 1.4595 |  | 796911 | Brass - Nickel Plated | Green | [5 empty] | Brass - Tin Plated | 17.5 A |  |  | Interlocking (Side) |  |  | Polyamide (PA66), Nylon 6/6 |  |  | Horizontal with Board | 1 (Unlimited) |  | Through Hole | 1 |  |  | - | Bulk | 0.200" (5.08mm) | 5 |  |  |  | Brass - Nickel Plated | M3 | Buchanan |  |  | - | 300 V |  | 12-30 AWG | Screw - Rising Cage Clamp | 120000 | https://www.unikeyic.com/media/datasheet/a5/1a/d9c1/a5/29ebf1c6660e21c24d086314db5c11b0.pdf | https://www.unikeyic.com/products/wire-to-board-terminal-blocks/796911-5/9276613.html
796949-2 | BUCHANAN | 10: 0.6002 100: 0.5378 500: 0.5282 1,000: 0.5186 2,500: 0.5186 | Eurostyle Block Header, 2 POS, 5.08mm, Solder ST Thru-Hole, 17.5A/Contact | [42 empty] | 475 | https://www.unikeyic.com/media/about_us/Unikey_ISO_9001_Certification.pdf | https://www.unikeyic.com/products/wire-to-board-terminal-blocks/796949-2/1667538.html
796949-4 | TE Connectivity | 1: 1.727 | Eurostyle Block Connector HDR 4 Pos 5.08mm Solder Straight Thru-Hole 17.5A/Contact | 796949 | Brass - Nickel Plated | Black | [5 empty] | Brass - Tin Plated | 17.5 A |  |  | Interlocking (Side) |  |  | Polyamide (PA66), Nylon 6/6 |  |  | Horizontal with Board | 1 (Unlimited) |  | Through Hole | 1 |  |  | - | Bulk | 0.200" (5.08mm) | 4 |  |  |  | Brass - Nickel Plated | M3 | Buchanan |  |  | 0.79 Nm (7.0 Lb-In) | 300 V |  | 12-30 AWG | Screw - Rising Cage Clamp | 1 | https://www.unikeyic.com/media/datasheet/60/84/2d42/60/1f6bfa1fb061441b3917ef1f587118cf.pdf | https://www.unikeyic.com/products/wire-to-board-terminal-blocks/796949-4/1117186.html
804-102 | WAGO | 105: 0.5031 525: 0.4959 1,050: 0.4743 | Wago PCBTerminal block lighting connector socket, 804series, 2pole, 2road |  | Steel - Nickel Plated | Gray | [5 empty] | Electrolytic Copper - Tin Plated | 10 A |  |  | Push Button Actuated |  |  | Polyamide (PA66), Nylon 6/6 |  |  | Horizontal with Board | 1 (Unlimited) |  | Through Hole | 1 |  |  | -60°C ~ 105°C | Box | 0.197" (5.00mm) | 2 |  |  |  | - | - | 804 |  |  | - | 300 V |  | 12-20 AWG | Screwless - Push Button Clamp | 2556 | https://www.unikeyic.com/media/datasheet/17/8e/8189/17/8cfd7cdff104a0aa1dd29fc53c87e975.pdf | https://www.unikeyic.com/products/wire-to-board-terminal-blocks/804-102/22214410.html
804-106 | WAGO | 35: 1.5715 175: 1.5491 350: 1.4817 | Wago PCBTerminal block lighting connector socket, 804series, 6pole, 6road |  | Steel - Nickel Plated | Gray | [5 empty] | Electrolytic Copper - Tin Plated | 10 A |  |  | Push Button Actuated |  |  | Polyamide (PA66), Nylon 6/6 |  |  | Horizontal with Board | 1 (Unlimited) |  | Through Hole | 1 |  |  | -60°C ~ 105°C | Box | 0.197" (5.00mm) | 6 |  | 15528983 |  | - | - | 804 |  |  | - | 300 V |  | 12-20 AWG | Screwless - Push Button Clamp | 826 | https://www.unikeyic.com/media/datasheet/30/bd/cadc/30/dbea668376f79564cdccf1748877cdde.pdf | https://www.unikeyic.com/products/wire-to-board-terminal-blocks/804-106/26055313.html
804-112 | WAGO | 20: 3.0142 100: 2.9711 200: 2.8419 | PCB Terminal Block, Push-button, 2.5 mm2, Pin spacing 5 mm, 12-pole, Push- in Cage Clamp | [11 empty] | 804-112 WAGO |  |  |  |  | 61.5mm(width)*15mm(height) |  |  |  | clip mounting, snap fit, threaded mounting, Through hole mounting |  |  |  | -60℃~105℃ |  |  |  |  | On sale |  | boxed | [10 empty] | 160 | https://www.unikeyic.com/media/datasheet/79/3f/f7fc/79/f41f672a6a7f1d633247aa0971b7010f.pdf | https://www.unikeyic.com/products/wire-to-board-terminal-blocks/804-112/699398.html
804-114 | WAGO | 15: 2.8911 150: 2.78 1,500: 2.6688 |  |  | Steel - Nickel Plated | Gray | [5 empty] | Electrolytic Copper - Tin Plated | 10 A |  |  | Push Button Actuated |  |  | Polyamide (PA66), Nylon 6/6 |  |  | Horizontal with Board | 1 (Unlimited) |  | Through Hole | 1 |  |  | -60°C ~ 105°C | Box | 0.197" (5.00mm) | 14 |  | 15523147 |  | - | - | 804 |  |  | - | 300 V |  | 12-20 AWG | Screwless - Push Button Clamp | 13635 | https://www.unikeyic.com/media/datasheet/30/87/8f23/30/01e20fe8c9e5773852f788ff3a575bb5.pdf | https://www.unikeyic.com/products/wire-to-board-terminal-blocks/804-114/34389575.html
804-308 | WAGO | 20: 2.1785 100: 2.1474 200: 2.054 |  |  | Steel - Nickel Plated | Gray | [5 empty] | Electrolytic Copper - Tin Plated | 10 A |  |  | Push Button Actuated |  |  | Polyamide (PA66), Nylon 6/6 |  |  | Horizontal with Board | 1 (Unlimited) |  | Through Hole | 1 |  |  | -60°C ~ 105°C | Box | 0.295" (7.50mm) | 8 |  |  |  | - | - | 804 |  |  | - | 300 V |  | 12-20 AWG | Screwless - Push Button Clamp | 20000 | https://www.unikeyic.com/media/datasheet/da/a9/48f5/da/a81a4f9a027f077e69b59f277460a75d.pdf | https://www.unikeyic.com/products/wire-to-board-terminal-blocks/804-308/23079742.html
805-106 | WAGO | 55: 1.981 275: 1.9527 550: 1.8678 |  |  | Steel - Nickel Plated | Gray | [5 empty] | Electrolytic Copper - Tin Plated | 10 A |  |  | Push Button Actuated |  |  | Polyamide (PA66), Nylon 6/6 |  |  | Horizontal with Board | 1 (Unlimited) |  | Through Hole | 1 |  |  | -60°C ~ 105°C | Box | 0.138" (3.50mm) | 6 |  |  |  | - | - | 805 |  |  | - | 300 V |  | 16-24 AWG | Screwless - Push Button Clamp | 20000 | https://www.unikeyic.com/media/datasheet/37/10/904b/37/a674950612f20ce6341b914c0f6a2d50.pdf | https://www.unikeyic.com/products/wire-to-board-terminal-blocks/805-106/17756119.html
805-109 | WAGO | 1: 169.1379 | WAGO 805-109 PCBTerminal blocks |  | Steel - Nickel Plated | Gray | [5 empty] | Electrolytic Copper - Tin Plated | 10 A |  |  | Push Button Actuated |  |  | Polyamide (PA66), Nylon 6/6 |  |  | Horizontal with Board | 1 (Unlimited) |  | Through Hole | 1 |  |  | -60°C ~ 105°C | Box | 0.138" (3.50mm) | 9 |  |  |  | - | - | 805 |  |  | - | 300 V |  | 16-24 AWG | Screwless - Push Button Clamp | 68 | https://www.unikeyic.com/media/datasheet/37/10/904b/37/a674950612f20ce6341b914c0f6a2d50.pdf | https://www.unikeyic.com/products/wire-to-board-terminal-blocks/805-109/16540130.html
805-120 | WAGO | 15: 6.7559 75: 6.6593 150: 6.3698 |  |  | Steel - Nickel Plated | Gray | [5 empty] | Electrolytic Copper - Tin Plated | 10 A |  |  | Push Button Actuated |  |  | Polyamide (PA66), Nylon 6/6 |  |  | Horizontal with Board | 1 (Unlimited) |  | Through Hole | 1 |  |  | -60°C ~ 105°C | Box | 0.138" (3.50mm) | 20 |  |  |  | - | - | 805 |  |  | - | 300 V |  | 16-24 AWG | Screwless - Push Button Clamp | 20000 | https://www.unikeyic.com/media/datasheet/ee/df/5f04/ee/38f87bd32aac1cc3aa0e150fbfbfbe90.pdf | https://www.unikeyic.com/products/wire-to-board-terminal-blocks/805-120/16656534.html
805-124 | WAGO | 10: 8.0634 50: 7.9482 100: 7.6026 |  |  | Steel - Nickel Plated | Gray | [5 empty] | Electrolytic Copper - Tin Plated | 10 A |  |  | Push Button Actuated |  |  | Polyamide (PA66), Nylon 6/6 |  |  | Horizontal with Board | 1 (Unlimited) |  | Through Hole | 1 |  |  | -60°C ~ 105°C | Box | 0.138" (3.50mm) | 24 |  |  |  | - | - | 805 |  |  | - | 300 V |  | 16-24 AWG | Screwless - Push Button Clamp | 20000 | https://www.unikeyic.com/media/about_us/Unikey_ISO_9001_Certification.pdf | https://www.unikeyic.com/products/wire-to-board-terminal-blocks/805-124/17807362.html
805-302/200-604 | WAGO | 145: 0.7088 725: 0.6987 1,450: 0.6683 |  |  | Steel - Nickel Plated | Black | [5 empty] | Electrolytic Copper - Tin Plated | 10 A |  |  | Push Button Actuated |  |  | Polyamide (PA46), Nylon 4/6 |  |  | Horizontal with Board | 1 (Unlimited) |  | Through Hole | 1 |  |  | -60°C ~ 105°C | Box | 0.138" (3.50mm) | 2 |  |  |  | - | - | 805 |  |  | - | 300 V |  | 16-24 AWG | Screwless - Push Button Clamp | 20000 | https://www.unikeyic.com/media/datasheet/78/db/3213/78/8f963075055255490e54cc3cb0dccdac.pdf | https://www.unikeyic.com/products/wire-to-board-terminal-blocks/805-302-200-604/18318624.html
805-306 | WAGO | 55: 1.981 275: 1.9527 550: 1.8678 |  |  | Steel - Nickel Plated | Gray | [5 empty] | Electrolytic Copper - Tin Plated | 10 A |  |  | Push Button Actuated |  |  | Polyamide (PA66), Nylon 6/6 |  |  | Horizontal with Board | 1 (Unlimited) |  | Through Hole | 1 |  |  | -60°C ~ 105°C | Box | 0.138" (3.50mm) | 6 |  |  |  | - | - | 805 |  |  | - | 300 V |  | 16-24 AWG | Screwless - Push Button Clamp | 20000 | https://www.unikeyic.com/media/about_us/Unikey_ISO_9001_Certification.pdf | https://www.unikeyic.com/products/wire-to-board-terminal-blocks/805-306/9062091.html
805-310 | WAGO | 1: 8.6445 10: 6.127 | 10 Terminal block - level、 0.138" (3.50mm) Through-hole type |  | Steel - Nickel Plated | Gray | [5 empty] | Electrolytic Copper - Tin Plated | 10 A |  |  | Push Button Actuated |  |  | Polyamide (PA66), Nylon 6/6 |  |  | Horizontal with Board | 1 (Unlimited) |  | Through Hole | 1 |  |  | -60°C ~ 105°C | Box | 0.138" (3.50mm) | 10 |  |  |  | - | - | 805 |  |  | - | 300 V |  | 16-24 AWG | Screwless - Push Button Clamp | 15 | https://www.unikeyic.com/media/about_us/Unikey_ISO_9001_Certification.pdf | https://www.unikeyic.com/products/wire-to-board-terminal-blocks/805-310/10588453.html
805-352 | WAGO | 150: 0.6444 750: 0.6352 1,500: 0.6076 |  |  | Steel - Nickel Plated | Gray | [5 empty] | Electrolytic Copper - Tin Plated | 10 A |  |  | Push Button Actuated |  |  | Polyamide (PA66), Nylon 6/6 |  |  | Horizontal with Board | 1 (Unlimited) |  | Through Hole | 1 |  |  | -60°C ~ 105°C | Box | 0.138" (3.50mm) | 2 |  |  |  | - | - | 805 |  |  | - | 300 V |  | 16-24 AWG | Screwless - Push Button Clamp | 20000 | https://www.unikeyic.com/media/about_us/Unikey_ISO_9001_Certification.pdf | https://www.unikeyic.com/products/wire-to-board-terminal-blocks/805-352/31548317.html
806-103 | WAGO | 250: 2.0184 1,250: 1.9896 2,500: 1.9031 | Wago PCB Terminal Block, 3-Pos, 5mm Pitch, PCB Mount |  | Steel - Nickel Plated | Gray | [5 empty] | Copper Alloy - Tin Plated | 10 A |  |  | - |  |  | Polyamide (PA66), Nylon 6/6 |  |  | Vertical with Board | Not Applicable |  | Through Hole | 1 |  |  | -60°C ~ 105°C | Box | 0.197" (5.00mm) | 3 |  | 15546686 |  | - | - | 806 |  |  | - | 300 V |  | 16-24 AWG | Screwless - Leg Spring, Push-In Spring | 20000 | https://www.unikeyic.com/media/datasheet/86/20/b3ce/86/a2b108edea0551572459429bae2b6d18.pdf | https://www.unikeyic.com/products/wire-to-board-terminal-blocks/806-103/27881113.html
806-107 | WAGO | 125: 4.4007 625: 4.3378 1,250: 4.1492 |  |  | Steel - Nickel Plated | Gray | [5 empty] | Copper Alloy - Tin Plated | 10 A |  |  | - |  |  | Polyamide (PA66), Nylon 6/6 |  |  | Vertical with Board | Not Applicable |  | Through Hole | 1 |  |  | -60°C ~ 105°C | Box | 0.197" (5.00mm) | 7 |  |  |  | - | - | 806 |  |  | - | 300 V |  | 16-24 AWG | Screwless - Leg Spring, Push-In Spring | 20000 | https://www.unikeyic.com/media/datasheet/f4/c8/4f7c/f4/7f686362a338178b1910b08a959f1efd.pdf | https://www.unikeyic.com/products/wire-to-board-terminal-blocks/806-107/2405838.html
806-108 | WAGO | 100: 4.9952 500: 4.9238 1,000: 4.7097 | Wago PCB Terminal Block, 8-Channel, 5mm Pitch, Board Mount |  | Steel - Nickel Plated | Gray | [5 empty] | Copper Alloy - Tin Plated | 10 A |  |  | - |  |  | Polyamide (PA66), Nylon 6/6 |  |  | Vertical with Board | Not Applicable |  | Through Hole | 1 |  |  | -60°C ~ 105°C | Box | 0.197" (5.00mm) | 8 |  | 15551081 |  | - | - | 806 |  |  | - | 300 V |  | 16-24 AWG | Screwless - Leg Spring, Push-In Spring | 20000 | https://www.unikeyic.com/media/datasheet/3b/38/75ad/3b/aca6f60fe22b90ad58f81f02322a2819.pdf | https://www.unikeyic.com/products/wire-to-board-terminal-blocks/806-108/31723553.html
806-110 | WAGO | 80: 6.1593 400: 6.0713 800: 5.8073 | Wago PCBTerminal block, 10road, 5mmPitch, Printed circuit board installation |  | Steel - Nickel Plated | Gray | [5 empty] | Copper Alloy - Tin Plated | 10 A |  |  | - |  |  | Polyamide (PA66), Nylon 6/6 |  |  | Vertical with Board | Not Applicable |  | Through Hole | 1 |  |  | -60°C ~ 105°C | Box | 0.197" (5.00mm) | 10 |  | 15522138 |  | - | - | 806 |  |  | - | 300 V |  | 16-24 AWG | Screwless - Leg Spring, Push-In Spring | 20000 | https://www.unikeyic.com/media/datasheet/dc/d4/0972/dc/225504162f7f60292c8cded432aa2071.pdf | https://www.unikeyic.com/products/wire-to-board-terminal-blocks/806-110/6646785.html
806-111 | WAGO | 80: 6.7559 400: 6.6593 800: 6.3698 |  |  | Steel - Nickel Plated | Gray | [5 empty] | Copper Alloy - Tin Plated | 10 A |  |  | - |  |  | Polyamide (PA66), Nylon 6/6 |  |  | Vertical with Board | Not Applicable |  | Through Hole | 1 |  |  | -60°C ~ 105°C | Box | 0.197" (5.00mm) | 11 |  | 15545183 |  | - | - | 806 |  |  | - | 300 V |  | 16-24 AWG | Screwless - Leg Spring, Push-In Spring | 20000 | https://www.unikeyic.com/media/datasheet/14/b4/673e/14/ac6a59bdb539983ea347386fcaad96c5.pdf | https://www.unikeyic.com/products/wire-to-board-terminal-blocks/806-111/24793261.html
806-112 | WAGO | 16: 7.018 50: 6.677 197: 6.38 491: 6.105 | 12 Position Wire to Board Terminal Block Vertical with Board 0.197 (5.00mm) Through Hole |  | Steel - Nickel Plated | Gray | [5 empty] | Copper Alloy - Tin Plated | 10 A |  |  | - |  |  | Polyamide (PA66), Nylon 6/6 |  |  | Vertical with Board | Not Applicable |  | Through Hole | 1 |  |  | -60°C ~ 105°C | Box | 0.197" (5.00mm) | 12 |  | 15555087 |  | - | - | 806 |  |  | - | 300 V |  | 16-24 AWG | Screwless - Leg Spring, Push-In Spring | 545 | https://www.unikeyic.com/media/about_us/Unikey_ISO_9001_Certification.pdf | https://www.unikeyic.com/products/wire-to-board-terminal-blocks/806-112/20147027.html
806-204 | WAGO | 352: 2.6026 1,760: 2.5654 3,520: 2.4538 |  |  | Steel - Nickel Plated | Gray | [5 empty] | Copper Alloy - Tin Plated | 10 A |  |  | - |  |  | Polyamide (PA66), Nylon 6/6 |  |  | Vertical with Board | Not Applicable |  | Through Hole | 1 |  |  | -60°C ~ 105°C | Box | 0.197" (5.00mm) | 4 |  | 15563949 |  | - | - | 806 |  |  | - | 300 V |  | 16-24 AWG | Screwless - Leg Spring, Push-In Spring | 20000 | https://www.unikeyic.com/media/about_us/Unikey_ISO_9001_Certification.pdf | https://www.unikeyic.com/products/wire-to-board-terminal-blocks/806-204/11884656.html
806-205 | WAGO | 308: 3.2096 1,540: 3.1637 3,080: 3.0261 |  |  | Steel - Nickel Plated | Gray | [5 empty] | Copper Alloy - Tin Plated | 10 A |  |  | - |  |  | Polyamide (PA66), Nylon 6/6 |  |  | Vertical with Board | Not Applicable |  | Through Hole | 1 |  |  | -60°C ~ 105°C | Box | 0.197" (5.00mm) | 5 |  | 15580339 |  | - | - | 806 |  |  | - | 300 V |  | 16-24 AWG | Screwless - Leg Spring, Push-In Spring | 20000 | https://www.unikeyic.com/media/about_us/Unikey_ISO_9001_Certification.pdf | https://www.unikeyic.com/products/wire-to-board-terminal-blocks/806-205/31829597.html
816-111 | WAGO | 28: 12.647 140: 12.4663 280: 11.9243 |  |  | Steel - Nickel Plated | Gray | [5 empty] | Copper Alloy - Tin Plated | 10 A |  |  | - |  |  | Polyamide (PA66), Nylon 6/6 |  |  | 45° (135°) Angle with Board | Not Applicable |  | Through Hole | 2 |  |  | -60°C ~ 105°C | Box | 0.197" (5.00mm) | 11 |  |  |  | - | - | 816 |  |  | - | 300 V |  | 16-24 AWG | Screwless - Spring Cage, Tension Clamp | 20000 | https://www.unikeyic.com/media/about_us/Unikey_ISO_9001_Certification.pdf | https://www.unikeyic.com/products/wire-to-board-terminal-blocks/816-111/29218024.html
877131001 | molex | 2,880: 1.3863 5,760: 1.353 8,640: 1.3086 | Molex 1.27mm Pitch 22-Pin Single Row PCB Connector Receptacle, 87713 Series, Vertical, SMD | 087713 |  |  | Receptacle | SATA | Gold | 30.0µin (0.76µm) | [5 empty] | Board Guide | [6 empty] | 1 (Unlimited) |  | Surface Mount |  | 22 |  |  | Tray | [7 empty] | 87713 | Solder | [6 empty] | 2880 | https://www.unikeyic.com/media/datasheet/d2/d7/e664/ae/3b31993a9788eda5c3d18e1b9d69f7d7.pdf | https://www.unikeyic.com/products/wire-to-board-terminal-blocks/877131001/3718279.html
878390017 | molex | 1,750: 1.562 3,500: 1.5224 5,250: 1.4959 | SAS Connector RCP 29 POS Solder Straight Thru-Hole/SMD 29 Terminal 1 Port T/R | 087839 |  |  | Receptacle | SAS | Gold | 30.0µin (0.76µm) | [5 empty] | Board Guide, Mating Guide | [6 empty] | 1 (Unlimited) |  | Through Hole |  | 29 |  |  | Tape & Reel (TR)Cut Tape (CT) |  |  |  | 3469163 |  |  |  | 87839 | Solder | [6 empty] | 17500 | https://www.unikeyic.com/media/datasheet/d2/d7/e664/28/6705fd121dbae4488fd4bfd9990123da.pdf | https://www.unikeyic.com/products/wire-to-board-terminal-blocks/878390017/26204292.html
9993320000 | Weidmüller | 1: 3.5964 10: 2.5661 25: 2.2421 60: 1.989 120: 1.8271 300: 1.6586 540: 1.574 1,020: 1.4996 5,040: 1.3727 | Conn Terminal Block 6 POS 5mm Solder ST Thru-Hole 15A Box | [11 empty] | 9993320000 Weidmüller | [8 empty] | clip mounting, threaded mounting, Through hole mounting |  |  |  | -50℃~120℃ |  |  |  |  | On sale |  | bulk | [10 empty] | 89 | https://www.unikeyic.com/media/datasheet/49/bd/5b42/49/fbd689d504d518d67fbb53ba2183197e.pdf | https://www.unikeyic.com/products/wire-to-board-terminal-blocks/9993320000/14519845.html
9994140000 | Weidmüller | 50: 1.8334 100: 1.6779 250: 1.5149 500: 1.4195 1,000: 1.3438 5,000: 1.2257 | Conn Terminal Block 5 POS 5.08mm Solder ST Thru-Hole 10A Box | [11 empty] | 9994140000 Weidmüller |  |  |  |  | 26mm(Length)*10mm(height) |  |  |  | clip mounting, threaded mounting, Through hole mounting |  |  |  | -50℃~120℃ |  |  |  |  | On sale |  | bulk | [10 empty] | 101 | https://www.unikeyic.com/media/datasheet/3a/88/83eb/3a/087f290a9d32996105a7c223e9648f30.pdf | https://www.unikeyic.com/products/wire-to-board-terminal-blocks/9994140000/11139491.html
9994170000 | Weidmüller | 1: 4.6568 10: 3.311 42: 2.6997 84: 2.4753 126: 2.3635 252: 2.2021 504: 2.0734 1,008: 1.9719 5,040: 1.8143 | Conn Terminal Block 8 POS 5.08mm Solder ST Thru-Hole 15A Box | [20 empty] | clip mounting, threaded mounting, Through hole mounting |  |  |  | -50℃~120℃ |  |  |  |  | On sale |  | bulk | [10 empty] | 39 | https://www.unikeyic.com/media/about_us/Unikey_ISO_9001_Certification.pdf | https://www.unikeyic.com/products/wire-to-board-terminal-blocks/9994170000/19001685.html
AK350/2-5.0-V-GREEN | PTR HARTMANN | 200: 0.3334 | [21 empty] | clip mounting, threaded mounting, Through hole mounting | [10 empty] | boxed | [10 empty] | 10908 | https://www.unikeyic.com/media/about_us/Unikey_ISO_9001_Certification.pdf | https://www.unikeyic.com/products/wire-to-board-terminal-blocks/ak350-2-5-0-v-green/683850847.html
AST0250304 | METZ CONNECT | 10: 1.4884 100: 1.4618 500: 1.4352 1,000: 1.4352 2,500: 1.4352 | Conn Terminal Block 3 POS 5mm Solder RA Thru-Hole 13A | AST025 | Steel | Gray | [5 empty] | Copper Alloy - Tin Plated | 13 A |  |  | Lever Actuated |  |  | Polyamide (PA46), Nylon 4/6 |  |  | Horizontal with Board | Not Applicable |  | Through Hole | 1 |  |  | -40°C ~ 105°C | Bulk | 0.197" (5.00mm) | 3 |  |  |  | - | - | - |  |  | - | 300 V |  | 14-28 AWG | Screwless - Spring Cage, Tension Clamp | 46 | https://www.unikeyic.com/media/datasheet/2a/d3/635e/2a/7898580dad37ff5819c24de719f518ad.pdf | https://www.unikeyic.com/products/wire-to-board-terminal-blocks/ast0250304/5981530.html
AST0250404 | METZ CONNECT | 10: 1.7926 100: 1.7606 500: 1.7285 1,000: 1.7285 2,500: 1.7285 | Conn Terminal Block 4 POS 5mm Solder ST Thru-Hole 13A | AST025 | Steel | Gray | [5 empty] | Copper Alloy - Tin Plated | 13 A |  |  | Lever Actuated |  |  | Polyamide (PA46), Nylon 4/6 |  |  | Horizontal with Board | Not Applicable |  | Through Hole | 1 |  |  | -40°C ~ 105°C | Bulk | 0.197" (5.00mm) | 4 |  |  |  | - | - | - |  |  | - | 300 V |  | 14-28 AWG | Screwless - Spring Cage, Tension Clamp | 34 | https://www.unikeyic.com/media/datasheet/2a/d3/635e/2a/7898580dad37ff5819c24de719f518ad.pdf | https://www.unikeyic.com/products/wire-to-board-terminal-blocks/ast0250404/25425870.html
AST0250604 | METZ CONNECT | 5: 2.7796 10: 2.7101 15: 2.6637 | Conn Spring Cage 6 POS 5mm Solder RA Thru-Hole 13A | AST025 | Steel | Gray | [5 empty] | Copper Alloy - Tin Plated | 13 A |  |  | Lever Actuated |  |  | Polyamide (PA46), Nylon 4/6 |  |  | Horizontal with Board | Not Applicable |  | Through Hole | 1 |  |  | -40°C ~ 105°C | Bulk | 0.197" (5.00mm) | 6 |  |  |  | - | - | - |  |  | - | 300 V |  | 14-28 AWG | Screwless - Spring Cage, Tension Clamp | 5 | https://www.unikeyic.com/media/datasheet/2a/d3/635e/2a/7898580dad37ff5819c24de719f518ad.pdf | https://www.unikeyic.com/products/wire-to-board-terminal-blocks/ast0250604/17722511.html
AST0250804 | METZ CONNECT | 1: 7.398 10: 5.2445 25: 4.6103 50: 4.2204 100: 3.9014 300: 3.5193 500: 3.3842 1,000: 3.2358 | Terminal Block Connector, 8-Pos, 5mm Pitch, Solder RA, Thru-Hole, 13A | AST025 | Steel | Gray | [5 empty] | Copper Alloy - Tin Plated | 13 A |  |  | Lever Actuated |  |  | Polyamide (PA46), Nylon 4/6 |  |  | Horizontal with Board | Not Applicable |  | Through Hole | 1 |  |  | -40°C ~ 105°C | Bulk | 0.197" (5.00mm) | 8 |  | 9462482 |  | - | - | - |  |  | - | 300 V |  | 14-28 AWG | Screwless - Spring Cage, Tension Clamp | 98 | https://www.unikeyic.com/media/datasheet/2a/d3/635e/2a/7898580dad37ff5819c24de719f518ad.pdf | https://www.unikeyic.com/products/wire-to-board-terminal-blocks/ast0250804/4883843.html
AST0411004 | METZ CONNECT | 1: 4.5469 10: 4.0013 100: 4.0013 250: 3.9285 500: 3.9285 1,000: 3.9285 | SPRING CLAMP TERMINAL BLOCK SOLDERABLE CENTERLINE 2.5 MM / 0.098 INCHES WIRE ENTRY 45° DOUBLE SOLDER PINS | [20 empty] | clip mounting, spring mount, threaded mounting, Through hole mounting |  |  |  | -40℃~105℃ |  |  |  |  | On sale |  | bulk | [10 empty] | 73 | https://www.unikeyic.com/media/about_us/Unikey_ISO_9001_Certification.pdf | https://www.unikeyic.com/products/wire-to-board-terminal-blocks/ast0411004/1849773.html
AST0450404 | METZ CONNECT | 36: 2.4054 72: 2.3452 108: 2.3052 | Conn Terminal Block 4 POS 5mm Solder Thru-Hole 13A | AST045 | Steel | Gray | [5 empty] | Copper Alloy - Tin Plated | 13 A |  |  | Lever Actuated |  |  | Polyamide (PA46), Nylon 4/6 |  |  | 45° (135°) Angle with Board | 1 (Unlimited) |  | Through Hole | 1 |  |  | -40°C ~ 105°C | Bulk | 0.197" (5.00mm) | 4 |  | 9826646 |  | - | - | - |  |  | - | 300 V |  | 14-28 AWG | Screwless - Spring Cage, Tension Clamp | 36 | https://www.unikeyic.com/media/about_us/Unikey_ISO_9001_Certification.pdf | https://www.unikeyic.com/products/wire-to-board-terminal-blocks/ast0450404/34832132.html
AST1250604 | METZ CONNECT | 1: 4.5774 200: 4.4942 500: 4.4942 1,000: 4.4942 | Spring Clamp Terminal Block, Solderable, Centerline 5mm | AST125 | Steel | Gray | [5 empty] | Copper Alloy - Tin Plated | 15 A |  |  | Push Button Actuated |  |  | Polyamide (PA66), Nylon 6/6 |  |  | Vertical with Board | Not Applicable |  | Through Hole | 2 |  |  | -40°C ~ 105°C | Bulk | 0.197" (5.00mm) | 6 |  |  |  | - | - | - |  |  | - | 300 V |  | 12-28 AWG | Screwless - Spring Cage, Tension Clamp | 55 | https://www.unikeyic.com/media/about_us/Unikey_ISO_9001_Certification.pdf | https://www.unikeyic.com/products/wire-to-board-terminal-blocks/ast1250604/27340464.html
AST2130402 | METZ CONNECT | 1: 3.402 10: 2.4322 25: 2.1233 50: 1.9276 100: 1.764 250: 1.5924 500: 1.4919 1,000: 1.4123 5,000: 1.2879 | Terminal Block Screw Type, Pluggable | AST213 | Steel | Black | [5 empty] | Copper Alloy - Tin Plated | 10 A |  |  | Push Button Actuated |  |  | Polyamide (PA6T), Nylon 6T |  |  | Vertical with Board | Not Applicable |  | Through Hole | 1 |  |  | -40°C ~ 105°C | Bulk | 0.138" (3.50mm) | 4 |  | 7794818 |  | - | - | - |  |  | - | 150 V |  | 16-28 AWG | Screwless - Spring Cage, Tension Clamp | 5983 | https://www.unikeyic.com/media/about_us/Unikey_ISO_9001_Certification.pdf | https://www.unikeyic.com/products/wire-to-board-terminal-blocks/ast2130402/9366181.html
B04B-PSILE-A1(LF)(SN) | JST | 1: 0.1466 | JST Wire-to-Board Connector, PSI Series, 4.0mm Pitch, 4-Pin Header, Straight, TH | [11 empty] | B04B-PSILE-A1(LF)(SN) JST |  |  |  |  | 16.7mm(Length)*9.1mm(height) |  |  |  | Through hole mounting |  |  |  | -25℃~85℃ |  |  |  |  | On sale | [12 empty] | 2 | https://www.unikeyic.com/media/datasheet/2e/87/b5b9/2e/f368544f52f27f1a2d311d2b7250157d.pdf | https://www.unikeyic.com/products/wire-to-board-terminal-blocks/b04b-psile-a1-lf-sn/5303525.html
CTB0700/3 | CamdenBoss | 10: 1.8144 100: 1.782 500: 1.7496 1,000: 1.7496 2,500: 1.7496 | Conn Terminal Block 3 POS 5mm Screw ST Thru-Hole 24A | [11 empty] | CTB0700/3 CamdenBoss |  |  |  |  | 11.2mm(height) |  |  |  | Through hole mounting |  |  |  | 110℃(max) | [17 empty] | 2083 | https://www.unikeyic.com/media/datasheet/0e/2e/fa03/0e/8b8d00962b0b4aacccfec60a8d487503.pdf | https://www.unikeyic.com/products/wire-to-board-terminal-blocks/ctb0700-3/24470551.html
EB147A-03-C | ADAM TECH | 25: 0.7567 50: 0.6534 100: 0.561 300: 0.5044 600: 0.4666 1,050: 0.418 5,100: 0.3899 |  | EB147A | Brass - Nickel Plated | Green | [5 empty] | Brass - Tin Plated | 16 A |  |  | Interlocking (Side) |  |  | Polyamide (PA66), Nylon 6/6 |  |  | Horizontal with Board | 1 (Unlimited) |  | Through Hole | 1 |  |  | -40°C ~ 105°C | Bulk | 0.197" (5.00mm) | 3 |  | 9830883 |  | Steel - Zinc Plated | M3 | EB |  |  | 0.5 Nm (4.4 Lb-In) | 300 V |  | 12-26 AWG | Screw - Rising Cage Clamp | 1856 | https://www.unikeyic.com/media/datasheet/2d/cb/2f2a/2d/c8c46194cfb17b1258f26223ba29533a.pdf | https://www.unikeyic.com/products/wire-to-board-terminal-blocks/eb147a-03-c/31060184.html
EB163A-03-A-180 | ADAM TECH |  |  | EB163A | - | Green | [5 empty] | Copper Alloy | 10 A |  |  | - |  |  | Polyamide (PA), Nylon |  |  | Vertical with Board | 1 (Unlimited) |  | Through Hole | 1 |  |  | -40°C ~ 105°C | Bulk | 0.138" (3.50mm) | 3 |  | 9831295 |  | - | - | EB |  |  | - | 300 V |  | 16-24 AWG | Screwless - Leg Spring, Push-In Spring |  | https://www.unikeyic.com/media/pdf/HTMLDatasheet/adam-tech/3e/76/0bdd/fh-a-a01a/2025/11/25sh-b-06-ts.pdf | https://www.unikeyic.com/products/wire-to-board-terminal-blocks/eb163a-03-a-180/25475853.html
EB167A-02-M-180 | ADAM TECH | 25: 2.431 168: 1.9224 336: 1.8585 504: 1.7955 1,008: 1.7115 2,520: 1.701 5,040: 1.5645 7,560: 1.554 | EURO BLOCK, 2 POSITION | EB167A | - | Green | [5 empty] | Copper Alloy - Tin Plated | 40 A |  |  | - |  |  | Polyamide (PA), Nylon |  |  | Vertical with Board | 1 (Unlimited) |  | Through Hole | 1 |  |  | -40°C ~ 105°C | Bulk | 0.295" (7.50mm) | 2 |  | 9831092 |  | - | - | EB |  |  | - | 600 V |  | 8-24 AWG | Screwless - Leg Spring, Push-In Spring | 1160 | https://www.unikeyic.com/media/pdf/HTMLDatasheet/adam-tech/3e/76/0bdd/fh-a-a01a/2025/11/25sh-b-06-ts.pdf | https://www.unikeyic.com/products/wire-to-board-terminal-blocks/eb167a-02-m-180/25650685.html
EB59A-02-A | ADAM TECH | 339: 0.3245 | MINI type simple type cage clamp terminal blocks 2P | EB59A | - | Gray | [5 empty] | Phosphor Bronze - Tin Plated | 5 A |  |  | - |  |  | Polyamide (PA66), Nylon 6/6 |  |  | Horizontal with Board | 1 (Unlimited) |  | Through Hole, Kinked Pin | 1 |  |  | -40°C ~ 105°C | Bulk | 0.138" (3.50mm) | 2 |  | 9831380 |  | - | - | EB |  |  | - | 300 V |  | 18-22 AWG | Screwless - Leg Spring, Push-In Spring | 409 | https://www.unikeyic.com/media/datasheet/da/f1/e142/da/40ebf14c07a0f376a88ee989527df661.pdf | https://www.unikeyic.com/products/wire-to-board-terminal-blocks/eb59a-02-a/4785773.html
EB7-02-C | ADAM TECH | 25: 2.2 150: 1.782 | terminal block right angle 2 thru 24 poles2P | EB7 | - | Green | [5 empty] | Brass - Tin Plated | 20 A |  |  | - |  |  | Polyamide (PA66), Nylon 6/6 |  |  | Horizontal with Board | 1 (Unlimited) |  | Through Hole | 1 |  |  | -40°C ~ 115°C | Bulk | 0.197" (5.00mm) | 2 |  | 9831910 |  | Steel - Zinc Plated | M2.5 | EB |  |  | 0.27 Nm (2.4 Lb-In) | 300 V |  | 12-22 AWG | Screw | 150 | https://www.unikeyic.com/media/datasheet/1d/0f/11b4/1d0f11b427ad035ccffc8932aeae1b07.pdf | https://www.unikeyic.com/products/wire-to-board-terminal-blocks/eb7-02-c/33944566.html
EBA-02-C | ADAM TECH | 50: 0.4439 100: 0.407 250: 0.3707 500: 0.3467 5,200: 0.2948 | Conn Eurostyle Block 2 POS 5mm Solder ST Thru-Hole 15A Tray | EBA | - | Black | [5 empty] | - | 10 A |  |  | Interlocking (Side) |  |  | Polyamide (PA), Nylon |  |  | Horizontal with Board | 1 (Unlimited) |  | Through Hole | 1 |  |  | -55°C ~ 105°C | Bulk | 0.197" (5.00mm) | 2 |  | 9831117 |  | - | - | EB |  |  | 0.3 Nm (2.6 Lb-In) | 300 V |  | 14-22 AWG | Screw | 1275 | https://www.unikeyic.com/media/pdf/HTMLDatasheet/adam-tech/3e/76/0bdd/fh-a-a01a/2025/11/25sh-b-06-ts.pdf | https://www.unikeyic.com/products/wire-to-board-terminal-blocks/eba-02-c/13854444.html
EBAC-02-C | ADAM TECH | 65: 0.869 350: 0.759 550: 0.704 | Terminal Block, Vertical, 5A, 2P, Pitch 5mm | EBAC | Brass - Nickel Plated | Green | [5 empty] | Brass - Tin Plated | 10 A |  |  | Interlocking (Side) |  |  | Thermoplastic |  |  | Horizontal with Board | 1 (Unlimited) |  | Through Hole | 1 |  |  | -40°C ~ 115°C | Bulk | 0.197" (5.00mm) | 2 |  |  |  | Steel - Zinc Plated | M2.5 | EB |  |  | 0.4 Nm (3.5 Lb-In) | 300 V |  | 12-22 AWG | Screw - Rising Cage Clamp | 550 | https://www.unikeyic.com/media/pdf/HTMLDatasheet/adam-tech/3e/76/0bdd/fh-a-a01a/2025/11/25sh-b-06-ts.pdf | https://www.unikeyic.com/products/wire-to-board-terminal-blocks/ebac-02-c/7229149.html
EBBA-02-C-SS-BU | ADAM TECH | 50: 0.2958 100: 0.2214 250: 0.1941 500: 0.1772 1,000: 0.1633 5,000: 0.1405 | 2 Terminal block - level、 0.197" (5.00mm) Through-hole type | EBBA | Phosphor Bronze - Nickel Plated | Blue | [5 empty] | Brass - Tin Plated | 16 A |  |  | Interlocking (Side) |  |  | Polybutylene Terephthalate (PBT) |  |  | Horizontal with Board | 1 (Unlimited) |  | Through Hole | 1 |  |  | -40°C ~ 105°C | Bulk | 0.197" (5.00mm) | 2 |  |  |  | Steel - Zinc Plated | M2.5 | EB |  |  | 0.4 Nm (3.5 Lb-In) | 250 V |  | 14-22 AWG | Screw - Leaf Spring, Wire Guard | 5774 | https://www.unikeyic.com/media/datasheet/7d/9a/ba58/7d/744cdb8ecade18db48800cd70f67efb3.pdf | https://www.unikeyic.com/products/wire-to-board-terminal-blocks/ebba-02-c-ss-bu/30779987.html
EBBA-06-C-SS-BU | ADAM TECH | 10: 1.0418 25: 0.7538 50: 0.6797 100: 0.6158 400: 0.5177 800: 0.4818 1,200: 0.4642 5,200: 0.4177 | 6 Terminal block - level、 0.197" (5.00mm) Through-hole type | EBBA | Phosphor Bronze - Nickel Plated | Blue | [5 empty] | Brass - Tin Plated | 16 A |  |  | Interlocking (Side) |  |  | Polybutylene Terephthalate (PBT) |  |  | Horizontal with Board | 1 (Unlimited) |  | Through Hole | 1 |  |  | -40°C ~ 105°C | Bulk | 0.197" (5.00mm) | 6 |  |  |  | Steel - Zinc Plated | M2.5 | EB |  |  | 0.4 Nm (3.5 Lb-In) | 250 V |  | 14-22 AWG | Screw - Leaf Spring, Wire Guard | 1158 | https://www.unikeyic.com/media/datasheet/a2/81/0aa5/a2/217581a30b03ffc34b14fab66783d310.pdf | https://www.unikeyic.com/products/wire-to-board-terminal-blocks/ebba-06-c-ss-bu/21200547.html
EBWA-04-A | ADAM TECH | 10: 0.9755 25: 0.7054 50: 0.6358 100: 0.5761 300: 0.5004 500: 0.4725 1,000: 0.4412 5,000: 0.3913 | EURO BLOCK 4P | EBWA | Brass - Nickel Plated | Green | [5 empty] | Brass - Tin Plated | 10 A |  |  | Interlocking (Side) |  |  | Polyamide (PA66), Nylon 6/6 |  |  | Horizontal with Board | 1 (Unlimited) |  | Through Hole | 1 |  |  | -40°C ~ 105°C | Bulk | 0.138" (3.50mm) | 4 |  | 9830530 |  | Steel - Zinc Plated | M2 | EB |  |  | 0.2 Nm (1.7 Lb-In) | 300 V |  | 16-28 AWG | Screw - Rising Cage Clamp | 2810 | https://www.unikeyic.com/media/pdf/HTMLDatasheet/adam-tech/3e/76/0bdd/fh-a-a01a/2025/11/25sh-b-06-ts.pdf | https://www.unikeyic.com/products/wire-to-board-terminal-blocks/ebwa-04-a/24621359.html
EBWA-06-A | ADAM TECH | 10: 1.1595 25: 1.0093 50: 0.9116 100: 0.8283 400: 0.7021 800: 0.6565 1,200: 0.6343 5,200: 0.5757 | Conn Terminal Block 6 POS 3.5mm Solder ST Thru-Hole 10A Box | EBWA | Brass - Nickel Plated | Green | [5 empty] | Brass - Tin Plated | 10 A |  |  | Interlocking (Side) |  |  | Polyamide (PA66), Nylon 6/6 |  |  | Horizontal with Board | 1 (Unlimited) |  | Through Hole | 1 |  |  | -40°C ~ 105°C | Bulk | 0.138" (3.50mm) | 6 |  | 9830532 |  | Steel - Zinc Plated | M2 | EB |  |  | 0.2 Nm (1.7 Lb-In) | 300 V |  | 16-28 AWG | Screw - Rising Cage Clamp | 3156 | https://www.unikeyic.com/media/datasheet/4d/12/4ef0/4d/6240af5ec47fef282f448f0d8b30bc49.pdf | https://www.unikeyic.com/products/wire-to-board-terminal-blocks/ebwa-06-a/34572605.html
ED500/6DS | On-Shore Technology | 1: 3.199 10: 1.9094 25: 1.665 50: 1.509 100: 1.378 250: 1.2401 500: 1.1589 1,000: 1.0944 5,000: 0.9935 | TERM BLK 6POS SIDE ENTRY 5MM PCB | ED500 | Steel, Stainless | Blue | [5 empty] | Brass | 15 A |  |  | - |  |  | Polyamide (PA), Nylon |  |  | Horizontal with Board | 1 (Unlimited) |  | Through Hole | 1 |  |  | -30°C ~ 105°C | Bulk | 0.197" (5.00mm) | 6 |  | 265398 |  | - | M2.6 | ED500/DS |  |  | 0.4 Nm (3.5 Lb-In) | 300 V |  | 14-22 AWG | Screw - Leaf Spring, Wire Guard | 138 | https://www.unikeyic.com/media/datasheet/a2/56/7948/a2/2104da32d47987ad96199e3d41c0da1e.pdf | https://www.unikeyic.com/products/wire-to-board-terminal-blocks/ed500-6ds/6395579.html
EK381A-03P | DINKLE | 1: 2.743 10: 1.7064 50: 1.4783 100: 1.3647 200: 1.251 500: 1.1372 1,000: 1.0235 | TERM BLK 3POS 3.81MM SCRW PLG |  |  | Green | [6 empty] | 12 A |  |  | - | [5 empty] | 45° (135°) Angle with Board | 1 (Unlimited) |  | Through Hole | 1 |  |  |  | Bulk | 0.150" (3.81mm) | 3 |  | 15520546 |  |  |  | EK381A | [5 empty] | 16-30 AWG | Screw - Rising Cage Clamp | 58 | https://www.unikeyic.com/media/datasheet/1d/31/9c7b/1d/c0c1eac90e25472d4bc78392de3ac1df.pdf | https://www.unikeyic.com/products/wire-to-board-terminal-blocks/ek381a-03p/23916904.html
EK950V-02P | DINKLE | 10: 1.147 50: 0.994 100: 0.9176 250: 0.8411 500: 0.7646 1,000: 0.6882 | Conn Terminal Block 2 POS 9.52mm Solder ST Thru-Hole 30A |  |  | Green | [6 empty] | 30 A |  |  | - | [5 empty] | Horizontal with Board |  |  | Through Hole | 1 |  |  |  | Bulk | 0.375" (9.53mm) | 2 |  | 16592805 |  |  |  | EK950V |  |  |  | 300 V |  | 10-26 AWG | Screw - Rising Cage Clamp | 5604 | https://www.unikeyic.com/media/datasheet/17/49/10a9/174910a9bbac39938e214b9604732f79.pdf | https://www.unikeyic.com/products/wire-to-board-terminal-blocks/ek950v-02p/768030.html
ELM031200 | Amphenol | 80: 1.43 | Conn Terminal Block 3 POS 5.08mm Solder RA Thru-Hole 10A | ELM0312 | Copper Alloy - Nickel Plated | Black | [5 empty] | Brass - Tin Plated | 10 A |  |  | Interlocking (Side) |  |  | Polybutylene Terephthalate (PBT) |  |  | Horizontal with Board | 1 (Unlimited) |  | Through Hole | 1 |  |  | 105°C | Tray | 0.200" (5.08mm) | 3 |  |  |  | Copper Alloy - Nickel Plated | - | ELM |  |  | 0.79 Nm (7.0 Lb-In) | 300 V |  | 12-28 AWG | Screw - Rising Cage Clamp | 148 | https://www.unikeyic.com/media/datasheet/76/c1/4acc/76/757e9780511e3072179a85aa27c4f784.pdf | https://www.unikeyic.com/products/wire-to-board-terminal-blocks/elm031200/24444862.html
ELM10110G | Amphenol | 40: 3.047 95: 2.926 400: 2.805 | Conn Terminal Block 10 POS 5mm Solder ST Thru-Hole 10A | [19 empty] | Vendor Undefined | [6 empty] | Bulk |  |  |  | 14713900 |  |  |  | * | [7 empty] | 500 | https://www.unikeyic.com/media/datasheet/f3/9c/c5ea/f3/b4ff9291b4f413699286d65f019504be.pdf | https://www.unikeyic.com/products/wire-to-board-terminal-blocks/elm10110g/28551458.html
EM220502 | EATON | 132: 0.462 | Conn Terminal Block 2 POS 5mm Solder Thru-Hole 10A |  | Brass - Tin Plated | Gray | [5 empty] | Brass - Tin Plated | 10 A |  |  | Interlocking (Side) |  |  | Polyamide (PA66), Nylon 6/6 |  |  | 45° (135°) Angle with Board | Not Applicable |  | Through Hole | 1 |  |  | -33°C ~ 105°C | Bulk | 0.197" (5.00mm) | 2 |  |  |  | Steel - Zinc Plated | M2.6 | Euro-Mag EM2205 |  |  | 0.4 Nm (3.5 Lb-In) | 300 V |  | 12-24 AWG | Screw - Rising Cage Clamp | 245 | https://www.unikeyic.com/media/datasheet/ce/56/1b7e/ce/a139b68265c7458262378b01ab27ca01.pdf | https://www.unikeyic.com/products/wire-to-board-terminal-blocks/em220502/1733060.html
EM240310 | EATON | 1: 19.7685 10: 13.0788 20: 11.61 50: 10.7892 100: 10.2168 200: 9.72 500: 9.2988 |  |  | Brass - Nickel Plated | Green | [5 empty] | Brass - Tin Plated | 10 A |  |  | Interlocking (Side) |  |  | Thermoplastic |  |  | Horizontal with Board | Not Applicable |  | Through Hole | 2 |  |  | -40°C ~ 105°C | Bulk | 0.150" (3.81mm) | 10 |  |  |  | Steel - Zinc Plated | M2 | Euro-Mag EM2403 |  |  | 0.56 Nm (5.0 Lb-In) | 300 V |  | 16-26 AWG | Screw - Rising Cage Clamp | 19 | https://www.unikeyic.com/media/datasheet/1b/17/4f15/1b/72da58e98c4aefa70b5632d1a4f9ea25.pdf | https://www.unikeyic.com/products/wire-to-board-terminal-blocks/em240310/4641381.html
EM250503V | EATON | 100: 1.0161 300: 0.8915 500: 0.8462 1,000: 0.7958 5,000: 0.7162 | Conn Terminal Block 3 POS 5.08mm Screw ST Cable Mount 16A |  | - | - | [5 empty] | Brass - Tin Plated | 16 A |  |  | Interlocking (Side) |  |  | Thermoplastic |  |  | Horizontal with Board | Not Applicable |  | Through Hole | 1 |  |  | -40°C ~ 105°C | Bulk | 0.200" (5.08mm) | 3 |  |  |  | Steel - Zinc Plated | M3 | Euro-Mag EM2505 |  |  | 0.79 Nm (7.0 Lb-In) | 300 V |  | 12-26 AWG | Screw - Rising Cage Clamp | 283 | https://www.unikeyic.com/media/datasheet/2b/4f/4742/2b4f4742f8def5d974e773d22d819f81.pdf | https://www.unikeyic.com/products/wire-to-board-terminal-blocks/em250503v/16012730.html
EM250602 | EATON | 112: 0.55 | 2 Position Wire to Board Terminal Block Horizontal with Board 0.300 (7.62mm) Through Hole |  | Brass - Nickel Plated | - | [5 empty] | Brass - Tin Plated | 16 A |  |  | Interlocking (Side) |  |  | Thermoplastic |  |  | Horizontal with Board | Not Applicable |  | Through Hole | 1 |  |  | -40°C ~ 105°C | Bulk | 0.300" (7.62mm) | 2 |  |  |  | Steel - Nickel Plated | M2.6 | Euro-Mag EM2506 |  |  | 0.56 Nm (5.0 Lb-In) | 300 V |  | 14-24 AWG | Screw - Rising Cage Clamp | 800 | https://www.unikeyic.com/media/datasheet/b5/50/68a1/b55068a16b871ec2ecb28ba9c69a18f2.pdf | https://www.unikeyic.com/products/wire-to-board-terminal-blocks/em250602/24110386.html
EM258503H | EATON | 100: 0.88 | Conn Terminal Block 3 POS 5mm Solder RA Thru-Hole 16A |  | - | - | [5 empty] | Brass - Tin Plated | 16 A |  |  | Interlocking (Side) |  |  | Thermoplastic |  |  | Vertical with Board | Not Applicable |  | Through Hole | 1 |  |  | -40°C ~ 105°C | Bulk | 0.197" (5.00mm) | 3 |  |  |  | Steel - Zinc Plated | M3 | Euro-Mag EM2585 |  |  | 0.79 Nm (7.0 Lb-In) | 300 V |  | 12-26 AWG | Screw - Rising Cage Clamp | 900 | https://www.unikeyic.com/media/datasheet/bc/9c/a7a6/bc9ca7a6c89622ea40d61e80134d3d40.pdf | https://www.unikeyic.com/products/wire-to-board-terminal-blocks/em258503h/10033716.html
EM258503V | EATON | 100: 1.404 300: 1.3068 500: 1.26 1,000: 1.218 2,500: 1.176 5,000: 1.1445 7,500: 1.134 10,000: 1.1235 | Conn Terminal Block 3 POS 5mm Solder ST Thru-Hole 16A |  | - | - | [5 empty] | Brass - Tin Plated | 16 A |  |  | Interlocking (Side) |  |  | Thermoplastic |  |  | Horizontal with Board | Not Applicable |  | Through Hole | 1 |  |  | -40°C ~ 105°C | Bulk | 0.197" (5.00mm) | 3 |  | 3525924 |  | Steel - Zinc Plated | M3 | Euro-Mag EM2585 |  |  | 0.79 Nm (7.0 Lb-In) | 300 V |  | 12-26 AWG | Screw - Rising Cage Clamp | 325 | https://www.unikeyic.com/media/datasheet/bc/9c/a7a6/bc9ca7a6c89622ea40d61e80134d3d40.pdf | https://www.unikeyic.com/products/wire-to-board-terminal-blocks/em258503v/28422867.html
EM258505V | EATON | 100: 2.0943 300: 1.862 500: 1.7788 1,000: 1.6868 5,000: 1.5434 | Terminal Block Connector, 5 Pos, 5mm Pitch, Solder, Straight, Thru-Hole, 16A |  | - | - | [5 empty] | Brass - Tin Plated | 16 A |  |  | Interlocking (Side) |  |  | Thermoplastic |  |  | Horizontal with Board | Not Applicable |  | Through Hole | 1 |  |  | -40°C ~ 105°C | Bulk | 0.197" (5.00mm) | 5 |  | 3525922 |  | Steel - Zinc Plated | M3 | Euro-Mag EM2585 |  |  | 0.79 Nm (7.0 Lb-In) | 300 V |  | 12-26 AWG | Screw - Rising Cage Clamp | 250 | https://www.unikeyic.com/media/datasheet/bc/9c/a7a6/bc9ca7a6c89622ea40d61e80134d3d40.pdf | https://www.unikeyic.com/products/wire-to-board-terminal-blocks/em258505v/30915869.html
EM274208H | EATON | 60: 2.002 100: 1.859 | 8 Position Wire to Board Terminal Block Vertical with Board 0.100 (2.54mm) Through Hole |  | Steel, Stainless | Green | [5 empty] | Brass - Tin Plated | 6 A |  |  | - |  |  | Thermoplastic |  |  | Vertical with Board | Not Applicable |  | Through Hole | 1 |  |  | -40°C ~ 105°C | Bulk | 0.100" (2.54mm) | 8 |  |  |  | - | - | Euro-Mag EM2742 |  |  | - | 150 V |  | 20-26 AWG | Screwless - Push Button Clamp | 800 | https://www.unikeyic.com/media/datasheet/ac/84/cb25/ac84cb2522e5a69de0ecd416ea5472d7.pdf | https://www.unikeyic.com/products/wire-to-board-terminal-blocks/em274208h/23093771.html
EM274216V | EATON | 1: 14.3865 10: 9.68 20: 8.4564 50: 7.7976 100: 7.1928 200: 6.8472 500: 6.6636 1,000: 6.4152 |  |  | Steel, Stainless | Green | [5 empty] | Brass - Tin Plated | 6 A |  |  | - |  |  | Thermoplastic |  |  | Horizontal with Board | Not Applicable |  | Through Hole | 1 |  |  | -40°C ~ 105°C | Bulk | 0.100" (2.54mm) | 16 |  |  |  | - | - | Euro-Mag EM2742 |  |  | - | 150 V |  | 20-26 AWG | Screwless - Push Button Clamp | 14 | https://www.unikeyic.com/media/datasheet/d9/23/35a6/d9/e237f891608028e69d2750140a838933.pdf | https://www.unikeyic.com/products/wire-to-board-terminal-blocks/em274216v/23579034.html
EM278502 | EATON | 200: 0.8064 300: 0.762 500: 0.7548 1,000: 0.714 1,600: 0.7068 | Conn Terminal Block 2 POS 5mm Solder Thru-Hole 7A |  | Steel, Stainless | - | [5 empty] | Brass - Tin Plated | 7 A |  |  | Interlocking (Side) |  |  | Thermoplastic |  |  | 45° (135°) Angle with Board | Not Applicable |  | Through Hole | 1 |  |  | -40°C ~ 105°C | Bulk | 0.197" (5.00mm) | 2 |  |  |  | - | - | Euro-Mag EM2785 |  |  | - | 300 V |  | 16-22 AWG | Screwless - Push Button Clamp | 1200 | https://www.unikeyic.com/media/datasheet/8f/3e/6cdd/8f3e6cddf67b03992767283beca8d192.pdf | https://www.unikeyic.com/products/wire-to-board-terminal-blocks/em278502/18538078.html
EM278504 | EATON | 1: 3.2908 10: 1.9623 25: 1.7108 50: 1.5498 | 4 Terminal block - 45° (135°) angle、 0.197" (5.00mm) Through-hole type |  | Steel, Stainless | - | [5 empty] | Brass - Tin Plated | 7 A |  |  | Interlocking (Side) |  |  | Thermoplastic |  |  | 45° (135°) Angle with Board | Not Applicable |  | Through Hole | 1 |  |  | -40°C ~ 105°C | Bulk | 0.197" (5.00mm) | 4 |  | 3525902 |  | - | - | Euro-Mag EM2785 |  |  | - | 300 V |  | 16-22 AWG | Screwless - Push Button Clamp | 65 | https://www.unikeyic.com/media/datasheet/e1/55/3bdf/e1/e29382c3b7a13c7bb3275fc0d7fac466.pdf | https://www.unikeyic.com/products/wire-to-board-terminal-blocks/em278504/11831582.html
EM278520 | EATON | 25: 5.247 60: 5.159 100: 4.862 |  |  | Steel, Stainless | Green | [5 empty] | Brass - Tin Plated | 8 A |  |  | Interlocking (Side) |  |  | Thermoplastic |  |  | 45° (135°) Angle with Board | Not Applicable |  | Through Hole | 1 |  |  | -40°C ~ 105°C | Bulk | 0.197" (5.00mm) | 20 |  |  |  | - | - | Euro-Mag EM2785 |  |  | - | 300 V |  | 14-22 AWG | Screwless - Push Button Clamp | 260 | https://www.unikeyic.com/media/datasheet/c6/7a/14ff/c6/fdae769fb0e13a50888fbc4565ec6ab3.pdf | https://www.unikeyic.com/products/wire-to-board-terminal-blocks/em278520/549468.html
EM279507V | EATON | 25: 2.629 100: 1.859 | 7 Position Wire to Board Terminal Block Horizontal with Board 0.200 (5.08mm) Through Hole |  | - | - | [5 empty] | Brass - Tin Plated | 10 A |  |  | - |  |  | Thermoplastic |  |  | Horizontal with Board | Not Applicable |  | Through Hole | 1 |  |  | -40°C ~ 105°C | Bulk | 0.200" (5.08mm) | 7 |  | 3525894 |  | - | - | Euro-Mag EM2795 |  |  | - | 300 V |  | 14-24 AWG | Screwless - Push Button Clamp | 50 | https://www.unikeyic.com/media/datasheet/8e/da/9345/8eda9345349c4f92e2f43d555557c9d3.pdf | https://www.unikeyic.com/products/wire-to-board-terminal-blocks/em279507v/18981653.html
EM280206 | EATON | 50: 2.508 100: 2.321 |  |  | Steel, Stainless | Gray | [5 empty] | Brass - Tin Plated | 4 A |  |  | - |  |  | Polyamide (PA66), Nylon 6/6 |  |  | 30° (150°) Angle with Board | Not Applicable |  | Through Hole | 1 |  |  | -40°C ~ 105°C | Bulk | 0.100" (2.54mm) | 6 |  |  |  | - | - | Euro-Mag EM2802 |  |  | - | 150 V |  | 20-28 AWG | Screwless - Push Button Clamp | 900 | https://www.unikeyic.com/media/datasheet/ac/84/cb25/ac84cb2522e5a69de0ecd416ea5472d7.pdf | https://www.unikeyic.com/products/wire-to-board-terminal-blocks/em280206/15320674.html
EM291902 | EATON | 10: 2.1045 20: 1.76 50: 1.595 100: 1.35 200: 1.2528 500: 1.188 1,000: 1.1664 2,000: 1.1448 | Conn Terminal Block Solder ST Thru-Hole |  | Steel - Nickel Plated | - | [5 empty] | Brass - Tin Plated | 30 A |  |  | Interlocking (Side) |  |  | Thermoplastic |  |  | Horizontal with Board | Not Applicable |  | Through Hole | 1 |  |  | -40°C ~ 105°C | Bulk | 0.375" (9.53mm) | 2 |  | 3525890 |  | Steel - Nickel Plated | M3 | Euro-Mag EM2919 |  |  | 1.0 Nm (8.9 Lb-In) | 600 V |  | 10-20 AWG | Screw - Rising Cage Clamp | 97 | https://www.unikeyic.com/media/datasheet/c4/33/b377/c433b377af9584f1710873e2b8e3ffc7.pdf | https://www.unikeyic.com/products/wire-to-board-terminal-blocks/em291902/34621663.html
EM291903 | EATON | 1: 3.121 | Conn Terminal Block Solder ST Thru-Hole |  | Steel - Nickel Plated | - | [5 empty] | Brass - Tin Plated | 30 A |  |  | Interlocking (Side) |  |  | Thermoplastic |  |  | Horizontal with Board | Not Applicable |  | Through Hole | 1 |  |  | -40°C ~ 105°C | Bulk | 0.375" (9.53mm) | 3 |  |  |  | Steel - Nickel Plated | M3 | Euro-Mag EM2919 |  |  | 1.0 Nm (8.9 Lb-In) | 600 V |  | 10-20 AWG | Screw - Rising Cage Clamp | 39 | https://www.unikeyic.com/media/datasheet/c4/33/b377/c433b377af9584f1710873e2b8e3ffc7.pdf | https://www.unikeyic.com/products/wire-to-board-terminal-blocks/em291903/6311904.html
EM292902-UL | EATON | 100: 4.0136 300: 3.6161 500: 3.4756 1,000: 3.321 | Conn PC Terminal Block 2 POS 10.16mm Solder ST Thru-Hole 65A |  | Steel - Tri-Chromate Plated | - | [5 empty] | Copper - Tin Plated | 65 A |  |  | - |  |  | Thermoplastic |  |  | Horizontal with Board | Not Applicable |  | Through Hole | 1 |  |  | -40°C ~ 105°C | Bulk | 0.400" (10.16mm) | 2 |  | 3525886 |  | Steel, Stainless | M4 | Euro-Mag EM2929 |  |  | 1.69 Nm (15 Lb-In) | 300 V |  | 6-20 AWG | Screw - Rising Cage Clamp | 1393 | https://www.unikeyic.com/media/datasheet/98/9e/ca77/989eca774dc233f3c8a28cdb4c91e037.pdf | https://www.unikeyic.com/products/wire-to-board-terminal-blocks/em292902-ul/25574283.html
EM322503 | EATON | 100: 0.649 | Terminal Block Connector 3 POS 3.81mm Solder Right Angle Thru-Hole 8A |  | Brass - Nickel Plated | - | [5 empty] | Brass - Tin Plated | 16 A |  |  | Interlocking (Side) |  |  | Thermoplastic |  |  | 35° (145°) Angle with Board | Not Applicable |  | Through Hole | 1 |  |  | -40°C ~ 105°C | Bulk | 0.197" (5.00mm) | 3 |  |  |  | Steel - Nickel Plated | M2.6 | Euro-Mag EM3225 |  |  | 0.56 Nm (5.0 Lb-In) | 300 V |  | 14-24 AWG | Screw - Rising Cage Clamp | 299 | https://www.unikeyic.com/media/datasheet/47/d6/395c/47d6395c7d867450d638bdcba523f9bd.pdf | https://www.unikeyic.com/products/wire-to-board-terminal-blocks/em322503/5628978.html
EM322520S2168 | EATON | 50: 2.486 100: 2.299 | Euro-Mag Terminal Block, 3.5mm Pitch |  | Brass - Nickel Plated | Green | [5 empty] | Brass - Tin Plated | 16 A |  |  | Interlocking (Side) |  |  | Thermoplastic |  |  | 35° (145°) Angle with Board | Not Applicable |  | Through Hole | 1 |  |  | -40°C ~ 105°C | Bulk | 0.197" (5.00mm) | 20 |  | 16576306 |  | Steel - Zinc Plated | M2.6 | Euro-Mag EM3225 |  |  | 0.56 Nm (5.0 Lb-In) | 300 V |  | 12-26 AWG | Screw - Rising Cage Clamp | 3680 | https://www.unikeyic.com/media/about_us/Unikey_ISO_9001_Certification.pdf | https://www.unikeyic.com/products/wire-to-board-terminal-blocks/em322520s2168/11275813.html
EM366008 | EATON | 100: 0.99 | 8 Position Wire to Board Terminal Block Horizontal with Board 0.197 (5.00mm) Through Hole |  | Steel, Stainless | Blue | [5 empty] | Brass - Tin Plated | 16 A |  |  | Interlocking (Side) |  |  | Polyamide (PA66), Nylon 6/6 |  |  | Horizontal with Board | Not Applicable |  | Through Hole | 1 |  |  | -33°C ~ 105°C | Bulk | 0.197" (5.00mm) | 8 |  |  |  | Steel - Zinc Plated | M2.6 | Euro-Mag EM3660 |  |  | 0.45 Nm (4.0 Lb-In) | 300 V |  | 12-26 AWG | Screw - Leaf Spring, Wire Guard | 1200 | https://www.unikeyic.com/media/datasheet/7d/ad/f2ac/7d/1ae627454eb450665a560fb4e7b76eda.pdf | https://www.unikeyic.com/products/wire-to-board-terminal-blocks/em366008/9403024.html
EM367503 | EATON | 500: 0.4881 1,000: 0.4676 2,500: 0.4365 5,000: 0.4199 7,500: 0.4188 10,000: 0.4095 15,000: 0.4085 | Conn PC Terminal Block 3 POS 5mm Solder ST Thru-Hole 10A |  | - | Green | [5 empty] | Brass - Tin Plated | 10 A |  |  | - |  |  | Thermoplastic |  |  | Horizontal with Board | Not Applicable |  | Through Hole | 1 |  |  | -40°C ~ 105°C | Bulk | 0.197" (5.00mm) | 3 |  | 7718146 |  | Steel - Zinc Plated | M2.6 | Euro-Mag EM3675 |  |  | 0.45 Nm (4.0 Lb-In) | 300 V |  | 14-26 AWG | Screw - Leaf Spring, Wire Guard | 540 | https://www.unikeyic.com/media/datasheet/11/87/62a7/118762a7c00a6853cd00876ed6033535.pdf | https://www.unikeyic.com/products/wire-to-board-terminal-blocks/em367503/31614304.html
EM367505 | EATON | 250: 0.528 | Fixed Terminal Blocks EURO (MA311-50005) | [11 empty] | EM367505 EATON |  |  |  |  | 25mm(Length)*8mm(height) |  |  |  | threaded mounting, Through hole mounting |  |  |  | -40℃~105℃ |  |  |  |  | On sale |  | bulk | [10 empty] | 6500 | https://www.unikeyic.com/media/datasheet/11/87/62a7/118762a7c00a6853cd00876ed6033535.pdf | https://www.unikeyic.com/products/wire-to-board-terminal-blocks/em367505/18362348.html
EM367508 | EATON | 150: 0.825 | Fixed Terminal Blocks EURO (MA311-50008) CONECTR | [11 empty] | EM367508 EATON | [8 empty] | threaded mounting, Through hole mounting |  |  |  | -40℃~105℃ |  |  |  |  | On sale | [12 empty] | 300 | https://www.unikeyic.com/media/datasheet/7c/4d/f0cd/7c/b1100c545ee029eff0cb274d547e4064.pdf | https://www.unikeyic.com/products/wire-to-board-terminal-blocks/em367508/33935707.html
EM392304 | EATON | 1: 4.1055 10: 2.805 20: 2.519 50: 2.2248 100: 2.16 200: 2.0952 500: 1.728 1,000: 1.6092 |  |  | Brass - Nickel Plated | Green | [5 empty] | Brass - Tin Plated | 10 A |  |  | Interlocking (Side) |  |  | Thermoplastic |  |  | Horizontal with Board | Not Applicable |  | Through Hole | 1 |  |  | -40°C ~ 105°C | Bulk | 0.138" (3.50mm) | 4 |  | 7718149 |  | Steel - Zinc Plated | M2 | Euro-Mag EM3923 |  |  | 0.17 Nm (1.5 Lb-In) | 300 V |  | 16-26 AWG | Screw - Rising Cage Clamp | 356 | https://www.unikeyic.com/media/datasheet/ea/cf/ff2e/eacfff2e1465101c3209b0fd34f38964.pdf | https://www.unikeyic.com/products/wire-to-board-terminal-blocks/em392304/11717869.html
EM392317 | EATON | 25: 4.983 60: 4.884 100: 4.609 | 17 Position Wire to Board Terminal Block Horizontal with Board 0.138 (3.50mm) Through Hole |  | Brass - Nickel Plated | Green | [5 empty] | Brass - Tin Plated | 10 A |  |  | Interlocking (Side) |  |  | Thermoplastic |  |  | Horizontal with Board | Not Applicable |  | Through Hole | 1 |  |  | -40°C ~ 105°C | Bulk | 0.138" (3.50mm) | 17 |  | 16576216 |  | Steel - Zinc Plated | M2 | Euro-Mag EM3923 |  |  | 0.17 Nm (1.5 Lb-In) | 300 V |  | 16-26 AWG | Screw - Rising Cage Clamp | 1150 | https://www.unikeyic.com/media/datasheet/d0/de/efc3/d0/6d294f607ec513d4c348b0840617bc5c.pdf | https://www.unikeyic.com/products/wire-to-board-terminal-blocks/em392317/13153692.html
ESLT06150 | Amphenol | 1: 3.2741 10: 2.3396 25: 2.0424 50: 1.8545 100: 1.6978 300: 1.5063 500: 1.4377 | 3 Terminal block - level、 0.197" (5.00mm) Through-hole type | ESLT | Copper Alloy - Nickel Plated | Black | [5 empty] | Copper Alloy - Tin Plated | 13.5 A |  |  | Interlocking (Side) |  |  | Polyamide (PA66), Nylon 6/6 |  |  | Horizontal with Board | 1 (Unlimited) |  | Through Hole | 2 |  |  | -40°C ~ 110°C | Tray | 0.197" (5.00mm) | 3 |  |  |  | Copper Alloy - Nickel Plated | - | ESLT |  |  | 0.5 Nm (4.4 Lb-In) | 300 V |  | 14-30 AWG | Screw - Rising Cage Clamp | 616 | https://www.unikeyic.com/media/datasheet/6e/a8/2f01/32/c192884f59943d6e6633ec076f257f26.pdf | https://www.unikeyic.com/products/wire-to-board-terminal-blocks/eslt06150/26798122.html
HC18B-S32 | Amphenol | 1: 6.3757 10: 5.3078 25: 4.7294 | HC 32 CKT Plug Straight Code B | [43 empty] | https://www.unikeyic.com/media/about_us/Unikey_ISO_9001_Certification.pdf | https://www.unikeyic.com/products/wire-to-board-terminal-blocks/hc18b-s32/23198339.html
HR1850810000G | Amphenol | 1: 9.0936 16: 6.0338 32: 5.5056 64: 5.0699 112: 4.779 256: 4.435 512: 4.2124 1,008: 4.0417 | TERM BLOCK 6POS 45DEG 7.62MM PCB | HR18 | Steel, Stainless | Gray | [5 empty] | Brass - Tin Plated | 10 A |  |  | - |  |  | Thermoplastic |  |  | 45° (135°) Angle with Board | 1 (Unlimited) |  | Through Hole | 3 |  |  | -40°C ~ 115°C | Bulk | 0.300" (7.62mm) | 6 |  |  |  | - | - | HR |  |  | - | 300 V |  | 12-28 AWG | Screwless - Leg Spring, Push-In Spring | 2000 | https://www.unikeyic.com/media/datasheet/87/08/4136/87/af644ab1f18e0e3621a0608d934e13b8.pdf | https://www.unikeyic.com/products/wire-to-board-terminal-blocks/hr1850810000g/21023430.html
KF2EDGK-3.81-8P | KEFA | 1: 0.5026 10: 0.3906 30: 0.3412 100: 0.2823 500: 0.2558 1,000: 0.2411 | [12 empty] | KF2EDGK-3.81-8P KEFA | [31 empty] | https://www.unikeyic.com/media/datasheet/01/4f/4aa2/01/f164a822e619d60a3332908440864d67.pdf | https://www.unikeyic.com/products/wire-to-board-terminal-blocks/kf2edgk-3-81-8p/25132499.html
KF2EDGK-5.08-3P | KEFA | 500: 0.1274 1,000: 0.1225 1,500: 0.1205 | [43 empty] | 5000 | https://www.unikeyic.com/media/about_us/Unikey_ISO_9001_Certification.pdf | https://www.unikeyic.com/products/wire-to-board-terminal-blocks/kf2edgk-5-08-3p/27094214.html
KF2EDGK-5.08-4P | KEFA | 500: 0.1698 1,000: 0.1634 1,500: 0.1607 | [43 empty] | 5000 | https://www.unikeyic.com/media/about_us/Unikey_ISO_9001_Certification.pdf | https://www.unikeyic.com/products/wire-to-board-terminal-blocks/kf2edgk-5-08-4p/11860269.html
KF2EDGR-5.08-2P | KEFA | 500: 0.0232 1,000: 0.0223 1,500: 0.0219 | [12 empty] | KF2EDGR-5.08-2P KEFA | [8 empty] | Bracket mounting, board mount |  |  |  | -40℃~105℃ | [17 empty] | 4500 | https://www.unikeyic.com/media/datasheet/f5/75/1da0/f5/00639f548becd6211780d4d0fcec9f1f.pdf | https://www.unikeyic.com/products/wire-to-board-terminal-blocks/kf2edgr-5-08-2p/7745967.html
KF2EDGRM-3.81-3P | KEFA | 200: 0.0988 400: 0.0955 600: 0.0914 | [21 empty] | Bracket mounting, board mount |  |  |  | -40℃~105℃ | [17 empty] | 2000 | https://www.unikeyic.com/media/about_us/Unikey_ISO_9001_Certification.pdf | https://www.unikeyic.com/products/wire-to-board-terminal-blocks/kf2edgrm-3-81-3p/15480812.html
MBE-153 | Altech | 1: 139.4249 5: 139.4249 | Terminal Block Connector, 3 POS, 5mm Pitch, Solder, Straight, Thru-Hole, 10A | [19 empty] | Not Applicable | [6 empty] | Bulk | [7 empty] | * | [7 empty] | 1 | https://www.unikeyic.com/media/datasheet/5e/71/6294/5e/e1e0acac663e86f08e37c0367f320689.pdf | https://www.unikeyic.com/products/wire-to-board-terminal-blocks/mbe-153/2579012.html
MI-252 (35) | Altech | 1: 125.1424 | Terminal Block Connector, 2 Pos, 5.08mm Pitch, Solder Thru-Hole, 15A | MI-252 | [18 empty] | Not Applicable | [6 empty] | Bulk | [7 empty] | * | [7 empty] | 1 | https://www.unikeyic.com/media/datasheet/5e/71/6294/5e/e1e0acac663e86f08e37c0367f320689.pdf | https://www.unikeyic.com/products/wire-to-board-terminal-blocks/mi-252-35/1252014.html
MI-253 (35) | Altech | 1: 141.0041 5: 141.0041 | TERMINAL BLOCK, WTB, 3POS, 16A, 450V; Pitch Spacing:5.08mm; No. of Positions:3Positions; Wire Size AWG Min:30AWG; Wire Size AWG Max:14AWG; Conductor Area CSA:4mm²; Wire Connection Method:Screw; Rated 12AM3403 | MI-253 | [18 empty] | Not Applicable | [6 empty] | Bulk |  |  |  | 9457175 |  |  |  | * | [7 empty] | 1 | https://www.unikeyic.com/media/datasheet/31/f4/d853/31/76c7ddf5fa0d6746641fd5cf2194a3d5.pdf | https://www.unikeyic.com/products/wire-to-board-terminal-blocks/mi-253-35/2130594.html
MP008514 | multicomp | 10: 1.8143 100: 1.7819 500: 1.7819 | TB, WIRE TO BRD, R/A, 3WAY, 18AWG; | [42 empty] | 2677 | https://www.unikeyic.com/media/about_us/Unikey_ISO_9001_Certification.pdf | https://www.unikeyic.com/products/wire-to-board-terminal-blocks/mp008514/11141682.html
MV-152 | Altech | 1: 151.0552 5: 151.0552 | Terminal Block Connector 2 Pos 5mm Pitch Solder Straight Thru-Hole 10A | [19 empty] | Not Applicable | [6 empty] | Bulk |  |  |  | 9457284 |  |  |  | * | [7 empty] | 1 | https://www.unikeyic.com/media/datasheet/ad/fe/bb52/ad/1776fec9931145ca766cc7ae319956e3.pdf | https://www.unikeyic.com/products/wire-to-board-terminal-blocks/mv-152/32349007.html
MV-153 | Altech | 1: 233.0111 | Terminal Block Connector, 3 POS, 5mm Pitch, Solder, Straight, Thru-Hole, 10A | [19 empty] | Not Applicable | [6 empty] | Bulk | [7 empty] | * | [7 empty] | 1 | https://www.unikeyic.com/media/datasheet/5e/71/6294/5e/e1e0acac663e86f08e37c0367f320689.pdf | https://www.unikeyic.com/products/wire-to-board-terminal-blocks/mv-153/34792351.html
MV-255 | Altech | 100: 2.6568 200: 2.5056 400: 2.3835 800: 2.31 1,000: 2.2995 | Terminal Block Connector 5 POS 5.08mm Solder Straight Thru-Hole 15A | [19 empty] | Not Applicable | [6 empty] | Bulk |  |  |  | 9457329 |  |  |  | * | [7 empty] | 180 | https://www.unikeyic.com/media/datasheet/5e/71/6294/5e/e1e0acac663e86f08e37c0367f320689.pdf | https://www.unikeyic.com/products/wire-to-board-terminal-blocks/mv-255/25177319.html
MV-462 | Altech | 1: 139.6383 5: 139.6383 | Conn Terminal Block 2 POS 6.35mm Solder ST Thru-Hole 20A |  | Brass - Nickel Plated | Green | [5 empty] | Brass - Tin Plated | 20 A |  |  | Interlocking (Side) |  |  | Polyamide (PA), Nylon |  |  | Horizontal with Board | Not Applicable |  | Through Hole | 1 |  |  | - | Bulk | 0.250" (6.35mm) | 2 |  |  |  | Steel, Galvanized | M3 | - |  |  | 0.5 Nm (4.4 Lb-In) | 300 V |  | 12-30 AWG | Screw - Rising Cage Clamp | 1 | https://www.unikeyic.com/media/datasheet/5e/71/6294/5e/e1e0acac663e86f08e37c0367f320689.pdf | https://www.unikeyic.com/products/wire-to-board-terminal-blocks/mv-462/639222.html
MV-492 | Altech | 1: 157.9734 | TERMINAL BLOCK, WTB, 2POS, 32A, 750V; Pitch Spacing:9.52mm; No. of Positions:2Positions; Wire Size AWG Min:30AWG; Wire Size AWG Max:10AWG; Conductor Area CSA:6mm²; Wire Connection Method:Screw; Rated 12AM3418 | [19 empty] | Not Applicable | [6 empty] | Bulk |  |  |  | 9457382 |  |  |  | * | [7 empty] | 1 | https://www.unikeyic.com/media/datasheet/6d/d1/d786/6d/738894ad453cd92095d6e3b0f4776142.pdf | https://www.unikeyic.com/products/wire-to-board-terminal-blocks/mv-492/5795885.html
MV-493 | Altech | 1: 234.9883 | Conn Terminal Block 3 POS 9.52mm Solder ST Thru-Hole 20A | [19 empty] | Not Applicable | [6 empty] | Bulk |  |  |  | 9457383 |  |  |  | * | [7 empty] | 1 | https://www.unikeyic.com/media/datasheet/5e/71/6294/5e/e1e0acac663e86f08e37c0367f320689.pdf | https://www.unikeyic.com/products/wire-to-board-terminal-blocks/mv-493/7932729.html
MVE-153 | Altech | 1: 209.3167 | Terminal Block Connector, 3 POS, 5mm Pitch, Solder, Straight, Thru-Hole, 10A | [19 empty] | Not Applicable | [6 empty] | Bulk |  |  |  | 9457503 |  |  |  | * | [7 empty] | 1 | https://www.unikeyic.com/media/datasheet/5e/71/6294/5e/e1e0acac663e86f08e37c0367f320689.pdf | https://www.unikeyic.com/products/wire-to-board-terminal-blocks/mve-153/24091348.html
MVE-252 | Altech | 1: 85.9032 | Terminal Block Connector 2 POS 5mm Pitch Solder Straight Thru-Hole 15A | [19 empty] | Not Applicable | [6 empty] | Bulk |  |  |  | 9457519 |  |  |  | * | [7 empty] | 1 | https://www.unikeyic.com/media/datasheet/1d/cd/0f95/1d/fee78bb498d0f8a79a3c88023d225b2a.pdf | https://www.unikeyic.com/products/wire-to-board-terminal-blocks/mve-252/25205160.html
MVE-253 | Altech | 1: 108.1728 | Conn Terminal Block 3 POS 5mm Solder ST Thru-Hole 15A |  | Brass - Nickel Plated | Green | [5 empty] | Brass - Tin Plated | 15 A |  |  | - |  |  | Polyamide (PA), Nylon |  |  | Horizontal with Board | Not Applicable |  | Through Hole | 1 |  |  | 105°C | Bulk | 0.197" (5.00mm) | 3 |  | 9457525 |  | Steel, Galvanized | M2.5 | - |  |  | 0.5 Nm (4.4 Lb-In) | 300 V |  | 16-30 AWG | Screw - Leaf Spring, Wire Guard | 1 | https://www.unikeyic.com/media/datasheet/5e/71/6294/5e/e1e0acac663e86f08e37c0367f320689.pdf | https://www.unikeyic.com/products/wire-to-board-terminal-blocks/mve-253/28150840.html
MVS-133 | Altech | 1: 209.3167 | TERMINAL BLOCK, WTB, 3POS, 17.5A, 130V; Pitch Spacing:3.81mm; No. of Positions:3Positions; Wire Size AWG Min:30AWG; Wire Size AWG Max:16AWG; Conductor Area CSA:1.5mm²; Wire Connection Method:Screw; Ra 12AM3427 | [19 empty] | Not Applicable | [6 empty] | Bulk |  |  |  | 9457611 |  |  |  | * | [7 empty] | 1 | https://www.unikeyic.com/media/datasheet/e1/ec/69da/e1/fb8b444deed8965c1089d5e7c2a2e09b.pdf | https://www.unikeyic.com/products/wire-to-board-terminal-blocks/mvs-133/13252929.html
MVSP-253 | Altech | 1: 129.9393 5: 129.9393 | Terminal Block Connector 3 POS 5.08mm Solder Straight Thru-Hole 24A | [19 empty] | Not Applicable | [6 empty] | Bulk | [7 empty] | * | [7 empty] | 1 | https://www.unikeyic.com/media/datasheet/5e/71/6294/5e/e1e0acac663e86f08e37c0367f320689.pdf | https://www.unikeyic.com/products/wire-to-board-terminal-blocks/mvsp-253/22154581.html
OSTHD020080 | On-Shore Technology | 10: 1.1941 25: 1.04 50: 0.9395 100: 0.8538 250: 0.7624 500: 0.7081 1,000: 0.6646 5,000: 0.5959 | Terminal Block Connector, 4 POS, 5.08mm Pitch, Solder Thru-Hole, 15A | OSTHD | Steel, Stainless | Gray | [5 empty] | Brass - Tin Plated | 12 A |  |  | Lever Actuated |  |  | Thermoplastic |  |  | Angled | 1 (Unlimited) |  | Through Hole | 1 |  |  | -30°C ~ 105°C | Bulk | 0.200" (5.08mm) | 2 |  |  |  | - | - | OSTHD |  |  | - | 250 V |  | 16-22 AWG | Screwless - Leg Spring, Push-In Spring | 2294 | https://www.unikeyic.com/media/datasheet/a6/c0/9c81/a6c09c815804a0c61fa96850308af0f8.pdf | https://www.unikeyic.com/products/wire-to-board-terminal-blocks/osthd020080/24725505.html
OSTHT050080 | On-Shore Technology | 1: 3.9339 10: 2.8031 25: 2.4495 50: 2.2278 100: 2.0434 250: 1.8511 500: 1.7389 1,000: 1.6502 5,000: 1.5121 | 5 Terminal block - Angled 0.197" (5.00mm) Through-hole type | OSTHT05 | Steel, Stainless | Gray | [5 empty] | Brass | 15 A |  |  | Interlocking (Side), Lever Actuated |  |  | Thermoplastic |  |  | Angled | 1 (Unlimited) |  | Through Hole | 1 |  |  | -30°C ~ 105°C | Bulk | 0.197" (5.00mm) | 5 |  | 2351801 |  | - | - | OSTHT |  |  | - | 300 V |  | 12-28 AWG | Screwless - Leg Spring, Push-In Spring | 42 | https://www.unikeyic.com/media/datasheet/7b/be/38c8/7b/b211c8d57c946ec2bceeedd9b156267c.pdf | https://www.unikeyic.com/products/wire-to-board-terminal-blocks/ostht050080/27524940.html
OSTT7020150 | On-Shore Technology | 10: 1.3821 25: 1.2042 50: 1.0888 100: 0.991 250: 0.887 500: 0.8254 1,000: 0.7762 5,000: 0.6987 | Conn Terminal Block 2 POS 6.35mm Solder ST Thru-Hole 30A | OSTT702 | Brass | Green | [5 empty] | Brass | 25 A |  |  | Interlocking (Side) |  |  | Thermoplastic |  |  | Horizontal with Board | 1 (Unlimited) |  | Through Hole | 1 |  |  | -30°C ~ 105°C | Bulk | 0.250" (6.35mm) | 2 |  |  |  | Steel - Zinc Plated | M3 | OSTT7 |  |  | 1.0 Nm (8.9 Lb-In) | 300 V |  | 10-24 AWG | Screw - Rising Cage Clamp | 1143 | https://www.unikeyic.com/media/datasheet/b5/32/e797/b532e797380306f3fbf5bf33f9d20a7d.pdf | https://www.unikeyic.com/products/wire-to-board-terminal-blocks/ostt7020150/2066440.html
OSTTA100161 | On-Shore Technology | 1: 3.1104 10: 2.2226 25: 1.9401 50: 1.7606 100: 1.6105 250: 1.4531 500: 1.3608 1,000: 1.2876 5,000: 1.1733 | Terminal Block Connector, 10 POS, 5mm Pitch, Solder, ST, Thru-Hole, 16A | OSTTA10 | Steel, Stainless | Blue | [5 empty] | - | 16 A |  |  | Interlocking (Side) |  |  | Thermoplastic |  |  | Horizontal with Board | 1 (Unlimited) |  | Through Hole | 1 |  |  | -30°C ~ 105°C | Bulk | 0.197" (5.00mm) | 10 |  | 614517 |  | Steel - Zinc Plated | M3 | OSTTA |  |  | 0.3 Nm (2.6 Lb-In) | 250 V |  | 14-26 AWG | Screw - Leaf Spring, Wire Guard | 577 | https://www.unikeyic.com/media/datasheet/e7/9b/81b8/e7/76567fc507c477c0276478eaaf0dac3c.pdf | https://www.unikeyic.com/products/wire-to-board-terminal-blocks/ostta100161/31201181.html
OSTTB040161 | On-Shore Technology | 10: 1.5442 25: 1.3451 50: 1.2172 100: 1.109 250: 0.9945 500: 0.9267 1,000: 0.8728 5,000: 0.7879 | 4 Terminal block - vertical、 0.197" (5.00mm) Through-hole type | OSTTB04 | Steel, Stainless | Blue | [5 empty] | Tin Plated | 16 A |  |  | Interlocking (Side) |  |  | Thermoplastic |  |  | Vertical with Board | 1 (Unlimited) |  | Through Hole | 1 |  |  | -30°C ~ 105°C | Bulk | 0.197" (5.00mm) | 4 |  | 614521 |  | Steel - Zinc Plated | M3 | OSTTB |  |  | 0.3 Nm (2.6 Lb-In) | 250 V |  | 14-22 AWG | Screw - Leaf Spring, Wire Guard | 44 | https://www.unikeyic.com/media/datasheet/79/5f/e9d8/79/92aca4e834df5d07fce34fadac11b003.pdf | https://www.unikeyic.com/products/wire-to-board-terminal-blocks/osttb040161/926883.html
OSTTD030161 | On-Shore Technology | 10: 1.3059 25: 0.9444 50: 0.8528 100: 0.7745 250: 0.6905 500: 0.6405 1,000: 0.6004 5,000: 0.5369 | Conn Terminal Block 3 POS 5mm Solder RA Thru-Hole 16A | OSTTD03 | Steel, Stainless | Blue | [5 empty] | Tin Plated | 16 A |  |  | Interlocking (Side) |  |  | Thermoplastic |  |  | Vertical with Board | 1 (Unlimited) |  | Through Hole | 1 |  |  | -30°C ~ 105°C | Bulk | 0.197" (5.00mm) | 3 |  |  |  | Steel - Zinc Plated | M2.6 | OSTTD |  |  | 0.3 Nm (2.6 Lb-In) | 250 V |  | 14-22 AWG | Screw - Leaf Spring, Wire Guard | 346 | https://www.unikeyic.com/media/datasheet/27/12/eba3/27/45a27a8f04b663991c5d848668975f7f.pdf | https://www.unikeyic.com/products/wire-to-board-terminal-blocks/osttd030161/18061803.html
OSTTE030161 | On-Shore Technology | 10: 0.9235 25: 0.6678 50: 0.6019 100: 0.5451 250: 0.4835 500: 0.4465 1,000: 0.4166 5,000: 0.3689 | Conn Terminal Block 3 POS 3.5mm Solder ST Thru-Hole 10A | OSTTE03 | Steel, Stainless | Blue | [5 empty] | Brass - Tin Plated | 10 A |  |  | Interlocking (Side) |  |  | Thermoplastic |  |  | Horizontal with Board | 1 (Unlimited) |  | Through Hole | 1 |  |  | -30°C ~ 105°C | Bulk | 0.138" (3.50mm) | 3 |  | 614585 |  | Steel - Zinc Plated | M2 | OSTTE |  |  | 0.2 Nm (1.7 Lb-In) | 125 V |  | 16-26 AWG | Screw - Leaf Spring, Wire Guard | 19189 | https://www.unikeyic.com/media/datasheet/32/99/3623/32/d77c1020f5d7d27399b0b8d39128ec30.pdf | https://www.unikeyic.com/products/wire-to-board-terminal-blocks/ostte030161/33967886.html
OSTTE090104 | On-Shore Technology | 1: 2.718 10: 1.6274 25: 1.4182 50: 1.2838 100: 1.1704 250: 1.0504 500: 0.9796 1,000: 0.9232 5,000: 0.8346 | Terminal Block Connector 9 POS 3.5mm Solder Straight Thru-Hole 10A | OSTTE09 | Steel, Stainless | Black | [5 empty] | Tin Plated | 10 A |  |  | Interlocking (Side) |  |  | Thermoplastic |  |  | Horizontal with Board | 1 (Unlimited) |  | Through Hole | 1 |  |  | -40°C ~ 115°C | Bulk | 0.138" (3.50mm) | 9 |  | 2351823 |  | Steel - Zinc Plated | M2 | OSTTE |  |  | 0.2 Nm (1.7 Lb-In) | 125 V |  | 16-26 AWG | Screw - Leaf Spring, Wire Guard | 572 | https://www.unikeyic.com/media/datasheet/3d/a8/22c5/3d/5167780b74c1450475189ca2e1c0742b.pdf | https://www.unikeyic.com/products/wire-to-board-terminal-blocks/ostte090104/3981930.html
OSTTF050161 | On-Shore Technology | 10: 1.4926 25: 1.3008 50: 1.1768 100: 1.0718 250: 0.9606 500: 0.8948 1,000: 0.8423 5,000: 0.7597 | 5 Terminal block - vertical、 0.138" (3.50mm) Through-hole type | OSTTF05 | Steel, Stainless | Blue | [5 empty] | Brass - Tin Plated | 10 A |  |  | Interlocking (Side) |  |  | Thermoplastic |  |  | Vertical with Board | 1 (Unlimited) |  | Through Hole | 1 |  |  | -30°C ~ 105°C | Bulk | 0.138" (3.50mm) | 5 |  | 614575 |  | Steel - Zinc Plated | M2 | OSTTF |  |  | 0.2 Nm (1.7 Lb-In) | 125 V |  | 16-26 AWG | Screw - Leaf Spring, Wire Guard | 2860 | https://www.unikeyic.com/media/datasheet/40/f4/30b5/40f430b5cbfec4462e05af967ec3b3ad.pdf | https://www.unikeyic.com/products/wire-to-board-terminal-blocks/osttf050161/3907726.html
OSTTG025100B | On-Shore Technology | 25: 0.6228 50: 0.4662 100: 0.4213 250: 0.3724 500: 0.3427 1,000: 0.3187 5,000: 0.2801 | Conn Terminal Block 2 POS 5.08mm Solder TH 15A | OSTTG02 | Brass | Black | [5 empty] | Brass | 15 A |  |  | Interlocking (Side) |  |  | Thermoplastic |  |  | Angled | 1 (Unlimited) |  | Through Hole | 1 |  |  | -30°C ~ 105°C | Bulk | 0.200" (5.08mm) | 2 |  | 2351779 |  | Steel - Zinc Plated | M2.5 | OSTTG |  |  | 0.4 Nm (3.5 Lb-In) | 300 V |  | 12-24 AWG | Screw - Rising Cage Clamp | 13705 | https://www.unikeyic.com/media/datasheet/da/67/3efc/da673efcef3307cd43ea46b99237eb4d.pdf | https://www.unikeyic.com/products/wire-to-board-terminal-blocks/osttg025100b/10659490.html
P2026-2x2P | XFCN | 50: 0.014 500: 0.011 2,000: 0.0087 5,000: 0.0078 25,000: 0.0069 50,000: 0.0065 | [25 empty] | -25℃~85℃ | [18 empty] | https://www.unikeyic.com/media/about_us/Unikey_ISO_9001_Certification.pdf | https://www.unikeyic.com/products/wire-to-board-terminal-blocks/p2026-2x2p/15534770.html
PUDP-36V-S | JST | 1: 0.3493 10: 0.2794 100: 0.2328 500: 0.2149 1,000: 0.1996 5,000: 0.1863 | Conn Housing RCP 36 POS 2mm Crimp ST Cable Mount Bag | PUDP-36V |  | Natural |  | Receptacle | [7 empty] | - | [6 empty] | 1 (Unlimited) |  | Free Hanging (In-Line) |  | 36 |  | -25°C ~ 85°C | Bulk | 0.079" (2.00mm) |  |  | 1989471 |  |  |  | PUD | [8 empty] | https://www.unikeyic.com/media/datasheet/9a/6a/d3ea/9a/b44f56790f88f1a71594c672f1854979.pdf | https://www.unikeyic.com/products/wire-to-board-terminal-blocks/pudp-36v-s/1092169.html
SM05B-CZSS-1-TB | JST | 3: 2.2777 | [43 empty] | 33 | https://www.unikeyic.com/media/about_us/Unikey_ISO_9001_Certification.pdf | https://www.unikeyic.com/products/wire-to-board-terminal-blocks/sm05b-czss-1-tb/8484258.html
SM99S01VBNN01G7 | METZ CONNECT | 1,000: 0.4604 2,000: 0.4343 3,000: 0.4217 5,000: 0.4082 7,000: 0.4005 10,000: 0.3934 | Conn Terminal Block 2 POS Solder SMD 9A T/R | SM99S01VB | Steel | White | [5 empty] | Copper Alloy - Tin Plated | 9 A |  |  | Push Button Actuated |  |  | Polyamide (PA6T), Nylon 6T |  |  | Horizontal with Board | 1 (Unlimited) |  | Surface Mount | 1 |  |  | -40°C ~ 105°C |  | - | 1 |  | 7794971 |  | - | - | - |  |  | - | 300 V |  | 16-24 AWG | Screwless - Spring Cage, Tension Clamp | 7000 | https://www.unikeyic.com/media/datasheet/4b/c3/2f94/4b/d0fd956820ebf9bbafeb2f8cb3a5a527.pdf | https://www.unikeyic.com/products/wire-to-board-terminal-blocks/sm99s01vbnn01g7/33246830.html
SM99S01VBNN04G7 | METZ CONNECT | 10: 0.5141 100: 0.4606 250: 0.4606 500: 0.4524 1,000: 0.4524 2,500: 0.4524 | Conn Terminal Block 2 POS Solder SMD 9A T/R | SM99S01VB | Steel | Red | [5 empty] | Copper Alloy - Tin Plated | 9 A |  |  | Push Button Actuated |  |  | Polyamide (PA6T), Nylon 6T |  |  | Horizontal with Board | 1 (Unlimited) |  | Surface Mount | 1 |  |  | -40°C ~ 105°C |  | - | 1 |  | 7794934 |  | - | - | - |  |  | - | 300 V |  | 16-24 AWG | Screwless - Spring Cage, Tension Clamp | 1283 | https://www.unikeyic.com/media/about_us/Unikey_ISO_9001_Certification.pdf | https://www.unikeyic.com/products/wire-to-board-terminal-blocks/sm99s01vbnn04g7/9658775.html
SM99S01VBNN07G7 | METZ CONNECT | 10: 0.4074 100: 0.365 500: 0.3585 1,000: 0.3585 2,500: 0.352 5,000: 0.352 | TB, WIRE TO BRD, 1WAYS, 16AWG; Pitch Spacing:-; No. of Positions:1Ways; Wire Size AWG Min:24AWG; Wire Size AWG Max:16AWG; Conductor Area CSA:1.5mm²; Wire Connection Method:Clamp; Rated Current:9A; Rated Voltage:300V; Blo | SM99S01VB | Steel | Gray | [5 empty] | Copper Alloy - Tin Plated | 9 A |  |  | Push Button Actuated |  |  | Polyamide (PA6T), Nylon 6T |  |  | Horizontal with Board | 1 (Unlimited) |  | Surface Mount | 1 |  |  | -40°C ~ 105°C | Tape & Reel (TR) | - | 1 |  |  |  | - | - | - |  |  | - | 300 V |  | 16-24 AWG | Screwless - Spring Cage, Tension Clamp | 1177 | https://www.unikeyic.com/media/about_us/Unikey_ISO_9001_Certification.pdf | https://www.unikeyic.com/products/wire-to-board-terminal-blocks/sm99s01vbnn07g7/1163358.html
SMKDS1/4-3,5 | PHOENIX CONTACT | 250: 2.3428 | Phoenix Contact 1751112 | [42 empty] | 280 | https://www.unikeyic.com/media/about_us/Unikey_ISO_9001_Certification.pdf | https://www.unikeyic.com/products/wire-to-board-terminal-blocks/smkds1-4-3-5/1256178.html
SR99S01VBNN0004 | METZ CONNECT | 10: 0.8018 20: 0.7817 30: 0.7684 | [21 empty] | clip mounting, spring mount, threaded mounting, Through hole mounting |  |  |  | -40℃~105℃ |  |  |  |  | On sale |  | bulk | [10 empty] | 10 | https://www.unikeyic.com/media/about_us/Unikey_ISO_9001_Certification.pdf | https://www.unikeyic.com/products/wire-to-board-terminal-blocks/sr99s01vbnn0004/31910602.html
SR99S01VBNN01G7 | METZ CONNECT | 750: 0.453 1,500: 0.4256 2,250: 0.4123 3,750: 0.398 5,250: 0.3899 7,500: 0.3824 | Conn Terminal Block 2 POS Solder Thru-Hole 9A T/R | SR99S01VB | Steel | White | [5 empty] | Copper Alloy - Tin Plated | 9 A |  |  | Push Button Actuated |  |  | Polyamide (PA66), Nylon 6/6 |  |  | Horizontal with Board | 1 (Unlimited) |  | Through Hole | 1 |  |  | -40°C ~ 105°C | Tape & Reel (TR)Cut Tape (CT) | - | 1 |  | 7794948 |  | - | - | - |  |  | - | 300 V |  | 16-24 AWG | Screwless - Spring Cage, Tension Clamp | 4099 | https://www.unikeyic.com/media/about_us/Unikey_ISO_9001_Certification.pdf | https://www.unikeyic.com/products/wire-to-board-terminal-blocks/sr99s01vbnn01g7/21510119.html
SR99S01VBNN02G7 | METZ CONNECT | 750: 0.453 1,500: 0.4256 2,250: 0.4123 3,750: 0.398 5,250: 0.3899 7,500: 0.3824 | Conn Terminal Block 2 POS Solder Thru-Hole 9A T/R | SR99S01VB | Steel | Yellow | [5 empty] | Copper Alloy - Tin Plated | 9 A |  |  | Push Button Actuated |  |  | Polyamide (PA66), Nylon 6/6 |  |  | Horizontal with Board | 1 (Unlimited) |  | Through Hole | 1 |  |  | -40°C ~ 105°C | Tape & Reel (TR)Cut Tape (CT) | - | 1 |  | 7794921 |  | - | - | - |  |  | - | 300 V |  | 16-24 AWG | Screwless - Spring Cage, Tension Clamp | 750 | https://www.unikeyic.com/media/datasheet/c3/d6/8990/c3/2d5a3bd1fcb186cd8706ce844eec37f8.pdf | https://www.unikeyic.com/products/wire-to-board-terminal-blocks/sr99s01vbnn02g7/1726188.html
SR99S01VBNN03G7 | METZ CONNECT | 25: 0.6463 50: 0.6463 100: 0.5791 250: 0.5791 500: 0.5791 | Conn Terminal Block 2 POS Solder Thru-Hole 9A T/R | SR99S01VB | Steel | Green | [5 empty] | Copper Alloy - Tin Plated | 9 A |  |  | Push Button Actuated |  |  | Polyamide (PA66), Nylon 6/6 |  |  | Horizontal with Board | 1 (Unlimited) |  | Through Hole | 1 |  |  | -40°C ~ 105°C | Tape & Reel (TR)Cut Tape (CT) | - | 1 |  | 7794940 |  | - | - | - |  |  | - | 300 V |  | 16-24 AWG | Screwless - Spring Cage, Tension Clamp | 1081 | https://www.unikeyic.com/media/about_us/Unikey_ISO_9001_Certification.pdf | https://www.unikeyic.com/products/wire-to-board-terminal-blocks/sr99s01vbnn03g7/3532463.html
SR99S01VBNN04G7 | METZ CONNECT | 25: 0.6463 50: 0.6463 100: 0.5791 250: 0.5791 500: 0.5791 | Conn Terminal Block 2 POS Solder Thru-Hole 9A T/R | SR99S01VB | Steel | Red | [5 empty] | Copper Alloy - Tin Plated | 9 A |  |  | Push Button Actuated |  |  | Polyamide (PA66), Nylon 6/6 |  |  | Horizontal with Board | 1 (Unlimited) |  | Through Hole | 1 |  |  | -40°C ~ 105°C | Tape & Reel (TR)Cut Tape (CT) | - | 1 |  |  |  | - | - | - |  |  | - | 300 V |  | 16-24 AWG | Screwless - Spring Cage, Tension Clamp | 113 | https://www.unikeyic.com/media/datasheet/a8/d5/9dcc/a8/c2dde82ed24653d2401fddf952170a42.pdf | https://www.unikeyic.com/products/wire-to-board-terminal-blocks/sr99s01vbnn04g7/3857854.html
SR99S01VBNN05G7 | METZ CONNECT | 750: 0.453 1,500: 0.4256 2,250: 0.4123 3,750: 0.398 5,250: 0.3899 7,500: 0.3824 | Conn Terminal Block 2 POS Solder Thru-Hole 9A T/R | SR99S01VB | Steel | Blue | [5 empty] | Copper Alloy - Tin Plated | 9 A |  |  | Push Button Actuated |  |  | Polyamide (PA66), Nylon 6/6 |  |  | Horizontal with Board | 1 (Unlimited) |  | Through Hole | 1 |  |  | -40°C ~ 105°C | Tape & Reel (TR)Cut Tape (CT) | - | 1 |  | 7794942 |  | - | - | - |  |  | - | 300 V |  | 16-24 AWG | Screwless - Spring Cage, Tension Clamp | 1250 | https://www.unikeyic.com/media/about_us/Unikey_ISO_9001_Certification.pdf | https://www.unikeyic.com/products/wire-to-board-terminal-blocks/sr99s01vbnn05g7/20660245.html
TB001-500-03BE | Same Sky | 400: 0.352 1,200: 0.3003 2,400: 0.2827 | 3 Position Wire to Board Terminal Block Horizontal with Board 0.197 (5.00mm) Through Hole | TB001 | Steel, Stainless | Blue | [5 empty] | Copper Alloy - Tin Plated | 15 A |  |  | Interlocking (Side) |  |  | Polybutylene Terephthalate (PBT) |  |  | Horizontal with Board | Not Applicable |  | Through Hole | 1 |  |  | -40°C ~ 105°C | Bag | 0.197" (5.00mm) | 3 |  | 10064059 |  | Steel - Zinc Plated | M3 | TB001-500 |  |  | 0.5 Nm (4.4 Lb-In) | 300 V |  | 12-22 AWG | Screw - Leaf Spring, Wire Guard | 2924 | https://www.unikeyic.com/media/pdf/HTMLDatasheet/same-sky/39/a1/8966/tb001-500-02be/2025/11/tb001-500-12be.pdf | https://www.unikeyic.com/products/wire-to-board-terminal-blocks/tb001-500-03be/871006922.html
TB001-500-06BE | Same Sky | 600: 0.4889 1,200: 0.4581 5,400: 0.4117 | 6 Terminal block - level、 0.197" (5.00mm) Through-hole type | TB001 | Steel, Stainless | Blue | [5 empty] | Copper Alloy - Tin Plated | 15 A |  |  | Interlocking (Side) |  |  | Polybutylene Terephthalate (PBT) |  |  | Horizontal with Board | Not Applicable |  | Through Hole | 1 |  |  | -40°C ~ 105°C | Bag | 0.197" (5.00mm) | 6 |  | 10064062 |  | Steel - Zinc Plated | M3 | TB001-500 |  |  | 0.5 Nm (4.4 Lb-In) | 300 V |  | 12-22 AWG | Screw - Leaf Spring, Wire Guard | 2083 | https://www.unikeyic.com/media/pdf/HTMLDatasheet/same-sky/39/a1/8966/tb001-500-02be/2025/11/tb001-500-12be.pdf | https://www.unikeyic.com/products/wire-to-board-terminal-blocks/tb001-500-06be/871028528.html
TB001-500-07BE | Same Sky | 740: 0.5523 1,480: 0.52 5,180: 0.4782 | TERMINAL BLOCK, SCREW TYPE, 5.00 | TB001 | Steel, Stainless | Blue | [5 empty] | Copper Alloy - Tin Plated | 15 A |  |  | Interlocking (Side) |  |  | Polybutylene Terephthalate (PBT) |  |  | Horizontal with Board | Not Applicable |  | Through Hole | 1 |  |  | -40°C ~ 105°C | Box | 0.197" (5.00mm) | 7 |  |  |  | Steel - Zinc Plated | M3 | TB001-500 |  |  | 0.5 Nm (4.4 Lb-In) | 300 V |  | 12-22 AWG | Screw - Leaf Spring, Wire Guard | 2620 | https://www.unikeyic.com/media/pdf/HTMLDatasheet/same-sky/39/a1/8966/tb001-500-02be/2025/11/tb001-500-12be.pdf | https://www.unikeyic.com/products/wire-to-board-terminal-blocks/tb001-500-07be/871029329.html
TB001-500-10BE | Same Sky | 10: 0.7485 100: 0.6861 500: 0.6861 1,000: 0.6736 2,500: 0.6736 | TERMINAL BLOCK, WTB, 10WAY, 22-12AWG, TH; | TB001 | Steel, Stainless | Blue | [5 empty] | Copper Alloy - Tin Plated | 15 A |  |  | Interlocking (Side) |  |  | Polybutylene Terephthalate (PBT) |  |  | Horizontal with Board | Not Applicable |  | Through Hole | 1 |  |  | -40°C ~ 105°C | Box | 0.197" (5.00mm) | 10 |  |  |  | Steel - Zinc Plated | M3 | TB001-500 |  |  | 0.5 Nm (4.4 Lb-In) | 300 V |  | 12-22 AWG | Screw - Leaf Spring, Wire Guard | 523 | https://www.unikeyic.com/media/pdf/HTMLDatasheet/same-sky/39/a1/8966/tb001-500-02be/2025/11/tb001-500-12be.pdf | https://www.unikeyic.com/products/wire-to-board-terminal-blocks/tb001-500-10be/871018294.html
TB0010V-500-06GR | Same Sky | 1: 2.834 10: 1.6913 25: 1.4744 50: 1.3349 200: 1.1206 400: 1.042 600: 1.0036 1,000: 0.962 5,000: 0.8705 | 6 POLES, SCREW TYPE, VERTICAL, 5 | [20 empty] | threaded mounting, Through hole mounting | [21 empty] | 390 | https://www.unikeyic.com/media/about_us/Unikey_ISO_9001_Certification.pdf | https://www.unikeyic.com/products/wire-to-board-terminal-blocks/tb0010v-500-06gr/871022339.html
TB002-500-08BE | Same Sky | 10: 1.2733 25: 1.1089 50: 1.002 100: 0.9108 250: 0.8134 | TERMINAL BLOCK, SCREW TYPE, 5.00 | TB002 | Steel, Stainless | Blue | [5 empty] | Copper Alloy - Tin Plated | 15 A |  |  | Interlocking (Side) |  |  | Polybutylene Terephthalate (PBT) |  |  | Horizontal with Board | Not Applicable |  | Through Hole | 1 |  |  | -40°C ~ 105°C | Box | 0.197" (5.00mm) | 8 |  |  |  | Steel - Zinc Plated | M2.5 | TB002-500 |  |  | 0.4 Nm (3.5 Lb-In) | 300 V |  | 12-22 AWG | Screw - Leaf Spring, Wire Guard | 957 | https://www.unikeyic.com/media/pdf/HTMLDatasheet/same-sky/7d/69/9417/tb002-500-19be/2025/11/tb002-500-10be.pdf | https://www.unikeyic.com/products/wire-to-board-terminal-blocks/tb002-500-08be/871020509.html
TB002-500-15BE | Same Sky | 65: 1.903 200: 1.617 400: 1.54 850: 1.452 | 15 Position Wire to Board Terminal Block Horizontal with Board 0.197 (5.00mm) Through Hole | TB002 | Steel, Stainless | Blue | [5 empty] | Copper Alloy - Tin Plated | 15 A |  |  | Interlocking (Side) |  |  | Polybutylene Terephthalate (PBT) |  |  | Horizontal with Board | Not Applicable |  | Through Hole | 1 |  |  | -40°C ~ 105°C | Box | 0.197" (5.00mm) | 15 |  |  |  | Steel - Zinc Plated | M2.5 | TB002-500 |  |  | 0.4 Nm (3.5 Lb-In) | 300 V |  | 12-22 AWG | Screw - Leaf Spring, Wire Guard | 960 | https://www.unikeyic.com/media/pdf/HTMLDatasheet/same-sky/7d/69/9417/tb002-500-19be/2025/11/tb002-500-10be.pdf | https://www.unikeyic.com/products/wire-to-board-terminal-blocks/tb002-500-15be/871010420.html
TB002V-500-02BE | Same Sky | 5,000: 0.2376 | 2 Terminal block - vertical、 0.197" (5.00mm) Through-hole type | TB002 | Steel, Stainless | Blue | [5 empty] | Copper Alloy - Tin Plated | 15 A |  |  | Interlocking (Side) |  |  | Polybutylene Terephthalate (PBT) |  |  | Vertical with Board | Not Applicable |  | Through Hole | 1 |  |  | -40°C ~ 105°C | Bag | 0.197" (5.00mm) | 2 |  |  |  | Steel - Zinc Plated | M2.5 | TB002V-500 |  |  | 0.4 Nm (3.5 Lb-In) | 300 V |  | 12-22 AWG | Screw - Leaf Spring, Wire Guard | 15363 | https://www.unikeyic.com/media/pdf/HTMLDatasheet/same-sky/b5/97/1027/tb002v-500-04be/2025/11/tb002v-500-10be.pdf | https://www.unikeyic.com/products/wire-to-board-terminal-blocks/tb002v-500-02be/871029584.html
TB002V-500-10BE | Same Sky | 114: 0.968 355: 0.924 | 10 Position Wire to Board Terminal Block Vertical with Board 0.197 (5.00mm) Through Hole | TB002 | Steel, Stainless | Blue | [5 empty] | Copper Alloy - Tin Plated | 15 A |  |  | Interlocking (Side) |  |  | Polybutylene Terephthalate (PBT) |  |  | Vertical with Board | Not Applicable |  | Through Hole | 1 |  |  | -40°C ~ 105°C | Box | 0.197" (5.00mm) | 10 |  | 10064084 |  | Steel - Zinc Plated | M2.5 | TB002V-500 |  |  | 0.4 Nm (3.5 Lb-In) | 300 V |  | 12-22 AWG | Screw - Leaf Spring, Wire Guard | 1045 | https://www.unikeyic.com/media/datasheet/b5/a3/caf1/b5a3caf1c8eeab31d4057315caa1bc04.pdf | https://www.unikeyic.com/products/wire-to-board-terminal-blocks/tb002v-500-10be/871004971.html
TB003-500-P16BE | Same Sky | 1: 3.2724 10: 2.3404 25: 2.0429 50: 1.8548 100: 1.6975 | TERMINAL BLOCK, SCREW TYPE, 5.00 | TB003 | Steel, Stainless | Blue | [5 empty] | Copper Alloy - Tin Plated | 10 A |  |  | Interlocking (Side) |  |  | Polyamide (PA66), Nylon 6/6 |  |  | Horizontal with Board | Not Applicable |  | Through Hole | 1 |  |  | -40°C ~ 105°C | Box | 0.197" (5.00mm) | 16 |  |  |  | Steel - Zinc Plated | M2.5 | TB003-500 |  |  | 0.4 Nm (3.5 Lb-In) | 300 V |  | 14-26 AWG | Screw - Leaf Spring, Wire Guard | 134 | https://www.unikeyic.com/media/pdf/HTMLDatasheet/same-sky/0c/52/233b/tb003-500-p07be/2025/11/tb003-500-p11be.pdf | https://www.unikeyic.com/products/wire-to-board-terminal-blocks/tb003-500-p16be/871022080.html
TB004-508-08BE | Same Sky | 10: 1.4245 25: 1.2407 50: 1.1219 100: 1.0215 250: 0.9148 | 8 Terminal block - level、 0.200" (5.08mm) Through-hole type | TB004 | Copper Alloy - Nickel Plated | Blue | [5 empty] | Copper Alloy - Tin Plated | 16 A |  |  | Interlocking (Side) |  |  | Polyamide (PA66), Nylon 6/6 |  |  | Horizontal with Board | Not Applicable |  | Through Hole | 1 |  |  | -40°C ~ 105°C | Box | 0.200" (5.08mm) | 8 |  |  |  | Steel - Zinc Plated | M3 | TB004-508 |  |  | 0.5 Nm (4.4 Lb-In) | 300 V |  | 12-24 AWG | Screw - Rising Cage Clamp | 554 | https://www.unikeyic.com/media/datasheet/cf/71/8168/cf71816815d6b5183b899c0261751109.pdf | https://www.unikeyic.com/products/wire-to-board-terminal-blocks/tb004-508-08be/871026992.html
TB004-508-09BE | Same Sky | 1: 2.6405 10: 1.5809 25: 1.3771 50: 1.2464 100: 1.1359 250: 1.019 510: 0.9481 1,020: 0.8935 5,100: 0.8076 | 9 Terminal block - level、 0.200" (5.08mm) Through-hole type | TB004 | Copper Alloy - Nickel Plated | Blue | [5 empty] | Copper Alloy - Tin Plated | 16 A |  |  | Interlocking (Side) |  |  | Polyamide (PA66), Nylon 6/6 |  |  | Horizontal with Board | Not Applicable |  | Through Hole | 1 |  |  | -40°C ~ 105°C | Box | 0.200" (5.08mm) | 9 |  | 10064110 |  | Steel - Zinc Plated | M3 | TB004-508 |  |  | 0.5 Nm (4.4 Lb-In) | 300 V |  | 12-24 AWG | Screw - Rising Cage Clamp | 142 | https://www.unikeyic.com/media/datasheet/cf/71/8168/cf71816815d6b5183b899c0261751109.pdf | https://www.unikeyic.com/products/wire-to-board-terminal-blocks/tb004-508-09be/871020243.html
TB005-762-05BE | Same Sky | 1,000: 0.8285 5,000: 0.747 | 5 Terminal block - level、 0.300" (7.62mm) Through-hole type | TB005 | Copper Alloy - Nickel Plated | Blue | [5 empty] | Copper Alloy - Tin Plated | 30 A |  |  | Interlocking (Side) |  |  | Polyamide (PA66), Nylon 6/6 |  |  | Horizontal with Board | Not Applicable |  | Through Hole | 1 |  |  | -40°C ~ 105°C | Box | 0.300" (7.62mm) | 5 |  | 10058974 |  | Steel - Zinc Plated | M3 | TB005-762 |  |  | 0.5 Nm (4.4 Lb-In) | 300 V |  | 10-26 AWG | Screw - Rising Cage Clamp | 3817 | https://www.unikeyic.com/media/pdf/HTMLDatasheet/same-sky/0c/36/0ced/tb005-762-19be/2025/11/tb005-762-03be.pdf | https://www.unikeyic.com/products/wire-to-board-terminal-blocks/tb005-762-05be/871014734.html
TB005-762-06BE | Same Sky | 1: 2.886 10: 1.7248 25: 1.5038 50: 1.3619 100: 1.2422 300: 1.0948 | 6 Terminal block - level、 0.300" (7.62mm) Through-hole type | TB005 | Copper Alloy - Nickel Plated | Blue | [5 empty] | Copper Alloy - Tin Plated | 30 A |  |  | Interlocking (Side) |  |  | Polyamide (PA66), Nylon 6/6 |  |  | Horizontal with Board | Not Applicable |  | Through Hole | 1 |  |  | -40°C ~ 105°C | Box | 0.300" (7.62mm) | 6 |  |  |  | Steel - Zinc Plated | M3 | TB005-762 |  |  | 0.5 Nm (4.4 Lb-In) | 300 V |  | 10-26 AWG | Screw - Rising Cage Clamp | 321 | https://www.unikeyic.com/media/pdf/HTMLDatasheet/same-sky/0c/36/0ced/tb005-762-19be/2025/11/tb005-762-03be.pdf | https://www.unikeyic.com/products/wire-to-board-terminal-blocks/tb005-762-06be/871030257.html
TB005-762-12BE | Same Sky | 1: 4.4712 10: 3.1817 25: 2.7834 50: 2.5343 100: 2.3282 | 12 Terminal block - level、 0.300" (7.62mm) Through-hole type | TB005 | Copper Alloy - Nickel Plated | Blue | [5 empty] | Copper Alloy - Tin Plated | 30 A |  |  | Interlocking (Side) |  |  | Polyamide (PA66), Nylon 6/6 |  |  | Horizontal with Board | Not Applicable |  | Through Hole | 1 |  |  | -40°C ~ 105°C | Box | 0.300" (7.62mm) | 12 |  |  |  | Steel - Zinc Plated | M3 | TB005-762 |  |  | 0.5 Nm (4.4 Lb-In) | 300 V |  | 10-26 AWG | Screw - Rising Cage Clamp | 149 | https://www.unikeyic.com/media/pdf/HTMLDatasheet/same-sky/0c/36/0ced/tb005-762-19be/2025/11/tb005-762-03be.pdf | https://www.unikeyic.com/products/wire-to-board-terminal-blocks/tb005-762-12be/871011485.html
TB006-508-02BE | Same Sky | 50: 0.2902 100: 0.2618 250: 0.2301 500: 0.2105 1,000: 0.1946 5,000: 0.1686 | 2 Terminal block - level、 0.200" (5.08mm) Through-hole type | TB006 | Copper Alloy - Nickel Plated | Blue | [5 empty] | Copper Alloy - Tin Plated | 12 A |  |  | Interlocking (Side) |  |  | Polyamide (PA66), Nylon 6/6 |  |  | Horizontal with Board | Not Applicable |  | Through Hole | 1 |  |  | -40°C ~ 105°C | Bag | 0.200" (5.08mm) | 2 |  |  |  | Steel - Zinc Plated | M3 | TB006-508 |  |  | 0.5 Nm (4.4 Lb-In) | 300 V |  | 14-26 AWG | Screw - Rising Cage Clamp | 32627 | https://www.unikeyic.com/media/pdf/HTMLDatasheet/same-sky/a8/f0/d074/tb006-508-13be/2025/11/tb006-508-14be.pdf | https://www.unikeyic.com/products/wire-to-board-terminal-blocks/tb006-508-02be/871019064.html
TB006-508-09BE | Same Sky | 1,008: 0.858 5,040: 0.7745 | 9 Terminal block - level、 0.200" (5.08mm) Through-hole type | TB006 | Copper Alloy - Nickel Plated | Blue | [5 empty] | Copper Alloy - Tin Plated | 12 A |  |  | Interlocking (Side) |  |  | Polyamide (PA66), Nylon 6/6 |  |  | Horizontal with Board | Not Applicable |  | Through Hole | 1 |  |  | -40°C ~ 105°C | Box | 0.200" (5.08mm) | 9 |  |  |  | Steel - Zinc Plated | M3 | TB006-508 |  |  | 0.5 Nm (4.4 Lb-In) | 300 V |  | 14-26 AWG | Screw - Rising Cage Clamp | 1591 | https://www.unikeyic.com/media/pdf/HTMLDatasheet/same-sky/a8/f0/d074/tb006-508-13be/2025/11/tb006-508-14be.pdf | https://www.unikeyic.com/products/wire-to-board-terminal-blocks/tb006-508-09be/871018121.html
TB006-508-10BE | Same Sky | 10: 1.7825 25: 1.331 50: 1.232 72: 1.166 288: 1.0249 504: 1.0044 1,008: 0.8813 5,040: 0.8532 | 10 Terminal block - level、 0.200" (5.08mm) Through-hole type | TB006 | Copper Alloy - Nickel Plated | Blue | [5 empty] | Copper Alloy - Tin Plated | 12 A |  |  | Interlocking (Side) |  |  | Polyamide (PA66), Nylon 6/6 |  |  | Horizontal with Board | Not Applicable |  | Through Hole | 1 |  |  | -40°C ~ 105°C | Box | 0.200" (5.08mm) | 10 |  |  |  | Steel - Zinc Plated | M3 | TB006-508 |  |  | 0.5 Nm (4.4 Lb-In) | 300 V |  | 14-26 AWG | Screw - Rising Cage Clamp | 420 | https://www.unikeyic.com/media/pdf/HTMLDatasheet/same-sky/a8/f0/d074/tb006-508-13be/2025/11/tb006-508-14be.pdf | https://www.unikeyic.com/products/wire-to-board-terminal-blocks/tb006-508-10be/871023075.html
TB007-508-03BE | Same Sky | 10: 0.3553 100: 0.3183 500: 0.3183 1,000: 0.3126 2,500: 0.3069 5,000: 0.3069 | TERMINAL BLOCK, WTB, 3POS, 24-12AWG; | TB007 | Copper Alloy - Nickel Plated | Blue | [5 empty] | Copper Alloy - Tin Plated | 16 A |  |  | Interlocking (Side) |  |  | Polyamide (PA66), Nylon 6/6 |  |  | Horizontal with Board | Not Applicable |  | Through Hole | 1 |  |  | -40°C ~ 105°C | Bag | 0.200" (5.08mm) | 3 |  |  |  | Steel - Zinc Plated | M3 | TB007-508 |  |  | 0.5 Nm (4.4 Lb-In) | 300 V |  | 12-24 AWG | Screw - Rising Cage Clamp | 589 | https://www.unikeyic.com/media/pdf/HTMLDatasheet/same-sky/77/4b/bb74/tb007-508-08be/2025/11/tb007-508-16be.pdf | https://www.unikeyic.com/products/wire-to-board-terminal-blocks/tb007-508-03be/870119793.html
TB007-508-06BE | Same Sky | 250: 0.473 | 6 Position Wire to Board Terminal Block Horizontal with Board 0.200 (5.08mm) Through Hole | TB007 | Copper Alloy - Nickel Plated | Blue | [5 empty] | Copper Alloy - Tin Plated | 16 A |  |  | Interlocking (Side) |  |  | Polyamide (PA66), Nylon 6/6 |  |  | Horizontal with Board | Not Applicable |  | Through Hole | 1 |  |  | -40°C ~ 105°C | Bag | 0.200" (5.08mm) | 6 |  |  |  | Steel - Zinc Plated | M3 | TB007-508 |  |  | 0.5 Nm (4.4 Lb-In) | 300 V |  | 12-24 AWG | Screw - Rising Cage Clamp | 420 | https://www.unikeyic.com/media/pdf/HTMLDatasheet/same-sky/77/4b/bb74/tb007-508-08be/2025/11/tb007-508-16be.pdf | https://www.unikeyic.com/products/wire-to-board-terminal-blocks/tb007-508-06be/871006629.html
TB008A-508-03BE | Same Sky | 10: 0.3868 100: 0.3466 500: 0.3404 1,000: 0.3404 2,500: 0.3342 5,000: 0.3342 | TERMINAL BLOCK, WTB, 3POS, 24-12AWG; | TB008A | Copper Alloy - Nickel Plated | Blue | [5 empty] | Copper Alloy - Tin Plated | 16 A |  |  | Interlocking (Side) |  |  | Polyamide (PA66), Nylon 6/6 |  |  | 45° (135°) Angle with Board | Not Applicable |  | Through Hole | 1 |  |  | -40°C ~ 105°C | Bag | 0.200" (5.08mm) | 3 |  |  |  | Steel - Zinc Plated | M3 | TB008A-508 |  |  | 0.5 Nm (4.4 Lb-In) | 300 V |  | 12-24 AWG | Screw - Rising Cage Clamp | 456 | https://www.unikeyic.com/media/datasheet/09/8f/0913/098f091384288125bb8f13a4aa951944.pdf | https://www.unikeyic.com/products/wire-to-board-terminal-blocks/tb008a-508-03be/871012782.html
TB008A-508-04BE | Same Sky | 10: 0.6269 100: 0.5617 250: 0.5617 500: 0.5516 1,000: 0.5416 2,500: 0.5416 | TERMINAL BLOCK, WTB, 4WAY, 24-12AWG, TH; | TB008A | Copper Alloy - Nickel Plated | Blue | [5 empty] | Copper Alloy - Tin Plated | 16 A |  |  | Interlocking (Side) |  |  | Polyamide (PA66), Nylon 6/6 |  |  | 45° (135°) Angle with Board | Not Applicable |  | Through Hole | 1 |  |  | -40°C ~ 105°C | Bag | 0.200" (5.08mm) | 4 |  | 10064139 |  | Steel - Zinc Plated | M3 | TB008A-508 |  |  | 0.5 Nm (4.4 Lb-In) | 300 V |  | 12-24 AWG | Screw - Rising Cage Clamp | 1344 | https://www.unikeyic.com/media/datasheet/09/8f/0913/098f091384288125bb8f13a4aa951944.pdf | https://www.unikeyic.com/products/wire-to-board-terminal-blocks/tb008a-508-04be/871031295.html
TB008A-508-08BE | Same Sky | 10: 1.886 25: 1.485 50: 1.386 100: 1.2744 250: 1.0541 425: 0.9871 850: 0.931 5,100: 0.9115 | 8 Terminal block - 45° (135°) angle、 0.200" (5.08mm) Through-hole type | TB008A | Copper Alloy - Nickel Plated | Blue | [5 empty] | Copper Alloy - Tin Plated | 16 A |  |  | Interlocking (Side) |  |  | Polyamide (PA66), Nylon 6/6 |  |  | 45° (135°) Angle with Board | Not Applicable |  | Through Hole | 1 |  |  | -40°C ~ 105°C | Box | 0.200" (5.08mm) | 8 |  |  |  | Steel - Zinc Plated | M3 | TB008A-508 |  |  | 0.5 Nm (4.4 Lb-In) | 300 V |  | 12-24 AWG | Screw - Rising Cage Clamp | 1570 | https://www.unikeyic.com/media/datasheet/09/8f/0913/098f091384288125bb8f13a4aa951944.pdf | https://www.unikeyic.com/products/wire-to-board-terminal-blocks/tb008a-508-08be/871024174.html
TB008A-508-10BE | Same Sky | 10: 2.3 25: 1.727 50: 1.617 100: 1.5336 250: 1.3932 340: 1.3176 1,020: 1.1664 5,440: 1.1232 | 10 Terminal block - 45° (135°) angle、 0.200" (5.08mm) Through-hole type | TB008A | Copper Alloy - Nickel Plated | Blue | [5 empty] | Copper Alloy - Tin Plated | 16 A |  |  | Interlocking (Side) |  |  | Polyamide (PA66), Nylon 6/6 |  |  | 45° (135°) Angle with Board | Not Applicable |  | Through Hole | 1 |  |  | -40°C ~ 105°C | Box | 0.200" (5.08mm) | 10 |  | 10064141 |  | Steel - Zinc Plated | M3 | TB008A-508 |  |  | 0.5 Nm (4.4 Lb-In) | 300 V |  | 12-24 AWG | Screw - Rising Cage Clamp | 641 | https://www.unikeyic.com/media/datasheet/09/8f/0913/098f091384288125bb8f13a4aa951944.pdf | https://www.unikeyic.com/products/wire-to-board-terminal-blocks/tb008a-508-10be/871016105.html
TB010-508-04BE | Same Sky | 10: 1.4404 25: 1.2552 50: 1.1353 100: 1.0337 250: 0.9259 600: 0.8475 1,200: 0.7996 5,400: 0.7281 | 4 Terminal block - level、 0.200" (5.08mm) Through-hole type | TB010 | Copper Alloy - Nickel Plated | Blue | [5 empty] | Copper Alloy - Tin Plated | 20 A |  |  | Interlocking (Side) |  |  | Polyamide (PA66), Nylon 6/6 |  |  | Horizontal with Board | Not Applicable |  | Through Hole | 1 |  |  | -40°C ~ 105°C | Bag | 0.200" (5.08mm) | 4 |  | 10064144 |  | Steel - Zinc Plated | M3 | TB010-508 |  |  | 0.5 Nm (4.4 Lb-In) | 300 V |  | 12-26 AWG | Screw - Rising Cage Clamp | 2244 | https://www.unikeyic.com/media/about_us/Unikey_ISO_9001_Certification.pdf | https://www.unikeyic.com/products/wire-to-board-terminal-blocks/tb010-508-04be/871028959.html
TBL-0015-750-01BE | Same Sky | 1: 2.665 10: 1.5952 25: 1.3902 50: 1.2582 200: 1.0547 400: 0.98 600: 0.9434 1,000: 0.9038 5,000: 0.8167 | TERMINAL BLOCK, 1-6 POLES,BLUE, | [20 empty] | spring mount, Push-in type, threaded mounting, Through hole mounting | [21 empty] | 784 | https://www.unikeyic.com/media/about_us/Unikey_ISO_9001_Certification.pdf | https://www.unikeyic.com/products/wire-to-board-terminal-blocks/tbl-0015-750-01be/871031066.html
TBL-0015-750-02GR | Same Sky | 1: 3.8248 10: 2.7274 25: 2.3834 50: 2.167 192: 1.8478 384: 1.7282 576: 1.67 1,152: 1.5874 5,184: 1.4654 | TERMINAL BLOCK, 1-6 POLES,GREEN, | [20 empty] | spring mount, Push-in type, threaded mounting, Through hole mounting | [21 empty] | 698 | https://www.unikeyic.com/media/about_us/Unikey_ISO_9001_Certification.pdf | https://www.unikeyic.com/products/wire-to-board-terminal-blocks/tbl-0015-750-02gr/871012778.html
TBL001-381-02GY-2GY | Same Sky | 216: 0.3403 432: 0.3121 648: 0.2981 1,080: 0.2828 5,184: 0.2491 | 2 Terminal block - level、 0.150" (3.81mm) Through-hole type | TBL001 | Steel, Stainless | Gray | [5 empty] | Copper Alloy - Tin Plated | 5 A |  |  | Interlocking (Side), Push Button Actuated |  |  | Polyamide (PA66), Nylon 6/6 |  |  | Horizontal with Board | 1 (Unlimited) |  | Through Hole | 1 |  |  | -40°C ~ 105°C | Tray | 0.150" (3.81mm) | 2 |  |  |  | - | - | TBL001-381 |  |  | - | 300 V |  | 18-20 AWG | Screwless - Push Button Clamp | 1775 | https://www.unikeyic.com/media/pdf/HTMLDatasheet/same-sky/44/c3/c56d/tbl001-381-03gy-2gy/2025/11/tbl001-381-04gy-2gy.pdf | https://www.unikeyic.com/products/wire-to-board-terminal-blocks/tbl001-381-02gy-2gy/871017810.html
TBL001-500-02GY-2GY | Same Sky | 50: 0.4589 100: 0.3685 171: 0.3355 513: 0.3143 1,026: 0.2916 4,104: 0.256 | 2 Terminal block - level、 0.197" (5.00mm) Through-hole type | TBL001 | Steel, Stainless | Gray | [5 empty] | Copper Alloy - Tin Plated | 5 A |  |  | Interlocking (Side), Push Button Actuated |  |  | Polyamide (PA66), Nylon 6/6 |  |  | Horizontal with Board | 1 (Unlimited) |  | Through Hole | 1 |  |  | -40°C ~ 105°C | Tray | 0.197" (5.00mm) | 2 |  |  |  | - | - | TBL001-500 |  |  | - | 300 V |  | 18-20 AWG | Screwless - Push Button Clamp | 1781 | https://www.unikeyic.com/media/about_us/Unikey_ISO_9001_Certification.pdf | https://www.unikeyic.com/products/wire-to-board-terminal-blocks/tbl001-500-02gy-2gy/870119373.html
TBL002A-350-03GY-2GY | Same Sky | 50: 0.4232 100: 0.3421 250: 0.3113 486: 0.2819 1,134: 0.2657 3,888: 0.2354 | TERMINAL BLOCK, SCREWLESS, 3.50, | TBL002A | - | Gray | [5 empty] | Phosphor Bronze - Tin Plated | 2 A |  |  | Interlocking (Side), Push Button Actuated |  |  | Polyamide (PA66), Nylon 6/6 |  |  | 45° (135°) Angle with Board | 1 (Unlimited) |  | Through Hole, Kinked Pin | 1 |  |  | -40°C ~ 105°C | Tray | 0.138" (3.50mm) | 3 |  |  |  | - | - | TBL002A-350 |  |  | - | 300 V |  | 20-24 AWG | Screwless - Push Button Clamp | 2040 | https://www.unikeyic.com/media/pdf/HTMLDatasheet/same-sky/a5/63/d566/tbl002a-350-08gr-2or/2025/11/tbl002a-350-08gr-2or.pdf | https://www.unikeyic.com/products/wire-to-board-terminal-blocks/tbl002a-350-03gy-2gy/871015749.html
TBL002A-350-08GR-2OR | Same Sky | 63: 0.917 126: 0.8357 252: 0.7685 504: 0.7139 1,008: 0.6702 5,040: 0.6012 | TERMINAL BLOCK, SCREWLESS, 3.50, | TBL002A | - | Green | [5 empty] | Phosphor Bronze - Tin Plated | 2 A |  |  | Interlocking (Side), Push Button Actuated |  |  | Polyamide (PA66), Nylon 6/6 |  |  | 45° (135°) Angle with Board | 1 (Unlimited) |  | Through Hole, Kinked Pin | 1 |  |  | -40°C ~ 105°C | Tray | 0.138" (3.50mm) | 8 |  | 10238361 |  | - | - | TBL002A-350 |  |  | - | 300 V |  | 20-24 AWG | Screwless - Push Button Clamp | 1243 | https://www.unikeyic.com/media/pdf/HTMLDatasheet/same-sky/a5/63/d566/tbl002a-350-08gr-2or/2025/11/tbl002a-350-08gr-2or.pdf | https://www.unikeyic.com/products/wire-to-board-terminal-blocks/tbl002a-350-08gr-2or/871026231.html
TBL002A-350-08GY-2GY | Same Sky | 10: 1.2042 25: 1.0489 63: 0.917 126: 0.8357 252: 0.7685 504: 0.7139 1,008: 0.6702 5,040: 0.6012 | 8 Terminal block - 45° (135°) angle、 0.138" (3.50mm) Through-hole type、 | TBL002A | - | Gray | [5 empty] | Phosphor Bronze - Tin Plated | 2 A |  |  | Interlocking (Side), Push Button Actuated |  |  | Polyamide (PA66), Nylon 6/6 |  |  | 45° (135°) Angle with Board | 1 (Unlimited) |  | Through Hole, Kinked Pin | 1 |  |  | -40°C ~ 105°C | Tray | 0.138" (3.50mm) | 8 |  | 10238349 |  | - | - | TBL002A-350 |  |  | - | 300 V |  | 20-24 AWG | Screwless - Push Button Clamp | 2181 | https://www.unikeyic.com/media/pdf/HTMLDatasheet/same-sky/a5/63/d566/tbl002a-350-08gr-2or/2025/11/tbl002a-350-08gr-2or.pdf | https://www.unikeyic.com/products/wire-to-board-terminal-blocks/tbl002a-350-08gy-2gy/871022287.html
TBL003-254-03GR-2OR | Same Sky | 198: 0.5579 396: 0.5138 594: 0.4919 1,188: 0.4605 5,148: 0.4141 | 3 Terminal block - level、 0.100" (2.54mm) Through-hole type | TBL003 | Steel, Stainless | Green | [5 empty] | Copper Alloy - Tin Plated | 2 A |  |  | Interlocking (Side), Lever Actuated |  |  | Polyamide (PA66), Nylon 6/6 |  |  | Horizontal with Board | 1 (Unlimited) |  | Through Hole | 1 |  |  | -40°C ~ 105°C | Tray | 0.100" (2.54mm) | 3 |  |  |  | - | - | TBL003-254 |  |  | - | 150 V |  | 20-24 AWG | Screwless | 2229 | https://www.unikeyic.com/media/pdf/HTMLDatasheet/same-sky/7c/91/9710/tbl003-254-02gr-2or/2025/11/tbl003-254-07gr-2or.pdf | https://www.unikeyic.com/products/wire-to-board-terminal-blocks/tbl003-254-03gr-2or/871009839.html
TBL003-254-06GR-2OR | Same Sky | 10: 1.4934 25: 1.3015 50: 1.1774 108: 1.0619 324: 0.9348 540: 0.8888 1,080: 0.8376 5,076: 0.7596 | 6 Terminal block - level、 0.100" (2.54mm) Through-hole type | TBL003 | Steel, Stainless | Green | [5 empty] | Copper Alloy - Tin Plated | 2 A |  |  | Interlocking (Side), Lever Actuated |  |  | Polyamide (PA66), Nylon 6/6 |  |  | Horizontal with Board | 1 (Unlimited) |  | Through Hole | 1 |  |  | -40°C ~ 105°C | Tray | 0.100" (2.54mm) | 6 |  | 10238365 |  | - | - | TBL003-254 |  |  | - | 150 V |  | 20-24 AWG | Screwless | 911 | https://www.unikeyic.com/media/pdf/HTMLDatasheet/same-sky/7c/91/9710/tbl003-254-02gr-2or/2025/11/tbl003-254-07gr-2or.pdf | https://www.unikeyic.com/products/wire-to-board-terminal-blocks/tbl003-254-06gr-2or/871009579.html
TBL003-254-07GR-2OR | Same Sky | 99: 1.235 198: 1.1367 297: 1.088 594: 1.018 1,089: 0.9687 5,049: 0.8822 | 7 Terminal block - level、 0.100" (2.54mm) Through-hole type | TBL003 | Steel, Stainless | Green | [5 empty] | Copper Alloy - Tin Plated | 2 A |  |  | Interlocking (Side), Lever Actuated |  |  | Polyamide (PA66), Nylon 6/6 |  |  | Horizontal with Board | 1 (Unlimited) |  | Through Hole | 1 |  |  | -40°C ~ 105°C | Tray | 0.100" (2.54mm) | 7 |  | 10238366 |  | - | - | TBL003-254 |  |  | - | 150 V |  | 20-24 AWG | Screwless | 142 | https://www.unikeyic.com/media/pdf/HTMLDatasheet/same-sky/7c/91/9710/tbl003-254-02gr-2or/2025/11/tbl003-254-07gr-2or.pdf | https://www.unikeyic.com/products/wire-to-board-terminal-blocks/tbl003-254-07gr-2or/871017109.html
TBL004-508-02BE-2GY | Same Sky | 10: 0.7232 25: 0.6301 50: 0.4716 100: 0.4262 250: 0.3765 810: 0.3287 1,620: 0.3077 5,670: 0.2802 | 2 Terminal block - level、 0.200" (5.08mm) Through-hole type | TBL004 | - | Blue | [5 empty] | Copper Alloy - Tin Plated | 10 A |  |  | Interlocking (Side), Push Button Actuated |  |  | Polyamide (PA66), Nylon 6/6 |  |  | Horizontal with Board | 1 (Unlimited) |  | Through Hole | 1 |  |  | -40°C ~ 105°C | Tray | 0.200" (5.08mm) | 2 |  |  |  | - | - | TBL004-508 |  |  | - | 300 V |  | 14-24 AWG | Screwless - Push Button Clamp | 2534 | https://www.unikeyic.com/media/pdf/HTMLDatasheet/same-sky/24/0a/8712/tbl004-508-22be-2gy/2025/12/tbl004-508-24be-2gy.pdf | https://www.unikeyic.com/products/wire-to-board-terminal-blocks/tbl004-508-02be-2gy/871031293.html
TBL004-508-04BE-2GY | Same Sky | 300: 0.418 | 4 Position Wire to Board Terminal Block Horizontal with Board 0.200 (5.08mm) Through Hole | TBL004 | - | Blue | [5 empty] | Copper Alloy - Tin Plated | 10 A |  |  | Interlocking (Side), Push Button Actuated |  |  | Polyamide (PA66), Nylon 6/6 |  |  | Horizontal with Board | 1 (Unlimited) |  | Through Hole | 1 |  |  | -40°C ~ 105°C | Tray | 0.200" (5.08mm) | 4 |  |  |  | - | - | TBL004-508 |  |  | - | 300 V |  | 14-24 AWG | Screwless - Push Button Clamp | 477 | https://www.unikeyic.com/media/pdf/HTMLDatasheet/same-sky/24/0a/8712/tbl004-508-22be-2gy/2025/12/tbl004-508-24be-2gy.pdf | https://www.unikeyic.com/products/wire-to-board-terminal-blocks/tbl004-508-04be-2gy/870121352.html
TBL004-508-12BE-2GY | Same Sky | 1: 4.6656 10: 3.3221 25: 2.9074 50: 2.6484 | 12 Terminal block - level、 0.200" (5.08mm) Through-hole type | TBL004 | - | Blue | [5 empty] | Copper Alloy - Tin Plated | 10 A |  |  | Interlocking (Side), Push Button Actuated |  |  | Polyamide (PA66), Nylon 6/6 |  |  | Horizontal with Board | 1 (Unlimited) |  | Through Hole | 1 |  |  | -40°C ~ 105°C | Tray | 0.200" (5.08mm) | 12 |  |  |  | - | - | TBL004-508 |  |  | - | 300 V |  | 14-24 AWG | Screwless - Push Button Clamp | 63 | https://www.unikeyic.com/media/pdf/HTMLDatasheet/same-sky/24/0a/8712/tbl004-508-22be-2gy/2025/12/tbl004-508-24be-2gy.pdf | https://www.unikeyic.com/products/wire-to-board-terminal-blocks/tbl004-508-12be-2gy/871029241.html
TBL004V-508-13BE-2GY | Same Sky | 1: 5.022 10: 3.5694 25: 3.1264 50: 2.8499 | 13 Terminal block - vertical、 0.200" (5.08mm) Through-hole type | TBL004 | - | Blue | [5 empty] | Copper Alloy - Tin Plated | 10 A |  |  | Interlocking (Side), Push Button Actuated |  |  | Polyamide (PA66), Nylon 6/6 |  |  | Vertical with Board | 1 (Unlimited) |  | Through Hole | 1 |  |  | -40°C ~ 105°C | Tray | 0.200" (5.08mm) | 13 |  | 10441905 |  | - | - | TBL004V-508 |  |  | - | 300 V |  | 14-24 AWG | Screwless - Push Button Clamp | 86 | https://www.unikeyic.com/media/pdf/HTMLDatasheet/same-sky/5d/3d/2e5e/tbl004v-508-10be-2gy/2025/11/tbl004v-508-21be-2gy.pdf | https://www.unikeyic.com/products/wire-to-board-terminal-blocks/tbl004v-508-13be-2gy/871029030.html
TBL004V-508-17BE-2GY | Same Sky | 55: 2.013 | 17 Position Wire to Board Terminal Block Vertical with Board 0.200 (5.08mm) Through Hole | TBL004 | - | Blue | [5 empty] | Copper Alloy - Tin Plated | 10 A |  |  | Interlocking (Side), Push Button Actuated |  |  | Polyamide (PA66), Nylon 6/6 |  |  | Vertical with Board | 1 (Unlimited) |  | Through Hole | 1 |  |  | -40°C ~ 105°C | Tray | 0.200" (5.08mm) | 17 |  | 10441970 |  | - | - | TBL004V-508 |  |  | - | 300 V |  | 14-24 AWG | Screwless - Push Button Clamp | 270 | https://www.unikeyic.com/media/pdf/HTMLDatasheet/same-sky/5d/3d/2e5e/tbl004v-508-10be-2gy/2025/11/tbl004v-508-21be-2gy.pdf | https://www.unikeyic.com/products/wire-to-board-terminal-blocks/tbl004v-508-17be-2gy/871022334.html
TBL005A-500-11GY-2WT | Same Sky | 70: 1.595 |  | TBL005A | - | Gray | [5 empty] | Copper Alloy - Tin Plated | 15 A |  |  | Interlocking (Side), Push Button Actuated |  |  | Polyamide (PA66), Nylon 6/6 |  |  | 45° (135°) Angle with Board | 1 (Unlimited) |  | Through Hole | 1 |  |  | -40°C ~ 105°C | Tray | 0.197" (5.00mm) | 11 |  | 10442024 |  | - | - | TBL005A-500 |  |  | - | 300 V |  | 14-26 AWG | Screwless - Push Button Clamp | 360 | https://www.unikeyic.com/media/pdf/HTMLDatasheet/same-sky/eb/19/2eec/tbl005a-500-18gy-2wt/2025/11/tbl005a-500-07gy-2wt.pdf | https://www.unikeyic.com/products/wire-to-board-terminal-blocks/tbl005a-500-11gy-2wt/871021289.html
TBL005A-500-14GY-2WT | Same Sky | 45: 2.651 |  | TBL005A | - | Gray | [5 empty] | Copper Alloy - Tin Plated | 15 A |  |  | Interlocking (Side), Push Button Actuated |  |  | Polyamide (PA66), Nylon 6/6 |  |  | 45° (135°) Angle with Board | 1 (Unlimited) |  | Through Hole | 1 |  |  | -40°C ~ 105°C | Tray | 0.197" (5.00mm) | 14 |  | 10441969 |  | - | - | TBL005A-500 |  |  | - | 300 V |  | 14-26 AWG | Screwless - Push Button Clamp | 127 | https://www.unikeyic.com/media/pdf/HTMLDatasheet/same-sky/eb/19/2eec/tbl005a-500-18gy-2wt/2025/11/tbl005a-500-07gy-2wt.pdf | https://www.unikeyic.com/products/wire-to-board-terminal-blocks/tbl005a-500-14gy-2wt/871007846.html
TBL006V-500-02GY-2GY | Same Sky | 100: 0.266 2,400: 0.2192 4,800: 0.2141 7,200: 0.2111 9,600: 0.209 26,400: 0.1841 50,400: 0.1654 100,800: 0.1623 | TERMINAL BLOCK, SCREWLESS, 5.00, | TBL006V | - | Gray | [5 empty] | Copper Alloy - Tin Plated | 10 A |  |  | Interlocking (Side), Push Button Actuated |  |  | Polyamide (PA66), Nylon 6/6 |  |  | Vertical with Board | 1 (Unlimited) |  | Through Hole | 1 |  |  | -40°C ~ 105°C | Box | 0.197" (5.00mm) | 2 |  | 10442011 |  | - | - | TBL006V-500 |  |  | - | 300 V |  | 16-20 AWG | Screwless - Push Button Clamp | 1200 | https://www.unikeyic.com/media/pdf/HTMLDatasheet/same-sky/16/97/bc0d/tbl006v-500-03gy-2gy/2025/11/tbl006v-500-04gy-2gy.pdf | https://www.unikeyic.com/products/wire-to-board-terminal-blocks/tbl006v-500-02gy-2gy/871025915.html
TBL007A-500-03GY | Same Sky | 25: 0.8096 50: 0.6985 100: 0.6325 250: 0.5519 702: 0.5033 5,616: 0.4201 | 3 Terminal block - 45° (135°) angle、 0.197" (5.00mm) Through-hole type | TBL007A | - | Gray | [5 empty] | Copper Alloy - Tin Plated | 15 A |  |  | Interlocking (Side) |  |  | Polyamide (PA66), Nylon 6/6 |  |  | 45° (135°) Angle with Board | 1 (Unlimited) |  | Through Hole | 1 |  |  | -40°C ~ 105°C | Tray | 0.197" (5.00mm) | 3 |  |  |  | - | - | TBL007A-500 |  |  | - | 300 V |  | 14-26 AWG | Screwless - Spring Cage, Tension Clamp | 4913 | https://www.unikeyic.com/media/pdf/HTMLDatasheet/same-sky/4b/9f/2a26/tbl007a-500-08gy/2025/11/tbl007a-500-24gy.pdf | https://www.unikeyic.com/products/wire-to-board-terminal-blocks/tbl007a-500-03gy/871022310.html
TBL007A-500-09GY | Same Sky | 1: 3.5532 10: 2.5326 25: 2.2123 50: 2.0099 | 9 Terminal block - 45° (135°) angle、 0.197" (5.00mm) Through-hole type | TBL007A | - | Gray | [5 empty] | Copper Alloy - Tin Plated | 15 A |  |  | Interlocking (Side) |  |  | Polyamide (PA66), Nylon 6/6 |  |  | 45° (135°) Angle with Board | 1 (Unlimited) |  | Through Hole | 1 |  |  | -40°C ~ 105°C | Tray | 0.197" (5.00mm) | 9 |  |  |  | - | - | TBL007A-500 |  |  | - | 300 V |  | 14-26 AWG | Screwless - Spring Cage, Tension Clamp | 139 | https://www.unikeyic.com/media/pdf/HTMLDatasheet/same-sky/4b/9f/2a26/tbl007a-500-08gy/2025/11/tbl007a-500-24gy.pdf | https://www.unikeyic.com/products/wire-to-board-terminal-blocks/tbl007a-500-09gy/871034161.html
TBL007A-500-16GY | Same Sky | 108: 3.0894 324: 2.7792 540: 2.6693 1,080: 2.5485 | TERMINAL BLOCK, SCREWLESS, 5.00, | TBL007A | - | Gray | [5 empty] | Copper Alloy - Tin Plated | 15 A |  |  | Interlocking (Side) |  |  | Polyamide (PA66), Nylon 6/6 |  |  | 45° (135°) Angle with Board | 1 (Unlimited) |  | Through Hole | 1 |  |  | -40°C ~ 105°C | Tray | 0.197" (5.00mm) | 16 |  |  |  | - | - | TBL007A-500 |  |  | - | 300 V |  | 14-26 AWG | Screwless - Spring Cage, Tension Clamp | 217 | https://www.unikeyic.com/media/pdf/HTMLDatasheet/same-sky/4b/9f/2a26/tbl007a-500-08gy/2025/11/tbl007a-500-24gy.pdf | https://www.unikeyic.com/products/wire-to-board-terminal-blocks/tbl007a-500-16gy/871015334.html
TBL007A-508-02GY | Same Sky | 1,026: 0.3279 5,130: 0.2887 | 2 Terminal block - 45° (135°) angle、 0.200" (5.08mm) Through-hole type | TBL007A | - | Gray | [5 empty] | Copper Alloy - Tin Plated | 15 A |  |  | Interlocking (Side) |  |  | Polyamide (PA66), Nylon 6/6 |  |  | 45° (135°) Angle with Board | 1 (Unlimited) |  | Through Hole | 1 |  |  | -40°C ~ 105°C | Tray | 0.200" (5.08mm) | 2 |  |  |  | - | - | TBL007A-508 |  |  | - | 300 V |  | 14-26 AWG | Screwless - Spring Cage, Tension Clamp | 1101 | https://www.unikeyic.com/media/pdf/HTMLDatasheet/same-sky/4b/db/22e5/tbl007a-508-12gy/2025/11/tbl007a-508-15gy.pdf | https://www.unikeyic.com/products/wire-to-board-terminal-blocks/tbl007a-508-02gy/871028805.html
TBL007A-508-12GY | Same Sky | 50: 2.299 250: 2.211 900: 2.123 2,200: 2.035 6,500: 1.947 |  | TBL007A | - | Gray | [5 empty] | Copper Alloy - Tin Plated | 15 A |  |  | Interlocking (Side) |  |  | Polyamide (PA66), Nylon 6/6 |  |  | 45° (135°) Angle with Board | 1 (Unlimited) |  | Through Hole | 1 |  |  | -40°C ~ 105°C | Tray | 0.200" (5.08mm) | 12 |  | 10442179 |  | - | - | TBL007A-508 |  |  | - | 300 V |  | 14-26 AWG | Screwless - Spring Cage, Tension Clamp | 186 | https://www.unikeyic.com/media/pdf/HTMLDatasheet/same-sky/4b/db/22e5/tbl007a-508-12gy/2025/11/tbl007a-508-15gy.pdf | https://www.unikeyic.com/products/wire-to-board-terminal-blocks/tbl007a-508-12gy/871028460.html
TBL007A-508-21GY | Same Sky | 50: 2.431 |  | TBL007A | - | Gray | [5 empty] | Copper Alloy - Tin Plated | 15 A |  |  | Interlocking (Side) |  |  | Polyamide (PA66), Nylon 6/6 |  |  | 45° (135°) Angle with Board | 1 (Unlimited) |  | Through Hole | 1 |  |  | -40°C ~ 105°C | Tray | 0.200" (5.08mm) | 21 |  | 10442067 |  | - | - | TBL007A-508 |  |  | - | 300 V |  | 14-26 AWG | Screwless - Spring Cage, Tension Clamp | 270 | https://www.unikeyic.com/media/pdf/HTMLDatasheet/same-sky/4b/db/22e5/tbl007a-508-12gy/2025/11/tbl007a-508-15gy.pdf | https://www.unikeyic.com/products/wire-to-board-terminal-blocks/tbl007a-508-21gy/871034691.html
TBL008-1000-11BE | Same Sky | 20: 6.842 | 11 Position Wire to Board Terminal Block Horizontal with Board 0.394 (10.00mm) Through Hole | TBL008 | - | Blue | [5 empty] | Copper Alloy - Tin Plated | 66 A |  |  | Interlocking (Side) |  |  | Polyamide (PA66), Nylon 6/6 |  |  | Horizontal with Board | 1 (Unlimited) |  | Through Hole | 1 |  |  | -40°C ~ 105°C | Box | 0.394" (10.00mm) | 11 |  | 10442055 |  | - | - | TBL008-1000 |  |  | - | 600 V |  | 4-18 AWG | Screwless - Spring Cage, Tension Clamp | 21 | https://www.unikeyic.com/media/pdf/HTMLDatasheet/same-sky/16/94/8504/tbl008-1000-11be/2025/11/tbl008-1000-12be.pdf | https://www.unikeyic.com/products/wire-to-board-terminal-blocks/tbl008-1000-11be/871006846.html
TBL009-254-10GY-2GY | Same Sky | 1: 3.2076 10: 2.2907 25: 1.9993 50: 1.8146 100: 1.6606 396: 1.4339 792: 1.3526 1,188: 1.3134 5,148: 1.2107 | 10 Terminal block - level、 0.100" (2.54mm) Through-hole type | TBL009 | - | Gray | [5 empty] | Copper Alloy - Tin Plated | 5 A |  |  | Interlocking (Side), Push Button Actuated |  |  | Polyamide (PA66), Nylon 6/6 |  |  | Horizontal with Board | 1 (Unlimited) |  | Through Hole | 1 |  |  | -40°C ~ 105°C | Tray | 0.100" (2.54mm) | 10 |  |  |  | - | - | TBL009-254 |  |  | - | 150 V |  | 18-26 AWG | Screwless - Push Button Clamp | 298 | https://www.unikeyic.com/media/datasheet/fc/f3/4d58/fcf34d5896c0a073b4603a452714073e.pdf | https://www.unikeyic.com/products/wire-to-board-terminal-blocks/tbl009-254-10gy-2gy/871027016.html
TBL009-254-19GY-2GY | Same Sky | 55: 2.013 | 19 Position Wire to Board Terminal Block Horizontal with Board 0.100 (2.54mm) Through Hole | TBL009 | - | Gray | [5 empty] | Copper Alloy - Tin Plated | 5 A |  |  | Interlocking (Side), Push Button Actuated |  |  | Polyamide (PA66), Nylon 6/6 |  |  | Horizontal with Board | 1 (Unlimited) |  | Through Hole | 1 |  |  | -40°C ~ 105°C | Tray | 0.100" (2.54mm) | 19 |  |  |  | - | - | TBL009-254 |  |  | - | 150 V |  | 18-26 AWG | Screwless - Push Button Clamp | 133 | https://www.unikeyic.com/media/pdf/HTMLDatasheet/same-sky/55/bf/0e3b/tbl009-254-24gy-2gy/2025/11/tbl009-254-24gy-2gy.pdf | https://www.unikeyic.com/products/wire-to-board-terminal-blocks/tbl009-254-19gy-2gy/871007540.html
TBL009V-254-05GY-2GY | Same Sky | 10: 1.2427 25: 1.0823 50: 0.9779 100: 0.8892 250: 0.7946 | TERMINAL BLOCK, SCREWLESS, 2.54, | TBL009 | - | Gray | [5 empty] | Copper Alloy - Tin Plated | 5 A |  |  | Interlocking (Side), Push Button Actuated |  |  | Polyamide (PA66), Nylon 6/6 |  |  | Vertical with Board | 1 (Unlimited) |  | Through Hole | 1 |  |  | -40°C ~ 105°C | Tray | 0.100" (2.54mm) | 5 |  | 10441981 |  | - | - | TBL009V-254 |  |  | - | 150 V |  | 18-26 AWG | Screwless - Push Button Clamp | 651 | https://www.unikeyic.com/media/about_us/Unikey_ISO_9001_Certification.pdf | https://www.unikeyic.com/products/wire-to-board-terminal-blocks/tbl009v-254-05gy-2gy/871026998.html
TBL009V-254-07GY-2GY | Same Sky | 10: 1.817 25: 1.518 50: 1.375 100: 1.242 250: 1.1016 500: 1.0141 1,000: 0.891 5,120: 0.8575 |  | TBL009 | - | Gray | [5 empty] | Copper Alloy - Tin Plated | 5 A |  |  | Interlocking (Side), Push Button Actuated |  |  | Polyamide (PA66), Nylon 6/6 |  |  | Vertical with Board | 1 (Unlimited) |  | Through Hole | 1 |  |  | -40°C ~ 105°C | Tray | 0.100" (2.54mm) | 7 |  |  |  | - | - | TBL009V-254 |  |  | - | 150 V |  | 18-26 AWG | Screwless - Push Button Clamp | 632 | https://www.unikeyic.com/media/about_us/Unikey_ISO_9001_Certification.pdf | https://www.unikeyic.com/products/wire-to-board-terminal-blocks/tbl009v-254-07gy-2gy/871031081.html
TBL009V-254-08GY-2GY | Same Sky | 1: 3.161 10: 1.8824 25: 1.6416 50: 1.488 100: 1.3585 250: 1.2223 | TERMINAL BLOCK, SCREWLESS, 2.54, | TBL009 | - | Gray | [5 empty] | Copper Alloy - Tin Plated | 5 A |  |  | Interlocking (Side), Push Button Actuated |  |  | Polyamide (PA66), Nylon 6/6 |  |  | Vertical with Board | 1 (Unlimited) |  | Through Hole | 1 |  |  | -40°C ~ 105°C | Tray | 0.100" (2.54mm) | 8 |  | 10441964 |  | - | - | TBL009V-254 |  |  | - | 150 V |  | 18-26 AWG | Screwless - Push Button Clamp | 87 | https://www.unikeyic.com/media/datasheet/7f/e0/8b6c/7fe08b6cafeee38006eb81fde3f90148.pdf | https://www.unikeyic.com/products/wire-to-board-terminal-blocks/tbl009v-254-08gy-2gy/871012262.html
TBL009V-254-23GY-2GY | Same Sky | 55: 2.134 300: 2.046 | 23 Position Wire to Board Terminal Block Vertical with Board 0.100 (2.54mm) Through Hole | TBL009 | - | Gray | [5 empty] | Copper Alloy - Tin Plated | 5 A |  |  | Interlocking (Side), Push Button Actuated |  |  | Polyamide (PA66), Nylon 6/6 |  |  | Vertical with Board | 1 (Unlimited) |  | Through Hole | 1 |  |  | -40°C ~ 105°C | Tray | 0.100" (2.54mm) | 23 |  | 10441929 |  | - | - | TBL009V-254 |  |  | - | 150 V |  | 18-26 AWG | Screwless - Push Button Clamp | 308 | https://www.unikeyic.com/media/about_us/Unikey_ISO_9001_Certification.pdf | https://www.unikeyic.com/products/wire-to-board-terminal-blocks/tbl009v-254-23gy-2gy/871015324.html
TBL009V-500-03GY-2GY | Same Sky | 200: 0.5219 400: 0.4806 600: 0.4602 1,000: 0.4379 5,000: 0.3883 | 3 Terminal block - vertical、 0.197" (5.00mm) Through-hole type | TBL009 | - | Gray | [5 empty] | Copper Alloy - Tin Plated | 10 A |  |  | Interlocking (Side), Push Button Actuated |  |  | Polyamide (PA66), Nylon 6/6 |  |  | Vertical with Board | 1 (Unlimited) |  | Through Hole | 1 |  |  | -40°C ~ 105°C | Box | 0.197" (5.00mm) | 3 |  | 10442009 |  | - | - | TBL009V-500 |  |  | - | 300 V |  | 16-26 AWG | Screwless - Push Button Clamp | 252 | https://www.unikeyic.com/media/pdf/HTMLDatasheet/same-sky/4e/a6/659f/tbl009v-500-10gy-2gy/2025/11/tbl009v-500-02gy-2gy.pdf | https://www.unikeyic.com/products/wire-to-board-terminal-blocks/tbl009v-500-03gy-2gy/871016876.html
TBLH10-350-08BK | Same Sky | 1: 3.6855 10: 2.6302 25: 2.2973 50: 2.0882 100: 1.9139 | 8 Terminal block - level、 0.138" (3.50mm) Through-hole type | TBLH10 | - | Black | [5 empty] | Copper Alloy - Tin Plated | 10 A |  |  | Push Button Actuated |  |  | Liquid Crystal Polymer (LCP) |  |  | Horizontal with Board | 1 (Unlimited) |  | Through Hole | 1 |  |  | -40°C ~ 130°C | Tray | 0.138" (3.50mm) | 8 |  |  |  | - | - | TBLH10-350 |  |  | - | 300 V |  | 16-24 AWG | Screwless - Push Button Clamp | 161 | https://www.unikeyic.com/media/about_us/Unikey_ISO_9001_Certification.pdf | https://www.unikeyic.com/products/wire-to-board-terminal-blocks/tblh10-350-08bk/871007171.html
TBLH10-500-02BK | Same Sky | 10: 0.5468 100: 0.49 250: 0.49 500: 0.4812 1,000: 0.4812 2,500: 0.4812 | TERMINAL BLOCK, WTB, 2POS, 24-16AWG; | TBLH10 | - | Black | [5 empty] | Copper Alloy - Tin Plated | 10 A |  |  | Push Button Actuated |  |  | Liquid Crystal Polymer (LCP) |  |  | Horizontal with Board | 1 (Unlimited) |  | Through Hole | 1 |  |  | -40°C ~ 130°C | Tray | 0.197" (5.00mm) | 2 |  | 10442202 |  | - | - | TBLH10-500 |  |  | - | 300 V |  | 16-24 AWG | Screwless - Push Button Clamp | 1672 | https://www.unikeyic.com/media/about_us/Unikey_ISO_9001_Certification.pdf | https://www.unikeyic.com/products/wire-to-board-terminal-blocks/tblh10-500-02bk/871016330.html
TBLH10V-381-07BK | Same Sky | 90: 2.112 250: 2.035 900: 1.947 | 7 Position Wire to Board Terminal Block Vertical with Board 0.150 (3.81mm) Through Hole | [20 empty] | clip mounting, snap fit, threaded mounting, Through hole mounting | [21 empty] | 900 | https://www.unikeyic.com/media/about_us/Unikey_ISO_9001_Certification.pdf | https://www.unikeyic.com/products/wire-to-board-terminal-blocks/tblh10v-381-07bk/871006832.html
TBLH10V-500-05BK | Same Sky | 90: 1.287 400: 1.232 1,600: 1.188 3,900: 1.133 11,700: 1.089 | 5 Position Wire to Board Terminal Block Vertical with Board 0.197 (5.00mm) Through Hole | TBLH10 | - | Black | [5 empty] | Copper Alloy - Tin Plated | 10 A |  |  | Push Button Actuated |  |  | Liquid Crystal Polymer (LCP) |  |  | Vertical with Board | 1 (Unlimited) |  | Through Hole | 1 |  |  | -40°C ~ 130°C | Tray | 0.197" (5.00mm) | 5 |  | 10442052 |  | - | - | TBLH10V-500 |  |  | - | 300 V |  | 16-24 AWG | Screwless - Push Button Clamp | 320 | https://www.unikeyic.com/media/about_us/Unikey_ISO_9001_Certification.pdf | https://www.unikeyic.com/products/wire-to-board-terminal-blocks/tblh10v-500-05bk/871019352.html
TBLH10V-500-11BK | Same Sky | 65: 1.716 400: 1.639 | 11 Position Wire to Board Terminal Block Vertical with Board 0.197 (5.00mm) Through Hole | TBLH10 | - | Black | [5 empty] | Copper Alloy - Tin Plated | 10 A |  |  | Push Button Actuated |  |  | Liquid Crystal Polymer (LCP) |  |  | Vertical with Board | 1 (Unlimited) |  | Through Hole | 1 |  |  | -40°C ~ 130°C | Tray | 0.197" (5.00mm) | 11 |  |  |  | - | - | TBLH10V-500 |  |  | - | 300 V |  | 16-24 AWG | Screwless - Push Button Clamp | 400 | https://www.unikeyic.com/media/about_us/Unikey_ISO_9001_Certification.pdf | https://www.unikeyic.com/products/wire-to-board-terminal-blocks/tblh10v-500-11bk/871018148.html
TBLH10V-500-12BK | Same Sky | 40: 3.08 200: 2.948 650: 2.827 1,700: 2.717 4,900: 2.607 | Fixed Terminal Blocks Terminal block screwless High Temp 5.00 Vertical 12 Black w Gray Button | TBLH10 | - | Black | [5 empty] | Copper Alloy - Tin Plated | 10 A |  |  | Push Button Actuated |  |  | Liquid Crystal Polymer (LCP) |  |  | Vertical with Board | 1 (Unlimited) |  | Through Hole | 1 |  |  | -40°C ~ 130°C | Tray | 0.197" (5.00mm) | 12 |  | 10441966 |  | - | - | TBLH10V-500 |  |  | - | 300 V |  | 16-24 AWG | Screwless - Push Button Clamp | 160 | https://www.unikeyic.com/media/about_us/Unikey_ISO_9001_Certification.pdf | https://www.unikeyic.com/products/wire-to-board-terminal-blocks/tblh10v-500-12bk/871032242.html
TBLH11-350-04BK | Same Sky | 1: 3.237 10: 1.9256 25: 1.6788 50: 1.5217 100: 1.3899 250: 1.2509 847: 1.1185 1,694: 1.0644 5,082: 1.0019 | TERMINAL BLOCK, SCREWLESS, HIGH | [20 empty] | clip mounting, snap fit, threaded mounting, SMD mount | [10 empty] | boxed | [10 empty] | 968 | https://www.unikeyic.com/media/about_us/Unikey_ISO_9001_Certification.pdf | https://www.unikeyic.com/products/wire-to-board-terminal-blocks/tblh11-350-04bk/871008939.html
TBLH12V-381-04BK | Same Sky | 150: 1.518 350: 1.452 | 4 Position Wire to Board Terminal Block Vertical with Board 0.150 (3.81mm) Surface Mount | [20 empty] | clip mounting, snap fit, threaded mounting, SMD mount | [21 empty] | 1100 | https://www.unikeyic.com/media/about_us/Unikey_ISO_9001_Certification.pdf | https://www.unikeyic.com/products/wire-to-board-terminal-blocks/tblh12v-381-04bk/871015301.html
TBLH12V-500-02BK | Same Sky | 1: 2.8225 10: 1.6825 25: 1.4661 50: 1.3274 100: 1.2106 250: 1.0871 500: 1.0142 1,386: 0.9333 5,544: 0.861 | TERMINAL BLOCK, SCREWLESS, HIGH | [20 empty] | clip mounting, snap fit, threaded mounting, SMD mount | [21 empty] | 1081 | https://www.unikeyic.com/media/about_us/Unikey_ISO_9001_Certification.pdf | https://www.unikeyic.com/products/wire-to-board-terminal-blocks/tblh12v-500-02bk/871025452.html
TBLH12V-500-04BK | Same Sky | 150: 1.727 300: 1.65 | 4 Position Wire to Board Terminal Block Vertical with Board 0.197 (5.00mm) Surface Mount | [20 empty] | clip mounting, snap fit, threaded mounting, SMD mount | [21 empty] | 1056 | https://www.unikeyic.com/media/about_us/Unikey_ISO_9001_Certification.pdf | https://www.unikeyic.com/products/wire-to-board-terminal-blocks/tblh12v-500-04bk/871013303.html
TBLH12V-508-05BK | Same Sky | 95: 2.068 250: 1.98 | 5 Position Wire to Board Terminal Block Vertical with Board 0.200 (5.08mm) Surface Mount | [20 empty] | clip mounting, snap fit, threaded mounting, SMD mount | [21 empty] | 726 | https://www.unikeyic.com/media/about_us/Unikey_ISO_9001_Certification.pdf | https://www.unikeyic.com/products/wire-to-board-terminal-blocks/tblh12v-508-05bk/871022560.html
TBS-00-138-03-GR-LF | Major League Electronics | 1: 0.378 5,000: 0.3348 25,000: 0.3024 | Terminal Blocks | [20 empty] | clip mounting, snap fit, threaded mounting, Through hole mounting | [8 empty] | On sale |  | Bagged | [10 empty] | 717 | https://www.unikeyic.com/media/about_us/Unikey_ISO_9001_Certification.pdf | https://www.unikeyic.com/products/wire-to-board-terminal-blocks/tbs-00-138-03-gr-lf/5058193.html
TBS-00-138-15-GR-LF | Major League Electronics | 1: 1.8684 5,000: 1.674 25,000: 1.4904 | Terminal Blocks | [20 empty] | clip mounting, snap fit, threaded mounting, Through hole mounting | [8 empty] | On sale |  | Bagged | [10 empty] | 49 | https://www.unikeyic.com/media/about_us/Unikey_ISO_9001_Certification.pdf | https://www.unikeyic.com/products/wire-to-board-terminal-blocks/tbs-00-138-15-gr-lf/3047203.html
TBS-01-100-08-GR-LF | Major League Electronics | 1: 2.106 5,000: 1.9008 25,000: 1.6848 | Terminal Blocks | [20 empty] | clip mounting, snap fit, threaded mounting, Through hole mounting | [8 empty] | On sale |  | Bagged | [10 empty] | 472 | https://www.unikeyic.com/media/about_us/Unikey_ISO_9001_Certification.pdf | https://www.unikeyic.com/products/wire-to-board-terminal-blocks/tbs-01-100-08-gr-lf/239957.html
TBW-06-197-16-GR-LF | Major League Electronics | 1: 2.2788 5,000: 2.052 25,000: 1.8252 | Terminal Blocks |  | - | Green | [5 empty] | Steel, Stainless | 10 A |  |  | - |  |  | Polyamide (PA66), Nylon 6/6 |  |  | Horizontal with Board | 1 (Unlimited) |  | Through Hole | 1 |  |  | -33°C ~ 105°C | Bag | 0.197" (5.00mm) | 16 |  | 15201420 |  | Steel - Zinc Plated | M3 | TBW-04-197 |  |  | 0.39 Nm (3.47 Lb-In) | 250 V |  | 12-18 AWG | Screw - Leaf Spring, Wire Guard | 250 | https://www.unikeyic.com/media/about_us/Unikey_ISO_9001_Certification.pdf | https://www.unikeyic.com/products/wire-to-board-terminal-blocks/tbw-06-197-16-gr-lf/15680165.html
TBW-08-197-16-GR-LF | Major League Electronics | 1: 2.2788 5,000: 2.052 25,000: 1.8252 | Terminal Blocks |  | - | Green | [5 empty] | Steel, Stainless | 10 A |  |  | - |  |  | Polyamide (PA66), Nylon 6/6 |  |  | Horizontal with Board | 1 (Unlimited) |  | Through Hole | 1 |  |  | -33°C ~ 105°C | Bag | 0.197" (5.00mm) | 16 |  |  |  | Steel - Zinc Plated | M2.5 | TBW-04-197 |  |  | 0.39 Nm (3.47 Lb-In) | 250 V |  | 12-18 AWG | Screw - Leaf Spring, Wire Guard | 214 | https://www.unikeyic.com/media/pdf/ProductDrawings/major-league-electronics/72/96/bf02/tbw-08-197-16-gr-lf/2025/12/TBW-08-197.pdf | https://www.unikeyic.com/products/wire-to-board-terminal-blocks/tbw-08-197-16-gr-lf/1099305.html
VH3.96-4A | KEFA | 2,000: 0.0271 4,000: 0.0266 6,000: 0.026 | [43 empty] | 20000 | https://www.unikeyic.com/media/about_us/Unikey_ISO_9001_Certification.pdf | https://www.unikeyic.com/products/wire-to-board-terminal-blocks/vh3-96-4a/683138220.html
WJ103-5.0-3P-14-00A | KANGNEX | 5: 0.1684 50: 0.1386 150: 0.114 500: 0.1026 3,000: 0.0936 5,000: 0.0881 | WJ103-5.0-03P-14-00A, | [11 empty] | WJ103-5.0-3P-14-00A KANGNEX | [8 empty] | Through hole mounting | [22 empty] | https://www.unikeyic.com/media/datasheet/d5/a1/b3a0/d5a1b3a0d741484cf4ed0be087227c6a.pdf | https://www.unikeyic.com/products/wire-to-board-terminal-blocks/wj103-5-0-3p-14-00a/14191735.html
WJ126V-5.0-2P-14-00A | KANGNEX | 100: 0.0394 300: 0.0388 500: 0.0378 | WJ126V-5.0-02P-14-00A Connector | [11 empty] | WJ126V-5.0-2P-14-00A KANGNEX | [8 empty] | Through hole mounting | [21 empty] | 10000 | https://www.unikeyic.com/media/datasheet/a4/99/880a/a499880aa23cf2c72deb85d8edf642f9.pdf | https://www.unikeyic.com/products/wire-to-board-terminal-blocks/wj126v-5-0-2p-14-00a/33208163.html
WJ127-5.0-2P-14-00A | KANGNEX | 100: 0.0536 300: 0.0527 500: 0.0514 | WJ127-5.0-02P-14-00A | [11 empty] | WJ127-5.0-2P-14-00A KANGNEX | [8 empty] | Through hole mounting | [21 empty] | 8000 | https://www.unikeyic.com/media/datasheet/7d/4f/1cf7/7d4f1cf7006932b4df72e95dc013bcb6.pdf | https://www.unikeyic.com/products/wire-to-board-terminal-blocks/wj127-5-0-2p-14-00a/2280046.html
WJ128V-5.0-2P-14-00A | KANGNEX | 5: 0.1025 50: 0.0864 150: 0.0723 500: 0.0624 2,500: 0.0579 | WJ128V-5.0-02P-14-00A, | [11 empty] | WJ128V-5.0-2P-14-00A KANGNEX | [8 empty] | Through hole mounting | [22 empty] | https://www.unikeyic.com/media/datasheet/8d/c5/fa0a/8dc5fa0aea2768763241aed15eea83b8.pdf | https://www.unikeyic.com/products/wire-to-board-terminal-blocks/wj128v-5-0-2p-14-00a/3648539.html
WJ129V-5.0-2P-14-00A | KANGNEX | 5: 0.1768 50: 0.1454 150: 0.1196 500: 0.1077 3,000: 0.0982 5,000: 0.0924 | WJ129V-5.0-02P-14-00A, | [11 empty] | WJ129V-5.0-2P-14-00A KANGNEX | [8 empty] | Through hole mounting | [22 empty] | https://www.unikeyic.com/media/datasheet/2a/06/299d/2a06299d00d1875a47cf8aea20e7940f.pdf | https://www.unikeyic.com/products/wire-to-board-terminal-blocks/wj129v-5-0-2p-14-00a/8713348.html
WJ129V-5.0-3P-14-00A | KANGNEX | 100: 0.1348 300: 0.1326 500: 0.1292 | WJ129V-5.0-03P-14-00A, | [11 empty] | WJ129V-5.0-3P-14-00A KANGNEX | [8 empty] | Through hole mounting | [21 empty] | 4000 | https://www.unikeyic.com/media/datasheet/c4/09/25bd/c40925bd8a085697b4f4374037476ee0.pdf | https://www.unikeyic.com/products/wire-to-board-terminal-blocks/wj129v-5-0-3p-14-00a/29993344.html
WJ15EDGKA-3.81-10P-14-00A | KANGNEX | 100: 0.5204 300: 0.5117 500: 0.4987 | WJ15EDGKA-3.81-10P, | [11 empty] | WJ15EDGKA-3.81-10P-14-00A KANGNEX | [8 empty] | Through hole mounting |  |  |  | -40℃~105℃ | [17 empty] | 100 | https://www.unikeyic.com/media/datasheet/4d/db/7d7b/4ddb7d7b8dc30a6065bd0bf352b209b2.pdf | https://www.unikeyic.com/products/wire-to-board-terminal-blocks/wj15edgka-3-81-10p-14-00a/18410308.html
WJ15EDGKA-3.81-11P-14-00A | KANGNEX | 100: 0.5724 300: 0.5628 500: 0.5485 | WJ15EDGKA-3.81-11P-14-00A | [11 empty] | WJ15EDGKA-3.81-11P-14-00A KANGNEX | [8 empty] | Through hole mounting |  |  |  | -40℃~105℃ | [17 empty] | 100 | https://www.unikeyic.com/media/datasheet/4d/db/7d7b/4ddb7d7b8dc30a6065bd0bf352b209b2.pdf | https://www.unikeyic.com/products/wire-to-board-terminal-blocks/wj15edgka-3-81-11p-14-00a/12281201.html
WJ15EDGKA-3.81-3P-14-00A | KANGNEX | 100: 0.1561 300: 0.1535 500: 0.1496 | WJ15EDGKA-3.81-03P-14-00A, | [11 empty] | WJ15EDGKA-3.81-3P-14-00A KANGNEX | [8 empty] | Through hole mounting |  |  |  | -40℃~105℃ | [17 empty] | 500 | https://www.unikeyic.com/media/datasheet/4d/db/7d7b/4ddb7d7b8dc30a6065bd0bf352b209b2.pdf | https://www.unikeyic.com/products/wire-to-board-terminal-blocks/wj15edgka-3-81-3p-14-00a/15387363.html
WJ15EDGKA-3.81-6P-14-00A | KANGNEX | 1: 0.5738 10: 0.4919 30: 0.4202 100: 0.365 600: 0.3333 1,000: 0.3174 | WJ15EDGKA-3.81-06P-14-00A, | [11 empty] | WJ15EDGKA-3.81-6P-14-00A KANGNEX | [8 empty] | Through hole mounting | [22 empty] | https://www.unikeyic.com/media/datasheet/06/93/9280/0693928078f66c7f9975894c7a2cb0e9.pdf | https://www.unikeyic.com/products/wire-to-board-terminal-blocks/wj15edgka-3-81-6p-14-00a/30732383.html
WJ15EDGKAM-3.81-10P-14-00A | KANGNEX | 100: 0.544 300: 0.535 500: 0.5213 | 0 | [11 empty] | WJ15EDGKAM-3.81-10P-14-00A KANGNEX | [8 empty] | Through hole mounting | [21 empty] | 100 | https://www.unikeyic.com/media/datasheet/4b/c2/d508/4bc2d5085e1b2475fd8be3785dd1e30d.pdf | https://www.unikeyic.com/products/wire-to-board-terminal-blocks/wj15edgkam-3-81-10p-14-00a/1364239.html
WJ15EDGKB-3.81-10P-14-00A | KANGNEX | 100: 0.5204 300: 0.5117 500: 0.4987 | WJ15EDGKB-3.81-10P-14-00A Connector | [11 empty] | WJ15EDGKB-3.81-10P-14-00A KANGNEX | [8 empty] | Through hole mounting | [21 empty] | 100 | https://www.unikeyic.com/media/datasheet/91/5c/ed2c/915ced2cb33801c9a6107b25b9b18862.pdf | https://www.unikeyic.com/products/wire-to-board-terminal-blocks/wj15edgkb-3-81-10p-14-00a/27137723.html
WJ15EDGKB-3.81-2P-14-00A | KANGNEX | 5: 0.3139 50: 0.2583 150: 0.2124 500: 0.1912 3,000: 0.1743 5,000: 0.1642 | WJ15EDGKB-3.81-02P-14-00A, | [11 empty] | WJ15EDGKB-3.81-2P-14-00A KANGNEX | [8 empty] | Through hole mounting | [22 empty] | https://www.unikeyic.com/media/datasheet/91/5c/ed2c/915ced2cb33801c9a6107b25b9b18862.pdf | https://www.unikeyic.com/products/wire-to-board-terminal-blocks/wj15edgkb-3-81-2p-14-00a/26002071.html
WJ15EDGKB-3.81-4P-14-00A | KANGNEX | 100: 0.2081 300: 0.2047 500: 0.1995 | WJ15EDGKB-3.81-04P-14-00A | [11 empty] | WJ15EDGKB-3.81-4P-14-00A KANGNEX | [8 empty] | Through hole mounting | [21 empty] | 500 | https://www.unikeyic.com/media/datasheet/91/5c/ed2c/915ced2cb33801c9a6107b25b9b18862.pdf | https://www.unikeyic.com/products/wire-to-board-terminal-blocks/wj15edgkb-3-81-4p-14-00a/23729719.html
WJ15EDGKB-3.81-5P-14-00A | KANGNEX | 100: 0.2602 300: 0.2558 500: 0.2493 | WJ15EDGKB-3.81-05P-14-00A, | [11 empty] | WJ15EDGKB-3.81-5P-14-00A KANGNEX | [8 empty] | Through hole mounting | [21 empty] | 500 | https://www.unikeyic.com/media/datasheet/91/5c/ed2c/915ced2cb33801c9a6107b25b9b18862.pdf | https://www.unikeyic.com/products/wire-to-board-terminal-blocks/wj15edgkb-3-81-5p-14-00a/2237528.html
WJ15EDGKB-3.81-6P-14-00A | KANGNEX | 100: 0.3122 300: 0.307 500: 0.2992 | WJ15EDGKB-3.81-06P-14-00A, | [11 empty] | WJ15EDGKB-3.81-6P-14-00A KANGNEX | [8 empty] | Through hole mounting | [21 empty] | 500 | https://www.unikeyic.com/media/datasheet/91/5c/ed2c/915ced2cb33801c9a6107b25b9b18862.pdf | https://www.unikeyic.com/products/wire-to-board-terminal-blocks/wj15edgkb-3-81-6p-14-00a/25116955.html
WJ15EDGKB-3.81-9P-14-00A | KANGNEX | 100: 0.4683 300: 0.4605 500: 0.4488 | WJ15EDGKB-3.81-09P-14-00A | [11 empty] | WJ15EDGKB-3.81-9P-14-00A KANGNEX | [8 empty] | Through hole mounting | [21 empty] | 100 | https://www.unikeyic.com/media/datasheet/91/5c/ed2c/915ced2cb33801c9a6107b25b9b18862.pdf | https://www.unikeyic.com/products/wire-to-board-terminal-blocks/wj15edgkb-3-81-9p-14-00a/12362330.html
WJ15EDGKBM-3.81-7P-14-00A | KANGNEX | 1: 0.7186 10: 0.616 30: 0.5262 100: 0.457 600: 0.4173 1,000: 0.3974 | WJ15EDGKBM-3.81-07P-14-00A, | [11 empty] | WJ15EDGKBM-3.81-7P-14-00A KANGNEX | [8 empty] | Through hole mounting | [22 empty] | https://www.unikeyic.com/media/datasheet/49/08/d7ca/49/1d311142bd732af7a8c5cb279722a481.pdf | https://www.unikeyic.com/products/wire-to-board-terminal-blocks/wj15edgkbm-3-81-7p-14-00a/19122249.html
WJ15EDGKBM-3.81-8P-14-00A | KANGNEX | 100: 0.4336 300: 0.4264 500: 0.4156 | WJ15EDGKBM-3.81-08P-14-00A | [11 empty] | WJ15EDGKBM-3.81-8P-14-00A KANGNEX | [8 empty] | Through hole mounting | [21 empty] | 100 | https://www.unikeyic.com/media/datasheet/7a/39/16ab/7a3916ab781cf0d3184e797ca3181274.pdf | https://www.unikeyic.com/products/wire-to-board-terminal-blocks/wj15edgkbm-3-81-8p-14-00a/34271999.html
WJ15EDGKM-3.81-11P-14-00A | KANGNEX | 1: 0.6804 10: 0.5833 30: 0.4983 100: 0.4328 600: 0.3952 1,000: 0.3763 | WJ15EDGKM-3.81-11P-14-00A, | [11 empty] | WJ15EDGKM-3.81-11P-14-00A KANGNEX | [8 empty] | Through hole mounting | [22 empty] | https://www.unikeyic.com/media/datasheet/f6/b5/6887/f6b56887d33a82a170b0dcb90691da9b.pdf | https://www.unikeyic.com/products/wire-to-board-terminal-blocks/wj15edgkm-3-81-11p-14-00a/13184610.html
WJ15EDGRC-3.81-12P-14-00A | KANGNEX | 5: 0.1761 50: 0.137 150: 0.1204 500: 0.0996 2,500: 0.0903 5,000: 0.0848 | WJ15EDGRC-3.81-12P-14-00A, | [11 empty] | WJ15EDGRC-3.81-12P-14-00A KANGNEX | [8 empty] | Through hole mounting | [22 empty] | https://www.unikeyic.com/media/datasheet/15/bf/4d1a/15bf4d1a41aa72dbfcc0d4c42bcc50ec.pdf | https://www.unikeyic.com/products/wire-to-board-terminal-blocks/wj15edgrc-3-81-12p-14-00a/30912895.html
WJ15EDGRC-3.81-4P-14-00A | KANGNEX | 1: 0.4747 10: 0.3905 30: 0.3212 100: 0.2892 600: 0.2636 1,000: 0.2482 | WJ15EDGRC-3.81-04P-14-00A,WJ15EDGRC-3.81-04P-14-00A, | [11 empty] | WJ15EDGRC-3.81-4P-14-00A KANGNEX | [8 empty] | Through hole mounting | [22 empty] | https://www.unikeyic.com/media/datasheet/15/bf/4d1a/15bf4d1a41aa72dbfcc0d4c42bcc50ec.pdf | https://www.unikeyic.com/products/wire-to-board-terminal-blocks/wj15edgrc-3-81-4p-14-00a/34479702.html
WJ15EDGRC-3.81-7P-14-00A | KANGNEX | 100: 0.0486 300: 0.0478 500: 0.0465 | WJ15EDGRC-3.81-07P-14-00A, | [11 empty] | WJ15EDGRC-3.81-7P-14-00A KANGNEX | [8 empty] | Through hole mounting | [21 empty] | 1895 | https://www.unikeyic.com/media/datasheet/15/bf/4d1a/15bf4d1a41aa72dbfcc0d4c42bcc50ec.pdf | https://www.unikeyic.com/products/wire-to-board-terminal-blocks/wj15edgrc-3-81-7p-14-00a/7083221.html
WJ15EDGRM-3.81-10P-14-00A | KANGNEX | 5: 0.2098 50: 0.1726 150: 0.1419 500: 0.1278 3,000: 0.1165 5,000: 0.1097 | WJ15EDGRM-3.81-10P-14-00A, | [11 empty] | WJ15EDGRM-3.81-10P-14-00A KANGNEX | [8 empty] | Through hole mounting | [22 empty] | https://www.unikeyic.com/media/datasheet/db/91/f0d9/db91f0d9b13051f9f6a90382e0c99e68.pdf | https://www.unikeyic.com/products/wire-to-board-terminal-blocks/wj15edgrm-3-81-10p-14-00a/32963156.html
WJ15EDGRM-3.81-12P-14-00A | KANGNEX | 5: 0.2481 50: 0.2042 150: 0.168 500: 0.1511 3,000: 0.1378 5,000: 0.1298 | WJ15EDGRM-3.81-12P-14-00A, | [11 empty] | WJ15EDGRM-3.81-12P-14-00A KANGNEX | [8 empty] | Through hole mounting | [22 empty] | https://www.unikeyic.com/media/datasheet/db/91/f0d9/db91f0d9b13051f9f6a90382e0c99e68.pdf | https://www.unikeyic.com/products/wire-to-board-terminal-blocks/wj15edgrm-3-81-12p-14-00a/2096274.html
WJ15EDGRM-3.81-2P | KANGNEX | 5: 0.0921 50: 0.0713 300: 0.0609 600: 0.0535 | [21 empty] | Bracket mounting, board mount | [22 empty] | https://www.unikeyic.com/media/about_us/Unikey_ISO_9001_Certification.pdf | https://www.unikeyic.com/products/wire-to-board-terminal-blocks/wj15edgrm-3-81-2p/688123904.html
WJ15EDGRM-3.81-3P-14-00A | KANGNEX | 5: 0.1194 50: 0.0982 150: 0.0808 500: 0.0728 3,000: 0.0663 5,000: 0.0624 | WJ15EDGRM-3.81-03P-14-00A, | [11 empty] | WJ15EDGRM-3.81-3P-14-00A KANGNEX | [8 empty] | Through hole mounting | [22 empty] | https://www.unikeyic.com/media/datasheet/db/91/f0d9/db91f0d9b13051f9f6a90382e0c99e68.pdf | https://www.unikeyic.com/products/wire-to-board-terminal-blocks/wj15edgrm-3-81-3p-14-00a/17916738.html
WJ15EDGRM-3.81-5P-14-00A | KANGNEX | 5: 0.1473 50: 0.1212 150: 0.0998 500: 0.0898 3,000: 0.0818 5,000: 0.077 | WJ15EDGRM-3.81-05P-14-00A, | [11 empty] | WJ15EDGRM-3.81-5P-14-00A KANGNEX | [8 empty] | Through hole mounting | [22 empty] | https://www.unikeyic.com/media/datasheet/db/91/f0d9/db91f0d9b13051f9f6a90382e0c99e68.pdf | https://www.unikeyic.com/products/wire-to-board-terminal-blocks/wj15edgrm-3-81-5p-14-00a/2237747.html
WJ15EDGRM-3.81-6P-14-00A | KANGNEX | 5: 0.1613 50: 0.1327 150: 0.1092 500: 0.0982 3,000: 0.0896 5,000: 0.0844 | WJ15EDGRM-3.81-06P-14-00A, | [11 empty] | WJ15EDGRM-3.81-6P-14-00A KANGNEX | [8 empty] | Through hole mounting | [22 empty] | https://www.unikeyic.com/media/datasheet/db/91/f0d9/db91f0d9b13051f9f6a90382e0c99e68.pdf | https://www.unikeyic.com/products/wire-to-board-terminal-blocks/wj15edgrm-3-81-6p-14-00a/27337527.html
WJ15EDGVC-3.81-3P-14-00A | KANGNEX | 10: 0.0405 100: 0.0333 300: 0.0274 1,000: 0.0247 6,000: 0.0225 10,000: 0.0212 | WJ15EDGVC-3.81-03P-14-00A, | [11 empty] | WJ15EDGVC-3.81-3P-14-00A KANGNEX | [8 empty] | Through hole mounting | [22 empty] | https://www.unikeyic.com/media/datasheet/e3/a4/e64c/e3a4e64c82a2dcf2afdfd4454781804e.pdf | https://www.unikeyic.com/products/wire-to-board-terminal-blocks/wj15edgvc-3-81-3p-14-00a/15231391.html
WJ15EDGVC-3.81-6P-14-00A | KANGNEX | 4: 0.0819 50: 0.0674 150: 0.0554 500: 0.0499 3,000: 0.0455 5,000: 0.0428 | WJ15EDGVC-3.81-06P-14-00A, | [11 empty] | WJ15EDGVC-3.81-6P-14-00A KANGNEX | [8 empty] | Through hole mounting | [22 empty] | https://www.unikeyic.com/media/datasheet/e3/a4/e64c/e3a4e64c82a2dcf2afdfd4454781804e.pdf | https://www.unikeyic.com/products/wire-to-board-terminal-blocks/wj15edgvc-3-81-6p-14-00a/7649837.html
WJ15EDGVC-3.81-9P-14-00A | KANGNEX | 5: 0.1228 50: 0.1011 150: 0.0831 500: 0.0749 3,000: 0.0682 5,000: 0.0642 | WJ15EDGVC-3.81-09P-14-00A, | [11 empty] | WJ15EDGVC-3.81-9P-14-00A KANGNEX | [8 empty] | Through hole mounting | [22 empty] | https://www.unikeyic.com/media/datasheet/e3/a4/e64c/e3a4e64c82a2dcf2afdfd4454781804e.pdf | https://www.unikeyic.com/products/wire-to-board-terminal-blocks/wj15edgvc-3-81-9p-14-00a/616513.html
WJ15EDGVM-3.81-12P-14-00A | KANGNEX | 5: 0.2438 50: 0.1931 150: 0.1716 500: 0.1449 2,500: 0.133 5,000: 0.1259 | WJ15EDGVM-3.81-12P-14-00A, | [11 empty] | WJ15EDGVM-3.81-12P-14-00A KANGNEX | [8 empty] | Through hole mounting | [22 empty] | https://www.unikeyic.com/media/datasheet/5e/a4/232e/5ea4232e16e6b2c39f622f0115e82201.pdf | https://www.unikeyic.com/products/wire-to-board-terminal-blocks/wj15edgvm-3-81-12p-14-00a/18070189.html
WJ15EDGVM-3.81-3P-14-00A | KANGNEX | 1: 1.0384 10: 0.8542 30: 0.7027 100: 0.6327 600: 0.5767 1,000: 0.543 | WJ15EDGVM-3.81-03P-14-00A, | [11 empty] | WJ15EDGVM-3.81-3P-14-00A KANGNEX | [8 empty] | Through hole mounting | [22 empty] | https://www.unikeyic.com/media/datasheet/5e/a4/232e/5ea4232e16e6b2c39f622f0115e82201.pdf | https://www.unikeyic.com/products/wire-to-board-terminal-blocks/wj15edgvm-3-81-3p-14-00a/24780997.html
WJ15EDGVM-3.81-6P-14-00A | KANGNEX | 5: 0.1613 50: 0.1327 150: 0.1092 500: 0.0982 3,000: 0.0896 5,000: 0.0844 | WJ15EDGVM-3.81-06P-14-00A, | [11 empty] | WJ15EDGVM-3.81-6P-14-00A KANGNEX | [8 empty] | Through hole mounting | [22 empty] | https://www.unikeyic.com/media/datasheet/5e/a4/232e/5ea4232e16e6b2c39f622f0115e82201.pdf | https://www.unikeyic.com/products/wire-to-board-terminal-blocks/wj15edgvm-3-81-6p-14-00a/18832954.html
WJ250A-3.5-6P-11-00A | KANGNEX | 1: 2.1549 10: 1.7728 30: 1.4584 100: 1.313 600: 1.1969 1,000: 1.1271 | WJ250A-3.5-06P-11-00A, | [11 empty] | WJ250A-3.5-6P-11-00A KANGNEX | [8 empty] | Through hole mounting | [22 empty] | https://www.unikeyic.com/media/datasheet/b9/ea/8890/b9ea889038201dabb592656b081ddc15.pdf | https://www.unikeyic.com/products/wire-to-board-terminal-blocks/wj250a-3-5-6p-11-00a/14675996.html
WJ250B-3.5-4P-11-00A | KANGNEX | 5: 0.1651 50: 0.1359 150: 0.1117 500: 0.1006 3,000: 0.0918 5,000: 0.0864 | WJ250B-3.5-04P-11-00A, | [11 empty] | WJ250B-3.5-4P-11-00A KANGNEX | [8 empty] | Through hole mounting | [22 empty] | https://www.unikeyic.com/media/datasheet/77/b9/fdd1/77b9fdd11ea55b3ef81a706e8fa43390.pdf | https://www.unikeyic.com/products/wire-to-board-terminal-blocks/wj250b-3-5-4p-11-00a/33892010.html
WJ2EDGK-5.08-3P-14-00A | KANGNEX | 5: 0.2214 50: 0.1822 150: 0.1499 500: 0.1349 3,000: 0.123 5,000: 0.1158 | WJ2EDGK-5.08-03P-14-00A, | [11 empty] | WJ2EDGK-5.08-3P-14-00A KANGNEX | [8 empty] | Through hole mounting | [22 empty] | https://www.unikeyic.com/media/datasheet/78/60/d250/7860d2500ddd29e23f1227f57fc80a91.pdf | https://www.unikeyic.com/products/wire-to-board-terminal-blocks/wj2edgk-5-08-3p-14-00a/34688722.html
WJ2EDGKA-5.08-12P-14-00A | KANGNEX | 100: 0.6244 300: 0.614 500: 0.5984 | WJ2EDGKA-5.08-12P-14-00A, | [11 empty] | WJ2EDGKA-5.08-12P-14-00A KANGNEX | [8 empty] | Through hole mounting | [21 empty] | 500 | https://www.unikeyic.com/media/datasheet/aa/a5/1d4a/aaa51d4aa78f140cb92e6c356df99086.pdf | https://www.unikeyic.com/products/wire-to-board-terminal-blocks/wj2edgka-5-08-12p-14-00a/1594908.html
WJ2EDGKA-5.08-13P-14-00A | KANGNEX | 100: 0.6765 300: 0.6651 500: 0.6482 | WJ2EDGKA-5.08-13P-14-00A | [42 empty] | 100 | https://www.unikeyic.com/media/about_us/Unikey_ISO_9001_Certification.pdf | https://www.unikeyic.com/products/wire-to-board-terminal-blocks/wj2edgka-5-08-13p-14-00a/683409020.html
WJ2EDGKA-5.08-14P-14-00A | KANGNEX | 100: 0.7285 300: 0.7164 500: 0.6981 | WJ2EDGKA-5.08-14P-14-00A, | [42 empty] | 100 | https://www.unikeyic.com/media/about_us/Unikey_ISO_9001_Certification.pdf | https://www.unikeyic.com/products/wire-to-board-terminal-blocks/wj2edgka-5-08-14p-14-00a/683019578.html
WJ2EDGKA-5.08-3P-14-00A | KANGNEX | 1: 2.6701 10: 2.1966 30: 1.807 100: 1.6269 600: 1.483 1,000: 1.3965 | WJ2EDGKA-5.08-03P-14-00A, | [11 empty] | WJ2EDGKA-5.08-3P-14-00A KANGNEX | [8 empty] | Through hole mounting | [22 empty] | https://www.unikeyic.com/media/datasheet/aa/a5/1d4a/aaa51d4aa78f140cb92e6c356df99086.pdf | https://www.unikeyic.com/products/wire-to-board-terminal-blocks/wj2edgka-5-08-3p-14-00a/30349867.html
WJ2EDGKA-5.08-6P-14-00A | KANGNEX | 1: 0.5807 10: 0.4978 30: 0.4252 100: 0.3694 600: 0.3373 1,000: 0.3212 | WJ2EDGKA-5.08-06P-14-00A, | [11 empty] | WJ2EDGKA-5.08-6P-14-00A KANGNEX | [8 empty] | Through hole mounting | [22 empty] | https://www.unikeyic.com/media/datasheet/aa/a5/1d4a/aaa51d4aa78f140cb92e6c356df99086.pdf | https://www.unikeyic.com/products/wire-to-board-terminal-blocks/wj2edgka-5-08-6p-14-00a/25453306.html
WJ2EDGKA-5.08-8P-14-00A | KANGNEX | 1: 0.7743 10: 0.6638 30: 0.567 100: 0.4925 600: 0.4496 1,000: 0.4283 | WJ2EDGKA-5.08-08P-14-00A, | [11 empty] | WJ2EDGKA-5.08-8P-14-00A KANGNEX | [8 empty] | Through hole mounting | [22 empty] | https://www.unikeyic.com/media/datasheet/aa/a5/1d4a/aaa51d4aa78f140cb92e6c356df99086.pdf | https://www.unikeyic.com/products/wire-to-board-terminal-blocks/wj2edgka-5-08-8p-14-00a/11999800.html
WJ2EDGKB-5.08-13P-14-00A | KANGNEX | 100: 0.6765 300: 0.6651 500: 0.6482 | WJ2EDGKB-5.08-13P-14-00A | [42 empty] | 100 | https://www.unikeyic.com/media/about_us/Unikey_ISO_9001_Certification.pdf | https://www.unikeyic.com/products/wire-to-board-terminal-blocks/wj2edgkb-5-08-13p-14-00a/682570019.html
WJ2EDGKB-5.08-14P-14-00A | KANGNEX | 100: 0.7285 300: 0.7164 500: 0.6981 | WJ2EDGKB-5.08-14P-14-00A | [42 empty] | 100 | https://www.unikeyic.com/media/about_us/Unikey_ISO_9001_Certification.pdf | https://www.unikeyic.com/products/wire-to-board-terminal-blocks/wj2edgkb-5-08-14p-14-00a/682620163.html
WJ2EDGKB-5.08-7P-14-00A | KANGNEX | 100: 0.3642 300: 0.3581 500: 0.349 | WJ2EDGKB-5.08-07P-14-00A, | [11 empty] | WJ2EDGKB-5.08-7P-14-00A KANGNEX | [8 empty] | Through hole mounting | [21 empty] | 500 | https://www.unikeyic.com/media/datasheet/65/2c/9ee0/652c9ee00939babf5b71341df127851e.pdf | https://www.unikeyic.com/products/wire-to-board-terminal-blocks/wj2edgkb-5-08-7p-14-00a/34458473.html
WJ2EDGKM-5.08-10P-14-00A | KANGNEX | 100: 0.3863 300: 0.3799 500: 0.3702 | WJ2EDGKM-5.08-10P-14-00A, | [11 empty] | WJ2EDGKM-5.08-10P-14-00A KANGNEX | [8 empty] | Through hole mounting | [21 empty] | 1000 | https://www.unikeyic.com/media/datasheet/4b/fa/bbcf/4bfabbcf258a1e5d9078f3ade518b560.pdf | https://www.unikeyic.com/products/wire-to-board-terminal-blocks/wj2edgkm-5-08-10p-14-00a/30155317.html
WJ2EDGKM-5.08-12P-14-00A | KANGNEX | 100: 0.4604 300: 0.4527 500: 0.4412 | WJ2EDGKM-5.08-12P-14-00A | [11 empty] | WJ2EDGKM-5.08-12P-14-00A KANGNEX | [8 empty] | Through hole mounting | [21 empty] | 1000 | https://www.unikeyic.com/media/datasheet/4b/fa/bbcf/4bfabbcf258a1e5d9078f3ade518b560.pdf | https://www.unikeyic.com/products/wire-to-board-terminal-blocks/wj2edgkm-5-08-12p-14-00a/22126428.html
WJ2EDGKM-5.08-2P-14-00A | KANGNEX | 5: 0.1706 50: 0.1403 150: 0.1154 500: 0.1039 3,000: 0.0947 5,000: 0.0892 | WJ2EDGKM-5.08-02P-14-00A, | [11 empty] | WJ2EDGKM-5.08-2P-14-00A KANGNEX | [8 empty] | Through hole mounting | [22 empty] | https://www.unikeyic.com/media/datasheet/4b/fa/bbcf/4bfabbcf258a1e5d9078f3ade518b560.pdf | https://www.unikeyic.com/products/wire-to-board-terminal-blocks/wj2edgkm-5-08-2p-14-00a/27896690.html
WJ2EDGKM-5.08-4P-14-00A | KANGNEX | 5: 0.3164 50: 0.2603 150: 0.2141 500: 0.1928 3,000: 0.1758 5,000: 0.1655 | WJ2EDGKM-5.08-04P-14-00A, | [11 empty] | WJ2EDGKM-5.08-4P-14-00A KANGNEX | [8 empty] | Through hole mounting | [22 empty] | https://www.unikeyic.com/media/datasheet/4b/fa/bbcf/4bfabbcf258a1e5d9078f3ade518b560.pdf | https://www.unikeyic.com/products/wire-to-board-terminal-blocks/wj2edgkm-5-08-4p-14-00a/34920333.html
WJ2EDGR-5.08-13P-14-00A | KANGNEX | 100: 0.1148 300: 0.1128 500: 0.11 | WJ2EDGR-5.08-13P-14-00A | [42 empty] | 100 | https://www.unikeyic.com/media/about_us/Unikey_ISO_9001_Certification.pdf | https://www.unikeyic.com/products/wire-to-board-terminal-blocks/wj2edgr-5-08-13p-14-00a/683335825.html
WJ2EDGR-5.08-15P-14-00A | KANGNEX | 100: 0.1325 300: 0.1303 500: 0.1269 | WJ2EDGR-5.08-15P-14-00A | [42 empty] | 100 | https://www.unikeyic.com/media/about_us/Unikey_ISO_9001_Certification.pdf | https://www.unikeyic.com/products/wire-to-board-terminal-blocks/wj2edgr-5-08-15p-14-00a/683365736.html
WJ2EDGR-5.08-2P-14-00A | KANGNEX | 10: 0.0348 100: 0.0286 300: 0.0236 1,000: 0.0212 6,000: 0.0193 10,000: 0.0181 | WJ2EDGR-5.08-02P-14-00A, | [11 empty] | WJ2EDGR-5.08-2P-14-00A KANGNEX | [8 empty] | Through hole mounting | [22 empty] | https://www.unikeyic.com/media/datasheet/7b/04/11da/7b0411da644e94134847784f773ec588.pdf | https://www.unikeyic.com/products/wire-to-board-terminal-blocks/wj2edgr-5-08-2p-14-00a/14318753.html
WJ2EDGR-5.08-4P-14-00A | KANGNEX | 5: 0.0694 50: 0.0572 150: 0.047 500: 0.0424 3,000: 0.0386 5,000: 0.0363 | WJ2EDGR-5.08-04P-14-00A, | [11 empty] | WJ2EDGR-5.08-4P-14-00A KANGNEX | [8 empty] | Through hole mounting | [22 empty] | https://www.unikeyic.com/media/datasheet/7b/04/11da/7b0411da644e94134847784f773ec588.pdf | https://www.unikeyic.com/products/wire-to-board-terminal-blocks/wj2edgr-5-08-4p-14-00a/30859956.html
WJ2EDGR-5.08-5P-14-00A | KANGNEX | 100: 0.0442 300: 0.0435 500: 0.0423 | WJ2EDGR-5.08-05P-14-00A, | [11 empty] | WJ2EDGR-5.08-5P-14-00A KANGNEX | [8 empty] | Through hole mounting | [21 empty] | 3000 | https://www.unikeyic.com/media/datasheet/7b/04/11da/7b0411da644e94134847784f773ec588.pdf | https://www.unikeyic.com/products/wire-to-board-terminal-blocks/wj2edgr-5-08-5p-14-00a/2337962.html
WJ2EDGR-5.08-9P-14-00A | KANGNEX | 5: 0.1563 50: 0.1286 150: 0.1058 500: 0.0953 3,000: 0.0868 5,000: 0.0818 | WJ2EDGR-5.08-09P-14-00A, | [11 empty] | WJ2EDGR-5.08-9P-14-00A KANGNEX | [8 empty] | Through hole mounting | [22 empty] | https://www.unikeyic.com/media/datasheet/7b/04/11da/7b0411da644e94134847784f773ec588.pdf | https://www.unikeyic.com/products/wire-to-board-terminal-blocks/wj2edgr-5-08-9p-14-00a/10692695.html
WJ2EDGRC-5.08-11P-14-00A | KANGNEX | 100: 0.0972 300: 0.0955 500: 0.0931 | WJ2EDGRC-5.08-11P-14-00A | [11 empty] | WJ2EDGRC-5.08-11P-14-00A KANGNEX | [8 empty] | Through hole mounting | [21 empty] | 2850 | https://www.unikeyic.com/media/datasheet/eb/6a/7772/eb6a77729d64bc3ee60e5f1f2f4f25a8.pdf | https://www.unikeyic.com/products/wire-to-board-terminal-blocks/wj2edgrc-5-08-11p-14-00a/26231305.html
WJ2EDGRC-5.08-3P-14-00A | KANGNEX | 10: 0.0521 100: 0.0428 300: 0.0352 1,000: 0.0317 6,000: 0.029 10,000: 0.0273 | WJ2EDGRC-5.08-03P-14-00A, | [11 empty] | WJ2EDGRC-5.08-3P-14-00A KANGNEX | [8 empty] | Through hole mounting | [22 empty] | https://www.unikeyic.com/media/datasheet/eb/6a/7772/eb6a77729d64bc3ee60e5f1f2f4f25a8.pdf | https://www.unikeyic.com/products/wire-to-board-terminal-blocks/wj2edgrc-5-08-3p-14-00a/10602457.html
WJ2EDGRC-5.08-4P-14-00A | KANGNEX | 100: 0.0353 300: 0.0347 500: 0.0338 | WJ2EDGRC-5.08-04P-14-00A | [11 empty] | WJ2EDGRC-5.08-4P-14-00A KANGNEX | [8 empty] | Through hole mounting | [21 empty] | 2495 | https://www.unikeyic.com/media/datasheet/eb/6a/7772/eb6a77729d64bc3ee60e5f1f2f4f25a8.pdf | https://www.unikeyic.com/products/wire-to-board-terminal-blocks/wj2edgrc-5-08-4p-14-00a/19240793.html
WJ2EDGRC-5.08-8P-14-00A | KANGNEX | 5: 0.139 50: 0.1143 150: 0.0941 500: 0.0846 3,000: 0.0771 5,000: 0.0727 | WJ2EDGRC-5.08-08P-14-00A, | [11 empty] | WJ2EDGRC-5.08-8P-14-00A KANGNEX | [8 empty] | Through hole mounting | [22 empty] | https://www.unikeyic.com/media/datasheet/eb/6a/7772/eb6a77729d64bc3ee60e5f1f2f4f25a8.pdf | https://www.unikeyic.com/products/wire-to-board-terminal-blocks/wj2edgrc-5-08-8p-14-00a/13855512.html
WJ2EDGRM-5.08-11P-14-00A | KANGNEX | 100: 0.1388 300: 0.1365 500: 0.133 | WJ2EDGRM-5.08-11P-14-00A | [11 empty] | WJ2EDGRM-5.08-11P-14-00A KANGNEX | [8 empty] | Through hole mounting | [21 empty] | 300 | https://www.unikeyic.com/media/datasheet/1a/27/ca0d/1a27ca0d4fd55f9b973d5183d74a1372.pdf | https://www.unikeyic.com/products/wire-to-board-terminal-blocks/wj2edgrm-5-08-11p-14-00a/13607742.html
WJ2EDGRM-5.08-12P-14-00A | KANGNEX | 100: 0.1466 300: 0.1442 500: 0.1405 | WJ2EDGRM-5.08-12P-14-00A, | [11 empty] | WJ2EDGRM-5.08-12P-14-00A KANGNEX | [8 empty] | Through hole mounting | [21 empty] | 300 | https://www.unikeyic.com/media/datasheet/1a/27/ca0d/1a27ca0d4fd55f9b973d5183d74a1372.pdf | https://www.unikeyic.com/products/wire-to-board-terminal-blocks/wj2edgrm-5-08-12p-14-00a/31209918.html
WJ2EDGRM-5.08-3P-14-00A | KANGNEX | 5: 0.1302 50: 0.1072 150: 0.0882 500: 0.0793 3,000: 0.0724 5,000: 0.0681 | WJ2EDGRM-5.08-03P-14-00A,WJ2EDGRM-5.08-03P-14-00A, | [11 empty] | WJ2EDGRM-5.08-3P-14-00A KANGNEX | [8 empty] | Through hole mounting | [22 empty] | https://www.unikeyic.com/media/datasheet/1a/27/ca0d/1a27ca0d4fd55f9b973d5183d74a1372.pdf | https://www.unikeyic.com/products/wire-to-board-terminal-blocks/wj2edgrm-5-08-3p-14-00a/15192275.html
WJ2EDGRM-5.08-5P-14-00A | KANGNEX | 100: 0.0851 300: 0.0837 500: 0.0816 | WJ2EDGRM-5.08-05P-14-00A, | [11 empty] | WJ2EDGRM-5.08-5P-14-00A KANGNEX | [8 empty] | Through hole mounting | [21 empty] | 300 | https://www.unikeyic.com/media/datasheet/1a/27/ca0d/1a27ca0d4fd55f9b973d5183d74a1372.pdf | https://www.unikeyic.com/products/wire-to-board-terminal-blocks/wj2edgrm-5-08-5p-14-00a/17680874.html
WJ2EDGV-5.08-2P-14-00A | KANGNEX | 100: 0.0177 300: 0.0173 500: 0.0169 | WJ2EDGV-5.08-02P-14-00A, | [11 empty] | WJ2EDGV-5.08-2P-14-00A KANGNEX | [8 empty] | Through hole mounting | [21 empty] | 2615 | https://www.unikeyic.com/media/datasheet/06/9a/bf86/069abf86d7eb2bccbc6207eb6d09e4f0.pdf | https://www.unikeyic.com/products/wire-to-board-terminal-blocks/wj2edgv-5-08-2p-14-00a/22042625.html
WJ2EDGV-5.08-7P-14-00A | KANGNEX | 100: 0.0618 300: 0.0608 500: 0.0592 | WJ2EDGV-5.08-07P-14-00A | [11 empty] | WJ2EDGV-5.08-7P-14-00A KANGNEX | [8 empty] | Through hole mounting | [21 empty] | 3000 | https://www.unikeyic.com/media/datasheet/06/9a/bf86/069abf86d7eb2bccbc6207eb6d09e4f0.pdf | https://www.unikeyic.com/products/wire-to-board-terminal-blocks/wj2edgv-5-08-7p-14-00a/21978657.html
WJ2EDGV-5.08-8P-14-00A | KANGNEX | 100: 0.0706 300: 0.0695 500: 0.0677 | WJ2EDGV-5.08-08P-14-00A, | [11 empty] | WJ2EDGV-5.08-8P-14-00A KANGNEX | [8 empty] | Through hole mounting | [21 empty] | 3000 | https://www.unikeyic.com/media/datasheet/06/9a/bf86/069abf86d7eb2bccbc6207eb6d09e4f0.pdf | https://www.unikeyic.com/products/wire-to-board-terminal-blocks/wj2edgv-5-08-8p-14-00a/2125378.html
WJ2EDGV-5.08-9P-14-00A | KANGNEX | 100: 0.0795 300: 0.0781 500: 0.0762 | WJ2EDGV-5.08-09P-14-00A, | [11 empty] | WJ2EDGV-5.08-9P-14-00A KANGNEX | [8 empty] | Through hole mounting | [21 empty] | 3000 | https://www.unikeyic.com/media/datasheet/06/9a/bf86/069abf86d7eb2bccbc6207eb6d09e4f0.pdf | https://www.unikeyic.com/products/wire-to-board-terminal-blocks/wj2edgv-5-08-9p-14-00a/11576728.html
WJ2EDGVC-5.08-14P-14-00A | KANGNEX | 100: 0.1236 300: 0.1216 500: 0.1185 | WJ2EDGVC-5.08-14P-14-00A | [42 empty] | 100 | https://www.unikeyic.com/media/about_us/Unikey_ISO_9001_Certification.pdf | https://www.unikeyic.com/products/wire-to-board-terminal-blocks/wj2edgvc-5-08-14p-14-00a/682331510.html
WJ2EDGVC-5.08-16P-14-00A | KANGNEX | 100: 0.1412 300: 0.1389 500: 0.1354 | WJ2EDGVC-5.08-16P-14-00A | [42 empty] | 100 | https://www.unikeyic.com/media/about_us/Unikey_ISO_9001_Certification.pdf | https://www.unikeyic.com/products/wire-to-board-terminal-blocks/wj2edgvc-5-08-16p-14-00a/681800710.html
WJ2EDGVC-5.08-20P-14-00A | KANGNEX | 100: 0.1766 300: 0.1736 500: 0.1692 | WJ2EDGVC-5.08-20P-14-00A, | [42 empty] | 100 | https://www.unikeyic.com/media/about_us/Unikey_ISO_9001_Certification.pdf | https://www.unikeyic.com/products/wire-to-board-terminal-blocks/wj2edgvc-5-08-20p-14-00a/682048998.html
WJ2EDGVC-5.08-7P-14-00A | KANGNEX | 5: 0.1216 50: 0.1 150: 0.0823 500: 0.0741 3,000: 0.0675 5,000: 0.0636 | WJ2EDGVC-5.08-07P-14-00A, | [11 empty] | WJ2EDGVC-5.08-7P-14-00A KANGNEX | [8 empty] | Through hole mounting | [22 empty] | https://www.unikeyic.com/media/datasheet/19/6f/caa3/196fcaa3ede2f6c564ddf54f877f6dfd.pdf | https://www.unikeyic.com/products/wire-to-board-terminal-blocks/wj2edgvc-5-08-7p-14-00a/14946832.html
WJ2EDGVC-5.08-9P-14-00A | KANGNEX | 100: 0.0795 300: 0.0781 500: 0.0762 | WJ2EDGVC-5.08-09P-14-00A | [11 empty] | WJ2EDGVC-5.08-9P-14-00A KANGNEX | [8 empty] | Through hole mounting | [21 empty] | 3000 | https://www.unikeyic.com/media/datasheet/19/6f/caa3/196fcaa3ede2f6c564ddf54f877f6dfd.pdf | https://www.unikeyic.com/products/wire-to-board-terminal-blocks/wj2edgvc-5-08-9p-14-00a/3061062.html
WJ2EDGVM-5.08-12P-14-00A | KANGNEX | 5: 0.2963 50: 0.2327 150: 0.2054 500: 0.1713 2,500: 0.1562 5,000: 0.1471 | WJ2EDGVM-5.08-12P-14-00A, | [11 empty] | WJ2EDGVM-5.08-12P-14-00A KANGNEX | [8 empty] | Through hole mounting | [22 empty] | https://www.unikeyic.com/media/datasheet/b7/a0/b058/b7a0b058cdedaf93de077eaa8544b656.pdf | https://www.unikeyic.com/products/wire-to-board-terminal-blocks/wj2edgvm-5-08-12p-14-00a/34480334.html
WJ2EDGVM-5.08-3P-14-00A | KANGNEX | 5: 0.1302 50: 0.1072 150: 0.0882 500: 0.0793 3,000: 0.0724 5,000: 0.0681 | WJ2EDGVM-5.08-03P-14-00A, | [11 empty] | WJ2EDGVM-5.08-3P-14-00A KANGNEX | [8 empty] | Through hole mounting | [22 empty] | https://www.unikeyic.com/media/datasheet/b7/a0/b058/b7a0b058cdedaf93de077eaa8544b656.pdf | https://www.unikeyic.com/products/wire-to-board-terminal-blocks/wj2edgvm-5-08-3p-14-00a/34835110.html
WJ2EDGVM-5.08-5P-14-00A | KANGNEX | 5: 0.1675 50: 0.1378 150: 0.1133 500: 0.102 3,000: 0.093 5,000: 0.0876 | WJ2EDGVM-5.08-05P-14-00A, | [11 empty] | WJ2EDGVM-5.08-5P-14-00A KANGNEX | [8 empty] | Through hole mounting | [22 empty] | https://www.unikeyic.com/media/datasheet/b7/a0/b058/b7a0b058cdedaf93de077eaa8544b656.pdf | https://www.unikeyic.com/products/wire-to-board-terminal-blocks/wj2edgvm-5-08-5p-14-00a/11790038.html
WJ300V-5.0-3P-12-00A | KANGNEX | 5: 0.1396 50: 0.1149 150: 0.0944 500: 0.085 3,000: 0.0775 5,000: 0.073 | WJ300V-5.0-03P-12-00A, | [11 empty] | WJ300V-5.0-3P-12-00A KANGNEX | [8 empty] | Through hole mounting | [22 empty] | https://www.unikeyic.com/media/datasheet/59/9f/f602/599ff6026a512c9c5a315a1df0354ad3.pdf | https://www.unikeyic.com/products/wire-to-board-terminal-blocks/wj300v-5-0-3p-12-00a/10930825.html
WJ301V-5.0-2P-12-00A | KANGNEX | 100: 0.0429 300: 0.0422 500: 0.0411 | WJ301V-5.0-02P-12-00A, | [11 empty] | WJ301V-5.0-2P-12-00A KANGNEX | [8 empty] | Through hole mounting | [21 empty] | 10000 | https://www.unikeyic.com/media/datasheet/9e/7a/0aac/9e7a0aace66d746c73d130a120cbb159.pdf | https://www.unikeyic.com/products/wire-to-board-terminal-blocks/wj301v-5-0-2p-12-00a/29940409.html
WJ35C-B-8.25-2P-13-00A | KANGNEX | 5: 0.1204 50: 0.099 150: 0.0814 500: 0.0733 3,000: 0.0669 5,000: 0.063 | WJ35C-B-8.25-02P-13-00A, | [11 empty] | WJ35C-B-8.25-2P-13-00A KANGNEX | [8 empty] | Through hole mounting | [22 empty] | https://www.unikeyic.com/media/datasheet/19/c4/fb81/19c4fb813805c1f69c10915e350ee6f5.pdf | https://www.unikeyic.com/products/wire-to-board-terminal-blocks/wj35c-b-8-25-2p-13-00a/6171539.html
WJ35C-B-8.25-5P-13-00A | KANGNEX | 5: 0.3009 50: 0.2475 150: 0.2036 500: 0.1834 3,000: 0.1671 5,000: 0.1573 | WJ35C-B-8.25-05P-13-00A, | [11 empty] | WJ35C-B-8.25-5P-13-00A KANGNEX | [8 empty] | Through hole mounting | [22 empty] | https://www.unikeyic.com/media/datasheet/19/c4/fb81/19c4fb813805c1f69c10915e350ee6f5.pdf | https://www.unikeyic.com/products/wire-to-board-terminal-blocks/wj35c-b-8-25-5p-13-00a/15742005.html
WJ35C-B-8.25-6P-13-00A | KANGNEX | 1: 0.3414 10: 0.2927 30: 0.25 100: 0.2172 600: 0.1983 1,000: 0.1889 | WJ35C-B-8.25-06P-13-00A, | [11 empty] | WJ35C-B-8.25-6P-13-00A KANGNEX | [8 empty] | Through hole mounting | [22 empty] | https://www.unikeyic.com/media/datasheet/19/c4/fb81/19c4fb813805c1f69c10915e350ee6f5.pdf | https://www.unikeyic.com/products/wire-to-board-terminal-blocks/wj35c-b-8-25-6p-13-00a/26727405.html
WJ500A-5.08-2P-14-00A | KANGNEX | 100: 0.1359 300: 0.1336 500: 0.1303 | 0 | [11 empty] | WJ500A-5.08-2P-14-00A KANGNEX | [8 empty] | Through hole mounting | [21 empty] | 100 | https://www.unikeyic.com/media/datasheet/e0/40/8cfe/e0408cfee02726910d1efd415bdee043.pdf | https://www.unikeyic.com/products/wire-to-board-terminal-blocks/wj500a-5-08-2p-14-00a/14398239.html
WJ500V-5.08-3P-14-00A | KANGNEX | 5: 0.1684 50: 0.1386 150: 0.114 500: 0.1026 3,000: 0.0936 5,000: 0.0881 | WJ500V-5.08-03P-14-00A, | [11 empty] | WJ500V-5.08-3P-14-00A KANGNEX | [8 empty] | Through hole mounting | [22 empty] | https://www.unikeyic.com/media/datasheet/01/7c/b326/017cb326b34488748e7b28b9a7e5edf4.pdf | https://www.unikeyic.com/products/wire-to-board-terminal-blocks/wj500v-5-08-3p-14-00a/27206207.html
WJ55C-B-10.0-3P-13-00A | KANGNEX | 5: 0.2327 50: 0.1913 150: 0.1574 500: 0.1417 3,000: 0.1292 5,000: 0.1217 | WJ55C-B-10.0-03P-13-00A, | [11 empty] | WJ55C-B-10.0-3P-13-00A KANGNEX | [8 empty] | Through hole mounting | [22 empty] | https://www.unikeyic.com/media/datasheet/a9/41/0358/a941035897a2d64279158b6a674c93df.pdf | https://www.unikeyic.com/products/wire-to-board-terminal-blocks/wj55c-b-10-0-3p-13-00a/18924367.html
WJ55C-B-10.0-4P-13-00A | KANGNEX | 5: 0.3102 50: 0.2552 150: 0.21 500: 0.189 3,000: 0.1722 5,000: 0.1623 | WJ55C-B-10.0-04P-13-00A, | [11 empty] | WJ55C-B-10.0-4P-13-00A KANGNEX | [8 empty] | Through hole mounting | [22 empty] | https://www.unikeyic.com/media/datasheet/a9/41/0358/a941035897a2d64279158b6a674c93df.pdf | https://www.unikeyic.com/products/wire-to-board-terminal-blocks/wj55c-b-10-0-4p-13-00a/18874554.html
WKA500-18P | DINKLE | 1: 9.7956 10: 7.3505 50: 6.3698 100: 5.88 250: 5.39 500: 4.9 1,000: 4.41 | TERM BLK 18POS 5.00MM PID PLG |  |  | Gray | [6 empty] | 15 A |  |  | - | [5 empty] | 45° (135°) Angle with Board |  |  | Through Hole | 1 |  |  |  | Bulk | 0.197" (5.00mm) | 18 | [5 empty] | WKA500 |  |  |  | 300 V |  | 12-28 AWG | Screwless - Spring Cage, Tension Clamp | 1320 | https://www.unikeyic.com/media/about_us/Unikey_ISO_9001_Certification.pdf | https://www.unikeyic.com/products/wire-to-board-terminal-blocks/wka500-18p/29441112.html
WKA508A-02P | DINKLE | 10: 1.3176 50: 1.1413 100: 1.0536 300: 0.9658 500: 0.878 1,000: 0.7902 | TERM BLK 2POS 5.08MM PID PLG |  |  | Gray | [6 empty] | 15 A |  |  | - | [5 empty] | 45° (135°) Angle with Board |  |  | Through Hole | 1 |  |  |  | Bulk | 0.200" (5.08mm) | 2 | [5 empty] | WKA508A |  |  |  | 300 V |  | 12-28 AWG | Screwless - Spring Cage, Tension Clamp | 200 | https://www.unikeyic.com/media/about_us/Unikey_ISO_9001_Certification.pdf | https://www.unikeyic.com/products/wire-to-board-terminal-blocks/wka508a-02p/13494203.html