## Plug-in Connectors
Part Number | Manufacturer | Price | Description | 1st Connector Gender | 1st Connector Mounting Type | 1st Connector Number of Positions | 1st Connector Number of Positions Loaded | 1st Connector Orientation | 1st Connector Type | Accessory Type | Base Product Number | Cable Material | Cable Type | Color | Connector Style | Connector Type | Contact Finish | Contact Finish Thickness | Contact Material | Contact Size | Contact Type | Contents | Convert From (Adapter End) | Convert To (Adapter End) | Current-IEC | Current-UL | Current Rating (Amps) | Datasheet | Fastening Type | Features | For Use With / Related Products | Front Panel Wire Connection | Gender | Height (Max) | Housing Color | Housing Finish | Housing Material | Includes | Ingress Protection | Insert Material | Insulation Height | Length | Length/Width/Height | Material | Material Flammability Rating | Moisture Sensitivity Level (MSL) | Mounting Type | Mounting Feature | Mounting Type | Note | Number of Levels | Number of Modules | Number of Positions | Operating Temperature | Operating Temperature | Orientation | Packaging | Panel Mount Type | Panel Thickness | Pitch | Plating | Plug Wire Entry | Positions Per Level | Product Status | Rear Panel Wire Connection | Rid | SPM | Series | Shell Material | Shell Size - Insert | Shielding | Size | Size / Dimension | Slotted / Unslotted | Stripping Length | Style | Terminal - Width | Termination | Termination Style | Thickness | Thread Size | Torque-Screw | Usage | Voltage - IEC | Voltage - UL | Voltage Rating | Width | Wire Gauge | Wire Gauge or Range - AWG | Wire Gauge or Range - mm² | Wire Strip Length | Stock | Datasheet URL | Source URL
0470182000 | molex | 840: 0.8342 1,680: 0.8178 4,200: 0.8028 | Conn SATA RCP 15Power/7Signal POS 1.27mm Solder RA SMD 22 Terminal 1 Port Tray | [7 empty] | 047018 |  |  |  | Receptacle | SATA | Gold | Flash | [11 empty] | Board Lock | [15 empty] | 1 (Unlimited) |  |  | Surface Mount, Right Angle |  |  |  | 22 |  |  |  | Tray | [10 empty] | 47018 | [9 empty] | Solder | [14 empty] | https://www.unikeyic.com/media/datasheet/2c/df/d0b4/2c/4277d0472168727c2794eb602da912f3.pdf | https://www.unikeyic.com/products/plug-in-connectors/0470182000/3270083.html
0470182100 | molex | 50: 5.4399 100: 4.8933 | Conn SATA RCP 22POS 15Pwr/7Sig 1.27mm Solder RA SMD 1Port T/R | [7 empty] | 047018 |  |  |  | Receptacle | SATA | Gold | Flash | [11 empty] | Board Lock, Mating Guide | [15 empty] | 1 (Unlimited) |  |  | Surface Mount, Right Angle |  |  |  | 22 |  |  |  | Tray | [10 empty] | 47018 | [9 empty] | Solder | [13 empty] | 150 | https://www.unikeyic.com/media/datasheet/31/0f/4c49/31/481527d4d598a7d1b4b2026a09da326c.pdf | https://www.unikeyic.com/products/plug-in-connectors/0470182100/33026214.html
0542800809 | molex | 6: 21.868 14: 21.45 27: 21.043 54: 20.647 100: 20.24 200: 17.721 500: 17.215 | 2.00mm Pitch Serial I/O Connector, Receptacle Kit, Wire-to-Wire, Solder Type, 8 Circuits | [7 empty] | 054280 |  |  |  | Receptacle | Serial I/O | Gold | - | [11 empty] | - | [15 empty] | 1 (Unlimited) |  |  | Free Hanging (In-Line) |  |  |  | 8 |  |  |  | Bulk | [10 empty] | - | [9 empty] | Solder | [13 empty] | 773 | https://www.unikeyic.com/media/datasheet/78/73/7315/78/e3e0b5619ff91a6f7d1daf4d552b6f32.pdf | https://www.unikeyic.com/products/plug-in-connectors/0542800809/4395051.html
0551000670 | molex | 1: 7.1806 10: 6.7293 30: 6.3677 100: 5.6809 | Molex Telephone Connector, 6-Channel | [7 empty] | 055100 |  |  |  | Plug | Serial I/O | Gold | - | [11 empty] | - | [15 empty] | 1 (Unlimited) |  |  | Free Hanging (In-Line) |  |  |  | 6 |  |  |  | Bulk | [8 empty] | 2405412 |  | - | [9 empty] | Solder | [14 empty] | https://www.unikeyic.com/media/datasheet/ad/d1/55b2/add155b24fbdfd17d13b70b96ebd0bf9.pdf | https://www.unikeyic.com/products/plug-in-connectors/0551000670/27907452.html
0554451029 | molex | 350: 0.738 700: 0.7235 1,750: 0.7102 | Molex Firewire interface, 10 road, Through hole mounting, Mother seat, 2Arated_current | [7 empty] | 055445 |  |  |  | Receptacle | Multi-Purpose | Gold | 12.0µin (0.30µm) | [11 empty] | Board Lock | [15 empty] | 1 (Unlimited) |  |  | Through Hole, Right Angle, Vertical |  |  |  | 10 |  |  |  | Tray | [10 empty] | 55445 | [9 empty] | Solder | [14 empty] | https://www.unikeyic.com/media/datasheet/25/b3/8adb/25b38adb679c8e65793b9e915ce5ddc3.pdf | https://www.unikeyic.com/products/plug-in-connectors/0554451029/16467934.html
0678005022 | molex | 1,200: 0.4691 3,600: 0.4612 6,000: 0.4534 | CONN SATA PL 7 POS 1.27MM SOLDER ST SMD 7 TERMINAL 1 PORT TRAY | [7 empty] | 067800 |  |  |  | Header, Shrouded | SATA | Gold | 30.0µin (0.76µm) | [11 empty] | Board Guide | [15 empty] | 1 (Unlimited) |  |  | Surface Mount |  |  |  | 7 |  |  |  | Tray | [10 empty] | 67800 | [9 empty] | Solder | [13 empty] | 1200 | https://www.unikeyic.com/media/datasheet/bb/8e/9f02/bb/f33449998a436ad3632e1b77be9f7b17.pdf | https://www.unikeyic.com/products/plug-in-connectors/0678005022/516120.html
0747548101 | molex | 1: 2.9218 10: 2.5424 30: 2.2787 100: 2.1172 500: 2.0214 | [8 empty] | 074754 |  |  |  | Cage | SFP+ | - | - | [11 empty] | EMI Shielded | [15 empty] | 1 (Unlimited) |  |  | Through Hole, Right Angle |  |  |  | - |  |  |  | Bulk | [10 empty] | 74754 | [9 empty] | Press-Fit | [14 empty] | https://www.unikeyic.com/media/about_us/Unikey_ISO_9001_Certification.pdf | https://www.unikeyic.com/products/plug-in-connectors/0747548101/32952155.html
0747548420 | molex | 13: 9.537 35: 9.372 65: 9.207 150: 9.053 | I/O Connectors SFP+ 1X4 CAGE ASY WITH SPRING FINGER | [7 empty] | 074754 |  |  |  | Cage, Ganged (1 x 4) with Heat Sink | SFP+ | - | - | [11 empty] | EMI Shielded | [15 empty] | 1 (Unlimited) |  |  | Through Hole, Right Angle |  |  |  | - |  |  |  | Bulk | [10 empty] | 74754 | [9 empty] | Press-Fit | [13 empty] | 583 | https://www.unikeyic.com/media/about_us/Unikey_ISO_9001_Certification.pdf | https://www.unikeyic.com/products/plug-in-connectors/0747548420/26377526.html
0754775001 | molex | 24: 147.7397 48: 144.7842 96: 141.889 | Molex Pluggable IO Connector, 75477 Series, 12 Pos Receptacle | [7 empty] | 075477 |  |  |  | Receptacle with Cage, Ganged (2x6) | SFP | Gold | 30.0µin (0.76µm) | [11 empty] | Board Guide, EMI Shielded | [15 empty] | 1 (Unlimited) |  |  | Through Hole, Right Angle |  |  |  | 240 (20 x 12) |  |  |  | Tray | [10 empty] | 75477 | [9 empty] | Press-Fit | [13 empty] | 67 | https://www.unikeyic.com/media/datasheet/d2/d7/e664/7a/f279b8f2f85e7dcdbb8dbc82fe26fe38.pdf | https://www.unikeyic.com/products/plug-in-connectors/0754775001/25099925.html
0755860104 | molex | 550: 4.829 1,650: 4.389 | Conn I-Pass F 38 POS 0.8mm Solder RA SMD 38 Terminal 1 Port T/R | [7 empty] | 075586 |  |  |  | Receptacle | SAS, Mini | Gold | 30.0µin (0.76µm) | [11 empty] | Board Guide | [15 empty] | 1 (Unlimited) |  |  | Surface Mount, Right Angle |  |  |  | 38 | [12 empty] | 2787842 |  | iPass PCI Express 75586 | [9 empty] | Solder | [13 empty] | 2615 | https://www.unikeyic.com/media/datasheet/3d/19/45f8/3d/56012b0dce9a8031e26ce4c3a3a516d9.pdf | https://www.unikeyic.com/products/plug-in-connectors/0755860104/32781925.html
0783200002 | molex | 1: 2.2865 | Conn SATA RCP 9Power/7Signal POS 1.27mm Solder RA SMD 16 Terminal 1 Port T/R | [7 empty] | 078320 |  |  |  | Receptacle | SATA, Micro | Gold | 30.0µin (0.76µm) | [11 empty] | Board Guide, Mating Guide | [15 empty] | 1 (Unlimited) |  |  | Surface Mount, Right Angle |  |  |  | 16 | [14 empty] | 78320 | [9 empty] | Solder | [13 empty] | 8 | https://www.unikeyic.com/media/datasheet/0f/51/4179/0f514179afd1c971ff6246f01181c58d.pdf | https://www.unikeyic.com/products/plug-in-connectors/0783200002/25613664.html
09 45 281 2561 | HARTING | 1: 3.977 10: 3.8179 25: 3.5634 50: 3.4998 100: 3.4998 250: 3.4361 500: 3.4361 1,000: 3.4361 | Harting Ethernet connectors IX Industrialseries, Mother seatIX Industrial series, Printed circuit board mounting type, 10road single entrance, Cat6a | [43 empty] | SMD mount | [6 empty] | -40℃~85℃ | [9 empty] | On sale |  |  | Tape and reel packaging | [24 empty] | 490 | https://www.unikeyic.com/media/about_us/Unikey_ISO_9001_Certification.pdf | https://www.unikeyic.com/products/plug-in-connectors/09-45-281-2561/4063288.html
09452833500 | HARTING | 1: 3.9406 10: 3.4678 100: 3.4678 250: 3.4047 500: 3.4047 | ETHERNET CONN, IX TYP C R/A JACK, 10P10C; | [88 empty] | 379 | https://www.unikeyic.com/media/about_us/Unikey_ISO_9001_Certification.pdf | https://www.unikeyic.com/products/plug-in-connectors/09452833500/996508979.html
09512210002 | HARTING | 1: 23.1186 10: 22.7058 25: 22.2929 100: 22.2929 250: 22.2929 | Conn Panel Feed Through Set 8 POS ST ix Industrial® | [43 empty] | SMD mount | [6 empty] | -40℃~85℃ | [12 empty] | bulk | [24 empty] | 85 | https://www.unikeyic.com/media/about_us/Unikey_ISO_9001_Certification.pdf | https://www.unikeyic.com/products/plug-in-connectors/09512210002/681829007.html
1-2271656-1 | TE Connectivity | 3,200: 3.1627 | Industrial Mini I/O Type 1 Straight Connector SMT | [7 empty] | 2271656 |  |  |  | Receptacle | Multi-Purpose | Gold | 19.7µin (0.50µm) | [11 empty] | Board Guide, Cover | [15 empty] | 1 (Unlimited) |  |  | Surface Mount |  |  |  | 8 |  |  |  | Tray | [8 empty] | 7221674 |  | - | [9 empty] | Solder | [13 empty] | 320000 | https://www.unikeyic.com/media/datasheet/96/dc/046e/96dc046e6e4d0cd555f2ffb7743ff9c5.pdf | https://www.unikeyic.com/products/plug-in-connectors/1-2271656-1/8747182.html
1-2359992-5 | TE Connectivity | 100: 9.4591 200: 9.1438 300: 8.9073 | [12 empty] | Receptacle | SAS | Gold | 30.0µin (0.76µm) | [11 empty] | Board Guide | [15 empty] | 1 (Unlimited) |  |  | Surface Mount |  |  |  | 74 |  |  |  | Tape & Reel (TR)Cut Tape (CT) | [10 empty] | - | [9 empty] | Solder | [13 empty] | 800 | https://www.unikeyic.com/media/datasheet/90/b1/8a0c/90b18a0cc62688af4915122c05a30d46.pdf | https://www.unikeyic.com/products/plug-in-connectors/1-2359992-5/34055022.html
1-2359992-6 | TE Connectivity | 150: 3.0946 | [89 empty] | 2204 | https://www.unikeyic.com/media/about_us/Unikey_ISO_9001_Certification.pdf | https://www.unikeyic.com/products/plug-in-connectors/1-2359992-6/32609611.html
10029364-001LF | Amphenol | 1: 4.4625 10: 3.5675 30: 2.8276 100: 2.5585 | Amphenol FCI Backplane Connectors | [7 empty] | 10029364 |  |  |  | Receptacle | SATA | Gold | 30.0µin (0.76µm) | [11 empty] | Board Guide, Board Lock | [15 empty] | 1 (Unlimited) |  |  | Surface Mount, Right Angle |  |  |  | 22 |  |  |  | Tray | [10 empty] | - | [9 empty] | Solder | [14 empty] | https://www.unikeyic.com/media/datasheet/42/88/40d5/428840d5b74f4ad8b2302df191b9b919.pdf | https://www.unikeyic.com/products/plug-in-connectors/10029364-001lf/23861107.html
10034524-001LF | Amphenol | 1: 4.2257 10: 3.5908 25: 3.3654 50: 3.2046 100: 3.0515 250: 2.8604 585: 2.6939 1,170: 2.5654 2,925: 2.405 | Conn SAS PL, 15Pwr/14Sig Pos, Solder RA SMD, 29 Term, 1 Port, Tray | [7 empty] | 10034524 |  |  |  | Plug | SAS | Gold | 30.0µin (0.76µm) | [11 empty] | Board Guide, Board Lock | [15 empty] | 1 (Unlimited) |  |  | Surface Mount, Right Angle |  |  |  | 29 |  |  |  | Tray | [8 empty] | 1001848 |  | - | [9 empty] | Solder | [13 empty] | 934 | https://www.unikeyic.com/media/datasheet/b8/15/698b/b8/17d9b51cc37305785491529053b2d396.pdf | https://www.unikeyic.com/products/plug-in-connectors/10034524-001lf/24737711.html
10034814-001LF | Amphenol | 2,310: 5.453 | SATA Connector RCP 22 POS (15P/7S) Solder RA SMD 1 Port Tray | [7 empty] | 10034814 |  |  |  | Receptacle | SATA | Gold | 30.0µin (0.76µm) | [11 empty] | Board Guide, Board Lock | [15 empty] | 1 (Unlimited) |  |  | Surface Mount, Right Angle |  |  |  | 22 |  |  |  | Tray | [8 empty] | 1001349 |  | - | [9 empty] | Solder | [13 empty] | 1155000 | https://www.unikeyic.com/media/datasheet/97/72/d5d8/97/6b80647cef6d802b95eb097c4778f302.pdf | https://www.unikeyic.com/products/plug-in-connectors/10034814-001lf/34605211.html
1008238 | PHOENIX CONTACT | 10: 4.8175 | Phoenix Contact FBS6-6 Pluggable Bridge | [10 empty] | Red |  |  | - |  | Copper | [11 empty] | CLIPLINE Series | [14 empty] | Not Applicable | [6 empty] | 6 |  |  |  | Bulk |  |  | 0.244" (6.20mm) | [7 empty] | CLIPLINE | [7 empty] | Flat Pins | [15 empty] | 100 | https://www.unikeyic.com/media/datasheet/upload/2023/07/19/1008238.pdf | https://www.unikeyic.com/products/plug-in-connectors/1008238/34800267.html
10101788-002CLF | Amphenol | 2,200: 3.1072 | SATA Connector PL 22 POS Solder RA SMD 22 Terminal 1 Port T/R | [7 empty] | 10101788 |  |  |  | Plug, Shrouded | SATA | Gold | 30.0µin (0.76µm) | [11 empty] | Board Guide, Solder Retention | [15 empty] | 1 (Unlimited) |  |  | Surface Mount, Right Angle |  |  |  | 22 |  |  |  | Tape & Reel (TR)Cut Tape (CT) | [10 empty] | - | [9 empty] | Solder | [13 empty] | 1100000 | https://www.unikeyic.com/media/datasheet/73/48/fed0/7348fed0ea7a3ec12cdbf1378e0e30fd.pdf | https://www.unikeyic.com/products/plug-in-connectors/10101788-002clf/34232255.html
10120667-101LF | Amphenol | 1: 7.344 10: 6.2446 25: 5.8532 56: 5.5292 112: 5.2652 | Conn SAS HDR 72 POS Press Fit ST Thru-Hole 1 Port | [7 empty] | 10120667 |  |  |  | Receptacle (1x2) | SAS, Mini HD | Gold | 30.0µin (0.76µm) | [11 empty] | Board Guide | [15 empty] | 1 (Unlimited) |  |  | Through Hole |  |  |  | 32 (16 x 2) |  |  |  | Tray | [10 empty] | - | [9 empty] | Press-Fit | [13 empty] | 242 | https://www.unikeyic.com/media/datasheet/25/62/6fe7/25/a39158d8cc5788b87a6f6afe13cdd205.pdf | https://www.unikeyic.com/products/plug-in-connectors/10120667-101lf/775367.html
10120818-001C-TRLF | Amphenol | 450: 2.9238 900: 2.7843 1,350: 2.7058 2,250: 2.6101 3,150: 2.5489 4,500: 2.4857 | Conn SAS RCP 15Power/14Signal POS Solder ST SMD 29 Terminal 1 Port T/R | [7 empty] | 10120818 |  |  |  | Receptacle | SAS | Gold | 30.0µin (0.76µm) | [11 empty] | Board Guide | [15 empty] | 1 (Unlimited) |  |  | Surface Mount |  |  |  | 29 |  |  |  | Tape & Reel (TR)Cut Tape (CT) | [8 empty] | 5356886 |  | - | [9 empty] | Solder | [13 empty] | 11646 | https://www.unikeyic.com/media/datasheet/f8/40/228d/f8/cdf568670763ab88fb2fba9f8a813000.pdf | https://www.unikeyic.com/products/plug-in-connectors/10120818-001c-trlf/25888467.html
10123699-002C-TRLF | Amphenol | 400: 4.125 | SAS Connector, 68 Pos, 0.5mm Pitch, Solder, ST, SMD, 68 Term, 1 Port, T/R | [7 empty] | 10123699 |  |  |  | Plug | SAS/PCIe | Gold | 30.0µin (0.76µm) | [11 empty] | Board Guide, Solder Retention | [15 empty] | Not Applicable |  |  | Surface Mount |  |  |  | 68 | [14 empty] | - | [9 empty] | Solder | [13 empty] | 800 | https://www.unikeyic.com/media/datasheet/81/06/a597/81/defc4fffd28455af6d2ee26a4cda4631.pdf | https://www.unikeyic.com/products/plug-in-connectors/10123699-002c-trlf/13490941.html
1012431 | PHOENIX CONTACT | 1: 42.8031 10: 41.8924 | Phoenix,Plug-in connector sets,HC-KIT-A-B06-SM0010-EE, | [88 empty] | 100 | https://www.unikeyic.com/media/about_us/Unikey_ISO_9001_Certification.pdf | https://www.unikeyic.com/products/plug-in-connectors/1012431/12232927.html
1012537 | PHOENIX CONTACT | 5: 364.3392 | Phoenix,Plug-in connector sets,TFKC-STFSET5,08AUIOM-20, | [88 empty] | 500 | https://www.unikeyic.com/media/about_us/Unikey_ISO_9001_Certification.pdf | https://www.unikeyic.com/products/plug-in-connectors/1012537/20748368.html
1012776 | PHOENIX CONTACT | 1: 59.7296 10: 58.4588 | Phoenix,Plug-in connector sets,HC-KIT-A-B10-SM0020-EE, | [88 empty] | 100 | https://www.unikeyic.com/media/about_us/Unikey_ISO_9001_Certification.pdf | https://www.unikeyic.com/products/plug-in-connectors/1012776/30382311.html
10135746-101LF | Amphenol | 1: 74.272 10: 61.7868 25: 58.7628 100: 58.752 | Connector Accessories Plug Kit Straight Copper Alloy Black Tray | [7 empty] | 10135746 |  |  |  | Plug | SFP+ | - | - | [11 empty] | - | [15 empty] | Not Applicable |  |  | Free Hanging (In-Line) |  |  |  | 20 |  |  |  | Bulk | [8 empty] | 7916221 |  | Octis™ | [9 empty] | Crimp | [13 empty] | 534 | https://www.unikeyic.com/media/datasheet/33/92/8001/3392800165cc586d37976f8ad44212c5.pdf | https://www.unikeyic.com/products/plug-in-connectors/10135746-101lf/31645158.html
1040620 | PHOENIX CONTACT | 10: 8.3891 | Phoenix Contact Pluggable Bridge, FBS5-10BU, Insert Bridge, Male Bridge, FBS 5 Series | [10 empty] | Blue |  |  | - |  | Copper | [11 empty] | CLIPLINE Series | [14 empty] | 1 (Unlimited) | [6 empty] | 5 |  |  |  | Bulk |  |  | 0.402" (10.20mm) | [7 empty] | - | [7 empty] | Flat Pins | [15 empty] | 864 | https://www.unikeyic.com/media/datasheet/upload/2023/07/19/1040620.pdf | https://www.unikeyic.com/products/plug-in-connectors/1040620/34223970.html
1049497 | PHOENIX CONTACT | 30: 1.366 | Phoenix,DINrail adapter,PTFIX1,5-NS35,Phoenix DIN rail adapter, DIN rail adapter, PTFIX, PTFIX 1,5-NS35series, for automotive connectors | [10 empty] | Gray | [16 empty] | CLIPLINE PTFIX Series | [14 empty] | 1 (Unlimited) | [6 empty] | - |  |  |  | Bulk | [10 empty] | CLIPLINE | [23 empty] | 486 | https://www.unikeyic.com/media/datasheet/fa/be/b456/fabeb4569deb6ce3f4eed0538c9327a7.pdf | https://www.unikeyic.com/products/plug-in-connectors/1049497/1556413.html
1049500 | PHOENIX CONTACT | 1: 0.3908 | Phoenix Contact DIN Rail Adapter PTFIX 1.5-NS15A Series, For Auto Connectors | [10 empty] | - | [16 empty] | CLIPLINE PTFIX Series | [21 empty] | - |  |  |  | Bulk | [8 empty] | 17937862 |  | CLIPLINE | [23 empty] | 2337 | https://www.unikeyic.com/media/datasheet/13/ff/d472/13ffd472c4b43466033342c9e18cb352.pdf | https://www.unikeyic.com/products/plug-in-connectors/1049500/8014719.html
1051349 | PHOENIX CONTACT | 1: 29.2277 | Phoenix,device connector，Installation behind the board,SACC-DSI-M12MSS-4CON-M16/2,5PE, | Male Pins | Panel Mount | 4 | All | S | Receptacle |  |  | - | Individual | Multiple | [24 empty] | IP65/IP67 - Dust Tight, Water Resistant, Waterproof |  |  | 8.20' (2.50m) |  |  |  | 1 (Unlimited) | [10 empty] | Bulk | [8 empty] | 17937076 |  | - |  |  | Unshielded | [11 empty] | Industrial Environments | [8 empty] | 1 | https://www.unikeyic.com/media/about_us/Unikey_ISO_9001_Certification.pdf | https://www.unikeyic.com/products/plug-in-connectors/1051349/18748026.html
1068028 | PHOENIX CONTACT | 1: 9.1176 | Phoenix Contact EO-CF/UT/LED/YE Receptacle, DIN Rail Mount, 1 Group, 16A | [11 empty] | CEE 7/4 (Schuko) | Receptacle, Female Sockets | [10 empty] | - |  |  | LED Indicator | [8 empty] | - | [5 empty] | UL94 V-0 | Not Applicable |  |  | DIN Rail |  |  |  | 2 |  |  |  | Bulk |  | - | [8 empty] | - | [9 empty] | Screw | [7 empty] | - | [5 empty] | 40 | https://www.unikeyic.com/media/about_us/Unikey_ISO_9001_Certification.pdf | https://www.unikeyic.com/products/plug-in-connectors/1068028/18108806.html
1092830 | PHOENIX CONTACT | 160: 5.3383 | Phoenix,Ferrule,AST1,5-KTMF4,5/16+2CN, | [88 empty] | 16000 | https://www.unikeyic.com/media/about_us/Unikey_ISO_9001_Certification.pdf | https://www.unikeyic.com/products/plug-in-connectors/1092830/24422984.html
1096142 | PHOENIX CONTACT | 1: 15.2748 10: 15.002 25: 14.7293 100: 14.7293 250: 14.7293 | Phoenix Contact DFK-MSTB2,5/12-STF-5,08-LR Plug, 12 Pos, 5.08mm Pitch, 1 Row | [10 empty] | Green | [15 empty] | Threaded Mating Lock |  | Header, Male Pins | [13 empty] | 1 (Unlimited) |  |  |  |  | 1 | [5 empty] | Bulk | Screw Mount - Front Flange | 0.079 ~ 0.197" (2.0 ~ 5.0mm) | 0.200" (5.08mm) |  |  | 12 |  | Bolt/Screw Clamp - Wire Entry Parallel to Panel | 13907302 |  | CLIPLINE DFK | [18 empty] | 3.383" (85.93mm) | 12-24 AWG |  |  |  | 161 | https://www.unikeyic.com/media/pdf/PCNDesignSpecification/phoenix-contact/e5/2f/6a5d/1825653/2025/11/PCN-PCC-7815-2022.pdf | https://www.unikeyic.com/products/plug-in-connectors/1096142/13461985.html
1096151 | PHOENIX CONTACT | 1: 5.1597 | Phoenix,Straight plug,DFK-MSTB2,5/3-STF-5,08-LR,Phoenix Contact plug, 3road, 5.08mmPitch, 1line | [10 empty] | Green | [15 empty] | Threaded Mating Lock |  | Header, Male Pins | [13 empty] | 1 (Unlimited) |  |  |  |  | 1 | [5 empty] | Bulk | Screw Mount - Front Flange | 0.079 ~ 0.197" (2.0 ~ 5.0mm) | 0.200" (5.08mm) |  |  | 3 |  | Bolt/Screw Clamp - Wire Entry Parallel to Panel | 13907182 |  | CLIPLINE DFK | [18 empty] | 1.583" (40.21mm) | 12-24 AWG |  |  |  | 3240 | https://www.unikeyic.com/media/datasheet/e7/44/6b60/e7446b60b31192429aae0a102eafc5c8.pdf | https://www.unikeyic.com/products/plug-in-connectors/1096151/21495244.html
1100077 | PHOENIX CONTACT | 1: 24.3518 | Phoenix,DINrail adapter,NBC-PP-J1PGY-S/R4IDC8,DIN rail adapter, DIN rail adapter | [10 empty] | - | [16 empty] | DIN Rail Terminal Blocks | [21 empty] | 8 |  |  |  | Bulk | [10 empty] | - | [23 empty] | 141 | https://www.unikeyic.com/media/datasheet/fb/1b/e139/fb1be139023d9104d09bae5c35ce8d84.pdf | https://www.unikeyic.com/products/plug-in-connectors/1100077/20997047.html
1127769 | PHOENIX CONTACT | 50: 72.1437 | Phoenix Contact Pluggable Connector Kit, BIGCONNECTORKITMCVR/MVSTBR | [88 empty] | 5000 | https://www.unikeyic.com/media/about_us/Unikey_ISO_9001_Certification.pdf | https://www.unikeyic.com/products/plug-in-connectors/1127769/26914090.html
1140958 | PHOENIX CONTACT | 30: 17.8547 | Phoenix,DINRail bus connector,TBUS8-18,8-PPPPSSSS-7035,Rail type terminal block, TBUSseries | [10 empty] | Gray |  |  |  |  | Copper Alloy | [5 empty] | 6A | 6 A |  |  |  | - | [6 empty] | Polyamide (PA), Nylon |  | - |  | 1.463" (37.15mm) |  |  |  | UL94 V-0 |  |  |  | DIN Rail |  | 1 |  | 8 |  | -40°C ~ 105°C |  | Bulk |  |  | 0.100" (2.54mm) |  | 180° | 8 |  |  |  |  | COMBICON TBUS | [10 empty] | - |  |  | - |  | 32 V | 29.9 V |  |  |  | - | - | - | 30 | https://www.unikeyic.com/media/datasheet/b1/35/dc87/b135dc87d0b98ad74f58a5b92ad18266.pdf | https://www.unikeyic.com/products/plug-in-connectors/1140958/25848770.html
12 | TE Connectivity | 2: 56.276 5: 55.242 10: 54.197 20: 53.152 50: 52.107 | Connector Accessory, NEMA Miniature Mounting Channel, Aluminum | [42 empty] | Not Applicable | [10 empty] | Box | [8 empty] | 14694493 |  | * | [23 empty] | 495 | https://www.unikeyic.com/media/datasheet/20/bd/af66/20/72182516c6cb7d343c8e6dd216052f1d.pdf | https://www.unikeyic.com/products/plug-in-connectors/12/9513708.html
1201002 | PHOENIX CONTACT | 6: 29.689 | Phoenix Contact DIN Rail NS32PERF2000MM-VPE10, 2m L × 32mm W × 15mm H, Multi-Hole, Steel, G-Type | [38 empty] | 78.740" (2000.00mm) |  | Steel |  | Not Applicable | [10 empty] | Bulk |  |  |  | Galvanized | [6 empty] | - |  |  |  | 1.260" W x 0.591" H (32.00mm x 15.00mm) |  | Slotted | [5 empty] | 0.059" (1.50mm) | [11 empty] | 6 | https://www.unikeyic.com/media/datasheet/c2/85/ca56/c2/2dc7e669f69ec9b4edd3e8cd7d59f98d.pdf | https://www.unikeyic.com/products/plug-in-connectors/1201002/14658864.html
1201015 | PHOENIX CONTACT | 1: 5.7778 | Phoenix,DINGuide rail，Unpunched,NS32UNPERF2000MM-VPE10,Phoenix Contact DINGuide rail, 2mlong x 32mmwide x 15mmhigh, No hole type, Steel, Gtype | [38 empty] | 78.740" (2000.00mm) |  | Steel |  | Not Applicable | [10 empty] | Bulk |  |  |  | Galvanized |  |  |  |  | 348372 |  | - |  |  |  | 1.260" W x 0.591" H (32.00mm x 15.00mm) |  | Unslotted | [5 empty] | 0.059" (1.50mm) | [11 empty] | 11 | https://www.unikeyic.com/media/datasheet/upload/2023/07/19/1201015.pdf | https://www.unikeyic.com/products/plug-in-connectors/1201015/20924868.html
1201730 | PHOENIX CONTACT | 1: 8.908 | Phoenix Contact DIN Rail, NS35/15PERF2000MM, 2000mm L × 35mm W × 15mm H, Perforated | [38 empty] | 78.740" (2000.00mm) |  | Steel |  | Not Applicable | [10 empty] | Bulk |  |  |  | Galvanized |  |  |  |  | 348392 |  | - |  |  |  | 1.378" W x 0.591" H (35.00mm x 15.00mm) |  | Slotted | [5 empty] | 0.059" (1.50mm) | [11 empty] | 13 | https://www.unikeyic.com/media/datasheet/07/93/5514/07935514b001f7b19638265e596bbb1b.pdf | https://www.unikeyic.com/products/plug-in-connectors/1201730/14337618.html
1201798 | PHOENIX CONTACT | 20: 47.5731 | Phoenix Contact DIN Rail Unpunched NS35/15-2 3UNPERF2000MM-VPE10 Connector Accessories Straight Steel Silver | [38 empty] | 78.740" (2000.00mm) |  | Steel |  | Not Applicable | [10 empty] | Bulk |  |  |  | Galvanized |  |  |  |  | 348394 |  | - |  |  |  | 1.378" W x 0.591" H (35.00mm x 15.00mm) |  | Unslotted | [5 empty] | 0.091" (2.30mm) | [11 empty] | 88 | https://www.unikeyic.com/media/datasheet/ff/08/75f1/ff/8291f802218d9c492c5251cf2a713180.pdf | https://www.unikeyic.com/products/plug-in-connectors/1201798/14586176.html
1201895 | PHOENIX CONTACT | 2: 56.639 7: 53.944 | Phoenix Contact DIN Rail, NS35/15CUUNPERF2000MM-VPE10, 2000mm L × 35mm W × 15mm H, Unperforated | [38 empty] | 78.740" (2000.00mm) |  | Copper |  | Not Applicable | [10 empty] | Bulk |  |  |  | - |  |  |  |  | 348399 |  | - |  |  |  | 1.378" W x 0.591" H (35.00mm x 15.00mm) |  | Unslotted | [5 empty] | 0.059" (1.50mm) | [11 empty] | 13 | https://www.unikeyic.com/media/datasheet/b4/4b/2357/b4/fb9a7032d822323aee5496c78d3c7394.pdf | https://www.unikeyic.com/products/plug-in-connectors/1201895/21586386.html
1204096 | PHOENIX CONTACT | 20: 21.4962 | Phoenix Contact NS15WHPERF2000MM-VPE10 DIN Rail Connector Accessory, Straight, Steel, White | [38 empty] | 78.740" (2000.00mm) |  | Steel |  | Not Applicable | [10 empty] | Bulk |  |  |  | Galvanized | [6 empty] | - |  |  |  | 0.591" W x 0.217" H (15.00mm x 5.50mm) |  | Slotted | [5 empty] | 0.039" (1.00mm) | [11 empty] | 21 | https://www.unikeyic.com/media/datasheet/upload/2023/07/19/1204096.pdf | https://www.unikeyic.com/products/plug-in-connectors/1204096/22354464.html
1204119 | PHOENIX CONTACT | 1: 30.8556 | Phoenix Contact DIN Rail, Perforated, NS35/7, 5WHPERF2000MM | [38 empty] | 78.740" (2000.00mm) |  | Steel |  | Not Applicable | [10 empty] | Bulk |  |  |  | Galvanized | [6 empty] | - |  |  |  | 1.378" W x 0.295" H (35.00mm x 7.50mm) |  | Slotted | [5 empty] | 0.039" (1.00mm) | [11 empty] | 70 | https://www.unikeyic.com/media/datasheet/upload/2023/07/19/1204119.pdf | https://www.unikeyic.com/products/plug-in-connectors/1204119/18681523.html
1206421 | PHOENIX CONTACT | 1: 13.1128 10: 13.1128 25: 12.8787 100: 12.6445 250: 12.6445 | Phoenix,DINGuide rail，There are holes,NS35/7,5ZNPERF2000MM,Phoenix Contact DINGuide rail, 2000mmlong x 35mmwide x 8mmhigh, Porous type, Steel | [38 empty] | 78.740" (2000.00mm) |  | Steel |  | Not Applicable | [10 empty] | Box |  |  |  | Galvanized | [6 empty] | - |  |  |  | 1.378" W x 0.295" H (35.00mm x 7.50mm) |  | Slotted | [5 empty] | 0.039" (1.00mm) | [11 empty] | 46 | https://www.unikeyic.com/media/datasheet/69/21/2968/69212968a6fb71bed32d8e1240a772e3.pdf | https://www.unikeyic.com/products/plug-in-connectors/1206421/19641141.html
1206476 | PHOENIX CONTACT | 50: 61.9558 500: 60.6376 | Phoenix Contact DIN Rail, Perforated, NS35/15WHPERF(5,2X25)2000MM | [38 empty] | 78.740" (2000.00mm) |  | Steel | [12 empty] | Bulk |  |  |  | Galvanized | [6 empty] | - |  |  |  | 1.260" L x 0.591" W (32.00mm x 15.00mm) |  | Slotted | [5 empty] | 0.059" (1.50mm) | [11 empty] | 5000 | https://www.unikeyic.com/media/datasheet/cf/b4/0f2e/cfb40f2e8e16e1371f45715dd45e9602.pdf | https://www.unikeyic.com/products/plug-in-connectors/1206476/19754413.html
1207639 | PHOENIX CONTACT | 1: 6.5718 5: 6.5718 10: 5.8883 20: 5.8883 50: 5.8883 | Phoenix Contact DIN Rail Straight Steel Galvanized Connector Accessories NS35/7.5PERF250MM | [38 empty] | 9.843" (250.00mm) |  | Steel |  | Not Applicable | [10 empty] | Bulk |  |  |  | Galvanized |  |  |  |  | 10645207 |  | - |  |  |  | 1.378" W x 0.295" H (35.00mm x 7.50mm) |  | Slotted | [5 empty] | 0.039" (1.00mm) | [11 empty] | 589 | https://www.unikeyic.com/media/datasheet/dd/33/c866/dd33c8667d33a7066fc691598eff92e2.pdf | https://www.unikeyic.com/products/plug-in-connectors/1207639/19967402.html
1207646 | PHOENIX CONTACT | 1: 14.4509 | Phoenix Contact DIN Rail, Perforated, NS15PERF1000MM | [38 empty] | 39.370" (1000.00mm) |  | Steel |  | Not Applicable | [10 empty] | Bulk |  |  |  | Galvanized |  |  |  |  | 7557944 |  | - |  |  |  | 0.591" W x 0.217" H (15.00mm x 5.50mm) |  | Slotted | [5 empty] | 0.039" (1.00mm) | [11 empty] | 98 | https://www.unikeyic.com/media/datasheet/upload/2023/07/19/1207646.pdf | https://www.unikeyic.com/products/plug-in-connectors/1207646/15259473.html
1207653 | PHOENIX CONTACT | 1: 9.797 5: 9.4051 10: 8.7781 20: 8.6214 50: 8.6214 | Phoenix,DINGuide rail，There are holes,NS35/7,5PERF955MM,Phoenix Contact DINGuide rail, 955mmlong x 35mmwide x 7.5mmhigh, Porous type, Steel, top hat | [38 empty] | 37.598" (955.00mm) |  | Steel |  | Not Applicable | [10 empty] | Box |  |  |  | Galvanized |  |  |  |  | 2263939 |  | - |  |  |  | 1.378" W x 0.295" H (35.00mm x 7.50mm) |  | Slotted | [5 empty] | 0.039" (1.00mm) | [11 empty] | 65 | https://www.unikeyic.com/media/datasheet/f0/79/2de9/f0/eb6f20c90f5b3455e872f6cd164b9cd6.pdf | https://www.unikeyic.com/products/plug-in-connectors/1207653/21692871.html
1207666 | PHOENIX CONTACT | 1: 15.5299 | Phoenix,DINGuide rail，There are holes,NS35/7,5PERF1155MM,Phoenix Contact DINGuide rail, 1155mmlong x 35mmwide x 7.5mmhigh, Porous type, Steel, top hat | [38 empty] | 45.472" (1155.00mm) |  | Steel |  | Not Applicable | [10 empty] | Box |  |  |  | Galvanized |  |  |  |  | 2263805 |  | - |  |  |  | 1.378" W x 0.295" H (35.00mm x 7.50mm) |  | Slotted | [5 empty] | 0.039" (1.00mm) | [11 empty] | 54 | https://www.unikeyic.com/media/datasheet/upload/2023/07/19/1207666.pdf | https://www.unikeyic.com/products/plug-in-connectors/1207666/16218356.html
1207679 | PHOENIX CONTACT | 1: 14.9385 | Phoenix,DINGuide rail，There are holes,NS35/15PERF755MM,Phoenix Contact DINGuide rail, 755mmlong x 35mmwide x 15mmhigh, Porous type, Steel, top hat | [38 empty] | 29.724" (755.00mm) |  | Steel |  | Not Applicable | [10 empty] | Bulk |  |  |  | Galvanized |  |  |  |  | 2528610 |  | - |  |  |  | 1.378" W x 0.591" H (35.00mm x 15.00mm) |  | Slotted | [5 empty] | 0.059" (1.50mm) | [11 empty] | 20 | https://www.unikeyic.com/media/datasheet/upload/2023/07/19/1207679.pdf | https://www.unikeyic.com/products/plug-in-connectors/1207679/14768088.html
1207682 | PHOENIX CONTACT | 1: 16.6476 5: 14.9163 10: 14.9163 20: 14.6499 50: 14.6499 | Phoenix,DINGuide rail，There are holes,NS35/15PERF955MM,Phoenix Contact DINGuide rail, 955mmlong x 35mmwide x 15mmhigh, Porous type, Steel, top hat | [38 empty] | 37.598" (955.00mm) |  | Steel |  | Not Applicable | [10 empty] | Bulk |  |  |  | Galvanized |  |  |  |  | 2528611 |  | - |  |  |  | 1.378" W x 0.591" H (35.00mm x 15.00mm) |  | Slotted | [5 empty] | 0.059" (1.50mm) | [11 empty] | 15 | https://www.unikeyic.com/media/datasheet/upload/2023/07/19/1207682.pdf | https://www.unikeyic.com/products/plug-in-connectors/1207682/16796465.html
1210006 | PHOENIX CONTACT | 20: 44.4624 | Phoenix,DINGuide rail，There are holes,NS35/15PERF(18X5,2)2000MM-VPE10, | [38 empty] | 78.740" (2000.00mm) |  | - |  | Not Applicable | [10 empty] | Bulk |  |  |  | Galvanized |  |  |  |  | 4471233 |  | - |  |  |  | 1.378" W x 0.591" H (35.00mm x 15.00mm) |  | Slotted | [5 empty] | - | [11 empty] | 104 | https://www.unikeyic.com/media/datasheet/upload/2023/07/19/1210006.pdf | https://www.unikeyic.com/products/plug-in-connectors/1210006/18593143.html
1210019 | PHOENIX CONTACT | 1: 21.08 5: 19.6747 10: 19.3234 20: 19.3234 50: 19.3234 | Phoenix Contact DIN Rail, Perforated NS35/7.5 PERF(18X5,2) 2000mm L × 35mm W × 8mm H Steel | [38 empty] | 78.740" (2000.00mm) |  | - |  | Not Applicable | [10 empty] | Bulk |  |  |  | Galvanized | [6 empty] | - |  |  |  | 1.378" W x 0.295" H (35.00mm x 7.50mm) |  | Slotted | [5 empty] | - | [11 empty] | 14 | https://www.unikeyic.com/media/datasheet/02/e8/7b42/02e87b427914fe8b7a3085fcdfa44dc7.pdf | https://www.unikeyic.com/products/plug-in-connectors/1210019/21650433.html
12147517 | APTIV | 1: 0.2819 500: 0.2566 | Conn Housing M 2 POS Crimp ST Cable Mount Black | [43 empty] | wire mounting | [6 empty] | -40℃~125℃ | [37 empty] | 6998 | https://www.unikeyic.com/media/about_us/Unikey_ISO_9001_Certification.pdf | https://www.unikeyic.com/products/plug-in-connectors/12147517/964678.html
132012-008 | ITT | 2,500: 1.8921 | [89 empty] | 10000 | https://www.unikeyic.com/media/about_us/Unikey_ISO_9001_Certification.pdf | https://www.unikeyic.com/products/plug-in-connectors/132012-008/22219822.html
132012-009 | ITT | 1: 2.1441 | [89 empty] | 493 | https://www.unikeyic.com/media/about_us/Unikey_ISO_9001_Certification.pdf | https://www.unikeyic.com/products/plug-in-connectors/132012-009/11633115.html
1339692 | PHOENIX CONTACT | 1: 0.1989 | plug connector， colour: Black， rated_current: 8 A， rated_voltage(III/2): 160 V， : Socket Connector Female Connector， Number of Rows: 1， number_of_bits: 4， Product Series: D31PC 2,2/， : 3.81 mm， Wiring Method: Crimping， wire／PCBConnection Direction: 0 °， Latch Lock: - Without Latch Lock， Mating System: CONNEXIS D， interlock: Snap-in Locking， install: Self-Locking Flange， Packaging Type: Carton Packaging | [88 empty] | 20 | https://www.unikeyic.com/media/about_us/Unikey_ISO_9001_Certification.pdf | https://www.unikeyic.com/products/plug-in-connectors/1339692/339156976.html
1367073-1 | TE Connectivity | 1: 0.6187 10: 0.5565 100: 0.5124 500: 0.4904 1,000: 0.4694 | TE Connectivity Pluggable IO Connector, Receptacle | [7 empty] | 1367073 |  |  |  | Receptacle | SFP | Gold | 15.0µin (0.38µm) | [11 empty] | - | [15 empty] | 1 (Unlimited) |  |  | Surface Mount, Right Angle |  |  |  | 20 | [12 empty] | 1228815 |  | - | [9 empty] | Solder | [14 empty] | https://www.unikeyic.com/media/datasheet/a9/c6/ea1e/a9c6ea1eb1cd2a8a8e6c4ab436d865a6.pdf | https://www.unikeyic.com/products/plug-in-connectors/1367073-1/2874739.html
1367073-2 | TE Connectivity | 1: 0.9959 10: 0.8148 100: 0.6895 500: 0.6402 1,000: 0.5975 | TE Connectivity Pluggable IO Connector, Receptacle | [7 empty] | 1367073 |  |  |  | Receptacle | SFP | Gold | 30.0µin (0.76µm) | [11 empty] | - | [15 empty] | 1 (Unlimited) |  |  | Surface Mount, Right Angle |  |  |  | 20 | [12 empty] | 1228812 |  | - | [9 empty] | Solder | [14 empty] | https://www.unikeyic.com/media/datasheet/fc/5b/fef4/fc/18c8f5911f674d6908c86a3a476b4c3b.pdf | https://www.unikeyic.com/products/plug-in-connectors/1367073-2/3256245.html
1367337-1 | TE Connectivity | 1: 14.647 | Conn Telephone/Telecom RCP 70 POS 0.8mm Solder RA SMD 70 Terminal 1 Port T/R | [7 empty] | 1367337 |  |  |  | Receptacle | PT | Gold | 15.0µin (0.38µm) | [11 empty] | Board Guide | [15 empty] | 1 (Unlimited) |  |  | Surface Mount, Right Angle |  |  |  | 70 | [12 empty] | 459963 |  | - | [9 empty] | Solder | [13 empty] | 3 | https://www.unikeyic.com/media/datasheet/b1/03/9233/b1/cdd36d8b6fb475a2ce089dca1dbddc9f.pdf | https://www.unikeyic.com/products/plug-in-connectors/1367337-1/5233541.html
1367629-2 | TE Connectivity | 1: 16.059 10: 13.4688 30: 10.6283 100: 10.3607 300: 9.1519 1,000: 8.6339 | SFP Cage, Right Angle, Copper Alloy, Tin Over Nickel, Box/Tray | [7 empty] | 1367629 |  |  |  | Cage | SFP | - | - | [11 empty] | EMI Shielded, Light Pipe | [15 empty] | 1 (Unlimited) |  |  | Through Hole, Right Angle |  |  |  | - |  |  |  | Bulk | [10 empty] | - | [9 empty] | Press-Fit | [14 empty] | https://www.unikeyic.com/media/datasheet/b0/2c/6642/b02c6642202eded84d48e6a0b05b01db.pdf | https://www.unikeyic.com/products/plug-in-connectors/1367629-2/1185041.html
1367645-6 | TE Connectivity | 20: 38.7212 40: 36.8736 60: 35.8345 100: 34.5674 260: 32.3167 | Connector Accessories SFP Cage Right Angle Copper Alloy Tin Over Nickel Box/Tray | [7 empty] | 1367645 |  |  |  | Cage with Heat Sink | SFP | - | - | [11 empty] | EMI Shielded | [15 empty] | 1 (Unlimited) |  |  | Through Hole, Right Angle |  |  |  | - |  |  |  | Tray | [10 empty] | - | [9 empty] | Press-Fit | [13 empty] | 760 | https://www.unikeyic.com/media/datasheet/11/92/dee5/1192dee5a1a21bd6825144108569c642.pdf | https://www.unikeyic.com/products/plug-in-connectors/1367645-6/26408707.html
1376627 | PHOENIX CONTACT | 10: 1.2038 | CONN RCPT HSG 8POS 5.08MM | [24 empty] | 1376627 PHOENIX CONTACT | [38 empty] | bulk | [24 empty] | 49 | https://www.unikeyic.com/media/datasheet/5a/87/e9c8/5a87e9c8222eac1c7f3d1d5c9231cfe8.pdf | https://www.unikeyic.com/products/plug-in-connectors/1376627/692775713.html
1401057 | PHOENIX CONTACT | 1: 55.5107 | Phoenix,device connector，Installation behind the board,VS-M12FSBP-OE-94B-LI/0,5,Cable Assembly Cat 5 0.5m 26AWG M12 Circular 8 POS F | Female Sockets | Panel Mount | 4 | All | A | Plug |  |  | Polyurethane (PUR) | Round | Blue | [24 empty] | IP67 - Dust Tight, Waterproof |  |  | 1.64' (500.00mm) |  |  |  | 1 (Unlimited) | [10 empty] | Bulk | [8 empty] | 5197521 |  | - |  |  | Shielded | [11 empty] | Cat5, Industrial Environments | [8 empty] | 3 | https://www.unikeyic.com/media/datasheet/upload/2023/07/19/1401057.pdf | https://www.unikeyic.com/products/plug-in-connectors/1401057/16714267.html
1401132 | PHOENIX CONTACT | 10: 0.959 | Phoenix,Plug-in bridge,EB10-5,Phoenix connecting bridge, Jumper strip, EB 10-5series, for modular terminal blocks, Screw installation | [10 empty] | Gray |  |  | - |  | Copper | [11 empty] | CLIPLINE MBK, MBKKB and UK Series | [14 empty] | Not Applicable | [6 empty] | 10 |  |  |  | Bulk |  |  | 0.205" (5.20mm) | [5 empty] | 348543 |  | CLIPLINE | [7 empty] | Flat Pins - Angled | [15 empty] | 420 | https://www.unikeyic.com/media/datasheet/a6/47/0849/a6/132e502d03f2c2be7976ba90677345dd.pdf | https://www.unikeyic.com/products/plug-in-connectors/1401132/1439158.html
1401145 | PHOENIX CONTACT | 100: 1.3468 | Phoenix Contact EB3-5 Pluggable Bridge, EB 3-5 Series, For DIN Rail Terminal Blocks | [10 empty] | Gray |  |  | - |  | Copper | [11 empty] | CLIPLINE MBK, MBKKB and UK Series | [14 empty] | Not Applicable | [6 empty] | 3 |  |  |  | Bulk |  |  | 0.197" (5.00mm) | [5 empty] | 348544 |  | CLIPLINE | [7 empty] | Flat Pins - Angled | [15 empty] | 300 | https://www.unikeyic.com/media/datasheet/upload/2023/07/19/1401145.pdf | https://www.unikeyic.com/products/plug-in-connectors/1401145/5739046.html
1401158 | PHOENIX CONTACT | 100: 0.4306 | Phoenix,Plug-in bridge,EB2-5,Phoenix connecting bridge, Jumper strip, EB2- 5series, for modular terminal blocks | [10 empty] | Gray |  |  | - |  | Copper | [11 empty] | CLIPLINE MBK, MBKKB and UK Series | [14 empty] | Not Applicable | [6 empty] | 2 |  |  |  | Bulk |  |  | 0.197" (5.00mm) | [5 empty] | 348545 |  | CLIPLINE | [7 empty] | Flat Pins - Angled | [15 empty] | 5200 | https://www.unikeyic.com/media/datasheet/fd/70/db62/fd70db6222511a0eaac522bebce3cf48.pdf | https://www.unikeyic.com/products/plug-in-connectors/1401158/18296807.html
1401161 | PHOENIX CONTACT | 1: 2.4839 | Phoenix Contact Pluggable Bridge, EB4-5, Insert Bridge, EB 4-5 Series, for DIN Rail Terminal Blocks | [10 empty] | Gray |  |  | - |  | - | [11 empty] | - | [14 empty] | 1 (Unlimited) | [6 empty] | 4 |  |  |  | Bulk |  |  | - | [5 empty] | 4460290 |  | - | [7 empty] | Flat Pins - Angled | [15 empty] | 32 | https://www.unikeyic.com/media/datasheet/47/18/fd43/47/1503682c5b47f20c74338d2c1afb533a.pdf | https://www.unikeyic.com/products/plug-in-connectors/1401161/2437059.html
1401174 | PHOENIX CONTACT | 100: 2.1738 1,000: 2.1276 | Phoenix Contact Pluggable Bridge EB5-5, EB 5-5 Series, for DIN Rail Terminal Blocks | [10 empty] | Gray |  |  | - |  | - | [11 empty] | Terminal Blocks | [21 empty] | 5 |  |  |  | Bulk |  |  | - | [5 empty] | 17939386 |  | - | [7 empty] | Flat Pins - Angled | [15 empty] | 10000 | https://www.unikeyic.com/media/datasheet/upload/2023/07/19/1401174.pdf | https://www.unikeyic.com/products/plug-in-connectors/1401174/34894929.html
1401187 | PHOENIX CONTACT | 100: 2.8124 1,000: 2.7525 | Phoenix,Plug-in bridge,EB6-5,Phoenix Insert bridge, Insert bridge, EB 6- 5series, used forDIN Rail terminal block | [10 empty] | Gray |  |  | - |  | - | [11 empty] | - | [14 empty] | 1 (Unlimited) | [6 empty] | 6 |  |  |  | Bulk |  |  | - | [5 empty] | 3607498 |  | - | [7 empty] | Flat Pins - Angled | [15 empty] | 10000 | https://www.unikeyic.com/media/datasheet/upload/2023/07/19/1401187.pdf | https://www.unikeyic.com/products/plug-in-connectors/1401187/25439755.html
1401608 | PHOENIX CONTACT | 20: 20.2553 200: 19.8243 | Phoenix Contact DIN Rail, Perforated, NS15BLKPERF2000MMVPE10 | [38 empty] | 78.740" (2000.00mm) |  | Steel |  | Not Applicable | [10 empty] | Bulk |  |  |  | - |  |  |  |  | 3607495 |  | - |  |  |  | 0.591" W x 0.217" H (15.00mm x 5.50mm) |  | Slotted | [5 empty] | 0.039" (1.00mm) | [11 empty] | 2000 | https://www.unikeyic.com/media/datasheet/upload/2023/07/19/1401608.pdf | https://www.unikeyic.com/products/plug-in-connectors/1401608/21631933.html
1401682 | PHOENIX CONTACT | 4: 9.453 10: 8.591 | Phoenix,DINGuide rail，There are holes,NS15PERF2000MMVPE10,Phoenix Contact DINGuide rail, 2mlong x 15mmwide x 5mmhigh, Porous type, Steel, Mini Top Hat Style | [38 empty] | 78.740" (2000.00mm) |  | Steel |  | Not Applicable | [10 empty] | Bulk |  |  |  | Galvanized | [6 empty] | - |  |  |  | 0.591" W x 0.217" H (15.00mm x 5.50mm) |  | Slotted | [5 empty] | 0.039" (1.00mm) | [11 empty] | 379 | https://www.unikeyic.com/media/datasheet/af/be/4693/afbe46930213ae79e6d98baf08e2aae2.pdf | https://www.unikeyic.com/products/plug-in-connectors/1401682/20028383.html
1401695 | PHOENIX CONTACT | 20: 14.5808 | Phoenix Contact DIN Rail NS15UNPERF2000MMVPE10, 2m L x 15mm W x 5mm H, Unperforated, Steel, Mini Top Hat | [38 empty] | 78.740" (2000.00mm) |  | Steel |  | Not Applicable | [10 empty] | Bulk |  |  |  | Galvanized |  |  |  |  | 348550 |  | - |  |  |  | 0.591" W x 0.217" H (15.00mm x 5.50mm) |  | Unslotted | [5 empty] | 0.039" (1.00mm) | [11 empty] | 29 | https://www.unikeyic.com/media/datasheet/c5/2b/7cdd/c52b7cdd2b2991851d8340679cb9e8f0.pdf | https://www.unikeyic.com/products/plug-in-connectors/1401695/23530701.html
1404548 | PHOENIX CONTACT | 1: 71.4417 5: 70.1659 10: 68.8902 25: 68.8902 50: 68.8902 | Phoenix,Control cabinet bulkhead connector,VS-BH-M12FSX-10G-RJ45/90,Phoenix RJ45interface VS-BH-M12FSXseries, Mother seatRJ45 Connector, Rear-mount type, Cat6a | [10 empty] | Black | [8 empty] | Circular Connector, Female Sockets, 8 Pos | Modular, Female Jack, 8p8c (RJ45) | [5 empty] | Dust Tight, Right Angle, Waterproof | [15 empty] | Not Applicable | [10 empty] | Bulk | [10 empty] | - | [23 empty] | 16 | https://www.unikeyic.com/media/datasheet/upload/2023/07/19/1404548.pdf | https://www.unikeyic.com/products/plug-in-connectors/1404548/4919713.html
1404549 | PHOENIX CONTACT | 1: 141.0563 | Phoenix,Control cabinet bulkhead connector,VS-BH-M12FSX-10G-RJ45/180,Phoenix Contact circular connector adapter | [10 empty] | Black | [8 empty] | Circular, Female Sockets, 8 Pos, M12 | Modular, Female Jack, 8p8c (RJ45) | [5 empty] | Dust Tight, Waterproof | [15 empty] | 1 (Unlimited) | [10 empty] | Bulk | [10 empty] | - | [23 empty] | 4 | https://www.unikeyic.com/media/datasheet/7a/bb/b9a3/7abbb9a36f5d13cac064823eb1d8d037.pdf | https://www.unikeyic.com/products/plug-in-connectors/1404549/1317923.html
1404741 | PHOENIX CONTACT | 1: 72.3953 | Phoenix Contact SACC-DSI-FSX-8CON-PG9-L180SCO M12 Circular Connector Receptacle, Back Panel Mount, SACC Series | [10 empty] | Silver |  | Receptacle, Female Sockets |  |  | Copper Zinc | [7 empty] | 0.5A |  | Push-Twist | - | [8 empty] | IP67 - Dust Tight, Waterproof | Polyphthalamide (PPA) |  |  |  |  | UL94 V-0 | 1 (Unlimited) |  | Bulkhead - Front Side Nut | Panel Mount, Through Hole |  |  |  | 8 |  | -40°C ~ 85°C | X | Bulk | [8 empty] | 5199142 |  | DSI | - | M12-8 | - | [6 empty] | Solder | [7 empty] | 50VAC, 60VDC | [5 empty] | 44 | https://www.unikeyic.com/media/datasheet/9d/a9/f8d0/9da9f8d06ded69904b70ca3e18d1f620.pdf | https://www.unikeyic.com/products/plug-in-connectors/1404741/20594181.html
1405239 | PHOENIX CONTACT | 1: 55.0139 | Phoenix Contact Actuator/Sensor Cable Connector, SACC-DSI Series, 4-Way M12, Back Panel Mount, SACC-DSI-M12MS-4CON-PG9/0,5VA | Male Pins | Panel Mount | 4 | All | A | Receptacle |  |  | Thermoplastic Elastomer (TPE) | Individual | Multiple | [24 empty] | IP67 - Dust Tight, Waterproof |  |  | 1.64' (500.00mm) |  |  |  | 1 (Unlimited) | [10 empty] | Bulk | [8 empty] | 3877980 |  | - |  |  | Unshielded | [11 empty] | Industrial Environments | [8 empty] | 1 | https://www.unikeyic.com/media/datasheet/e4/ee/7609/e4ee760957fd62626974852e297389c5.pdf | https://www.unikeyic.com/products/plug-in-connectors/1405239/20268491.html
1407503 | PHOENIX CONTACT | 20: 45.2765 | Phoenix,device connector，Installation behind the board,SACC-DSI-FSY-8CON-M16-L180SCO,Flush Type Socket for Sensor | [10 empty] | Silver |  | Receptacle, Female Sockets |  |  | Copper Zinc | [7 empty] | 0.5A, 6A |  | Push-Twist | - | [8 empty] | IP67 - Dust Tight, Waterproof | Polyphthalamide (PPA) |  |  |  |  | UL94 V-0 | 1 (Unlimited) |  | Bulkhead - Front Side Nut | Panel Mount, Through Hole |  |  |  | 8 (4 Data + 4 Power) |  | -25°C ~ 85°C | Y | Bulk | [8 empty] | 4485024 |  | DSI | - | M12-8 | - | [6 empty] | Solder | [7 empty] | 48VAC, 50VDC | [5 empty] | 2000 | https://www.unikeyic.com/media/datasheet/upload/2023/07/19/1407503.pdf | https://www.unikeyic.com/products/plug-in-connectors/1407503/1397583.html
1407504 | PHOENIX CONTACT | 1: 58.0711 | Phoenix,device connector，Installation behind the board,VS-FSBPYS-OE-94H/0,5SCO, | Female Sockets | Panel Mount | 8 (4 Data + 4 Power) | All | Y | Plug |  |  | Polyurethane (PUR) | Round | Black | [24 empty] | IP67 - Dust Tight, Waterproof |  |  | 1.64' (500.00mm) |  |  |  | 1 (Unlimited) | [10 empty] | Bulk | [8 empty] | 4485025 |  | - |  |  | Shielded | [11 empty] | Cat5, Industrial Environments | [8 empty] | 1 | https://www.unikeyic.com/media/datasheet/upload/2023/07/19/1407504.pdf | https://www.unikeyic.com/products/plug-in-connectors/1407504/21962851.html
1407618 | PHOENIX CONTACT | 1: 69.8229 | Phoenix Contact Device Connector, Backplane Mount, SACC-DSI-FSY-8CON-M16/0,5SCO, Cable Assembly Cat 5 0.5m 20AWG/26AWG M12 Circular 8 POS F | Female Sockets | Panel Mount | 8 (4 Data + 4 Power) | All | Y | Plug |  |  | Thermoplastic Elastomer (TPE) | Individual | Multiple | [24 empty] | IP67 - Dust Tight, Waterproof |  |  | 1.64' (500.00mm) |  |  |  | Not Applicable | [10 empty] | Bulk | [10 empty] | - |  |  | Unshielded | [11 empty] | Cat5, Industrial Environments | [8 empty] | 57 | https://www.unikeyic.com/media/datasheet/31/9e/81aa/31/f6966edb592a064d0b1f6bc32a3e2af0.pdf | https://www.unikeyic.com/products/plug-in-connectors/1407618/15851741.html
1407711 | PHOENIX CONTACT | 1: 51.4205 | Phoenix Contact Pluggable Terminal Block Set, HC-EVO-B10PT-BWD-HL-M25-PLRBK | [18 empty] | Cable and Panel Connector Assembly | [15 empty] | 5 pcs - 1 Base, 1 Cable Gland, 2 Inserts, 1 Housing | [7 empty] | 1 (Unlimited) | [6 empty] | 10+Ground |  |  |  | Bulk | [8 empty] | 5188874 |  | HEAVYCON® |  |  |  | B10 |  |  |  | Side-Hood, Bottom-Base |  |  | Push In |  | M25 | [10 empty] | 1 | https://www.unikeyic.com/media/datasheet/upload/2023/07/19/1407711.pdf | https://www.unikeyic.com/products/plug-in-connectors/1407711/12440376.html
1407712 | PHOENIX CONTACT | 1: 124.8223 10: 122.1665 | Phoenix,Plug-in connector sets,HC-EVO-B16PT-BWD-HH-M25-PLRBK, | [18 empty] | Cable and Panel Connector Assembly | [15 empty] | 5 pcs - 1 Base, 1 Cable Gland, 2 Inserts, 1 Housing | [7 empty] | 1 (Unlimited) | [6 empty] | 16+Ground |  |  |  | Bulk | [10 empty] | HEAVYCON® |  |  |  | B16 |  |  |  | Side-Hood, Bottom-Base |  |  | Push In |  | M25 | [10 empty] | 100 | https://www.unikeyic.com/media/datasheet/upload/2023/07/19/1407712.pdf | https://www.unikeyic.com/products/plug-in-connectors/1407712/4572639.html
1408791 | PHOENIX CONTACT | 1: 77.2075 10: 74.1051 50: 71.027 | Phoenix,Plug-in connector sets,HC-EVO-B10PT-BWSC-HL-M25-PLRBK,EVO Connector Set,Plastic Housing Consisting of Sleeve Housing Panel Mounting Base | [18 empty] | Cable and Panel Connector Assembly | [15 empty] | 5 pcs - 1 Base, 1 Cable Gland, 2 Inserts, 1 Housing | [7 empty] | 1 (Unlimited) | [6 empty] | 10+Ground |  |  |  | Bulk | [10 empty] | HEAVYCON® |  |  |  | B10 |  |  |  | Side-Hood, Bottom-Base |  |  | Push In |  | M25 | [10 empty] | 2 | https://www.unikeyic.com/media/datasheet/upload/2023/07/19/1408791.pdf | https://www.unikeyic.com/products/plug-in-connectors/1408791/917798.html
1408793 | PHOENIX CONTACT | 1: 96.5245 10: 92.6587 50: 88.805 | Phoenix,Plug-in connector sets,HC-EVO-B16PT-BWSC-HH-M25-PLRBK, | [18 empty] | Cable and Panel Connector Assembly | [15 empty] | 5 pcs - 1 Base, 1 Cable Gland, 2 Inserts, 1 Housing | [7 empty] | 1 (Unlimited) | [6 empty] | 16+Ground |  |  |  | Bulk | [8 empty] | 5188887 |  | HEAVYCON® |  |  |  | B16 |  |  |  | Side-Hood, Bottom-Base |  |  | Push In |  | M25 | [10 empty] | 7 | https://www.unikeyic.com/media/datasheet/upload/2023/07/19/1408793.pdf | https://www.unikeyic.com/products/plug-in-connectors/1408793/29480990.html
1408794 | PHOENIX CONTACT | 1: 131.6088 | Phoenix,Plug-in connector sets,HC-EVO-B24PT-BWSC-HH-M32-PLRBK, | [18 empty] | Cable and Panel Connector Assembly | [15 empty] | 5 pcs - 1 Base, 1 Cable Gland, 2 Inserts, 1 Housing | [7 empty] | 1 (Unlimited) | [6 empty] | 24+Ground |  |  |  | Bulk | [10 empty] | HEAVYCON® |  |  |  | B24 |  |  |  | Side-Hood, Bottom-Base |  |  | Push In |  | M32 | [10 empty] | 15 | https://www.unikeyic.com/media/datasheet/upload/2023/07/19/1408794.pdf | https://www.unikeyic.com/products/plug-in-connectors/1408794/30547933.html
1411356 | PHOENIX CONTACT | 1: 103.1897 5: 92.8768 | Phoenix Contact Pluggable Connector Kit, HC-EVO-A10UT-BWS-HH-M20-PLRBK, HC Series, 10 Pos, Receptacle/Plug, Panel Mount, 20A, 250V AC | [18 empty] | Cable and Panel Connector Assembly | [15 empty] | 5 pcs - 1 Base, 1 Cable Gland, 2 Inserts, 1 Housing | [7 empty] | 1 (Unlimited) | [6 empty] | 10+Ground |  |  |  | Bulk | [8 empty] | 5188856 |  | HEAVYCON® |  |  |  | D15 |  |  |  | Side-Hood, Bottom-Base |  |  | Screw |  | M20 | [10 empty] | 3 | https://www.unikeyic.com/media/datasheet/99/ed/2bc0/99/8b42bb9a95efb5c7151e5cbdf4ce13e2.pdf | https://www.unikeyic.com/products/plug-in-connectors/1411356/34196.html
1411598 | PHOENIX CONTACT | 1: 24.4223 10: 23.9862 25: 23.55 100: 23.55 250: 23.55 | Phoenix,device connector，Installation behind the board,SACC-DSI-M12FSS-4P-M16XL/0,5PE, | Female Sockets | Panel Mount | 4 (3 Power + PE) | All | S | Plug |  |  | - | Individual | Black, Green/Yellow | [24 empty] | IP67 - Dust Tight, Waterproof |  |  | 1.64' (500.00mm) |  |  |  | 1 (Unlimited) | [10 empty] | Bulk | [8 empty] | 5199151 |  | - |  |  | Unshielded | [11 empty] | Industrial Environments | [8 empty] | 2 | https://www.unikeyic.com/media/datasheet/86/ce/71e7/86/ef26c1b1a6bfb581be269574b5e8815d.pdf | https://www.unikeyic.com/products/plug-in-connectors/1411598/18813485.html
1411653 | PHOENIX CONTACT | 1: 21.4563 | Phoenix Contact M12 Industrial Circular Connector Plug, 3 Pos, Rear Mount SACC-DSI-M12MSS-3P-M16/0,5PE | Male Pins | Panel Mount | 3 (2 Power + PE) | All | S | Receptacle |  |  | - | Individual | Black, Green/Yellow | [24 empty] | IP65/IP67 - Dust Tight, Water Resistant, Waterproof |  |  | 1.64' (500.00mm) |  |  |  | 1 (Unlimited) | [10 empty] | Bulk | [8 empty] | 5131498 |  | - |  |  | Unshielded | [11 empty] | Industrial Environments | [8 empty] | 60 | https://www.unikeyic.com/media/datasheet/3a/75/63fd/3a7563fda4a52787be3c670bcd5a219f.pdf | https://www.unikeyic.com/products/plug-in-connectors/1411653/16169078.html
1414355 | PHOENIX CONTACT | 5: 2.2153 250: 2.128 500: 2.0383 | Phoenix Contact HC-M-12-CT-F, Conn HEAVYCON Contact Insert Module SKT 12 POS Crimp ST Cable Mount | [10 empty] | Gray |  | Module without Contacts | - |  | - |  | CK 1.6-ED | [5 empty] | 16A | [5 empty] | Female |  |  |  | Polycarbonate (PC) | [7 empty] | UL94 V-0 | 1 (Unlimited) | [6 empty] | 12 |  | -40°C ~ 125°C |  | Bulk | [10 empty] | HEAVYCON® M |  |  |  | - | [6 empty] | Crimp | [6 empty] | 250V | [5 empty] | 45 | https://www.unikeyic.com/media/datasheet/upload/2023/07/19/1414355.pdf | https://www.unikeyic.com/products/plug-in-connectors/1414355/24512629.html
1414356 | PHOENIX CONTACT | 1: 2.1472 | Phoenix,Contact module,HC-M-17-CT-M,Conn HEAVYCON Insert PIN 17 POS Crimp ST Cable Mount | [10 empty] | Gray |  | Module without Contacts | - |  | - |  | CK 1.6-ED | [5 empty] | 14A | [5 empty] | Male |  |  |  | Polycarbonate (PC) | [7 empty] | UL94 V-0 | 1 (Unlimited) | [6 empty] | 17 |  | -40°C ~ 125°C |  | Bulk | [8 empty] | 6592614 |  | HEAVYCON® M |  |  |  | - | [6 empty] | Crimp | [6 empty] | 160V | [5 empty] | 1 | https://www.unikeyic.com/media/datasheet/upload/2023/07/19/1414356.pdf | https://www.unikeyic.com/products/plug-in-connectors/1414356/24923240.html
1414357 | PHOENIX CONTACT | 1: 2.1403 | Phoenix Contact HEAVYCON Contact Insert Module HC-M-17-CT-F SKT 17 POS Crimp ST Cable Mount | [10 empty] | Gray |  | Module without Contacts | - |  | - |  | CK 1.6-ED | [5 empty] | 14A | [5 empty] | Female |  |  |  | Polycarbonate (PC) | [7 empty] | UL94 V-0 | 1 (Unlimited) | [6 empty] | 17 |  | -40°C ~ 125°C |  | Bulk | [8 empty] | 6592615 |  | HEAVYCON® M |  |  |  | - | [6 empty] | Crimp | [6 empty] | 160V | [5 empty] | 3 | https://www.unikeyic.com/media/datasheet/upload/2023/07/19/1414357.pdf | https://www.unikeyic.com/products/plug-in-connectors/1414357/31933172.html
1414358 | PHOENIX CONTACT | 1: 6.9377 | Phoenix,Contact module,HC-M-03-CT-M,Phoenix Contact contact plug-in module, HC-M-03series, Male plug | [10 empty] | Gray |  | Module without Contacts | - |  | - |  | CK 4.0-ED | [5 empty] | 42A | [5 empty] | Male |  |  |  | Polycarbonate (PC) | [7 empty] | UL94 V-0 | 1 (Unlimited) | [6 empty] | 3 |  | -40°C ~ 125°C |  | Bulk | [10 empty] | HEAVYCON® M |  |  |  | - | [6 empty] | Crimp | [6 empty] | 600V | [5 empty] | 12 | https://www.unikeyic.com/media/datasheet/upload/2023/07/19/1414358.pdf | https://www.unikeyic.com/products/plug-in-connectors/1414358/8299301.html
1414362 | PHOENIX CONTACT | 5: 4.3254 25: 4.1929 | Phoenix Contact HC-M-04-CT-M Crimp Terminal Module, HC-M-04 Series, Male | [10 empty] | Gray |  | Module without Contacts | - |  | - |  | - | [5 empty] | 37A | [5 empty] | Male |  |  |  | Polycarbonate (PC) | [7 empty] | UL94 V-0 | 1 (Unlimited) | [6 empty] | 4 |  | -40°C ~ 125°C |  | Bulk | [8 empty] | 6592620 |  | HEAVYCON® M |  |  |  | - | [6 empty] | Crimp | [6 empty] | 600V | [5 empty] | 10 | https://www.unikeyic.com/media/datasheet/upload/2023/07/19/1414362.pdf | https://www.unikeyic.com/products/plug-in-connectors/1414362/2581684.html
1414363 | PHOENIX CONTACT | 1: 4.9062 | Phoenix,Contact module,HC-M-04-CT-F,Phoenix Contact contact plug-in module, HC-M-04series, Mother seat | [10 empty] | Gray |  | Module without Contacts | - |  | - |  | - | [5 empty] | 37A | [5 empty] | Female |  |  |  | Polycarbonate (PC) | [7 empty] | UL94 V-0 | 1 (Unlimited) | [6 empty] | 4 |  | -40°C ~ 125°C |  | Bulk | [8 empty] | 6592621 |  | HEAVYCON® M |  |  |  | - | [6 empty] | Crimp | [6 empty] | 600V | [5 empty] | 2 | https://www.unikeyic.com/media/datasheet/upload/2023/07/19/1414363.pdf | https://www.unikeyic.com/products/plug-in-connectors/1414363/16594146.html
1414364 | PHOENIX CONTACT | 1: 9.1761 | Phoenix Contact HC-M-03/04-CT-M, Contact Insert Module, HC-M-03 Series, Receptacle | [10 empty] | Gray |  | Module without Contacts | - |  | - |  | CK 1.6-ED, CK 4.0-ED | [5 empty] | 40A | [5 empty] | Male |  |  |  | Polycarbonate (PC) | [7 empty] | UL94 V-0 | 1 (Unlimited) | [6 empty] | 7 (4 + 3 Power) |  | -40°C ~ 125°C |  | Bulk | [8 empty] | 6592622 |  | HEAVYCON® M |  |  |  | - | [6 empty] | Crimp | [6 empty] | 600V | [5 empty] | 36 | https://www.unikeyic.com/media/datasheet/upload/2023/07/19/1414364.pdf | https://www.unikeyic.com/products/plug-in-connectors/1414364/1619237.html
1414366 | PHOENIX CONTACT | 1: 7.5057 | Phoenix,Contact module,HC-M-06-CT-M,Phoenix Contact contact plug-in module, HC-M-06series, Male plug | [10 empty] | Gray |  | Module without Contacts | - |  | - |  | CK 2.5-ED | [5 empty] | 24A | [5 empty] | Male |  |  |  | Polycarbonate (PC) | [7 empty] | UL94 V-0 | 1 (Unlimited) | [6 empty] | 6 |  | -40°C ~ 125°C |  | Bulk | [10 empty] | HEAVYCON® M |  |  |  | - | [6 empty] | Crimp | [6 empty] | 500V | [5 empty] | 28 | https://www.unikeyic.com/media/datasheet/upload/2023/07/19/1414366.pdf | https://www.unikeyic.com/products/plug-in-connectors/1414366/13044757.html
1414367 | PHOENIX CONTACT | 1: 7.5057 | Phoenix,Contact module,HC-M-06-CT-F,contact plug-in module, HC-M-06series, Mother seat | [10 empty] | Gray |  | Module without Contacts | - |  | - |  | CK 2.5-ED | [5 empty] | 24A | [5 empty] | Female |  |  |  | Polycarbonate (PC) | [7 empty] | UL94 V-0 | 1 (Unlimited) | [6 empty] | 6 |  | -40°C ~ 125°C |  | Bulk | [8 empty] | 6592625 |  | HEAVYCON® M |  |  |  | - | [6 empty] | Crimp | [6 empty] | 500V | [5 empty] | 12 | https://www.unikeyic.com/media/datasheet/upload/2023/07/19/1414367.pdf | https://www.unikeyic.com/products/plug-in-connectors/1414367/33215899.html
1414368 | PHOENIX CONTACT | 1: 3.2672 | Phoenix Contact HC-M-06P-CT-M Insert Module, HC-M-06 Series, Male Pin | [10 empty] | Gray |  | Module without Contacts | - |  | - |  | CK 2.5-ED | [5 empty] | 24A | [5 empty] | Male |  |  |  | Polycarbonate (PC) | [7 empty] | UL94 V-0 | 1 (Unlimited) | [6 empty] | 6 |  | -40°C ~ 125°C |  | Bulk | [8 empty] | 6592626 |  | HEAVYCON® M |  |  |  | - | [6 empty] | Crimp | [6 empty] | 830V | [5 empty] | 1 | https://www.unikeyic.com/media/datasheet/upload/2023/07/19/1414368.pdf | https://www.unikeyic.com/products/plug-in-connectors/1414368/2353583.html
1414371 | PHOENIX CONTACT | 1: 10.015 | Phoenix Contact HC-M-08-CT-F Conn Rectangular SKT 8 POS Crimp ST Cable Mount | [10 empty] | Gray |  | Module without Contacts | - |  | - |  | CK 2.5-ED | [5 empty] | 20A | [5 empty] | Female |  |  |  | Polycarbonate (PC) | [7 empty] | UL94 V-0 | 1 (Unlimited) | [6 empty] | 8 |  | -40°C ~ 125°C |  | Bulk | [8 empty] | 6592629 |  | HEAVYCON® M |  |  |  | - | [6 empty] | Crimp | [6 empty] | 400V | [5 empty] | 5 | https://www.unikeyic.com/media/datasheet/upload/2023/07/19/1414371.pdf | https://www.unikeyic.com/products/plug-in-connectors/1414371/3527062.html
1414373 | PHOENIX CONTACT | 1: 13.9573 | Phoenix,Contact module,HC-M-20-CT-F, | [10 empty] | Gray |  | Module without Contacts | - |  | - |  | CK 2.5-ED | [5 empty] | 17.5A | [5 empty] | Female |  |  |  | Polycarbonate (PC) | [7 empty] | UL94 V-0 | 1 (Unlimited) | [6 empty] | 20 |  | -40°C ~ 125°C |  | Bulk | [10 empty] | HEAVYCON® M |  |  |  | - | [6 empty] | Crimp | [6 empty] | 500V | [5 empty] | 14 | https://www.unikeyic.com/media/datasheet/upload/2023/07/19/1414373.pdf | https://www.unikeyic.com/products/plug-in-connectors/1414373/4796509.html
1414374 | PHOENIX CONTACT | 5: 9.7886 | Phoenix Contact HC-M-25-CT-M, HC-M-25 Series, Male Pin Header | [10 empty] | Gray |  | Module without Contacts | - |  | - |  | D-Sub | [5 empty] | 4A | [5 empty] | Male |  |  |  | Polycarbonate (PC) | [7 empty] | UL94 V-0 | 1 (Unlimited) | [6 empty] | 25 |  | -40°C ~ 125°C |  | Bulk | [8 empty] | 6592632 |  | HEAVYCON® M |  |  |  | - | [6 empty] | Crimp | [6 empty] | 50V | [5 empty] | 36 | https://www.unikeyic.com/media/datasheet/upload/2023/07/19/1414374.pdf | https://www.unikeyic.com/products/plug-in-connectors/1414374/21795028.html
1414393 | PHOENIX CONTACT | 1: 138.5099 | Phoenix Contact CUC-BH-M12A1PBK-A/R4BE Conn M12-RJ-45 Adapter SKT/SKT 8/8 POS RA 16 Terminal 1/1 Port | [10 empty] | Black | [8 empty] | Circular Connector, Female Sockets, 8 Pos | Modular, Female Jack, 8p8c (RJ45) | [5 empty] | Dust Tight, Right Angle, Waterproof | [15 empty] | 1 (Unlimited) | [10 empty] | Bulk | [8 empty] | 6145974 |  | PLUSCON | [23 empty] | 1 | https://www.unikeyic.com/media/datasheet/0b/25/c460/0b25c46030e967d1a596531250ecfb45.pdf | https://www.unikeyic.com/products/plug-in-connectors/1414393/4128675.html
1414398 | PHOENIX CONTACT | 1: 128.5728 | Phoenix,Control cabinet bulkhead connector,CUC-BH-M12D1PBK-S/R4BE,Phoenix Ethernet connectors SACC-MSX-8QOseries, Mother seat4mouth, Cat5 | [10 empty] | Black | [8 empty] | Circular Connector, Female Sockets, 4 Pos | Modular, Female Jack, 8p8c (RJ45) | [5 empty] | Dust Tight, Waterproof | [15 empty] | 1 (Unlimited) | [10 empty] | Box | [10 empty] | PLUSCON | [23 empty] | 42 | https://www.unikeyic.com/media/datasheet/upload/2023/07/19/1414398.pdf | https://www.unikeyic.com/products/plug-in-connectors/1414398/24958601.html
1416209 | PHOENIX CONTACT | 1: 93.5769 | Phoenix,device connector，Installation behind the board,VS-OE-M12FSBP-93C-LI/2,0, | Female Sockets | Panel Mount | 4 | All | - | Plug |  |  | - | Round | Green | [24 empty] | IP67 - Dust Tight, Waterproof |  |  | 6.56' (2.00m) |  |  |  | 1 (Unlimited) | [10 empty] | Bulk | [8 empty] | 5699377 |  | - |  |  | Shielded | [11 empty] | Cat5e, Industrial Environments | [8 empty] | 100 | https://www.unikeyic.com/media/datasheet/d2/0c/4e13/d2/7cb3ed22a097ec57b795cf40c7fc3406.pdf | https://www.unikeyic.com/products/plug-in-connectors/1416209/15446162.html
1416263 | PHOENIX CONTACT | 1: 90.9757 | Phoenix,device connector，Installation behind the board,VS-OE-M12FSBP-93R-LI/2,0, | Female Sockets | Panel Mount | 4 | All | D | Plug |  |  | Polyurethane (PUR) | Individual | Green | [24 empty] | IP65/IP67 - Dust Tight, Water Resistant, Waterproof |  |  | 16.40' (5.00m) | [14 empty] | Bulk | [10 empty] | - |  |  | Shielded | [11 empty] | Industrial Environments | [8 empty] | 100 | https://www.unikeyic.com/media/datasheet/0a/ab/a7b9/0aaba7b90fdd46232fe32782bf3d3c1c.pdf | https://www.unikeyic.com/products/plug-in-connectors/1416263/16879192.html
1416345 | PHOENIX CONTACT | 1: 93.2889 25: 89.5442 75: 85.8238 | Phoenix,Plug-in connector sets,HC-STA-B10PT-BWSC-LT-M25-ELCAL,Phoenix Heavy Duty Power Connector Kit Kits, HCseries, 10contact, Mother seat/Male plug, 16A, 500 V | [18 empty] | Cable and Panel Connector Assembly | [15 empty] | 6 pcs - 1 Base, 1 Cable Gland, 1 Cover, 2 Inserts, 1 Housing | [7 empty] | 1 (Unlimited) | [6 empty] | 10+Ground |  |  |  | Bulk | [8 empty] | 7559230 |  | HEAVYCON® |  |  |  | B10 |  |  |  | Top-Hood, Bottom-Base |  |  | Push In |  | M25 | [10 empty] | 2 | https://www.unikeyic.com/media/datasheet/upload/2023/07/19/1416345.pdf | https://www.unikeyic.com/products/plug-in-connectors/1416345/12102183.html
1416346 | PHOENIX CONTACT | 1: 72.9175 25: 70.0212 75: 67.0885 | Phoenix Contact HC Series Power Connector Kit, 10 Pos, Receptacle/Plug, 16A, 500V | [18 empty] | Cable and Panel Connector Assembly | [15 empty] | 5 pcs - 1 Base, 1 Cable Gland, 2 Inserts, 1 Housing | [7 empty] | 1 (Unlimited) | [6 empty] | 10+Ground |  |  |  | Bulk | [10 empty] | HEAVYCON® |  |  |  | B10 |  |  |  | Top-Hood, Bottom-Base |  |  | Push In |  | M25 | [10 empty] | 3 | https://www.unikeyic.com/media/datasheet/upload/2023/07/19/1416346.pdf | https://www.unikeyic.com/products/plug-in-connectors/1416346/30141774.html
1416348 | PHOENIX CONTACT | 1: 105.8126 10: 103.5613 | Phoenix Contact HC-STA-B16PT-BWSC-LT-M25-ELCAL Power Connector Kit, HC Series, 16 Pos, Receptacle/Plug, 16A, 500V | [18 empty] | Cable and Panel Connector Assembly | [15 empty] | 6 pcs - 1 Base, 1 Cable Gland, 1 Cover, 2 Inserts, 1 Housing | [7 empty] | 1 (Unlimited) | [6 empty] | 16+Ground |  |  |  | Bulk | [8 empty] | 7559233 |  | HEAVYCON® |  |  |  | B16 |  |  |  | Top-Hood, Bottom-Base |  |  | Push In |  | M25 | [10 empty] | 100 | https://www.unikeyic.com/media/datasheet/upload/2023/07/19/1416348.pdf | https://www.unikeyic.com/products/plug-in-connectors/1416348/17832990.html
1416349 | PHOENIX CONTACT | 1: 109.452 10: 107.1232 | Phoenix,Plug-in connector sets,HC-STA-B16PT-BWD-LT-M25-ELCAL,Phoenix Heavy Duty Power Connector Kit Kits, HCseries, 16contact, Mother seat/Male plug, 16A, 500 V | [18 empty] | Cable and Panel Connector Assembly | [15 empty] | 5 pcs - 1 Base, 1 Cable Gland, 2 Inserts, 1 Housing | [7 empty] | 1 (Unlimited) | [6 empty] | 16+Ground |  |  |  | Bulk | [8 empty] | 7559234 |  | HEAVYCON® |  |  |  | B16 |  |  |  | Top-Hood, Bottom-Base |  |  | Push In |  | M25 | [10 empty] | 100 | https://www.unikeyic.com/media/datasheet/upload/2023/07/19/1416349.pdf | https://www.unikeyic.com/products/plug-in-connectors/1416349/30200202.html
1416351 | PHOENIX CONTACT | 1: 121.7675 25: 116.8837 75: 112.0363 | Phoenix Contact HC-STA-B24PT-BWSC-LT-M32-ELCAL Power Connector Kit, HC Series, 24 Pos, Receptacle/Plug, 16A, 500V | [18 empty] | Cable and Panel Connector Assembly | [15 empty] | 6 pcs - 1 Base, 1 Cable Gland, 1 Cover, 2 Inserts, 1 Housing | [7 empty] | 1 (Unlimited) | [6 empty] | 24+Ground |  |  |  | Bulk | [8 empty] | 7559236 |  | HEAVYCON® |  |  |  | B24 |  |  |  | Top-Hood, Bottom-Base |  |  | Push In |  | M32 | [10 empty] | 9 | https://www.unikeyic.com/media/datasheet/a6/60/94a3/a66094a3381cf28d9fee1117fbf7fae1.pdf | https://www.unikeyic.com/products/plug-in-connectors/1416351/30504099.html
1416352 | PHOENIX CONTACT | 1: 122.289 10: 119.6872 | Phoenix,Plug-in connector sets,HC-STA-B24PT-BWD-LT-M32-ELCAL,Phoenix Heavy Duty Power Connector Kit Kits, HCseries, 24contact, Mother seat/Male plug, 16A, 500 V | [18 empty] | Cable and Panel Connector Assembly | [15 empty] | 5 pcs - 1 Base, 1 Cable Gland, 2 Inserts, 1 Housing | [7 empty] | 1 (Unlimited) | [6 empty] | 24+Ground |  |  |  | Bulk | [8 empty] | 7559238 |  | HEAVYCON® |  |  |  | B24 |  |  |  | Top-Hood, Bottom-Base |  |  | Push In |  | M32 | [10 empty] | 100 | https://www.unikeyic.com/media/datasheet/67/29/3e2b/67293e2bdb738d176711bb2f7eba03a5.pdf | https://www.unikeyic.com/products/plug-in-connectors/1416352/24639311.html
1416353 | PHOENIX CONTACT | 1: 61.9138 25: 60.3748 75: 58.8357 | Phoenix,Plug-in connector sets,HC-STA-B06PT-BWSC-LS-M20-ELCAL,Phoenix Heavy Duty Power Connector Kit Kits, HCseries, 6contact, Mother seat/Male plug, 16A, 500 V | [18 empty] | Cable and Panel Connector Assembly | [15 empty] | 5 pcs - 1 Base, 1 Cable Gland, 2 Inserts, 1 Housing | [7 empty] | 1 (Unlimited) | [6 empty] | 6+Ground |  |  |  | Bulk | [8 empty] | 6162429 |  | HEAVYCON® |  |  |  | B6 |  |  |  | Side-Hood, Bottom-Base |  |  | Push In |  | M20 | [10 empty] | 15 | https://www.unikeyic.com/media/datasheet/upload/2023/07/19/1416353.pdf | https://www.unikeyic.com/products/plug-in-connectors/1416353/1571242.html
1416354 | PHOENIX CONTACT | 1: 99.66 | Phoenix,Plug-in connector sets,HC-STA-B10PT-BWSC-LS-M25-ELCAL,Phoenix Heavy Duty Power Connector Kit Kits, HCseries, 10contact, Mother seat/Male plug, 16A, 500 V | [18 empty] | Cable and Panel Connector Assembly | [15 empty] | 5 pcs - 1 Base, 1 Cable Gland, 2 Inserts, 1 Housing | [7 empty] | 1 (Unlimited) | [6 empty] | 10+Ground |  |  |  | Bulk | [8 empty] | 6162498 |  | HEAVYCON® |  |  |  | B10 |  |  |  | Side-Hood, Bottom-Base |  |  | Push In |  | M25 | [10 empty] | 8 | https://www.unikeyic.com/media/datasheet/upload/2023/07/19/1416354.pdf | https://www.unikeyic.com/products/plug-in-connectors/1416354/28245094.html
1416357 | PHOENIX CONTACT | 1: 98.3233 | Phoenix,Plug-in connector sets,HC-STA-B16PT-BWD-LS-M25-ELCAL,Connector set, Number of positions: 16, Material: Die-cast aluminum, salt water resistant, Connection method: Push-in connection, Connection cross section: AWG 26-14 | [18 empty] | Cable and Panel Connector Assembly | [15 empty] | 5 pcs - 1 Base, 1 Cable Gland, 2 Inserts, 1 Housing | [7 empty] | 1 (Unlimited) | [6 empty] | 16+Ground |  |  |  | Bulk | [8 empty] | 7559235 |  | HEAVYCON® |  |  |  | B16 |  |  |  | Top-Hood, Bottom-Base |  |  | Push In |  | M25 | [10 empty] | 1 | https://www.unikeyic.com/media/datasheet/upload/2023/07/19/1416357.pdf | https://www.unikeyic.com/products/plug-in-connectors/1416357/31679138.html
1417296 | PHOENIX CONTACT | 1: 33.3694 | Phoenix Contact HEAVYCON Contact Insert Module SKT 2 POS ST Cable Mount HC-M-02-AT-F-16 | [10 empty] | Gray |  | Module | Silver |  | Copper Alloy |  | - | [5 empty] | 70A | [5 empty] | Female |  |  |  | Polycarbonate (PC) | [7 empty] | UL94 V-0 | 1 (Unlimited) | [6 empty] | 2 |  | -40°C ~ 125°C |  | Bulk | [10 empty] | HEAVYCON® M |  |  |  | - | [6 empty] | Screw | [6 empty] | 1000V | [5 empty] | 2 | https://www.unikeyic.com/media/datasheet/upload/2023/07/19/1417296.pdf | https://www.unikeyic.com/products/plug-in-connectors/1417296/8925978.html
1417297 | PHOENIX CONTACT | 2: 55.1679 | Phoenix,Contact module,HC-M-02-AT-M-16,Conn HEAVYCON Contact Insert Module PIN 2 POS ST Cable Mount | [10 empty] | Gray |  | Module | Silver |  | Copper Alloy |  | - | [5 empty] | 70A | [5 empty] | Male |  |  |  | Polycarbonate (PC) | [7 empty] | UL94 V-0 | 1 (Unlimited) | [6 empty] | 2 |  | -40°C ~ 125°C |  | Bulk | [8 empty] | 6592635 |  | HEAVYCON® M |  |  |  | - | [6 empty] | Screw | [6 empty] | 1000V | [5 empty] | 277 | https://www.unikeyic.com/media/datasheet/upload/2023/07/19/1417297.pdf | https://www.unikeyic.com/products/plug-in-connectors/1417297/18823719.html
1417302 | PHOENIX CONTACT | 1: 57.3579 | Phoenix Contact HC-M-08-GBIT-CT-M Terminal Module, HC-M-08-GBIT Series, Male | [10 empty] | Gray |  | Module without Contacts | Silver |  | Copper Alloy |  | D-Sub | [5 empty] | 5A | [5 empty] | Male |  |  |  | Polycarbonate (PC) | [7 empty] | UL94 V-0 | 1 (Unlimited) | [6 empty] | 8 |  | -40°C ~ 85°C |  | Bulk | [8 empty] | 6592636 |  | HEAVYCON® M |  |  |  | - | [6 empty] | Crimp | [6 empty] | 50V | [5 empty] | 11 | https://www.unikeyic.com/media/datasheet/upload/2023/07/19/1417302.pdf | https://www.unikeyic.com/products/plug-in-connectors/1417302/28729470.html
1417307 | PHOENIX CONTACT | 1: 41.6124 | Phoenix,Contact module,HC-M-DSUB09-UT-F,Phoenix Contact contact plug-in module, HC-M-DSUB-Useries, Mother seat | [10 empty] | Gray |  | Module, D-Sub | Silver |  | Copper Alloy |  | - | [5 empty] | 1A | [5 empty] | Female |  |  |  | Polycarbonate (PC) | [7 empty] | UL94 V-0 | 1 (Unlimited) | [6 empty] | 9 |  | -40°C ~ 125°C |  | Bulk | [8 empty] | 6592638 |  | HEAVYCON® M |  |  |  | - | [6 empty] | Screw | [6 empty] | 50V | [5 empty] | 3 | https://www.unikeyic.com/media/datasheet/c7/57/a5b3/c757a5b3c72c07c61219db6854394bb5.pdf | https://www.unikeyic.com/products/plug-in-connectors/1417307/21261964.html
1417308 | PHOENIX CONTACT | 1: 18.0085 | Phoenix Contact HC-M-DSUB09-CT-F Connector Housing, HC-M-DSUB-C Series, Receptacle | [10 empty] | Gray |  | Module, D-Sub | - |  | - |  | D-Sub | [5 empty] | 1A | [5 empty] | Female |  |  |  | Polycarbonate (PC) | [7 empty] | UL94 V-0 | 1 (Unlimited) | [6 empty] | 9 |  | -40°C ~ 125°C |  | Bulk | [10 empty] | HEAVYCON® M |  |  |  | - | [6 empty] | Crimp | [6 empty] | 50V | [5 empty] | 3 | https://www.unikeyic.com/media/datasheet/upload/2023/07/19/1417308.pdf | https://www.unikeyic.com/products/plug-in-connectors/1417308/12658001.html
1417370 | PHOENIX CONTACT | 1: 4.991 | Phoenix Contact HC-M-04-KT-F, HC-M-04 Series, Receptacle | [10 empty] | Gray |  | Module without Contacts | - |  | - |  | Coax | [5 empty] | 1.5A | [5 empty] | Female |  |  |  | Polycarbonate (PC) | [7 empty] | UL94 V-0 | 1 (Unlimited) | [6 empty] | 4 |  | -40°C ~ 125°C |  | Bulk | [8 empty] | 6592641 |  | HEAVYCON® M |  |  |  | - | [6 empty] | Crimp | [6 empty] | 50V | [5 empty] | 40 | https://www.unikeyic.com/media/datasheet/upload/2023/07/19/1417370.pdf | https://www.unikeyic.com/products/plug-in-connectors/1417370/4102898.html
1417372 | PHOENIX CONTACT | 1: 1.6072 | Phoenix,Contact module,HC-M-05-PT-M,Phoenix Contact contact plug-in module, HC-M-05series, Male plug | [10 empty] | Gray |  | Module | Silver |  | Copper Alloy |  | - | [5 empty] | 19A | [5 empty] | Male |  |  |  | Polycarbonate (PC) | [7 empty] | UL94 V-0 | 1 (Unlimited) | [6 empty] | 5 |  | -40°C ~ 125°C |  | Bulk | [8 empty] | 6592643 |  | HEAVYCON® M |  |  |  | - | [6 empty] | Push In | [6 empty] | 600V | [5 empty] | 1 | https://www.unikeyic.com/media/datasheet/upload/2023/07/19/1417372.pdf | https://www.unikeyic.com/products/plug-in-connectors/1417372/5302088.html
1417373 | PHOENIX CONTACT | 1: 9.3702 10: 8.5894 100: 8.4332 250: 8.4332 500: 8.4332 | Phoenix Contact HC-M-05-PT-F Terminal Block Module, HC-M-05 Series, Receptacle | [10 empty] | Gray |  | Module | Silver |  | Copper Alloy |  | - | [5 empty] | 19A | [5 empty] | Female |  |  |  | Polycarbonate (PC) | [7 empty] | UL94 V-0 | 1 (Unlimited) | [6 empty] | 5 |  | -40°C ~ 125°C |  | Bulk | [10 empty] | HEAVYCON® M |  |  |  | - | [6 empty] | Push In | [6 empty] | 600V | [5 empty] | 32 | https://www.unikeyic.com/media/datasheet/upload/2023/07/19/1417373.pdf | https://www.unikeyic.com/products/plug-in-connectors/1417373/24283132.html
1417376 | PHOENIX CONTACT | 2: 9.4471 | Phoenix Contact Insert Module HC-M-02-EMC-F, Terminal Plug-in Module, HC-M-EMV Series, Receptacle | [12 empty] | Module | [13 empty] | - |  |  |  |  | Gray | - | Polycarbonate (PC) |  | - | [6 empty] | 1 (Unlimited) | [8 empty] | -40°C ~ 125°C |  | Bulk | [8 empty] | 6592646 |  | HEAVYCON® M |  |  |  | - | - |  |  | Bottom Entry |  |  |  |  | - | [10 empty] | 21 | https://www.unikeyic.com/media/datasheet/ed/95/9a18/ed/e18006afbbc5c5d6c5387d31376d060a.pdf | https://www.unikeyic.com/products/plug-in-connectors/1417376/23697370.html
1417380 | PHOENIX CONTACT | 1: 105.9704 | Phoenix,Contact module,HC-M-01-AT-F-40-PE,Conn Rectangular SKT 1 POS Crimp ST Cable Mount | [10 empty] | Gray |  | Module | Silver |  | Copper Alloy |  | - | [5 empty] | 200A | [5 empty] | Female |  |  |  | Polycarbonate (PC) | [7 empty] | UL94 V-0 | 1 (Unlimited) | [6 empty] | 1 |  | -40°C ~ 125°C |  | Bulk | [8 empty] | 6592648 |  | HEAVYCON® M |  |  |  | - | [6 empty] | Screw | [6 empty] | - | [5 empty] | 41 | https://www.unikeyic.com/media/datasheet/upload/2023/07/19/1417380.pdf | https://www.unikeyic.com/products/plug-in-connectors/1417380/227535.html
1417382 | PHOENIX CONTACT | 2: 94.1811 | Phoenix,Contact module,HC-M-01-AT-M-40-PE,contact plug-in module, HC-M-HSseries, Mother seat | [10 empty] | Gray |  | Module | Silver |  | Copper Alloy |  | - | [5 empty] | 200A | [5 empty] | Male |  |  |  | Polycarbonate (PC) | [7 empty] | UL94 V-0 | 1 (Unlimited) | [6 empty] | 1 |  | -40°C ~ 125°C |  | Bulk | [8 empty] | 6592650 |  | HEAVYCON® M |  |  |  | - | [6 empty] | Screw | [6 empty] | - | [5 empty] | 35 | https://www.unikeyic.com/media/datasheet/upload/2023/07/19/1417382.pdf | https://www.unikeyic.com/products/plug-in-connectors/1417382/32477518.html
1417387 | PHOENIX CONTACT | 2: 30.4496 | Phoenix,Contact module,HC-M-02-AT-F-10,contact plug-in module, HC-M-02series, Mother seat | [10 empty] | Gray |  | Module | Silver |  | Copper Alloy |  | - | [5 empty] | 55A | [5 empty] | Female |  |  |  | Polycarbonate (PC) | [7 empty] | UL94 V-0 | 1 (Unlimited) | [6 empty] | 2 |  | -40°C ~ 125°C |  | Bulk | [8 empty] | 6592651 |  | HEAVYCON® M |  |  |  | - | [6 empty] | Screw | [6 empty] | 600V | [5 empty] | 38 | https://www.unikeyic.com/media/datasheet/upload/2023/07/19/1417387.pdf | https://www.unikeyic.com/products/plug-in-connectors/1417387/24092523.html
1417389 | PHOENIX CONTACT | 1: 14.3948 10: 14.1378 25: 13.8807 100: 13.8807 250: 13.8807 | Phoenix,Contact module,HC-M-02-AT-M-10, | [10 empty] | Gray |  | Module | Silver |  | Copper Alloy |  | - | [5 empty] | 55A | [5 empty] | Male |  |  |  | Polycarbonate (PC) | [7 empty] | UL94 V-0 | 1 (Unlimited) | [6 empty] | 2 |  | -40°C ~ 125°C |  | Bulk | [8 empty] | 6592652 |  | HEAVYCON® M |  |  |  | - | [6 empty] | Screw | [6 empty] | 600V | [5 empty] | 19 | https://www.unikeyic.com/media/datasheet/upload/2023/07/19/1417389.pdf | https://www.unikeyic.com/products/plug-in-connectors/1417389/23510106.html
1417390 | PHOENIX CONTACT | 2: 39.2415 10: 35.3161 | Phoenix,Contact module,HC-M-02-AT-F-35,Contact insert module Socket Axial screw connection | [10 empty] | Gray |  | Module | Silver |  | Copper Alloy |  | - | [5 empty] | 127A | [5 empty] | Female |  |  |  | Polycarbonate (PC) | [7 empty] | UL94 V-0 | 1 (Unlimited) | [6 empty] | 2 |  | -40°C ~ 125°C |  | Bulk | [10 empty] | HEAVYCON® M |  |  |  | - | [6 empty] | Screw | [6 empty] | 600V | [5 empty] | 2 | https://www.unikeyic.com/media/datasheet/upload/2023/07/19/1417390.pdf | https://www.unikeyic.com/products/plug-in-connectors/1417390/2949885.html
1417407 | PHOENIX CONTACT | 1: 143.418 | Phoenix Contact HC-M-02-CT-F-HV-16 Insert Module | [10 empty] | - |  | Module without Contacts | - |  | - |  | CK 2.5-ED | [5 empty] | 28A | [5 empty] | Female |  |  |  | Polycarbonate (PC), Polytetrafluoroethylene (PTFE) | [7 empty] | UL94 V-0 | 1 (Unlimited) | [6 empty] | 2 |  | -40°C ~ 125°C |  | Bulk | [8 empty] | 6592663 |  | HEAVYCON® M |  |  |  | - | [6 empty] | Crimp | [6 empty] | 600V | [5 empty] | 1 | https://www.unikeyic.com/media/datasheet/f4/ad/60c6/f4/2cf75e11bb56b8e2bd8269f1a5476eec.pdf | https://www.unikeyic.com/products/plug-in-connectors/1417407/2879366.html
1417433 | PHOENIX CONTACT | 5: 4.4952 | Phoenix Contact HC-M-03-PN-M-F Insert Module | [10 empty] | Gray |  | Module without Contacts | - |  | - |  | - | [5 empty] | - | [5 empty] | Female/Male |  |  |  | Polycarbonate (PC) | [7 empty] | UL94 V-0 | 1 (Unlimited) | [6 empty] | 3 |  | -40°C ~ 80°C |  | Bulk | [10 empty] | HEAVYCON® M |  |  |  | - | [6 empty] | Crimp | [6 empty] | - | [5 empty] | 48 | https://www.unikeyic.com/media/datasheet/upload/2023/07/19/1417433.pdf | https://www.unikeyic.com/products/plug-in-connectors/1417433/18893866.html
1417434 | PHOENIX CONTACT | 1: 4.6586 | Phoenix,Contact module,HC-M-02-PN-M-F,contact plug-in module, HC-M-02-PNseries, Mother seat | [10 empty] | Gray |  | Module without Contacts | - |  | - |  | - | [5 empty] | - | [5 empty] | Female/Male |  |  |  | Polycarbonate (PC) | [7 empty] | UL94 V-0 | 1 (Unlimited) | [6 empty] | 2 |  | -40°C ~ 80°C |  | Bulk | [10 empty] | HEAVYCON® M |  |  |  | - | [6 empty] | Crimp | [6 empty] | - | [5 empty] | 64 | https://www.unikeyic.com/media/datasheet/upload/2023/07/19/1417434.pdf | https://www.unikeyic.com/products/plug-in-connectors/1417434/11059744.html
1419135 | PHOENIX CONTACT | 1: 69.666 | Phoenix Contact Device Connector, Rear Panel Mount, VS-FSDBPS-OE-93G-LI/1 | Female Sockets | Free Hanging (In-Line) | 4 (Data) | All | D | Plug |  |  | Polyvinyl Chloride (PVC) | Round | Green | [24 empty] | IP65/IP67 - Dust Tight, Water Resistant, Waterproof |  |  | 3.28' (1.00m) |  |  |  | 1 (Unlimited) | [10 empty] | Bulk | [8 empty] | 4449696 |  | - |  |  | Shielded | [11 empty] | Cat5, Industrial Environments | [8 empty] | 100 | https://www.unikeyic.com/media/datasheet/a9/10/42f7/a9/118b51df53e787d85c37c7d3ecc78b35.pdf | https://www.unikeyic.com/products/plug-in-connectors/1419135/17668235.html
1419136 | PHOENIX CONTACT | 1: 77.4153 | Phoenix,device connector，Installation behind the board,VS-FSDBPS-OE-93G-LI/2,0, | Female Sockets | Free Hanging (In-Line) | 4 (Data) | All | D | Plug |  |  | Polyvinyl Chloride (PVC) | Round | Green | [24 empty] | IP65/IP67 - Dust Tight, Water Resistant, Waterproof |  |  | 6.56' (2.00m) |  |  |  | 1 (Unlimited) | [10 empty] | Bulk | [8 empty] | 4449697 |  | - |  |  | Shielded | [11 empty] | Cat5, Industrial Environments | [8 empty] | 100 | https://www.unikeyic.com/media/datasheet/15/c1/8f9d/15/da30d03c8c0fa85fe88a93350478f4af.pdf | https://www.unikeyic.com/products/plug-in-connectors/1419136/23573186.html
1419137 | PHOENIX CONTACT | 1: 101.3888 | Phoenix Contact Device Connector, Rear Panel Mount, VS-FSDBPS-OE-93G-LI/5.0 | Female Sockets | Free Hanging (In-Line) | 4 (Data) | All | D | Plug |  |  | Polyvinyl Chloride (PVC) | Round | Green | [24 empty] | IP65/IP67 - Dust Tight, Water Resistant, Waterproof |  |  | 16.40' (5.00m) |  |  |  | 1 (Unlimited) | [10 empty] | Bulk | [10 empty] | - |  |  | Shielded | [11 empty] | Cat5, Industrial Environments | [8 empty] | 100 | https://www.unikeyic.com/media/datasheet/dd/1c/418b/dd1c418b0bb7f852a685a77f7dadc85c.pdf | https://www.unikeyic.com/products/plug-in-connectors/1419137/16074777.html
1419155 | PHOENIX CONTACT | 1: 69.3632 | Phoenix,device connector，Installation behind the board,VS-FSDBPS-OE-93K-LI/1,0, | Female Sockets | Panel Mount | 4 | All | - | Plug |  |  | Polyvinyl Chloride (PVC) | Round | Red | [24 empty] | IP67 - Dust Tight, Waterproof |  |  | 3.28' (1.00m) |  |  |  | 1 (Unlimited) | [10 empty] | Bulk | [8 empty] | 4449700 |  | - |  |  | Shielded | [11 empty] | Cat5, Industrial Environments | [8 empty] | 100 | https://www.unikeyic.com/media/datasheet/24/4d/fc2a/244dfc2ac5e30924a0493018311e41d9.pdf | https://www.unikeyic.com/products/plug-in-connectors/1419155/19764488.html
1419156 | PHOENIX CONTACT | 1: 77.1142 | Phoenix,device connector，Installation behind the board,VS-FSDBPS-OE-93K-LI/2,0, | Female Sockets | Panel Mount | 4 | All | - | Plug |  |  | Polyvinyl Chloride (PVC) | Round | Red | [24 empty] | IP67 - Dust Tight, Waterproof |  |  | 6.56' (2.00m) |  |  |  | 1 (Unlimited) | [10 empty] | Bulk | [8 empty] | 4449701 |  | - |  |  | Shielded | [11 empty] | Cat5, Industrial Environments | [8 empty] | 100 | https://www.unikeyic.com/media/datasheet/55/e8/35a0/55/f070ed4284a1f1c95166dccccd27d32c.pdf | https://www.unikeyic.com/products/plug-in-connectors/1419156/16524368.html
1419315 | PHOENIX CONTACT | 1: 116.2341 | Phoenix,device connector，Installation behind the board,SACCBP-FS-4CON-M16/2,0-PURSCO,Phoenix Contact Sensor actuator cable, SACCBPseries, 4Core, M12 | Female Sockets | Panel Mount | 4 | All | A | Plug |  |  | Polyurethane (PUR) | Round | Black | [24 empty] | IP67 - Dust Tight, Waterproof |  |  | 6.56' (2.00m) |  |  |  | 1 (Unlimited) | [10 empty] | Bulk | [10 empty] | - |  |  | Shielded | [11 empty] | Industrial Environments | [8 empty] | 4 | https://www.unikeyic.com/media/datasheet/upload/2023/07/19/1419315.pdf | https://www.unikeyic.com/products/plug-in-connectors/1419315/14066703.html
1419331 | PHOENIX CONTACT | 1: 70.4541 | Phoenix,device connector，Installation behind the board,SACCBP-FS-5CON-M16/2,0-PURSCO,Phoenix Contact Sensor actuator cable, SACCBPseries, 5Core, M12Convert to terminalless connector | Female Sockets | Panel Mount | 5 | All | A | Plug |  |  | Polyurethane (PUR) | Round | Black | [24 empty] | IP67 - Dust Tight, Waterproof |  |  | 6.56' (2.00m) |  |  |  | 1 (Unlimited) | [10 empty] | Bulk | [8 empty] | 4471272 |  | - |  |  | Shielded | [11 empty] | Industrial Environments | [8 empty] | 100 | https://www.unikeyic.com/media/datasheet/upload/2023/07/19/1419331.pdf | https://www.unikeyic.com/products/plug-in-connectors/1419331/22243490.html
1419386 | PHOENIX CONTACT | 1: 73.5372 | Phoenix,device connector，Installation behind the board,SACCBP-MS-4CON-M16/2,0-PURSCO,Phoenix Contact Sensor actuator cable, SACCBPseries, 4Core, M12 | Male Pins | Panel Mount | 4 | All | A | Receptacle |  |  | Polyurethane (PUR) | Round | Black | [24 empty] | IP67 - Dust Tight, Waterproof |  |  | 6.56' (2.00m) |  |  |  | 1 (Unlimited) | [10 empty] | Bulk | [10 empty] | - |  |  | Shielded | [11 empty] | Industrial Environments | [8 empty] | 100 | https://www.unikeyic.com/media/datasheet/4e/7c/a7bc/4e/7f92070b0c8ac00b3116bb7eb81a6ce9.pdf | https://www.unikeyic.com/products/plug-in-connectors/1419386/15214633.html
1419409 | PHOENIX CONTACT | 1: 60.1884 | Phoenix Contact Device Connector Rear Panel Mount SACCBP-MS-5CON-M16/1.0-PURSCO Sensor Actuator Cable SCO Series M12 | Male Pins | Panel Mount | 5 | All | A | Receptacle |  |  | Polyurethane (PUR) | Round | Black | [24 empty] | IP67 - Dust Tight, Waterproof |  |  | 3.28' (1.00m) |  |  |  | 1 (Unlimited) | [10 empty] | Bulk | [8 empty] | 4471276 |  | - |  |  | Shielded | [11 empty] | Industrial Environments | [8 empty] | 4 | https://www.unikeyic.com/media/datasheet/upload/2023/07/19/1419409.pdf | https://www.unikeyic.com/products/plug-in-connectors/1419409/21295773.html
1419412 | PHOENIX CONTACT | 1: 64.2708 | Phoenix Contact SACCBP-MS-5CON-M16/2,0-PURSCO Sensor Actuator Cable, SACCBP Series, 5 Pos, M12 to No Termination, Panel Mount | Male Pins | Panel Mount | 5 | All | A | Receptacle |  |  | Polyurethane (PUR) | Round | Black | [24 empty] | IP67 - Dust Tight, Waterproof |  |  | 6.56' (2.00m) |  |  |  | 1 (Unlimited) | [10 empty] | Bulk | [8 empty] | 3607437 |  | - |  |  | Shielded | [11 empty] | Industrial Environments | [8 empty] | 3 | https://www.unikeyic.com/media/datasheet/6f/32/2277/6f/276af149ac0cde2a8ccc3d2feecb975f.pdf | https://www.unikeyic.com/products/plug-in-connectors/1419412/16607747.html
1419616 | PHOENIX CONTACT | 1: 18.4306 10: 18.1234 100: 17.6626 | Phoenix,device connector，Installation behind the board,SACC-DSI-M12FSD-4CON-M16/0,5,Cable Assembly Litz Wire 0.5m 22AWG M12 Circular 4 POS M | Female Sockets | Panel Mount | 4 (Data) | All | D | Plug |  |  | Thermoplastic Elastomer (TPE) | Individual | Multiple | [24 empty] | IP67 - Dust Tight, Waterproof |  |  | 1.64' (500.00mm) |  |  |  | 1 (Unlimited) | [10 empty] | Bulk | [8 empty] | 4471280 |  | - |  |  | Unshielded | [11 empty] | Cat5, Industrial Environments | [8 empty] | 105 | https://www.unikeyic.com/media/datasheet/upload/2023/07/19/1419616.pdf | https://www.unikeyic.com/products/plug-in-connectors/1419616/15789679.html
1419629 | PHOENIX CONTACT | 1: 37.4653 | Phoenix Contact Sensor/Actuator Cable, 4-Wire, M12 to No Termination, Rear Mount | Male Pins | Panel Mount | 4 | All | A | Receptacle |  |  | Thermoplastic Elastomer (TPE) | Individual | Multiple | [24 empty] | IP67 - Dust Tight, Waterproof |  |  | 1.64' (500.00mm) |  |  |  | 1 (Unlimited) | [10 empty] | Bulk | [10 empty] | - |  |  | Unshielded | [11 empty] | Industrial Environments | [8 empty] | 12 | https://www.unikeyic.com/media/datasheet/upload/2023/07/19/1419629.pdf | https://www.unikeyic.com/products/plug-in-connectors/1419629/18880505.html
1419632 | PHOENIX CONTACT | 1: 38.1891 | Phoenix,device connector，Installation behind the board,SACC-DSI-M12FS-4CON-M16/0,5,Phoenix Contact Sensor actuator cable, 4Core, M12 | Female Sockets | Panel Mount | 4 | All | A | Plug |  |  | Thermoplastic Elastomer (TPE) | Individual | Multiple | [24 empty] | IP67 - Dust Tight, Waterproof |  |  | 1.64' (500.00mm) |  |  |  | 1 (Unlimited) | [10 empty] | Bulk | [10 empty] | - |  |  | Unshielded | [11 empty] | Industrial Environments | [8 empty] | 199 | https://www.unikeyic.com/media/datasheet/upload/2023/07/19/1419632.pdf | https://www.unikeyic.com/products/plug-in-connectors/1419632/17943011.html
1419645 | PHOENIX CONTACT | 1: 15.1661 10: 14.8953 25: 14.6245 100: 14.6245 250: 14.6245 | Phoenix Contact SACC-DSI-M12MS-5CON-M16/0,5 Sensor Actuator Cable, 5-Pin, M12, Rear Panel Mount | Male Pins | Panel Mount | 5 | All | A | Receptacle |  |  | Thermoplastic Elastomer (TPE) | Individual | Multiple | [24 empty] | IP65/IP67 - Dust Tight, Water Resistant, Waterproof |  |  | 1.64' (500.00mm) |  |  |  | 1 (Unlimited) | [10 empty] | Bulk | [8 empty] | 4471283 |  | - |  |  | Unshielded | [11 empty] | Industrial Environments | [8 empty] | 118 | https://www.unikeyic.com/media/datasheet/upload/2023/07/19/1419645.pdf | https://www.unikeyic.com/products/plug-in-connectors/1419645/18611548.html
1419713 | PHOENIX CONTACT | 1: 55.0479 5: 54.0649 10: 54.0649 25: 53.0819 50: 53.0819 | Phoenix,device connector，Installation behind the board,SACC-DSI-M12FS-12CON-M16/0,5,Phoenix Contact Sensor actuator cable, 12Core, M12 | Female Sockets | Panel Mount | 12 | All | A | Plug |  |  | Thermoplastic Elastomer (TPE) | Individual | Multiple | [24 empty] | IP67 - Dust Tight, Waterproof |  |  | 1.64' (500.00mm) |  |  |  | 1 (Unlimited) | [10 empty] | Bulk | [8 empty] | 4471288 |  | - |  |  | Unshielded | [11 empty] | Industrial Environments | [8 empty] | 37 | https://www.unikeyic.com/media/datasheet/upload/2023/07/19/1419713.pdf | https://www.unikeyic.com/products/plug-in-connectors/1419713/22091127.html
1419726 | PHOENIX CONTACT | 1: 50.8981 50: 48.8621 100: 46.8262 | Phoenix,device connector，Installation behind the board,SACC-DSI-M12MS-17CON-M16/0,5,Phoenix Contact Sensor actuator cable, 17Core, M12 | Male Pins | Panel Mount | 17 | All | A | Receptacle |  |  | Thermoplastic Elastomer (TPE) | Individual | Multiple | [24 empty] | IP67 - Dust Tight, Waterproof |  |  | 1.64' (500.00mm) |  |  |  | 1 (Unlimited) | [10 empty] | Bulk | [8 empty] | 4471289 |  | - |  |  | Unshielded | [11 empty] | Industrial Environments | [8 empty] | 8 | https://www.unikeyic.com/media/datasheet/a1/5c/1634/a1/1d9a661187913959dab9caf7acad5c48.pdf | https://www.unikeyic.com/products/plug-in-connectors/1419726/22181892.html
1419739 | PHOENIX CONTACT | 1: 73.6668 | Phoenix,device connector，Installation behind the board,SACC-DSI-M12FS-17CON-M16/0,5,Sensor/Actuator 0.5m 26AWG Circular 17 Position F | Female Sockets | Panel Mount | 17 | All | A | Plug |  |  | Thermoplastic Elastomer (TPE) | Individual | Multiple | [24 empty] | IP67 - Dust Tight, Waterproof |  |  | 1.64' (500.00mm) |  |  |  | 1 (Unlimited) | [10 empty] | Bulk | [8 empty] | 4471290 |  | - |  |  | Unshielded | [11 empty] | Industrial Environments | [8 empty] | 42 | https://www.unikeyic.com/media/datasheet/upload/2023/07/19/1419739.pdf | https://www.unikeyic.com/products/plug-in-connectors/1419739/15390281.html
1419886 | PHOENIX CONTACT | 1: 41.4356 | Phoenix,Contact module,HC-M-RJ45-08-GC-F/F,Phoenix Contact contact plug-in module, HC-M-RJ45series, Mother seat | [10 empty] | - |  | Insert, RJ45 | Gold |  | Copper Alloy |  | - | [5 empty] | 1A | [5 empty] | Female |  |  |  | - | [7 empty] | UL94 V-0 | Not Applicable | [6 empty] | 8p8c |  | -40°C ~ 70°C |  | Bulk | [8 empty] | 7557748 |  | HEAVYCON® B |  |  |  | - | [6 empty] | IDC | [6 empty] | 50V | [5 empty] | 5 | https://www.unikeyic.com/media/datasheet/upload/2023/07/19/1419886.pdf | https://www.unikeyic.com/products/plug-in-connectors/1419886/23742966.html
1419887 | PHOENIX CONTACT | 1: 54.3038 10: 53.1484 | Phoenix,Contact module,HC-M-RJ45-08-M,Conn Telephone, Contact Insert Module, RJ45 | [10 empty] | Yellow |  | Insert, RJ45 | Gold |  | Phosphor Bronze |  | - | [5 empty] | 1A | [5 empty] | Male |  |  |  | - | [7 empty] | UL94 V-0 | Not Applicable | [6 empty] | 8p8c |  | -25°C ~ 60°C |  | Bulk | [8 empty] | 7557747 |  | HEAVYCON® B |  |  |  | - | [6 empty] | IDC | [6 empty] | 50V | [5 empty] | 100 | https://www.unikeyic.com/media/datasheet/upload/2023/07/19/1419887.pdf | https://www.unikeyic.com/products/plug-in-connectors/1419887/18299337.html
1424130 | PHOENIX CONTACT | 1: 26.182 | Phoenix,device connector，Installation behind the board,SACC-MCI-MST-4CON/0,5SCO,Phoenix Contact Sensor actuator cable, SACCseries, 4Core, M12Convert to terminalless connector | Male Pins | - | 4 (Power) | All | T | Plug |  |  | - | Individual | Multiple | [24 empty] | IP67 - Dust Tight, Waterproof |  |  | 1.64' (500.00mm) |  |  |  | 1 (Unlimited) | [10 empty] | Bulk | [8 empty] | 4471298 |  | - |  |  | Unshielded | [11 empty] | Industrial Environments | [8 empty] | 3 | https://www.unikeyic.com/media/datasheet/9f/95/b2ab/9f95b2ab866f565a22066155d1566252.pdf | https://www.unikeyic.com/products/plug-in-connectors/1424130/14698575.html
1424132 | PHOENIX CONTACT | 1: 22.6012 25: 21.7044 50: 20.7955 100: 20.3835 | Phoenix,device connector，Installation behind the board,SACC-DSI-M12MSS-4CON-M16/0,5PE,Cable Assembly Litz Wire 0.5m 16AWG M12 Circular 4 POS M | Male Pins | Panel Mount | 4 (3 Power + PE) | All | S | Receptacle |  |  | - | Individual | Black, Green/Yellow | [24 empty] | IP67 - Dust Tight, Waterproof |  |  | 1.64' (500.00mm) |  |  |  | 1 (Unlimited) | [10 empty] | Bulk | [10 empty] | - |  |  | Unshielded | [11 empty] | Industrial Environments | [8 empty] | 1 | https://www.unikeyic.com/media/datasheet/upload/2023/07/19/1424132.pdf | https://www.unikeyic.com/products/plug-in-connectors/1424132/15733671.html
1424133 | PHOENIX CONTACT | 1: 36.7441 | Phoenix Contact Device Connector, Back Panel Mount, SACC-DSI-M12FSS-4CON-M16/0.5PE, M12 to Terminal-Free Adapter | Female Sockets | Panel Mount | 4 (Power) | All | S | Plug |  |  | - | Individual | Black, Green/Yellow | [24 empty] | IP67 - Dust Tight, Waterproof |  |  | 1.64' (500.00mm) |  |  |  | 1 (Unlimited) | [10 empty] | Bulk | [8 empty] | 4471300 |  | - |  |  | Unshielded | [11 empty] | Industrial Environments | [8 empty] | 100 | https://www.unikeyic.com/media/datasheet/upload/2023/07/19/1424133.pdf | https://www.unikeyic.com/products/plug-in-connectors/1424133/15054627.html
1424135 | PHOENIX CONTACT | 1: 77.5979 | Phoenix Contact Device Connector, Rear Panel Mount, VS-FSBPXS-OE-94F/0,5, Cable 5, M12 to No Termination | Female Sockets | Panel Mount | 8 | All | - | Plug |  |  | Polyurethane (PUR) | Round | Blue | [24 empty] | IP65/IP67 - Dust Tight, Water Resistant, Waterproof |  |  | 1.64' (500.00mm) |  |  |  | 1 (Unlimited) | [10 empty] | Bulk | [10 empty] | - |  |  | Shielded | [11 empty] | Cat6a, Industrial Environments | [8 empty] | 100 | https://www.unikeyic.com/media/datasheet/upload/2023/07/19/1424135.pdf | https://www.unikeyic.com/products/plug-in-connectors/1424135/16296429.html
1424148 | PHOENIX CONTACT | 1: 62.5212 | Phoenix Contact Device Connector, Back Panel Mount, VS-FSBPXS-OE-94F/1,0, Cat 6a Cable Assembly, 1m, 26AWG, M12 Circular, 8 Pos, Male | [24 empty] | 1424148 PHOENIX CONTACT | [13 empty] | 3.28' (1.00m) | [11 empty] | -25℃~85℃ | [9 empty] | On sale |  |  | bulk | [24 empty] | 1 | https://www.unikeyic.com/media/datasheet/upload/2023/07/19/1424148.pdf | https://www.unikeyic.com/products/plug-in-connectors/1424148/15936365.html
1424164 | PHOENIX CONTACT | 1: 128.5012 | Phoenix Contact Device Connector, Back Panel Mount, VS-FSBPXS-OE-94F/5,0, | Female Sockets | Panel Mount | 8 | All | - | Plug |  |  | - | Round | Blue | [24 empty] | IP65/IP67 - Dust Tight, Water Resistant, Waterproof |  |  | 16.40' (5.00m) |  |  |  | 1 (Unlimited) | [10 empty] | Bulk | [8 empty] | 3877893 |  | - |  |  | Shielded | [11 empty] | Cat6a, Industrial Environments | [8 empty] | 100 | https://www.unikeyic.com/media/datasheet/e7/ec/c35f/e7ecc35f0fc57b8b3c798619567de8a0.pdf | https://www.unikeyic.com/products/plug-in-connectors/1424164/22164165.html
1424180 | PHOENIX CONTACT | 1: 38.0131 5: 37.3343 10: 37.3343 25: 36.6555 50: 36.6555 | Phoenix,device connector，Installation behind the board,SACC-CI-M12FSX-8CON-L90,Phoenix Contact Contact plug-in | [10 empty] | - |  | Insert, Female Sockets |  |  | Copper Zinc | [7 empty] | 0.5A |  | - | Board Guide, Board Lock, Insert Only, Requires Shell | [8 empty] | IP67 - Dust Tight, Waterproof | Polyphthalamide (PPA) |  |  |  |  | UL94 V-0 | 1 (Unlimited) |  | - | Panel Mount, Through Hole, Right Angle |  |  |  | 8 (Data) |  | -40°C ~ 85°C | X | Bulk | [8 empty] | 3877882 |  | SACC | - | M12-8 | - | [6 empty] | Solder | [7 empty] | 50VAC, 60VDC | [5 empty] | 177 | https://www.unikeyic.com/media/datasheet/upload/2023/07/19/1424180.pdf | https://www.unikeyic.com/products/plug-in-connectors/1424180/18934829.html
1424228 | PHOENIX CONTACT | 1: 19.0663 10: 18.7259 25: 18.3854 100: 18.3854 250: 18.3854 | Phoenix,Contact module,HC-M-12-PT-F,contact plug-in module, HC-M-12series, Mother seat | [10 empty] | Gray |  | Module | Silver |  | Copper Alloy |  | - | [5 empty] | 10A | [5 empty] | Female |  |  |  | Polycarbonate (PC) | [7 empty] | UL94 V-0 | 1 (Unlimited) | [6 empty] | 12 |  | -40°C ~ 125°C |  | Bulk | [10 empty] | HEAVYCON® M |  |  |  | - | [6 empty] | Push In | [6 empty] | 250V | [5 empty] | 43 | https://www.unikeyic.com/media/datasheet/9b/c7/6c75/9bc76c7555acdccbc9542ccad13b4d23.pdf | https://www.unikeyic.com/products/plug-in-connectors/1424228/24262166.html
1424229 | PHOENIX CONTACT | 1: 42.8033 | Phoenix,device connector，Installation behind the board,SACC-DSI-M8FS-8CON-M10/0,5,Phoenix Contact Sensor actuator cable, SACC-DSI-M8FSseries, 8Core, M8 | Female Sockets | Panel Mount | 8 | All | A | Receptacle |  |  | Polyvinyl Chloride (PVC) | Individual | Multiple | [24 empty] | IP67 - Dust Tight, Waterproof |  |  | 1.64' (500.00mm) |  |  |  | 1 (Unlimited) | [10 empty] | Bulk | [8 empty] | 3877965 |  | - |  |  | Unshielded | [11 empty] | Industrial Environments | [8 empty] | 1 | https://www.unikeyic.com/media/datasheet/8c/a6/7a33/8c/85c7560c8d3affe1da49081dd6dedf9f.pdf | https://www.unikeyic.com/products/plug-in-connectors/1424229/14186820.html
1424230 | PHOENIX CONTACT | 1: 38.6733 | Phoenix,device connector，Installation behind the board,SACC-DSI-M8MS-8CON-M8/0,5,Phoenix Contact Sensor actuator cable, SACC-DSI-M8MSseries, 8Core, M8 | Male Pins | Panel Mount | 8 | All | A | Receptacle |  |  | Polyvinyl Chloride (PVC) | Individual | Multiple | [24 empty] | IP67 - Dust Tight, Waterproof |  |  | 1.64' (500.00mm) |  |  |  | 1 (Unlimited) | [10 empty] | Bulk | [10 empty] | - |  |  | Unshielded | [11 empty] | Industrial Environments | [8 empty] | 45 | https://www.unikeyic.com/media/datasheet/upload/2023/07/19/1424230.pdf | https://www.unikeyic.com/products/plug-in-connectors/1424230/17945383.html
1424243 | PHOENIX CONTACT | 1: 39.3228 | Phoenix,device connector，Installation behind the board,SACC-DSI-M8FS-6CON-M10-L90SH,Sensor/actuator flush-type connector, socket, 6-pos., M8, rear/screw mounting with M10 fastening thread, with angled solder connection | [10 empty] | Silver |  | Receptacle, Female Sockets |  |  | Copper Alloy | [7 empty] | 1.5A |  | Threaded | Board Lock | [8 empty] | IP67 - Dust Tight, Waterproof | Polyamide (PA66), Nylon 6/6 |  |  |  |  | UL94 HB | 1 (Unlimited) |  | Bulkhead - Front Side Nut | Panel Mount, Through Hole, Right Angle |  |  |  | 6 |  | -40°C ~ 85°C | A | Bulk | [10 empty] | DSI | Zinc Die Cast | M8-6 | - | [6 empty] | Solder | [7 empty] | 30VAC/DC | [5 empty] | 235 | https://www.unikeyic.com/media/datasheet/02/43/4216/0243421698ff97bf91e8810cd2d9dbeb.pdf | https://www.unikeyic.com/products/plug-in-connectors/1424243/1490181.html
1424244 | PHOENIX CONTACT | 20: 54.7187 | Phoenix Contact Device Connector, Back Panel Mount, SACC-DSI-M8MS-6CON-M8-L90SH, Sensor/Actuator Flush-Type Connector | [10 empty] | Silver |  | Plug, Male Pins |  |  | Copper Alloy | [7 empty] | 2A |  | Threaded | Board Lock | [8 empty] | IP67 - Dust Tight, Waterproof | Polyamide (PA66), Nylon 6/6 |  |  |  |  | UL94 HB | 1 (Unlimited) |  | Bulkhead - Front Side Nut | Panel Mount, Through Hole, Right Angle |  |  |  | 6 |  | - | A | Bulk | [10 empty] | DSI | Zinc Die Cast | M8-6 | - | [6 empty] | Solder | [7 empty] | 30VAC/DC | [5 empty] | 2000 | https://www.unikeyic.com/media/datasheet/upload/2023/07/19/1424244.pdf | https://www.unikeyic.com/products/plug-in-connectors/1424244/5518746.html
1424246 | PHOENIX CONTACT | 1: 28.3041 | Phoenix,Contact module,HC-M-12-PT-M,contact plug-in module, HC-M-12series, Male plug | [10 empty] | Gray |  | Module | Silver |  | Copper Alloy |  | - | [5 empty] | 10A | [5 empty] | Male |  |  |  | Polycarbonate (PC) | [7 empty] | UL94 V-0 | 1 (Unlimited) | [6 empty] | 12 |  | -40°C ~ 125°C |  | Bulk | [8 empty] | 10708588 |  | HEAVYCON® M |  |  |  | - | [6 empty] | Push In | [6 empty] | 250V | [5 empty] | 215 | https://www.unikeyic.com/media/datasheet/07/45/61ac/074561ac67242812f2ef92ca014fec74.pdf | https://www.unikeyic.com/products/plug-in-connectors/1424246/30372301.html
1430446 | PHOENIX CONTACT | 1: 96.6013 | Phoenix,device connector，Installation behind the board,SACC-DSI-FS-12CON-PG9/0,5SCO,Phoenix Contact Sensor actuator cable, 7Core, M12 | Female Sockets | Panel Mount | 12 | All | A | Plug |  |  | Thermoplastic Elastomer (TPE) | Individual | Multiple | [24 empty] | IP67 - Dust Tight, Waterproof |  |  | 1.64' (500.00mm) |  |  |  | 1 (Unlimited) | [10 empty] | Bulk | [8 empty] | 2510288 |  | - |  |  | Unshielded | [11 empty] | Industrial Environments | [8 empty] | 1 | https://www.unikeyic.com/media/datasheet/upload/2023/07/19/1430446.pdf | https://www.unikeyic.com/products/plug-in-connectors/1430446/16263523.html
1430459 | PHOENIX CONTACT | 1: 51.4404 | Phoenix Contact SACC-DSI-MS-12CON-PG9/0,5SCO Sensor Actuator Cable, 12-Pin, M12, Rear Mount | Male Pins | Panel Mount | 12 | All | A | Receptacle |  |  | Thermoplastic Elastomer (TPE) | Individual | Multiple | [24 empty] | IP67 - Dust Tight, Waterproof |  |  | 1.64' (500.00mm) |  |  |  | 1 (Unlimited) | [10 empty] | Bulk | [8 empty] | 3596962 |  | - |  |  | Unshielded | [11 empty] | Industrial Environments | [8 empty] | 21 | https://www.unikeyic.com/media/datasheet/upload/2023/07/19/1430459.pdf | https://www.unikeyic.com/products/plug-in-connectors/1430459/18551816.html
1430462 | PHOENIX CONTACT | 1: 127.1697 | Phoenix Contact Device Connector, Back Panel Mount, SACC-DSI-FS-17CON-PG9/0,5SCO, Sensor Actuator Cable, SACC Series, 17 Pos, M12 to No Termination | Female Sockets | Panel Mount | 17 | All | A | Plug |  |  | Thermoplastic Elastomer (TPE) | Individual | Multiple | [24 empty] | IP67 - Dust Tight, Waterproof |  |  | 1.64' (500.00mm) |  |  |  | 1 (Unlimited) | [10 empty] | Bulk | [8 empty] | 2510289 |  | - |  |  | Unshielded | [11 empty] | Industrial Environments | [8 empty] | 5 | https://www.unikeyic.com/media/datasheet/upload/2023/07/19/1430462.pdf | https://www.unikeyic.com/products/plug-in-connectors/1430462/22451282.html
1430475 | PHOENIX CONTACT | 1: 64.0244 | Phoenix Contact Device Connector, Rear Panel Mount, SACC-DSI-MS-17CON-PG9/0,5SCO, Sensor Actuator Cable, SACC Series, 17 Pos, M12 | Male Pins | Panel Mount | 17 | All | A | Receptacle |  |  | Thermoplastic Elastomer (TPE) | Individual | Multiple | [24 empty] | IP67 - Dust Tight, Waterproof |  |  | 1.64' (500.00mm) |  |  |  | 1 (Unlimited) | [10 empty] | Bulk | [8 empty] | 4471310 |  | - |  |  | Unshielded | [11 empty] | Industrial Environments | [8 empty] | 6 | https://www.unikeyic.com/media/datasheet/81/8f/5e83/818f5e8316f41551f651931ffe4b2e09.pdf | https://www.unikeyic.com/products/plug-in-connectors/1430475/22156214.html
1436534 | PHOENIX CONTACT | 1: 27.2248 | Phoenix Contact SACC-DSI-M8FS-6CON-L180 M8 Circular Connector, 6-Way, Rear Panel Mount | [10 empty] | Silver |  | Receptacle, Female Sockets |  |  | Copper Tin | [7 empty] | 1.5A |  | Threaded | - | [8 empty] | IP67 - Dust Tight, Waterproof | Polyamide (PA66), Nylon 6/6 |  |  |  |  | UL94 HB | 1 (Unlimited) |  | Bulkhead - Front Side Nut | Panel Mount, Through Hole |  |  |  | 6 |  | -40°C ~ 85°C | A | Bulk | [10 empty] | DSI | Brass | M8-6 | - | [6 empty] | Solder | [7 empty] | 30VAC/DC | [5 empty] | 17 | https://www.unikeyic.com/media/datasheet/23/42/705e/23/5c94ffa2f0c8a8196e7d3c96045ecde9.pdf | https://www.unikeyic.com/products/plug-in-connectors/1436534/26206870.html
1436576 | PHOENIX CONTACT | 10: 29.2333 | Phoenix Contact SACC-DSIV-FSB-5CON-L90SCO M12 Circular Connector, Back Panel Mount, SACC Series, 5-Pin | [10 empty] | Silver |  | Receptacle, Female Sockets |  |  | Copper Zinc | [7 empty] | 4A |  | Push-Twist | Board Guide, Board Lock | [8 empty] | IP67 - Dust Tight, Waterproof | Polyamide (PA66), Nylon 6/6 |  |  |  |  | UL94 V-0 | 1 (Unlimited) |  | Bulkhead - Rear Side Nut | Panel Mount, Through Hole, Right Angle |  |  |  | 5 |  | -25°C ~ 85°C | B | Bulk | [8 empty] | 4471322 |  | DSIV | Zinc Die Cast | M12-5 | - | [6 empty] | Solder | [7 empty] | 60V | [5 empty] | 1000 | https://www.unikeyic.com/media/datasheet/upload/2023/07/19/1436576.pdf | https://www.unikeyic.com/products/plug-in-connectors/1436576/20169021.html
1436974 | PHOENIX CONTACT | 10: 90.1893 | Phoenix,device connector，Installation behind the board,SACC-DSIV-FS-8CON-L90SCO,Phoenix Contact Circular Connectors, 5Core | [10 empty] | Silver |  | Receptacle, Female Sockets |  |  | Copper Zinc | [7 empty] | 2A |  | Push-Twist | Board Guide, Board Lock | [8 empty] | IP67 - Dust Tight, Waterproof | Polyamide (PA66), Nylon 6/6 |  |  |  |  | UL94 V-0 | 1 (Unlimited) |  | Bulkhead - Rear Side Nut | Panel Mount, Through Hole, Right Angle |  |  |  | 8 |  | -25°C ~ 85°C | A | Bulk | [8 empty] | 2510324 |  | DSIV | Zinc Die Cast | M12-8 | - | [6 empty] | Solder | [7 empty] | 30V | [5 empty] | 1000 | https://www.unikeyic.com/media/datasheet/ba/ae/d281/baaed281cd3c79e7baa1092193f3fc06.pdf | https://www.unikeyic.com/products/plug-in-connectors/1436974/34760189.html
1437025 | PHOENIX CONTACT | 1: 36.6969 | Phoenix,device connector，Installation behind the board,SACC-DSIV-FS-8CON-L90SHSCO,Phoenix Contact Circular Connectors, 8Core | [10 empty] | Silver |  | Receptacle, Female Sockets |  |  | Copper Zinc | [7 empty] | 2A |  | Push-Twist | Board Guide, Board Lock | [8 empty] | IP67 - Dust Tight, Waterproof | Polyamide (PA66), Nylon 6/6 |  |  |  |  | UL94 V-0 | 1 (Unlimited) |  | Bulkhead - Rear Side Nut | Panel Mount, Through Hole, Right Angle |  |  |  | 8 |  | -25°C ~ 85°C | A | Bulk | [10 empty] | DSIV | Zinc Die Cast | M12-8 | Shielded | [6 empty] | Solder | [7 empty] | 30V | [5 empty] | 1 | https://www.unikeyic.com/media/datasheet/upload/2023/07/19/1437025.pdf | https://www.unikeyic.com/products/plug-in-connectors/1437025/2443384.html
1437452 | PHOENIX CONTACT | 1: 69.666 | Phoenix Contact SACCBP-FSB-2CON-PG9/1,0-910SCO Bus Cable SACCBP Series 2-Wire M12 Rear Panel Mount | [24 empty] | 1437452 PHOENIX CONTACT | [14 empty] | 100cm(Length) |  |  |  | panel mount | [44 empty] | 100 | https://www.unikeyic.com/media/datasheet/e2/1b/2f2c/e21b2f2ce4109d1b9d22ae87c6de6818.pdf | https://www.unikeyic.com/products/plug-in-connectors/1437452/16946455.html
1437465 | PHOENIX CONTACT | 1: 78.1425 | Phoenix,device connector，Installation behind the board,SACCBP-FSB-2CON-PG9/2,0-910SCO,Phoenix Contact bus cable, SACCBPseries, 2Core, M12 | Female Sockets | Panel Mount | 5 | 2 | B | Plug |  |  | Polyurethane (PUR) | Round | Violet | [24 empty] | IP67 - Dust Tight, Waterproof |  |  | 6.56' (2.00m) |  |  |  | 1 (Unlimited) | [10 empty] | Bulk | [10 empty] | - |  |  | Shielded | [11 empty] | Industrial Environments | [8 empty] | 100 | https://www.unikeyic.com/media/datasheet/upload/2023/07/19/1437465.pdf | https://www.unikeyic.com/products/plug-in-connectors/1437465/18239999.html
1437478 | PHOENIX CONTACT | 1: 101.8691 | Phoenix,device connector，Installation behind the board,SACCBP-FSB-2CON-PG9/5,0-910SCO,Phoenix Contact bus cable, SACCBPseries, 2Core, M12 | Female Sockets | Panel Mount | 5 | 2 | B | Plug |  |  | Polyurethane (PUR) | Round | Violet | [24 empty] | IP67 - Dust Tight, Waterproof |  |  | 16.40' (5.00m) |  |  |  | Not Applicable | [10 empty] | Bulk | [10 empty] | - |  |  | Shielded | [11 empty] | Industrial Environments | [8 empty] | 100 | https://www.unikeyic.com/media/datasheet/upload/2023/07/19/1437478.pdf | https://www.unikeyic.com/products/plug-in-connectors/1437478/22012932.html
1437481 | PHOENIX CONTACT | 1: 66.4509 | Phoenix Contact SACCBP-MSB-2CON-PG9/0,5-910SCO Bus Cable SACCBP Series 2-Wire M12 Rear Mount | Male Pins | Panel Mount | 5 | 2 | B | Receptacle |  |  | Polyurethane (PUR) | Round | Violet | [24 empty] | IP67 - Dust Tight, Waterproof |  |  | 1.64' (500.00mm) |  |  |  | 1 (Unlimited) | [10 empty] | Bulk | [10 empty] | - |  |  | Shielded | [11 empty] | Industrial Environments | [8 empty] | 100 | https://www.unikeyic.com/media/datasheet/31/89/3a7e/31/93e2cefe77180b2a958015ce3f94b034.pdf | https://www.unikeyic.com/products/plug-in-connectors/1437481/17611642.html
1437562 | PHOENIX CONTACT | 1: 65.9165 | Phoenix,device connector，Installation behind the board,SACCBP-MS-5CON-PG9/0,5-920SCO,Phoenix Contact bus cable, SACCBPseries, 5Core, M12 | Male Pins | Panel Mount | 5 | All | A | Receptacle |  |  | Polyurethane (PUR) | Round | Violet | [24 empty] | IP67 - Dust Tight, Waterproof |  |  | 1.64' (500.00mm) |  |  |  | 1 (Unlimited) | [10 empty] | Bulk | [8 empty] | 4471340 |  | - |  |  | Shielded | [11 empty] | Industrial Environments | [8 empty] | 100 | https://www.unikeyic.com/media/datasheet/1b/a5/fb7d/1b/19902b2f8ea9b7be3914504426fdfc6b.pdf | https://www.unikeyic.com/products/plug-in-connectors/1437562/20204020.html
1437575 | PHOENIX CONTACT | 1: 70.767 | Phoenix,device connector，Installation behind the board,SACCBP-MS-5CON-PG9/1,0-920SCO,Phoenix Contact bus cable, SACCBPseries, 5Core, M12 | Male Pins | Panel Mount | 5 | All | A | Receptacle |  |  | Polyurethane (PUR) | Round | Violet | [24 empty] | IP67 - Dust Tight, Waterproof |  |  | 3.28' (1.00m) |  |  |  | 1 (Unlimited) | [10 empty] | Bulk | [10 empty] | - |  |  | Shielded | [11 empty] | Industrial Environments | [8 empty] | 100 | https://www.unikeyic.com/media/datasheet/5a/70/09c4/5a/c7f6a4a3a4df246842f2b5195facdf7d.pdf | https://www.unikeyic.com/products/plug-in-connectors/1437575/16604019.html
1437708 | PHOENIX CONTACT | 1: 79.7171 | Phoenix,device connector，Installation behind the board,SACCBP-FSD-4CON-PG9/2,0-931SCO,Phoenix Contact Category 5 shielded network cable, SACCBPseries, 2mlong, BluePURjacket, Mother seatM12No terminal connector | Female Sockets | Panel Mount | 4 | All | D | Plug |  |  | Polyurethane (PUR) | Individual | Blue | [24 empty] | IP65/IP67 - Dust Tight, Water Resistant, Waterproof |  |  | 6.56' (2.00m) | [14 empty] | Bulk | [10 empty] | - |  |  | Shielded | [11 empty] | Industrial Environments | [8 empty] | 100 | https://www.unikeyic.com/media/datasheet/3b/08/d73a/3b/1d5cfcee422077324d67b3dabfa8ed8b.pdf | https://www.unikeyic.com/products/plug-in-connectors/1437708/13968213.html
1437766 | PHOENIX CONTACT | 1: 99.6377 | Phoenix Contact SACCBP-FSD-4CON-PG9/0,5-933SCO Cat5e Shielded Wire-to-Board Connector, SACCBP Series, 500mm L, Green PUR, M12 Receptacle, No Termination, Panel Mount | Female Sockets | Panel Mount | 4 | All | D | Plug |  |  | Polyvinyl Chloride (PVC) | Individual | Green | [24 empty] | IP65/IP67 - Dust Tight, Water Resistant, Waterproof |  |  | 1.64' (500.00mm) |  |  |  | 1 (Unlimited) | [10 empty] | Bulk | [10 empty] | - |  |  | Shielded | [11 empty] | Industrial Environments | [8 empty] | 12 | https://www.unikeyic.com/media/datasheet/upload/2023/07/19/1437766.pdf | https://www.unikeyic.com/products/plug-in-connectors/1437766/21396038.html
1437782 | PHOENIX CONTACT | 1: 123.7843 | Phoenix Contact SACCBP-FSD-4CON-PG9/2 Cat5e Shielded Patch Cord, SACCBP Series, 2m, Green PUR, M12 Receptacle No Termination | Female Sockets | Panel Mount | 4 (Data) | All | D | Plug |  |  | Polyvinyl Chloride (PVC) | Round | Green | [24 empty] | IP67 - Dust Tight, Waterproof |  |  | 6.56' (2.00m) |  |  |  | 1 (Unlimited) | [10 empty] | Bulk | [10 empty] | - |  |  | Shielded | [11 empty] | Cat5, Industrial Environments | [8 empty] | 4 | https://www.unikeyic.com/media/datasheet/upload/2023/07/19/1437782.pdf | https://www.unikeyic.com/products/plug-in-connectors/1437782/14400501.html
1437795 | PHOENIX CONTACT | 1: 98.8417 | Phoenix Contact SACCBP-FSD-4CON-PG9/5 Cat5e Shielded Cable, SACCBP Series, 5m, Green PUR, M12 Receptacle No Termination | Female Sockets | Panel Mount | 4 | All | D | Plug |  |  | Polyvinyl Chloride (PVC) | Individual | Green | [24 empty] | IP65/IP67 - Dust Tight, Water Resistant, Waterproof |  |  | 16.40' (5.00m) | [14 empty] | Bulk | [10 empty] | - |  |  | Shielded | [11 empty] | Industrial Environments | [8 empty] | 100 | https://www.unikeyic.com/media/datasheet/67/58/d2cb/67/c30ae6cccfe20e981966db70a062c09b.pdf | https://www.unikeyic.com/products/plug-in-connectors/1437795/15423715.html
1437818 | PHOENIX CONTACT | 1: 69.1248 | Phoenix Contact SACCBP-MSD-4CON-PG9/1 Cat5e Patch Cord, 1m, Green PUR, M12 Plug No Termination, Panel Mount | Male Pins | Panel Mount | 4 (Data) | All | D | Receptacle |  |  | Polyvinyl Chloride (PVC) | Round | Green | [24 empty] | IP67 - Dust Tight, Waterproof |  |  | 3.28' (1.00m) |  |  |  | 1 (Unlimited) | [10 empty] | Bulk | [10 empty] | - |  |  | Shielded | [11 empty] | Cat5, Industrial Environments | [8 empty] | 100 | https://www.unikeyic.com/media/datasheet/a5/1a/ad27/a5/ff3f6b892d4753b4390853baf3581727.pdf | https://www.unikeyic.com/products/plug-in-connectors/1437818/20091886.html
1438024 | PHOENIX CONTACT | 1: 30.033 | Phoenix,device connector，Installation behind the board,SACC-DSIV-FS-5CON-L90SHSCO,Sensor/actuator flush-type connector, socket, 5-pos., M12 SPEEDCON, A-coded, shielded, rear/screw mounting with M12 thread, with polarity protection, with angled solder connection | [10 empty] | Silver |  | Receptacle, Female Sockets |  |  | Copper Zinc | [7 empty] | 4A |  | Push-Twist | Board Guide, Board Lock | [8 empty] | IP67 - Dust Tight, Waterproof | Polyamide (PA66), Nylon 6/6 |  |  |  |  | UL94 V-0 | 1 (Unlimited) |  | Bulkhead - Rear Side Nut | Panel Mount, Through Hole, Right Angle |  |  |  | 5 |  | -25°C ~ 85°C | A | Bulk | [8 empty] | 4471351 |  | DSIV | Zinc Die Cast | M12-5 | Shielded | [6 empty] | Solder | [7 empty] | 60V | [5 empty] | 43 | https://www.unikeyic.com/media/datasheet/upload/2023/07/19/1438024.pdf | https://www.unikeyic.com/products/plug-in-connectors/1438024/25509332.html
1438037 | PHOENIX CONTACT | 10: 29.4159 | Phoenix,device connector，Installation behind the board,SACC-DSIV-MS-5CON-L90SHSCO, | [10 empty] | Silver |  | Plug, Male Pins |  |  | Copper Zinc | [7 empty] | 4A |  | Push-Twist | Board Guide, Board Lock | [8 empty] | IP67 - Dust Tight, Waterproof | Polyamide (PA66), Nylon 6/6 |  |  |  |  | UL94 V-0 | 1 (Unlimited) |  | Bulkhead - Rear Side Nut | Panel Mount, Through Hole, Right Angle |  |  |  | 5 |  | -40°C ~ 85°C | A | Bulk | [10 empty] | DSIV | Zinc Die Cast | M12-5 | Shielded | [6 empty] | Solder | [7 empty] | 60V | [5 empty] | 1000 | https://www.unikeyic.com/media/datasheet/a6/1d/ed6a/a6/7ca943569da4cbcd4c7956a1904ebd16.pdf | https://www.unikeyic.com/products/plug-in-connectors/1438037/34975946.html
1439968 | PHOENIX CONTACT | 60: 18.9995 | Phoenix Contact Device Connector, Rear Mount, SACC-DSIV-MS-5CON-L180SCOTHRSH, Sensor/Actuator Flush-Type Connector, 5-pos., M12 SPEEDCON, Shielded, A-Coded, Rear/Screw Mount w/M12 Thread, Straight THR Solder | [10 empty] | Silver |  | Plug, Male Pins |  |  | Copper Zinc | [7 empty] | 4A |  | Push-Twist | Board Guide | [8 empty] | IP67 - Dust Tight, Waterproof | Polyphthalamide (PPA) |  |  |  |  | UL94 V-0 | 1 (Unlimited) |  | Bulkhead - Rear Side Nut | Panel Mount, Through Hole |  |  |  | 5 |  | -25°C ~ 85°C | A | Tray | [10 empty] | DSIV | Zinc Die Cast | M12-5 | Shielded | [6 empty] | Solder | [7 empty] | 60V | [5 empty] | 6000 | https://www.unikeyic.com/media/datasheet/54/47/6a10/67/911d9418971713f33a1903b1a4c2d1d0.pdf | https://www.unikeyic.com/products/plug-in-connectors/1439968/13040025.html
1440928 | PHOENIX CONTACT | 10: 5.7503 | Phoenix Contact Insert, SACC-MCI-M12MS-8CON | [12 empty] | Insert |  |  |  | 0.8mm | Crimp | [7 empty] | - | - |  |  |  |  | - |  |  | - | IP67 - Dust Tight, Waterproof | Polyamide (PA66), Nylon 6/6 |  |  |  |  | UL94 V-0 | 1 (Unlimited) |  | - | - | Contacts Not Included; Insert Only, Requires Shell |  |  | 8 |  | -25°C ~ 85°C | A | Bulk | [8 empty] | 5699381 |  | SACC | - | M12-8 | Unshielded | [20 empty] | 1000 | https://www.unikeyic.com/media/datasheet/fb/ba/def4/fb/3f306ddb5f3231783d6313d0331cc437.pdf | https://www.unikeyic.com/products/plug-in-connectors/1440928/34203510.html
1441765 | PHOENIX CONTACT | 1: 19.5105 | Phoenix,device connector，Installation behind the board,SACC-DSI-M12MS-5CON-M16,Phoenix Contact M12Circular Connectors, 5Core | [10 empty] | Silver |  | Plug, Male Pins |  |  | Copper Zinc | [7 empty] | 4A |  | Push-Twist | - | [8 empty] | IP67 - Dust Tight, Waterproof | Polyamide (PA66), Nylon 6/6 |  |  |  |  | UL94 V-0 | 1 (Unlimited) |  | Bulkhead - Front Side Nut | Panel Mount, Through Hole |  |  |  | 5 |  | -25°C ~ 85°C | A | Bulk | [10 empty] | DSI | Zinc Die Cast | M12-5 | - | [6 empty] | Solder | [7 empty] | 60V | [5 empty] | 6 | https://www.unikeyic.com/media/datasheet/06/8a/677b/06/5e3250de432f9d02e28466532010072b.pdf | https://www.unikeyic.com/products/plug-in-connectors/1441765/25062827.html
1441804 | PHOENIX CONTACT | 1: 26.8467 | Phoenix,device connector，Installation behind the board,SACC-DSI-M12MS-8CON-M16,Phoenix Contact M12Circular Connectors, 8Core | [10 empty] | Silver |  | Plug, Male Pins |  |  | Copper Zinc | [7 empty] | 2A |  | Push-Twist | - | [8 empty] | IP67 - Dust Tight, Waterproof | Polyamide (PA66), Nylon 6/6 |  |  |  |  | UL94 V-0 | 1 (Unlimited) |  | Bulkhead - Front Side Nut | Panel Mount, Through Hole |  |  |  | 8 |  | -25°C ~ 85°C | A | Bulk | [10 empty] | DSI | Zinc Die Cast | M12-8 | - | [6 empty] | Solder | [7 empty] | 30V | [5 empty] | 16 | https://www.unikeyic.com/media/datasheet/upload/2023/07/19/1441804.pdf | https://www.unikeyic.com/products/plug-in-connectors/1441804/10858478.html
1441888 | PHOENIX CONTACT | 1: 35.5796 | Phoenix Contact SACC-DSI-M12MS-5CON-M16SH Sensor/Actuator Flush-Type Plug, 5-Pos., M12 SPEEDCON, A-Coded w/ Shield Contact, Rear/Screw Mount, M16 Thread, Straight Solder Conn | [10 empty] | Silver |  | Plug, Male Pins |  |  | Copper Zinc | [7 empty] | 4A |  | Push-Twist | - | [8 empty] | IP67 - Dust Tight, Waterproof | Polyamide (PA66), Nylon 6/6 |  |  |  |  | UL94 V-0 | 1 (Unlimited) |  | Bulkhead - Front Side Nut | Panel Mount, Through Hole |  |  |  | 5 |  | -25°C ~ 85°C | A | Bulk | [8 empty] | 4471771 |  | DSI | Zinc Die Cast | M12-5 | Shielded | [6 empty] | Solder | [7 empty] | 60V | [5 empty] | 80 | https://www.unikeyic.com/media/datasheet/upload/2023/07/19/1441888.pdf | https://www.unikeyic.com/products/plug-in-connectors/1441888/19424480.html
1441891 | PHOENIX CONTACT | 7: 16.17 | Phoenix,device connector，Installation behind the board,SACC-DSI-M12FS-5CON-M16SH,Phoenix Contact M12circular connector socket, SACCseries, 5Core, panel mount, Feedthrough | [10 empty] | Silver |  | Receptacle, Female Sockets |  |  | Copper Zinc | [7 empty] | 4A |  | Push-Twist | - | [8 empty] | IP67 - Dust Tight, Waterproof | Polyamide (PA66), Nylon 6/6 |  |  |  |  | UL94 V-0 | 1 (Unlimited) |  | Bulkhead - Front Side Nut | Panel Mount, Through Hole |  |  |  | 5 |  | -25°C ~ 85°C | A | Bulk | [8 empty] | 4471772 |  | DSI | Zinc Die Cast | M12-5 | Shielded | [6 empty] | Solder | [7 empty] | 60V | [5 empty] | 7 | https://www.unikeyic.com/media/datasheet/upload/2023/07/19/1441891.pdf | https://www.unikeyic.com/products/plug-in-connectors/1441891/18064544.html
1441901 | PHOENIX CONTACT | 20: 22.3955 | Phoenix Contact SACC-DSI-M12MSB-5CON-M16SH M12 Circular Connector, SACC Series, 5-Pin, Rear Mount | [10 empty] | Silver |  | Plug, Male Pins |  |  | Copper Zinc | [7 empty] | 4A |  | Push-Twist | - | [8 empty] | IP67 - Dust Tight, Waterproof | Polyamide (PA66), Nylon 6/6 |  |  |  |  | UL94 V-0 | 1 (Unlimited) |  | Bulkhead - Front Side Nut | Panel Mount, Through Hole |  |  |  | 5 |  | -25°C ~ 85°C | B | Bulk | [10 empty] | DSI | Zinc Die Cast | M12-5 | Shielded | [6 empty] | Solder | [7 empty] | 60V | [5 empty] | 2000 | https://www.unikeyic.com/media/datasheet/da/53/baa5/da/02ca9df2d3aa5846172e36115f474c4e.pdf | https://www.unikeyic.com/products/plug-in-connectors/1441901/15021242.html
1441930 | PHOENIX CONTACT | 20: 33.7151 | Phoenix Contact M12 Circular Connector, Back Panel Mount, SACC-DSI-M12FS-8CON-M16SH, 8-Pin | [10 empty] | Silver |  | Receptacle, Female Sockets |  |  | Copper Zinc | [7 empty] | 2A |  | Push-Twist | - | [8 empty] | IP67 - Dust Tight, Waterproof | Polyamide (PA66), Nylon 6/6 |  |  |  |  | UL94 V-0 | 1 (Unlimited) |  | Bulkhead - Front Side Nut | Panel Mount, Through Hole |  |  |  | 8 |  | -25°C ~ 85°C | A | Bulk | [8 empty] | 4471776 |  | DSI | Zinc Die Cast | M12-8 | Shielded | [6 empty] | Solder | [7 empty] | 30V | [5 empty] | 2000 | https://www.unikeyic.com/media/datasheet/upload/2023/07/19/1441930.pdf | https://www.unikeyic.com/products/plug-in-connectors/1441930/7606219.html
1442188 | PHOENIX CONTACT | 1: 69.5607 | Phoenix,device connector，Installation behind the board,SACCBP-FS-12CON-M16/1,0-PVCSCO,Phoenix Contact Sensor actuator cable, SACCBPseries, 12Core, M12Convert to terminalless connector | Female Sockets | Panel Mount | 12 | All | A | Plug |  |  | Polyvinyl Chloride (PVC) | Round | Black | [24 empty] | IP67 - Dust Tight, Waterproof |  |  | 3.28' (1.00m) |  |  |  | 1 (Unlimited) | [10 empty] | Bulk | [8 empty] | 4471788 |  | - |  |  | Shielded | [11 empty] | Industrial Environments | [8 empty] | 38 | https://www.unikeyic.com/media/datasheet/63/51/6824/635168245c301830636172b83fdb9db9.pdf | https://www.unikeyic.com/products/plug-in-connectors/1442188/16732008.html
1442227 | PHOENIX CONTACT | 1: 74.875 | Phoenix,device connector，Installation behind the board,SACCBP-MS-12CON-M16/1,0-PVCSCO,Phoenix Contact Sensor actuator cable, SACCBPseries, 12Core, M12 | Male Pins | Panel Mount | 12 | All | A | Receptacle |  |  | Polyvinyl Chloride (PVC) | Round | Black | [24 empty] | IP67 - Dust Tight, Waterproof |  |  | 3.28' (1.00m) |  |  |  | 1 (Unlimited) | [10 empty] | Bulk | [10 empty] | - |  |  | Shielded | [11 empty] | Industrial Environments | [8 empty] | 100 | https://www.unikeyic.com/media/datasheet/f0/04/ae9b/f0/441a8c5a4cd7976976f7a4638fe9662a.pdf | https://www.unikeyic.com/products/plug-in-connectors/1442227/19205790.html
1442272 | PHOENIX CONTACT | 1: 108.4163 | Phoenix Contact SACCBP-FS-17CON-M16/2.0-PVCSCO Sensor Actuator Cable, M12, Back Panel Mount | Female Sockets | Panel Mount | 17 | All | A | Plug |  |  | Polyvinyl Chloride (PVC) | Round | Black | [24 empty] | IP67 - Dust Tight, Waterproof |  |  | 6.56' (2.00m) |  |  |  | 1 (Unlimited) | [10 empty] | Bulk | [10 empty] | - |  |  | Shielded | [11 empty] | Industrial Environments | [8 empty] | 9 | https://www.unikeyic.com/media/datasheet/81/e3/e57b/81e3e57bc81ff6ad0e617a32239a8a40.pdf | https://www.unikeyic.com/products/plug-in-connectors/1442272/15524993.html
1442308 | PHOENIX CONTACT | 1: 82.8927 | Phoenix,device connector，Installation behind the board,SACCBP-MS-17CON-M16/1,0-PVCSCO,Phoenix Contact Sensor actuator cable, SACCBPseries, 17Core, M12 | Male Pins | Panel Mount | 17 | All | A | Receptacle |  |  | Polyvinyl Chloride (PVC) | Round | Black | [24 empty] | IP67 - Dust Tight, Waterproof |  |  | 3.28' (1.00m) |  |  |  | 1 (Unlimited) | [10 empty] | Bulk | [10 empty] | - |  |  | Shielded | [11 empty] | Industrial Environments | [8 empty] | 2 | https://www.unikeyic.com/media/datasheet/51/48/7fff/51487fffc573ba8b853a7648a52e6193.pdf | https://www.unikeyic.com/products/plug-in-connectors/1442308/14156807.html
1444681 | PHOENIX CONTACT | 1: 30.204 | Phoenix,device connector，Installation behind the board,SACC-DSI-M12FS-4P-M16/2,0,Phoenix Contact Sensor actuator cable, 4Core, M12 | [24 empty] | 1444681 PHOENIX CONTACT | [14 empty] | 500mm(Length) | [48 empty] | 100 | https://www.unikeyic.com/media/datasheet/72/9a/3914/72/9b8ca165a87ee3f273db0abc1dc5370a.pdf | https://www.unikeyic.com/products/plug-in-connectors/1444681/10113329.html
1453494 | PHOENIX CONTACT | 1: 19.9128 | Phoenix,device connector，Installation behind the board,SACC-DSI-M8MS-6CON-M8/0,5,Phoenix Contact Sensor actuator cable, SACC-DSI-M 8MSseries, 6Core, M8 | Male Pins | Panel Mount | 6 | All | A | Receptacle |  |  | Polyvinyl Chloride (PVC) | Individual | Multiple | [24 empty] | IP67 - Dust Tight, Waterproof |  |  | 1.64' (500.00mm) |  |  |  | 1 (Unlimited) | [10 empty] | Bulk | [8 empty] | 4471902 |  | - |  |  | Unshielded | [11 empty] | Industrial Environments | [8 empty] | 57 | https://www.unikeyic.com/media/datasheet/e8/ec/81c5/e8/5980e2dd8e542a06ff833d5e9002a82a.pdf | https://www.unikeyic.com/products/plug-in-connectors/1453494/20319354.html
1456103 | PHOENIX CONTACT | 1: 23.5101 | Phoenix Contact SACC-DSI-M8FS-6CON-M10/0,5 Sensor Actuator Cable, 6Pos M8, Rear Mount | Female Sockets | Panel Mount | 6 | All | - | Plug |  |  | Thermoplastic Elastomer (TPE) | Individual | Multiple | [24 empty] | IP67 - Dust Tight, Waterproof |  |  | 1.64' (500.00mm) |  |  |  | 1 (Unlimited) | [10 empty] | Bulk | [10 empty] | - |  |  | Unshielded | [11 empty] | Industrial Environments | [8 empty] | 2 | https://www.unikeyic.com/media/datasheet/eb/5c/d660/eb5cd660e098d99be1c7ea1c90164e7c.pdf | https://www.unikeyic.com/products/plug-in-connectors/1456103/22172283.html
1456132 | PHOENIX CONTACT | 1: 27.0154 | Phoenix Contact M8 Circular Connector, 6-Pos, Back Panel Mount, SACC-DSI-M8FS-6CON-M10-L180SH | [10 empty] | Silver |  | Receptacle, Female Sockets |  |  | Copper Alloy | [7 empty] | 1.5A |  | Threaded | Board Lock | [8 empty] | IP67 - Dust Tight, Waterproof | Polyamide (PA66), Nylon 6/6 |  |  |  |  | UL94 HB | 1 (Unlimited) |  | Bulkhead - Front Side Nut | Panel Mount, Through Hole |  |  |  | 6 |  | -40°C ~ 85°C | A | Bulk | [10 empty] | DSI | Zinc Die Cast | M8-6 | - | [6 empty] | Solder | [7 empty] | 30VAC/DC | [5 empty] | 927 | https://www.unikeyic.com/media/datasheet/6b/02/242c/6b02242c4f28e910e418f6d4254acfc2.pdf | https://www.unikeyic.com/products/plug-in-connectors/1456132/741773.html
1456475 | PHOENIX CONTACT | 20: 23.9092 | Phoenix,device connector，Installation behind the board,SACC-DSI-MSB-5CON-L180/SHVT,Phoenix Contact M12Circular Connectors, SACCseries, 5Core | [10 empty] | Silver |  | Plug, Male Pins |  |  | Copper Zinc | [7 empty] | 4A |  | Push-Twist | - | [8 empty] | IP67 - Dust Tight, Waterproof | Polyamide (PA66), Nylon 6/6 |  |  |  |  | UL94 V-0 | 1 (Unlimited) |  | Bulkhead - Front Side Nut | Panel Mount, Through Hole |  |  |  | 5 |  | -25°C ~ 85°C | B | Bulk | [10 empty] | DSI | Zinc Die Cast | M12-5 | Shielded | [6 empty] | Solder | [7 empty] | 60V | [5 empty] | 2000 | https://www.unikeyic.com/media/datasheet/f9/13/db1f/f9/b6b50820799880108073a16306b77292.pdf | https://www.unikeyic.com/products/plug-in-connectors/1456475/33814045.html
1456488 | PHOENIX CONTACT | 20: 24.4538 | Phoenix,device connector，Installation behind the board,SACC-DSI-FSB-5CON-L180/SHVT,Phoenix Contact M12Circular Connectors, SACCseries, 5Core | [10 empty] | Silver |  | Receptacle, Female Sockets |  |  | Copper Alloy | [7 empty] | 4A |  | Threaded | - | [8 empty] | IP65/IP67 - Dust Tight, Water Resistant, Waterproof | Polyamide (PA66), Nylon 6/6 |  |  |  |  | UL94 V-0 |  |  | Bulkhead - Rear Side Nut | Panel Mount, Through Hole |  |  |  | 5 |  | -25°C ~ 85°C | B | Bulk | [10 empty] | DSI | Zinc Die Cast | M12-5 | Shielded | [6 empty] | Solder | [7 empty] | 60V | [5 empty] | 2000 | https://www.unikeyic.com/media/datasheet/40/5b/f2f4/40/3271ee265dfd567999775dd70bf53e38.pdf | https://www.unikeyic.com/products/plug-in-connectors/1456488/34950446.html
1456491 | PHOENIX CONTACT | 20: 23.9092 | Phoenix,device connector，Installation behind the board,SACC-DSI-MS-5CON-L180/SHVT,Phoenix Contact M12Circular Connectors, 5Core | [24 empty] | 1456491 PHOENIX CONTACT | [25 empty] | -25℃~85℃ | [37 empty] | 2000 | https://www.unikeyic.com/media/datasheet/2e/51/7d3f/2e/aaf2207854353c39e986ad4ce1ad503b.pdf | https://www.unikeyic.com/products/plug-in-connectors/1456491/29351986.html
1456514 | PHOENIX CONTACT | 1: 17.4041 10: 17.0933 25: 16.7826 100: 16.7826 250: 16.7826 | Phoenix,device connector，Installation behind the board,SACC-DSI-MSD-4CON-L180/SHTQ,Phoenix Contact M12Circular Connectors, SACCseries, 4Core | [10 empty] | Silver |  | Plug, Male Pins |  |  | Copper Zinc | [7 empty] | 4A |  | Push-Twist | - | [8 empty] | IP67 - Dust Tight, Waterproof | Polyamide (PA66), Nylon 6/6 |  |  |  |  | UL94 V-0 | 1 (Unlimited) |  | Bulkhead - Front Side Nut | Panel Mount, Through Hole |  |  |  | 4 |  | -20°C ~ 60°C | D | Bulk | [10 empty] | DSI | Zinc Die Cast | M12-4 | Shielded | [6 empty] | Solder | [7 empty] | 250V | [5 empty] | 6 | https://www.unikeyic.com/media/datasheet/65/9d/98d0/65/8477d9643cf4c03ce4dcca969049385d.pdf | https://www.unikeyic.com/products/plug-in-connectors/1456514/4862792.html
1456530 | PHOENIX CONTACT | 1: 26 | Phoenix,device connector，Installation behind the board,SACC-DSI-MS-8CON-L180/SHTQ,Phoenix Contact M12Circular Connectors, 8Core | [10 empty] | Silver |  | Plug, Male Pins |  |  | Copper Zinc | [7 empty] | 2A |  | Push-Twist | - | [8 empty] | IP67 - Dust Tight, Waterproof | Polyamide (PA66), Nylon 6/6 |  |  |  |  | UL94 V-0 | 1 (Unlimited) |  | Bulkhead - Front Side Nut | Panel Mount, Through Hole |  |  |  | 8 |  | -25°C ~ 85°C | A | Bulk | [8 empty] | 5199170 |  | DSI | Zinc Die Cast | M12-8 | Shielded | [6 empty] | Solder | [7 empty] | 30V | [5 empty] | 20 | https://www.unikeyic.com/media/datasheet/60/5b/8e3b/60/968a060cdb7c2be3e6131ebf4cc7e5b7.pdf | https://www.unikeyic.com/products/plug-in-connectors/1456530/5869568.html
1456543 | PHOENIX CONTACT | 1: 25.1176 10: 24.669 25: 24.2205 100: 24.2205 250: 24.2205 | Phoenix Contact SACC-DSI-FS-8CON-L180/SHTQ Circular Connector, 8-Pin, Panel Mount | [10 empty] | Silver |  | Receptacle, Female Sockets |  |  | Copper Zinc | [7 empty] | 2A |  | Push-Twist | - | [8 empty] | IP67 - Dust Tight, Waterproof | Polyamide (PA66), Nylon 6/6 |  |  |  |  | UL94 V-0 | 1 (Unlimited) |  | Bulkhead - Front Side Nut | Panel Mount, Through Hole |  |  |  | 8 |  | -25°C ~ 85°C | A | Bulk | [10 empty] | DSI | Zinc Die Cast | M12-8 | Shielded | [6 empty] | Solder | [7 empty] | 30V | [5 empty] | 19 | https://www.unikeyic.com/media/datasheet/upload/2023/07/19/1456543.pdf | https://www.unikeyic.com/products/plug-in-connectors/1456543/14368847.html
1456666 | PHOENIX CONTACT | 1: 36.8599 | Phoenix Contact VS-08-DSIV-L180-HYBSCO, Conn M12 Circular SKT 8 POS Solder ST Thru-Hole 8 Terminal 1 Port | [10 empty] | Silver |  | Receptacle, Female Sockets |  |  | Copper Zinc | [7 empty] | 0.5A, 6A |  | Push-Twist | - | [8 empty] | IP67 - Dust Tight, Waterproof | Polyphthalamide (PPA) |  |  |  |  | UL94 V-0 | 1 (Unlimited) |  | Bulkhead - Rear Side Nut | Panel Mount, Through Hole |  |  |  | 8 (4 Data + 4 Power) |  | -40°C ~ 85°C | Y | Bulk | [10 empty] | DSIV | Zinc Die Cast | M12-8 | - | [6 empty] | Solder | [7 empty] | 30V | [5 empty] | 20 | https://www.unikeyic.com/media/datasheet/58/c5/e6bc/58/e6aa3989a1bc2f7a65d299456be0f360.pdf | https://www.unikeyic.com/products/plug-in-connectors/1456666/35019679.html
1457827 | PHOENIX CONTACT | 1: 26.0145 | Phoenix Contact Insert Core, SACC-MCI-M12MS-8CON/0,5 | Male Pins | - | 8 | All | A | Plug |  |  | Thermoplastic Elastomer (TPE) | Individual | Multiple | [24 empty] | IP67 - Dust Tight, Waterproof |  |  | 1.64' (500.00mm) |  |  |  | 1 (Unlimited) | [10 empty] | Bulk | [10 empty] | - |  |  | Unshielded | [11 empty] | Industrial Environments | [8 empty] | 1 | https://www.unikeyic.com/media/datasheet/bf/46/e4ec/bf/612a32b1e1ccf0a0f0154e3f70f82037.pdf | https://www.unikeyic.com/products/plug-in-connectors/1457827/15897820.html
1457940 | PHOENIX CONTACT | 1: 20.1085 | Phoenix,device connector，Installation behind the board,SACC-DSI-FS-5CON-L180/SHBU, | [10 empty] | Silver |  | Receptacle, Female Sockets |  |  | Copper Zinc | [7 empty] | 4A |  | Push-Twist | - | [8 empty] | IP67 - Dust Tight, Waterproof | Polyamide (PA66), Nylon 6/6 |  |  |  |  | UL94 V-0 | 1 (Unlimited) |  | Bulkhead - Front Side Nut | Panel Mount, Through Hole |  |  |  | 5 |  | -25°C ~ 85°C | A | Bulk | [8 empty] | 4471955 |  | DSI | Zinc Die Cast | M12-5 | - | [6 empty] | Solder | [7 empty] | 60V | [5 empty] | 1 | https://www.unikeyic.com/media/datasheet/a5/3f/e8f0/a5/3829139811ab27a2146a9e8f843bda8b.pdf | https://www.unikeyic.com/products/plug-in-connectors/1457940/12951.html
1510420001 | molex | 600: 20.6394 1,200: 20.1441 1,800: 19.4836 | Conn SAS M 15Power/53Signal POS 0.8mm/1.27mm Solder ST SMD 68 Terminal 1 Port T/R | [7 empty] | 151042 |  |  |  | Plug | SAS/PCIe | Gold | 30.0µin (0.76µm) | [11 empty] | Board Guide, Pick and Place Cap | [15 empty] | 1 (Unlimited) |  |  | Surface Mount |  |  |  | 68 |  |  |  | Tape & Reel (TR)Cut Tape (CT) | [10 empty] | 151042 | [9 empty] | Solder | [13 empty] | 600 | https://www.unikeyic.com/media/datasheet/d6/7a/f0db/d67af0dbd22a2b778db2322ac9c072de.pdf | https://www.unikeyic.com/products/plug-in-connectors/1510420001/16771144.html
1528167 | PHOENIX CONTACT | 1: 19.851 | Phoenix,device connector，Installation behind the board,SACC-DSIV-M12FS-5CON-L180-SI,Sensor/Actuator flush-type socket, 5-pos., M12, A-coded, rear/screw mounting with Pg9 thread, with straight solder connection | [10 empty] | Silver |  | Receptacle, Female Sockets |  |  | Copper Zinc | [7 empty] | 4A |  | Threaded | - | [8 empty] | IP67 - Dust Tight, Waterproof | Polybutylene Terephthalate (PBT) |  |  |  |  | UL94 V-0 | 1 (Unlimited) |  | Bulkhead - Front Side Nut | Panel Mount, Through Hole |  |  |  | 5 |  | - | A | Bulk | [10 empty] | DSIV | Brass | M12-5 | - | [6 empty] | Solder | [7 empty] | 60V | [5 empty] | 3 | https://www.unikeyic.com/media/datasheet/ae/0a/d031/ae/060b63371327aafc1c5d23c003053719.pdf | https://www.unikeyic.com/products/plug-in-connectors/1528167/31274463.html
1528206 | PHOENIX CONTACT | 10: 16.2817 | Phoenix Contact Device Connector, Rear Panel Mount, SACC-DSIV-M12MSB-5CON-L180-SI | [10 empty] | Silver |  | Plug, Male Pins |  |  | Copper Zinc | [7 empty] | 4A |  | Threaded | - | [8 empty] | IP67 - Dust Tight, Waterproof | Polybutylene Terephthalate (PBT) |  |  |  |  | UL94 V-0 | 1 (Unlimited) |  | Bulkhead - Front Side Nut | Panel Mount, Through Hole |  |  |  | 5 |  | - | B | Bulk | [8 empty] | 3607183 |  | DSIV | Brass | M12-5 | - | [6 empty] | Solder | [7 empty] | 60V | [5 empty] | 1000 | https://www.unikeyic.com/media/datasheet/5b/52/7a99/5b527a99dccb6ce7cedd81585079e997.pdf | https://www.unikeyic.com/products/plug-in-connectors/1528206/978210.html
1528251 | PHOENIX CONTACT | 10: 16.9937 | Phoenix,device connector，Installation behind the board,SACC-DSIP-M12FSB-5CON-L180-SI,Phoenix Contact M12circular connector plug, SACCseries | [10 empty] | Silver |  | Receptacle, Female Sockets |  |  | Copper Zinc | [7 empty] | 4A |  | Threaded | - | [8 empty] | IP67 - Dust Tight, Waterproof | Polybutylene Terephthalate (PBT) |  |  |  |  | UL94 V-0 | 1 (Unlimited) |  | - | Panel Mount, Push In |  |  |  | 5 |  | - | B | Bulk | [10 empty] | DSIP | Brass | M12-5 | - | [6 empty] | Solder | [7 empty] | 60V | [5 empty] | 1000 | https://www.unikeyic.com/media/datasheet/09/cb/3924/09cb3924e7acf9a058bad656abb9dfdb.pdf | https://www.unikeyic.com/products/plug-in-connectors/1528251/24926439.html
1528264 | PHOENIX CONTACT | 10: 16.0956 | Phoenix Contact M12 Circular Connector Plug, SACC Series, Back Panel Mount, SACC-DSIP-M12MSB-5CON-L180-SI | [10 empty] | Silver |  | Plug, Male Pins |  |  | Copper Zinc | [7 empty] | 4A |  | Threaded | - | [8 empty] | IP67 - Dust Tight, Waterproof | Polybutylene Terephthalate (PBT) |  |  |  |  | UL94 V-0 | 1 (Unlimited) |  | - | Panel Mount, Push In |  |  |  | 5 |  | - | B | Bulk | [8 empty] | 4471375 |  | DSIP | Brass | M12-5 | - | [6 empty] | Solder | [7 empty] | 60V | [5 empty] | 1000 | https://www.unikeyic.com/media/datasheet/cc/67/39dd/cc6739ddad6818c638d8fc058c03de17.pdf | https://www.unikeyic.com/products/plug-in-connectors/1528264/2915465.html
1534342 | PHOENIX CONTACT | 1: 59.6216 | Phoenix Contact SACCBP-M12MSB-2CON-M16/0,5-910 Backplane Connector, Bus Cable, 2-Wire, M12 to No Termination | Male Pins | Panel Mount | 5 | 2 | B | Receptacle |  |  | Polyurethane (PUR) | Round | Violet | [24 empty] | IP67 - Dust Tight, Waterproof |  |  | 1.64' (500.00mm) |  |  |  | 1 (Unlimited) | [10 empty] | Bulk | [10 empty] | - |  |  | Shielded | [11 empty] | Industrial Environments | [8 empty] | 100 | https://www.unikeyic.com/media/datasheet/eb/58/dd8d/eb/004eb5acdd9577b0ad5b6a4e8c87072e.pdf | https://www.unikeyic.com/products/plug-in-connectors/1534342/16672860.html
1534368 | PHOENIX CONTACT | 2: 70.598 5: 67.243 20: 64.185 49: 61.391 | Phoenix Contact Device Connector, Panel Mount SACCBP-M12MSB-2CON-M16/2,0-910 | Male Pins | Panel Mount | 5 | 2 | B | Receptacle |  |  | Polyurethane (PUR) | Round | Violet | [24 empty] | IP67 - Dust Tight, Waterproof |  |  | 6.56' (2.00m) |  |  |  | 1 (Unlimited) | [10 empty] | Bulk | [10 empty] | - |  |  | Shielded | [11 empty] | Industrial Environments | [8 empty] | 77 | https://www.unikeyic.com/media/datasheet/60/43/87d3/60/a40893fc86699de83a6899249e72ec71.pdf | https://www.unikeyic.com/products/plug-in-connectors/1534368/22958993.html
1534371 | PHOENIX CONTACT | 1: 85.9899 | Phoenix,device connector，Installation behind the board,SACCBP-M12MSB-2CON-M16/5,0-910,Phoenix Contact bus cable, SACCBP-M12MSBseries, 2Core, M12 | Male Pins | Panel Mount | 5 | 2 | B | Receptacle |  |  | Polyurethane (PUR) | Round | Violet | [24 empty] | IP67 - Dust Tight, Waterproof |  |  | 16.40' (5.00m) |  |  |  | 1 (Unlimited) | [10 empty] | Bulk | [10 empty] | - |  |  | Shielded | [11 empty] | Industrial Environments | [8 empty] | 100 | https://www.unikeyic.com/media/datasheet/06/6b/8d22/06/c5e0ebed216468b5cd2769fabad541cb.pdf | https://www.unikeyic.com/products/plug-in-connectors/1534371/14926811.html
1534384 | PHOENIX CONTACT | 1: 59.6216 | Phoenix,device connector，Installation behind the board,SACCBP-M12FSB-2CON-M16/0,5-910,Phoenix Contact bus cable, 2Core, M12Convert to terminalless connector | Male Pins | Panel Mount | 5 | 2 | B | Receptacle |  |  | Polyurethane (PUR) | Round | Violet | [24 empty] | IP67 - Dust Tight, Waterproof |  |  | 1.64' (500.00mm) |  |  |  | 1 (Unlimited) | [10 empty] | Bulk | [10 empty] | - |  |  | Shielded | [11 empty] | Industrial Environments | [8 empty] | 100 | https://www.unikeyic.com/media/datasheet/13/1b/b5f2/13/f7d26a413a3ef530db88e307d23518c9.pdf | https://www.unikeyic.com/products/plug-in-connectors/1534384/22497386.html
1534410 | PHOENIX CONTACT | 1: 85.9899 | Phoenix,device connector，Installation behind the board,SACCBP-M12FSB-2CON-M16/5,0-910,Phoenix Contact bus cable, SACCBP-M12FSBseries, 2Core, M12 | Male Pins | Panel Mount | 5 | 2 | B | Receptacle |  |  | Polyurethane (PUR) | Round | Violet | [24 empty] | IP67 - Dust Tight, Waterproof |  |  | 16.40' (5.00m) |  |  |  | 1 (Unlimited) | [10 empty] | Bulk | [10 empty] | - |  |  | Shielded | [11 empty] | Industrial Environments | [8 empty] | 100 | https://www.unikeyic.com/media/datasheet/ee/2c/6aed/ee2c6aeda7b0aeff69a7ab9ec92ae489.pdf | https://www.unikeyic.com/products/plug-in-connectors/1534410/13861690.html
1534423 | PHOENIX CONTACT | 1: 59.4085 | Phoenix Contact SACCBP-M12MS-5CON-M16/0,5-920 Bus Cable, 5-Wire, M12 to Non-Terminal Connector, Rear Mount | Male Pins | Panel Mount | 5 | All | A | Receptacle |  |  | Polyurethane (PUR) | Round | Violet | [24 empty] | IP67 - Dust Tight, Waterproof |  |  | 1.64' (500.00mm) |  |  |  | 1 (Unlimited) | [10 empty] | Bulk | [10 empty] | - |  |  | Shielded | [11 empty] | Industrial Environments | [8 empty] | 100 | https://www.unikeyic.com/media/datasheet/c2/4c/bbe0/c2/b1b3edcc5ee24001170ebabe1ec87c08.pdf | https://www.unikeyic.com/products/plug-in-connectors/1534423/17861617.html
1534436 | PHOENIX CONTACT | 1: 78.8077 | Phoenix,device connector，Installation behind the board,SACCBP-M12MS-5CON-M16/1,0-920,Phoenix Contact bus cable, SACCBP-M12MS-5CON-M16/1.0-920series, 5Core, M12Convert to terminalless connector | Male Pins | Panel Mount | 5 | All | A | Receptacle |  |  | Polyurethane (PUR) | Round | Violet | [24 empty] | IP67 - Dust Tight, Waterproof |  |  | 3.28' (1.00m) |  |  |  | 1 (Unlimited) | [10 empty] | Bulk | [10 empty] | - |  |  | Shielded | [11 empty] | Industrial Environments | [8 empty] | 1 | https://www.unikeyic.com/media/datasheet/12/c9/e84e/12c9e84ea0c08ff0c7a8b9b6d373b546.pdf | https://www.unikeyic.com/products/plug-in-connectors/1534436/21670564.html
1534449 | PHOENIX CONTACT | 1: 67.4555 | Phoenix,device connector，Installation behind the board,SACCBP-M12MS-5CON-M16/2,0-920,Phoenix Contact bus cable, SACCBP-M12MSseries, 5Core, M12 | Male Pins | Panel Mount | 5 | All | A | Receptacle |  |  | Polyurethane (PUR) | Round | Violet | [24 empty] | IP67 - Dust Tight, Waterproof |  |  | 6.56' (2.00m) |  |  |  | 1 (Unlimited) | [10 empty] | Bulk | [8 empty] | 3607141 |  | - |  |  | Shielded | [11 empty] | Industrial Environments | [8 empty] | 100 | https://www.unikeyic.com/media/datasheet/5c/93/79f9/5c/691d5b8ce202048eafd2c4e3306fd950.pdf | https://www.unikeyic.com/products/plug-in-connectors/1534449/20324393.html
1534465 | PHOENIX CONTACT | 1: 72.8568 | Phoenix,device connector，Installation behind the board,SACCBP-M12FS-5CON-M16/0,5-920,Phoenix Contact bus cable, 5Core, M12Convert to terminalless connector | Female Sockets | Panel Mount | 5 | All | A | Plug |  |  | Polyurethane (PUR) | Round | Violet | [24 empty] | IP67 - Dust Tight, Waterproof |  |  | 1.64' (500.00mm) |  |  |  | 1 (Unlimited) | [10 empty] | Bulk | [8 empty] | 2510263 |  | - |  |  | Shielded | [11 empty] | Industrial Environments | [8 empty] | 4 | https://www.unikeyic.com/media/datasheet/d2/a5/f070/d2/631c535d5742a190bdd08543030b273d.pdf | https://www.unikeyic.com/products/plug-in-connectors/1534465/18779473.html
1534481 | PHOENIX CONTACT | 1: 75.9134 | Phoenix Contact Bus Cable SACCBP-M12FS-5CON-M16/2,0-920, SACCBP-M12FS Series, 5-Pin, M12, Rear Panel Mount | Female Sockets | Panel Mount | 5 | All | A | Plug |  |  | Polyurethane (PUR) | Round | Violet | [24 empty] | IP67 - Dust Tight, Waterproof |  |  | 6.56' (2.00m) |  |  |  | 1 (Unlimited) | [10 empty] | Bulk | [10 empty] | - |  |  | Shielded | [11 empty] | Industrial Environments | [8 empty] | 8 | https://www.unikeyic.com/media/datasheet/b1/31/993e/b131993e7e9bc0f8063535c34544ea4e.pdf | https://www.unikeyic.com/products/plug-in-connectors/1534481/14552923.html
1534494 | PHOENIX CONTACT | 1: 83.8167 | Phoenix Contact SACCBP-M12FS-5CON-M16/5,0-920 Bus Cable, SACCBP-M12FS Series, 5-Way, M12, Rear Panel Mount | Female Sockets | Panel Mount | 5 | All | A | Plug |  |  | Polyurethane (PUR) | Round | Violet | [24 empty] | IP67 - Dust Tight, Waterproof |  |  | 16.40' (5.00m) |  |  |  | 1 (Unlimited) | [10 empty] | Bulk | [8 empty] | 4471386 |  | - |  |  | Shielded | [11 empty] | Industrial Environments | [8 empty] | 100 | https://www.unikeyic.com/media/datasheet/d3/bd/36d5/d3/bcbc5d2f96ac8826513898b5d608d6e3.pdf | https://www.unikeyic.com/products/plug-in-connectors/1534494/14643908.html
1534504 | PHOENIX CONTACT | 1: 59.6216 | Phoenix Contact SACCBP-M12MSB-5CON-M16/0,5-900 Bus Cable, 5-Way, M12 to Unshielded Plug, Rear Mount | Male Pins | Panel Mount | 5 | All | B | Receptacle |  |  | Polyurethane (PUR) | Round | Green | [24 empty] | IP67 - Dust Tight, Waterproof |  |  | 1.64' (500.00mm) |  |  |  | 1 (Unlimited) | [10 empty] | Bulk | [10 empty] | - |  |  | Shielded | [11 empty] | Industrial Environments | [8 empty] | 100 | https://www.unikeyic.com/media/datasheet/1b/e6/f054/1b/7dede47bacdc4fc6eaebb605c184f6bf.pdf | https://www.unikeyic.com/products/plug-in-connectors/1534504/19441765.html
1534517 | PHOENIX CONTACT | 1: 62.6929 | Phoenix,device connector，Installation behind the board,SACCBP-M12MSB-5CON-M16/1,0-900,Phoenix Contact bus cable, SACCBPseries, 5Core, M12 | Male Pins | Panel Mount | 5 | All | B | Receptacle |  |  | Polyurethane (PUR) | Round | Green | [24 empty] | IP67 - Dust Tight, Waterproof |  |  | 3.28' (1.00m) |  |  |  | 1 (Unlimited) | [10 empty] | Bulk | [10 empty] | - |  |  | Shielded | [11 empty] | Industrial Environments | [8 empty] | 100 | https://www.unikeyic.com/media/datasheet/ae/19/4bab/ae194bab62b31242f42d88b2a844e1ce.pdf | https://www.unikeyic.com/products/plug-in-connectors/1534517/15897651.html
1534520 | PHOENIX CONTACT | 1: 68.7815 | Phoenix,device connector，Installation behind the board,SACCBP-M12MSB-5CON-M16/2,0-900,Phoenix Contact bus cable, SACCBP-M12MSBseries, 5Core, M12 | Male Pins | Panel Mount | 5 | All | B | Receptacle |  |  | Polyurethane (PUR) | Round | Green | [24 empty] | IP67 - Dust Tight, Waterproof |  |  | 6.56' (2.00m) |  |  |  | 1 (Unlimited) | [10 empty] | Bulk | [8 empty] | 3607138 |  | - |  |  | Shielded | [11 empty] | Industrial Environments | [8 empty] | 100 | https://www.unikeyic.com/media/datasheet/89/dc/125a/89/4b84bf011f13b567ed9010450e3df450.pdf | https://www.unikeyic.com/products/plug-in-connectors/1534520/20643543.html
1534546 | PHOENIX CONTACT | 1: 59.6216 | Phoenix Contact SACCBP-M12FSB-5CON-M16/0,5-900 Bus Cable, 5 Pos, M12 to No Termination, Rear Mount | Female Sockets | Panel Mount | 5 | All | B | Plug |  |  | Polyurethane (PUR) | Round | Green | [24 empty] | IP67 - Dust Tight, Waterproof |  |  | 1.64' (500.00mm) |  |  |  | 1 (Unlimited) | [10 empty] | Bulk | [8 empty] | 4471389 |  | - |  |  | Shielded | [11 empty] | Industrial Environments | [8 empty] | 100 | https://www.unikeyic.com/media/datasheet/54/47/6a10/47/aa1bcf912b067bfe7aff744d63bf8ec7.pdf | https://www.unikeyic.com/products/plug-in-connectors/1534546/16052293.html
1534559 | PHOENIX CONTACT | 1: 62.6929 | Phoenix,device connector，Installation behind the board,SACCBP-M12FSB-5CON-M16/1,0-900,Phoenix Contact bus cable, SACCBPseries, 5Core, M12 | Female Sockets | Panel Mount | 5 | All | B | Plug |  |  | Polyurethane (PUR) | Round | Green | [24 empty] | IP67 - Dust Tight, Waterproof |  |  | 3.28' (1.00m) |  |  |  | 1 (Unlimited) | [10 empty] | Bulk | [10 empty] | - |  |  | Shielded | [11 empty] | Industrial Environments | [8 empty] | 100 | https://www.unikeyic.com/media/datasheet/20/6a/4123/20/c6c72f5dfb944ecf89200e18ae90ff77.pdf | https://www.unikeyic.com/products/plug-in-connectors/1534559/21581021.html
1534562 | PHOENIX CONTACT | 1: 68.7815 | Phoenix,device connector，Installation behind the board,SACCBP-M12FSB-5CON-M16/2,0-900,Phoenix Contact bus cable, SACCBP-M12FSBseries, 5Core, M12 | Female Sockets | Panel Mount | 5 | All | B | Plug |  |  | Polyurethane (PUR) | Round | Green | [24 empty] | IP67 - Dust Tight, Waterproof |  |  | 6.56' (2.00m) |  |  |  | 1 (Unlimited) | [10 empty] | Bulk | [8 empty] | 3607137 |  | - |  |  | Shielded | [11 empty] | Industrial Environments | [8 empty] | 100 | https://www.unikeyic.com/media/datasheet/12/2d/0db9/122d0db9c2b5bdb4a99d047c0531424f.pdf | https://www.unikeyic.com/products/plug-in-connectors/1534562/17611684.html
1534575 | PHOENIX CONTACT | 1: 87.0486 | Phoenix,device connector，Installation behind the board,SACCBP-M12FSB-5CON-M16/5,0-900,Phoenix Contact bus cable, SACCBP-M12FSBseries, 5Core, M12 | Female Sockets | Panel Mount | 5 | All | B | Plug |  |  | Polyurethane (PUR) | Round | Green | [24 empty] | IP67 - Dust Tight, Waterproof |  |  | 16.40' (5.00m) |  |  |  | 1 (Unlimited) | [10 empty] | Bulk | [8 empty] | 4471390 |  | - |  |  | Shielded | [11 empty] | Industrial Environments | [8 empty] | 100 | https://www.unikeyic.com/media/datasheet/b1/f9/d21a/b1f9d21a07b76a2edca884a6f09cf837.pdf | https://www.unikeyic.com/products/plug-in-connectors/1534575/14026065.html
1534591 | PHOENIX CONTACT | 1: 84.359 | Phoenix Contact SACCBP-M12FSD-4CON-M16/1.0-931, Device Connector, Rear Panel Mount, 4-Way, M12 to Unshielded | Female Sockets | Panel Mount | 4 (Data) | All | D | Plug |  |  | Polyurethane (PUR) | Round | Blue | [24 empty] | IP67 - Dust Tight, Waterproof |  |  | 3.28' (1.00m) |  |  |  | 1 (Unlimited) | [10 empty] | Bulk | [8 empty] | 2510269 |  | - |  |  | Shielded | [11 empty] | Cat5, Industrial Environments | [8 empty] | 6 | https://www.unikeyic.com/media/datasheet/8b/59/92ca/8b5992ca7071a7812d5544efc758a27e.pdf | https://www.unikeyic.com/products/plug-in-connectors/1534591/17626858.html
1534614 | PHOENIX CONTACT | 1: 99.0667 | Phoenix,device connector，Installation behind the board,SACCBP-M12FSD-4CON-M16/5,0-931,Phoenix Contact Category 5 shielded network cable, SACCBP-M12FSD-4CON-M16/5.0-931series, 5mlong, BluePURjacket, Mother seatM12No terminal connector | Female Sockets | Panel Mount | 4 (Data) | All | D | Plug |  |  | Polyurethane (PUR) | Round | Blue | [24 empty] | IP67 - Dust Tight, Waterproof |  |  | 16.40' (5.00m) |  |  |  | 1 (Unlimited) | [10 empty] | Bulk | [8 empty] | 3607136 |  | - |  |  | Shielded | [11 empty] | Cat5, Industrial Environments | [8 empty] | 100 | https://www.unikeyic.com/media/datasheet/d1/14/a6d7/d1/6f0438e0c366d6322785d181e1f5b8d2.pdf | https://www.unikeyic.com/products/plug-in-connectors/1534614/16310925.html
1542570 | PHOENIX CONTACT | 10: 11.9335 | Phoenix,device connector，Installation behind the board,SACC-DSIV-FS-5CON-L180SCO,Phoenix Contact Circular Connectors | [10 empty] | Silver |  | Receptacle, Female Sockets |  |  | Copper Zinc | [7 empty] | 4A |  | Push-Twist | Board Guide, Board Lock | [8 empty] | IP67 - Dust Tight, Waterproof | Polyamide (PA66), Nylon 6/6 |  |  |  |  | UL94 HB | 1 (Unlimited) |  | Bulkhead - Rear Side Nut | Panel Mount, Through Hole |  |  |  | 5 |  | -25°C ~ 85°C | A | Bulk | [10 empty] | DSIV | Zinc Die Cast | M12-5 | - | [6 empty] | Solder | [7 empty] | 60V | [5 empty] | 1000 | https://www.unikeyic.com/media/datasheet/12/d1/6a6c/12d16a6c00ca016553542301936b571f.pdf | https://www.unikeyic.com/products/plug-in-connectors/1542570/24066604.html
1542606 | PHOENIX CONTACT | 10: 14.1338 | Phoenix,device connector，Installation behind the board,SACC-DSIV-FSB-5CON-L180SCO,Phoenix Contact M12Circular Connectors, SACCseries, 5Core | [10 empty] | Silver |  | Receptacle, Female Sockets |  |  | Copper Alloy | [7 empty] | 4A |  | Push-Twist | Board Guide, Board Lock | [8 empty] | IP67 - Dust Tight, Waterproof | Polyamide (PA66), Nylon 6/6 |  |  |  |  | UL94 HB | 1 (Unlimited) |  | Bulkhead - Rear Side Nut | Panel Mount, Through Hole |  |  |  | 5 |  | -25°C ~ 85°C | B | Bulk | [8 empty] | 4472370 |  | DSIV | Zinc Die Cast | M12-5 | - | [6 empty] | Solder | [7 empty] | 60V | [5 empty] | 1000 | https://www.unikeyic.com/media/datasheet/c5/c6/f08d/c5c6f08d8c67557d6b97a9cbd6fadd68.pdf | https://www.unikeyic.com/products/plug-in-connectors/1542606/2552598.html
1542622 | PHOENIX CONTACT | 60: 13.0598 | Phoenix Contact SACC-DSIV-FS-5CON-L180SCOTHR Circular Connector, Back Panel Mount | [10 empty] | Silver |  | Receptacle, Female Sockets |  |  | Copper Zinc | [7 empty] | 4A |  | Push-Twist | Board Guide | [8 empty] | IP67 - Dust Tight, Waterproof | Polyphthalamide (PPA) |  |  |  |  | UL94 V-0 | 1 (Unlimited) |  | Bulkhead - Rear Side Nut | Panel Mount, Through Hole |  |  |  | 5 |  | -25°C ~ 85°C | A | Tray | [8 empty] | 2510322 |  | DSIV | Zinc Die Cast | M12-5 | - | [6 empty] | Solder | [7 empty] | 60V | [5 empty] | 6000 | https://www.unikeyic.com/media/datasheet/67/8d/6837/678d6837b4700f9bd7e782cae5848933.pdf | https://www.unikeyic.com/products/plug-in-connectors/1542622/9782642.html
1542745 | PHOENIX CONTACT | 8: 15.301 23: 14.575 | Phoenix,device connector，Installation behind the board,SACC-DSI-MS-5CON-L180SCO,Phoenix Contact Circular Connectors | [10 empty] | Silver |  | Plug, Male Pins |  |  | Copper Zinc | [7 empty] | 4A |  | Push-Twist | - | [8 empty] | IP67 - Dust Tight, Waterproof | Polyamide (PA66), Nylon 6/6 |  |  |  |  | UL94 V-0 | 1 (Unlimited) |  | Bulkhead - Front Side Nut | Panel Mount, Through Hole |  |  |  | 5 |  | -25°C ~ 85°C | A | Bulk | [8 empty] | 2510314 |  | DSI | Zinc Die Cast | M12-5 | - | [6 empty] | Solder | [7 empty] | 60V | [5 empty] | 65 | https://www.unikeyic.com/media/datasheet/ac/0f/902e/ac/075ea765c92e634140ead81fb1adafe6.pdf | https://www.unikeyic.com/products/plug-in-connectors/1542745/8688492.html
1542761 | PHOENIX CONTACT | 1: 25.1563 | Phoenix Contact M12 Circular Connector Plug, SACC Series, 5-Pin, Panel Mount, Solder, IP67 | [10 empty] | Silver |  | Receptacle, Female Sockets |  |  | Copper Zinc | [7 empty] | 4A |  | Push-Twist | - | [8 empty] | IP67 - Dust Tight, Waterproof | Polyamide (PA66), Nylon 6/6 |  |  |  |  | UL94 V-0 | 1 (Unlimited) |  | Bulkhead - Front Side Nut | Panel Mount, Through Hole |  |  |  | 5 |  | -25°C ~ 85°C | A | Bulk | [10 empty] | DSI | Zinc Die Cast | M12-5 | - | [6 empty] | Solder | [7 empty] | 60V | [5 empty] | 20 | https://www.unikeyic.com/media/datasheet/a0/2b/5ea4/a02b5ea465c34dffd7814c2e80ac9984.pdf | https://www.unikeyic.com/products/plug-in-connectors/1542761/31099047.html
1543650 | PHOENIX CONTACT | 1: 8.4713 | Phoenix,device connector，Installation behind the board,SACC-DSI-FSB-5CON-L180SCO,Sensor/actuator flush-type socket, 5-pos., M12 SPEEDCON, B-coded, rear/screw mounting with Pg9 thread, with straight solder connection | [10 empty] | Silver |  | Receptacle, Female Sockets |  |  | Copper Zinc | [7 empty] | 4A |  | Push-Twist | - | [8 empty] | IP67 - Dust Tight, Waterproof | Polyamide (PA66), Nylon 6/6 |  |  |  |  | UL94 V-0 | 1 (Unlimited) |  | Bulkhead - Front Side Nut | Panel Mount, Through Hole |  |  |  | 5 |  | -25°C ~ 85°C | B | Bulk | [10 empty] | DSI | Zinc Die Cast | M12-5 | - | [6 empty] | Solder | [7 empty] | 60V | [5 empty] | 10 | https://www.unikeyic.com/media/datasheet/5b/36/1275/5b/c035e6ef7652a8f262e3d017b2ade626.pdf | https://www.unikeyic.com/products/plug-in-connectors/1543650/34555360.html
1543663 | PHOENIX CONTACT | 1: 23.2175 | Phoenix,device connector，Installation behind the board,SACC-DSI-MSB-5CON-PG9/0,5SCO, | Male Pins | Panel Feed Through | 5 | All | B | Receptacle |  |  | Thermoplastic Elastomer (TPE) | Individual | Multiple | [24 empty] | IP67 - Dust Tight, Waterproof |  |  | 1.64' (500.00mm) |  |  |  | 1 (Unlimited) | [10 empty] | Bulk | [8 empty] | 4471393 |  | - |  |  | Unshielded | [11 empty] | Industrial Environments | [8 empty] | 100 | https://www.unikeyic.com/media/datasheet/77/c9/d7ed/77/04e6244e7d00e4bd80850dab39b8e50b.pdf | https://www.unikeyic.com/products/plug-in-connectors/1543663/21266375.html
1551532 | PHOENIX CONTACT | 1: 19.38 | Phoenix Contact SACC-DSI-MSD-4CON-PG9/0,5SCO Device Connector, Rear Mount, M12 Plug, 100mm Cable | Male Pins | Panel Mount | 4 (Data) | All | D | Receptacle |  |  | Thermoplastic Elastomer (TPE) | Individual | Multiple | [24 empty] | IP67 - Dust Tight, Waterproof |  |  | 1.64' (500.00mm) |  |  |  | 1 (Unlimited) | [10 empty] | Bulk | [10 empty] | - |  |  | Unshielded | [11 empty] | Industrial Environments | [8 empty] | 100 | https://www.unikeyic.com/media/datasheet/ed/59/d87f/ed/6243dbf839af3c4a1fe4c9cdb11995dd.pdf | https://www.unikeyic.com/products/plug-in-connectors/1551532/13902812.html
1551752 | PHOENIX CONTACT | 1: 15.639 | Phoenix,device connector，Installation behind the board,SACC-DSIV-MS-5CON-L180SCOTHR,Phoenix Contact Circular Connectors | [10 empty] | Silver |  | Plug, Male Pins |  |  | Copper Zinc | [7 empty] | 4A |  | Push-Twist | Board Guide | [8 empty] | IP67 - Dust Tight, Waterproof | Polyphthalamide (PPA) |  |  |  |  | UL94 V-0 | 1 (Unlimited) |  | Bulkhead - Rear Side Nut | Panel Mount, Through Hole |  |  |  | 5 |  | -25°C ~ 85°C | A | Tray | [10 empty] | DSIV | Zinc Die Cast | M12-5 | - | [6 empty] | Solder | [7 empty] | 60V | [5 empty] | 49 | https://www.unikeyic.com/media/datasheet/cf/11/f362/cf/324fd7129ff8d4f241d780a9e77fb5c6.pdf | https://www.unikeyic.com/products/plug-in-connectors/1551752/10760623.html
1551846 | PHOENIX CONTACT | 20: 16.0956 | Phoenix Contact M12 Circular Connector, SACC Series, 5-Pos, SACC-DSI-MSB-5CON-M12SCO, Rear Mount | [24 empty] | 1551846 PHOENIX CONTACT | [25 empty] | -25℃(min) | [37 empty] | 2000 | https://www.unikeyic.com/media/datasheet/a7/9c/fafa/a7/21c8d4de37a3307e3feac56c26ae21d1.pdf | https://www.unikeyic.com/products/plug-in-connectors/1551846/15938230.html
1551862 | PHOENIX CONTACT | 1: 26.8749 5: 25.9841 10: 25.0932 | Phoenix,device connector，Installation behind the board,SACC-DSI-MS-8CON-M12SCO,Phoenix Contact M12Circular Connectors, 8Core | [10 empty] | Silver |  | Plug, Male Pins |  |  | Copper Zinc | [7 empty] | 2A |  | Push-Twist | - | [8 empty] | IP67 - Dust Tight, Waterproof | Polyamide (PA66), Nylon 6/6 |  |  |  |  | UL94 V-0 | 1 (Unlimited) |  | Bulkhead - Front Side Nut | Panel Mount, Through Hole |  |  |  | 8 |  | -25°C ~ 85°C | A | Bulk | [8 empty] | 3607097 |  | DSI | Zinc Die Cast | M12-8 | - | [6 empty] | Solder | [7 empty] | 30V | [6 empty] | https://www.unikeyic.com/media/datasheet/8d/5c/cb11/8d5ccb110a8add4b382ffe30e2d52fe0.pdf | https://www.unikeyic.com/products/plug-in-connectors/1551862/283926.html
1551875 | PHOENIX CONTACT | 1: 20.3374 10: 19.9742 25: 19.6111 100: 19.6111 250: 19.6111 | Phoenix,device connector，Installation behind the board,SACC-DSI-MS-4CON-M12/0,5SCO,Phoenix Contact Sensor actuator cable, SACC-DSI-MSseries, 4Core, M12 | Male Pins | Panel Feed Through | 4 | All | A | Receptacle |  |  | Thermoplastic Elastomer (TPE) | Individual | Multiple | [24 empty] | IP67 - Dust Tight, Waterproof |  |  | 1.64' (500.00mm) |  |  |  | 1 (Unlimited) | [10 empty] | Bulk | [10 empty] | - |  |  | Unshielded | [11 empty] | Industrial Environments | [8 empty] | 13 | https://www.unikeyic.com/media/datasheet/83/c3/b8b5/83c3b8b59ab1f01c1eb8cb23c31f41ff.pdf | https://www.unikeyic.com/products/plug-in-connectors/1551875/21958079.html
1551901 | PHOENIX CONTACT | 1: 19.38 | Phoenix Contact Device Connector, Back Panel Mount, SACC-DSI-MSD-4CON-M12/0,5SCO, Phoenix Contact Ethernet Cable, SACC-DSI-MSD Series, 500mm TPE Jacket, Male Plug M12 No Termination | Male Pins | Panel Mount | 4 (Data) | All | D | Receptacle |  |  | Thermoplastic Elastomer (TPE) | Individual | Multiple | [24 empty] | IP67 - Dust Tight, Waterproof |  |  | 1.64' (500.00mm) |  |  |  | 1 (Unlimited) | [10 empty] | Bulk | [10 empty] | - |  |  | Unshielded | [11 empty] | Industrial Environments | [8 empty] | 100 | https://www.unikeyic.com/media/datasheet/d7/4c/9f34/d7/29993d318a0dbed99aca92e44f023d80.pdf | https://www.unikeyic.com/products/plug-in-connectors/1551901/17277349.html
1552188 | PHOENIX CONTACT | 60: 13.5013 | Phoenix,device connector，Installation behind the board,SACC-DSIV-MSB-5CON-L180SCOTHR,Phoenix Contact M12Circular Connectors, SACCseries, 5Core | [10 empty] | Silver |  | Plug, Male Pins |  |  | Copper Zinc | [7 empty] | 4A |  | Push-Twist | - | [8 empty] | IP67 - Dust Tight, Waterproof | Polyamide (PA66), Nylon 6/6 |  |  |  |  | UL94 V-0 | 1 (Unlimited) |  | Bulkhead - Rear Side Nut | Panel Mount, Through Hole |  |  |  | 5 |  | -25°C ~ 85°C | B | Tray | [10 empty] | DSIV | Zinc Die Cast | M12-5 | - | [6 empty] | Solder | [7 empty] | 60V | [5 empty] | 6000 | https://www.unikeyic.com/media/datasheet/15/9a/bcaa/159abcaa10f65d2373fb3727a99ad59e.pdf | https://www.unikeyic.com/products/plug-in-connectors/1552188/30110972.html
1552298 | PHOENIX CONTACT | 20: 21.763 | Phoenix Contact M12 Circular Connector, SACC Series, 5-Pin, Rear Panel Mount, SACC-DSI-FSB-5CON-L180/12SCO | [10 empty] | Silver |  | Receptacle, Female Sockets |  |  | Copper Zinc | [7 empty] | 4A |  | Push-Twist | - | [8 empty] | IP67 - Dust Tight, Waterproof | Polyamide (PA66), Nylon 6/6 |  |  |  |  | UL94 V-0 | 1 (Unlimited) |  | Bulkhead - Front Side Nut | Panel Mount, Through Hole |  |  |  | 5 |  | -25°C ~ 85°C | B | Bulk | [8 empty] | 4471411 |  | DSI | Zinc Die Cast | M12-5 | - | [6 empty] | Solder | [7 empty] | 60V | [5 empty] | 2000 | https://www.unikeyic.com/media/datasheet/e9/6f/d2a7/e9/3d357aa40ac265ec490d0f7b32ea7f41.pdf | https://www.unikeyic.com/products/plug-in-connectors/1552298/16354579.html
1552311 | PHOENIX CONTACT | 1: 28.3164 | Phoenix,device connector，Installation behind the board,SACC-DSI-MS-5CON-L180/12SCO,Phoenix Contact M12Circular Connectors, 5Core | [10 empty] | Silver |  | Plug, Male Pins |  |  | Copper Zinc | [7 empty] | 4A |  | Push-Twist | - | [8 empty] | IP67 - Dust Tight, Waterproof | Polyamide (PA66), Nylon 6/6 |  |  |  |  | UL94 V-0 | 1 (Unlimited) |  | Bulkhead - Front Side Nut | Panel Mount, Through Hole |  |  |  | 5 |  | -25°C ~ 85°C | A | Bulk | [8 empty] | 4471413 |  | DSI | Zinc Die Cast | M12-5 | - | [6 empty] | Solder | [7 empty] | 60V | [5 empty] | 17 | https://www.unikeyic.com/media/datasheet/80/75/47be/807547be7766c1f7bd01fa4117ce0d51.pdf | https://www.unikeyic.com/products/plug-in-connectors/1552311/12058565.html
1552324 | PHOENIX CONTACT | 20: 21.3385 | Phoenix Contact Device Connector, Rear Panel Mount, SACC-DSI-MSB-5CON-L180/12SCO | [10 empty] | Silver |  | Plug, Male Pins |  |  | Copper Zinc | [7 empty] | 4A |  | Push-Twist | - | [8 empty] | IP67 - Dust Tight, Waterproof | Polyamide (PA66), Nylon 6/6 |  |  |  |  | UL94 V-0 | 1 (Unlimited) |  | Bulkhead - Front Side Nut | Panel Mount, Through Hole |  |  |  | 5 |  | -25°C ~ 85°C | B | Bulk | [10 empty] | DSI | Zinc Die Cast | M12-5 | - | [6 empty] | Solder | [7 empty] | 60V | [5 empty] | 2000 | https://www.unikeyic.com/media/datasheet/5a/46/a298/5a/159ae0622ae443e49c5f6cf51588c497.pdf | https://www.unikeyic.com/products/plug-in-connectors/1552324/2839966.html
1552971 | PHOENIX CONTACT | 1: 21.1891 | Phoenix,device connector，Installation behind the board,SACC-DSI-MSB-5CON-M12-SCOSH,Phoenix Contact M12Circular Connectors, SACCseries, 5Core | [10 empty] | Silver |  | Plug, Male Pins |  |  | Copper Zinc | [7 empty] | 4A |  | Push-Twist | Ground | [8 empty] | IP67 - Dust Tight, Waterproof | Polyamide (PA66), Nylon 6/6 |  |  |  |  | UL94 V-0 | 1 (Unlimited) |  | Bulkhead - Front Side Nut | Panel Mount, Through Hole |  |  |  | 5 |  | -25°C ~ 85°C | B | Bulk | [10 empty] | DSI | Zinc Die Cast | M12-5 | Shielded | [6 empty] | Solder | [7 empty] | 60V | [5 empty] | 46 | https://www.unikeyic.com/media/datasheet/bc/ca/d91c/bc/0f41c503860edf84db9e888522be7eab.pdf | https://www.unikeyic.com/products/plug-in-connectors/1552971/25144466.html
1552997 | PHOENIX CONTACT | 1: 31.4461 | Phoenix Contact M12 Circular Connector, 8-Pos, Rear Mount, SACC-DSI-MS-8CON-M12-SCOSH | [10 empty] | Silver |  | Plug, Male Pins |  |  | Copper Zinc | [7 empty] | 2A |  | Push-Twist | Ground | [8 empty] | IP67 - Dust Tight, Waterproof | Polyamide (PA66), Nylon 6/6 |  |  |  |  | UL94 V-0 | 1 (Unlimited) |  | Bulkhead - Front Side Nut | Panel Mount, Through Hole |  |  |  | 8 |  | -25°C ~ 85°C | A | Bulk | [10 empty] | DSI | Zinc Die Cast | M12-8 | Shielded | [6 empty] | Solder | [7 empty] | 30V | [5 empty] | 13 | https://www.unikeyic.com/media/datasheet/83/52/0595/83/e6d2f4651936565d9ef29e27837f85f3.pdf | https://www.unikeyic.com/products/plug-in-connectors/1552997/3440713.html
1553006 | PHOENIX CONTACT | 1: 27.1756 | Phoenix Contact SACC-DSI-FSD-4CON-L180/SCOSH M12 Circular Connector, Back Panel Mount, 4-Pin | [10 empty] | Silver |  | Receptacle, Female Sockets |  |  | Copper Zinc | [7 empty] | 4A |  | Push-Twist | Ground | [8 empty] | IP67 - Dust Tight, Waterproof | Polyamide (PA66), Nylon 6/6 |  |  |  |  | UL94 V-0 | 1 (Unlimited) |  | Bulkhead - Front Side Nut | Panel Mount, Through Hole |  |  |  | 4 |  | -25°C ~ 85°C | D | Bulk | [10 empty] | DSI | Zinc Die Cast | M12-4 | Shielded | [6 empty] | Solder | [7 empty] | 250V | [5 empty] | 72 | https://www.unikeyic.com/media/datasheet/00/1e/1e85/00/7086c1f26974c24ef7f4c5749accc41c.pdf | https://www.unikeyic.com/products/plug-in-connectors/1553006/503562.html
1553019 | PHOENIX CONTACT | 1: 25.4164 | Phoenix,device connector，Installation behind the board,SACC-DSI-FS-5CON-L180/SCOSH,Phoenix Contact Circular Connectors | [10 empty] | Silver |  | Receptacle, Female Sockets |  |  | Copper Zinc | [7 empty] | 4A |  | Push-Twist | Ground | [8 empty] | IP67 - Dust Tight, Waterproof | Polyamide (PA66), Nylon 6/6 |  |  |  |  | UL94 V-0 | 1 (Unlimited) |  | Bulkhead - Front Side Nut | Panel Mount, Through Hole |  |  |  | 5 |  | -25°C ~ 85°C | A | Bulk | [8 empty] | 2510292 |  | DSI | Zinc Die Cast | M12-5 | Shielded | [6 empty] | Solder | [7 empty] | 60V | [5 empty] | 2 | https://www.unikeyic.com/media/datasheet/54/47/6a10/85/0cfd2704b1df4c9464fc79ed86f97a95.pdf | https://www.unikeyic.com/products/plug-in-connectors/1553019/9757623.html
1553048 | PHOENIX CONTACT | 20: 27.1162 | Phoenix Contact Circular Connector, Back Panel Mount, SACC-DSI-MS-5CON-L180/SCOSH | [10 empty] | Silver |  | Plug, Male Pins |  |  | Copper Zinc | [7 empty] | 4A |  | Push-Twist | Ground | [8 empty] | IP67 - Dust Tight, Waterproof | Polyamide (PA66), Nylon 6/6 |  |  |  |  | UL94 V-0 | 1 (Unlimited) |  | Bulkhead - Front Side Nut | Panel Mount, Through Hole |  |  |  | 5 |  | -25°C ~ 85°C | A | Bulk | [8 empty] | 2510315 |  | DSI | Zinc Die Cast | M12-5 | Shielded | [6 empty] | Solder | [7 empty] | 60V | [5 empty] | 207 | https://www.unikeyic.com/media/datasheet/78/18/3825/78183825e8e1d8e7755f9c10faba6d1a.pdf | https://www.unikeyic.com/products/plug-in-connectors/1553048/24892209.html
1553051 | PHOENIX CONTACT | 20: 18.2689 | Phoenix Contact M12 Circular Connector, SACC Series, 5-Pin, Rear Panel Mount, SACC-DSI-MSB-5CON-L180/SCOSH | [24 empty] | 1553051 PHOENIX CONTACT | [18 empty] | Bulkhead, threaded mounting, Through hole mounting, panel mount | [6 empty] | -25℃~85℃ | [9 empty] | On sale |  |  | bulk | [24 empty] | 2000 | https://www.unikeyic.com/media/datasheet/c8/65/ec1d/c865ec1de27218a90bfb8f4662b3488a.pdf | https://www.unikeyic.com/products/plug-in-connectors/1553051/12828678.html
1553365 | PHOENIX CONTACT | 1: 112.948 | Phoenix Contact SACCBP-M12FS-8CON-M16/0,5-940 Shielded Ethernet Cable, SACCBP Series, 500mm, Blue PUR, M12 Receptacle No Termination | Female Sockets | Panel Mount | 8 | All | A | Plug |  |  | Polyurethane (PUR) | Round | Blue | [24 empty] | IP67 - Dust Tight, Waterproof |  |  | 1.64' (500.00mm) |  |  |  | 1 (Unlimited) | [10 empty] | Bulk | [10 empty] | - |  |  | Shielded | [11 empty] | Cat5, Industrial Environments | [8 empty] | 1 | https://www.unikeyic.com/media/datasheet/11/7a/5064/11/76e38a1ca14e095613a8b9ecb4f038be.pdf | https://www.unikeyic.com/products/plug-in-connectors/1553365/22516351.html
1553378 | PHOENIX CONTACT | 1: 81.6283 | Phoenix,device connector，Installation behind the board,SACCBP-M12FS-8CON-M16/1,0-940,Phoenix Contact Shielded network cable, 1mlongPURjacket, Mother seatM12No terminal connector | Female Sockets | Panel Mount | 8 | All | A | Plug |  |  | Polyurethane (PUR) | Round | Blue | [24 empty] | IP67 - Dust Tight, Waterproof |  |  | 3.28' (1.00m) |  |  |  | 1 (Unlimited) | [10 empty] | Bulk | [10 empty] | - |  |  | Shielded | [11 empty] | Cat5, Industrial Environments | [8 empty] | 156 | https://www.unikeyic.com/media/datasheet/38/cb/d5c7/38/4309c19b961511661d52141d6c14458c.pdf | https://www.unikeyic.com/products/plug-in-connectors/1553378/18966348.html
1553459 | PHOENIX CONTACT | 20: 12.3227 | Phoenix,device connector，Installation behind the board,SACC-DSI-MS-4CON-L180SCO,Phoenix Contact M12Circular Connectors, 4Core | [10 empty] | Silver |  | Plug, Male Pins |  |  | Copper Zinc | [7 empty] | 4A |  | Push-Twist | - | [8 empty] | IP67 - Dust Tight, Waterproof | Polyamide (PA66), Nylon 6/6 |  |  |  |  | UL94 V-0 | 1 (Unlimited) |  | Bulkhead - Front Side Nut | Panel Mount, Through Hole |  |  |  | 4 |  | -25°C ~ 85°C | A | Bulk | [10 empty] | DSI | Zinc Die Cast | M12-4 | - | [6 empty] | Solder | [7 empty] | 250V | [5 empty] | 30 | https://www.unikeyic.com/media/datasheet/f0/56/f236/f056f236e79e82f36ba7c21e3a5df004.pdf | https://www.unikeyic.com/products/plug-in-connectors/1553459/14395571.html
1553886 | PHOENIX CONTACT | 1: 64.2238 10: 62.8574 | Phoenix Contact Valve Connector, SACC-VQ-3CON-A-FL24, Valve Access DIN Connector | [6 empty] | Valve Connector | [20 empty] | - | [14 empty] | 1 (Unlimited) | [10 empty] | Bulk | [8 empty] | 2510554 |  | - | [23 empty] | 100 | https://www.unikeyic.com/media/datasheet/90/a4/688d/90/c3055e5d324124c8a98254a84fdca994.pdf | https://www.unikeyic.com/products/plug-in-connectors/1553886/11040851.html
1554681 | PHOENIX CONTACT | 1: 35.7434 | Phoenix,device connector，Installation behind the board,SACC-DSI-M12MS-5CON-PG9/0,5VA,Phoenix Contact M12circular connector plug, SACCseries, 5Core, rear mount | Male Pins | Panel Mount | 5 | All | A | Receptacle |  |  | Thermoplastic Elastomer (TPE) | Individual | Multiple | [24 empty] | IP67 - Dust Tight, Waterproof |  |  | 1.64' (500.00mm) |  |  |  | 1 (Unlimited) | [10 empty] | Bulk | [8 empty] | 3607070 |  | - |  |  | Unshielded | [11 empty] | Industrial Environments | [8 empty] | 11 | https://www.unikeyic.com/media/datasheet/ad/d6/7c79/add67c799eef918326e7323f60e08678.pdf | https://www.unikeyic.com/products/plug-in-connectors/1554681/18918162.html
1554746 | PHOENIX CONTACT | 1: 32.8659 5: 31.8783 10: 30.8782 | Phoenix,device connector，Installation behind the board,SACC-DSI-M12MS-5CON-L180VA,Phoenix Contact M12circular connector plug, SACCseries, 5Core, panel mount, Tighten the screws, IP65, IP67, IP69K | [10 empty] | Silver |  | Plug, Male Pins |  |  | Copper Zinc | [7 empty] | 4A |  | Threaded | - | [8 empty] | IP67 - Dust Tight, Waterproof | Polyamide (PA66), Nylon 6/6 |  |  |  |  | UL94 V-0 | 1 (Unlimited) |  | Bulkhead - Front Side Nut | Panel Mount, Through Hole |  |  |  | 5 |  | -25°C ~ 85°C | A | Bulk | [10 empty] | DSI | Stainless Steel | M12-5 | - | [6 empty] | Solder | [7 empty] | 60V | [5 empty] | 17 | https://www.unikeyic.com/media/datasheet/11/0e/6f97/11/f13cbdf9190c9de36d23fd9a4ce96af7.pdf | https://www.unikeyic.com/products/plug-in-connectors/1554746/29912702.html
1556621 | PHOENIX CONTACT | 1: 29.3917 | Phoenix,device connector，Installation behind the board,SACC-DSI-FS-4CON-PG9/0,5SCO,Phoenix Contact Sensor actuator cable, SACC-DSI-FS-4CON-PG9/0.5 SCOseries, 4Core, M12Convert to terminalless connector | Female Sockets | Panel Feed Through | 4 | All | A | Plug |  |  | Thermoplastic Elastomer (TPE) | Individual | Multiple | [24 empty] | IP67 - Dust Tight, Waterproof |  |  | 1.64' (500.00mm) |  |  |  | 1 (Unlimited) | [10 empty] | Bulk | [8 empty] | 3596960 |  | - |  |  | Unshielded | [11 empty] | Industrial Environments | [8 empty] | 20 | https://www.unikeyic.com/media/datasheet/9d/88/4333/9d884333371786ccb93c96a98cb4bbad.pdf | https://www.unikeyic.com/products/plug-in-connectors/1556621/19429755.html
1557549 | PHOENIX CONTACT | 60: 17.2068 | Phoenix Contact, Device Connector, Rear Mount, SACC-DSIV-FS-8CON-L180-THRSH, Sensor/Actuator Flush-Type Connector, Socket, 8-Pin, M12 SPEEDCON, A-Coded, Shielded, Rear/Screw Mount w/M12 Thread, Straight THR Solder Connection | [10 empty] | Silver |  | Receptacle, Female Sockets |  |  | Copper Zinc | [7 empty] | 2A |  | Push-Twist | Board Guide | [8 empty] | IP67 - Dust Tight, Waterproof | Polyamide (PA66), Nylon 6/6 |  |  |  |  | UL94 V-0 | 1 (Unlimited) |  | Bulkhead - Rear Side Nut | Panel Mount, Through Hole |  |  |  | 8 |  | -25°C ~ 85°C | A | Tray | [8 empty] | 2510323 |  | DSIV | Zinc Die Cast | M12-8 | Shielded | [6 empty] | Solder | [7 empty] | 30V | [5 empty] | 6000 | https://www.unikeyic.com/media/datasheet/d8/e1/0729/d8/07b5be5a9966ee58c4298ea7e1ecc950.pdf | https://www.unikeyic.com/products/plug-in-connectors/1557549/30280626.html
1557578 | PHOENIX CONTACT | 60: 17.2068 | Phoenix Contact SACC-DSIV-MS-8CON-L180-THRSH Circular Connector, 8-Pin, Rear Mount | [10 empty] | Silver |  | Plug, Male Pins |  |  | Copper Zinc | [7 empty] | 2A |  | Push-Twist | Board Guide | [8 empty] | IP67 - Dust Tight, Waterproof | Polyamide (PA66), Nylon 6/6 |  |  |  |  | UL94 V-0 | 1 (Unlimited) |  | Bulkhead - Rear Side Nut | Panel Mount, Through Hole |  |  |  | 8 |  | -25°C ~ 85°C | A | Tray | [8 empty] | 4472503 |  | DSIV | Zinc Die Cast | M12-8 | Shielded | [6 empty] | Solder | [7 empty] | 30V | [5 empty] | 6000 | https://www.unikeyic.com/media/datasheet/85/04/beb3/85/80a339666f961609a41c83dfbc8d4f87.pdf | https://www.unikeyic.com/products/plug-in-connectors/1557578/15364194.html
1565158-1 | TE Connectivity | 1: 0.1632 | Connector Accessories Spring Finger Straight Gold T/R | [7 empty] | 156515 | [30 empty] | 0.122" (3.10mm) |  | Copper Alloy |  | 1 (Unlimited) | [8 empty] | - | [5 empty] | Gold |  |  |  |  | 4021856 |  | - | [18 empty] | 0.043" (1.10mm) |  |  |  |  | 200 | https://www.unikeyic.com/media/datasheet/2a/7b/9c48/2a7b9c4877e12a8e5fb5c960153e3d7a.pdf | https://www.unikeyic.com/products/plug-in-connectors/1565158-1/32798015.html
1583877 | PHOENIX CONTACT | 5: 5.8771 | Phoenix Contact VC-AMC4, I/O Opto Carrier M 3Signal/1Ground POS ST | [10 empty] | - |  | Module without Contacts | - |  | - |  | Power | [5 empty] | 70A | [5 empty] | Male |  |  |  | Polyamide (PA), Nylon | [7 empty] | UL94 V-0 | 1 (Unlimited) | [6 empty] | 3+Ground |  | -40°C ~ 100°C |  | Bulk | [8 empty] | 4473455 |  | Variocon® VC2 |  |  |  | - | [6 empty] | Crimp | [6 empty] | 690V | [5 empty] | 500 | https://www.unikeyic.com/media/datasheet/47/06/6273/470662730585ff4d5ae7b75f442fbd2a.pdf | https://www.unikeyic.com/products/plug-in-connectors/1583877/22691775.html
1583878 | PHOENIX CONTACT | 1: 5.98 | Phoenix Contact Insert VC-AMC5 | [10 empty] | - |  | Module without Contacts | - |  | - |  | Power | [5 empty] | 70A | [5 empty] | Male |  |  |  | Polyamide (PA), Nylon | [7 empty] | UL94 V-0 | 1 (Unlimited) | [6 empty] | 4+Ground |  | -40°C ~ 100°C |  | Bulk | [8 empty] | 5197432 |  | Variocon® VC3 |  |  |  | - | [6 empty] | Crimp | [6 empty] | 690V | [5 empty] | 20 | https://www.unikeyic.com/media/datasheet/82/36/8d97/82/18cc0f264fe43752ea85e2b0708bdfce.pdf | https://www.unikeyic.com/products/plug-in-connectors/1583878/32752114.html
1600014 | PHOENIX CONTACT | 1: 6.8707 | Phoenix Contact Plug HCC4-M Non-Fuse Terminal Block HCC Series 10-Pos Screw Termination 24-12 AWG 25A 500V | [10 empty] | Gray |  |  |  |  | - | [5 empty] | 25A | 20 A |  |  |  | Mating Flange | [6 empty] | Polyamide (PA), Nylon |  | - |  | 0.709" (18.00mm) |  |  |  | UL94 V-2 | Not Applicable |  |  | Free Hanging (In-Line) |  | 1 |  | 10 |  | - |  | Bulk |  |  | - |  | 180° | 10 |  |  | 348576 |  | COMBICON HCC | [10 empty] | Screw - Rising Cage Clamp |  |  | 0.5-0.6 Nm (4.4-5.3 Lb-In) |  | 500 V | 300 V |  |  |  | 10-30 AWG | 0.2-4mm² | 7mm | 4 | https://www.unikeyic.com/media/datasheet/d0/26/c1da/d026c1da9065a196946c9b5636644936.pdf | https://www.unikeyic.com/products/plug-in-connectors/1600014/23609885.html
1600030 | PHOENIX CONTACT | 50: 9.0687 500: 8.8757 | Phoenix Contact Socket HCC4-FC Connector Plug-in HCC 4-FC Series | [10 empty] | Gray |  |  |  |  | - | [5 empty] | - |  |  |  |  | Mating Flange | [6 empty] | Polyamide (PA), Nylon |  | - |  | 0.669" (17.00mm) |  |  |  | UL94 V-2 | 1 (Unlimited) |  |  | Free Hanging (In-Line) |  | 1 |  | 10 |  | - |  | Bulk |  |  | - |  | 180° | 10 |  |  |  |  | COMBICON HCC | [10 empty] | Crimp |  |  | - |  | 400 V |  |  |  |  | 12-24 AWG | 0.2-4mm² | - | 5000 | https://www.unikeyic.com/media/datasheet/f9/7a/b066/f97ab0664e04ad999286312119fd2f46.pdf | https://www.unikeyic.com/products/plug-in-connectors/1600030/24443407.html
1604322 | PHOENIX CONTACT | 20: 4.7727 | Phoenix,device connector，Installation behind the board,RC-Z2180,Ring Metric Connector RC-Z2180 | [24 empty] | 1604322 PHOENIX CONTACT | [63 empty] | 2000 | https://www.unikeyic.com/media/datasheet/39/22/3c6a/39/011deea6bd533e744534007ab68f9612.pdf | https://www.unikeyic.com/products/plug-in-connectors/1604322/27604528.html
1604325 | PHOENIX CONTACT | 20: 4.7727 | Phoenix,device connector，Installation behind the board,RC-Z2182,Ring Metric Connector RC-Z2182 | [24 empty] | 1604325 PHOENIX CONTACT | [63 empty] | 2000 | https://www.unikeyic.com/media/datasheet/b3/83/07ac/b3/3db9ee2337a5743fc5f0c820df8c3cfe.pdf | https://www.unikeyic.com/products/plug-in-connectors/1604325/7987616.html
1604360 | PHOENIX CONTACT | 10: 55.6066 | Phoenix Contact RC-Z2220 Core and Unlocking Tool | [6 empty] | - |  |  |  | - | [15 empty] | - | - | [12 empty] | - |  | 1 (Unlimited) | [10 empty] | Bulk | [8 empty] | 4453615 |  | - |  | - | [21 empty] | 1000 | https://www.unikeyic.com/media/datasheet/88/29/4f05/88/233eea684245b9153d3a1a81697f19d4.pdf | https://www.unikeyic.com/products/plug-in-connectors/1604360/28706573.html
1605881 | PHOENIX CONTACT | 3: 40.337 9: 38.412 | Phoenix,device connector，Installation behind the board,TU-00000004100, | [12 empty] | Insert Shell |  |  |  | - | - | [7 empty] | Bayonet Lock | - |  |  |  |  | Silver |  |  | - | IP67 - Dust Tight, Waterproof | - |  |  |  |  | - | 1 (Unlimited) |  | Flange | Panel Mount | Contacts Not Included; Insert Not Included |  |  | - |  | -20°C ~ 125°C | - | Bulk | [10 empty] | TU | Gadolinium-Zinc | M23 | Shielded | [20 empty] | 11 | https://www.unikeyic.com/media/datasheet/46/65/4cca/46/90fd601891d90352c0e78ce182db06b1.pdf | https://www.unikeyic.com/products/plug-in-connectors/1605881/5302202.html
1607059 | PHOENIX CONTACT | 1: 3.2228 | Phoenix Contact Plug Core Holder VC-TR1/2M-PEA VC Series Frame Sleeve | [10 empty] | Black | [18 empty] | Non-Gendered |  |  |  |  | - | [5 empty] | Polyamide (PA), Nylon |  | 1 (Unlimited) | [5 empty] | 2 |  |  | -40°C ~ 100°C |  | Bulk | [10 empty] | Variocon® TR |  |  |  | 1 | [19 empty] | 3 | https://www.unikeyic.com/media/datasheet/a5/48/3a31/a5/77a125e28c1b6264490a4773d3f61ef0.pdf | https://www.unikeyic.com/products/plug-in-connectors/1607059/8164572.html
1607062 | PHOENIX CONTACT | 5: 5.8686 | Phoenix Contact VC-TR2/3M-PEA Plug Core Holder, VC Series Frame | [10 empty] | Black | [18 empty] | Non-Gendered |  |  |  |  | - | [5 empty] | Polyamide (PA), Nylon, Glass Filled |  | 1 (Unlimited) | [5 empty] | 3 |  |  | -40°C ~ 100°C |  | Bulk | [8 empty] | 3606744 |  | Variocon® TR |  |  |  | 2 | [19 empty] | 500 | https://www.unikeyic.com/media/datasheet/86/eb/8adc/86eb8adce8ebf7fc656045f343605cc4.pdf | https://www.unikeyic.com/products/plug-in-connectors/1607062/33851878.html
1607075 | PHOENIX CONTACT | 5: 6.3473 | Phoenix,Plug Insert Holder,VC-TR3/4M-PEA,Phoenix frame , 80.2 x 32 x 27.5 mm | [10 empty] | Black | [18 empty] | Non-Gendered |  |  |  |  | - | [5 empty] | Polyamide (PA), Nylon, Glass Filled |  | 1 (Unlimited) | [5 empty] | 4 |  |  | -40°C ~ 100°C |  | Bulk | [10 empty] | Variocon® TR |  |  |  | 3 | [19 empty] | 500 | https://www.unikeyic.com/media/datasheet/77/d1/2f5c/77/5561717b5d7a44b82a3303590a19f588.pdf | https://www.unikeyic.com/products/plug-in-connectors/1607075/21983711.html
1607154 | PHOENIX CONTACT | 1: 33.0912 | Phoenix Contact Insert Set, VC-TR2/3M-PEA-S222-SET | [18 empty] | Frame and Insert | [15 empty] | 12 pcs - 6 Coding Profiles, 1 Frame, 1 Insert, 4 Screws | [7 empty] | 1 (Unlimited) | [6 empty] | 5+Ground |  |  |  | Bulk | [10 empty] | Variocon® VC |  |  |  | - |  |  |  | - |  |  | Screw |  | - | [10 empty] | 1 | https://www.unikeyic.com/media/datasheet/0e/9b/81ad/0e/0f34a0477fd701206dc39033fc15d835.pdf | https://www.unikeyic.com/products/plug-in-connectors/1607154/11761860.html
1607167 | PHOENIX CONTACT | 1: 43.2226 | Phoenix,Ferrule Set Insert Set,VC-TR3/4M-PEA-S2222-SET, | [18 empty] | Frame and Insert | [15 empty] | 12 pcs - 6 Coding Profiles, 1 Frame, 1 Insert, 4 Screws | [7 empty] | 1 (Unlimited) | [6 empty] | 7+Ground |  |  |  | Bulk | [10 empty] | Variocon® VC |  |  |  | - |  |  |  | - |  |  | Screw |  | - | [10 empty] | 64 | https://www.unikeyic.com/media/datasheet/7a/e5/a745/7ae5a74516d7a665d093d92eed7bad2a.pdf | https://www.unikeyic.com/products/plug-in-connectors/1607167/3951507.html
1607215 | PHOENIX CONTACT | 5: 37.3563 | Phoenix,Ferrule Set Insert Set,VC-TR3/4M-PEA-S6666-SET, | [18 empty] | Frame and Insert | [15 empty] | 12 pcs - 6 Coding Profiles, 1 Frame, 1 Insert, 4 Screws | [7 empty] | 1 (Unlimited) | [6 empty] | 23+Ground |  |  |  | Bulk | [10 empty] | Variocon® VC |  |  |  | - |  |  |  | - |  |  | Screw |  | - | [10 empty] | 500 | https://www.unikeyic.com/media/datasheet/ca/cb/8989/cacb8989de4b50ddb7a55b0bd7724e9a.pdf | https://www.unikeyic.com/products/plug-in-connectors/1607215/25833034.html
1607239 | PHOENIX CONTACT | 5: 27.5691 | Phoenix Contact Core Set VC-TR1/2M-PEA-S88-SET | [18 empty] | Frame and Insert | [15 empty] | 12 pcs - 6 Coding Profiles, 1 Frame, 1 Insert, 4 Screws | [7 empty] | 1 (Unlimited) | [6 empty] | 15+Ground |  |  |  | Bulk | [10 empty] | Variocon® VC |  |  |  | - |  |  |  | - |  |  | Screw |  | - | [10 empty] | 500 | https://www.unikeyic.com/media/datasheet/b4/80/1d9c/b4/2c95d3ffb482e7a290d8455dcf35b444.pdf | https://www.unikeyic.com/products/plug-in-connectors/1607239/8287567.html
1607250 | PHOENIX CONTACT | 1: 61.3136 | Phoenix,Ferrule Set Insert Set,VC-TR2/3M-PEA-S888-SET,Contact insert set for sleeve side, sleeve frame with PE, 4 fixing screws, 8-pos. contact inserts preassembled, 6coding profiles | [18 empty] | Frame and Insert | [15 empty] | 12 pcs - 6 Coding Profiles, 1 Frame, 1 Insert, 4 Screws | [7 empty] | 1 (Unlimited) | [6 empty] | 23+Ground |  |  |  | Bulk | [10 empty] | Variocon® VC |  |  |  | - |  |  |  | - |  |  | Screw |  | - | [10 empty] | 1 | https://www.unikeyic.com/media/datasheet/d4/ef/1603/d4/fba46e3eb07a0392af676cd563ff6a97.pdf | https://www.unikeyic.com/products/plug-in-connectors/1607250/4435691.html
1607274 | PHOENIX CONTACT | 5: 61.3315 | Phoenix Contact Insert Set, VC-TR4/5M-PEA-S88888-SET, Conn Rectangular 39/1 POS Screw RA | [18 empty] | Frame and Insert | [15 empty] | 12 pcs - 6 Coding Profiles, 1 Frame, 1 Insert, 4 Screws | [7 empty] | 1 (Unlimited) | [6 empty] | 39+Ground |  |  |  | Bulk | [8 empty] | 2552884 |  | Variocon® VC |  |  |  | - |  |  |  | - |  |  | Screw |  | - | [10 empty] | 500 | https://www.unikeyic.com/media/datasheet/c3/2d/b93d/c3/a4397bc99f12aaac5d23acfdfe67428b.pdf | https://www.unikeyic.com/products/plug-in-connectors/1607274/34675397.html
1607298 | PHOENIX CONTACT | 5: 25.7171 | Phoenix,Ferrule Set Insert Set,VC-AR1/2M-S22-SET,Conn Rectangular M 4 POS Screw Cable Mount | [18 empty] | Frame and Insert | [15 empty] | 14 pcs - 1 Frame, 2 Pins, 4 Screws, 4 Tubes, 4 Washers | [7 empty] | 1 (Unlimited) | [6 empty] | 3+Ground |  |  |  | Bulk | [8 empty] | 2553101 |  | Variocon® VC |  |  |  | - |  |  |  | - |  |  | Screw |  | - | [10 empty] | 500 | https://www.unikeyic.com/media/datasheet/ca/03/1029/ca031029fd913d254e3a06ead4b8ac12.pdf | https://www.unikeyic.com/products/plug-in-connectors/1607298/5446447.html
1607311 | PHOENIX CONTACT | 1: 49.0752 | Phoenix,Ferrule Set Insert Set,VC-AR2/3M-S222-SET, | [18 empty] | Frame and Insert | [15 empty] | 14 pcs - 1 Frame, 2 Pins, 4 Screws, 4 Tubes, 4 Washers | [7 empty] | 1 (Unlimited) | [6 empty] | 5+Ground |  |  |  | Bulk | [8 empty] | 4482181 |  | Variocon® VC |  |  |  | - |  |  |  | - |  |  | Screw |  | - | [10 empty] | 5 | https://www.unikeyic.com/media/datasheet/aa/76/2c76/aa762c76753e687d39ef90cb5b7a2bf2.pdf | https://www.unikeyic.com/products/plug-in-connectors/1607311/14856264.html
1607322 | PHOENIX CONTACT | 1: 56.1367 | Phoenix Contact Core Set VC-AR3/4M-S2222-SET | [18 empty] | Frame and Insert | [15 empty] | 14 pcs - 6 Coding Profiles, 2 Flanges, 1 Frame, 1 Insert, 4 Screws | [7 empty] | 1 (Unlimited) | [6 empty] | 7+Ground |  |  |  | Bulk | [10 empty] | Variocon® VC |  |  |  | - |  |  |  | - |  |  | Screw |  | - | [10 empty] | 64 | https://www.unikeyic.com/media/datasheet/98/ec/cbce/98eccbce78f8da4ab5e97b1b0f5e40da.pdf | https://www.unikeyic.com/products/plug-in-connectors/1607322/24716409.html
1607346 | PHOENIX CONTACT | 5: 29.0912 | Phoenix Contact Core Set, VC-AR1/2M-S66-SET | [18 empty] | Frame and Insert | [15 empty] | 14 pcs - 6 Coding Profiles, 2 Flanges, 1 Frame, 1 Insert, 4 Screws | [7 empty] | 1 (Unlimited) | [6 empty] | 11+Ground |  |  |  | Bulk | [10 empty] | Variocon® VC |  |  |  | - |  |  |  | - |  |  | Screw |  | - | [10 empty] | 500 | https://www.unikeyic.com/media/datasheet/ac/d4/87b8/acd487b85dd512c2deaa78e7054bf665.pdf | https://www.unikeyic.com/products/plug-in-connectors/1607346/31437501.html
1609565 | PHOENIX CONTACT | 10: 2.1934 | Phoenix,socket,VS-MSTBVA2,5/5-GB-5,08-BK-A,Conn Wire to Board HDR 5 POS 5.08mm Solder ST Thru-Hole | [10 empty] | Black |  |  |  |  | Copper Alloy | [5 empty] | 16A | 16 A |  |  |  | - | [6 empty] | Polyamide (PA), Nylon |  | - |  | 0.516" (13.11mm) |  |  |  | UL94 V-0 | Not Applicable |  |  | Through Hole |  | 1 |  | 5 |  | -40°C ~ 70°C |  | Bulk |  |  | 0.200" (5.08mm) |  | - | 5 |  |  |  |  | PROFINET MSTB | [10 empty] | Solder |  |  | - |  |  | 24 V |  |  |  | - | - | - | 16 | https://www.unikeyic.com/media/datasheet/40/e9/8374/40e983746560c068675d302a188bcc09.pdf | https://www.unikeyic.com/products/plug-in-connectors/1609565/21104238.html
1611803 | PHOENIX CONTACT | 1: 592.5734 | Phoenix Contact RC-Z2490 Insertion/Extraction Tool, 2mm Housing, For RC Crimp Contacts | [27 empty] | - | [14 empty] | 1 (Unlimited) | [10 empty] | Bulk | [8 empty] | 3606666 |  | - | [23 empty] | 100 | https://www.unikeyic.com/media/datasheet/0e/eb/a851/0e/5872470a44f3609dd57a23c5c0f02cdc.pdf | https://www.unikeyic.com/products/plug-in-connectors/1611803/19445826.html
1613541 | PHOENIX CONTACT | 1: 70.3797 | Phoenix Contact Device Connector, Rear Panel Mount, ST-17P1N8AH100S, Conn Circular PIN 17 POS Crimp ST Panel Mount 17 Terminal 1 Port | [12 empty] | Receptacle Housing |  |  |  | 0.6mm | Crimp | [7 empty] | Push-Twist | - |  |  |  |  | Silver |  |  | - | IP67 - Dust Tight, Waterproof | Polyamide (PA66), Nylon 6/6 |  |  |  |  | - | 1 (Unlimited) |  | Bulkhead - Front Side Nut | Panel Mount | Contacts Not Included |  |  | 17 |  | -40°C ~ 125°C | N (Normal) | Bulk | [8 empty] | 5196867 |  | ST | Gadolinium-Zinc | M17-17 | Shielded | [20 empty] | 4 | https://www.unikeyic.com/media/datasheet/8c/eb/70bb/8c/bf84016488f0e1156bf577f05b6233d6.pdf | https://www.unikeyic.com/products/plug-in-connectors/1613541/28990008.html
1613543 | PHOENIX CONTACT | 1: 46.6836 | Phoenix,device connector，Installation behind the board,ST-17S1N8AH100S, | [12 empty] | Receptacle Housing |  |  |  | - | Crimp | [7 empty] | Threaded | - |  |  |  |  | Silver |  |  | - | IP67 - Dust Tight, Waterproof | Polyamide (PA66), Nylon 6/6 |  |  |  |  | - |  |  | Bulkhead - Rear Side Nut | Panel Mount | Contacts Not Included |  |  | 17 |  | -40°C ~ 125°C | N (Normal) | Bulk | [10 empty] | ST | Gadolinium-Zinc | M17-17 | Shielded | [20 empty] | 100 | https://www.unikeyic.com/media/datasheet/8a/b8/c90a/8ab8c90ab99b85fef647b0671a526cf5.pdf | https://www.unikeyic.com/products/plug-in-connectors/1613543/1543556.html
1613545 | PHOENIX CONTACT | 1: 27.9396 | Phoenix,device connector，Installation behind the board,ST-3EP1N8AH100S, | [12 empty] | Receptacle Housing |  |  |  | 2.0mm | Crimp | [7 empty] | Push-Twist | - |  |  |  |  | Silver |  |  | - | IP67 - Dust Tight, Waterproof | Polyamide (PA66), Nylon 6/6 |  |  |  |  | - | 1 (Unlimited) |  | Bulkhead - Front Side Nut | Panel Mount | Contacts Not Included |  |  | 4 (3 + PE) |  | -40°C ~ 125°C | N (Normal) | Bulk | [8 empty] | 6163334 |  | ST | Gadolinium-Zinc | M17-4 | Shielded | [20 empty] | 4 | https://www.unikeyic.com/media/datasheet/31/e6/fcbb/31/d7389107283de5c1fb8372c01d36b919.pdf | https://www.unikeyic.com/products/plug-in-connectors/1613545/16825495.html
1613547 | PHOENIX CONTACT | 1: 42.8918 | Phoenix Contact Device Connector Back Panel Mount ST-3ES1N8AH100S | [12 empty] | Receptacle Housing |  |  |  | 2.0mm (3), 2.0mm Power (1) | Crimp | [7 empty] | Push-Twist | - |  |  |  |  | Silver |  |  | - | IP67 - Dust Tight, Waterproof | Polyamide (PA66), Nylon 6/6 |  |  |  |  | - | 1 (Unlimited) |  | Bulkhead - Front Side Nut | Panel Mount | Contacts Not Included |  |  | 4 (3 + PE) |  | -40°C ~ 125°C | N (Normal) | Bulk | [10 empty] | ST | Gadolinium-Zinc | M17-4 | Shielded | [20 empty] | 100 | https://www.unikeyic.com/media/datasheet/f6/be/6dde/f6/f7c479c82ed73fbde84b2fff1acc9ab3.pdf | https://www.unikeyic.com/products/plug-in-connectors/1613547/4443577.html
1613549 | PHOENIX CONTACT | 1: 42.1612 | Phoenix,device connector，Installation behind the board,ST-5EP1N8AH100S,Device connector rear mounting straight SPEEDCON locking M17 Number of positions 5/PE Type of contact Male connector Crimp connection Axial O ring Central fixing shielded Yes | [12 empty] | Receptacle Housing |  |  |  | 1.0mm | Crimp | [7 empty] | Push-Twist | - |  |  |  |  | Silver |  |  | - | IP67 - Dust Tight, Waterproof | Polyamide (PA66), Nylon 6/6 |  |  |  |  | - | 1 (Unlimited) |  | Bulkhead - Front Side Nut | Panel Mount | Contacts Not Included |  |  | 6 (5 + PE) |  | -40°C ~ 125°C | N (Normal) | Bulk | [10 empty] | ST | Gadolinium-Zinc | M17-6 | Shielded | [20 empty] | 100 | https://www.unikeyic.com/media/datasheet/9d/04/429b/9d/72aa0ad9b764b89f768d4ad34816128a.pdf | https://www.unikeyic.com/products/plug-in-connectors/1613549/28826817.html
1613568 | PHOENIX CONTACT | 1: 44.5746 | Phoenix Contact Device Connector Rear Panel Mount ST-6EP1N8AH100S | [12 empty] | Receptacle Housing |  |  |  | 1.0mm | Crimp | [7 empty] | Push-Twist | - |  |  |  |  | Silver |  |  | - | IP67 - Dust Tight, Waterproof | Polyamide (PA66), Nylon 6/6 |  |  |  |  | - | 1 (Unlimited) |  | Bulkhead - Front Side Nut | Panel Mount | Contacts Not Included |  |  | 7 (6 + PE) |  | -40°C ~ 125°C | N (Normal) | Bulk | [10 empty] | ST | Gadolinium-Zinc | M17-7 | Shielded | [20 empty] | 100 | https://www.unikeyic.com/media/datasheet/00/e7/4328/00/6813b9528d126ed79c48cda57a67a0e1.pdf | https://www.unikeyic.com/products/plug-in-connectors/1613568/15575266.html
1613593 | PHOENIX CONTACT | 1: 68.1079 | Phoenix,device connector，Installation behind the board,ST-7ES1N8AH100S,Ring Metric Connector ST-7ES1N8AH100S | [24 empty] | 1613593 PHOENIX CONTACT | [63 empty] | 39 | https://www.unikeyic.com/media/datasheet/1a/65/b499/1a65b499cf5143a227ea1a2cfffcfc83.pdf | https://www.unikeyic.com/products/plug-in-connectors/1613593/34161101.html
1619034 | PHOENIX CONTACT | 1: 74.745 | Phoenix Contact Device Connector, Rear Mount, ST-08P1N8AH100S | [12 empty] | Receptacle Housing |  |  |  | 1.0mm | Crimp | [7 empty] | Push-Twist | - |  |  |  |  | Silver |  |  | - | IP67 - Dust Tight, Waterproof | - |  |  |  |  | - | 1 (Unlimited) |  | Bulkhead - Front Side Nut | Panel Mount | Contacts Not Included |  |  | 8 |  | -40°C ~ 125°C | N (Normal) | Bulk | [8 empty] | 5196816 |  | ST | Metal | M17-8 | Shielded | [20 empty] | 52 | https://www.unikeyic.com/media/datasheet/15/7f/ceb9/157fceb9ca9d914d48d713ecd6706492.pdf | https://www.unikeyic.com/products/plug-in-connectors/1619034/14038017.html
1622132 | PHOENIX CONTACT | 5: 145.6978 | Phoenix,Plug-in connector sets,CAK-0001/00,50, | [88 empty] | 500 | https://www.unikeyic.com/media/about_us/Unikey_ISO_9001_Certification.pdf | https://www.unikeyic.com/products/plug-in-connectors/1622132/32627433.html
1656505 | PHOENIX CONTACT | 1: 66.0137 | Phoenix,Socket Insert,VS-SI-SD-DE, | [11 empty] | Special - Germany | Receptacle, Female Sockets | [10 empty] | - |  |  | - | [8 empty] | IP20 | [5 empty] | UL94 V-0 | 1 (Unlimited) |  |  | DIN Rail |  |  |  | - |  |  |  | Bulk |  | - | [8 empty] | - | [9 empty] | Screw | [7 empty] | - | [5 empty] | 1 | https://www.unikeyic.com/media/datasheet/73/b9/885b/73/5bacf0cc0661b37a4bf7c8e8cc1b16ec.pdf | https://www.unikeyic.com/products/plug-in-connectors/1656505/12454081.html
1656518 | PHOENIX CONTACT | 1: 145.5312 10: 142.4348 | Phoenix Contact Receptacle Insert, VS-SI-SD-DE-G, Wire-to-Board | [24 empty] | 1656518 PHOENIX CONTACT | [25 empty] | -10℃~60℃ | [37 empty] | 100 | https://www.unikeyic.com/media/datasheet/2f/96/0d87/2f960d873260ee1fdf546819d0a22091.pdf | https://www.unikeyic.com/products/plug-in-connectors/1656518/17025514.html
1656521 | PHOENIX CONTACT | 1: 136.3829 | Phoenix Contact Receptacle Insert, VS-SI-SD-USA | [11 empty] | NEMA 5-15R | Receptacle, Female Sockets | [10 empty] | - |  |  | - | [8 empty] | IP20 | [5 empty] | UL94 V-0 | 1 (Unlimited) |  |  | Panel Mount, Snap-In |  |  |  | 3 |  |  |  | Bulk |  | - | [6 empty] | 2553075 |  | - | [9 empty] | Quick Connect | [7 empty] | - | [5 empty] | 8 | https://www.unikeyic.com/media/datasheet/40/87/ad0f/40/305bb13127422906c93efc0ff2b45aee.pdf | https://www.unikeyic.com/products/plug-in-connectors/1656521/13603252.html
1656547 | PHOENIX CONTACT | 1: 131.1553 10: 128.3648 | Phoenix,Socket Insert,VS-SI-SD-GB, | [11 empty] | Special - Great Britain | Receptacle, Female Sockets | [10 empty] | - |  |  | - | [8 empty] | IP20 | [5 empty] | UL94 V-0 | 1 (Unlimited) |  |  | Panel Mount, Snap-In |  |  |  | - |  |  |  | Bulk |  | - | [8 empty] | - | [9 empty] | Screw | [7 empty] | - | [5 empty] | 100 | https://www.unikeyic.com/media/datasheet/08/08/148c/08/038aba312072dbc4a1629a13d4c05af5.pdf | https://www.unikeyic.com/products/plug-in-connectors/1656547/21684688.html
1656550 | PHOENIX CONTACT | 1: 243.4545 10: 238.2747 | Phoenix,Socket Insert,VS-SI-SD-IT, | [11 empty] | Special - Italy | Receptacle, Female Sockets | [10 empty] | - |  |  | - | [8 empty] | IP20 | [5 empty] | UL94 V-0 | 1 (Unlimited) |  |  | Panel Mount, Snap-In |  |  |  | - |  |  |  | Bulk |  | - | [6 empty] | 4460275 |  | - | [9 empty] | Screw | [7 empty] | - | [5 empty] | 100 | https://www.unikeyic.com/media/pdf/HTMLDatasheet/phoenix-contact/39/86/dad3/1656550/2025/11/1656550.pdf | https://www.unikeyic.com/products/plug-in-connectors/1656550/11127058.html
1658744-3 | TE Connectivity | 1: 10.8861 10: 9.1408 30: 8.8989 100: 8.6397 | Connector Accessories SFP Cage Right Angle Copper Alloy Tin Over Nickel | [7 empty] | 1658744 |  |  |  | Cage, Ganged (1 x 4) | SFP | - | - | [11 empty] | EMI Shielded | [15 empty] | 1 (Unlimited) |  |  | Through Hole, Right Angle |  |  |  | - |  |  |  | Bulk | [8 empty] | 5445104 |  | - | [9 empty] | Press-Fit | [14 empty] | https://www.unikeyic.com/media/datasheet/0a/2c/fb04/0a2cfb0406786149b0425cefe00efc35.pdf | https://www.unikeyic.com/products/plug-in-connectors/1658744-3/33403710.html
1660669 | PHOENIX CONTACT | 50: 4.3511 500: 4.2586 | Phoenix,plug,HCC4-MC,Phoenix Contact 10pPlug-in terminal blocks plug, HCC 4-MCseries, 400 V, Crimping | [10 empty] | Gray |  |  |  |  | - | [5 empty] | - |  |  |  |  | Mating Flange | [6 empty] | Polyamide (PA), Nylon |  | - |  | 0.669" (17.00mm) |  |  |  | UL94 V-2 | 1 (Unlimited) |  |  | Free Hanging (In-Line) |  | 1 |  | 10 |  | - |  | Bulk |  |  | - |  | 180° | 10 |  |  | 4459614 |  | COMBICON HCC | [10 empty] | Crimp |  |  | - |  | 400 V |  |  |  |  | - | 0.2-4mm² | - | 5000 | https://www.unikeyic.com/media/datasheet/03/05/acce/03/ec1c09cf0b8da8ee4a5a604b0688c898.pdf | https://www.unikeyic.com/products/plug-in-connectors/1660669/30219250.html
1694347 | PHOENIX CONTACT | 1: 15.9918 10: 15.7062 25: 15.4207 100: 15.4207 250: 15.4207 | Phoenix Contact M8 Circular Connector Plug, SACC Series, 4-Pin, Panel Mount, Solder, IP67, Rear Panel Mount | [10 empty] | Silver |  | Plug, Male Pins |  |  | Copper Zinc | [7 empty] | 4A |  | Threaded | - | [8 empty] | IP67 - Dust Tight, Waterproof | Polyamide (PA66), Nylon 6/6 |  |  |  |  | UL94 HB | 1 (Unlimited) |  | Bulkhead - Front Side Nut | Panel Mount, Through Hole |  |  |  | 4 |  | -40°C ~ 85°C | A | Bulk | [10 empty] | DSI | Brass | M8-4 | - | [6 empty] | Solder | [7 empty] | 50VAC, 60VDC | [5 empty] | 36 | https://www.unikeyic.com/media/datasheet/4d/f6/f219/4d/5f4867a8fcf5e94ddbd61fd7a6dfdba9.pdf | https://www.unikeyic.com/products/plug-in-connectors/1694347/2920831.html
1703373 | PHOENIX CONTACT | 1: 14.996 10: 13.8132 | Phoenix,Straight plug,DFK-PC16/2-ST-10,16,Phoenix Contact 10.16mmpitch2pPlug-in terminal blocks Straight plug, Tighten the screws | [10 empty] | Green | [11 empty] | 55 A |  |  |  | - |  | Header, Male Pins | [13 empty] | 1 (Unlimited) |  |  |  |  | 1 | [5 empty] | Bulk | 2 Piece, Snap Lock - Front Flange | 0.039 ~ 0.118" (1.0 ~ 3.0mm) | 0.400" (10.16mm) |  |  | 2 |  | Bolt/Screw Clamp - Wire Entry Parallel to Panel | 2525277 |  | COMBICON DFK-PC | [16 empty] | 600 V |  | 1.565" (39.76mm) | 6-20 AWG |  |  |  | 51 | https://www.unikeyic.com/media/datasheet/f5/4c/8404/f54c84040c3470b73f2b208de5c078eb.pdf | https://www.unikeyic.com/products/plug-in-connectors/1703373/31144916.html
1703386 | PHOENIX CONTACT | 1: 16.7337 | Phoenix,Straight plug,DFK-PC16/3-ST-10,16,Conn Terminal Block M 3 POS 10.16mm Screw RA Wall Mount 76A Cardboard | [10 empty] | Green | [11 empty] | 55 A |  |  |  | - |  | Header, Male Pins | [13 empty] | 1 (Unlimited) |  |  |  |  | 1 | [5 empty] | Bulk | 2 Piece, Snap Lock - Front Flange | 0.039 ~ 0.118" (1.0 ~ 3.0mm) | 0.400" (10.16mm) |  |  | 3 |  | Bolt/Screw Clamp - Wire Entry Parallel to Panel |  |  | COMBICON DFK-PC | [16 empty] | 600 V |  | 1.965" (49.92mm) | 6-20 AWG |  |  |  | 24 | https://www.unikeyic.com/media/datasheet/27/c2/989c/27/39211046ae32476e26543de621dbbdd7.pdf | https://www.unikeyic.com/products/plug-in-connectors/1703386/19159080.html
1703399 | PHOENIX CONTACT | 1: 22.2832 | Phoenix,Straight plug,DFK-PC16/4-ST-10,16, | [10 empty] | Green | [11 empty] | 55 A |  |  |  | - |  | Header, Male Pins | [13 empty] | 1 (Unlimited) |  |  |  |  | 1 | [5 empty] | Bulk | 2 Piece, Snap Lock - Front Flange | 0.039 ~ 0.118" (1.0 ~ 3.0mm) | 0.400" (10.16mm) |  |  | 4 |  | Bolt/Screw Clamp - Wire Entry Parallel to Panel |  |  | COMBICON DFK-PC | [16 empty] | 600 V |  | 2.365" (60.07mm) | 6-20 AWG |  |  |  | 388 | https://www.unikeyic.com/media/datasheet/1b/bb/5997/1bbb599705b24b639d1668a786ccdb77.pdf | https://www.unikeyic.com/products/plug-in-connectors/1703399/2866596.html
1703409 | PHOENIX CONTACT | 10: 16.6723 | Phoenix Contact Straight Plug DFK-PC16/5-ST-10 16-Pin | [10 empty] | Green | [11 empty] | 55 A |  |  |  | - |  | Header, Male Pins | [13 empty] | 1 (Unlimited) |  |  |  |  | 1 | [5 empty] | Bulk | 2 Piece, Snap Lock - Front Flange | 0.039 ~ 0.118" (1.0 ~ 3.0mm) | 0.400" (10.16mm) |  |  | 5 |  | Bolt/Screw Clamp - Wire Entry Parallel to Panel | 2525278 |  | COMBICON DFK-PC | [16 empty] | 600 V |  | 2.765" (70.24mm) | 6-20 AWG |  |  |  | 1000 | https://www.unikeyic.com/media/datasheet/27/c2/989c/27/39211046ae32476e26543de621dbbdd7.pdf | https://www.unikeyic.com/products/plug-in-connectors/1703409/14172596.html
1703412 | PHOENIX CONTACT | 10: 19.972 | Phoenix,Straight plug,DFK-PC16/6-ST-10,16,Phoenix Contact 10.16mmpitch6pPlug-in terminal blocks Straight plug, DFK-PC 16/ 6-STseries, Tighten the screws | [10 empty] | Green | [11 empty] | 55 A |  |  |  | - |  | Header, Male Pins | [13 empty] | 1 (Unlimited) |  |  |  |  | 1 | [5 empty] | Bulk | 2 Piece, Snap Lock - Front Flange | 0.039 ~ 0.118" (1.0 ~ 3.0mm) | 0.400" (10.16mm) |  |  | 6 |  | Bolt/Screw Clamp - Wire Entry Parallel to Panel | 4387365 |  | COMBICON DFK-PC | [16 empty] | 600 V |  | 3.165" (80.40mm) | 6-20 AWG |  |  |  | 1000 | https://www.unikeyic.com/media/datasheet/27/c2/989c/27/39211046ae32476e26543de621dbbdd7.pdf | https://www.unikeyic.com/products/plug-in-connectors/1703412/21617676.html
1703441 | PHOENIX CONTACT | 10: 30.0467 | Phoenix Contact DFK-PC 16/9-ST-10, 10.16mm Pitch, 9-Pin Pluggable Terminal Block, Straight Plug, Screw Mount | [10 empty] | Green | [11 empty] | 55 A |  |  |  | - |  | Header, Male Pins | [13 empty] | 1 (Unlimited) |  |  |  |  | 1 | [5 empty] | Bulk | 2 Piece, Snap Lock - Front Flange | 0.039 ~ 0.118" (1.0 ~ 3.0mm) | 0.400" (10.16mm) |  |  | 9 |  | Bolt/Screw Clamp - Wire Entry Parallel to Panel |  |  | COMBICON DFK-PC | [16 empty] | 600 V |  | 4.365" (110.88mm) | 6-20 AWG |  |  |  | 1000 | https://www.unikeyic.com/media/datasheet/27/c2/989c/27/39211046ae32476e26543de621dbbdd7.pdf | https://www.unikeyic.com/products/plug-in-connectors/1703441/15801061.html
1703454 | PHOENIX CONTACT | 1: 12.554 | Phoenix Contact DFK-PC16/2-STF-10,16 10.16mm Pitch 2P Pluggable Terminal Block Straight Plug Screw | [10 empty] | Green | [11 empty] | 55 A |  |  |  | Threaded Mating Lock, Shield Connection Front Side |  | Header, Male Pins | [13 empty] | 1 (Unlimited) |  |  |  |  | 1 | [5 empty] | Bulk | 2 Piece, Snap Lock - Front Flange | 0.039 ~ 0.118" (1.0 ~ 3.0mm) | 0.400" (10.16mm) |  |  | 2 |  | Bolt/Screw Clamp - Wire Entry Parallel to Panel |  |  | COMBICON DFK-PC | [16 empty] | 600 V |  | 2.192" (55.68mm) | 6-20 AWG |  |  |  | 76 | https://www.unikeyic.com/media/datasheet/f5/4c/8404/f54c84040c3470b73f2b208de5c078eb.pdf | https://www.unikeyic.com/products/plug-in-connectors/1703454/1893701.html
1703470 | PHOENIX CONTACT | 10: 14.1118 | Phoenix,Straight plug,DFK-PC16/4-STF-10,16,Conn Terminal Block M 4 POS 10.16mm Screw RA Wall Mount 76A | [10 empty] | Green | [11 empty] | 55 A |  |  |  | Threaded Mating Lock, Shield Connection Front Side |  | Header, Male Pins | [13 empty] | 1 (Unlimited) |  |  |  |  | 1 | [5 empty] | Bulk | 2 Piece, Snap Lock - Front Flange | 0.039 ~ 0.118" (1.0 ~ 3.0mm) | 0.400" (10.16mm) |  |  | 4 |  | Bolt/Screw Clamp - Wire Entry Parallel to Panel | 3606303 |  | COMBICON DFK-PC | [16 empty] | 600 V |  | 2.992" (76.00mm) | 6-20 AWG |  |  |  | 1000 | https://www.unikeyic.com/media/datasheet/f5/4c/8404/f54c84040c3470b73f2b208de5c078eb.pdf | https://www.unikeyic.com/products/plug-in-connectors/1703470/375374.html
1703483 | PHOENIX CONTACT | 1: 29.2024 | Phoenix Contact DFK-PC16/5-STF-10 Conn Terminal Block M 5 POS 10.16mm Screw RA Wall Mount 76A | [10 empty] | Green | [11 empty] | 55 A |  |  |  | Threaded Mating Lock, Shield Connection Front Side |  | Header, Male Pins | [13 empty] | 1 (Unlimited) |  |  |  |  | 1 | [5 empty] | Bulk | 2 Piece, Snap Lock - Front Flange | 0.039 ~ 0.118" (1.0 ~ 3.0mm) | 0.400" (10.16mm) |  |  | 5 |  | Bolt/Screw Clamp - Wire Entry Parallel to Panel | 2525279 |  | COMBICON DFK-PC | [16 empty] | 600 V |  | 3.392" (86.16mm) | 6-20 AWG |  |  |  | 28 | https://www.unikeyic.com/media/datasheet/f5/4c/8404/f54c84040c3470b73f2b208de5c078eb.pdf | https://www.unikeyic.com/products/plug-in-connectors/1703483/30043030.html
1703496 | PHOENIX CONTACT | 1: 34.7481 | Phoenix,Straight plug,DFK-PC16/6-STF-10,16,Conn Terminal Block M 6 POS 10.16mm Screw RA Wall Mount 76A | [10 empty] | Green | [11 empty] | 55 A |  |  |  | Threaded Mating Lock, Shield Connection Front Side |  | Header, Male Pins | [13 empty] | 1 (Unlimited) |  |  |  |  | 1 | [5 empty] | Bulk | 2 Piece, Snap Lock - Front Flange | 0.039 ~ 0.118" (1.0 ~ 3.0mm) | 0.400" (10.16mm) |  |  | 6 |  | Bolt/Screw Clamp - Wire Entry Parallel to Panel | 4387369 |  | COMBICON DFK-PC | [16 empty] | 600 V |  | 3.792" (96.32mm) | 6-20 AWG |  |  |  | 34 | https://www.unikeyic.com/media/datasheet/b1/d4/367d/b1/5283a0a555b30554bc1e32be0989fbba.pdf | https://www.unikeyic.com/products/plug-in-connectors/1703496/19183596.html
1703506 | PHOENIX CONTACT | 1: 50.9827 | Phoenix,Straight plug,DFK-PC16/7-STF-10,16, | [10 empty] | Green | [11 empty] | 55 A |  |  |  | Threaded Mating Lock, Shield Connection Front Side |  | Header, Male Pins | [13 empty] | 1 (Unlimited) |  |  |  |  | 1 | [5 empty] | Bulk | 2 Piece, Snap Lock - Front Flange | 0.039 ~ 0.118" (1.0 ~ 3.0mm) | 0.400" (10.16mm) |  |  | 7 |  | Bolt/Screw Clamp - Wire Entry Parallel to Panel |  |  | COMBICON DFK-PC | [16 empty] | 600 V |  | 4.192" (106.48mm) | 6-20 AWG |  |  |  | 6 | https://www.unikeyic.com/media/datasheet/57/8d/8b4f/57/a0a1b9d359080582992ed2a0475a14dc.pdf | https://www.unikeyic.com/products/plug-in-connectors/1703506/25484271.html
1703519 | PHOENIX CONTACT | 10: 40.0947 | Phoenix,Straight plug,DFK-PC16/8-STF-10,16,Conn Terminal Block M 8 POS 10.16mm Screw RA Wall Mount 76A Cardboard | [10 empty] | Green | [11 empty] | 55 A |  |  |  | Threaded Mating Lock, Shield Connection Front Side |  | Header, Male Pins | [13 empty] | 1 (Unlimited) |  |  |  |  | 1 | [5 empty] | Bulk | 2 Piece, Snap Lock - Front Flange | 0.039 ~ 0.118" (1.0 ~ 3.0mm) | 0.400" (10.16mm) |  |  | 8 |  | Bolt/Screw Clamp - Wire Entry Parallel to Panel |  |  | COMBICON DFK-PC | [16 empty] | 600 V |  | 4.592" (116.64mm) | 6-20 AWG |  |  |  | 10 | https://www.unikeyic.com/media/datasheet/b1/d4/367d/b1/5283a0a555b30554bc1e32be0989fbba.pdf | https://www.unikeyic.com/products/plug-in-connectors/1703519/32984632.html
1703522 | PHOENIX CONTACT | 10: 31.7532 | Phoenix Contact Straight Plug DFK-PC16/9-STF-10, 16 Pos | [10 empty] | Green | [11 empty] | 55 A |  |  |  | Threaded Mating Lock, Shield Connection Front Side |  | Header, Male Pins | [13 empty] | 1 (Unlimited) |  |  |  |  | 1 | [5 empty] | Bulk | 2 Piece, Snap Lock - Front Flange | 0.039 ~ 0.118" (1.0 ~ 3.0mm) | 0.400" (10.16mm) |  |  | 9 |  | Bolt/Screw Clamp - Wire Entry Parallel to Panel | 4387372 |  | COMBICON DFK-PC | [16 empty] | 600 V |  | 4.992" (126.80mm) | 6-20 AWG |  |  |  | 1000 | https://www.unikeyic.com/media/datasheet/33/fd/9318/33/9f4673225c59c0e3fd81d525f588a54c.pdf | https://www.unikeyic.com/products/plug-in-connectors/1703522/31221012.html
1703629 | PHOENIX CONTACT | 10: 11.6662 | Phoenix,Straight plug,DFK-PC16/3-STF-SH-10,16,Conn Terminal Block M 3 POS 10.16mm Screw Straight/Right Angle Wall Mount 76A Cardboard | [10 empty] | Green | [11 empty] | 55 A |  |  |  | Threaded Mating Lock, Shield Connection Feedthrough |  | Header, Male Pins | [13 empty] | 1 (Unlimited) |  |  |  |  | 1 | [5 empty] | Bulk | 2 Piece, Snap Lock - Front Flange | 0.039 ~ 0.118" (1.0 ~ 3.0mm) | 0.400" (10.16mm) |  |  | 3 |  | Bolt/Screw Clamp - Wire Entry 90° to Panel |  |  | COMBICON DFK-PC | [16 empty] | 600 V |  | 2.592" (65.84mm) | 6-20 AWG |  |  |  | 1000 | https://www.unikeyic.com/media/datasheet/27/c2/989c/27/39211046ae32476e26543de621dbbdd7.pdf | https://www.unikeyic.com/products/plug-in-connectors/1703629/20922890.html
1703632 | PHOENIX CONTACT | 6: 20.823 17: 19.833 | Phoenix,Straight plug,DFK-PC16/4-STF-SH-10,16, | [10 empty] | Green | [11 empty] | 55 A |  |  |  | Threaded Mating Lock, Shield Connection Feedthrough |  | Header, Male Pins | [13 empty] | 1 (Unlimited) |  |  |  |  | 1 | [5 empty] | Bulk | 2 Piece, Snap Lock - Front Flange | 0.039 ~ 0.118" (1.0 ~ 3.0mm) | 0.400" (10.16mm) |  |  | 4 |  | Bolt/Screw Clamp - Wire Entry 90° to Panel | 4387375 |  | COMBICON DFK-PC | [16 empty] | 600 V |  | 2.992" (76.00mm) | 6-20 AWG |  |  |  | 20 | https://www.unikeyic.com/media/datasheet/f5/4c/8404/f54c84040c3470b73f2b208de5c078eb.pdf | https://www.unikeyic.com/products/plug-in-connectors/1703632/10199851.html
1703658 | PHOENIX CONTACT | 10: 23.275 | Phoenix,Straight plug,DFK-PC16/6-STF-SH-10,16, | [10 empty] | Green | [11 empty] | 55 A |  |  |  | Threaded Mating Lock, Shield Connection Feedthrough |  | Header, Male Pins | [13 empty] | 1 (Unlimited) |  |  |  |  | 1 | [5 empty] | Bulk | 2 Piece, Snap Lock - Front Flange | 0.039 ~ 0.118" (1.0 ~ 3.0mm) | 0.400" (10.16mm) |  |  | 6 |  | Bolt/Screw Clamp - Wire Entry 90° to Panel | 4387376 |  | COMBICON DFK-PC | [16 empty] | 600 V |  | 3.792" (96.32mm) | 6-20 AWG |  |  |  | 1000 | https://www.unikeyic.com/media/datasheet/33/fd/9318/33/9f4673225c59c0e3fd81d525f588a54c.pdf | https://www.unikeyic.com/products/plug-in-connectors/1703658/2650674.html
1703674 | PHOENIX CONTACT | 10: 31.1275 | Phoenix,Straight plug,DFK-PC16/8-STF-SH-10,16, | [10 empty] | Green | [11 empty] | 55 A |  |  |  | Threaded Mating Lock, Shield Connection Feedthrough |  | Header, Male Pins | [13 empty] | 1 (Unlimited) |  |  |  |  | 1 | [5 empty] | Bulk | 2 Piece, Snap Lock - Front Flange | 0.039 ~ 0.118" (1.0 ~ 3.0mm) | 0.400" (10.16mm) |  |  | 8 |  | Bolt/Screw Clamp - Wire Entry 90° to Panel |  |  | COMBICON DFK-PC | [16 empty] | 600 V |  | 4.592" (116.64mm) | 6-20 AWG |  |  |  | 1000 | https://www.unikeyic.com/media/datasheet/33/fd/9318/33/9f4673225c59c0e3fd81d525f588a54c.pdf | https://www.unikeyic.com/products/plug-in-connectors/1703674/11690958.html
1703687 | PHOENIX CONTACT | 10: 34.9429 | Phoenix Contact Straight Plug, DFK-PC16/9-STF-SH-10, 16-Pin | [10 empty] | Green | [11 empty] | 55 A |  |  |  | Threaded Mating Lock, Shield Connection Feedthrough |  | Header, Male Pins | [13 empty] | 1 (Unlimited) |  |  |  |  | 1 | [5 empty] | Bulk | 2 Piece, Snap Lock - Front Flange | 0.039 ~ 0.118" (1.0 ~ 3.0mm) | 0.400" (10.16mm) |  |  | 9 |  | Bolt/Screw Clamp - Wire Entry 90° to Panel | 4387378 |  | COMBICON DFK-PC | [16 empty] | 600 V |  | 4.992" (126.80mm) | 6-20 AWG |  |  |  | 1000 | https://www.unikeyic.com/media/datasheet/f5/4c/8404/f54c84040c3470b73f2b208de5c078eb.pdf | https://www.unikeyic.com/products/plug-in-connectors/1703687/5294026.html
1703700 | PHOENIX CONTACT | 10: 10.112 | Phoenix,Straight plug,DFK-IPC16/3-ST-10,16,Phoenix Contact 10.16mmpitch3pIDCConnector, DFK-IPC 16/ 3-ST-10.16series | [10 empty] | Green | [11 empty] | 55 A |  |  |  | - |  | Header, Female Sockets | [13 empty] | 1 (Unlimited) |  |  |  |  | 1 | [5 empty] | Bulk | 2 Piece, Snap Lock | 0.039 ~ 0.118" (1.0 ~ 3.0mm) | 0.400" (10.16mm) |  |  | 3 |  | Bolt/Screw Clamp - Wire Entry 90° to Panel | 4387379 |  | COMBICON DFK-IPC | [16 empty] | 600 V |  | 2.150" (54.60mm) | 6-20 AWG |  |  |  | 1000 | https://www.unikeyic.com/media/datasheet/37/b4/40bc/37/5244011b2d58fd2ae7061518fac3a938.pdf | https://www.unikeyic.com/products/plug-in-connectors/1703700/11638228.html
1703713 | PHOENIX CONTACT | 10: 13.5537 | Phoenix,Straight plug,DFK-IPC16/4-ST-10,16,Conn Terminal Block 4 POS 10.16mm Screw RA Cable Mount 76A | [10 empty] | Green | [11 empty] | 55 A |  |  |  | - |  | Header, Female Sockets | [13 empty] | 1 (Unlimited) |  |  |  |  | 1 | [5 empty] | Bulk | 2 Piece, Snap Lock | 0.039 ~ 0.118" (1.0 ~ 3.0mm) | 0.400" (10.16mm) |  |  | 4 |  | Bolt/Screw Clamp - Wire Entry 90° to Panel | 3606301 |  | COMBICON DFK-IPC | [16 empty] | 600 V |  | 2.550" (64.76mm) | 6-20 AWG |  |  |  | 1000 | https://www.unikeyic.com/media/datasheet/a9/06/5bd9/a9/ddd42328cdae8713f7ebe23e45437c66.pdf | https://www.unikeyic.com/products/plug-in-connectors/1703713/8938163.html
1703726 | PHOENIX CONTACT | 10: 16.8888 | Phoenix Contact DFK-IPC16/5-ST-10 IDC Connector 10.16mm Pitch 5P Straight Plug | [10 empty] | Green | [11 empty] | 55 A |  |  |  | - |  | Header, Female Sockets | [13 empty] | 1 (Unlimited) |  |  |  |  | 1 | [5 empty] | Bulk | 2 Piece, Snap Lock | 0.039 ~ 0.118" (1.0 ~ 3.0mm) | 0.400" (10.16mm) |  |  | 5 |  | Bolt/Screw Clamp - Wire Entry 90° to Panel |  |  | COMBICON DFK-IPC | [16 empty] | 600 V |  | 2.950" (74.92mm) | 6-20 AWG |  |  |  | 1000 | https://www.unikeyic.com/media/datasheet/37/b4/40bc/37/5244011b2d58fd2ae7061518fac3a938.pdf | https://www.unikeyic.com/products/plug-in-connectors/1703726/23000615.html
1703742 | PHOENIX CONTACT | 10: 23.6132 | Phoenix Contact DFK-IPC16/7-ST-10.16 10.16mm Pitch 7P IDC Connector, Straight Plug | [10 empty] | Green | [11 empty] | 55 A |  |  |  | - |  | Header, Female Sockets | [13 empty] | 1 (Unlimited) |  |  |  |  | 1 | [5 empty] | Bulk | 2 Piece, Snap Lock | 0.039 ~ 0.118" (1.0 ~ 3.0mm) | 0.400" (10.16mm) |  |  | 7 |  | Bolt/Screw Clamp - Wire Entry 90° to Panel |  |  | COMBICON DFK-IPC | [16 empty] | 600 V |  | 3.750" (95.24mm) | 6-20 AWG |  |  |  | 1000 | https://www.unikeyic.com/media/datasheet/54/47/6a10/25/c5e823efdcbc71b687e31803cdf65d52.pdf | https://www.unikeyic.com/products/plug-in-connectors/1703742/18334495.html
1703755 | PHOENIX CONTACT | 10: 27.0076 | Phoenix,Straight plug,DFK-IPC16/8-ST-10,16,Conn Terminal Block SKT 8 POS 10.16mm Screw RA Wall Mount 76A | [10 empty] | Green | [11 empty] | 55 A |  |  |  | - |  | Header, Female Sockets | [13 empty] | 1 (Unlimited) |  |  |  |  | 1 | [5 empty] | Bulk | 2 Piece, Snap Lock | 0.039 ~ 0.118" (1.0 ~ 3.0mm) | 0.400" (10.16mm) |  |  | 8 |  | Bolt/Screw Clamp - Wire Entry 90° to Panel | 4387383 |  | COMBICON DFK-IPC | [16 empty] | 600 V |  | 4.150" (105.40mm) | 6-20 AWG |  |  |  | 1000 | https://www.unikeyic.com/media/datasheet/b8/f9/e0ae/b8/017bc3b9ccf9e88e7881440655917f9c.pdf | https://www.unikeyic.com/products/plug-in-connectors/1703755/24583865.html
1703768 | PHOENIX CONTACT | 10: 30.5017 | Phoenix,Straight plug,DFK-IPC16/9-ST-10,16,Phoenix Contact 10.16mmpitch9pIDCConnector, DFK-IPC 16/ 9-ST-10.16series | [10 empty] | Green | [11 empty] | 55 A |  |  |  | - |  | Header, Female Sockets | [13 empty] | 1 (Unlimited) |  |  |  |  | 1 | [5 empty] | Bulk | 2 Piece, Snap Lock | 0.039 ~ 0.118" (1.0 ~ 3.0mm) | 0.400" (10.16mm) |  |  | 9 |  | Bolt/Screw Clamp - Wire Entry 90° to Panel | 4387384 |  | COMBICON DFK-IPC | [16 empty] | 600 V |  | 4.550" (115.56mm) | 6-20 AWG |  |  |  | 1000 | https://www.unikeyic.com/media/datasheet/37/b4/40bc/37/5244011b2d58fd2ae7061518fac3a938.pdf | https://www.unikeyic.com/products/plug-in-connectors/1703768/26388494.html
1703797 | PHOENIX CONTACT | 10: 25.2528 | Phoenix,Straight plug,DFK-IPC16/4-STF-10,16,Phoenix Contact 10.16mmpitch4pIDCConnector, DFK-IPC 16/ 4-STF-10.16series | [10 empty] | Green | [11 empty] | 55 A |  |  |  | Threaded Mating Lock, Shield Connection Front Side |  | Header, Female Sockets | [13 empty] | 1 (Unlimited) |  |  |  |  | 1 | [5 empty] | Bulk | 2 Piece, Snap Lock - Front Flange | 0.039 ~ 0.118" (1.0 ~ 3.0mm) | 0.400" (10.16mm) |  |  | 4 |  | Bolt/Screw Clamp - Wire Entry Parallel to Panel | 4387386 |  | COMBICON DFK-IPC | [16 empty] | 600 V |  | 3.217" (81.72mm) | 6-20 AWG |  |  |  | 20 | https://www.unikeyic.com/media/datasheet/b8/f9/e0ae/b8/017bc3b9ccf9e88e7881440655917f9c.pdf | https://www.unikeyic.com/products/plug-in-connectors/1703797/2380574.html
1703810 | PHOENIX CONTACT | 10: 21.3385 | Phoenix,Straight plug,DFK-IPC16/6-STF-10,16,Phoenix Contact 10.16mmpitch6pIDCConnector, DFK-IPC 16/ 6-STF-10.16series | [10 empty] | Green | [11 empty] | 55 A |  |  |  | Threaded Mating Lock, Shield Connection Front Side |  | Header, Female Sockets | [13 empty] | 1 (Unlimited) |  |  |  |  | 1 | [5 empty] | Bulk | 2 Piece, Snap Lock - Front Flange | 0.039 ~ 0.118" (1.0 ~ 3.0mm) | 0.400" (10.16mm) |  |  | 6 |  | Bolt/Screw Clamp - Wire Entry Parallel to Panel |  |  | COMBICON DFK-IPC | [16 empty] | 600 V |  | 4.017" (102.03mm) | 6-20 AWG |  |  |  | 1000 | https://www.unikeyic.com/media/datasheet/b8/f9/e0ae/b8/017bc3b9ccf9e88e7881440655917f9c.pdf | https://www.unikeyic.com/products/plug-in-connectors/1703810/1437797.html
1703820001 | molex | 1: 0.8708 10: 0.7304 30: 0.5764 100: 0.5618 300: 0.4963 1,000: 0.4682 | Conn zSFP+ F 20 POS 0.8mm Solder RA SMD 20 Terminal 1 Port zSFP+™ Reel | [7 empty] | 170382 |  |  |  | Receptacle | zSFP+ | Gold | 15.0µin (0.38µm) | [11 empty] | Board Guide | [15 empty] | 1 (Unlimited) |  |  | Surface Mount, Right Angle |  |  |  | 20 | [14 empty] | 170382 | [9 empty] | Solder | [14 empty] | https://www.unikeyic.com/media/datasheet/5d/82/dd12/5d82dd127b974fa85562010cc0c7e1a3.pdf | https://www.unikeyic.com/products/plug-in-connectors/1703820001/16976850.html
1703820003 | molex | 1,920: 1.9169 3,840: 1.8681 5,760: 1.8357 | Conn zSFP+ F 20 POS 0.8mm Solder RA SMD 20 Terminal 1 Port zSFP Plus Reel | [7 empty] | 170382 |  |  |  | Receptacle | zSFP+ | Gold | 30.0µin (0.76µm) | [11 empty] | Board Guide | [15 empty] | Not Applicable |  |  | Surface Mount, Right Angle |  |  |  | 20 |  |  |  | Tape & Reel (TR) | [8 empty] | 10482311 |  | 170382 | [9 empty] | Solder | [13 empty] | 19200 | https://www.unikeyic.com/media/datasheet/3a/51/b1e4/3a/95e81302c6b2ca267ffaa9694a33e31d.pdf | https://www.unikeyic.com/products/plug-in-connectors/1703820003/33753893.html
1703823 | PHOENIX CONTACT | 10: 24.7819 | Phoenix Contact DFK-IPC16/7-STF-10 Straight Plug, 10.16mm Pitch 7P IDC Connector, DFK-IPC 16/7-STF-10.16 Series | [10 empty] | Green | [11 empty] | 55 A |  |  |  | Threaded Mating Lock, Shield Connection Front Side |  | Header, Female Sockets | [13 empty] | 1 (Unlimited) |  |  |  |  | 1 | [5 empty] | Bulk | 2 Piece, Snap Lock - Front Flange | 0.039 ~ 0.118" (1.0 ~ 3.0mm) | 0.400" (10.16mm) |  |  | 7 |  | Bolt/Screw Clamp - Wire Entry Parallel to Panel |  |  | COMBICON DFK-IPC | [16 empty] | 600 V |  | 4.417" (112.20mm) | 6-20 AWG |  |  |  | 1000 | https://www.unikeyic.com/media/datasheet/b8/f9/e0ae/b8/017bc3b9ccf9e88e7881440655917f9c.pdf | https://www.unikeyic.com/products/plug-in-connectors/1703823/29270055.html
1703836 | PHOENIX CONTACT | 1: 64.6521 | Phoenix Contact DFK-IPC16/8-STF-10, 10.16mm Pitch 8-Pin IDC Connector, Straight Plug | [10 empty] | Green | [11 empty] | 55 A |  |  |  | Threaded Mating Lock, Shield Connection Front Side |  | Header, Female Sockets | [13 empty] | 1 (Unlimited) |  |  |  |  | 1 | [5 empty] | Bulk | 2 Piece, Snap Lock - Front Flange | 0.039 ~ 0.118" (1.0 ~ 3.0mm) | 0.400" (10.16mm) |  |  | 8 |  | Bolt/Screw Clamp - Wire Entry Parallel to Panel | 4387390 |  | COMBICON DFK-IPC | [16 empty] | 600 V |  | 4.817" (122.36mm) | 6-20 AWG |  |  |  | 7 | https://www.unikeyic.com/media/datasheet/b8/f9/e0ae/b8/017bc3b9ccf9e88e7881440655917f9c.pdf | https://www.unikeyic.com/products/plug-in-connectors/1703836/10831288.html
1703849 | PHOENIX CONTACT | 10: 32.0357 | Phoenix,Straight plug,DFK-IPC16/9-STF-10,16,Phoenix Contact 10.16mmpitch9pIDCConnector, DFK-IPC 16/ 9-STF-10.16series | [10 empty] | Green | [11 empty] | 55 A |  |  |  | Threaded Mating Lock, Shield Connection Front Side |  | Header, Female Sockets | [13 empty] | 1 (Unlimited) |  |  |  |  | 1 | [5 empty] | Bulk | 2 Piece, Snap Lock - Front Flange | 0.039 ~ 0.118" (1.0 ~ 3.0mm) | 0.400" (10.16mm) |  |  | 9 |  | Bolt/Screw Clamp - Wire Entry Parallel to Panel | 4387391 |  | COMBICON DFK-IPC | [16 empty] | 600 V |  | 5.217" (132.52mm) | 6-20 AWG |  |  |  | 1000 | https://www.unikeyic.com/media/datasheet/b8/f9/e0ae/b8/017bc3b9ccf9e88e7881440655917f9c.pdf | https://www.unikeyic.com/products/plug-in-connectors/1703849/2589593.html
1703933 | PHOENIX CONTACT | 10: 8.7319 | Phoenix,Straight plug,DFK-IPC16/2-STF-SH-10,16,Phoenix Contact 10.16mmpitch2psingle rowIDCConnector, DFK-IPC 16/ 2-STF-SH-10.16series | [10 empty] | Green | [11 empty] | 55 A |  |  |  | Threaded Mating Lock, Shield Connection Feedthrough |  | Header, Female Sockets | [13 empty] | 1 (Unlimited) |  |  |  |  | 1 | [5 empty] | Bulk | 2 Piece, Snap Lock - Front Flange | 0.039 ~ 0.118" (1.0 ~ 3.0mm) | 0.400" (10.16mm) |  |  | 2 |  | PCB Pins - Right Angle |  |  | COMBICON DFK-IPC | [16 empty] | 600 V |  | 2.417" (61.40mm) | 6-20 AWG |  |  |  | 1000 | https://www.unikeyic.com/media/datasheet/37/b4/40bc/37/5244011b2d58fd2ae7061518fac3a938.pdf | https://www.unikeyic.com/products/plug-in-connectors/1703933/23872304.html
1703946 | PHOENIX CONTACT | 10: 11.8388 | Phoenix,Straight plug,DFK-IPC16/3-STF-SH-10,16,Phoenix Contact 10.16mmpitch3pIDCConnector, DFK-IPC 16/ 3-STF-SH-10.16series | [10 empty] | Green | [11 empty] | 55 A |  |  |  | Threaded Mating Lock, Shield Connection Feedthrough |  | Header, Female Sockets | [13 empty] | 1 (Unlimited) |  |  |  |  | 1 | [5 empty] | Bulk | 2 Piece, Snap Lock - Front Flange | 0.039 ~ 0.118" (1.0 ~ 3.0mm) | 0.400" (10.16mm) |  |  | 3 |  | PCB Pins - Right Angle | 4387393 |  | COMBICON DFK-IPC | [16 empty] | 600 V |  | 2.817" (71.56mm) | 6-20 AWG |  |  |  | 1000 | https://www.unikeyic.com/media/datasheet/b8/f9/e0ae/b8/017bc3b9ccf9e88e7881440655917f9c.pdf | https://www.unikeyic.com/products/plug-in-connectors/1703946/12731547.html
1703959 | PHOENIX CONTACT | 10: 15.6204 | Phoenix,Straight plug,DFK-IPC16/4-STF-SH-10,16,Phoenix Contact 10.16mmpitch4pIDCConnector, DFK-IPC 16/ 4-STF-SH-10.16series | [10 empty] | Green | [11 empty] | 55 A |  |  |  | Threaded Mating Lock, Shield Connection Feedthrough |  | Header, Female Sockets | [13 empty] | 1 (Unlimited) |  |  |  |  | 1 | [5 empty] | Bulk | 2 Piece, Snap Lock - Front Flange | 0.039 ~ 0.118" (1.0 ~ 3.0mm) | 0.400" (10.16mm) |  |  | 4 |  | PCB Pins - Right Angle | 4387394 |  | COMBICON DFK-IPC | [16 empty] | 600 V |  | 3.217" (81.72mm) | 6-20 AWG |  |  |  | 1000 | https://www.unikeyic.com/media/datasheet/15/b9/2451/15/8d0c6ddcc942d5c34d757e37243b4e3c.pdf | https://www.unikeyic.com/products/plug-in-connectors/1703959/15292945.html
1703962 | PHOENIX CONTACT | 10: 19.5356 | Phoenix Contact DFK-IPC16/5-STF-SH-10, 10.16mm Pitch 5P IDC Connector, Straight Plug | [10 empty] | Green | [11 empty] | 55 A |  |  |  | Threaded Mating Lock, Shield Connection Feedthrough |  | Header, Female Sockets | [13 empty] | 1 (Unlimited) |  |  |  |  | 1 | [5 empty] | Bulk | 2 Piece, Snap Lock - Front Flange | 0.039 ~ 0.118" (1.0 ~ 3.0mm) | 0.400" (10.16mm) |  |  | 5 |  | PCB Pins - Right Angle | 4387395 |  | COMBICON DFK-IPC | [16 empty] | 600 V |  | 3.617" (91.88mm) | 6-20 AWG |  |  |  | 1000 | https://www.unikeyic.com/media/datasheet/37/b4/40bc/37/5244011b2d58fd2ae7061518fac3a938.pdf | https://www.unikeyic.com/products/plug-in-connectors/1703962/33389069.html
1703988 | PHOENIX CONTACT | 10: 27.2714 | Phoenix,Straight plug,DFK-IPC16/7-STF-SH-10,16,Phoenix Contact 10.16mmpitch7pIDCConnector, DFK-IPC 16/ 7-STF-SH-10.16series | [10 empty] | Green | [11 empty] | 55 A |  |  |  | Threaded Mating Lock, Shield Connection Feedthrough |  | Header, Female Sockets | [13 empty] | 1 (Unlimited) |  |  |  |  | 1 | [5 empty] | Bulk | 2 Piece, Snap Lock - Front Flange | 0.039 ~ 0.118" (1.0 ~ 3.0mm) | 0.400" (10.16mm) |  |  | 7 |  | PCB Pins - Right Angle | 4387397 |  | COMBICON DFK-IPC | [16 empty] | 600 V |  | 4.417" (112.20mm) | 6-20 AWG |  |  |  | 1000 | https://www.unikeyic.com/media/datasheet/54/47/6a10/25/c5e823efdcbc71b687e31803cdf65d52.pdf | https://www.unikeyic.com/products/plug-in-connectors/1703988/27352632.html
1703991 | PHOENIX CONTACT | 10: 31.2408 | Phoenix Contact DFK-IPC16/8-STF-SH-10 Straight Plug 16 Pos | [10 empty] | Green | [11 empty] | 55 A |  |  |  | Threaded Mating Lock, Shield Connection Feedthrough |  | Header, Female Sockets | [13 empty] | 1 (Unlimited) |  |  |  |  | 1 | [5 empty] | Bulk | 2 Piece, Snap Lock - Front Flange | 0.039 ~ 0.118" (1.0 ~ 3.0mm) | 0.400" (10.16mm) |  |  | 8 |  | PCB Pins - Right Angle | 4387398 |  | COMBICON DFK-IPC | [16 empty] | 600 V |  | 4.817" (122.36mm) | 6-20 AWG |  |  |  | 1000 | https://www.unikeyic.com/media/datasheet/54/47/6a10/25/c5e823efdcbc71b687e31803cdf65d52.pdf | https://www.unikeyic.com/products/plug-in-connectors/1703991/4439771.html
1704000 | PHOENIX CONTACT | 10: 35.2101 | Phoenix Contact DFK-IPC16/9-STF-SH-10, 10.16mm Pitch 9-Pin IDC Connector, Straight Plug, DFK-IPC 16/9 Series | [10 empty] | Green | [11 empty] | 55 A |  |  |  | Threaded Mating Lock, Shield Connection Feedthrough |  | Header, Female Sockets | [13 empty] | 1 (Unlimited) |  |  |  |  | 1 | [5 empty] | Bulk | 2 Piece, Snap Lock - Front Flange | 0.039 ~ 0.118" (1.0 ~ 3.0mm) | 0.400" (10.16mm) |  |  | 9 |  | PCB Pins - Right Angle | 4387399 |  | COMBICON DFK-IPC | [16 empty] | 600 V |  | 5.217" (132.52mm) | 6-20 AWG |  |  |  | 1000 | https://www.unikeyic.com/media/datasheet/15/b9/2451/15/8d0c6ddcc942d5c34d757e37243b4e3c.pdf | https://www.unikeyic.com/products/plug-in-connectors/1704000/34447790.html
1704320001 | molex | 1: 5.9392 10: 5.4938 30: 5.1968 100: 4.8999 | Conn zQSFP+ RCP 38 POS 0.8mm Solder RA SMD 38 Terminal 1 Port zQSFP Plus T/R | [7 empty] | 170432 |  |  |  | Receptacle | ZQSFP+ | Gold | 15.0µin (0.38µm) | [11 empty] | Board Guide | [15 empty] | 1 (Unlimited) |  |  | Surface Mount, Right Angle |  |  |  | 38 | [14 empty] | 170432 | [9 empty] | Solder | [14 empty] | https://www.unikeyic.com/media/datasheet/7d/c0/f36c/7d/438077c531254b396338732e10ef187d.pdf | https://www.unikeyic.com/products/plug-in-connectors/1704320001/2665062.html
1707290002 | molex | 44: 17.138 88: 16.797 132: 16.478 440: 14.421 1,012: 14.003 2,024: 13.189 5,016: 12.364 | Molex 0.75mmSpacing female header wire to board, iPass zHDseries, Through hole mounting | [7 empty] | 170729 |  |  |  | Receptacle (1x2) | - | Gold | 30.0µin (0.76µm) | [11 empty] | - | [15 empty] | 1 (Unlimited) |  |  | Through Hole |  |  |  | 72 (36 x 2) |  |  |  | Tray | [8 empty] | 4839788 |  | iPass 170729 | [9 empty] | Press-Fit | [13 empty] | 39552 | https://www.unikeyic.com/media/datasheet/b9/4e/a43e/b94ea43ee8e46c30dc894dfc11e4b1c8.pdf | https://www.unikeyic.com/products/plug-in-connectors/1707290002/12242147.html
1708409 | PHOENIX CONTACT | 10: 5.3697 | Phoenix,DINrail adapter,DR35-PC35,Connector Accessories DIN Rail Adapter Green Package | [10 empty] | Green | [16 empty] | COMBICON IPC and PC Series | [14 empty] | 1 (Unlimited) | [6 empty] | - |  |  |  | Bulk | [8 empty] | 5766090 |  | - | [23 empty] | 1000 | https://www.unikeyic.com/media/datasheet/3c/08/b68f/3c08b68f2eb241a7bf87278253265ce5.pdf | https://www.unikeyic.com/products/plug-in-connectors/1708409/24768876.html
1708410 | PHOENIX CONTACT | 10: 5.3697 | Phoenix,DINrail adapter,DR35-PC16,Connector Accessories DIN Rail Adapter Straight Green Package | [10 empty] | Green | [16 empty] | COMBICON IPC and PC Series | [14 empty] | 1 (Unlimited) | [6 empty] | - |  |  |  | Bulk | [10 empty] | - | [23 empty] | 1000 | https://www.unikeyic.com/media/datasheet/6b/83/786f/6b83786f7a65d0f3e2ae678b892ecea7.pdf | https://www.unikeyic.com/products/plug-in-connectors/1708410/14304036.html
1709977 | PHOENIX CONTACT | 10: 17.4353 | Phoenix Contact Pluggable Terminal Block Set MSTB 2,5/6-ST-5,08 CP SET | [24 empty] | 1709977 PHOENIX CONTACT | [63 empty] | 40 | https://www.unikeyic.com/media/datasheet/85/da/d299/85/67da86732b862cea3417d675a3407b56.pdf | https://www.unikeyic.com/products/plug-in-connectors/1709977/22599235.html
1712248011 | molex | 1: 223.223 2: 219.197 3: 215.171 6: 211.156 16: 207.13 50: 181.335 125: 177.485 | Conn zSFP+ F 320 POS 0.8mm Press Fit RA Thru-Hole 320 Terminal 16 Port zSFP+™ Tray | [7 empty] | 171224 |  |  |  | Receptacle with Cage, Ganged (2x8) | zSFP+ | Gold | 30.0µin (0.76µm) | [11 empty] | Board Guide, EMI Shielded, Light Pipe | [15 empty] | 1 (Unlimited) |  |  | Through Hole, Right Angle |  |  |  | 320 (16 x 20) |  |  |  | Tray | [8 empty] | 4555353 |  | 171224 | [9 empty] | Press-Fit | [13 empty] | 10 | https://www.unikeyic.com/media/datasheet/d2/d7/e664/f2/4ff58c6b031b5d42be73eb5c655171c6.pdf | https://www.unikeyic.com/products/plug-in-connectors/1712248011/10050627.html
1716506 | PHOENIX CONTACT | 1: 7.291 | Phoenix,Straight plug,DFK-PC5/2-ST-7,62,Conn Terminal Block M 2 POS 7.62mm Screw RA Wall Mount 41A | [10 empty] | Green | [11 empty] | 41 A |  |  |  | - |  | Header, Male Pins | [13 empty] | 1 (Unlimited) |  |  |  |  | 1 | [5 empty] | Bulk | 2 Piece, Snap Lock - Front Flange | 0.039 ~ 0.118" (1.0 ~ 3.0mm) | 0.300" (7.62mm) |  |  | 2 |  | Bolt/Screw Clamp - Wire Entry 90° to Panel | 3606238 |  | COMBICON DFK-PC | [16 empty] | 600 V |  | 1.604" (40.74mm) | 8-24 AWG |  |  |  | 266 | https://www.unikeyic.com/media/datasheet/e1/1b/6110/e11b6110c281ea919e1663ad107a83c6.pdf | https://www.unikeyic.com/products/plug-in-connectors/1716506/34706045.html
1716535 | PHOENIX CONTACT | 1: 18.0663 | Phoenix Contact DFK-PC5/5-ST-7,62 Terminal Block, 5 POS, 7.62mm, Screw RA Wall Mount, 41A | [10 empty] | Green | [11 empty] | 41 A |  |  |  | - |  | Header, Male Pins | [13 empty] | 1 (Unlimited) |  |  |  |  | 1 | [5 empty] | Bulk | 2 Piece, Snap Lock - Front Flange | 0.039 ~ 0.118" (1.0 ~ 3.0mm) | 0.300" (7.62mm) |  |  | 5 |  | Bolt/Screw Clamp - Wire Entry 90° to Panel | 4387471 |  | COMBICON DFK-PC | [16 empty] | 600 V |  | 2.504" (63.60mm) | 8-24 AWG |  |  |  | 41 | https://www.unikeyic.com/media/datasheet/4c/a9/aeb9/4c/0c9768307b761717cfb60c923d58e8a1.pdf | https://www.unikeyic.com/products/plug-in-connectors/1716535/14490733.html
1716564 | PHOENIX CONTACT | 1: 29.0952 10: 20.0027 | Phoenix Contact DFK-PC5/8-ST-7,62 Conn Terminal Block M 8 POS 7.62mm Screw RA Wall Mount 41A | [10 empty] | Green | [11 empty] | 41 A |  |  |  | - |  | Header, Male Pins | [13 empty] | 1 (Unlimited) |  |  |  |  | 1 | [5 empty] | Bulk | 2 Piece, Snap Lock - Front Flange | 0.039 ~ 0.118" (1.0 ~ 3.0mm) | 0.300" (7.62mm) |  |  | 8 |  | Bolt/Screw Clamp - Wire Entry Parallel to Panel | 3596900 |  | COMBICON DFK-PC | [16 empty] | 600 V |  | 3.404" (86.46mm) | 8-24 AWG |  |  |  | 4 | https://www.unikeyic.com/media/datasheet/ba/d1/bab1/bad1bab1080cc38921dcea442511f248.pdf | https://www.unikeyic.com/products/plug-in-connectors/1716564/1981733.html
1716616 | PHOENIX CONTACT | 1: 9.5027 | Phoenix,Straight plug,DFK-PC5/2-STF-7,62,Phoenix Contact 7.62mmpitch2pPlug-in terminal blocks Straight plug, Tighten the screws | [10 empty] | Green | [11 empty] | 41 A |  |  |  | Threaded Mating Lock, Shield Connection Front Side |  | Header, Male Pins | [13 empty] | 1 (Unlimited) |  |  |  |  | 1 | [5 empty] | Bulk | 2 Piece, Snap Lock - Front Flange | 0.039 ~ 0.118" (1.0 ~ 3.0mm) | 0.300" (7.62mm) |  |  | 2 |  | Bolt/Screw Clamp - Wire Entry Parallel to Panel |  |  | COMBICON DFK-PC | [16 empty] | 600 V |  | 1.963" (49.86mm) | 8-24 AWG |  |  |  | 49 | https://www.unikeyic.com/media/datasheet/e0/40/b612/e040b612c3c6071ea82591cea6d20bae.pdf | https://www.unikeyic.com/products/plug-in-connectors/1716616/26798124.html
1716629 | PHOENIX CONTACT | 10: 7.6225 | Phoenix,Straight plug,DFK-PC5/3-STF-7,62,Conn Terminal Block M 3 POS 7.62mm Screw RA Wall Mount 41A | [10 empty] | Green | [11 empty] | 41 A |  |  |  | Threaded Mating Lock, Shield Connection Front Side |  | Header, Male Pins | [13 empty] | 1 (Unlimited) |  |  |  |  | 1 | [5 empty] | Bulk | 2 Piece, Snap Lock - Front Flange | 0.039 ~ 0.118" (1.0 ~ 3.0mm) | 0.300" (7.62mm) |  |  | 3 |  | Bolt/Screw Clamp - Wire Entry Parallel to Panel |  |  | COMBICON DFK-PC | [16 empty] | 600 V |  | 2.263" (57.48mm) | 8-24 AWG |  |  |  | 1000 | https://www.unikeyic.com/media/datasheet/44/12/bdf7/4412bdf7ea2d283f1da64b05f0d4d50b.pdf | https://www.unikeyic.com/products/plug-in-connectors/1716629/26376300.html
1716632 | PHOENIX CONTACT | 1: 17.4724 | Phoenix,Straight plug,DFK-PC5/4-STF-7,62, | [10 empty] | Green | [11 empty] | 41 A |  |  |  | Threaded Mating Lock, Shield Connection Front Side |  | Header, Male Pins | [13 empty] | 1 (Unlimited) |  |  |  |  | 1 | [5 empty] | Bulk | 2 Piece, Snap Lock - Front Flange | 0.039 ~ 0.118" (1.0 ~ 3.0mm) | 0.300" (7.62mm) |  |  | 4 |  | Bolt/Screw Clamp - Wire Entry Parallel to Panel | 2525295 |  | COMBICON DFK-PC | [16 empty] | 600 V |  | 2.563" (65.10mm) | 8-24 AWG |  |  |  | 16 | https://www.unikeyic.com/media/datasheet/f2/f2/2756/f2/44ac3dbaafe9e9031350362c698e63b5.pdf | https://www.unikeyic.com/products/plug-in-connectors/1716632/9595190.html
1716658 | PHOENIX CONTACT | 10: 23.6195 | Phoenix Contact DFK-PC5/6-STF-7,62 Conn Terminal Block M 6 POS 7.62mm Screw RA Wall Mount 41A | [10 empty] | Green | [11 empty] | 41 A |  |  |  | Threaded Mating Lock, Shield Connection Front Side |  | Header, Male Pins | [13 empty] | 1 (Unlimited) |  |  |  |  | 1 | [5 empty] | Bulk | 2 Piece, Snap Lock - Front Flange | 0.039 ~ 0.118" (1.0 ~ 3.0mm) | 0.300" (7.62mm) |  |  | 6 |  | Bolt/Screw Clamp - Wire Entry Parallel to Panel | 3606231 |  | COMBICON DFK-PC | [16 empty] | 600 V |  | 3.163" (80.34mm) | 8-24 AWG |  |  |  | 190 | https://www.unikeyic.com/media/datasheet/f7/be/a134/f7/30cb140cf5ea8435e58a73feecfbf784.pdf | https://www.unikeyic.com/products/plug-in-connectors/1716658/14744237.html
1716661 | PHOENIX CONTACT | 1: 32.2195 | Phoenix,Straight plug,DFK-PC5/7-STF-7,62,Conn Terminal Block M 7 POS 7.62mm Screw RA Wall Mount 41A | [10 empty] | Green | [11 empty] | 41 A |  |  |  | Threaded Mating Lock, Shield Connection Front Side |  | Header, Male Pins | [13 empty] | 1 (Unlimited) |  |  |  |  | 1 | [5 empty] | Bulk | 2 Piece, Snap Lock - Front Flange | 0.039 ~ 0.118" (1.0 ~ 3.0mm) | 0.300" (7.62mm) |  |  | 7 |  | Bolt/Screw Clamp - Wire Entry Parallel to Panel |  |  | COMBICON DFK-PC | [16 empty] | 600 V |  | 3.463" (87.96mm) | 8-24 AWG |  |  |  | 9 | https://www.unikeyic.com/media/datasheet/d0/26/e537/d0/227efb7a1d89926bdc40ed73b3c418ed.pdf | https://www.unikeyic.com/products/plug-in-connectors/1716661/5634147.html
1716674 | PHOENIX CONTACT | 1: 28.3041 | Phoenix,Straight plug,DFK-PC5/8-STF-7,62,Phoenix Contact 7.62mmpitch8pPlug-in terminal blocks Straight plug, DFK-PC 5/ 8-STF-7.62series, 1 kV, Tighten the screws | [10 empty] | Green | [11 empty] | 41 A |  |  |  | Threaded Mating Lock, Shield Connection Front Side |  | Header, Male Pins | [13 empty] | 1 (Unlimited) |  |  |  |  | 1 | [5 empty] | Bulk | 2 Piece, Snap Lock - Front Flange | 0.039 ~ 0.118" (1.0 ~ 3.0mm) | 0.300" (7.62mm) |  |  | 8 |  | Bolt/Screw Clamp - Wire Entry Parallel to Panel | 4387476 |  | COMBICON DFK-PC | [16 empty] | 600 V |  | 3.763" (95.58mm) | 8-24 AWG |  |  |  | 374 | https://www.unikeyic.com/media/datasheet/bb/17/34a2/bb1734a226ff89dddde3940cfbd70840.pdf | https://www.unikeyic.com/products/plug-in-connectors/1716674/27365029.html
1716690 | PHOENIX CONTACT | 10: 22.979 | Phoenix Contact Straight Plug, DFK-PC5/10-STF-7.62, Terminal Block M 10 POS 7.62mm Screw RA Cable Mount 41A | [10 empty] | Green | [11 empty] | 41 A |  |  |  | Threaded Mating Lock, Shield Connection Front Side |  | Header, Male Pins | [13 empty] | 1 (Unlimited) |  |  |  |  | 1 | [5 empty] | Bulk | 2 Piece, Snap Lock - Front Flange | 0.039 ~ 0.118" (1.0 ~ 3.0mm) | 0.300" (7.62mm) |  |  | 10 |  | Bolt/Screw Clamp - Wire Entry Parallel to Panel | 2525296 |  | COMBICON DFK-PC | [16 empty] | 600 V |  | 4.363" (110.82mm) | 8-24 AWG |  |  |  | 1000 | https://www.unikeyic.com/media/datasheet/da/db/6679/da/a59e71d5ad35835913db142b0b353089.pdf | https://www.unikeyic.com/products/plug-in-connectors/1716690/28816366.html
1716700 | PHOENIX CONTACT | 10: 25.1506 | Phoenix Contact Straight Plug DFK-PC5/11-STF-7.62 | [10 empty] | Green | [11 empty] | 41 A |  |  |  | Threaded Mating Lock, Shield Connection Front Side |  | Header, Male Pins | [13 empty] | 1 (Unlimited) |  |  |  |  | 1 | [5 empty] | Bulk | 2 Piece, Snap Lock - Front Flange | 0.039 ~ 0.118" (1.0 ~ 3.0mm) | 0.300" (7.62mm) |  |  | 11 |  | Bolt/Screw Clamp - Wire Entry Parallel to Panel |  |  | COMBICON DFK-PC | [16 empty] | 600 V |  | 4.663" (118.44mm) | 8-24 AWG |  |  |  | 1000 | https://www.unikeyic.com/media/datasheet/54/47/6a10/fc/4fbb7afb14ee82521d67fb6591378c9a.pdf | https://www.unikeyic.com/products/plug-in-connectors/1716700/1875027.html
1716713 | PHOENIX CONTACT | 1: 49.3511 | Phoenix,Straight plug,DFK-PC5/12-STF-7,62,Conn Terminal Block M 12 POS 7.62mm Screw RA Wall Mount 41A Cardboard | [10 empty] | Green | [11 empty] | 41 A |  |  |  | Threaded Mating Lock, Shield Connection Front Side |  | Header, Male Pins | [13 empty] | 1 (Unlimited) |  |  |  |  | 1 | [5 empty] | Bulk | 2 Piece, Snap Lock - Front Flange | 0.039 ~ 0.118" (1.0 ~ 3.0mm) | 0.300" (7.62mm) |  |  | 12 |  | Bolt/Screw Clamp - Wire Entry Parallel to Panel |  |  | COMBICON DFK-PC | [16 empty] | 600 V |  | 4.963" (126.06mm) | 8-24 AWG |  |  |  | 216 | https://www.unikeyic.com/media/datasheet/97/6f/9809/97/ea97eb2767c88fab6d0c8a363b975926.pdf | https://www.unikeyic.com/products/plug-in-connectors/1716713/23135527.html
1716807 | PHOENIX CONTACT | 10: 23.8297 | Phoenix,Straight plug,DFK-PC5/10-STF-SH-7,62, | [10 empty] | Green | [11 empty] | 41 A |  |  |  | Threaded Mating Lock, Shield Connection Feedthrough |  | Header, Male Pins | [13 empty] | 1 (Unlimited) |  |  |  |  | 1 | [5 empty] | Bulk | 2 Piece, Snap Lock - Front Flange | 0.039 ~ 0.118" (1.0 ~ 3.0mm) | 0.300" (7.62mm) |  |  | 10 |  | PCB Pins - Right Angle | 4387488 |  | COMBICON DFK-PC | [16 empty] | 600 V |  | 4.363" (110.82mm) | 8-24 AWG |  |  |  | 1000 | https://www.unikeyic.com/media/datasheet/fb/3a/1cca/fb/81e3f8b98480f95bf57f947c2a1aafaa.pdf | https://www.unikeyic.com/products/plug-in-connectors/1716807/8040232.html
1717222002 | molex | 32: 73.5212 64: 71.652 96: 70.4059 | Conn zQSFP+ RCP 152 POS 0.8mm Press Fit RA SMD 152 Terminal 4 Port Tray | [7 empty] | 171722 |  |  |  | Receptacle with Cage, Ganged (2x2) | ZQSFP+ | Gold | 30.0µin (0.76µm) | [11 empty] | Board Guide, EMI Shielded, Light Pipe | [15 empty] | 1 (Unlimited) |  |  | Through Hole, Right Angle |  |  |  | 152 (38 x 4) |  |  |  | Tray | [8 empty] | 4839805 |  | 171722 | [9 empty] | Press-Fit | [13 empty] | 320 | https://www.unikeyic.com/media/datasheet/12/43/414f/12/66cac89dc9aa97b00eb828331bcd91f6.pdf | https://www.unikeyic.com/products/plug-in-connectors/1717222002/2389278.html
1719820142 | molex | 1: 3.1537 5: 3.1003 10: 3.0468 15: 2.9934 | Conn SCSI RCP 42 POS 0.5mm Solder RA SMD 42 Terminal 1 Port T/R | [7 empty] | 171982 |  |  |  | Receptacle | Nano-Pitch I/O | Gold | 30.0µin (0.76µm) | [11 empty] | Board Guide, Solder Retention | [15 empty] | 1 (Unlimited) |  |  | Surface Mount, Right Angle |  |  |  | 42 | [14 empty] | 171982 | [9 empty] | Solder | [13 empty] | 200 | https://www.unikeyic.com/media/datasheet/c2/c1/b282/c2c1b282f48e8b364dfdc3e0650c2f1f.pdf | https://www.unikeyic.com/products/plug-in-connectors/1719820142/2675151.html
1724735004 | molex | 10: 12.474 24: 12.254 47: 12.045 94: 11.825 1,152: 10.747 | SMT I PASS Right Angle Cage | [7 empty] | 172473 |  |  |  | Cage, Ganged (1 x 4) | - | - | - | [11 empty] | EMI Shielded | [15 empty] | Not Applicable |  |  | Through Hole, Right Angle |  |  |  | - |  |  |  | Bulk | [10 empty] | iPass+ ZHD 17243 | [9 empty] | Press-Fit | [13 empty] | 2002 | https://www.unikeyic.com/media/datasheet/a6/dd/8aed/a6dd8aed2706899a007c89d2cf1dc0f7.pdf | https://www.unikeyic.com/products/plug-in-connectors/1724735004/32382666.html
1733185 | PHOENIX CONTACT | 1: 0.6989 | Phoenix Contact EBP4-5 EBP Series Pluggable Bridge Insert, For Connectors | [10 empty] | - |  |  | - |  | - | [11 empty] | COMBICON Series | [14 empty] | 1 (Unlimited) | [6 empty] | 4 |  |  |  | Bulk |  |  | 0.197" (5.00mm), 0.200" (5.08mm) | [5 empty] | 348720 |  | CLIPLINE | [7 empty] | Flat Pins | [15 empty] | 5 | https://www.unikeyic.com/media/datasheet/42/8b/36cb/428b36cbec71e5a82c79e0ed9f46feb6.pdf | https://www.unikeyic.com/products/plug-in-connectors/1733185/8309738.html
1733208 | PHOENIX CONTACT | 1: 3.0488 25: 2.8878 75: 2.7267 200: 2.5934 400: 2.4722 | Phoenix Contact Pluggable Bridge EBP6-5 Push-In Terminal Block CA-B Series For 6-Way Connectors 5/5.08mm Pitch | [10 empty] | - |  |  | - |  | - | [11 empty] | COMBICON MKDS and MSTB Series | [14 empty] | 1 (Unlimited) | [6 empty] | 6 |  |  |  | Bulk |  |  | 0.197" (5.00mm), 0.200" (5.08mm) | [7 empty] | CLIPLINE | [7 empty] | Flat Pins | [15 empty] | 251 | https://www.unikeyic.com/media/datasheet/91/9c/f3c2/91/a3a513bc39f985573843b56e1ff8bac9.pdf | https://www.unikeyic.com/products/plug-in-connectors/1733208/617434.html
1733495 | PHOENIX CONTACT | 1: 0.548 | Phoenix,Plug-in bridge,EBPL2-3,81,Phoenix Insert bridge, , EBPLseries, For Plugs with Screw Connection | [10 empty] | - |  |  | - |  | - | [11 empty] | COMBICON Plugs, 3.81mm Pitch | [14 empty] | 1 (Unlimited) | [6 empty] | 2 |  |  |  | Bulk |  |  | - | [7 empty] | COMBICON | [7 empty] | Flat Pins - Angled | [15 empty] | 9 | https://www.unikeyic.com/media/datasheet/21/d5/a249/21d5a24947f41ec63494264fe8e472f6.pdf | https://www.unikeyic.com/products/plug-in-connectors/1733495/32686761.html
1733505 | PHOENIX CONTACT | 1: 0.6131 | Phoenix,Plug-in bridge,EBPL3-3,81,Insertion bridge for plugs featuring a screw connection with a 3.81 mm pitch | [10 empty] | - |  |  | - |  | - | [11 empty] | COMBICON Plugs, 3.81mm Pitch | [14 empty] | 1 (Unlimited) | [6 empty] | 3 |  |  |  | Bulk |  |  | - | [7 empty] | COMBICON | [7 empty] | Flat Pins - Angled | [15 empty] | 50 | https://www.unikeyic.com/media/datasheet/ca/5a/78ce/ca5a78cec7e9279797de64232ffcec4b.pdf | https://www.unikeyic.com/products/plug-in-connectors/1733505/33884475.html
1733518 | PHOENIX CONTACT | 1: 2.1196 | Phoenix,Plug-in bridge,EBPL4-3,81, | [10 empty] | - |  |  | - |  | - | [11 empty] | COMBICON Plugs, 3.81mm Pitch | [14 empty] | 1 (Unlimited) | [6 empty] | 4 |  |  |  | Bulk |  |  | - | [5 empty] | 4460293 |  | COMBICON | [7 empty] | Flat Pins - Angled | [15 empty] | 200 | https://www.unikeyic.com/media/datasheet/10/8d/d5f3/108dd5f3920792c53bdf46995b299a65.pdf | https://www.unikeyic.com/products/plug-in-connectors/1733518/29234558.html
1735078-1 | TE Connectivity | 1: 4.4472 | TE Connectivity offers Serial Attached SCSI (SAS) Connector Plugs in various configurations. | [7 empty] | 1735078 |  |  |  | Plug | SAS | Gold | 30.0µin (0.76µm) | [11 empty] | Board Guide | [15 empty] | 1 (Unlimited) |  |  | Surface Mount |  |  |  | 29 |  |  |  | Bulk | [8 empty] | 2286647 |  | - | [9 empty] | Solder | [13 empty] | 7 | https://www.unikeyic.com/media/datasheet/d4/2c/6e95/d42c6e9540f40efe2923449164f2ba1d.pdf | https://www.unikeyic.com/products/plug-in-connectors/1735078-1/16947305.html
1735183-1 | TE Connectivity | 40: 4.6559 80: 4.4335 120: 4.3085 280: 4.0584 520: 3.8851 1,000: 3.71 2,520: 3.4761 | TE Connectivity offers Serial Attached SCSI (SAS) Connector Plugs in various configurations. | [7 empty] | 1735183 |  |  |  | Plug | SAS | Gold | 30.0µin (0.76µm) | [11 empty] | - | [15 empty] | 1 (Unlimited) |  |  | Board Edge, Surface Mount, Right Angle |  |  |  | 29 |  |  |  | Tray | [10 empty] | - | [9 empty] | Solder | [13 empty] | 499 | https://www.unikeyic.com/media/datasheet/3b/47/74be/3b4774bebda0f87065ea72b244717c19.pdf | https://www.unikeyic.com/products/plug-in-connectors/1735183-1/5976178.html
1735418-3 | TE Connectivity | 1: 4.255 10: 3.696 25: 3.509 100: 3.1968 250: 2.7972 650: 2.7216 1,300: 2.4084 1,950: 2.2572 | Assembly Slimline SATA Plug 7P+6P | [7 empty] | 1735418 |  |  |  | Plug | SATA | Gold | 30.0µin (0.76µm) | [11 empty] | Board Guide, Solder Retention | [15 empty] | 1 (Unlimited) |  |  | Surface Mount |  |  |  | 13 |  |  |  | Tape & Reel (TR)Cut Tape (CT) | [10 empty] | - | [9 empty] | Solder | [13 empty] | 7302 | https://www.unikeyic.com/media/datasheet/8e/fe/7977/8e/fe9d1c103ed29aeef2c870dbe23161d6.pdf | https://www.unikeyic.com/products/plug-in-connectors/1735418-3/17899302.html
1735539-2 | TE Connectivity | 1: 2.7705 | Conn SATA RCP 13 POS Solder ST SMD 13 Terminal 2 Port T/R | [7 empty] | 1735539 |  |  |  | Receptacle | SATA | Gold | 15.0µin (0.38µm) | [11 empty] | Mating Guide, Solder Retention | [15 empty] | 1 (Unlimited) |  |  | Surface Mount |  |  |  | 13 |  |  |  | Tape & Reel (TR)Cut Tape (CT) | [8 empty] | 4729928 |  | - | [9 empty] | Solder | [13 empty] | 10 | https://www.unikeyic.com/media/datasheet/5a/77/d760/5a77d760a5f902fb731fe12619ae4c6a.pdf | https://www.unikeyic.com/products/plug-in-connectors/1735539-2/13724419.html
1751697 | PHOENIX CONTACT | 50: 3.6152 | Phoenix Contact Fixed Connector, ZEC1, 0/4-LPV-3.5GY35AUC2CI1 | [7 empty] | ZEC 1,0 | [11 empty] | Card Edge Connector, 4 pos | Card Edge Connector, 4 Pos | [21 empty] | 1 (Unlimited) |  |  | Free Hanging (In-Line) | [7 empty] | Bulk | [8 empty] | 3606058 |  | COMBICON ZEC | [19 empty] | - |  |  |  | 11350 | https://www.unikeyic.com/media/datasheet/6a/81/4c28/6a/f9358ff99d8804e2a39fdd933ec2bc4a.pdf | https://www.unikeyic.com/products/plug-in-connectors/1751697/27542972.html
1752654 | PHOENIX CONTACT | 50: 12.473 | Phoenix,DINrail connector,UMSTBVK2,5/12-G-5,08BD:12-1SO,Pluggable terminal blocks UMSTBVK 2,5/12-G- 5,08BD:12-1SO | [24 empty] | 1752654 PHOENIX CONTACT | [63 empty] | 5000 | https://www.unikeyic.com/media/datasheet/84/07/5ed8/84/8c594ce176fb889bed189a0eb38e1348.pdf | https://www.unikeyic.com/products/plug-in-connectors/1752654/27982853.html
1761072-2 | TE Connectivity | 1: 27.2848 | Conn HSSDC2 RCP 7 POS 1.27mm Solder RA SMD 7 Terminal 1 Port T/R | [7 empty] | 1761072 |  |  |  | Receptacle | HSSDC2 | Gold | 50.0µin (1.27µm) | [11 empty] | Board Guide | [15 empty] | 1 (Unlimited) |  |  | Surface Mount, Right Angle |  |  |  | 7 |  |  |  | Tape & Reel (TR)Cut Tape (CT) | [10 empty] | - | [9 empty] | Solder | [13 empty] | 14 | https://www.unikeyic.com/media/datasheet/d3/32/44f8/d3/ca0d14b21e10a7ca3b8fef264aa58c45.pdf | https://www.unikeyic.com/products/plug-in-connectors/1761072-2/15683911.html
1762204 | PHOENIX CONTACT | 1: 99.569 | Phoenix,Plug-in connector sets,FK-MCP1,5/ST-3,81SETX1-X13, | [10 empty] | Green |  |  |  |  | - | [5 empty] | 8A |  |  |  |  | - | [6 empty] | - |  | - |  | - |  |  |  | - | 1 (Unlimited) |  |  | Free Hanging (In-Line) |  | 1 |  | 3 |  | - |  | Bulk |  |  | 0.150" (3.81mm) |  | - | 3 |  |  | 5188493 |  | COMBICON FK-MCP | [10 empty] | Screwless - Push-In Spring |  |  | - | [6 empty] | - | - | - | 100 | https://www.unikeyic.com/media/datasheet/d4/9a/87de/d4/8095e0ed30503faaca4a3bcadbc8bfc9.pdf | https://www.unikeyic.com/products/plug-in-connectors/1762204/7558129.html
1765030 | PHOENIX CONTACT | 1: 12.7433 | Phoenix Contact DIN Rail Connector, MSTBHK 2.5/10-G-5.08 Series, Screw Terminal, 12A | [21 empty] | 12 A | 10 A |  |  |  | - |  |  |  | 1.091" (27.71mm) | Green | [6 empty] | 2.059" (52.30mm) |  |  | UL94 V-0 | 1 (Unlimited) |  |  | DIN Rail |  | 1 |  | 10 |  | - |  | Bulk | [10 empty] | COMBICON MSTBHK | [6 empty] | 7mm |  | 29.1mm |  | Plug Receptacles, Screw |  |  |  |  | 300 V | 300 V |  |  |  | 12-30 AWG | 0.2-2.5mm² |  | 1098 | https://www.unikeyic.com/media/datasheet/28/f2/c494/28f2c4942d62261fb9b59c50fcb872be.pdf | https://www.unikeyic.com/products/plug-in-connectors/1765030/1546355.html
1765085 | PHOENIX CONTACT | 50: 15.0476 500: 14.4901 | Phoenix,DINrail connector,MSTBHK2,5/10-G, | [21 empty] | 12 A | 10 A |  |  |  | - |  |  |  | 1.091" (27.71mm) | Green | [6 empty] | 2.059" (52.30mm) |  |  | UL94 V-0 | 1 (Unlimited) |  |  | DIN Rail |  | 1 |  | 10 |  | - |  | Bulk | [10 empty] | COMBICON MSTBHK | [6 empty] | 7mm |  | 29.1mm |  | Plug Receptacles, Screw |  |  |  |  | 300 V | 300 V |  |  |  | 12-30 AWG | 0.2-2.5mm² |  | 50 | https://www.unikeyic.com/media/datasheet/bf/29/d2ee/bf29d2ee424f6236701916e5f636a127.pdf | https://www.unikeyic.com/products/plug-in-connectors/1765085/14792004.html
1765670 | PHOENIX CONTACT | 10: 21.9676 | Phoenix,Straight plug,DFK-IPC16/4-STF-10,16EF,Pluggable terminal blocks DFK-IPC 16/ 4-STF- 10,16 EF | [88 empty] | 1000 | https://www.unikeyic.com/media/about_us/Unikey_ISO_9001_Certification.pdf | https://www.unikeyic.com/products/plug-in-connectors/1765670/20995602.html
1781625 | PHOENIX CONTACT | 50: 6.6568 | Phoenix Contact DFK-PC4/4-GF-7,62BK Pluggable Terminal Block | [24 empty] | 1781625 PHOENIX CONTACT | [63 empty] | 5000 | https://www.unikeyic.com/media/datasheet/29/27/a04c/29/42f310ac2cd1b02ea4ef1e92b7d16c9a.pdf | https://www.unikeyic.com/products/plug-in-connectors/1781625/10178621.html
1784729 | PHOENIX CONTACT | 1: 43.066 | Phoenix,plug,IMC1,5/5-ST-3,81SETILIFS2M,Pluggable terminal blocks IMC 1,5/ 5-ST- 3,81SET IL IFS 2M | [24 empty] | 1784729 PHOENIX CONTACT | [63 empty] | 100 | https://www.unikeyic.com/media/datasheet/fe/29/27f5/fe/4789c26cc6e4c421d05b878baddee403.pdf | https://www.unikeyic.com/products/plug-in-connectors/1784729/21502348.html
1787953 | PHOENIX CONTACT | 1: 8.7306 | Phoenix Contact DIN Rail Connector, UMSTBVK 2.5/5-GF-5.08, Green, Screw Terminal, 12A | [21 empty] | 12 A | 12 A |  |  |  | Mating Flange |  |  |  | 1.984" (50.40mm) | Green | [6 empty] | 1.446" (36.72mm) |  |  | UL94 V-2 | 1 (Unlimited) |  |  | DIN Rail |  | 1 |  | 5 |  | - |  | Bulk | [8 empty] | 2553246 |  | COMBICON UMSTBVK | [6 empty] | 7mm |  | 42.5mm |  | Plug Receptacles, Screw |  |  |  |  | 300 V | 300 V |  |  |  | 12-30 AWG | 0.2-2.5mm² |  | 120 | https://www.unikeyic.com/media/datasheet/50/ae/a811/50/b45f0cf56338297e923653bc5cfafe29.pdf | https://www.unikeyic.com/products/plug-in-connectors/1787953/528276.html
1787982 | PHOENIX CONTACT | 1: 29.6784 10: 24.1142 | Phoenix Contact DIN Rail Connector, UMSTBVK 2.5/8-GF-5.08, Green, Screw Termination, 12A | [21 empty] | 12 A | 12 A |  |  |  | Mating Flange |  |  |  | 1.984" (50.40mm) | Green | [6 empty] | 2.046" (51.96mm) |  |  | UL94 V-2 | 1 (Unlimited) |  |  | DIN Rail |  | 1 |  | 8 |  | - |  | Bulk | [10 empty] | COMBICON UMSTBVK | [6 empty] | 7mm |  | 42.5mm |  | Plug Receptacles, Screw |  |  |  |  | 300 V | 300 V |  |  |  | 12-30 AWG | 0.2-2.5mm² |  | 40 | https://www.unikeyic.com/media/datasheet/f1/6f/9cbd/f1/019904a676e5e09e4e8a1cb7b1465a34.pdf | https://www.unikeyic.com/products/plug-in-connectors/1787982/18853442.html
1788017 | PHOENIX CONTACT | 50: 11.2519 | Phoenix,DINrail connector,UMSTBVK2,5/11-GF-5,08,Phoenix Rail type terminal block, UMSTBVK 2.5/11-GF-5.08series, green, Screw-down terminations, 12A | [21 empty] | 12 A | 12 A |  |  |  | - |  |  |  | 1.984" (50.40mm) | Green | [6 empty] | 2.646" (67.20mm) |  |  | UL94 V-0 | 1 (Unlimited) |  |  | DIN Rail |  | 1 |  | 11 |  | - |  | Bulk | [10 empty] | COMBICON UMSTBVK | [6 empty] | - |  | 42.5mm |  | Plug Receptacles, Screw | [5 empty] | 250 V |  |  |  | 12-30 AWG | 0.2-2.5mm² |  | 5000 | https://www.unikeyic.com/media/datasheet/39/30/8413/39/05508d265c53e963e097728276d69bce.pdf | https://www.unikeyic.com/products/plug-in-connectors/1788017/16865404.html
1788046 | PHOENIX CONTACT | 50: 13.9866 | Phoenix,DINrail connector,UMSTBVK2,5/14-GF-5,08,Phoenix Rail type terminal block, UMSTBVK 2.5/14-GF-5.08series, green, Screw-down terminations, 12A | [21 empty] | 12 A | 12 A |  |  |  | Mating Flange |  |  |  | 1.984" (50.40mm) | Green | [6 empty] | 3.246" (82.44mm) |  |  | UL94 V-2 | 1 (Unlimited) |  |  | DIN Rail |  | 1 |  | 14 |  | - |  | Bulk | [10 empty] | COMBICON UMSTBVK | [6 empty] | 7mm |  | 42.5mm |  | Plug Receptacles, Screw |  |  |  |  | 300 V | 300 V |  |  |  | 12-30 AWG | 0.2-2.5mm² |  | 5000 | https://www.unikeyic.com/media/datasheet/08/73/d96e/0873d96e8413613495bf291bfe9edc92.pdf | https://www.unikeyic.com/products/plug-in-connectors/1788046/20724114.html
1788059 | PHOENIX CONTACT | 50: 14.8796 | Phoenix Contact DIN Rail Connector, UMSTBVK 2.5/15-GF-5.08, Green, Screw Terminal, 12A | [21 empty] | 12 A | 12 A |  |  |  | - |  |  |  | 1.984" (50.40mm) | Green | [6 empty] | 3.446" (87.52mm) |  |  | UL94 V-0 | 1 (Unlimited) |  |  | DIN Rail |  | 1 |  | 15 |  | - |  | Bulk | [8 empty] | 4482832 |  | COMBICON UMSTBVK | [6 empty] | - |  | 42.5mm |  | Plug Receptacles, Screw | [5 empty] | 250 V |  |  |  | 12-30 AWG | 0.2-2.5mm² |  | 5000 | https://www.unikeyic.com/media/datasheet/6a/58/bb0c/6a/4d2d62cb1290e81e271734f2c90d6e7b.pdf | https://www.unikeyic.com/products/plug-in-connectors/1788059/23506191.html
1788062 | PHOENIX CONTACT | 3: 41.184 9: 39.226 | Phoenix,DINrail connector,UMSTBVK2,5/16-GF-5,08,Conn DIN Rail M 16 POS 5.08mm Screw T DIN Rail 12A | [21 empty] | 12 A | 12 A |  |  |  | Mating Flange |  |  |  | 1.984" (50.40mm) | Green | [6 empty] | 3.646" (92.60mm) |  |  | UL94 V-2 | 1 (Unlimited) |  |  | DIN Rail |  | 1 |  | 16 |  | - |  | Bulk | [10 empty] | COMBICON UMSTBVK | [6 empty] | 7mm |  | 42.5mm |  | Plug Receptacles, Screw |  |  |  |  | 300 V | 300 V |  |  |  | 12-30 AWG | 0.2-2.5mm² |  | 15 | https://www.unikeyic.com/media/datasheet/73/9b/a6ab/73/980bec6a67c849a96855360174b826fa.pdf | https://www.unikeyic.com/products/plug-in-connectors/1788062/24395560.html
1788101 | PHOENIX CONTACT | 1: 67.76 5: 55.0584 | Phoenix Contact DIN Rail Connector UMSTBVK 2.5/20-GF-5.08 Series, Green, Screw Terminal, 12A | [21 empty] | 12 A | 12 A |  |  |  | Mating Flange |  |  |  | 1.984" (50.40mm) | Green | [6 empty] | 4.446" (112.92mm) |  |  | UL94 V-2 | 1 (Unlimited) |  |  | DIN Rail |  | 1 |  | 20 |  | - |  | Bulk | [8 empty] | 2553233 |  | COMBICON UMSTBVK | [6 empty] | 7mm |  | 42.5mm |  | Plug Receptacles, Screw |  |  |  |  | 300 V | 300 V |  |  |  | 12-30 AWG | 0.2-2.5mm² |  | 19 | https://www.unikeyic.com/media/datasheet/62/7b/c4f3/62/6ef287cfbefa69e3f92082ed5dac3df3.pdf | https://www.unikeyic.com/products/plug-in-connectors/1788101/6783080.html
1788114 | PHOENIX CONTACT | 50: 1.2241 | Phoenix Contact DIN Rail Connector, UMSTBVK2 5/2-G-5.08, 2 POS 5.08mm Screw Terminal, 12A | [21 empty] | 12 A | 12 A |  |  |  | - |  |  |  | 1.984" (50.40mm) | Green | [6 empty] | 0.460" (11.68mm) |  |  | UL94 V-2 | 1 (Unlimited) |  |  | DIN Rail |  | 1 |  | 2 |  | - |  | Bulk | [8 empty] | 2553236 |  | COMBICON UMSTBVK | [6 empty] | 7mm |  | 42.5mm |  | Plug Receptacles, Screw |  |  |  |  | 300 V | 300 V |  |  |  | 12-30 AWG | 0.2-2.5mm² |  | 72 | https://www.unikeyic.com/media/datasheet/bd/bf/5ba7/bd/39ddd176b0b82e442f7f0391a7f1e5fd.pdf | https://www.unikeyic.com/products/plug-in-connectors/1788114/25465707.html
1788127 | PHOENIX CONTACT | 1: 2.3083 | Phoenix Contact DIN Rail Connector, UMSTBVK2, 5/3-G-5,08 | [21 empty] | 12 A | 12 A |  |  |  | - |  |  |  | 1.984" (50.40mm) | Green | [6 empty] | 0.660" (16.76mm) |  |  | UL94 V-2 | 1 (Unlimited) |  |  | DIN Rail |  | 1 |  | 3 |  | - |  | Bulk | [8 empty] | 2553238 |  | COMBICON UMSTBVK | [6 empty] | 7mm |  | 42.5mm |  | Plug Receptacles, Screw |  |  |  |  | 300 V | 300 V |  |  |  | 12-30 AWG | 0.2-2.5mm² |  | 38 | https://www.unikeyic.com/media/datasheet/60/8d/8368/60/9371c808122f72a663f01476a03f6a8a.pdf | https://www.unikeyic.com/products/plug-in-connectors/1788127/18775520.html
1788143 | PHOENIX CONTACT | 1: 6.9637 | Phoenix,DINrail connector,UMSTBVK2,5/5-G-5,08,Phoenix Rail type terminal block, COMBICON UMSTBVKseries, screw termination, 12A | [21 empty] | 12 A | 12 A |  |  |  | - |  |  |  | 1.984" (50.40mm) | Green | [6 empty] | 1.060" (26.92mm) |  |  | UL94 V-2 | 1 (Unlimited) |  |  | DIN Rail |  | 1 |  | 5 |  | - |  | Bulk | [8 empty] | 2553245 |  | COMBICON UMSTBVK | [6 empty] | 7mm |  | 42.5mm |  | Plug Receptacles, Screw |  |  |  |  | 300 V | 300 V |  |  |  | 12-30 AWG | 0.2-2.5mm² |  | 102 | https://www.unikeyic.com/media/datasheet/04/3e/5426/043e5426dc9a56791bcfabb7f5d97495.pdf | https://www.unikeyic.com/products/plug-in-connectors/1788143/12790931.html
1788156 | PHOENIX CONTACT | 1: 12.8521 10: 12.6226 100: 12.3931 250: 12.3931 500: 12.3931 | Phoenix Contact UMSTBVK2,5/6-G-5,08 DIN Rail Connector, 12A, 6 Pos, 5.08mm Pitch, Screw Tension Sleeve, Green, Tin Plated | [21 empty] | 12 A | 12 A |  |  |  | - |  |  |  | 1.984" (50.40mm) | Green | [6 empty] | 1.260" (32.00mm) |  |  | UL94 V-2 | 1 (Unlimited) |  |  | DIN Rail |  | 1 |  | 6 |  | - |  | Bulk | [8 empty] | 2553248 |  | COMBICON UMSTBVK | [6 empty] | 7mm |  | 42.5mm |  | Plug Receptacles, Screw |  |  |  |  | 300 V | 300 V |  |  |  | 12-30 AWG | 0.2-2.5mm² |  | 64 | https://www.unikeyic.com/media/datasheet/05/99/3b05/05993b05568ae24357228d98ac3a987d.pdf | https://www.unikeyic.com/products/plug-in-connectors/1788156/16078891.html
1788169 | PHOENIX CONTACT | 4: 24.926 20: 23.881 | Phoenix,DINrail connector,UMSTBVK2,5/7-G-5,08,Phoenix Rail type terminal block, UMSTBVK 2.5/ 7-G-5.08series, green, Screw-down terminations, 12A | [21 empty] | 12 A | 12 A |  |  |  | - |  |  |  | 1.984" (50.40mm) | Green | [6 empty] | 1.460" (37.08mm) |  |  | UL94 V-2 | 1 (Unlimited) |  |  | DIN Rail |  | 1 |  | 7 |  | - |  | Bulk | [8 empty] | 2553251 |  | COMBICON UMSTBVK | [6 empty] | 7mm |  | 42.5mm |  | Plug Receptacles, Screw |  |  |  |  | 300 V | 300 V |  |  |  | 12-30 AWG | 0.2-2.5mm² |  | 20 | https://www.unikeyic.com/media/datasheet/e1/c1/5972/e1/f4def5aac7792c0c68b633b9edb13023.pdf | https://www.unikeyic.com/products/plug-in-connectors/1788169/21011942.html
1788185 | PHOENIX CONTACT | 50: 8.255 | Phoenix,DINrail connector,UMSTBVK2,5/9-G-5,08,Conn DIN Rail M 9 POS 5.08mm Screw T DIN Rail 12A | [21 empty] | 12 A | 12 A |  |  |  | - |  |  |  | 1.984" (50.40mm) | Green | [6 empty] | 1.860" (47.24mm) |  |  | UL94 V-2 | 1 (Unlimited) |  |  | DIN Rail |  | 1 |  | 9 |  | - |  | Bulk | [8 empty] | 2553259 |  | COMBICON UMSTBVK | [6 empty] | 7mm |  | 42.5mm |  | Plug Receptacles, Screw |  |  |  |  | 300 V | 300 V |  |  |  | 12-30 AWG | 0.2-2.5mm² |  | 5000 | https://www.unikeyic.com/media/datasheet/4b/8d/b13a/4b8db13aba24f0d9e791db16b5364172.pdf | https://www.unikeyic.com/products/plug-in-connectors/1788185/34438965.html
1788198 | PHOENIX CONTACT | 50: 6.0847 | Phoenix,DINrail connector,UMSTBVK2,5/10-G-5,08,Phoenix Rail type terminal block, COMBICON UMSTBVKseries, screw termination, 12A | [21 empty] | 12 A | 12 A |  |  |  | - |  |  |  | 1.984" (50.40mm) | Green | [6 empty] | 2.060" (52.32mm) |  |  | UL94 V-2 | 1 (Unlimited) |  |  | DIN Rail |  | 1 |  | 10 |  | - |  | Bulk | [8 empty] | 2553218 |  | COMBICON UMSTBVK | [6 empty] | 7mm |  | 42.5mm |  | Plug Receptacles, Screw |  |  |  |  | 300 V | 300 V |  |  |  | 12-30 AWG | 0.2-2.5mm² |  | 829 | https://www.unikeyic.com/media/datasheet/11/e5/f5de/11e5f5de84b1bf3595612458dc77d82c.pdf | https://www.unikeyic.com/products/plug-in-connectors/1788198/7129095.html
1788211 | PHOENIX CONTACT | 1: 23.8573 10: 23.4313 25: 23.0053 100: 23.0053 250: 23.0053 | Phoenix,DINrail connector,UMSTBVK2,5/12-G-5,08,Phoenix Rail type terminal block, COMBICON UMSTBVKseries, screw termination, 12A | [21 empty] | 12 A | 12 A |  |  |  | - |  |  |  | 1.984" (50.40mm) | Green | [6 empty] | 2.460" (62.48mm) |  |  | UL94 V-2 | 1 (Unlimited) |  |  | DIN Rail |  | 1 |  | 12 |  | - |  | Bulk | [8 empty] | 349078 |  | COMBICON UMSTBVK | [6 empty] | 7mm |  | 42.5mm |  | Plug Receptacles, Screw |  |  |  |  | 300 V | 300 V |  |  |  | 12-30 AWG | 0.2-2.5mm² |  | 40 | https://www.unikeyic.com/media/datasheet/ed/78/31ca/ed7831cab13acdff01de0d50a1c02c2c.pdf | https://www.unikeyic.com/products/plug-in-connectors/1788211/20942781.html
1788253 | PHOENIX CONTACT | 1: 10.23 | Phoenix Contact DIN Rail Connector UMSTBVK2 5/16-G-5.08 COMBICON UMSTBVK Screw Terminal 12A | [21 empty] | 12 A | 12 A |  |  |  | - |  |  |  | 1.984" (50.40mm) | Green | [6 empty] | 3.260" (82.80mm) |  |  | UL94 V-2 | 1 (Unlimited) |  |  | DIN Rail |  | 1 |  | 16 |  | - |  | Bulk | [8 empty] | 2553227 |  | COMBICON UMSTBVK | [6 empty] | 7mm |  | 42.5mm |  | Plug Receptacles, Screw |  |  |  |  | 300 V | 300 V |  |  |  | 12-30 AWG | 0.2-2.5mm² |  | 97 | https://www.unikeyic.com/media/datasheet/bc/36/5ef1/bc365ef15bdfbebc7666a37b1a2f5183.pdf | https://www.unikeyic.com/products/plug-in-connectors/1788253/639189.html
1788745 | PHOENIX CONTACT | 1: 10.093 10: 8.2818 | Phoenix,DINrail connector,MSTBVK2,5/4-G-5,08,Phoenix Rail type terminal block, MSTBVK 2.5/ 4-G-5.08series, Screw-down terminations, 12A | [21 empty] | 12 A | 12 A |  |  |  | - |  |  |  | 1.181" (30.00mm) | Green | [6 empty] | 0.860" (21.84mm) |  |  | UL94 V-2 | 1 (Unlimited) |  |  | DIN Rail |  | 1 |  | 4 |  | - |  | Bulk | [10 empty] | COMBICON MSTBVK | [6 empty] | 7mm |  | 27.2mm |  | Plug Receptacles, Screw |  |  |  |  | 300 V | 300 V |  |  |  | 12-30 AWG | 0.2-2.5mm² |  | 135 | https://www.unikeyic.com/media/datasheet/54/47/6a10/e4/729f6dd4e217e94d6decda32df5f38df.pdf | https://www.unikeyic.com/products/plug-in-connectors/1788745/16654004.html
1788758 | PHOENIX CONTACT | 1: 7.1196 | Phoenix,DINrail connector,MSTBVK2,5/5-G-5,08,Phoenix Rail type terminal block, MSTBVK 2.5/ 5-G-5.08series, Screw-down terminations, 12A | [21 empty] | 12 A | 12 A |  |  |  | - |  |  |  | 1.181" (30.00mm) | Green | [6 empty] | 1.060" (26.92mm) |  |  | UL94 V-2 | Not Applicable |  |  | DIN Rail |  | 1 |  | 5 |  | - |  | Bulk | [10 empty] | COMBICON MSTBVK | [6 empty] | 7mm |  | 27.2mm |  | Plug Receptacles, Screw |  |  |  |  | 300 V | 300 V |  |  |  | 12-30 AWG | 0.2-2.5mm² |  | 70 | https://www.unikeyic.com/media/datasheet/a0/65/255c/a0/3c2babd777ac2d9b1ee800e4da4fe8bd.pdf | https://www.unikeyic.com/products/plug-in-connectors/1788758/29074138.html
1788761 | PHOENIX CONTACT | 1: 24.2697 10: 19.9144 | Phoenix,DINrail connector,MSTBVK2,5/6-G-5,08,Phoenix Rail type terminal block, MSTBVK 2.5/ 6-G-5.08series, Screw-down terminations, 12A | [21 empty] | 12 A | 12 A |  |  |  | - |  |  |  | 1.181" (30.00mm) | Green | [6 empty] | 1.260" (32.00mm) |  |  | UL94 V-2 | 1 (Unlimited) |  |  | DIN Rail |  | 1 |  | 6 |  | - |  | Bulk | [8 empty] | 3596879 |  | COMBICON MSTBVK | [6 empty] | 7mm |  | 27.2mm |  | Plug Receptacles, Screw |  |  |  |  | 320 V | 250 V |  |  |  | 12-30 AWG | 0.2-2.5mm² |  | 10 | https://www.unikeyic.com/media/datasheet/d4/21/717d/d4/52a36f60e145d8c77c19874470f5bd53.pdf | https://www.unikeyic.com/products/plug-in-connectors/1788761/11807470.html
1788774 | PHOENIX CONTACT | 50: 6.5519 | Phoenix Contact DIN Rail Connector, MSTBVK 2.5/7-G-5.08, Screw Terminal, 12A | [24 empty] | 1788774 PHOENIX CONTACT | [14 empty] | 37.08mm*37mm*27.21mm |  |  |  | DINRail installation, Bracket mounting, threaded mounting | [16 empty] | On sale |  |  | bulk | [24 empty] | 5000 | https://www.unikeyic.com/media/datasheet/eb/7c/44e3/eb7c44e3effff812acbc1a04e7fa6a1c.pdf | https://www.unikeyic.com/products/plug-in-connectors/1788774/27367559.html
1788787 | PHOENIX CONTACT | 1: 11.9415 | Phoenix Contact DIN Rail Connector MSTBVK 2.5/8-G-5.08, Screw Terminal, 12A | [21 empty] | 12 A | 12 A |  |  |  | - |  |  |  | 1.181" (30.00mm) | Green | [6 empty] | 1.660" (42.16mm) |  |  | UL94 V-2 | Not Applicable |  |  | DIN Rail |  | 1 |  | 8 |  | - |  | Bulk | [8 empty] | 2511646 |  | COMBICON MSTBVK | [6 empty] | 7mm |  | 27.2mm |  | Plug Receptacles, Screw |  |  |  |  | 300 V | 300 V |  |  |  | 12-30 AWG | 0.2-2.5mm² |  | 50 | https://www.unikeyic.com/media/datasheet/8c/64/7a84/8c647a844f8b138ee3af27e99f719d4b.pdf | https://www.unikeyic.com/products/plug-in-connectors/1788787/8843239.html
1788800 | PHOENIX CONTACT | 4: 60.247 9: 57.739 33: 55.429 | Phoenix,DINrail connector,MSTBVK2,5/10-G-5,08, | [21 empty] | 12 A | 12 A |  |  |  | - |  |  |  | 1.181" (30.00mm) | Green | [6 empty] | 2.060" (52.32mm) |  |  | UL94 V-2 | 1 (Unlimited) |  |  | DIN Rail |  | 1 |  | 10 |  | - |  | Bulk | [10 empty] | COMBICON MSTBVK | [6 empty] | 7mm |  | 27.2mm |  | Plug Receptacles, Screw |  |  |  |  | 300 V | 300 V |  |  |  | 12-30 AWG | 0.2-2.5mm² |  | 53 | https://www.unikeyic.com/media/datasheet/71/32/15c5/713215c5e7e1cdf5a52b4c22ba3cbfe7.pdf | https://www.unikeyic.com/products/plug-in-connectors/1788800/15361956.html
1788826 | PHOENIX CONTACT | 1: 41.4396 10: 33.9941 | Phoenix Contact DIN Rail Connector MSTBVK2.5/12-G-5.08 Base Strip M 10 POS 5.08mm Screw T DIN Rail 12A | [21 empty] | 12 A | 12 A |  |  |  | - |  |  |  | 1.181" (30.00mm) | Green | [6 empty] | 2.460" (62.48mm) |  |  | UL94 V-2 | 1 (Unlimited) |  |  | DIN Rail |  | 1 |  | 12 |  | - |  | Bulk | [10 empty] | COMBICON MSTBVK | [6 empty] | 7mm |  | 27.2mm |  | Plug Receptacles, Screw |  |  |  |  | 300 V | 300 V |  |  |  | 12-30 AWG | 0.2-2.5mm² |  | 49 | https://www.unikeyic.com/media/datasheet/d0/bb/3df1/d0/37242a206d198e78695daec9dd5ea34f.pdf | https://www.unikeyic.com/products/plug-in-connectors/1788826/4770550.html
1788839 | PHOENIX CONTACT | 1: 1124.4955 | Phoenix,DINrail connector,MSTBVK2,5/13-G-5,08,Phoenix Rail type terminal block, MSTBVK 2.5/13-G-5.08series, Screw-down terminations, 12A | [21 empty] | 10 A | 10 A |  |  |  | - |  |  |  | 1.181" (30.00mm) | Green | [6 empty] | 2.660" (67.56mm) |  |  | UL94 V-2 | 1 (Unlimited) |  |  | DIN Rail |  | 1 |  | 13 |  | - |  | Bulk | [10 empty] | COMBICON MSTBVK | [6 empty] | 7mm |  | 27.2mm |  | Plug Receptacles, Screw |  |  |  |  | 300 V | 300 V |  |  |  | 12-30 AWG | 0.2-2.5mm² |  | 50 | https://www.unikeyic.com/media/datasheet/b4/5d/6ec1/b4/eefd60b5a057d261f0021629a2250430.pdf | https://www.unikeyic.com/products/plug-in-connectors/1788839/27443705.html
1788855 | PHOENIX CONTACT | 3: 90.222 6: 86.46 22: 83.006 | Phoenix Contact DIN Rail Connector MSTBVK 2.5/15-G-5.08, Screw Termination, 12A | [21 empty] | 12 A | 12 A |  |  |  | - |  |  |  | 1.181" (30.00mm) | Green | [6 empty] | 3.060" (77.72mm) |  |  | UL94 V-2 | Not Applicable |  |  | DIN Rail |  | 1 |  | 15 |  | - |  | Bulk | [8 empty] | 2511652 |  | COMBICON MSTBVK | [6 empty] | 7mm |  | 27.2mm |  | Plug Receptacles, Screw |  |  |  |  | 300 V | 300 V |  |  |  | 12-30 AWG | 0.2-2.5mm² |  | 49 | https://www.unikeyic.com/media/datasheet/73/6b/8161/736b8161db24ad0cf139978db08cf02c.pdf | https://www.unikeyic.com/products/plug-in-connectors/1788855/13724595.html
1788884 | PHOENIX CONTACT | 50: 16.8093 | Phoenix,DINrail connector,MSTBVK2,5/18-G-5,08,Phoenix Rail type terminal block, MSTBVK 2.5/18-G-5.08series, Welding termination, 12A | [21 empty] | 12 A | 12 A |  |  |  | - |  |  |  | 1.181" (30.00mm) | Green | [6 empty] | 3.660" (92.96mm) |  |  | UL94 V-2 | Not Applicable |  |  | DIN Rail |  | 1 |  | 18 |  | - |  | Bulk | [8 empty] | 2511654 |  | COMBICON MSTBVK | [6 empty] | 7mm |  | 27.2mm |  | Plug Receptacles, Screw |  |  |  |  | 300 V | 300 V |  |  |  | 12-30 AWG | 0.2-2.5mm² |  | 5000 | https://www.unikeyic.com/media/datasheet/ca/ad/dfed/caaddfed5322af03d48e9f5c0cb098c7.pdf | https://www.unikeyic.com/products/plug-in-connectors/1788884/25115966.html
1788897 | PHOENIX CONTACT | 50: 17.7784 | Phoenix Contact DIN Rail Connector, MSTBVK 2.5/19-G-5.08, Screw Terminal, 12A | [21 empty] | 12 A | 12 A |  |  |  | - |  |  |  | 1.181" (30.00mm) | Green | [6 empty] | 3.860" (98.04mm) |  |  | UL94 V-2 | Not Applicable |  |  | DIN Rail |  | 1 |  | 19 |  | - |  | Bulk | [8 empty] | 2511655 |  | COMBICON MSTBVK | [6 empty] | 7mm |  | 27.2mm |  | Plug Receptacles, Screw |  |  |  |  | 300 V | 300 V |  |  |  | 12-30 AWG | 0.2-2.5mm² |  | 5000 | https://www.unikeyic.com/media/datasheet/32/0a/7144/32/3a44d328c6096270852e365f9f1f5313.pdf | https://www.unikeyic.com/products/plug-in-connectors/1788897/13390851.html
1788907 | PHOENIX CONTACT | 50: 18.8016 | Phoenix Contact DIN Rail Connector, MSTBVK 2.5/20-G-5.08, Screw Terminal, 12A | [21 empty] | 12 A | 12 A |  |  |  | - |  |  |  | 1.181" (30.00mm) | Green | [6 empty] | 4.060" (103.12mm) |  |  | UL94 V-2 | 1 (Unlimited) |  |  | DIN Rail |  | 1 |  | 20 |  | - |  | Bulk | [10 empty] | COMBICON MSTBVK | [6 empty] | 7mm |  | 27.2mm |  | Plug Receptacles, Screw |  |  |  |  | 300 V | 300 V |  |  |  | 12-30 AWG | 0.2-2.5mm² |  | 5000 | https://www.unikeyic.com/media/datasheet/23/63/111e/23/26938cc15eafcceac75207f41abf22f0.pdf | https://www.unikeyic.com/products/plug-in-connectors/1788907/25912190.html
1788949 | PHOENIX CONTACT | 50: 22.5038 | Phoenix Contact DIN Rail Connector, MSTBVK 2.5/24-G-5.08 Series, Screw Terminal, 12A | [21 empty] | 12 A | 12 A |  |  |  | - |  |  |  | 1.181" (30.00mm) | Green | [6 empty] | 4.860" (123.44mm) |  |  | UL94 V-2 | 1 (Unlimited) |  |  | DIN Rail |  | 1 |  | 24 |  | - |  | Bulk | [10 empty] | COMBICON MSTBVK | [6 empty] | 7mm |  | 27.2mm |  | Plug Receptacles, Screw |  |  |  |  | 300 V | 300 V |  |  |  | 12-30 AWG | 0.2-2.5mm² |  | 5000 | https://www.unikeyic.com/media/datasheet/b5/8c/044a/b5/bb715d3232a6d3fc83b01f4eb4d7fa25.pdf | https://www.unikeyic.com/products/plug-in-connectors/1788949/17049532.html
1788965 | PHOENIX CONTACT | 8: 12.573 40: 12.056 | Phoenix Contact DIN Rail Connector MSTBVK 2.5/3-GF-5.08 Screw Terminal 12A | [21 empty] | 10 A | 10 A |  |  |  | Flange |  |  |  | 1.181" (30.00mm) | Green | [6 empty] | 1.046" (26.57mm) |  |  | UL94 V-2 | 1 (Unlimited) |  |  | DIN Rail |  | 1 |  | 3 |  | - |  | Bulk | [8 empty] | 3605830 |  | COMBICON MSTBVK | [6 empty] | 7mm |  | 27.2mm |  | Plug Receptacles, Screw |  |  |  |  | 300 V | 300 V |  |  |  | 12-30 AWG | 0.2-2.5mm² |  | 50 | https://www.unikeyic.com/media/datasheet/88/e4/19e0/88e419e0b6b7fc959a85ca836107d961.pdf | https://www.unikeyic.com/products/plug-in-connectors/1788965/19167530.html
1788994 | PHOENIX CONTACT | 50: 6.8191 | Phoenix Contact DIN Rail Connector, MSTBVK 2.5/6-GF-5.08 Series, Solder Termination, 12A | [21 empty] | 10 A | 10 A |  |  |  | Flange |  |  |  | 1.181" (30.00mm) | Green | [6 empty] | 1.646" (41.80mm) |  |  | UL94 V-2 | 1 (Unlimited) |  |  | DIN Rail |  | 1 |  | 6 |  | - |  | Bulk | [10 empty] | COMBICON MSTBVK | [6 empty] | 7mm |  | 27.2mm |  | Plug Receptacles, Screw |  |  |  |  | 300 V | 300 V |  |  |  | 12-30 AWG | 0.2-2.5mm² |  | 5000 | https://www.unikeyic.com/media/datasheet/43/64/4140/43/cc603ae743f95226390195c0605eb123.pdf | https://www.unikeyic.com/products/plug-in-connectors/1788994/30574918.html
1789003 | PHOENIX CONTACT | 50: 7.7341 | Phoenix Contact DIN Rail Connector, MSTBVK 2.5/7-GF-5.08, Welding Termination, 12A | [21 empty] | 12 A | 12 A |  |  |  | Mating Flange |  |  |  | 1.181" (30.00mm) | Green | [6 empty] | 1.846" (46.88mm) |  |  | UL94 V-2 | 1 (Unlimited) |  |  | DIN Rail |  | 1 |  | 7 |  | - |  | Bulk | [10 empty] | COMBICON MSTBVK | [6 empty] | 7mm |  | 27.2mm |  | Plug Receptacles, Screw |  |  |  |  | 300 V | 300 V |  |  |  | 12-30 AWG | 0.2-2.5mm² |  | 5000 | https://www.unikeyic.com/media/datasheet/53/fb/64c6/53/6e26648a7855409cce4104f09aaa89ba.pdf | https://www.unikeyic.com/products/plug-in-connectors/1789003/6764106.html
1794159 | PHOENIX CONTACT | 450: 0.8021 | Phoenix Contact AST1,5-KTSF4,5/16+2TIGY Crimp Terminal | [88 empty] | 45000 | https://www.unikeyic.com/media/about_us/Unikey_ISO_9001_Certification.pdf | https://www.unikeyic.com/products/plug-in-connectors/1794159/14530365.html
1794162 | PHOENIX CONTACT | 350: 0.8978 | Phoenix Contact Insert, AST1,5-KTSF4,5/16+10+2TIGY | [88 empty] | 35000 | https://www.unikeyic.com/media/about_us/Unikey_ISO_9001_Certification.pdf | https://www.unikeyic.com/products/plug-in-connectors/1794162/28071572.html
1803015 | PHOENIX CONTACT | 50: 10.7277 500: 10.3449 | Phoenix Contact DIN Rail Connector, MSTBVK 2.5/8-GF-5.08, Screw Terminal, 12A | [21 empty] | 12 A | 12 A |  |  |  | Mating Flange |  |  |  | 1.181" (30.00mm) | Green | [6 empty] | 2.046" (51.96mm) |  |  | UL94 V-2 | Not Applicable |  |  | DIN Rail |  | 1 |  | 8 |  | - |  | Bulk | [10 empty] | COMBICON MSTBVK | [6 empty] | 7mm |  | 27.2mm |  | Plug Receptacles, Screw |  |  |  |  | 300 V | 300 V |  |  |  | 12-30 AWG | 0.2-2.5mm² |  | 550 | https://www.unikeyic.com/media/datasheet/e4/7c/3e65/e4/49755923b1402dcdcc6e3ccb9d3548e3.pdf | https://www.unikeyic.com/products/plug-in-connectors/1803015/25441163.html
1803028 | PHOENIX CONTACT | 50: 9.6148 | Phoenix,DINrail connector,MSTBVK2,5/9-GF-5,08,Phoenix Rail type terminal block, MSTBVK 2.5/ 9-GF-5.08series, Screw-down terminations, 12A | [21 empty] | 12 A | 12 A |  |  |  | Mating Flange |  |  |  | 1.181" (30.00mm) | Green | [6 empty] | 2.246" (57.04mm) |  |  | UL94 V-2 | 1 (Unlimited) |  |  | DIN Rail |  | 1 |  | 9 |  | - |  | Bulk | [10 empty] | COMBICON MSTBVK | [6 empty] | 7mm |  | 27.2mm |  | Plug Receptacles, Screw |  |  |  |  | 300 V | 300 V |  |  |  | 12-30 AWG | 0.2-2.5mm² |  | 5000 | https://www.unikeyic.com/media/datasheet/26/2e/6427/262e642765c429a6e38e7671490c6360.pdf | https://www.unikeyic.com/products/plug-in-connectors/1803028/9024005.html
1803057 | PHOENIX CONTACT | 4: 57.134 9: 54.758 | Phoenix Contact DIN Rail Connector, MSTBVK 2.5/12-GF-5.08 Series, Screw Terminal, 12A | [21 empty] | 12 A | 12 A |  |  |  | Mating Flange |  |  |  | 1.181" (30.00mm) | Green | [6 empty] | 2.846" (72.28mm) |  |  | UL94 V-2 | Not Applicable |  |  | DIN Rail |  | 1 |  | 12 |  | - |  | Bulk | [8 empty] | 2511649 |  | COMBICON MSTBVK | [6 empty] | 7mm |  | 27.2mm |  | Plug Receptacles, Screw |  |  |  |  | 300 V | 300 V |  |  |  | 12-30 AWG | 0.2-2.5mm² |  | 28 | https://www.unikeyic.com/media/datasheet/33/7e/5b22/337e5b22cd7949cac4684cb103c1027f.pdf | https://www.unikeyic.com/products/plug-in-connectors/1803057/14410089.html
1803086 | PHOENIX CONTACT | 50: 15.201 | Phoenix Contact DIN Rail Connector, MSTBVK 2.5/15-GF-5.08 Series, Screw Terminal, 12A | [21 empty] | 12 A | 12 A |  |  |  | Mating Flange |  |  |  | 1.181" (30.00mm) | Green | [6 empty] | 3.446" (87.52mm) |  |  | UL94 V-2 | 1 (Unlimited) |  |  | DIN Rail |  | 1 |  | 15 |  | - |  | Bulk | [8 empty] | 4387901 |  | COMBICON MSTBVK | [6 empty] | 7mm |  | 27.2mm |  | Plug Receptacles, Screw |  |  |  |  | 300 V | 300 V |  |  |  | 12-30 AWG | 0.2-2.5mm² |  | 5000 | https://www.unikeyic.com/media/datasheet/bf/b9/50b1/bf/516599229970cd96798ecf7182599a11.pdf | https://www.unikeyic.com/products/plug-in-connectors/1803086/29055790.html
1805436 | PHOENIX CONTACT | 10: 7.384 | Phoenix Contact Straight Plug, DFK-PC5/3-ST-7, 62BD2SO | [88 empty] | 1000 | https://www.unikeyic.com/media/about_us/Unikey_ISO_9001_Certification.pdf | https://www.unikeyic.com/products/plug-in-connectors/1805436/7634826.html
1805449 | PHOENIX CONTACT | 10: 14.7105 | Phoenix,Straight plug,DFK-PC5/6-ST-7,62BD2SO, | [88 empty] | 1000 | https://www.unikeyic.com/media/about_us/Unikey_ISO_9001_Certification.pdf | https://www.unikeyic.com/products/plug-in-connectors/1805449/14846899.html
1829836 | PHOENIX CONTACT | 5: 221.1326 | Phoenix Contact, Pluggable Terminal Block Set, TFKC 2,5/8-STF COM-10 SET | [88 empty] | 500 | https://www.unikeyic.com/media/about_us/Unikey_ISO_9001_Certification.pdf | https://www.unikeyic.com/products/plug-in-connectors/1829836/3903980.html
1829849 | PHOENIX CONTACT | 5: 245.5458 | Phoenix,Plug-in connector sets,TFKC2,5/FKC2,5-STFCCM-30SET,Pluggable terminal blocks TFKC 2,5/FKC 2,5- STFCCM-30SET | [88 empty] | 500 | https://www.unikeyic.com/media/about_us/Unikey_ISO_9001_Certification.pdf | https://www.unikeyic.com/products/plug-in-connectors/1829849/13972339.html
1831456 | PHOENIX CONTACT | 50: 19.079 | Phoenix,DINrail connector,MSTBVK2,5/16-ST-5,08,Phoenix Contact 5.08mmpitch16pPCBTerminal block plug, MSTBVK 2.5/16-ST-5.08series | [21 empty] | 12 A | 10 A |  |  |  | - |  |  |  | 1.260" (32.00mm) | Green | [6 empty] | 3.287" (83.50mm) |  |  | UL94 V-0 | 1 (Unlimited) |  |  | DIN Rail |  | 1 |  | 16 |  | - |  | Bulk | [10 empty] | COMBICON MSTBVK | [6 empty] | 7mm |  | 28.0mm |  | Plug Receptacles, Screw |  |  |  |  | 320 V | 300 V |  |  |  | 12-30 AWG | 0.2-25mm² |  | 5000 | https://www.unikeyic.com/media/datasheet/82/8a/3390/828a3390a88c81891f5da38e629b7928.pdf | https://www.unikeyic.com/products/plug-in-connectors/1831456/15838822.html
1832743 | PHOENIX CONTACT | 1: 9.5961 10: 7.871 | Phoenix,DINrail connector,MCVK1,5/3-G-3,81,Phoenix Rail type terminal block, MCVK 1.5/ 3-G-3.81series, screw termination, 8A | [21 empty] | 8 A | 8 A |  |  |  | - |  |  |  | 1.051" (26.70mm) | Green | [6 empty] | 0.505" (12.83mm) |  |  | UL94 V-0 | 1 (Unlimited) |  |  | DIN Rail |  | 1 |  | 3 |  | - |  | Bulk | [10 empty] | COMBICON MCVK | [6 empty] | 7mm |  | 27.8mm |  | Plug Receptacles, Screw |  |  |  |  | 300 V | 300 V |  |  |  | 14-30 AWG | 0.14-0.5mm² |  | 39 | https://www.unikeyic.com/media/datasheet/05/35/32ab/053532ab1d58ae3cdeb3017f5c9855d1.pdf | https://www.unikeyic.com/products/plug-in-connectors/1832743/26130901.html
1832772 | PHOENIX CONTACT | 1: 19.3536 10: 15.8792 | Phoenix Contact DIN Rail Connector, MCVK 1.5/6-G-3.81, Screw Termination, 8A | [21 empty] | 8 A | 8 A |  |  |  | - |  |  |  | 1.051" (26.70mm) | Green | [6 empty] | 0.955" (24.26mm) |  |  | UL94 V-0 | 1 (Unlimited) |  |  | DIN Rail |  | 1 |  | 6 |  | - |  | Bulk | [10 empty] | COMBICON MCVK | [6 empty] | 7mm |  | 27.8mm |  | Plug Receptacles, Screw |  |  |  |  | 300 V | 300 V |  |  |  | 14-30 AWG | 0.14-0.5mm² |  | 27 | https://www.unikeyic.com/media/datasheet/fd/45/ace2/fd/0ea23ec584b54469d168159af525bcca.pdf | https://www.unikeyic.com/products/plug-in-connectors/1832772/16785582.html
1832785 | PHOENIX CONTACT | 50: 10.5365 | Phoenix Contact DIN Rail Connector MCVK 1.5/7-G-3.81 Series, Screw Termination, 8A | [21 empty] | 8 A | 8 A |  |  |  | - |  |  |  | 1.051" (26.70mm) | Green | [6 empty] | 1.105" (28.07mm) |  |  | UL94 V-0 | 1 (Unlimited) |  |  | DIN Rail |  | 1 |  | 7 |  | - |  | Bulk | [8 empty] | 4388032 |  | COMBICON MCVK | [6 empty] | 7mm |  | 27.8mm |  | Plug Receptacles |  |  |  |  | 300 V | 300 V |  |  |  | 14-30 AWG | 0.14-0.5mm² |  | 5000 | https://www.unikeyic.com/media/datasheet/2a/3f/3a17/2a/a7b9bb2d4267e4416d36d3a323bbd665.pdf | https://www.unikeyic.com/products/plug-in-connectors/1832785/24917665.html
1832798 | PHOENIX CONTACT | 6: 20.075 18: 19.118 69: 18.249 | Phoenix,DINrail connector,MCVK1,5/8-G-3,81,Phoenix Rail type terminal block, MCVK 1.5/ 8-G-3.81series, Screw-down terminations, 8A | [21 empty] | 8 A | 8 A |  |  |  | - |  |  |  | 1.051" (26.70mm) | Green | [6 empty] | 1.255" (31.87mm) |  |  | UL94 V-0 | 1 (Unlimited) |  |  | DIN Rail |  | 1 |  | 8 |  | - |  | Bulk | [8 empty] | 2528355 |  | COMBICON MCVK | [6 empty] | 7mm |  | 27.8mm |  | Plug Receptacles, Screw |  |  |  |  | 300 V | 300 V |  |  |  | 14-30 AWG | 0.14-0.5mm² |  | 70 | https://www.unikeyic.com/media/datasheet/ec/46/531b/ec/e8c7c226d7d6e02581d1326a45074353.pdf | https://www.unikeyic.com/products/plug-in-connectors/1832798/23607429.html
1832976 | PHOENIX CONTACT | 1: 43.3944 10: 35.6011 | Phoenix Contact DIN Rail Connector MCVK 1.5/12-GF-3.81, Screw Termination, 8A | [21 empty] | 8 A | 8 A |  |  |  | Mating Flange |  |  |  | 1.051" (26.70mm) | Green | [6 empty] | 2.209" (56.11mm) |  |  | UL94 V-0 | 1 (Unlimited) |  |  | DIN Rail |  | 1 |  | 12 |  | - |  | Bulk | [10 empty] | COMBICON MCVK | [6 empty] | 7mm |  | 27.8mm |  | Plug Receptacles, Screw |  |  |  |  | 160 V | 300 V |  |  |  | 14-30 AWG | 0.14-0.5mm² |  | 23 | https://www.unikeyic.com/media/datasheet/8b/09/d9f7/8b/0056299c4eefa56d21c54c50512623f8.pdf | https://www.unikeyic.com/products/plug-in-connectors/1832976/31219138.html
1833644 | PHOENIX CONTACT | 1: 30.0858 | Phoenix Contact Pluggable Connector Set FKC 2.5-3HAC026592-002-SET | [88 empty] | 12 | https://www.unikeyic.com/media/about_us/Unikey_ISO_9001_Certification.pdf | https://www.unikeyic.com/products/plug-in-connectors/1833644/268470.html
1833865 | PHOENIX CONTACT | 50: 6.6787 | Phoenix Contact DIN Rail Connector, UMSTBVK 2.5/7-ST-5.08, Green, Screw Termination, 12A | [24 empty] | 1833865 PHOENIX CONTACT | [14 empty] | 37.08mm*37.08mm*42.5mm |  |  |  | DIN rail mounting | [6 empty] | -40℃~100℃ | [9 empty] | On sale |  |  | bulk | [24 empty] | 5000 | https://www.unikeyic.com/media/datasheet/da/1e/a2dc/da1ea2dcbe3671339ae7c4c3e317d54f.pdf | https://www.unikeyic.com/products/plug-in-connectors/1833865/14961780.html
1833894 | PHOENIX CONTACT | 50: 9.5708 | Phoenix Contact DIN Rail Connector UMSTBVK2 5/10-ST-5.08 | [21 empty] | 12 A | 12 A |  |  |  | Retention Latches |  |  |  | 1.713" (43.50mm) | Green | [6 empty] | 2.060" (52.32mm) |  |  | UL94 V-0 | 1 (Unlimited) |  |  | DIN Rail |  | 1 |  | 10 |  | - |  | Bulk | [10 empty] | COMBICON UMSTBVK | [6 empty] | 7mm |  | 42.5mm |  | Plug Receptacles, Screw |  |  |  |  | 300 V | 300 V |  |  |  | 12-30 AWG | 0.2-2.5mm² |  | 5000 | https://www.unikeyic.com/media/datasheet/89/d1/5705/89/72fb9ee88aab6283b2cb00db6859c44f.pdf | https://www.unikeyic.com/products/plug-in-connectors/1833894/16212162.html
1833917 | PHOENIX CONTACT | 50: 11.4667 | Phoenix,DINrail connector,UMSTBVK2,5/12-ST-5,08, | [21 empty] | 10 A | 10 A |  |  |  | Retention Latches |  |  |  | 1.713" (43.50mm) | Green | [6 empty] | 2.460" (62.48mm) |  |  | UL94 V-0 | 1 (Unlimited) |  |  | DIN Rail |  | 1 |  | 12 |  | - |  | Bulk | [8 empty] | 4482961 |  | COMBICON UMSTBVK | [6 empty] | 7mm |  | 42.5mm |  | Plug Receptacles, Screw |  |  |  |  | 300 V | 300 V |  |  |  | 12-30 AWG | 0.2-2.5mm² |  | 5000 | https://www.unikeyic.com/media/datasheet/30/a0/0c09/30a00c093ffed103b876b6c7d640dd74.pdf | https://www.unikeyic.com/products/plug-in-connectors/1833917/14584143.html
1833920 | PHOENIX CONTACT | 50: 12.4645 | Phoenix,DINrail connector,UMSTBVK2,5/13-ST-5,08, | [24 empty] | 1833920 PHOENIX CONTACT | [14 empty] | 34.8mm*67.56mm*42.5mm | [48 empty] | 5000 | https://www.unikeyic.com/media/datasheet/62/d4/ef8a/62/997ecbc23ea4f8d2765eab7df7912950.pdf | https://www.unikeyic.com/products/plug-in-connectors/1833920/34355815.html
1833933 | PHOENIX CONTACT | 50: 13.3575 | Phoenix Contact DIN Rail Connector, UMSTBVK2 5/14-ST-5.08 | [21 empty] | 10 A | 10 A |  |  |  | Retention Latches |  |  |  | 1.713" (43.50mm) | Green | [6 empty] | 2.860" (72.64mm) |  |  | UL94 V-0 | 1 (Unlimited) |  |  | DIN Rail |  | 1 |  | 14 |  | - |  | Bulk | [8 empty] | 4482962 |  | COMBICON UMSTBVK | [6 empty] | 7mm |  | 42.5mm |  | Plug Receptacles, Screw |  |  |  |  | 300 V | 300 V |  |  |  | 12-30 AWG | 0.2-2.5mm² |  | 5000 | https://www.unikeyic.com/media/datasheet/aa/97/2474/aa972474b618c9814f91508361eb1ac7.pdf | https://www.unikeyic.com/products/plug-in-connectors/1833933/3238640.html
1838381 | PHOENIX CONTACT | 1: 3.0992 | Phoenix,Straight-through terminal block,UPCV3K4-G-7,62,Phoenix Contact Phoenix pcbTerminal blocks, UPCV3K4-G-7.62 series, 7.62mmPitch, 1road (1row), Welding termination, 20A | [21 empty] | 20 A | 20 A |  |  |  | - |  |  |  | 1.917" (48.70mm) | Gray | [6 empty] | 2.929" (74.40mm) |  |  | UL94 V-0 | 1 (Unlimited) |  |  | DIN Rail |  | 1 |  | 4 |  | - |  | Bulk | [10 empty] | CLIPLINE UPCV | [6 empty] | 10mm |  | 7.6mm |  | Plug Receptacles, Screw |  |  |  |  | 1 kV | 600 V |  |  |  | 10-30 AWG | 0.2-4mm² |  | 52 | https://www.unikeyic.com/media/datasheet/9a/fd/4668/9a/2070bc6b225a9f0d205c5f9a0d702ae0.pdf | https://www.unikeyic.com/products/plug-in-connectors/1838381/23863668.html
1840557 | PHOENIX CONTACT | 1: 2.302 | Phoenix,Straight plug,DFK-PC4/2-GF-7,62,Phoenix Contact 7.62mmpitch2pPlug-in terminal blocks Straight connector, DFK-PC 4/ 2-GF-7.62series, 630 V, Tighten the screws, green | [10 empty] | Green | [11 empty] | 35 A |  |  |  | Threaded Mating Lock |  | Header, Male Pins | [13 empty] | 1 (Unlimited) |  |  |  |  | 1 | [5 empty] | Bulk | Screw Mount - Front Flange | 0.039 ~ 0.197" (1.0 ~ 5.0mm) | 0.300" (7.62mm) |  |  | 2 |  | Bolt/Screw Clamp - Wire Entry Parallel to Panel |  |  | COMBICON DFK-PC | [16 empty] | 600 V |  | 1.451" (36.86mm) | 10-30 AWG |  |  |  | 47 | https://www.unikeyic.com/media/datasheet/21/7e/07ad/217e07adc30c872f3cf8e389558d6bfa.pdf | https://www.unikeyic.com/products/plug-in-connectors/1840557/2136137.html
1840573 | PHOENIX CONTACT | 1: 4.6363 | Phoenix Contact DFK-PC4/4-GF-7.62, 7.62mm Pitch, 4P Pluggable Terminal Block, Straight Plug, 1kV, Screw, Green | [10 empty] | Green | [11 empty] | 5 A |  |  |  | Threaded Mating Lock |  | Header, Male Pins | [13 empty] | 1 (Unlimited) |  |  |  |  | 1 | [5 empty] | Bulk | Screw Mount - Front Flange | 0.039 ~ 0.197" (1.0 ~ 5.0mm) | 0.300" (7.62mm) |  |  | 4 |  | Bolt/Screw Clamp - Wire Entry Parallel to Panel |  |  | COMBICON DFK-PC | [16 empty] | 600 V |  | 2.051" (52.10mm) | 10-30 AWG |  |  |  | 91 | https://www.unikeyic.com/media/datasheet/8f/27/160b/8f27160b60cda3096d8149f60402cc2c.pdf | https://www.unikeyic.com/products/plug-in-connectors/1840573/2321803.html
1840586 | PHOENIX CONTACT | 1: 11.2103 | Phoenix Contact DFK-PC4/5-GF-7.62 Terminal Block, 20A, 630V, 5 Pos, 7.62mm Pitch, Screw, Tin, Green, Direct Mount | [10 empty] | Green | [11 empty] | 35 A |  |  |  | Threaded Mating Lock |  | Header, Male Pins | [13 empty] | 1 (Unlimited) |  |  |  |  | 1 | [5 empty] | Bulk | Screw Mount - Front Flange | 0.039 ~ 0.197" (1.0 ~ 5.0mm) | 0.300" (7.62mm) |  |  | 5 |  | Bolt/Screw Clamp - Wire Entry Parallel to Panel |  |  | COMBICON DFK-PC | [16 empty] | 600 V |  | 2.351" (59.72mm) | 10-30 AWG |  |  |  | 119 | https://www.unikeyic.com/media/datasheet/03/e6/3f54/03e63f544c127bc1ce39814039928280.pdf | https://www.unikeyic.com/products/plug-in-connectors/1840586/24375156.html
1840599 | PHOENIX CONTACT | 50: 12.4723 | Phoenix,Straight plug,DFK-PC4/6-GF-7,62,Phoenix Contact 7.62mmpitch6pPlug-in terminal blocks Straight connector, DFK-PC 4/ 6-GF-7.62series, 1 kV, Tighten the screws, green | [10 empty] | Green | [11 empty] | 35 A |  |  |  | Threaded Mating Lock |  | Header, Male Pins | [13 empty] | 1 (Unlimited) |  |  |  |  | 1 | [5 empty] | Bulk | Screw Mount - Front Flange | 0.039 ~ 0.197" (1.0 ~ 5.0mm) | 0.300" (7.62mm) |  |  | 6 |  | Bolt/Screw Clamp - Wire Entry Parallel to Panel | 2525288 |  | COMBICON DFK-PC | [16 empty] | 600 V |  | 2.651" (67.34mm) | 10-30 AWG |  |  |  | 758 | https://www.unikeyic.com/media/datasheet/62/6a/d8e3/626ad8e36f18c20b8861a5ed6c5ee4b2.pdf | https://www.unikeyic.com/products/plug-in-connectors/1840599/2044009.html
1840609 | PHOENIX CONTACT | 1: 15.661 | Phoenix Contact DFK-PC4/7-GF-7.62, 7.62mm Pitch 7-Pin Receptacle, Straight | [10 empty] | Green | [11 empty] | 35 A |  |  |  | Threaded Mating Lock |  | Header, Male Pins | [13 empty] | 1 (Unlimited) |  |  |  |  | 1 | [5 empty] | Bulk | Screw Mount - Front Flange | 0.039 ~ 0.197" (1.0 ~ 5.0mm) | 0.300" (7.62mm) |  |  | 7 |  | Bolt/Screw Clamp - Wire Entry Parallel to Panel | 3605687 |  | COMBICON DFK-PC | [16 empty] | 300 V |  | 1.451" (36.86mm) | 10-30 AWG |  |  |  | 127 | https://www.unikeyic.com/media/datasheet/81/96/0d50/81960d50072c506d07f0a29f84b6b658.pdf | https://www.unikeyic.com/products/plug-in-connectors/1840609/34872813.html
1840612 | PHOENIX CONTACT | 1: 16.2994 | Phoenix,Straight plug,DFK-PC4/8-GF-7,62,Phoenix Contact 7.62mmpitch8pPlug-in terminal blocks Straight connector, DFK-PC 4/ 8-GF-7.62series, 1 kV, Tighten the screws, green | [10 empty] | Green | [11 empty] | 35 A |  |  |  | Threaded Mating Lock |  | Header, Male Pins | [13 empty] | 1 (Unlimited) |  |  |  |  | 1 | [5 empty] | Bulk | Screw Mount - Front Flange | 0.039 ~ 0.197" (1.0 ~ 5.0mm) | 0.300" (7.62mm) |  |  | 8 |  | Bolt/Screw Clamp - Wire Entry Parallel to Panel | 349187 |  | COMBICON DFK-PC | [16 empty] | 600 V |  | 3.251" (82.58mm) | 10-30 AWG |  |  |  | 59 | https://www.unikeyic.com/media/datasheet/8d/ce/3055/8d/3fc0bb863dc7e63dafe24595dca32961.pdf | https://www.unikeyic.com/products/plug-in-connectors/1840612/788927.html
1840625 | PHOENIX CONTACT | 1: 18.2965 | Phoenix Contact DFK-PC 4/9-GF-7.62 Pluggable Terminal Block, 7.62mm Pitch, 9 Pos, Straight Plug, Solder | [10 empty] | Green | [11 empty] | 35 A |  |  |  | Threaded Mating Lock |  | Header, Male Pins | [13 empty] | 1 (Unlimited) |  |  |  |  | 1 | [5 empty] | Bulk | Screw Mount - Front Flange | 0.039 ~ 0.197" (1.0 ~ 5.0mm) | 0.300" (7.62mm) |  |  | 9 |  | Bolt/Screw Clamp - Wire Entry Parallel to Panel |  |  | COMBICON DFK-PC | [16 empty] | 300 V |  | 1.451" (36.86mm) | 10-30 AWG |  |  |  | 2520 | https://www.unikeyic.com/media/datasheet/ef/30/dff7/ef/ae246c5dd67580536478d48839dd50d1.pdf | https://www.unikeyic.com/products/plug-in-connectors/1840625/27430928.html
1840638 | PHOENIX CONTACT | 6: 20.779 17: 19.789 | Phoenix Contact DFK-PC4/10-GF-7,62 Pluggable Terminal Block Receptacle Housing, 7.62mm Pitch, 10 Pos, COMBICON PC Series, Screw Mount | [10 empty] | Green | [11 empty] | 35 A |  |  |  | Threaded Mating Lock |  | Header, Male Pins | [13 empty] | 1 (Unlimited) |  |  |  |  | 1 | [5 empty] | Bulk | Screw Mount - Front Flange | 0.039 ~ 0.197" (1.0 ~ 5.0mm) | 0.300" (7.62mm) |  |  | 10 |  | Bolt/Screw Clamp - Wire Entry Parallel to Panel | 2525289 |  | COMBICON DFK-PC | [16 empty] | 600 V |  | 3.851" (97.82mm) | 10-30 AWG |  |  |  | 36 | https://www.unikeyic.com/media/datasheet/76/6a/a23c/76/2a1d6a75aa3d98e77606ebb3ed63e695.pdf | https://www.unikeyic.com/products/plug-in-connectors/1840638/30274311.html
1840641 | PHOENIX CONTACT | 50: 14.6885 | Phoenix Contact DFK-PC4/11-GF-7.62 PCB Terminal Block, 7.62mm Pitch, 11 Pos, Solder, 20A, Straight Plug | [10 empty] | Green | [11 empty] | 35 A |  |  |  | Threaded Mating Lock |  | Header, Male Pins | [13 empty] | 1 (Unlimited) |  |  |  |  | 1 | [5 empty] | Bulk | Screw Mount - Front Flange | 0.039 ~ 0.197" (1.0 ~ 5.0mm) | 0.300" (7.62mm) |  |  | 11 |  | Bolt/Screw Clamp - Wire Entry Parallel to Panel | 4395167 |  | COMBICON DFK-PC | [16 empty] | 600 V |  | 4.151" (105.44mm) | 10-30 AWG |  |  |  | 5000 | https://www.unikeyic.com/media/datasheet/10/0c/45f6/10/7b65927d1e63c6a68f36eb71c671faf6.pdf | https://www.unikeyic.com/products/plug-in-connectors/1840641/10510975.html
1840654 | PHOENIX CONTACT | 5: 37.983 11: 36.465 44: 35.728 | Phoenix Contact DFK-PC 4/12-GF-7.62 Series Pluggable Terminal Block, 12 Pos, 7.62mm Pitch, 1 kV, Screw Mount, Green | [10 empty] | Green | [11 empty] | 35 A |  |  |  | Threaded Mating Lock |  | Header, Male Pins | [13 empty] | 1 (Unlimited) |  |  |  |  | 1 | [5 empty] | Bulk | Screw Mount - Front Flange | 0.039 ~ 0.197" (1.0 ~ 5.0mm) | 0.300" (7.62mm) |  |  | 12 |  | Bolt/Screw Clamp - Wire Entry Parallel to Panel | 2525290 |  | COMBICON DFK-PC | [16 empty] | 600 V |  | 4.451" (113.06mm) | 10-30 AWG |  |  |  | 93 | https://www.unikeyic.com/media/datasheet/bf/cf/f18e/bfcff18e967f652920a5b24961d5f84d.pdf | https://www.unikeyic.com/products/plug-in-connectors/1840654/5732333.html
1849118 | PHOENIX CONTACT | 50: 5.9414 | Phoenix,DINrail connector,MSTBVK2,5/5-STF-5,08,Phoenix Rail type terminal block, MSTBVK 2.5/ 5-STF-5.08series, green, Screw-down terminations, 12A | [21 empty] | 12 A | 10 A |  |  |  | Mating Flange |  |  |  | - | Green | [6 empty] | 1.402" (35.62mm) |  |  | UL94 V-0 | 1 (Unlimited) |  |  | DIN Rail |  | 1 |  | 5 |  | - |  | Bulk | [10 empty] | COMBICON MSTBVK | [6 empty] | 7mm |  | - |  | Plug Receptacles, Screw |  |  |  |  | 320 V | 300 V |  |  |  | 12-30 AWG | 0.2-2.5mm² |  | 5000 | https://www.unikeyic.com/media/datasheet/92/cd/4786/92/0b7b089888ecfaa1001b1ed03aa22802.pdf | https://www.unikeyic.com/products/plug-in-connectors/1849118/4428318.html
1849121 | PHOENIX CONTACT | 50: 6.8885 | Phoenix Contact MSTBVK 2.5/6-STF-5.08 DIN Rail Terminal Block, Green, Screw, 12A | [21 empty] | 12 A | 10 A |  |  |  | Flange |  |  |  | - | Green | [6 empty] | 1.602" (40.70mm) |  |  | UL94 V-0 | 1 (Unlimited) |  |  | DIN Rail |  | 1 |  | 6 |  | - |  | Bulk | [10 empty] | COMBICON MSTBVK | [6 empty] | 7mm |  | - |  | Plug Receptacles, Screw |  |  |  |  | 320 V | 300 V |  |  |  | 12-30 AWG | 0.2-2.5mm² |  | 5000 | https://www.unikeyic.com/media/datasheet/46/3a/612f/463a612f57e0116d5b8ea78a355f8288.pdf | https://www.unikeyic.com/products/plug-in-connectors/1849121/1228554.html
1849147 | PHOENIX CONTACT | 50: 8.8351 | Phoenix Contact DIN Rail Connector, MSTBVK 2.5/8-STF-5.08, Green, Screw Termination, 12A | [24 empty] | 1849147 PHOENIX CONTACT | [25 empty] | -40℃~100℃ | [37 empty] | 5000 | https://www.unikeyic.com/media/datasheet/2d/c1/5e91/2d/da4c2651bdb217a69b3608e72a878c71.pdf | https://www.unikeyic.com/products/plug-in-connectors/1849147/29476244.html
1852891 | PHOENIX CONTACT | 5: 2.8024 | Phoenix Contact VC-TR1/2M Connector Housing, Frame Sleeve Frame, VC Series | [10 empty] | Black | [18 empty] | Non-Gendered |  |  |  |  | - | [5 empty] | Polyamide (PA), Nylon, Glass Filled |  | 1 (Unlimited) | [5 empty] | 2 |  |  | -40°C ~ 100°C |  | Bulk | [8 empty] | 349208 |  | Variocon® TR |  |  |  | 1 | [19 empty] | 500 | https://www.unikeyic.com/media/datasheet/d8/c1/c77f/d8/32a3e09e5f47ea62c4c67f93aaa41f4d.pdf | https://www.unikeyic.com/products/plug-in-connectors/1852891/34965786.html
1852914 | PHOENIX CONTACT | 1: 5.8835 | Phoenix,Plug Insert Holder,VC-TR3/4M, | [10 empty] | Black | [18 empty] | Non-Gendered |  |  |  |  | - | [5 empty] | Polyamide (PA), Nylon, Glass Filled |  | 1 (Unlimited) | [5 empty] | 4 |  |  | -40°C ~ 100°C |  | Bulk | [10 empty] | Variocon® TR |  |  |  | 3 | [19 empty] | 96 | https://www.unikeyic.com/media/datasheet/ad/18/f004/ad/407ed8bf84b30712f08a0b34250113b1.pdf | https://www.unikeyic.com/products/plug-in-connectors/1852914/31219053.html
1852935 | PHOENIX CONTACT | 5: 15.7168 | Phoenix Contact VC-K-T1-Z-M20 Backshell Sleeve Housing | [12 empty] | Hood | [13 empty] | - |  |  |  |  | - | - | Polyamide (PA), Nylon |  | IP65 - Dust Tight, Water Resistant | [6 empty] | 1 (Unlimited) | [8 empty] | -40°C ~ 80°C |  | Bulk | [10 empty] | Variocon® VC1 |  |  |  | - | 2.598" L x 1.299" W x 2.559" H (66.00mm x 33.00mm x 65.00mm) |  |  | Thru Type |  |  |  |  | M20 | [10 empty] | 500 | https://www.unikeyic.com/media/datasheet/0a/1c/4be2/0a/1ddf4c3159ae87ac492c9a23293d8d45.pdf | https://www.unikeyic.com/products/plug-in-connectors/1852935/26028411.html
1852969 | PHOENIX CONTACT | 5: 12.8501 | Phoenix,Plug housing,VC-K-T4-Z, | [24 empty] | 1852969 PHOENIX CONTACT | [14 empty] | 111mm*33mm*79mm |  |  |  | threaded mounting | [6 empty] | -40℃~80℃ | [9 empty] | On sale |  |  | bulk | [24 empty] | 500 | https://www.unikeyic.com/media/datasheet/f5/b4/41dc/f5/37d562368e6702d2476e0e8eeec4139e.pdf | https://www.unikeyic.com/products/plug-in-connectors/1852969/9870165.html
1853340 | PHOENIX CONTACT | 5: 31.6365 | Phoenix Contact VC-MEMV-T3-Z Heavy Duty Connector Housing, VC-MEMV-T3-Z Series | [12 empty] | Hood | [13 empty] | - |  |  |  |  | - | Nickel | Zinc, Die Cast |  | IP65/IP66/IP67 - Dust Tight, Water Resistant, Waterproof | [6 empty] | 1 (Unlimited) | [8 empty] | -40°C ~ 125°C |  | Bulk | [10 empty] | Variocon® VC3 |  |  |  | - | 3.780" L x 1.299" W x 3.110" H (96.00mm x 33.00mm x 79.00mm) |  |  | Thru Type |  |  |  |  | PG21 | [10 empty] | 500 | https://www.unikeyic.com/media/datasheet/f5/b4/41dc/f5/37d562368e6702d2476e0e8eeec4139e.pdf | https://www.unikeyic.com/products/plug-in-connectors/1853340/13762785.html
1853353 | PHOENIX CONTACT | 5: 35.8849 | Phoenix Contact VC-MEMV-T4-Z Heavy Duty Connector Housing, VC-MEMV-T4-Z Series | [12 empty] | Hood | [13 empty] | - |  |  |  |  | - | Nickel | Zinc, Die Cast |  | IP65/IP66/IP67 - Dust Tight, Water Resistant, Waterproof | [6 empty] | 1 (Unlimited) | [8 empty] | -40°C ~ 125°C |  | Bulk | [8 empty] | 2553147 |  | Variocon® VC4 |  |  |  | - | 4.370" L x 1.299" W x 3.110" H (111.00mm x 33.00mm x 79.00mm) |  |  | Thru Type |  |  |  |  | PG21 | [10 empty] | 500 | https://www.unikeyic.com/media/datasheet/f5/b4/41dc/f5/37d562368e6702d2476e0e8eeec4139e.pdf | https://www.unikeyic.com/products/plug-in-connectors/1853353/12652202.html
1853586 | PHOENIX CONTACT | 5: 9.0414 | Phoenix,Plug Insert Holder,VC-TR5/6M, | [12 empty] | - | [13 empty] | - |  |  |  |  | - | - | - |  | - | [6 empty] | Not Applicable | [8 empty] | - |  | Bulk | [8 empty] | 4482998 |  | Variocon® |  |  |  | - | - |  |  | - |  |  |  |  | - | [10 empty] | 500 | https://www.unikeyic.com/media/datasheet/e3/05/107d/e3/4fc3edf128a8a5545db2b7b37f4e6153.pdf | https://www.unikeyic.com/products/plug-in-connectors/1853586/20614643.html
1855128 | PHOENIX CONTACT | 1: 29.6043 | Phoenix Contact VC-K-T4-R Backshell Plastic Sleeve Housing Polyamide | [24 empty] | 1855128 PHOENIX CONTACT | [14 empty] | 111mm*33mm*79mm |  |  |  | threaded mounting | [6 empty] | -40℃~80℃ | [9 empty] | On sale |  |  | bulk | [24 empty] | 6 | https://www.unikeyic.com/media/datasheet/f5/b4/41dc/f5/37d562368e6702d2476e0e8eeec4139e.pdf | https://www.unikeyic.com/products/plug-in-connectors/1855128/3507548.html
1855131 | PHOENIX CONTACT | 5: 34.992 | Phoenix Contact Plug Housing, VC-MEMV-T1-R | [12 empty] | Hood | [13 empty] | - |  |  |  |  | - | Nickel | Zinc, Die Cast |  | IP65/IP66/IP67 - Dust Tight, Water Resistant, Waterproof | [6 empty] | 1 (Unlimited) | [8 empty] | -40°C ~ 125°C |  | Bulk | [8 empty] | 2553142 |  | Variocon® VC1 |  |  |  | - | 2.598" L x 1.299" W x 2.795" H (66.00mm x 33.00mm x 71.00mm) |  |  | Thru Type |  |  |  |  | PG16 | [10 empty] | 500 | https://www.unikeyic.com/media/datasheet/7f/a0/43dd/7f/e3c8ca0cec982e04aa7ce3be7c028ddd.pdf | https://www.unikeyic.com/products/plug-in-connectors/1855131/34435818.html
1855133 | PHOENIX CONTACT | 5: 26.9399 | Phoenix,Plug housing,VC-K-T4-R-M25,Backshells, Sleeve Housing Polyamide | [12 empty] | Hood | [13 empty] | - |  |  |  |  | - | - | Polyamide (PA), Nylon |  | IP65 - Dust Tight, Water Resistant | [6 empty] | 1 (Unlimited) | [8 empty] | -40°C ~ 80°C |  | Bulk | [8 empty] | 3605590 |  | Variocon® VC4 |  |  |  | - | 4.370" L x 1.299" W x 2.953" H (111.00mm x 33.00mm x 75.00mm) |  |  | Thru Type |  |  |  |  | M25 | [10 empty] | 500 | https://www.unikeyic.com/media/datasheet/f0/3e/d4c6/f03ed4c63e1241b1f0546748f2acff8d.pdf | https://www.unikeyic.com/products/plug-in-connectors/1855133/19979687.html
1856388 | PHOENIX CONTACT | 10: 1.7075 | Phoenix,Plug-in bridge,EBP3-5GYLP37-12SM,Conn Accessories Insertion Bridge | [88 empty] | 104 | https://www.unikeyic.com/media/about_us/Unikey_ISO_9001_Certification.pdf | https://www.unikeyic.com/products/plug-in-connectors/1856388/4899290.html
1859315 | PHOENIX CONTACT | 2: 78.353 7: 75.086 13: 72.083 | Phoenix Contact DIN Rail Connector, UMSTBVK 2.5/16-STF-5.08, Solder Termination, 12A | [21 empty] | 12 A | 12 A |  |  |  | - |  |  |  | 1.713" (43.50mm) | Green | [6 empty] | 3.598" (91.40mm) |  |  | UL94 V-0 | 1 (Unlimited) |  |  | DIN Rail |  | 1 |  | 16 |  | - |  | Bulk | [8 empty] | 4483031 |  | COMBICON UMSTBVK | [6 empty] | 7mm |  | 42.5mm |  | Plug Receptacles, Screw | [5 empty] | 250 V |  |  |  | 12-30 AWG | 0.2-2.5mm² |  | 30 | https://www.unikeyic.com/media/datasheet/06/86/01fa/068601fae1e657fa5bc35664335c49f6.pdf | https://www.unikeyic.com/products/plug-in-connectors/1859315/9533044.html
1876246 | PHOENIX CONTACT | 1: 7.153 | Phoenix Contact DIN Rail Connector PCVK4-7,62-PE | [21 empty] | 20 A |  |  |  |  | - |  |  |  | 1.433" (36.40mm) | Green, Yellow | [6 empty] | 1.669" (42.40mm) |  |  | UL94 V-0 | 1 (Unlimited) |  |  | DIN Rail |  | 1 |  | 2 |  | - |  | Bulk | [10 empty] | COMBICON PCVK | [6 empty] | 10mm |  | 7.6mm |  | Plug Receptacles, Screw |  |  |  |  | 630 V |  |  |  |  | 12-24 AWG | 0.2-4mm² |  | 86 | https://www.unikeyic.com/media/datasheet/c6/f2/54ee/c6/727718bb0216bc6fe76cd22243355123.pdf | https://www.unikeyic.com/products/plug-in-connectors/1876246/885067.html
1884911 | PHOENIX CONTACT | 5: 26.9399 | Phoenix Contact Plug Housing VC-MP-T3-Z | [12 empty] | Hood | [13 empty] | - |  |  |  |  | - | Powder Coated | Zinc, Die Cast |  | IP65/IP66/IP67 - Dust Tight, Water Resistant, Waterproof | [6 empty] | Not Applicable | [8 empty] | -40°C ~ 125°C |  | Bulk | [8 empty] | 349260 |  | Variocon® VC3 |  |  |  | - | 3.780" L x 1.299" W x 3.110" H (96.00mm x 33.00mm x 79.00mm) |  |  | Thru Type |  |  |  |  | PG21 | [10 empty] | 500 | https://www.unikeyic.com/media/datasheet/4c/52/bd97/4c/22ac5af6ae582a21419496cbf824356a.pdf | https://www.unikeyic.com/products/plug-in-connectors/1884911/22946366.html
1884924 | PHOENIX CONTACT | 5: 30.0028 | Phoenix,Plug housing,VC-MP-T4-Z,Metal sleeve housing, powder-coating, locking screws with cylindrical head, type 4, cable screw connection | [12 empty] | Hood | [13 empty] | - |  |  |  |  | - | Powder Coated | Zinc, Die Cast |  | IP65/IP66/IP67 - Dust Tight, Water Resistant, Waterproof | [6 empty] | 1 (Unlimited) | [8 empty] | -40°C ~ 125°C |  | Bulk | [10 empty] | Variocon® VC4 |  |  |  | - | 4.370" L x 1.299" W x 3.110" H (111.00mm x 33.00mm x 79.00mm) |  |  | Thru Type |  |  |  |  | PG21 | [10 empty] | 500 | https://www.unikeyic.com/media/datasheet/7f/a0/43dd/7f/e3c8ca0cec982e04aa7ce3be7c028ddd.pdf | https://www.unikeyic.com/products/plug-in-connectors/1884924/1056158.html
1885211 | PHOENIX CONTACT | 1: 81.9394 | Phoenix,Plug housing,VC-EMV3-S2266NZ,Phoenix casing housing D-SubConnector accessories, Variocon® VCseries, 16 | [18 empty] | Cable Connector Assembly | [15 empty] | - | [7 empty] | 1 (Unlimited) | [6 empty] | 16 (12 + 4 Power) |  |  |  | Bulk | [8 empty] | 3605505 |  | Variocon® VC |  |  |  | - |  |  |  | Side Entry |  |  | Screw |  | M25 | [10 empty] | 100 | https://www.unikeyic.com/media/datasheet/88/e1/365c/88/daac96e2faf887a41a0ae85bcb62fef1.pdf | https://www.unikeyic.com/products/plug-in-connectors/1885211/22764741.html
1886634 | PHOENIX CONTACT | 5: 40.3941 | Phoenix,Plug housing,VC-MP-T1-R-M20, | [12 empty] | Hood | [13 empty] | - |  |  |  |  | - | Powder Coated | Zinc, Die Cast |  | IP65/IP66/IP67 - Dust Tight, Water Resistant, Waterproof | [6 empty] | 1 (Unlimited) | [8 empty] | -40°C ~ 125°C |  | Bulk | [8 empty] | 3605490 |  | Variocon® VC1 |  |  |  | - | 2.598" L x 1.299" W x 2.559" H (66.00mm x 33.00mm x 65.00mm) |  |  | Thru Type |  |  |  |  | M20 | [10 empty] | 48 | https://www.unikeyic.com/media/datasheet/7f/a0/43dd/7f/e3c8ca0cec982e04aa7ce3be7c028ddd.pdf | https://www.unikeyic.com/products/plug-in-connectors/1886634/17615176.html
1886692 | PHOENIX CONTACT | 5: 34.6503 | Phoenix,Plug housing,VC-MP-T3-Z-M25,Phoenix Heavy Duty Connector Housing, VC-MP-T3-Z-M25series | [12 empty] | Hood | [13 empty] | - |  |  |  |  | - | Powder Coated | Zinc, Die Cast |  | IP65/IP66/IP67 - Dust Tight, Water Resistant, Waterproof | [6 empty] | 1 (Unlimited) | [8 empty] | -40°C ~ 125°C |  | Bulk | [8 empty] | 4483136 |  | Variocon® VC3 |  |  |  | - | 3.780" L x 1.299" W x 2.953" H (96.00mm x 33.00mm x 75.00mm) |  |  | Top Entry |  |  |  |  | M25 | [10 empty] | 500 | https://www.unikeyic.com/media/datasheet/05/eb/21ec/05/b2e6a769c217de77a8f14ed822399fd2.pdf | https://www.unikeyic.com/products/plug-in-connectors/1886692/16196291.html
1888174-4 | TE Connectivity | 1: 2.8358 | Mini-SAS Shielded Receptacle Assemblies | [7 empty] | 1888174 |  |  |  | Receptacle | SAS, Mini | Gold | 30.0µin (0.76µm) | [11 empty] | Board Guide | [15 empty] | 1 (Unlimited) |  |  | Surface Mount |  |  |  | 36 |  |  |  | Tube | [10 empty] | EVERCLEAR | [9 empty] | Solder | [13 empty] | 1759 | https://www.unikeyic.com/media/datasheet/f2/62/4bf4/f2/cc6d7f39c5e5c04723008adfe318459a.pdf | https://www.unikeyic.com/products/plug-in-connectors/1888174-4/12718125.html
1888247-2 | TE Connectivity | 1: 0.9944 10: 0.845 100: 0.7301 500: 0.6779 1,000: 0.633 | TE Connectivity pluggableIOConnector, Connector, Mother seat | [7 empty] | 1888247 |  |  |  | Receptacle | SFP+ | Gold | 15.0µin (0.38µm) | [11 empty] | Board Guide | [15 empty] | 1 (Unlimited) |  |  | Surface Mount, Right Angle |  |  |  | 20 | [12 empty] | 1825608 |  | - | [9 empty] | Solder | [14 empty] | https://www.unikeyic.com/media/datasheet/62/da/256d/62da256d2cdd45ec2ebc4edf23e6ea37.pdf | https://www.unikeyic.com/products/plug-in-connectors/1888247-2/4006511.html
1888247-3 | TE Connectivity | 2,400: 2.2845 3,360: 2.2309 4,800: 2.1756 | Conn SFP+ RCP 20 POS 0.8mm Solder RA SMD 20 Terminal 1 Port | [7 empty] | 1888247 |  |  |  | Receptacle | SFP+ | Gold | 30.0µin (0.76µm) | [11 empty] | Board Guide | [15 empty] | 1 (Unlimited) |  |  | Surface Mount, Right Angle |  |  |  | 20 |  |  |  | Tape & Reel (TR) | [8 empty] | 5447142 |  | - | [9 empty] | Solder | [13 empty] | 4539 | https://www.unikeyic.com/media/datasheet/ba/9d/e16f/ba9de16f2618e46659edc8432832feba.pdf | https://www.unikeyic.com/products/plug-in-connectors/1888247-3/34906551.html
1888617-1 | TE Connectivity | 1: 15.8248 10: 15.1178 32: 13.9707 | Tyco Electronics QSFP+ cage, QSFP+ series, Cage components | [7 empty] | 1888617 |  |  |  | Cage | QSFP+ | - | - | [11 empty] | EMI Shielded | [15 empty] | 1 (Unlimited) |  |  | Through Hole, Right Angle |  |  |  | - |  |  |  | Tray | [8 empty] | 1851171 |  | EVERCLEAR | [9 empty] | Press-Fit | [14 empty] | https://www.unikeyic.com/media/datasheet/ba/3e/87ff/ba/91aa0bbc0e8b3fcf26ca81a900db39b5.pdf | https://www.unikeyic.com/products/plug-in-connectors/1888617-1/10446295.html
1888631-2 | TE Connectivity | 1: 19.5156 10: 16.5872 32: 15.2797 64: 14.5505 128: 13.8563 256: 13.1955 512: 12.5665 | Connector Accessories QSFP+ Cage Right Angle Nickel Silver Box/Tray | [7 empty] | 1888631 |  |  |  | Cage with Heat Sink | QSFP+ | - | - | [11 empty] | EMI Shielded | [15 empty] | 1 (Unlimited) |  |  | Through Hole, Right Angle |  |  |  | - |  |  |  | Tray | [8 empty] | 1851174 |  | EVERCLEAR | [9 empty] | Press-Fit | [13 empty] | 509 | https://www.unikeyic.com/media/datasheet/ba/3e/87ff/ba/91aa0bbc0e8b3fcf26ca81a900db39b5.pdf | https://www.unikeyic.com/products/plug-in-connectors/1888631-2/31028081.html
1888968-1 | TE Connectivity | 1: 14.3688 64: 11.3155 128: 10.1658 | Connector Accessories QSFP+ Cage Right Angle Nickel Silver Tin Box/Tray | [7 empty] | 1888968 |  |  |  | Cage with Heat Sink | QSFP+ | - | - | [11 empty] | EMI Shielded | [15 empty] | 1 (Unlimited) |  |  | Through Hole, Right Angle |  |  |  | - |  |  |  | Tray | [8 empty] | 1851175 |  | EVERCLEAR | [9 empty] | Press-Fit | [13 empty] | 101 | https://www.unikeyic.com/media/datasheet/ba/3e/87ff/ba/91aa0bbc0e8b3fcf26ca81a900db39b5.pdf | https://www.unikeyic.com/products/plug-in-connectors/1888968-1/22247087.html
1888968-2 | TE Connectivity | 32: 15.0642 64: 14.3455 128: 13.661 256: 13.0096 512: 12.3893 | Connector Accessories 1 Port QSFP+ Cage with Heat Sink Press Fit Right Angle Through Hole Nickel Silver Tray | [7 empty] | 1888968 |  |  |  | Cage with Heat Sink | QSFP+ | - | - | [11 empty] | EMI Shielded | [15 empty] | 1 (Unlimited) |  |  | Through Hole, Right Angle |  |  |  | - |  |  |  | Tray | [10 empty] | EVERCLEAR | [9 empty] | Press-Fit | [13 empty] | 200 | https://www.unikeyic.com/media/datasheet/ba/3e/87ff/ba/91aa0bbc0e8b3fcf26ca81a900db39b5.pdf | https://www.unikeyic.com/products/plug-in-connectors/1888968-2/33176832.html
1888968-3 | TE Connectivity | 1: 15.8355 | Connector Accessories 1 Port QSFP+ Cage with Heat Sink Press Fit Right Angle Through Hole Nickel Silver Tray | [7 empty] | 1888968 |  |  |  | Cage with Heat Sink | QSFP+ | - | - | [11 empty] | EMI Shielded | [15 empty] | 1 (Unlimited) |  |  | Through Hole, Right Angle |  |  |  | - |  |  |  | Tray | [8 empty] | 2327896 |  | EVERCLEAR | [9 empty] | Press-Fit | [13 empty] | 5 | https://www.unikeyic.com/media/datasheet/ba/3e/87ff/ba/91aa0bbc0e8b3fcf26ca81a900db39b5.pdf | https://www.unikeyic.com/products/plug-in-connectors/1888968-3/2168172.html
1888971-1 | TE Connectivity | 1: 26.19 10: 22.2566 32: 20.5035 64: 19.5251 128: 18.5938 256: 17.7072 512: 16.8632 | Connector Accessories QSFP+ Cage Right Angle Box/Tray | [7 empty] | 1888971 |  |  |  | Cage with Heat Sink | QSFP+ | - | - | [11 empty] | EMI Shielded, Light Pipe | [15 empty] | 1 (Unlimited) |  |  | Through Hole, Right Angle |  |  |  | - |  |  |  | Bulk | [10 empty] | - | [9 empty] | Press-Fit | [13 empty] | 118 | https://www.unikeyic.com/media/datasheet/6c/2a/86df/6c2a86df6b30ab9bd4503e835dace2ad.pdf | https://www.unikeyic.com/products/plug-in-connectors/1888971-1/13697288.html
1888971-3 | TE Connectivity | 1: 26.2332 10: 22.2944 | Connector Accessories QSFP+ Cage Right Angle Nickel Silver Box/Tray | [7 empty] | 1888971 |  |  |  | Cage with Heat Sink | QSFP+ | - | - | [11 empty] | EMI Shielded, Light Pipe | [15 empty] | 1 (Unlimited) |  |  | Through Hole, Right Angle |  |  |  | - |  |  |  | Tray | [8 empty] | 4731242 |  | - | [9 empty] | Press-Fit | [13 empty] | 23 | https://www.unikeyic.com/media/datasheet/f1/5b/b6a7/f15bb6a74ba060ad0f643720ae16e477.pdf | https://www.unikeyic.com/products/plug-in-connectors/1888971-3/23284352.html
1888972-1 | TE Connectivity | 1: 22.5745 10: 18.3708 25: 17.4204 50: 15.1632 96: 14.742 256: 14.2884 512: 13.824 | Connector Accessories QSFP+ Cage Right Angle Box/Tray | [7 empty] | 1888972 |  |  |  | Cage with Heat Sink | QSFP+ | - | - | [11 empty] | EMI Shielded, Light Pipe | [15 empty] | 1 (Unlimited) |  |  | Through Hole, Right Angle |  |  |  | - |  |  |  | Tray | [8 empty] | 2327897 |  | EVERCLEAR | [9 empty] | Press-Fit | [13 empty] | 128 | https://www.unikeyic.com/media/datasheet/48/f5/4582/48/fe41d42d9a80595cf78d93a2efb67b11.pdf | https://www.unikeyic.com/products/plug-in-connectors/1888972-1/9048069.html
1898305 | PHOENIX CONTACT | 50: 8.6541 | Phoenix,Fixed Connector,ZEC1,5/6-LPV-5,0C2,Conn Board to Board SKT 12 POS 5mm ST | [7 empty] | ZEC 1,5 | [11 empty] | Card Edge Connector, 6 pos | Card Edge Connector, 6 Pos | [21 empty] | 1 (Unlimited) |  |  | Free Hanging (In-Line) | [7 empty] | Bulk | [10 empty] | COMBICON ZEC | [19 empty] | - |  |  |  | 5000 | https://www.unikeyic.com/media/datasheet/ad/c4/693d/ad/2e775419ffa3a26a3ca8e385f825a9a1.pdf | https://www.unikeyic.com/products/plug-in-connectors/1898305/33320296.html
1898415 | PHOENIX CONTACT | 50: 8.6541 | Phoenix Contact Fixed Terminal Block, ZEC 1.5/6-LPV-7.5C2 | [7 empty] | ZEC 1,5 | [11 empty] | Card Edge Connector, 6 pos | Card Edge Connector, 6 Pos | [21 empty] | 1 (Unlimited) |  |  | Free Hanging (In-Line) | [7 empty] | Bulk | [10 empty] | COMBICON ZEC | [19 empty] | - |  |  |  | 5000 | https://www.unikeyic.com/media/datasheet/30/60/ba54/30/9110bbd9292ba8665d3b7e209a51e403.pdf | https://www.unikeyic.com/products/plug-in-connectors/1898415/8400199.html
1915699 | PHOENIX CONTACT | 50: 8.2634 | Phoenix Contact Fixed Connector ZEC1.0/6-LPV-3.5C1 | [7 empty] | ZEC 1,0 | [11 empty] | Card Edge Connector, 6 pos | Card Edge Connector, 6 pos | [21 empty] | 1 (Unlimited) |  |  | Free Hanging (In-Line) | [7 empty] | Bulk | [10 empty] | COMBICON ZEC | [19 empty] | - |  |  |  | 5000 | https://www.unikeyic.com/media/datasheet/30/60/ba54/30/9110bbd9292ba8665d3b7e209a51e403.pdf | https://www.unikeyic.com/products/plug-in-connectors/1915699/29265137.html
1915738 | PHOENIX CONTACT | 50: 13.2729 | Phoenix,Fixed Connector,ZEC1,0/10-LPV-3,5C1, | [7 empty] | ZEC 1,0 | [11 empty] | Card Edge Connector, 10 pos | Card Edge Connector, 10 Pos | [21 empty] | 1 (Unlimited) |  |  | Free Hanging (In-Line) | [7 empty] | Bulk | [10 empty] | COMBICON ZEC | [19 empty] | - |  |  |  | 5000 | https://www.unikeyic.com/media/datasheet/30/60/ba54/30/9110bbd9292ba8665d3b7e209a51e403.pdf | https://www.unikeyic.com/products/plug-in-connectors/1915738/8411560.html
1923021 | PHOENIX CONTACT | 1: 6.2929 10: 5.5377 100: 5.437 250: 5.437 500: 5.437 | Phoenix,Straight-through terminal block,UK5-TWIN,Phoenix Straight-through terminal block , UK 5-TWINseries, single layer, grey, screw termination | [10 empty] | Gray | [10 empty] | 32 A | 35 A |  |  |  | - | [14 empty] | UL94 V-2 | 1 (Unlimited) |  |  |  |  | 1 |  | 3 |  |  |  | Bulk | [10 empty] | CLIPLINE UK | [6 empty] | 8mm |  | 6.2mm |  | Screw |  |  |  |  | 500V | 150V |  |  |  | 10-30 AWG | 0.2-4mm² |  | 37 | https://www.unikeyic.com/media/datasheet/46/3a/e78c/463ae78c61aa4c1bec9ad3186572391e.pdf | https://www.unikeyic.com/products/plug-in-connectors/1923021/14493564.html
1928343 | PHOENIX CONTACT | 50: 0.6218 500: 0.5996 | Phoenix,Plug-in bridge,FBSK2-7,5,Conn Plug-In Bridge M 2 POS 7.5mm ST | [10 empty] | - |  |  | - |  | - | [11 empty] | COMBICON ZFKDS Series | [14 empty] | Not Applicable | [6 empty] | 2 |  |  |  | Bulk |  |  | 0.295" (7.50mm) | [5 empty] | 2525767 |  | COMBICON | [7 empty] | Flat Pins | [15 empty] | 704 | https://www.unikeyic.com/media/datasheet/9e/84/21fd/9e/9aecd82f9da6b60fd39068c1ed320bb0.pdf | https://www.unikeyic.com/products/plug-in-connectors/1928343/3230669.html
1928398 | PHOENIX CONTACT | 50: 1.0976 | Phoenix,Plug-in bridge,FBSK2-10,Conn Plug-In Bridge 2 POS 10mm | [10 empty] | - |  |  | - |  | - | [11 empty] | COMBICON ZFKDS Series | [14 empty] | Not Applicable | [6 empty] | 2 |  |  |  | Bulk |  |  | 0.394" (10.00mm) | [7 empty] | COMBICON | [7 empty] | Flat Pins | [15 empty] | 5000 | https://www.unikeyic.com/media/datasheet/c6/dd/2eba/c6dd2eba8ef62aaeeec1a4b6b88d3ce7.pdf | https://www.unikeyic.com/products/plug-in-connectors/1928398/18541835.html
1981562-1 | TE Connectivity | 1: 0.05 10: 0.0409 100: 0.0346 500: 0.0321 1,000: 0.03 | Connector Accessories Cavity Plug Straight Polybutylene Terephthalate Light Gray Bag | [6 empty] | Plug, Sealing | 1981562 | [18 empty] | - | - | [14 empty] | Not Applicable | [6 empty] | 1 |  |  |  | Bag | [10 empty] | 0.50 | [24 empty] | https://www.unikeyic.com/media/datasheet/92/c0/122c/92c0122c4d9e0608e6f9285c27153169.pdf | https://www.unikeyic.com/products/plug-in-connectors/1981562-1/1227191.html
1983100 | PHOENIX CONTACT | 50: 11.7779 | Phoenix,DINrail connector,MSTBVK2,5/12-G-5,08GEDR.RF,Pluggable terminal blocks MSTBVK 2,5/12-G- 5,08 GEDR.RF | [24 empty] | 1983100 PHOENIX CONTACT | [63 empty] | 5000 | https://www.unikeyic.com/media/datasheet/7d/a8/5bdb/7d/b498a47dfbec2559e9194140e3dd9d9a.pdf | https://www.unikeyic.com/products/plug-in-connectors/1983100/5191654.html
2-2170705-5 | TE Connectivity | 24: 26.3007 72: 26.0816 120: 25.2049 | Connector Accessories Cage/Heat Sink Assembly Right Angle Nickel Silver Box/Tray | [7 empty] | 2170705 |  |  |  | Cage with Heat Sink | ZQSFP+ | - | - | [11 empty] | EMI Shielded, Light Pipe | [15 empty] | Not Applicable |  |  | Through Hole, Right Angle |  |  |  | - |  |  |  | Tray | [8 empty] | 6043516 |  | - | [9 empty] | Press-Fit | [13 empty] | 72 | https://www.unikeyic.com/media/datasheet/65/db/f34f/65dbf34f71d2cefa30f962bfcbfa4ba8.pdf | https://www.unikeyic.com/products/plug-in-connectors/2-2170705-5/17960817.html
2-2170747-4 | TE Connectivity | 18: 63.717 27: 61.9212 54: 58.9686 108: 56.1579 | Connector Accessories Cage/Heat Sink Assembly Right Angle Nickel Silver Alloy Box/Tray | [7 empty] | 2170747 |  |  |  | Cage, Ganged (1 x 4) with Heat Sink | ZQSFP+ | - | - | [11 empty] | EMI Shielded, Light Pipe | [15 empty] | Not Applicable |  |  | Through Hole, Right Angle |  |  |  | - |  |  |  | Tray | [8 empty] | 6043594 |  | - | [9 empty] | Press-Fit | [13 empty] | 28 | https://www.unikeyic.com/media/datasheet/97/49/8c51/97498c51e50d05aa805c7c845a7b86ea.pdf | https://www.unikeyic.com/products/plug-in-connectors/2-2170747-4/13860937.html
2-2338495-1 | TE Connectivity | 3: 52.404 2,400: 52.404 5,000: 45.936 | OSFP Pluggable I/O Housing, PCB Thru-Hole Solderless, EMI Spring Seal, 1x1 & 1x4 Port Matrix | [7 empty] | 2338495 |  |  |  | Cage, Ganged (1 x 4) | OSFP | - | - | [11 empty] | Board Lock, EMI Shielded, Light Pipe | [15 empty] | 1 (Unlimited) |  |  | Through Hole, Right Angle |  |  |  | - |  |  |  | Tray | [10 empty] | - | [9 empty] | Press-Fit | [13 empty] | 4 | https://www.unikeyic.com/media/datasheet/37/e7/7fef/37e77fefd2affd0d7f5f73d0a1288b51.pdf | https://www.unikeyic.com/products/plug-in-connectors/2-2338495-1/32595414.html
2007132-1 | TE Connectivity | 1: 16.5587 10: 15.0533 30: 13.9383 100: 13.2745 | Tyco Electronics SFP+ cage, SFP+ series, Cage components | [7 empty] | 2007132 |  |  |  | Cage, Ganged (1 x 4) | SFP+ | - | - | [11 empty] | EMI Shielded | [15 empty] | 1 (Unlimited) |  |  | Through Hole, Right Angle |  |  |  | - |  |  |  | Tray | [10 empty] | - | [9 empty] | Press-Fit | [14 empty] | https://www.unikeyic.com/media/datasheet/62/da/256d/62da256d2cdd45ec2ebc4edf23e6ea37.pdf | https://www.unikeyic.com/products/plug-in-connectors/2007132-1/5667738.html
2007170-1 | TE Connectivity | 108: 28.6241 | Connector Accessories SFP+ Cage Right Angle Box/Tray | [7 empty] | 2007170 |  |  |  | Cage, Ganged (1 x 6) | SFP+ | - | - | [11 empty] | EMI Shielded | [15 empty] | 1 (Unlimited) |  |  | Through Hole, Right Angle |  |  |  | - |  |  |  | Tray | [10 empty] | - | [9 empty] | Press-Fit | [13 empty] | 10800 | https://www.unikeyic.com/media/datasheet/e1/60/03da/e1/cfff723a043ce7ee5310c4a0c86459b0.pdf | https://www.unikeyic.com/products/plug-in-connectors/2007170-1/18304476.html
2007180-1 | TE Connectivity | 1: 28.1063 10: 23.8877 30: 22.1062 60: 21.0514 120: 20.0473 270: 18.9336 510: 18.104 | SFP+ Cage, Right Angle, Silver/Nickel Plated, Box/Tray | [7 empty] | 2007180 |  |  |  | Cage, Ganged (1 x 2) | SFP+ | - | - | [11 empty] | EMI Shielded, Light Pipe | [15 empty] | 1 (Unlimited) |  |  | Through Hole, Right Angle |  |  |  | - |  |  |  | Tray | [10 empty] | - | [9 empty] | Press-Fit | [13 empty] | 145 | https://www.unikeyic.com/media/datasheet/62/da/256d/62da256d2cdd45ec2ebc4edf23e6ea37.pdf | https://www.unikeyic.com/products/plug-in-connectors/2007180-1/32884470.html
2007181-1 | TE Connectivity | 1: 11.8474 10: 9.948 30: 9.6848 100: 9.4027 | Connector Accessories SFP+ Cage Right Angle Silver Nickel Box/Tray | [7 empty] | 2007181 |  |  |  | Cage, Ganged (1 x 2) | SFP+ | - | - | [11 empty] | EMI Shielded | [15 empty] | 1 (Unlimited) |  |  | Through Hole, Right Angle |  |  |  | - |  |  |  | Tray | [10 empty] | - | [9 empty] | Press-Fit | [14 empty] | https://www.unikeyic.com/media/datasheet/13/2f/c157/13/177b15cd2144f0bad32ced5fa953cb83.pdf | https://www.unikeyic.com/products/plug-in-connectors/2007181-1/1770473.html
2007194-1 | TE Connectivity | 1: 2.9846 10: 2.5228 24: 2.2477 96: 1.9698 504: 1.8419 1,008: 1.7846 | Tyco Electronics SFP cage, SFP+ series, CASE | [7 empty] | 2007194 |  |  |  | Cage | SFP+ | - | - | [11 empty] | EMI Shielded | [15 empty] | 1 (Unlimited) |  |  | Through Hole |  |  |  | - |  |  |  | Tray | [10 empty] | - | [9 empty] | Solder | [14 empty] | https://www.unikeyic.com/media/datasheet/62/da/256d/62da256d2cdd45ec2ebc4edf23e6ea37.pdf | https://www.unikeyic.com/products/plug-in-connectors/2007194-1/21820627.html
2007262-1 | TE Connectivity | 5: 11.6366 | Connector Accessory SFP+ Cage Right Angle Nickel Silver Alloy/Stainless Steel Box/Tray | [7 empty] | 2007262 |  |  |  | Cage, Ganged (1 x 2) | SFP+ | - | - | [11 empty] | EMI Shielded, Light Pipe | [15 empty] | 1 (Unlimited) |  |  | Through Hole, Right Angle |  |  |  | - |  |  |  | Tray | [8 empty] | 1825598 |  | - | [9 empty] | Press-Fit | [13 empty] | 9 | https://www.unikeyic.com/media/datasheet/62/da/256d/62da256d2cdd45ec2ebc4edf23e6ea37.pdf | https://www.unikeyic.com/products/plug-in-connectors/2007262-1/143792.html
2007394-5 | TE Connectivity | 12: 89.748 | SFP+ Stacked Cage Assemblies | [7 empty] | 2007394 |  |  |  | Receptacle with Cage, Ganged (2x4) | SFP+ | Gold | - | [11 empty] | Board Guide, EMI Shielded, Light Pipe | [15 empty] | 1 (Unlimited) |  |  | Through Hole, Right Angle |  |  |  | 160 (20 x 8) |  |  |  | Bulk | [8 empty] | 4730650 |  | - | [9 empty] | Press-Fit | [13 empty] | 28 | https://www.unikeyic.com/media/datasheet/15/60/a923/1560a923b4ddbe35c18a5d67a0f3c7c9.pdf | https://www.unikeyic.com/products/plug-in-connectors/2007394-5/13828173.html
2007456-2 | TE Connectivity | 4: 31.284 9: 30.745 18: 30.206 36: 29.667 160: 26.961 | Connector Accessories 3 Port QSFP+ Cage w/ Heat Sink Press Fit Right Angle TH Nickel Silver Tray | [7 empty] | 2007456 |  |  |  | Cage, Ganged (1 x 3) with Heat Sink | QSFP+ | - | - | [11 empty] | EMI Shielded | [15 empty] | 1 (Unlimited) |  |  | Through Hole, Right Angle |  |  |  | - |  |  |  | Tray | [8 empty] | 4021610 |  | - | [9 empty] | Press-Fit | [13 empty] | 286 | https://www.unikeyic.com/media/datasheet/a0/d4/4112/a0d441123eff1e2a4f6fd56e13475dcb.pdf | https://www.unikeyic.com/products/plug-in-connectors/2007456-2/16144185.html
2007464-2 | TE Connectivity | 40: 18.8535 80: 17.9539 120: 17.4478 280: 16.4364 520: 15.7349 | Connector Accessories SFP+ Cage Right Angle Box/Tray | [7 empty] | 2007464 |  |  |  | Cage with Heat Sink | SFP+ | - | - | [11 empty] | EMI Shielded | [15 empty] | 1 (Unlimited) |  |  | Through Hole, Right Angle |  |  |  | - |  |  |  | Tray | [8 empty] | 2327903 |  | - | [9 empty] | Press-Fit | [13 empty] | 724 | https://www.unikeyic.com/media/datasheet/d7/32/d1ba/d732d1ba60dc3244b56bd8582851c721.pdf | https://www.unikeyic.com/products/plug-in-connectors/2007464-2/25328846.html
2007637-8 | TE Connectivity | 140: 27.7405 | SFP+ Stacked Cage Assemblies | [7 empty] | 2007637 |  |  |  | Receptacle with Cage, Ganged (2x2) | SFP+ | - | - | [11 empty] | Board Guide, EMI Shielded | [15 empty] | 1 (Unlimited) |  |  | Through Hole, Right Angle |  |  |  | 80 (20 x 4) |  |  |  | Bulk | [10 empty] | - | [9 empty] | Press-Fit | [13 empty] | 14000 | https://www.unikeyic.com/media/datasheet/d7/32/d1ba/d732d1ba60dc3244b56bd8582851c721.pdf | https://www.unikeyic.com/products/plug-in-connectors/2007637-8/13545044.html
201142 | PHOENIX CONTACT | 1: 0.2395 | Phoenix,Plug-in bridge,EB3-6,Conn Jumper M 3 POS 6.2mm | [24 empty] | 201142 PHOENIX CONTACT | [63 empty] | 52 | https://www.unikeyic.com/media/datasheet/upload/2023/07/19/0201142.pdf | https://www.unikeyic.com/products/plug-in-connectors/201142/6795883.html
201362 | PHOENIX CONTACT | 1: 27.1491 10: 26.6643 25: 26.1795 100: 26.1795 250: 26.1795 | Phoenix Contact Pluggable Bridge EB2-25/UKH | [88 empty] | 19 | https://www.unikeyic.com/media/about_us/Unikey_ISO_9001_Certification.pdf | https://www.unikeyic.com/products/plug-in-connectors/201362/10799984.html
202154 | PHOENIX CONTACT | 10: 1.5101 100: 1.4831 500: 1.4562 1,000: 1.4562 | Phoenix Contact EB2-8 Pluggable Bridge, 2 POS, 8mm | [24 empty] | 202154 PHOENIX CONTACT | [63 empty] | 270 | https://www.unikeyic.com/media/datasheet/bf/53/3dd4/bf/909c109d00de19ae68bfd59cd3d8dd7f.pdf | https://www.unikeyic.com/products/plug-in-connectors/202154/2219083.html
2069250-1 | TE Connectivity | 1: 15.7171 10: 14.9603 30: 13.652 | Industrial Mini I/O Type 1 Cable Plug Wire Solder Termination | [7 empty] | 2069250 |  |  |  | Plug | Industrial Mini, Type I | Gold | 19.7µin (0.50µm) | [11 empty] | Latch Lock | [15 empty] | 1 (Unlimited) |  |  | Free Hanging (In-Line) |  |  |  | 8 |  |  |  | Tray | [10 empty] | - | [9 empty] | Crimp | [14 empty] | https://www.unikeyic.com/media/datasheet/12/13/6279/12/6db32bb3d25f9e3ed2cd99373f376e97.pdf | https://www.unikeyic.com/products/plug-in-connectors/2069250-1/15884832.html
2085945-1 | TE Connectivity | 1: 50.9827 24: 40.7373 48: 38.7945 72: 37.7014 120: 36.3684 264: 34.4031 | Connector QSFP+ Cage Straight Copper Alloy Black Gold Box/Tray | [7 empty] | 2085945 |  |  |  | Receptacle with Cage, Ganged (2x1) | QSFP+ | Gold | - | [11 empty] | EMI Shielded, Light Pipe | [15 empty] | 1 (Unlimited) |  |  | Through Hole, Right Angle |  |  |  | 76 (38 x 2) |  |  |  | Tray | [10 empty] | - | [9 empty] | Press-Fit | [13 empty] | 1 | https://www.unikeyic.com/media/datasheet/2f/ba/3d3a/2fba3d3afb3b5c3cfb569dc383a8a823.pdf | https://www.unikeyic.com/products/plug-in-connectors/2085945-1/24922045.html
2085945-3 | TE Connectivity | 72: 33.9248 | QSFP+ Cage Connector, Straight, Black, Gold Plated, Box/Tray | [7 empty] | 2085945 |  |  |  | Receptacle with Cage, Ganged (1x2) | QSFP+ | Gold | - | [11 empty] | EMI Shielded, Light Pipe | [15 empty] | 1 (Unlimited) |  |  | Through Hole, Right Angle |  |  |  | 76 (38 x 2) |  |  |  | Tray | [8 empty] | 5022001 |  | - | [9 empty] | Press-Fit | [13 empty] | 7200 | https://www.unikeyic.com/media/datasheet/d0/15/d91b/d015d91b0b15de99ecb7367139cbb62c.pdf | https://www.unikeyic.com/products/plug-in-connectors/2085945-3/34408508.html
2110304-1 | TE Connectivity | 1: 6.9355 10: 6.1032 100: 5.9923 250: 5.9923 500: 5.9923 1,000: 5.9923 | Connector Accessories SFP+ Cage Right Angle Box/Tray | [7 empty] | 2110304 |  |  |  | Cage | SFP+ | - | - | [11 empty] | EMI Shielded | [15 empty] | 1 (Unlimited) |  |  | Through Hole, Right Angle |  |  |  | - |  |  |  | Tray | [8 empty] | 4898510 |  | - | [9 empty] | Solder | [13 empty] | 621 | https://www.unikeyic.com/media/datasheet/de/81/e20e/de/acf207ffb873fa628ec60032b4f34ac9.pdf | https://www.unikeyic.com/products/plug-in-connectors/2110304-1/16021518.html
2110487-1 | TE Connectivity | 180: 11.1119 360: 10.582 540: 10.2839 900: 9.9203 | Connector Accessories QSFP+ Cage Right Angle Box/Tray | [7 empty] | 2110487 |  |  |  | Cage | QSFP+ | - | - | [11 empty] | EMI Shielded | [15 empty] | 1 (Unlimited) |  |  | Through Hole, Right Angle |  |  |  | - |  |  |  | Tape & Reel (TR)Cut Tape (CT) | [10 empty] | - | [9 empty] | Solder | [13 empty] | 1741 | https://www.unikeyic.com/media/datasheet/63/2f/15be/632f15be6406603fd10d3dfce560fdad.pdf | https://www.unikeyic.com/products/plug-in-connectors/2110487-1/33620661.html
2110759-1 | TE Connectivity | 550: 2.5496 | SFP+ Connector Receptacle 20 Pos 0.8mm Solder RA SMD 20 Term 1 Port Reel | [7 empty] | 2110759 |  |  |  | Receptacle | SFP+ | Gold | Flash | [11 empty] | Board Guide | [15 empty] | 1 (Unlimited) |  |  | Surface Mount, Right Angle |  |  |  | 20 |  |  |  | Tape & Reel (TR)Cut Tape (CT) | [10 empty] | - | [9 empty] | Solder | [13 empty] | 2472 | https://www.unikeyic.com/media/datasheet/35/a3/554e/35a3554e8693413dab1e2a84f4b035f0.pdf | https://www.unikeyic.com/products/plug-in-connectors/2110759-1/565408.html
2119661002 | molex | 100: 2.079 200: 2.046 300: 2.002 600: 1.969 2,500: 1.793 8,000: 1.573 | I/O Connectors SlimSAS VT 8X 2.2L 85ohm 30u BLK | [7 empty] | 211966 | [34 empty] | 1 (Unlimited) | [10 empty] | Bulk | [10 empty] | * | [23 empty] | 12400 | https://www.unikeyic.com/media/about_us/Unikey_ISO_9001_Certification.pdf | https://www.unikeyic.com/products/plug-in-connectors/2119661002/16977374.html
2132026-1 | TE Connectivity | 1: 16.5025 10: 13.824 72: 10.5732 288: 10.3032 504: 9.8496 | Connector Accessories SFP+ Cage Right Angle Tray | [7 empty] | 2132026 |  |  |  | Cage | SFP+ | - | - | [11 empty] | EMI Shielded, Light Pipe | [15 empty] | 1 (Unlimited) |  |  | Through Hole, Right Angle |  |  |  | - |  |  |  | Tray | [10 empty] | - | [9 empty] | Press-Fit | [13 empty] | 49 | https://www.unikeyic.com/media/datasheet/9e/c0/53d9/9e/07909c45a29ca543cb44d4cfbfac151a.pdf | https://www.unikeyic.com/products/plug-in-connectors/2132026-1/14357704.html
2143451-1 | TE Connectivity | 1: 9.7783 | Connector Accessories Cage Assembly Right Angle Nickel Silver Alloy Tin Over Nickel Tray | [7 empty] | 2143451 |  |  |  | Cage, Ganged (1 x 2) | SFP+ | - | - | [11 empty] | EMI Shielded | [15 empty] | 1 (Unlimited) |  |  | Through Hole, Right Angle |  |  |  | - |  |  |  | Tray | [10 empty] | - | [9 empty] | Solder | [13 empty] | 2 | https://www.unikeyic.com/media/datasheet/bb/4e/8f6b/bb4e8f6b05b5a83373ce88676d926ca7.pdf | https://www.unikeyic.com/products/plug-in-connectors/2143451-1/33891972.html
214735-2000 | molex | 75: 41.062 | [61 empty] | Stop production | [27 empty] | 75 | https://www.unikeyic.com/media/about_us/Unikey_ISO_9001_Certification.pdf | https://www.unikeyic.com/products/plug-in-connectors/214735-2000/681860118.html
2149730-1 | TE Connectivity | 16: 47.1284 32: 44.8804 64: 42.74 112: 41.0872 256: 38.7626 | Connector Accessories SFP+ Cage Right Angle Box/Tray | [7 empty] | 2149730 |  |  |  | Cage, Ganged (1 x 4) with Heat Sink | SFP+ | - | - | [11 empty] | EMI Shielded, Light Pipe | [15 empty] | 1 (Unlimited) |  |  | Through Hole, Right Angle |  |  |  | - |  |  |  | Tray | [8 empty] | 4732190 |  | - | [9 empty] | Press-Fit | [13 empty] | 80 | https://www.unikeyic.com/media/datasheet/f7/40/1467/f7401467bdd2a6f9f4fa0da4838e5cc3.pdf | https://www.unikeyic.com/products/plug-in-connectors/2149730-1/32530839.html
2149966-1 | TE Connectivity | 1: 30.1496 63: 23.7428 125: 21.3304 | Mini-SAS HD Cages | [7 empty] | 2149966 |  |  |  | Receptacle with Cage, Ganged (1x2) | SAS, Mini 2.0 | - | - | [11 empty] | Board Guide, EMI Shielded | [15 empty] | 1 (Unlimited) |  |  | Through Hole, Right Angle |  |  |  | 72 (36 x 2) |  |  |  | Bulk | [10 empty] | - | [9 empty] | Press-Fit | [13 empty] | 500 | https://www.unikeyic.com/media/datasheet/71/bb/1f0d/71bb1f0d6752b63ba83114bfe988ae53.pdf | https://www.unikeyic.com/products/plug-in-connectors/2149966-1/34457186.html
2170193-1 | TE Connectivity | 1: 12.1555 10: 10.472 25: 9.6876 50: 9.4392 72: 7.5384 288: 7.182 504: 6.9012 1,008: 6.5664 | Connector Accessories SFP+ Cage Right Angle Box/Tray | [7 empty] | 2170193 |  |  |  | Cage | SFP+ | - | - | [11 empty] | EMI Shielded, Light Pipe | [15 empty] | 1 (Unlimited) |  |  | Through Hole, Right Angle |  |  |  | - |  |  |  | Bulk | [8 empty] | 5399942 |  | - | [9 empty] | Press-Fit | [13 empty] | 94 | https://www.unikeyic.com/media/datasheet/49/89/8ae7/49898ae7de67232cd8e5c5585db3f3c4.pdf | https://www.unikeyic.com/products/plug-in-connectors/2170193-1/18457414.html
2170282-1 | TE Connectivity | 72: 10.4072 | SFP+ Stacked Cage Assemblies | [42 empty] | Not Applicable | [10 empty] | Box | [10 empty] | * | [23 empty] | 7200 | https://www.unikeyic.com/media/datasheet/1d/11/b3e5/1d11b3e57fa331a645ca782e88ca4541.pdf | https://www.unikeyic.com/products/plug-in-connectors/2170282-1/28839849.html
2170519-1 | TE Connectivity | 1: 19.3545 10: 15.7464 28: 14.9256 56: 14.2668 112: 12.6792 168: 12.2472 504: 11.8476 | Connector Accessories Cage Right Angle Nickel Silver Box/Tray | [7 empty] | 2170519 |  |  |  | Cage | QSFP | - | - | [11 empty] | EMI Shielded | [15 empty] | 1 (Unlimited) |  |  | Through Hole, Right Angle |  |  |  | - |  |  |  | Tray | [10 empty] | - | [9 empty] | Press-Fit | [13 empty] | 46 | https://www.unikeyic.com/media/datasheet/95/f6/4858/95/36e37a55005242b0f769291798165767.pdf | https://www.unikeyic.com/products/plug-in-connectors/2170519-1/23361206.html
2170703-6 | TE Connectivity | 192: 11.7677 | Connector Accessories QSFP+ Cage Right Angle Nickel Silver Box/Tray | [7 empty] | 2170703 |  |  |  | Cage with Heat Sink | QSFP28 | - | - | [11 empty] | EMI Shielded | [15 empty] | 1 (Unlimited) |  |  | Through Hole, Right Angle |  |  |  | - |  |  |  | Tray | [8 empty] | 5446851 |  | - | [9 empty] | Press-Fit | [13 empty] | 19200 | https://www.unikeyic.com/media/datasheet/53/c8/20b9/53c820b9e66e1f525e6e0fc0de924152.pdf | https://www.unikeyic.com/products/plug-in-connectors/2170703-6/27267416.html
2170703-7 | TE Connectivity | 24: 15.4778 48: 14.7391 72: 14.3237 120: 13.8168 264: 13.0698 504: 12.4877 | Connector Accessories Cage Right Angle Nickel Silver Tin Box/Tray | [7 empty] | 2170703 |  |  |  | Cage with Heat Sink | QSFP28 | - | - | [11 empty] | EMI Shielded | [15 empty] | 1 (Unlimited) |  |  | Through Hole, Right Angle |  |  |  | - |  |  |  | Tray | [8 empty] | 5446852 |  | - | [9 empty] | Press-Fit | [13 empty] | 837 | https://www.unikeyic.com/media/datasheet/63/64/0cbc/63640cbc928fb32200c3096a5fbedc2f.pdf | https://www.unikeyic.com/products/plug-in-connectors/2170703-7/2095299.html
2170704-2 | TE Connectivity | 1: 18.1274 10: 17.37 30: 16.0694 | Connector Accessories QSFP28 Cage/Heat Sink Assembly Right Angle Nickel Silver/Aluminum Black Anodize Box/Tray | [7 empty] | 2170704 |  |  |  | Cage with Heat Sink | QSFP28 | - | - | [11 empty] | EMI Shielded | [15 empty] | 1 (Unlimited) |  |  | Through Hole, Right Angle |  |  |  | - |  |  |  | Tray | [10 empty] | - | [9 empty] | Press-Fit | [14 empty] | https://www.unikeyic.com/media/datasheet/50/28/1c2b/50281c2bdbc189aada24c99305f8695b.pdf | https://www.unikeyic.com/products/plug-in-connectors/2170704-2/29847693.html
2170704-3 | TE Connectivity | 9: 12.815 22: 12.584 43: 12.342 86: 12.1 96: 11.869 500: 11.308 1,000: 10.197 | Connector Accessories Cage/Heat Sink Assembly Right Angle Nickel Silver Box/Tray | [7 empty] | 2170704 |  |  |  | Cage with Heat Sink | QSFP28 | - | - | [11 empty] | EMI Shielded | [15 empty] | 1 (Unlimited) |  |  | Through Hole, Right Angle |  |  |  | - |  |  |  | Tray | [8 empty] | 5446866 |  | - | [9 empty] | Press-Fit | [13 empty] | 1848 | https://www.unikeyic.com/media/datasheet/24/f0/a8cd/24f0a8cd1c5980db4a2a7a793fa866cf.pdf | https://www.unikeyic.com/products/plug-in-connectors/2170704-3/6919516.html
2170704-4 | TE Connectivity | 101: 11.4146 504: 11.2227 840: 11.0309 | Connector Accessories Cage/Heat Sink Assembly Right Angle Nickel Silver Box/Tray | [7 empty] | 2170704 |  |  |  | Cage with Heat Sink | QSFP28 | - | - | [11 empty] | EMI Shielded | [15 empty] | Not Applicable |  |  | Through Hole, Right Angle |  |  |  | - |  |  |  | Tray | [10 empty] | - | [9 empty] | Press-Fit | [13 empty] | 101 | https://www.unikeyic.com/media/datasheet/17/32/96c1/173296c103d6c1a001b623eda554031b.pdf | https://www.unikeyic.com/products/plug-in-connectors/2170704-4/10836774.html
2170704-5 | TE Connectivity | 1: 21.4797 | Connector Accessories Cage/Heat Sink Assembly, Right Angle, Nickel Silver, Box/Tray | [7 empty] | 2170704 |  |  |  | Cage with Heat Sink | QSFP28 | - | - | [11 empty] | EMI Shielded | [15 empty] | 1 (Unlimited) |  |  | Through Hole, Right Angle |  |  |  | - |  |  |  | Tray | [8 empty] | 5445260 |  | - | [9 empty] | Press-Fit | [13 empty] | 2 | https://www.unikeyic.com/media/datasheet/86/a7/c6f3/86a7c6f34b40fa44686686888f68e201.pdf | https://www.unikeyic.com/products/plug-in-connectors/2170704-5/17816323.html
2170744-1 | TE Connectivity | 36: 43.8195 | Connector Accessories Cage, Right Angle, Nickel Silver Alloy, Box/Tray | [7 empty] | 2170744 |  |  |  | Cage, Ganged (1 x 4) | QSFP28 | - | - | [11 empty] | EMI Shielded | [15 empty] | 1 (Unlimited) |  |  | Through Hole, Right Angle |  |  |  | - |  |  |  | Tray | [10 empty] | - | [9 empty] | Press-Fit | [13 empty] | 3600 | https://www.unikeyic.com/media/datasheet/53/e5/4e10/53e54e1047fed0938f10e849efaf7455.pdf | https://www.unikeyic.com/products/plug-in-connectors/2170744-1/18106229.html
2170745-1 | TE Connectivity | 27: 48.2876 500: 45.0755 1,000: 43.081 | Connector Accessories Cage/Heat Sink Assembly, Right Angle, Nickel Silver Alloy, Box/Tray | [7 empty] | 2170745 |  |  |  | Cage, Ganged (1 x 4) with Heat Sink | QSFP28 | - | - | [11 empty] | EMI Shielded | [15 empty] | Not Applicable |  |  | Through Hole, Right Angle |  |  |  | - |  |  |  | Tray | [10 empty] | - | [9 empty] | Press-Fit | [13 empty] | 2700 | https://www.unikeyic.com/media/datasheet/5d/e9/c75d/5de9c75dafc32f936adb822cae640cfc.pdf | https://www.unikeyic.com/products/plug-in-connectors/2170745-1/13234066.html
2170745-3 | TE Connectivity | 27: 53.1842 | Connector Accessories Cage/Heat Sink Assembly, Right Angle, Nickel Silver Alloy, Box/Tray | [7 empty] | 2170745 |  |  |  | Cage, Ganged (1 x 4) with Heat Sink | QSFP28 | - | - | [11 empty] | EMI Shielded | [15 empty] | Not Applicable |  |  | Through Hole, Right Angle |  |  |  | - |  |  |  | Tray | [10 empty] | - | [9 empty] | Press-Fit | [13 empty] | 2700 | https://www.unikeyic.com/media/datasheet/9c/58/18ec/9c5818ec57fa8f9a4e0068eb3a02a676.pdf | https://www.unikeyic.com/products/plug-in-connectors/2170745-3/31904467.html
2170745-4 | TE Connectivity | 1: 77.022 9: 71.442 | Connector Accessory, Cage/Heat Sink Assembly, Right Angle, Nickel Silver Alloy, Box/Tray | [7 empty] | 2170745 |  |  |  | Cage, Ganged (1 x 4) with Heat Sink | QSFP28 | - | - | [11 empty] | EMI Shielded | [15 empty] | Not Applicable |  |  | Through Hole, Right Angle |  |  |  | - |  |  |  | Tray | [10 empty] | - | [9 empty] | Press-Fit | [13 empty] | 1 | https://www.unikeyic.com/media/datasheet/57/c3/24c5/57c324c5a0014789ac778d28c19fcb24.pdf | https://www.unikeyic.com/products/plug-in-connectors/2170745-4/2446503.html
2170747-5 | TE Connectivity | 1: 72.7786 13: 57.313 27: 51.4896 | Connector Accessories Cage/Heat Sink Assembly Right Angle Nickel Silver Alloy Box/Tray | [7 empty] | 2170747 |  |  |  | Cage, Ganged (1 x 4) with Heat Sink | ZQSFP+ | - | - | [11 empty] | EMI Shielded, Light Pipe | [15 empty] | Not Applicable |  |  | Through Hole, Right Angle |  |  |  | - |  |  |  | Tray | [10 empty] | - | [9 empty] | Press-Fit | [13 empty] | 27 | https://www.unikeyic.com/media/datasheet/7d/f4/c4a3/7df4c4a3828fdc04bad37f126769c58e.pdf | https://www.unikeyic.com/products/plug-in-connectors/2170747-5/2467154.html
2170747-8 | TE Connectivity | 7: 15.917 32: 15.257 63: 14.652 313: 14.058 | CAGE ASSY 1X4 QSFP28 SPRING | [88 empty] | 22 | https://www.unikeyic.com/media/about_us/Unikey_ISO_9001_Certification.pdf | https://www.unikeyic.com/products/plug-in-connectors/2170747-8/18433688.html
2170793-1 | TE Connectivity | 30: 60.2519 | Connector Accessories zQSFP+ Cage Right Angle Nickel Silver Alloy Tray | [7 empty] | 2170793 |  |  |  | Cage, Ganged (1 x 4) with Heat Sink | QSFP28 | - | - | [11 empty] | Light Pipe | [15 empty] | Not Applicable |  |  | Through Hole, Right Angle |  |  |  | - |  |  |  | Tray | [8 empty] | 9094964 |  | - | [9 empty] | Press-Fit | [13 empty] | 3000 | https://www.unikeyic.com/media/datasheet/44/ec/7b4c/44/79be1520195d2f5ad6879d89c1d6fe64.pdf | https://www.unikeyic.com/products/plug-in-connectors/2170793-1/33454349.html
2170806-2 | TE Connectivity | 1: 45.7424 15: 37.7836 30: 36.8341 255: 34.7492 | Connector Accessories QSFP28 Right Angle Nickel Silver Tin Box/Tray | [7 empty] | 2170806 |  |  |  | Cage, Ganged (1 x 2) with Heat Sink | QSFP28 | - | - | [11 empty] | EMI Shielded | [15 empty] | Not Applicable |  |  | Through Hole, Right Angle |  |  |  | - |  |  |  | Tray | [10 empty] | - | [9 empty] | Press-Fit | [13 empty] | 155 | https://www.unikeyic.com/media/datasheet/82/14/4c2c/82144c2c02e49c5fd40436532a54a4bb.pdf | https://www.unikeyic.com/products/plug-in-connectors/2170806-2/3239894.html
2170806-5 | TE Connectivity | 15: 35.6447 30: 33.9435 60: 32.3247 105: 31.0744 255: 29.1911 | Connector Accessories Cage/Heat Sink Assembly Right Angle Nickel Silver Alloy Box/Tray | [7 empty] | 2170806 |  |  |  | Cage, Ganged (1 x 2) with Heat Sink | QSFP28 | - | - | [11 empty] | EMI Shielded | [15 empty] | Not Applicable |  |  | Through Hole, Right Angle |  |  |  | - |  |  |  | Tray | [8 empty] | 6043414 |  | - | [9 empty] | Press-Fit | [13 empty] | 36 | https://www.unikeyic.com/media/datasheet/82/14/4c2c/82144c2c02e49c5fd40436532a54a4bb.pdf | https://www.unikeyic.com/products/plug-in-connectors/2170806-5/2683548.html
2180739-1 | TE Connectivity | 1: 10.7713 | Connector Accessories SFP+ Cage Right Angle Box/Tray | [7 empty] | 2180739 |  |  |  | Cage, Ganged (1 x 2) | SFP+ | - | - | [11 empty] | EMI Shielded | [15 empty] | 1 (Unlimited) |  |  | Through Hole, Right Angle |  |  |  | - |  |  |  | Bulk | [10 empty] | - | [9 empty] | Press-Fit | [13 empty] | 10 | https://www.unikeyic.com/media/datasheet/9e/a3/bcc8/9ea3bcc8261018c85062884d989717ce.pdf | https://www.unikeyic.com/products/plug-in-connectors/2180739-1/1279594.html
2198318-2 | TE Connectivity | 36: 39.5457 108: 39.2161 180: 37.898 | zSFP+ Stacked Housing Assembly, Integrated Connector, EMI Sealing with Elastic O-Ring. Matrix Configs: 2x1 to 2x12 Ports, 32 Gb/s Data Rate | [7 empty] | 2198318 |  |  |  | Receptacle with Cage, Ganged (2x1) | zSFP+ | Gold or Gold-Palladium | - | [11 empty] | Board Guide, EMI Shielded, Light Pipe | [15 empty] | 1 (Unlimited) |  |  | Through Hole, Right Angle |  |  |  | 40 (20 x 2) |  |  |  | Tray | [10 empty] | - | [9 empty] | Press-Fit | [13 empty] | 180 | https://www.unikeyic.com/media/datasheet/78/44/3243/784432434a0d8b73582a059a13b75250.pdf | https://www.unikeyic.com/products/plug-in-connectors/2198318-2/19629195.html
2198346-6 | TE Connectivity | 24: 134.1053 72: 132.9878 120: 128.5176 | zSFP+ Stacked Housing Assembly, Integrated Connector, EMI Spring Seal, 2x1/2x2/2x4/2x6/2x8/2x12 Matrix, 32Gbps | [7 empty] | 2198346 |  |  |  | Receptacle with Cage, Ganged (2x8) | zSFP+ | Gold | 30.0µin (0.76µm) | [11 empty] | Board Guide, EMI Shielded, Light Pipe | [15 empty] | 1 (Unlimited) |  |  | Through Hole, Right Angle |  |  |  | 320 (16 x 20) |  |  |  | Tray | [8 empty] | 5446282 |  | - | [9 empty] | Press-Fit | [13 empty] | 48 | https://www.unikeyic.com/media/datasheet/78/44/3243/784432434a0d8b73582a059a13b75250.pdf | https://www.unikeyic.com/products/plug-in-connectors/2198346-6/24880415.html
2198346-7 | TE Connectivity | 48: 142.7668 | zSFP+ Stacked Housing Assembly, Integrated Connector, EMI Spring Seal, 2x1/2x2/2x4/2x6/2x8/2x12 Matrix, 32Gbps | [7 empty] | 2198346 |  |  |  | Receptacle with Cage, Ganged (2x8) | zSFP+ | Gold | 30.0µin (0.76µm) | [11 empty] | Board Guide, EMI Shielded, Light Pipe | [15 empty] | 1 (Unlimited) |  |  | Through Hole, Right Angle |  |  |  | 320 (16 x 20) |  |  |  | Tray | [10 empty] | - | [9 empty] | Press-Fit | [13 empty] | 4800 | https://www.unikeyic.com/media/datasheet/78/44/3243/784432434a0d8b73582a059a13b75250.pdf | https://www.unikeyic.com/products/plug-in-connectors/2198346-7/31713307.html
2201496 | PHOENIX CONTACT | 1: 7.2966 | Phoenix Contact Plug-in Board MEPLC40MTSBK | [10 empty] | Black | [15 empty] | - | ME Series | [12 empty] | Plastic, Polyamide |  | Not Applicable | [10 empty] | Bulk | [10 empty] | ME |  |  |  |  | - | [18 empty] | 8 | https://www.unikeyic.com/media/datasheet/7d/62/c904/7d/b690b1717db6604140ce673892e106cd.pdf | https://www.unikeyic.com/products/plug-in-connectors/2201496/22291903.html
2201502 | PHOENIX CONTACT | 10: 65.6949 | Phoenix,DINRail bus connector,MEPLC40BUS50/40KITBK, | [10 empty] | - | [15 empty] | - | ME Series | [12 empty] | Plastic, Polyamide |  | Not Applicable | [10 empty] | Bulk | [8 empty] | 4696143 |  | ME |  |  |  |  | - | [18 empty] | 1000 | https://www.unikeyic.com/media/datasheet/ad/04/49b8/ad/e3172b0092e935cc4ce336f80e57e6e9.pdf | https://www.unikeyic.com/products/plug-in-connectors/2201502/16203195.html
2201632 | PHOENIX CONTACT | 10: 32.9371 | Phoenix,socket board,FRONT-ZFL1,5/D32, | [7 empty] | FRONT-ZFL | [11 empty] | Terminal Blocks, Screwless Connection, 32 Pos, 2 Rows | Card Edge Connector, 32 Pos | [21 empty] | 1 (Unlimited) |  |  | Panel Mount, Feed Through | [7 empty] | Bulk | [10 empty] | COMBICON FRONT-ZFL | [19 empty] | 16-24 AWG |  |  |  | 1000 | https://www.unikeyic.com/media/datasheet/5a/97/094e/5a/c2edee6638b502ca5b1185a750570e06.pdf | https://www.unikeyic.com/products/plug-in-connectors/2201632/18476393.html
2201732 | PHOENIX CONTACT | 1: 19.2348 10: 18.671 | Phoenix Contact DIN Rail Bus Connector ME22 5TBUS1,5/4P1SKMGY | [10 empty] | Gray | [15 empty] | Positions - 4 | 22.5mm Wide Housing | [12 empty] | Plastic, Polyamide |  | 1 (Unlimited) | [10 empty] | Bulk | [10 empty] | ME |  |  |  |  | - | [18 empty] | 46 | https://www.unikeyic.com/media/datasheet/b1/c7/08d6/b1/8b632437ac8db6694dc74922b53d4608.pdf | https://www.unikeyic.com/products/plug-in-connectors/2201732/17645644.html
2201756 | PHOENIX CONTACT | 9: 13.222 38: 12.672 | Phoenix,DINRail bus connector,ME22,5TBUSADAPTERKMGY,DIN rail bus adapter for ME and ME-MAX, design width: 22.5 mm, 5 parallel positions, color: light gray | [10 empty] | Gray | [15 empty] | Positions - 5 | 22.5mm Wide Housing | [12 empty] | Plastic, Polyamide |  | 1 (Unlimited) | [10 empty] | Bulk | [10 empty] | ME |  |  |  |  | 0.886" W (22.50mm) | [18 empty] | 40 | https://www.unikeyic.com/media/datasheet/cd/f2/71b5/cdf271b567951c8ce2959ae9453189a5.pdf | https://www.unikeyic.com/products/plug-in-connectors/2201756/21906262.html
2201813 | PHOENIX CONTACT | 11: 10.153 34: 9.669 | Phoenix,DINRail bus connector,ME18,8TBUS1,5/5-ST-3,81KMGY, | [10 empty] | Gray | [15 empty] | Positions - 5 | ME Series | [12 empty] | Plastic, Non Specified |  | 1 (Unlimited) | [10 empty] | Bulk | [8 empty] | 5198222 |  | ME |  |  |  |  | 1.122" L x 1.437" W x 0.807" H (28.50mm x 36.50mm x 20.50mm) | [18 empty] | 41 | https://www.unikeyic.com/media/datasheet/d6/32/9b11/d6/738a06d6f13b2888daf50f69a708ee30.pdf | https://www.unikeyic.com/products/plug-in-connectors/2201813/22429223.html
2202543 | PHOENIX CONTACT | 1: 10.1932 | Phoenix Contact DIN Rail Bus Connector, ME22, 5TBUS1.5/5VPE1KMGY | [24 empty] | 2202543 PHOENIX CONTACT | [63 empty] | 100 | https://www.unikeyic.com/media/datasheet/be/8b/cbf8/be/7c20e3fe10ef448abc01a0f643b437f0.pdf | https://www.unikeyic.com/products/plug-in-connectors/2202543/7094199.html
2202549 | PHOENIX CONTACT | 1: 16.2225 | Phoenix Contact DIN Rail Bus Connector, ME18, 8TBUS1,5/5VPE1KMGY | [24 empty] | 2202549 PHOENIX CONTACT | [63 empty] | 100 | https://www.unikeyic.com/media/datasheet/84/fd/e03a/84/de56a870265a3aa03ebdd6be71bd4511.pdf | https://www.unikeyic.com/products/plug-in-connectors/2202549/8365621.html
2202889 | PHOENIX CONTACT | 10: 10.753 | Phoenix,DINRail bus connector,TBUS8-20,0-PPPPPPPP-7035, | [10 empty] | Gray | [15 empty] | Positions - 8 | - | [12 empty] | Plastic, Polyamide |  | Not Applicable | [10 empty] | Bulk | [8 empty] | 9759659 |  | ICS |  |  |  |  | - | [18 empty] | 1000 | https://www.unikeyic.com/media/datasheet/8a/c9/3925/8ac93925982cad124341f5879a99f2a9.pdf | https://www.unikeyic.com/products/plug-in-connectors/2202889/19482744.html
2202890 | PHOENIX CONTACT | 1: 16.2059 | Phoenix Contact DIN Rail Bus Connector TBUS8-25,0-PPPPPPPS-7035, 8 POS 2.54mm T DIN Rail 6A | [10 empty] | Gray | [15 empty] | Positions - 8 | - | [12 empty] | Plastic, Polyamide |  | Not Applicable | [10 empty] | Bulk | [10 empty] | ICS |  |  |  |  | - | [18 empty] | 15 | https://www.unikeyic.com/media/datasheet/4c/f5/7fc7/4cf57fc78a41cebebd6ef3abe50e32f8.pdf | https://www.unikeyic.com/products/plug-in-connectors/2202890/17914515.html
2202891 | PHOENIX CONTACT | 1: 16.445 | Phoenix Contact TBUS8-25,0-PPPPPPPP-7035 Conn Terminal Block 8 POS 2.54mm DIN Rail 6A | [10 empty] | Gray |  |  |  |  | - | [5 empty] | 6A |  |  |  |  | - | [6 empty] | Polyamide (PA), Nylon |  | - |  | - |  |  |  | UL94 V-0 | Not Applicable |  |  | DIN Rail |  | 1 |  | 8 |  | - |  | Bulk |  |  | 0.100" (2.54mm) |  | 180° | 8 |  |  |  |  | ICS | [10 empty] | - |  |  | - |  | 32 V |  |  |  |  | - | - | - | 236 | https://www.unikeyic.com/media/datasheet/21/e6/7323/21e67323251fc0f9e1451df2098f28d2.pdf | https://www.unikeyic.com/products/plug-in-connectors/2202891/33470218.html
2202895 | PHOENIX CONTACT | 10: 13.2374 | Phoenix,DINRail bus connector,TBUS8-25,0-PPPPPPSS-7035,Conn Terminal Block 8 POS 2.54mm DIN Rail 6A | [10 empty] | Gray | [15 empty] | Positions - 8 | - | [12 empty] | Plastic, Polyamide |  | Not Applicable | [10 empty] | Bulk | [10 empty] | ICS |  |  |  |  | - | [18 empty] | 1000 | https://www.unikeyic.com/media/datasheet/71/f2/e76b/71f2e76b52dfd860ec0cdf59c313b4f2.pdf | https://www.unikeyic.com/products/plug-in-connectors/2202895/21870891.html
220385-4021 | molex | 200: 49.6043 | [89 empty] | 200 | https://www.unikeyic.com/media/about_us/Unikey_ISO_9001_Certification.pdf | https://www.unikeyic.com/products/plug-in-connectors/220385-4021/726254466.html
2214574-3 | TE Connectivity | 12: 89.3071 36: 82.6519 60: 79.7298 108: 76.4958 | Conn QSFP F 152 POS Press Fit RA Thru-Hole 152 Terminal 4 Port Box/Tray | [7 empty] | 2214574 |  |  |  | Receptacle with Cage, Ganged (1x4) | QSFP+ | - | - | [11 empty] | EMI Shielded, Light Pipe | [15 empty] | 1 (Unlimited) |  |  | Through Hole, Right Angle |  |  |  | 152 (38 x 4) |  |  |  | Tray | [8 empty] | 5022011 |  | - | [9 empty] | Press-Fit | [13 empty] | 34 | https://www.unikeyic.com/media/datasheet/03/7f/bf6b/037fbf6b49c781eea6d147a786593cca.pdf | https://www.unikeyic.com/products/plug-in-connectors/2214574-3/12788545.html
2227303-3 | TE Connectivity | 64: 1.738 200: 1.738 400: 1.474 800: 1.441 1,200: 1.408 5,000: 1.232 10,000: 1.067 25,000: 0.913 | Connector Accessories, SFP Cage, Right Angle Tray | [7 empty] | 2227303 |  |  |  | Cage | SFP | - | - | [11 empty] | EMI Shielded | [15 empty] | 1 (Unlimited) |  |  | Through Hole, Right Angle |  |  |  | - |  |  |  | Tray | [10 empty] | - | [9 empty] | Solder | [13 empty] | 72 | https://www.unikeyic.com/media/datasheet/ca/49/3d55/ca493d55592a439f60e9ee2e36d7ca8a.pdf | https://www.unikeyic.com/products/plug-in-connectors/2227303-3/25582456.html
2227582-1 | TE Connectivity | 10: 21.9145 100: 18.7411 600: 15.7488 | Internal Mini-SAS HD Receptacles | [7 empty] | 2227582 |  |  |  | Receptacle (1x4) | SAS, Mini HD | - | - | [11 empty] | - | [15 empty] | 1 (Unlimited) |  |  | Through Hole, Right Angle |  |  |  | 144 (36 x 4) |  |  |  | Tray | [10 empty] | - | [9 empty] | Press-Fit | [13 empty] | 30 | https://www.unikeyic.com/media/datasheet/e0/fa/06c0/e0fa06c06d4a0817459132958946f924.pdf | https://www.unikeyic.com/products/plug-in-connectors/2227582-1/2058905.html
2227595-1 | TE Connectivity | 1: 4.0743 | Internal Mini-SAS HD Receptacle | [7 empty] | 2227595 |  |  |  | Receptacle | SAS, Mini HD | - | - | [11 empty] | - | [15 empty] | 1 (Unlimited) |  |  | Through Hole |  |  |  | 36 |  |  |  | Tray | [10 empty] | - | [9 empty] | Press-Fit | [13 empty] | 1 | https://www.unikeyic.com/media/datasheet/66/29/3cd5/66293cd5c8d160ad9f3c1c12f9deb5cb.pdf | https://www.unikeyic.com/products/plug-in-connectors/2227595-1/32161702.html
2227670-3 | TE Connectivity | 1: 107.921 12: 90.0612 24: 89.7048 60: 87.1668 | Conn zQSFP+ RCP 152 POS 2.4mm Press Fit RA Thru-Hole 152 Terminal 4 Port Box/Tray | [7 empty] | 2227670 |  |  |  | Receptacle with Cage, Ganged (2x2) | ZQSFP+ | Gold | 30.0µin (0.76µm) | [11 empty] | EMI Shielded, Light Pipe | [15 empty] | 1 (Unlimited) |  |  | Through Hole, Right Angle |  |  |  | 152 (38 x 4) |  |  |  | Tray | [10 empty] | - | [9 empty] | Press-Fit | [13 empty] | 36 | https://www.unikeyic.com/media/datasheet/d3/a3/eb72/d3a3eb72ae719936537b20a2e0dcb10b.pdf | https://www.unikeyic.com/products/plug-in-connectors/2227670-3/28585743.html
2227728-1 | TE Connectivity | 20: 20.2554 40: 19.2885 60: 18.7447 100: 18.0815 260: 16.9038 500: 16.1426 | zSFP+ Thermal EMI Enhanced Housing, PCB TH Solderless, EMI Spring Seal, 1x1/1x2/1x3/1x4/1x6/1x8 Ports, Max Data Rate 16/28/32 Gb/s | [7 empty] | 2227728 |  |  |  | Cage, Ganged (1 x 2) | zSFP+ | - | - | [11 empty] | EMI Shielded | [15 empty] | 1 (Unlimited) |  |  | Through Hole, Right Angle |  |  |  | - |  |  |  | Tray | [10 empty] | - | [9 empty] | Press-Fit | [13 empty] | 35 | https://www.unikeyic.com/media/datasheet/78/44/3243/784432434a0d8b73582a059a13b75250.pdf | https://www.unikeyic.com/products/plug-in-connectors/2227728-1/25625702.html
2285302 | PHOENIX CONTACT | 10: 39.4653 | Phoenix,socket board,SFL(2,8-0,8)D32, | [10 empty] | Green |  | Socket | Tin | - |  |  | Female Socket | [7 empty] | Push-Pull | Mounting Flange | [15 empty] | 1 (Unlimited) |  |  | Through Hole |  |  |  | 32 |  |  |  | Bulk |  |  | - | [5 empty] | 4483372 |  | COMBICON SFL | [19 empty] | - |  |  |  | 1000 | https://www.unikeyic.com/media/datasheet/f0/2a/77dd/f0/00035f2959b95d633ecabf906d9018c7.pdf | https://www.unikeyic.com/products/plug-in-connectors/2285302/26122480.html
2287075-1 | TE Connectivity | 12: 109.2815 | Connector Accessories Hardware Kit Straight Tray | [7 empty] | 2287075 |  |  |  | Cage, Ganged (1 x 2) with Heat Sink | CFP2 | - | - | [11 empty] | - | [15 empty] | 1 (Unlimited) |  |  | Through Hole, Right Angle |  |  |  | - |  |  |  | Tray | [8 empty] | 7221639 |  | - | [9 empty] | Press-Fit | [13 empty] | 324 | https://www.unikeyic.com/media/datasheet/dc/f2/0482/dcf204822e8de555bcceece48423d83f.pdf | https://www.unikeyic.com/products/plug-in-connectors/2287075-1/11875748.html
2287075-2 | TE Connectivity | 12: 142.6167 36: 131.9925 60: 127.327 | TE Connectivity pluggableIOConnector, CFP2 series, Connector、Cage and heat sink connector, 2 port, Mother seat | [7 empty] | 2287075 |  |  |  | Cage, Ganged (1 x 2) with Heat Sink | CFP2 | - | - | [11 empty] | - | [15 empty] | 1 (Unlimited) |  |  | Through Hole, Right Angle |  |  |  | - |  |  |  | Tray | [8 empty] | 7221640 |  | - | [9 empty] | Press-Fit | [13 empty] | 144 | https://www.unikeyic.com/media/datasheet/96/c9/3164/96/4c5af0c35c3ef8aed1e153f3648bb99e.pdf | https://www.unikeyic.com/products/plug-in-connectors/2287075-2/1703971.html
2287076-2 | TE Connectivity | 1: 40.6857 5: 39.9592 10: 39.9592 25: 39.2326 50: 39.2326 100: 39.2326 | Connector Accessories, Cage, Straight | [7 empty] | 2287076 |  |  |  | Cage, Ganged (1 x 2) | CFP2 | - | - | [11 empty] | EMI Shielded | [15 empty] | 1 (Unlimited) |  |  | Through Hole, Right Angle |  |  |  | - |  |  |  | Tray | [8 empty] | 7221637 |  | - | [9 empty] | Press-Fit | [13 empty] | 1 | https://www.unikeyic.com/media/datasheet/0b/f5/c30b/0bf5c30bd0fa8f2a1d6879321c9fc922.pdf | https://www.unikeyic.com/products/plug-in-connectors/2287076-2/17538362.html
2289129-2 | TE Connectivity | 360: 71.5601 | Conn zQSFP+ RCP 152 POS 0.8mm Press Fit RA Thru-Hole | [7 empty] | 2289129 |  |  |  | Receptacle with Cage, Ganged (2x2) | ZQSFP+ | Gold | 30.0µin (0.76µm) | [11 empty] | Board Guide, EMI Shielded, Light Pipe | [15 empty] | 1 (Unlimited) |  |  | Through Hole, Right Angle |  |  |  | 152 (38 x 4) |  |  |  | Tray | [10 empty] | - | [9 empty] | Press-Fit | [13 empty] | 36000 | https://www.unikeyic.com/media/datasheet/a0/c7/dac0/a0c7dac044c336d2973fd1708d036e71.pdf | https://www.unikeyic.com/products/plug-in-connectors/2289129-2/26489.html
2291634-2 | TE Connectivity | 15: 9.328 30: 9.163 60: 9.009 150: 8.844 350: 8.041 500: 7.656 1,000: 6.908 | SFP+ 1X1 Cage Assembly, PF,With Heatsink | [7 empty] | 2291634 |  |  |  | Cage with Heat Sink | SFP+ | - | - | [11 empty] | Board Lock, EMI Shielded | [15 empty] | 1 (Unlimited) |  |  | Through Hole, Right Angle |  |  |  | - |  |  |  | Tray | [10 empty] | - | [9 empty] | Press-Fit | [13 empty] | 1373 | https://www.unikeyic.com/media/datasheet/93/38/e60f/9338e60f1d95449118ced61a7c16e4bf.pdf | https://www.unikeyic.com/products/plug-in-connectors/2291634-2/16403648.html
2299056-1 | TE Connectivity | 1: 12.7 10: 12.7 25: 12.4732 50: 12.4732 100: 12.2464 250: 12.2464 | Connector Accessories Cage/Heat Sink Assembly Straight Tray | [7 empty] | 2299056 |  |  |  | Cage with Heat Sink | SFP+ | - | - | [11 empty] | EMI Shielded | [15 empty] | Not Applicable |  |  | Through Hole, Right Angle |  |  |  | - |  |  |  | Tray | [10 empty] | - | [9 empty] | Press-Fit | [13 empty] | 2 | https://www.unikeyic.com/media/datasheet/e2/2b/aa7d/e22baa7df1cddb7420e7830575070df3.pdf | https://www.unikeyic.com/products/plug-in-connectors/2299056-1/12616574.html
2299870-2 | TE Connectivity | 1: 127.1052 12: 108.0648 24: 104.6412 60: 101.6388 | QSFP+ Connector Receptacle, 38 Pos, Press Fit RA Thru-Hole, 38 Term, 4 Port | [7 empty] | 2299870 |  |  |  | Receptacle with Cage, Ganged (2x2) with Heat Sink | ZQSFP+ | Gold | 30.0µin (0.76µm) | [11 empty] | EMI Shielded | [15 empty] | 1 (Unlimited) |  |  | Through Hole, Right Angle |  |  |  | 152 (38 x 4) |  |  |  | Tray | [8 empty] | 6820455 |  | - | [9 empty] | Press-Fit | [13 empty] | 10 | https://www.unikeyic.com/media/datasheet/73/b9/982b/73b9982b5cd57d2896a87c15e4565f67.pdf | https://www.unikeyic.com/products/plug-in-connectors/2299870-2/7568357.html
2299924-2 | TE Connectivity | 2: 103.103 | Conn zQSFP+ RCP 228 POS Press Fit RA Thru-Hole 228 Terminal 6 Port Box/Tray | [7 empty] | 2299924 |  |  |  | Receptacle with Cage, Ganged (2x3) with Heat Sink | ZQSFP+ | Gold | 30.0µin (0.76µm) | [11 empty] | EMI Shielded | [15 empty] | 1 (Unlimited) |  |  | Through Hole, Right Angle |  |  |  | 228 (38 x 6) |  |  |  | Tray | [8 empty] | 14796963 |  | - | [9 empty] | Press-Fit | [13 empty] | 2 | https://www.unikeyic.com/media/datasheet/d3/a3/eb72/d3a3eb72ae719936537b20a2e0dcb10b.pdf | https://www.unikeyic.com/products/plug-in-connectors/2299924-2/29047415.html
2299924-3 | TE Connectivity | 9: 117.3232 | QSFP+ Connector RCP 228 POS Press Fit RA Thru-Hole 228 Terminal 6 Port Box/Tray | [7 empty] | 2299924 |  |  |  | Receptacle with Cage, Ganged (2x3) with Heat Sink | ZQSFP+ | Gold | 30.0µin (0.76µm) | [11 empty] | EMI Shielded | [15 empty] | 1 (Unlimited) |  |  | Through Hole, Right Angle |  |  |  | 228 (38 x 6) |  |  |  | Tray | [10 empty] | - | [9 empty] | Press-Fit | [13 empty] | 900 | https://www.unikeyic.com/media/datasheet/d3/a3/eb72/d3a3eb72ae719936537b20a2e0dcb10b.pdf | https://www.unikeyic.com/products/plug-in-connectors/2299924-3/25177731.html
2299924-5 | TE Connectivity | 18: 109.7046 54: 108.7904 90: 105.1335 | Conn zQSFP+ F/F/F/F/F/F Press Fit RA Thru-Hole 228 Terminal 6 Port Box/Tray | [7 empty] | 2299924 |  |  |  | Receptacle with Cage, Ganged (2x3) with Heat Sink | ZQSFP+ | Gold | 30.0µin (0.76µm) | [11 empty] | EMI Shielded, Light Pipe | [15 empty] | 1 (Unlimited) |  |  | Through Hole, Right Angle |  |  |  | 228 (38 x 6) |  |  |  | Tray | [10 empty] | - | [9 empty] | Press-Fit | [13 empty] | 18 | https://www.unikeyic.com/media/datasheet/d3/a3/eb72/d3a3eb72ae719936537b20a2e0dcb10b.pdf | https://www.unikeyic.com/products/plug-in-connectors/2299924-5/16920871.html
2303074-1 | TE Connectivity | 144: 13.2696 | XFP Cage Assemblies and Kits | [7 empty] | 2303074 |  |  |  | Cage | XFP | - | - | [11 empty] | - | [15 empty] | Not Applicable |  |  | Through Hole, Right Angle |  |  |  | - |  |  |  | Tray | [8 empty] | 6194769 |  | - | [9 empty] | Press-Fit | [13 empty] | 14400 | https://www.unikeyic.com/media/datasheet/28/5f/fe34/285ffe34bbc10c640194f0cf20cd9c1d.pdf | https://www.unikeyic.com/products/plug-in-connectors/2303074-1/10467867.html
2303132 | PHOENIX CONTACT | 1: 0.986 | Phoenix Contact EBL10-5 Pluggable Bridge, Screw Mount for DIN Rail Terminal Blocks | [10 empty] | Gray |  |  | - |  | Copper | [11 empty] | CLIPLINE and COMBICON FRONT-MSTB Series | [14 empty] | Not Applicable | [6 empty] | 10 |  |  |  | Bulk |  |  | 0.205" (5.20mm) | [7 empty] | CLIPLINE | [7 empty] | Flat Pins - Angled | [15 empty] | 18 | https://www.unikeyic.com/media/datasheet/05/ee/235c/05ee235cf18856605b5623a0ad0af9b7.pdf | https://www.unikeyic.com/products/plug-in-connectors/2303132/1810638.html
2303145 | PHOENIX CONTACT | 1: 0.7654 | Phoenix,Plug-in bridge,EBL2-5,Phoenix connecting bridge, Jumper strip, EBL2- 5series, for modular terminal blocks | [10 empty] | Gray |  |  | - |  | Copper | [11 empty] | CLIPLINE and COMBICON FRONT-MSTB Series | [14 empty] | 1 (Unlimited) | [6 empty] | 2 |  |  |  | Bulk |  |  | 0.197" (5.00mm) | [7 empty] | CLIPLINE | [7 empty] | Flat Pins - Angled | [15 empty] | 325 | https://www.unikeyic.com/media/datasheet/3e/12/4f68/3e124f68b81766ff7110c720f23556cd.pdf | https://www.unikeyic.com/products/plug-in-connectors/2303145/16398199.html
2303158 | PHOENIX CONTACT | 1: 1.2501 | Phoenix,Plug-in bridge,EBL3-5,Phoenix connecting bridge, Jumper strip, EBL3- 5series, for modular terminal blocks | [10 empty] | Gray |  |  | - |  | Copper | [11 empty] | CLIPLINE and COMBICON FRONT-MSTB Series | [14 empty] | 1 (Unlimited) | [6 empty] | 3 |  |  |  | Bulk |  |  | 0.197" (5.00mm) | [5 empty] | 349401 |  | CLIPLINE | [7 empty] | Flat Pins - Angled | [15 empty] | 126 | https://www.unikeyic.com/media/datasheet/2d/ad/1292/2d/2731b8ab33f0331b783ebec8188b23db.pdf | https://www.unikeyic.com/products/plug-in-connectors/2303158/11920820.html
2306454-3 | TE Connectivity | 100: 0.2767 5,000: 0.1873 | TE Connectivity Spring Contact, Stainless Steel, 2.4mm × 1mm × 2.3mm | [7 empty] | 2306454 | [30 empty] | - |  | Copper Alloy |  | 1 (Unlimited) | [8 empty] | -40°C ~ 85°C |  | Tape & Reel (TR)Cut Tape (CT) |  |  |  | Gold | [6 empty] | - | [18 empty] | 0.039" (1.00mm) |  |  |  |  | 9278 | https://www.unikeyic.com/media/datasheet/f9/9a/26bc/f99a26bc00b5e4c142f87141912ca93f.pdf | https://www.unikeyic.com/products/plug-in-connectors/2306454-3/32759061.html
2313096 | PHOENIX CONTACT | 1: 2699.2272 | Phoenix,Repeater,PSI-REP-RS485W2,Modular Repeater For Electrical Isolation And Range Increase In Rs-485 2-Wire Bus Systems Up To 500 Kbps, 4-Way Isolation, Rail-Mountable, Supply 24 V Dc | [27 empty] | - | [14 empty] | 1 (Unlimited) | [10 empty] | Bulk | [10 empty] | - | [23 empty] | 100 | https://www.unikeyic.com/media/datasheet/3b/99/4108/3b9941081385285143d4150cc2fb832e.pdf | https://www.unikeyic.com/products/plug-in-connectors/2313096/21870852.html
2313423 | PHOENIX CONTACT | 1: 561.8715 | Phoenix,Repeater,PSI-REP-DNETCAN,Phoenix Contact Repeater | [27 empty] | - | [14 empty] | 1 (Unlimited) | [10 empty] | Bulk | [8 empty] | 3604994 |  | - | [23 empty] | 3 | https://www.unikeyic.com/media/datasheet/d4/06/e742/d4/b50c1ac4e4a309b5f7c3b311ec6e780e.pdf | https://www.unikeyic.com/products/plug-in-connectors/2313423/18238648.html
2315853-2 | TE Connectivity | 1: 67.2482 5: 66.0473 10: 64.8464 25: 64.8464 50: 64.8464 100: 64.8464 | Connector Accessories Cage Right Angle Stainless Steel Nickel | [7 empty] | 2315853 |  |  |  | Cage, Ganged (1 x 4) | OSFP | - | - | [11 empty] | Board Guide | [15 empty] | 1 (Unlimited) |  |  | Through Hole, Right Angle |  |  |  | - |  |  |  | Tray | [10 empty] | - | [9 empty] | Press-Fit | [13 empty] | 38 | https://www.unikeyic.com/media/datasheet/00/aa/86eb/00aa86eba3c5955863c9c2dda540912a.pdf | https://www.unikeyic.com/products/plug-in-connectors/2315853-2/10163912.html
2316373 | PHOENIX CONTACT | 1: 3643.7438 | Phoenix,Repeater,FB-DP-RPTR,PROFIBUS DP interface/repea | [27 empty] | - | [14 empty] | 1 (Unlimited) | [10 empty] | Box | [8 empty] | 5697932 |  | - | [23 empty] | 100 | https://www.unikeyic.com/media/datasheet/77/74/92e6/77/38ec95ee41d872e0308cb65d96ee6708.pdf | https://www.unikeyic.com/products/plug-in-connectors/2316373/20788108.html
232-667 | WAGO | 25: 2.9372 125: 2.8953 250: 2.7694 | [61 empty] | On sale |  |  | boxed | [24 empty] | 20000 | https://www.unikeyic.com/media/about_us/Unikey_ISO_9001_Certification.pdf | https://www.unikeyic.com/products/plug-in-connectors/232-667/25379140.html
2321666-1 | TE Connectivity | 15: 51.5137 30: 49.0564 60: 46.7171 105: 44.9105 255: 42.1936 | Location Connector | [7 empty] | 2321666 |  |  |  | Receptacle with Cage, Ganged (2x1) with Heat Sink | ZQSFP+ | Gold | 30.0µin (0.76µm) | [11 empty] | Board Guide, EMI Shielded | [15 empty] | 1 (Unlimited) |  |  | Through Hole, Right Angle |  |  |  | 76 |  |  |  | Tray | [10 empty] | - | [9 empty] | Press-Fit | [13 empty] | 35 | https://www.unikeyic.com/media/datasheet/52/58/69e1/525869e18e62bf95ea01742a60b2c082.pdf | https://www.unikeyic.com/products/plug-in-connectors/2321666-1/26164260.html
2329497-2 | TE Connectivity | 100: 0.1213 500: 0.1086 1,000: 0.1086 2,500: 0.1067 5,000: 0.1067 10,000: 0.1067 | TE Connectivity spring contact, Made of stainless steel, 2.7 x 1 x 1.15mm | [7 empty] | 2329497 | [30 empty] | 0.106" (2.70mm) |  | Titanium Copper |  | 1 (Unlimited) | [8 empty] | -40°C ~ 85°C |  | Tape & Reel (TR)Cut Tape (CT) |  |  |  | Gold | [6 empty] | - | [18 empty] | 0.039" (1.00mm) |  |  |  |  | 53396 | https://www.unikeyic.com/media/datasheet/72/fd/d259/72fdd25932b589039f88fdc03907c3e1.pdf | https://www.unikeyic.com/products/plug-in-connectors/2329497-2/32761681.html
2335809-1 | TE Connectivity | 1: 7.0931 10: 6.242 100: 6.1285 250: 6.1285 500: 6.1285 1,000: 6.1285 | TE Connectivity SFP Cage components, SFP56 series, Cage component connector, Mother seat | [11 empty] | Cage | SFP-DD (Double Density) | - | - | [11 empty] | EMI Shielded | [15 empty] | 1 (Unlimited) |  |  | Through Hole, Right Angle |  |  |  | 15 |  |  |  | Tray | [10 empty] | - | [9 empty] | Press-Fit | [13 empty] | 262 | https://www.unikeyic.com/media/datasheet/5b/10/0199/5b10019906e9e718d51b988457cac602.pdf | https://www.unikeyic.com/products/plug-in-connectors/2335809-1/16559695.html
2336713-2 | TE Connectivity | 1,100: 0.1012 2,900: 0.0891 5,700: 0.088 11,400: 0.0858 32,000: 0.0836 50,000: 0.0748 | TE Connectivity spring contact, Made of stainless steel, 1.7 x 1.1 x 1.45mm | [7 empty] | 2336713 | [30 empty] | 0.067" (1.70mm) |  | Stainless Steel |  | 1 (Unlimited) | [8 empty] | -40°C ~ 85°C |  | Tape & Reel (TR)Cut Tape (CT) |  |  |  | Gold |  |  |  |  | 9841716 |  | - | [18 empty] | 0.039" (1.00mm) |  |  |  |  | 24000 | https://www.unikeyic.com/media/datasheet/02/3a/86d7/023a86d7cea41ec554b7d9f3a5b5ee3d.pdf | https://www.unikeyic.com/products/plug-in-connectors/2336713-2/22300377.html
2340397-2 | TE Connectivity | 36: 77.0375 | [12 empty] | Receptacle with Cage, Ganged (2x1) with Heat Sink | QSFP-DD (Double Density) | Gold | 30.0µin (0.76µm) | [11 empty] | EMI Shielded | [15 empty] | 1 (Unlimited) |  |  | Through Hole, Right Angle |  |  |  | 76 |  |  |  | Tray | [10 empty] | - | [9 empty] | Press-Fit | [13 empty] | 3600 | https://www.unikeyic.com/media/datasheet/4d/f4/0ed3/4df40ed36774234dac0fb6a890408df2.pdf | https://www.unikeyic.com/products/plug-in-connectors/2340397-2/347978.html
2340397-3 | TE Connectivity | 2: 85.569 4: 84.095 7: 82.621 | 76 Position QSFP-DD (Double Density) Receptacle with Cage Ganged (2x1) with Heat Sink Connector Press-Fit Through Hole Right Angle | [11 empty] | Receptacle with Cage, Ganged (2x1) with Heat Sink | QSFP-DD (Double Density) | Gold | 30.0µin (0.76µm) | [11 empty] | EMI Shielded | [15 empty] | 1 (Unlimited) |  |  | Through Hole, Right Angle |  |  |  | 76 |  |  |  | Tray | [10 empty] | - | [9 empty] | Press-Fit | [13 empty] | 11 | https://www.unikeyic.com/media/datasheet/16/71/7a19/16717a1924049f692163768f45180e02.pdf | https://www.unikeyic.com/products/plug-in-connectors/2340397-3/22435644.html
2342933-1 | TE Connectivity | 1: 26.7775 16: 22.0118 32: 20.9613 64: 19.9611 112: 19.1888 256: 18.1027 512: 17.2397 | TE Connectivity Pluggable IO Connector, QSFP-DD Series, Connectors, Cages & Heatsinks | [7 empty] | 2342933 |  |  |  | Cage with Heat Sink | QSFP-DD (Double Density) | - | - | [11 empty] | EMI Shielded | [15 empty] | 1 (Unlimited) |  |  | Through Hole |  |  |  | - |  |  |  | Tray | [8 empty] | 10484851 |  | - | [9 empty] | Press-Fit | [13 empty] | 201 | https://www.unikeyic.com/media/datasheet/1c/16/f799/1c16f7990dc147e90b5021ce5409f975.pdf | https://www.unikeyic.com/products/plug-in-connectors/2342933-1/1926812.html
2342934-1 | TE Connectivity | 1,280: 19.6127 | [8 empty] | 2342934 |  |  |  | Cage with Heat Sink | QSFP-DD (Double Density) | - | - | [11 empty] | EMI Shielded | [15 empty] | 1 (Unlimited) |  |  | Through Hole, Right Angle |  |  |  | - |  |  |  | Tray | [8 empty] | 10483476 |  | - | [9 empty] | Press-Fit | [13 empty] | 128000 | https://www.unikeyic.com/media/datasheet/cb/3c/7667/cb3c76678a3f41dd82f16a4763afa6f8.pdf | https://www.unikeyic.com/products/plug-in-connectors/2342934-1/14639083.html
2343989-1 | TE Connectivity | 864: 78.4511 | [8 empty] | 2343989 |  |  |  | Cage, Ganged (1 x 4) with Heat Sink | QSFP-DD (Double Density) | - | - | [11 empty] | EMI Shielded | [15 empty] | 1 (Unlimited) |  |  | Through Hole |  |  |  | - |  |  |  | Tray | [10 empty] | - | [9 empty] | Press-Fit | [13 empty] | 86400 | https://www.unikeyic.com/media/datasheet/18/d4/cd15/18d4cd155022f061dddf52483293dd5f.pdf | https://www.unikeyic.com/products/plug-in-connectors/2343989-1/1432533.html
2345214-1 | TE Connectivity | 16: 10.989 36: 10.78 60: 10.582 | TE Connectivity SFP Cage components, SFP56 series, Cage component connector, 6 port | [11 empty] | Cage, Ganged (1 x 6) | SFP-DD (Double Density) | - | - | [11 empty] | EMI Shielded | [15 empty] | 1 (Unlimited) |  |  | Through Hole, Right Angle |  |  |  | - |  |  |  | Tray | [10 empty] | - | [9 empty] | Press-Fit | [13 empty] | 144 | https://www.unikeyic.com/media/datasheet/e1/5e/1e6f/e15e1e6ff806bf30f6a3b4125a21cb91.pdf | https://www.unikeyic.com/products/plug-in-connectors/2345214-1/1387517.html
2350278-1 | TE Connectivity | 4: 27.687 10: 27.214 20: 26.73 40: 26.257 150: 23.87 | MINI I/O Connector, Type I series, 8road, Cable installation | [11 empty] | Plug | Industrial Mini, Type I | - | - | [11 empty] | Shielded | [15 empty] | 1 (Unlimited) |  |  | Free Hanging (In-Line) |  |  |  | 8 |  |  |  | Bulk | [8 empty] | 13165313 |  | - | [9 empty] | Solder | [13 empty] | 813 | https://www.unikeyic.com/media/datasheet/0c/85/af36/0c85af36b0e06e57cf66587d3b1bfc76.pdf | https://www.unikeyic.com/products/plug-in-connectors/2350278-1/31871904.html
2350323-1 | TE Connectivity | 4: 27.687 10: 27.214 20: 26.73 40: 26.257 150: 23.87 | Mini I/O Connector, Type I Series, 8-Channel, Cable Mount | [11 empty] | Plug | Industrial Mini, Type I | - | - | [11 empty] | Shielded | [15 empty] | 1 (Unlimited) |  |  | Free Hanging (In-Line) |  |  |  | 8 |  |  |  | Bulk | [8 empty] | 13684372 |  | - | [9 empty] | Solder | [13 empty] | 668 | https://www.unikeyic.com/media/datasheet/ae/b2/0e42/aeb20e4280d3a59e6cc1fff7bfbb9b92.pdf | https://www.unikeyic.com/products/plug-in-connectors/2350323-1/28576359.html
2350513-3 | BUCHANAN | 10: 0.4389 100: 0.4214 250: 0.3933 500: 0.3863 1,000: 0.3863 2,500: 0.3863 | Conn Shrouded Header (4 Sides) HDR 3 POS 5mm Solder RA Thru-Hole Box | [24 empty] | 2350513-3 BUCHANAN | [63 empty] | 5616 | https://www.unikeyic.com/media/datasheet/0a/5f/7418/0a5f741859a8ae29eb8a514e0fc66314.pdf | https://www.unikeyic.com/products/plug-in-connectors/2350513-3/23229106.html
2354751-1 | TE Connectivity | 14: 51.7338 28: 49.2658 56: 46.916 112: 44.6797 252: 42.1986 | CAGE ASSEMBLY, QSFP-DD 1X1, SPRI | [11 empty] | Cage with Heat Sink | QSFP-DD (Double Density) | - | - | [11 empty] | EMI Shielded | [15 empty] | 1 (Unlimited) |  |  | Through Hole, Right Angle |  |  |  | - |  |  |  | Tray | [8 empty] | 13911763 |  | - | [9 empty] | Press-Fit | [13 empty] | 983 | https://www.unikeyic.com/media/datasheet/50/64/41a1/506441a17cb0a0921660ba089c94fab6.pdf | https://www.unikeyic.com/products/plug-in-connectors/2354751-1/17493304.html
2359845-1 | TE Connectivity | 1: 17.3172 10: 17.008 25: 16.6987 100: 16.6987 250: 16.6987 500: 16.6987 | TE Connectivity SFP Cage Assembly, SFP56 Series, Cage Connector | [11 empty] | Cage with Heat Sink | SFP-DD (Double Density) | - | - | [11 empty] | EMI Shielded | [15 empty] | 1 (Unlimited) |  |  | Through Hole, Right Angle |  |  |  | 15 |  |  |  | Tape & Reel (TR)Cut Tape (CT) | [10 empty] | - | [9 empty] | Press-Fit | [13 empty] | 74 | https://www.unikeyic.com/media/datasheet/33/fb/f9d7/33fbf9d7e4ac3354bb26cbc854fb87ad.pdf | https://www.unikeyic.com/products/plug-in-connectors/2359845-1/8855737.html
2366031-1 | TE Connectivity | 16: 14.311 32: 14.058 48: 13.816 80: 13.574 | TE Connectivity SFP Cage Assembly, SFP56 Series, Cage Connector | [11 empty] | Cage, Ganged (1 x 6) with Heat Sink | SFP-DD (Double Density) | - | - | [11 empty] | EMI Shielded, Light Pipe | [15 empty] | Not Applicable |  |  | Through Hole, Right Angle |  |  |  | - |  |  |  | Tray | [10 empty] | - | [9 empty] | Press-Fit | [13 empty] | 192 | https://www.unikeyic.com/media/datasheet/7a/85/5ca8/7a855ca84f174708c4b4edf9389c35f2.pdf | https://www.unikeyic.com/products/plug-in-connectors/2366031-1/20353452.html
2370781-1 | TE Connectivity | 1: 12.5353 10: 10.5134 30: 8.2962 100: 8.0873 300: 7.1437 1,000: 6.7394 | [90 empty] | https://www.unikeyic.com/media/about_us/Unikey_ISO_9001_Certification.pdf | https://www.unikeyic.com/products/plug-in-connectors/2370781-1/681917397.html
2386331-1 | TE Connectivity | 4,950: 12.6335 | [25 empty] | 2386331-1 TE Connectivity | [63 empty] | 495000 | https://www.unikeyic.com/media/datasheet/22/af/9856/22af9856a6e1f03c63e5100c560d72ce.pdf | https://www.unikeyic.com/products/plug-in-connectors/2386331-1/264543229.html
2396990-1 | TE Connectivity | 1: 95.1764 5: 95.1764 10: 93.4459 25: 93.4459 50: 93.4459 100: 93.4459 | CONN CAGE, R/A QSFP112, 2X1, PRESS-FIT; | [88 empty] | 44 | https://www.unikeyic.com/media/about_us/Unikey_ISO_9001_Certification.pdf | https://www.unikeyic.com/products/plug-in-connectors/2396990-1/726353429.html
2701133 | PHOENIX CONTACT | 1: 57.7359 | Phoenix Contact DIN Rail Adapter FLEPARMS | [27 empty] | Din Rail Track | [14 empty] | Not Applicable | [10 empty] | Bulk | [8 empty] | 4481774 |  | - | [23 empty] | 3 | https://www.unikeyic.com/media/datasheet/f1/9a/379d/f1/5b9f2f8f1bfd0d141b6738956d69a3de.pdf | https://www.unikeyic.com/products/plug-in-connectors/2701133/18996705.html
2706412 | PHOENIX CONTACT | 5: 55.5907 | Phoenix Contact DIN Rail Adapter, UTA130, UTA 130 Series, For DIN Rail | [6 empty] | Adapter | [20 empty] | - | [14 empty] | 1 (Unlimited) | [10 empty] | Bulk | [10 empty] | - | [23 empty] | 25 | https://www.unikeyic.com/media/datasheet/6c/70/2bf8/6c/c670835e110e6a46f537589e5aaf0f94.pdf | https://www.unikeyic.com/products/plug-in-connectors/2706412/18215122.html
2707437 | PHOENIX CONTACT | 1: 15.854 | Phoenix Contact DIN Rail Bus Connector ME22 5TBUS1 5/5-ST-3 81GN ME 22 Series for Electronic Enclosure | [6 empty] | DIN Rail Connector | [20 empty] | - | [14 empty] | Not Applicable | [10 empty] | Bulk | [10 empty] | - | [23 empty] | 129 | https://www.unikeyic.com/media/datasheet/53/0a/7c4a/530a7c4abeaeb6e483514d7134f42618.pdf | https://www.unikeyic.com/products/plug-in-connectors/2707437/12357046.html
2708863 | PHOENIX CONTACT | 1: 730.5856 | Phoenix,Repeater,PSI-REP-PROFIBUS/12MB,Phoenix Contact signal conditioner, 3RS7005 series, DIN Rail installation | [27 empty] | - | [14 empty] | 1 (Unlimited) | [10 empty] | Bulk | [10 empty] | - | [23 empty] | 2 | https://www.unikeyic.com/media/datasheet/ad/e3/484e/ade3484e32ec28c0eebcfdc9087174da.pdf | https://www.unikeyic.com/products/plug-in-connectors/2708863/18408111.html
2709561 | PHOENIX CONTACT | 1: 15.0596 | Phoenix,DINRail bus connector,ME17,5TBUS1,5/5-ST-3,81GN,Phoenix Contact DIN Rail mounting kit, ME 17.5 TBUS 1.5/ 5-ST-3.81 GNseries, Used forDIN Guide rail device | [6 empty] | DIN Rail Connector | [20 empty] | - | [14 empty] | Not Applicable | [10 empty] | Bulk | [10 empty] | - | [23 empty] | 360 | https://www.unikeyic.com/media/datasheet/00/78/ff6f/00/901f3f40eb7f027388ec607bfaad807c.pdf | https://www.unikeyic.com/products/plug-in-connectors/2709561/29387695.html
2715937 | PHOENIX CONTACT | 5: 7.6003 | Phoenix,Plug-in bridge,EB10-DIKGY,Conn Insertion Bridge M 10 POS 6.15mm RA | [10 empty] | Gray |  |  | - |  | Copper | [11 empty] | CLIPLINE DIK, DIKD, DLKB, DOK, DOKD and VIOK Series | [14 empty] | Not Applicable | [6 empty] | 10 |  |  |  | Bulk |  |  | 0.242" (6.15mm) | [7 empty] | CLIPLINE | [7 empty] | Flat Pins - Angled | [15 empty] | 10 | https://www.unikeyic.com/media/datasheet/1f/04/703a/1f/72a85e782ae15d7736d96a188777abe9.pdf | https://www.unikeyic.com/products/plug-in-connectors/2715937/20475070.html
2715940 | PHOENIX CONTACT | 1: 53.8854 5: 52.9232 10: 52.9232 25: 51.961 50: 51.961 | Phoenix Contact EB80-DIKBU Pluggable Bridge, DIN Rail Mount, EB Series | [10 empty] | Blue |  |  | - |  | Copper | [11 empty] | CLIPLINE DIK, DIKD, DLKB, DOK, DOKD and VIOK Series | [14 empty] | Not Applicable | [6 empty] | 80 |  |  |  | Bulk |  |  | 0.244" (6.20mm) | [5 empty] | 349425 |  | CLIPLINE | [7 empty] | Flat Pins - Angled | [15 empty] | 1 | https://www.unikeyic.com/media/datasheet/91/d2/f097/91d2f097f9d3593d9ad4b9ad5972c5ae.pdf | https://www.unikeyic.com/products/plug-in-connectors/2715940/24665718.html
2715953 | PHOENIX CONTACT | 1: 17.2549 | Phoenix Contact EB80-DIKRD Pluggable Bridge, EB Series, For DIN Rail Terminal Blocks | [10 empty] | Red |  |  | - |  | Copper | [11 empty] | CLIPLINE DIK, DIKD, DLKB, DOK, DOKD and VIOK Series | [14 empty] | Not Applicable | [6 empty] | 80 |  |  |  | Bulk |  |  | 0.244" (6.20mm) | [7 empty] | CLIPLINE | [7 empty] | Flat Pins - Angled | [15 empty] | 12 | https://www.unikeyic.com/media/datasheet/42/1f/07e5/42/0fcc2f02184f6cd640cebf29d0100187.pdf | https://www.unikeyic.com/products/plug-in-connectors/2715953/26351265.html
2716680 | PHOENIX CONTACT | 10: 5.6385 | Phoenix Contact Pluggable Bridge, EB10-DIKBU, EB 10-DIK BU Series, for Modular Terminal Blocks | [10 empty] | Blue |  |  | - |  | Copper | [11 empty] | CLIPLINE DIK, DIKD, DLKB, DOK, DOKD and VIOK Series | [14 empty] | Not Applicable | [6 empty] | 10 |  |  |  | Bulk |  |  | 0.242" (6.15mm) | [7 empty] | CLIPLINE | [7 empty] | Flat Pins - Angled | [15 empty] | 244 | https://www.unikeyic.com/media/datasheet/8d/63/f6cc/8d/bd6c635651d3aef06e9b39240a3be54b.pdf | https://www.unikeyic.com/products/plug-in-connectors/2716680/10703357.html
2716693 | PHOENIX CONTACT | 1: 1.225 | Phoenix,Plug-in bridge,EB2-DIKRD,Phoenix Insert bridge, Insert bridge, EB2- DIK RDseries | [10 empty] | Red |  |  | - |  | Copper | [11 empty] | - | [14 empty] | 1 (Unlimited) | [6 empty] | 2 |  |  |  | Bulk |  |  | 0.242" (6.15mm) | [7 empty] | - | [7 empty] | Flat Pins - Angled | [15 empty] | 165 | https://www.unikeyic.com/media/datasheet/ed/09/828d/ed/6fb8f3864ae527f29ac301032ed43c1b.pdf | https://www.unikeyic.com/products/plug-in-connectors/2716693/31796030.html
2716761 | PHOENIX CONTACT | 1: 5.551 | Phoenix Contact Pluggable Bridge EB5-DIKRD Insertion Bridge EB5-DIK RD Series | [10 empty] | Red |  |  | - |  | Copper | [11 empty] | - | [14 empty] | 1 (Unlimited) | [6 empty] | 3 |  |  |  | Bulk |  |  | 0.242" (6.15mm) | [7 empty] | - | [7 empty] | Flat Pins - Angled | [15 empty] | 42 | https://www.unikeyic.com/media/datasheet/23/91/5dc9/23/396d32327ec16836224a7b1419f085f2.pdf | https://www.unikeyic.com/products/plug-in-connectors/2716761/9401649.html
2744429 | PHOENIX CONTACT | 1: 649.0988 | Phoenix,Repeater,PSM-ME-RS485/RS485-P,Phoenix Contact signal conditioner, PSM-ME series, RS-485Input, DIN Guide rail | [12 empty] | - | [13 empty] | - | [8 empty] | IP20 | [6 empty] | 1 (Unlimited) |  |  | DIN Rail | [5 empty] | -40°C ~ 70°C |  | Bulk | [10 empty] | - | [23 empty] | 3 | https://www.unikeyic.com/media/datasheet/58/9f/fe36/58/ac77a59d72d5cb421c8c7b5f5dd15697.pdf | https://www.unikeyic.com/products/plug-in-connectors/2744429/21411317.html
2800017 | PHOENIX CONTACT | 50: 10.426 500: 10.2042 | Phoenix Contact Straight Terminal Block UKK5-MTKD-P/P | [10 empty] | Gray | [10 empty] | 26 A |  |  |  |  | - | [14 empty] | UL94 V-2 | 1 (Unlimited) |  |  |  |  | 2 |  | 4 |  |  |  | Bulk | [10 empty] | CLIPLINE UKK | [6 empty] | 8mm |  | 6.2mm |  | Screw |  |  |  |  | 400V | 300V |  |  |  | 12-26 AWG | 0.2-4mm² |  | 5000 | https://www.unikeyic.com/media/datasheet/67/b4/7507/67/b2863fa8de1d4c96d6e39b04a3bf0c2c.pdf | https://www.unikeyic.com/products/plug-in-connectors/2800017/4404908.html
2820328-2 | TE Connectivity | 1,000: 64.139 | Cable Assembly 0.5m 30AWG Mini-SAS to Mini-SAS 16 to 16 POS | [7 empty] | 2820328 |  | Flat | Black |  | Plug, Right Angle to Plug, Right Angle | [12 empty] | Latch Lock | - |  |  | Male to Male | [8 empty] | 1.64' (500.00mm) |  |  |  | 1 (Unlimited) | [6 empty] | 36 |  | - |  | Bag | [8 empty] | 5803405 |  | - |  |  | Unshielded | [11 empty] | - |  |  |  |  | 30 AWG |  |  |  | 100000 | https://www.unikeyic.com/media/datasheet/9c/14/925f/9c/bb480361134f6935663e978a3002a604.pdf | https://www.unikeyic.com/products/plug-in-connectors/2820328-2/15653804.html
2854021 | PHOENIX CONTACT | 1: 71.86 | Phoenix,DINrail adapter,UTA184,Phoenix DIN rail adapter, DIN Rail Adapter, DIN Rail installation | [6 empty] | DIN Rail Adapter | [20 empty] | Switchgear | [14 empty] | Not Applicable | [10 empty] | Bulk | [8 empty] | 2552899 |  | UTA | [23 empty] | 7 | https://www.unikeyic.com/media/datasheet/a3/f9/9b7a/a3/9a66cc41bba967f8d1c8319a37425d1a.pdf | https://www.unikeyic.com/products/plug-in-connectors/2854021/23307161.html
2869728 | PHOENIX CONTACT | 1: 15.2898 | Phoenix Contact DIN Rail Bus Connector ME6 2TBUS-21,5/5-ST-3,81GN Signal Conditioner MINI MCR Series Voltage Input DIN Rail Mount | [6 empty] | DIN Rail Connector | [20 empty] | Mini Analog Modules | [14 empty] | Not Applicable | [10 empty] | Bulk | [8 empty] | 2528518 |  | - | [23 empty] | 296 | https://www.unikeyic.com/media/datasheet/37/30/82c1/373082c169e8f9c8b34230d69ffb51db.pdf | https://www.unikeyic.com/products/plug-in-connectors/2869728/28759946.html
2891615 | PHOENIX CONTACT | 1: 10.0919 10: 9.2509 100: 9.0827 250: 9.0827 500: 9.0827 | Phoenix,Plug Guard Locking Frame,FLPLUGGUARDGN, | [6 empty] | Security Frame | [20 empty] | SFN Switch, Patch Fields | [14 empty] | 1 (Unlimited) | [10 empty] | Bulk | [10 empty] | - | [23 empty] | 19 | https://www.unikeyic.com/media/datasheet/25/2c/44ed/252c44ed86958e301f193ba9b2a8c95c.pdf | https://www.unikeyic.com/products/plug-in-connectors/2891615/20248556.html
2896296 | PHOENIX CONTACT | 10: 24.2082 | Phoenix,DINRail bus connector,HBUS71,6-16P-1SBK,Phoenix Connector, DIN rail connector, 6-16P-1S BK, HBUS 71series, | [6 empty] | DIN Rail Holder | [20 empty] | 35.6mm Wide Housing | [14 empty] | Not Applicable | [10 empty] | Bulk | [10 empty] | HBUS | [23 empty] | 12 | https://www.unikeyic.com/media/datasheet/83/03/513e/83/4176d5da4dc4b5e869334ebde94daac8.pdf | https://www.unikeyic.com/products/plug-in-connectors/2896296/18713446.html
2896458 | PHOENIX CONTACT | 1: 33.21 | Phoenix Contact DIN Rail Bus Connector, HBUS53, 6-16P-1SBK, 6-16P-1S BK, HBUS 53 Series, for BC Modular Electronic Enclosure | [6 empty] | DIN Rail Holder | [20 empty] | 53.6mm Wide Housing | [14 empty] | 1 (Unlimited) | [10 empty] | Bulk | [8 empty] | 3604551 |  | HBUS | [23 empty] | 7 | https://www.unikeyic.com/media/datasheet/83/03/513e/83/4176d5da4dc4b5e869334ebde94daac8.pdf | https://www.unikeyic.com/products/plug-in-connectors/2896458/21259189.html
2969401 | PHOENIX CONTACT | 10: 10.7492 | Phoenix,DINRail bus connector,ME6,2TBUS-21,5/5-ST-3,81KMGY, | [10 empty] | Gray | [15 empty] | - | ME Series | [12 empty] | Plastic, Non Specified |  | 1 (Unlimited) | [10 empty] | Bulk | [10 empty] | ME |  |  |  |  | 1.429" L x 0.764" W x 0.695" H (36.30mm x 19.40mm x 17.65mm) | [18 empty] | 13 | https://www.unikeyic.com/media/datasheet/d5/a1/5877/d5/1d3c98bb932ef5a0262cd5ab54a108a2.pdf | https://www.unikeyic.com/products/plug-in-connectors/2969401/22744875.html
3000605 | PHOENIX CONTACT | 50: 0.3394 | Phoenix,Straight-through terminal block,TB4-MTDI, | [88 empty] | 5000 | https://www.unikeyic.com/media/about_us/Unikey_ISO_9001_Certification.pdf | https://www.unikeyic.com/products/plug-in-connectors/3000605/12892480.html
3000706 | PHOENIX CONTACT | 10: 11.5028 | Phoenix,Plug-in bridge,FBS50-3,5,plug-in bridge, public bridge connection, FBS 50series | [10 empty] | Red |  |  | - |  | Copper | [11 empty] | CLIPLINE Series | [14 empty] | Not Applicable | [6 empty] | 50 |  |  |  | Bulk |  |  | 0.138" (3.50mm) | [7 empty] | CLIPLINE | [7 empty] | Flat Pins | [15 empty] | 200 | https://www.unikeyic.com/media/datasheet/85/80/c4d0/8580c4d03b7a8dcd4f3bffd26e097871.pdf | https://www.unikeyic.com/products/plug-in-connectors/3000706/581748.html
3000707 | PHOENIX CONTACT | 5: 25.564 | Phoenix,Plug-in bridge,FBS50-3,5GY,Phoenix Jumper strip, FBS 50-3.5 GYseries | [10 empty] | Gray |  |  | - |  | Copper | [11 empty] | CLIPLINE Series | [14 empty] | 1 (Unlimited) | [6 empty] | 50 |  |  |  | Bulk |  |  | 0.138" (3.50mm) | [7 empty] | CLIPLINE | [7 empty] | Flat Pins | [15 empty] | 9 | https://www.unikeyic.com/media/datasheet/ac/12/e263/ac12e2630091960e24ecbdee88d0c06a.pdf | https://www.unikeyic.com/products/plug-in-connectors/3000707/23708818.html
3000708 | PHOENIX CONTACT | 10: 31.6152 | Phoenix,Plug-in bridge,FBS50-3,5BU,Phoenix Jumper strip, FBS 50-3.5 BUseries | [10 empty] | Blue |  |  | - |  | Copper | [11 empty] | CLIPLINE Series | [14 empty] | Not Applicable | [6 empty] | 50 |  |  |  | Bulk |  |  | 0.138" (3.50mm) | [5 empty] | 5188439 |  | CLIPLINE | [7 empty] | Flat Pins | [15 empty] | 29 | https://www.unikeyic.com/media/datasheet/d9/80/8d2a/d9808d2afc299a3725d1613406cb6e2a.pdf | https://www.unikeyic.com/products/plug-in-connectors/3000708/5435049.html
3001593 | PHOENIX CONTACT | 1: 0.7827 | Phoenix,Plug-in bridge,FBSR5-5,Phoenix plug-in bridge, public bridge connection, FBSR 5 - 5series | [10 empty] | Red |  |  | - |  | Copper | [11 empty] | Multiple Series | [14 empty] | 1 (Unlimited) | [6 empty] | 5 |  |  |  | Bulk |  |  | 0.205" (5.20mm) | [7 empty] | CLIPLINE | [7 empty] | Flat Pins | [15 empty] | 45 | https://www.unikeyic.com/media/datasheet/75/ae/eae5/75aeeae529ba0cfc748f0c1c4dbf94ce.pdf | https://www.unikeyic.com/products/plug-in-connectors/3001593/10979880.html
3001594 | PHOENIX CONTACT | 1: 0.3866 | Phoenix Contact Pluggable Bridge FBSR3-6 Insertable Bridge, Male Bridge, FBSR 3-6 Series | [10 empty] | Red |  |  | - |  | Copper | [11 empty] | Multiple Series | [14 empty] | 1 (Unlimited) | [6 empty] | 3 |  |  |  | Bulk |  |  | 0.244" (6.20mm) | [5 empty] | 6162208 |  | CLIPLINE | [7 empty] | Flat Pins | [15 empty] | 50 | https://www.unikeyic.com/media/datasheet/ad/4b/131b/ad4b131be1c08349df9d2dfa39281c8b.pdf | https://www.unikeyic.com/products/plug-in-connectors/3001594/28818594.html
3001595 | PHOENIX CONTACT | 50: 1.1693 | Phoenix Contact FBSR4-6 Plug-In Bridge HDR, 4 POS, 6.2mm ST | [10 empty] | Red |  |  | - |  | Copper | [11 empty] | CLIPLINE COMBI PT, COMBI ST, COMBI UT, PT, QT, RT, ST, UT Series | [14 empty] | Not Applicable | [6 empty] | 4 |  |  |  | Bulk |  |  | 0.244" (6.20mm) | [7 empty] | CLIPLINE | [7 empty] | Flat Pins | [15 empty] | 760 | https://www.unikeyic.com/media/datasheet/45/10/5b99/45/50646259907ab1ef9468652d9daa6df2.pdf | https://www.unikeyic.com/products/plug-in-connectors/3001595/13711497.html
3001596 | PHOENIX CONTACT | 50: 1.8189 | Phoenix Contact Pluggable Bridge, FBSR5-6, Insertion Bridge, Male, FBSR 5-6 Series | [10 empty] | Red |  |  | - |  | Copper | [11 empty] | CLIPLINE COMBI PT, COMBI ST, COMBI UT, PT, QT, RT, ST, UT Series | [14 empty] | Not Applicable | [6 empty] | 5 |  |  |  | Bulk |  |  | 0.244" (6.20mm) | [7 empty] | CLIPLINE | [7 empty] | Flat Pins | [15 empty] | 6781 | https://www.unikeyic.com/media/datasheet/03/aa/f079/03/c97501caecf4e73a3b0e197cffea57a5.pdf | https://www.unikeyic.com/products/plug-in-connectors/3001596/31759820.html
3001597 | PHOENIX CONTACT | 10: 1.0282 | Phoenix,Plug-in bridge,FBSR3-8,Phoenix plug-in bridge, Plug-in Bridge, FBSR3-8series | [10 empty] | Red |  |  | - |  | Copper | [11 empty] | CLIPLINE COMBI PT, UT, CLIPLINE PT, RT, ST, UT | [21 empty] | 3 |  |  |  | Bulk |  |  | 0.323" (8.20mm) | [5 empty] | 17940137 |  | CLIPLINE | [7 empty] | Flat Pins | [15 empty] | 48 | https://www.unikeyic.com/media/datasheet/6c/5a/760d/6c5a760dd3d86fa36cd4f51e66f6df0b.pdf | https://www.unikeyic.com/products/plug-in-connectors/3001597/27854919.html
3001599 | PHOENIX CONTACT | 1: 2.836 | Phoenix,Plug-in bridge,FBSR10-8,Phoenix plug-in bridge, public bridge connection, FBSR 10-8series | [10 empty] | Red |  |  | - |  | Copper | [11 empty] | Multiple Series | [14 empty] | 1 (Unlimited) | [6 empty] | 10 |  |  |  | Bulk |  |  | 0.323" (8.20mm) | [7 empty] | CLIPLINE | [7 empty] | Flat Pins | [15 empty] | 45 | https://www.unikeyic.com/media/datasheet/aa/bc/01b6/aa/68936b43f5ced181ed9dc05ec5a33770.pdf | https://www.unikeyic.com/products/plug-in-connectors/3001599/11591944.html
3002102 | PHOENIX CONTACT | 50: 10.911 500: 10.6789 | Phoenix,Straight-through terminal block,UK3-MVSTB-5,08-LA24RD, | [21 empty] | 12 A | 20 A |  |  |  | Indicators |  |  |  | 2.146" (54.50mm) | Gray | [6 empty] | 1.880" (47.75mm) |  |  | UL94 V-2 | Not Applicable |  |  | DIN Rail |  | 1 |  | 2 |  | - |  | Bulk | [10 empty] | CLIPLINE UK | [6 empty] | 8mm |  | 5.1mm |  | Plug Receptacles, Screw |  |  |  |  | 250 V | 300 V |  |  |  | 12-30 AWG | 0.2-4mm² |  | 5000 | https://www.unikeyic.com/media/datasheet/f4/fa/a933/f4/3e779d0bb7edfccb4b0615e888092b9d.pdf | https://www.unikeyic.com/products/plug-in-connectors/3002102/22833337.html
3002131 | PHOENIX CONTACT | 1: 19.032 | Phoenix,Straight-through terminal block,UK3D-MSTBV-5,08,Phoenix Straight-through terminal block , UK 3D-MSTBV-5.08series, single layer, grey, plug-in，screw termination | [21 empty] | 24 A | 20 A |  |  |  | Indicators |  |  |  | 2.244" (57.00mm) | Gray | [6 empty] | 2.362" (60.00mm) |  |  | UL94 V-2 | 1 (Unlimited) |  |  | DIN Rail |  | 1 |  | 3 |  | - |  | Bulk | [10 empty] | CLIPLINE UK | [6 empty] | 8mm |  | 5.1mm |  | Plug Receptacles, Screw |  |  |  |  | 250 V | 300 V |  |  |  | 12-30 AWG | 0.2-4mm² |  | 25 | https://www.unikeyic.com/media/datasheet/8d/ec/a715/8d/8ac54dcf4a742a72c6cce160c77da432.pdf | https://www.unikeyic.com/products/plug-in-connectors/3002131/1970547.html
3002744 | PHOENIX CONTACT | 10: 5.8003 | Phoenix Contact Pluggable Bridge FBS7-8, Insertion Bridge, Male Bridge, FBS 7-8 Series | [10 empty] | Red |  |  | - |  | Copper | [11 empty] | Terminal Blocks | [21 empty] | 7 |  |  |  | Bulk |  |  | 0.323" (8.20mm) | [7 empty] | CLIPLINE | [7 empty] | Flat Pins | [15 empty] | 100 | https://www.unikeyic.com/media/datasheet/db/d5/7d84/dbd57d84421347773da6ac5a96d3f464.pdf | https://www.unikeyic.com/products/plug-in-connectors/3002744/14417553.html
3005028 | PHOENIX CONTACT | 50: 11.0924 500: 10.8564 | Phoenix Contact UK10-PR DIN Rail Terminal Block, Single Layer, Gray, Screw Termination, 57A | [24 empty] | 3005028 PHOENIX CONTACT | [14 empty] | 42.5mm(Length)*8.2mm(width) | [48 empty] | 5000 | https://www.unikeyic.com/media/datasheet/cc/a3/36fc/cc/6705131f7031000b84d19e95d592aaa8.pdf | https://www.unikeyic.com/products/plug-in-connectors/3005028/12612404.html
3005947 | PHOENIX CONTACT | 1: 0.7072 10: 0.617 50: 0.5465 250: 0.5123 | Phoenix,Plug-in bridge,FBS2-10,Phoenix Jumper strip, plug-in bridge, FBS2-10series, used forDIN Rail terminal block | [10 empty] | Red |  |  | - |  | Copper | [11 empty] | CLIPLINE Series | [14 empty] | Not Applicable | [6 empty] | 2 |  |  |  | Bulk |  |  | 0.402" (10.20mm) | [5 empty] | 2525735 |  | CLIPLINE | [7 empty] | Flat Pins | [16 empty] | https://www.unikeyic.com/media/datasheet/94/6f/fa0b/94/b6be899d7e629c3cf8ecb68fc1a1cf75.pdf | https://www.unikeyic.com/products/plug-in-connectors/3005947/27995111.html
3005950 | PHOENIX CONTACT | 1: 1.173 10: 0.9558 50: 0.8065 150: 0.7373 500: 0.6975 1,000: 0.6617 | Phoenix,Plug-in bridge,FBS2-12,Phoenix Jumper strip, FBS 2-12series, for modular terminal blocks | [10 empty] | Red |  |  | - |  | Copper | [11 empty] | CLIPLINE Series | [14 empty] | Not Applicable | [6 empty] | 2 |  |  |  | Bulk |  |  | 0.472" (12.00mm) | [7 empty] | CLIPLINE | [7 empty] | Flat Pins | [16 empty] | https://www.unikeyic.com/media/datasheet/70/e1/d8ad/70/ff6d8704f261955abbc1ab2e9d3b3362.pdf | https://www.unikeyic.com/products/plug-in-connectors/3005950/23880784.html
3005963 | PHOENIX CONTACT | 10: 0.7731 | Phoenix,Plug-in bridge,FBS2-16,Phoenix Jumper strip, plug-in bridge, FBS 2-16series, used forDIN Rail terminal block | [10 empty] | Red |  |  | - |  | Copper | [11 empty] | CLIPLINE Series | [14 empty] | Not Applicable | [6 empty] | 2 |  |  |  | Bulk |  |  | 0.630" (16.00mm) | [5 empty] | 2525737 |  | CLIPLINE | [7 empty] | Flat Pins | [15 empty] | 760 | https://www.unikeyic.com/media/datasheet/98/23/8df0/98/283daa27d4933572aa469c344ab7e68c.pdf | https://www.unikeyic.com/products/plug-in-connectors/3005963/20760789.html
3006137 | PHOENIX CONTACT | 1: 3.4276 | Phoenix,Plug-in bridge,EB10-12,Phoenix bridge rod isolator, Jumper strip, EB 10-12series, for modular terminal blocks | [10 empty] | Gray |  |  | - |  | Copper | [11 empty] | CLIPLINE UIK and UK Series | [14 empty] | Not Applicable | [6 empty] | 10 |  |  |  | Bulk |  |  | 0.472" (12.00mm) | [7 empty] | CLIPLINE | [7 empty] | Flat Pins - Angled | [15 empty] | 7 | https://www.unikeyic.com/media/datasheet/04/35/1313/04/72041748dfa9f263036fe5e72b474b4b.pdf | https://www.unikeyic.com/products/plug-in-connectors/3006137/22171471.html
3007110 | PHOENIX CONTACT | 50: 4.4349 500: 4.3405 | Phoenix,Straight-through terminal block,UDK4-P/P, | [10 empty] | Gray | [10 empty] | 32 A |  |  |  |  | - | [14 empty] | UL94 V-2 | Not Applicable |  |  |  |  | 1 |  | 4 |  |  |  | Bulk | [8 empty] | 4484705 |  | CLIPLINE UDK | [6 empty] | 8mm |  | 6.2mm |  | Screw |  |  |  |  | 630V | - |  |  |  | 10-24 AWG | 0.2-6mm² |  | 5000 | https://www.unikeyic.com/media/datasheet/c3/55/bca5/c3/3ab95a11d7fa95965e87843f2db93a5b.pdf | https://www.unikeyic.com/products/plug-in-connectors/3007110/8161631.html
3009338 | PHOENIX CONTACT | 1: 54.0665 10: 52.9162 | Phoenix Contact EB80-12 Pluggable Bridge, EB 80-12 Series, For DIN Rail Terminal Blocks | [10 empty] | Gray |  |  | - |  | Copper | [11 empty] | CLIPLINE Series | [14 empty] | Not Applicable | [6 empty] | 80 |  |  |  | Bulk |  |  | 0.472" (12.00mm) | [5 empty] | 349861 |  | CLIPLINE | [7 empty] | Flat Pins | [15 empty] | 100 | https://www.unikeyic.com/media/datasheet/d8/90/9829/d8909829c21430df6b72dc31f72e4a88.pdf | https://www.unikeyic.com/products/plug-in-connectors/3009338/14115493.html
3009341 | PHOENIX CONTACT | 1: 57.6116 10: 56.3858 | Phoenix,Plug-in bridge,EB36-27,Phoenix Insert bridge, Insert bridge, EB 36-27series | [10 empty] | Gray |  |  | - |  | Copper | [11 empty] | CLIPLINE USEN Series | [14 empty] | 1 (Unlimited) | [6 empty] | 36 |  |  |  | Bulk |  |  | 1.063" (27.00mm) | [7 empty] | CLIPLINE | [7 empty] | Flat Pins | [15 empty] | 100 | https://www.unikeyic.com/media/datasheet/f8/bf/fbf8/f8/d9fd4fff9072fc64eb9fb795989ccd22.pdf | https://www.unikeyic.com/products/plug-in-connectors/3009341/3873876.html
3009354 | PHOENIX CONTACT | 1: 168.1976 10: 164.6189 | Phoenix,Plug-in bridge,EB36-27/L1-L2-L3,Phoenix Insert bridge, Insert bridge, EB 36-27/L1-L2-L3series | [10 empty] | Gray |  |  | - |  | Copper | [11 empty] | CLIPLINE USEN Series | [14 empty] | 1 (Unlimited) | [6 empty] | 36 |  |  |  | Bulk |  |  | 1.063" (27.00mm) | [7 empty] | CLIPLINE | [7 empty] | Flat Pins | [15 empty] | 100 | https://www.unikeyic.com/media/datasheet/98/51/5770/98/f01d8d2c310e00f80cf8fc1e061bec09.pdf | https://www.unikeyic.com/products/plug-in-connectors/3009354/1138315.html
3009367 | PHOENIX CONTACT | 1: 269.0048 | Phoenix,Plug-in bridge,EB56-18/L1-L2-L3,Phoenix Insert bridge, Insert bridge, EB 56-18/L1-L2-L3series, used forDIN Rail terminal block | [10 empty] | Gray |  |  | - |  | Copper | [11 empty] | CLIPLINE UK Series | [14 empty] | Not Applicable | [6 empty] | 56 |  |  |  | Bulk |  |  | 0.709" (18.00mm) | [7 empty] | CLIPLINE | [7 empty] | Flat Pins | [15 empty] | 8 | https://www.unikeyic.com/media/datasheet/c7/8e/88f9/c78e88f9d9d6a0f8bbf1d3c2d4c6e3f1.pdf | https://www.unikeyic.com/products/plug-in-connectors/3009367/18586522.html
3024643 | PHOENIX CONTACT | 10: 0.6455 100: 0.6318 | Phoenix,Plug-in bridge,FBSTB2-5,Phoenix plug-in bridge, plug-in bridge, FBSTB 2-5series, used forDIN Rail terminal block, plug-in | [10 empty] | Red |  |  | - |  | Copper | [11 empty] | CLIPLINE ZFKK Series | [14 empty] | 1 (Unlimited) | [6 empty] | 2 |  |  |  | Bulk |  |  | 0.205" (5.20mm) | [7 empty] | CLIPLINE | [7 empty] | Round Pins | [15 empty] | 1000 | https://www.unikeyic.com/media/datasheet/bf/3e/09c2/bf3e09c2b89a223925adc1c95109df98.pdf | https://www.unikeyic.com/products/plug-in-connectors/3024643/32309269.html
3025079 | PHOENIX CONTACT | 10: 1.1445 100: 1.1201 | Phoenix,Plug-in bridge,FBST3-5,Conn Plug-In Bridge M 3 POS 5.2mm ST | [10 empty] | Gray |  |  | - |  | Copper | [11 empty] | CLIPLINE MZFK Series | [14 empty] | 1 (Unlimited) | [6 empty] | 3 |  |  |  | Bulk |  |  | 0.205" (5.20mm) | [7 empty] | CLIPLINE | [7 empty] | Round Pins | [15 empty] | 1000 | https://www.unikeyic.com/media/datasheet/b1/86/4f47/b1/3eed209b09c2be249d0b26ce33100e48.pdf | https://www.unikeyic.com/products/plug-in-connectors/3025079/34917815.html
3025095 | PHOENIX CONTACT | 10: 3.6463 100: 3.5687 | Phoenix,Plug-in bridge,FBST5-5, | [10 empty] | Gray |  |  | - |  | Copper | [11 empty] | - | [14 empty] | 1 (Unlimited) | [6 empty] | 5 |  |  |  | Bulk |  |  | 0.205" (5.20mm) | [7 empty] | CLIPLINE | [7 empty] | Round Pins | [15 empty] | 1000 | https://www.unikeyic.com/media/datasheet/9b/ba/6b22/9b/b32f3ebca739242e1ced87dbe67cab76.pdf | https://www.unikeyic.com/products/plug-in-connectors/3025095/3262634.html
3025147 | PHOENIX CONTACT | 10: 4.6373 100: 4.5386 | Phoenix,Plug-in bridge,FBST10-5, | [10 empty] | Gray |  |  | - |  | Copper | [11 empty] | CLIPLINE MZFK Series | [14 empty] | 1 (Unlimited) | [6 empty] | 10 |  |  |  | Bulk |  |  | 0.205" (5.20mm) | [5 empty] | 4484713 |  | CLIPLINE | [7 empty] | Round Pins | [15 empty] | 1000 | https://www.unikeyic.com/media/datasheet/b6/c5/0061/b6/850620714c2a7c1e72b9591575d3796a.pdf | https://www.unikeyic.com/products/plug-in-connectors/3025147/3033055.html
3026049 | PHOENIX CONTACT | 10: 2.9102 | Phoenix,Plug-in bridge,EB4-OTTA6,Phoenix Insert bridge, Insert bridge, EB 4-OTTA 6series, used forDIN Rail terminal block | [10 empty] | Gray |  |  | - |  | - | [11 empty] | CLIPLINE OTTA Series | [14 empty] | 1 (Unlimited) | [6 empty] | 4 |  |  |  | Bulk |  |  | 0.437" (11.10mm) | [5 empty] | 2525418 |  | CLIPLINE | [7 empty] | Around Barrier, Ring Tongue | [15 empty] | 2460 | https://www.unikeyic.com/media/datasheet/ab/5a/2d65/ab/25d6c2d2ace5fa433e384f2c7399c0c7.pdf | https://www.unikeyic.com/products/plug-in-connectors/3026049/31116891.html
3026050 | PHOENIX CONTACT | 10: 5.594 | Phoenix,Plug-in bridge,EB5-OTTA6,Phoenix Insert bridge, Insert bridge, EB 5-OTTA 6series, used forDIN Rail terminal block | [24 empty] | 3026050 PHOENIX CONTACT | [18 empty] | Through hole mounting | [44 empty] | 544 | https://www.unikeyic.com/media/datasheet/13/53/e0e5/1353e0e5610286e7eb2bcac9e3777f97.pdf | https://www.unikeyic.com/products/plug-in-connectors/3026050/31126089.html
3026052 | PHOENIX CONTACT | 10: 5.2636 | Phoenix Contact Pluggable Bridge, EB7-OTTA6, Insert Bridge, EB 7-OTTA 6 Series, For DIN Rail Terminal Blocks | [10 empty] | Gray |  |  | - |  | Copper | [11 empty] | CLIPLINE OTTA Series | [14 empty] | 1 (Unlimited) | [6 empty] | 7 |  |  |  | Bulk |  |  | 0.437" (11.10mm) | [7 empty] | CLIPLINE | [7 empty] | Around Barrier, Ring Tongue | [15 empty] | 265 | https://www.unikeyic.com/media/datasheet/db/2c/a572/db2ca5727d92059c33ba29895970ac87.pdf | https://www.unikeyic.com/products/plug-in-connectors/3026052/2260783.html
3026065 | PHOENIX CONTACT | 1: 0.6024 | Phoenix,Plug-in bridge,EB2-OTTA2,5,Phoenix Insert bridge, Insert bridge, EB 2-OTTA 2.5series, used forDIN Rail terminal block | [10 empty] | Gray |  |  | - |  | Copper | [11 empty] | CLIPLINE OTTA Series | [14 empty] | 1 (Unlimited) | [6 empty] | 2 |  |  |  | Bulk |  |  | 0.354" (9.00mm) | [7 empty] | CLIPLINE | [7 empty] | Flat Pins - Angled | [15 empty] | 30 | https://www.unikeyic.com/media/datasheet/e5/6a/2b33/e56a2b332cac29098f3b4037ce4b7c3c.pdf | https://www.unikeyic.com/products/plug-in-connectors/3026065/29625346.html
3026081 | PHOENIX CONTACT | 1: 3.6685 | Phoenix Contact Pluggable Bridge EB4-OTTA 2.5, DIN Rail Terminal Block | [10 empty] | Gray |  |  | - |  | Copper | [11 empty] | CLIPLINE OTTA Series | [14 empty] | 1 (Unlimited) | [6 empty] | 4 |  |  |  | Bulk |  |  | 0.354" (9.00mm) | [7 empty] | CLIPLINE | [7 empty] | Around Barrier, Ring Tongue | [15 empty] | 28 | https://www.unikeyic.com/media/datasheet/d9/1b/1ddc/d9/dcf9f7682fd9ef9ec776d5a104bada75.pdf | https://www.unikeyic.com/products/plug-in-connectors/3026081/14597132.html
3026117 | PHOENIX CONTACT | 10: 3.6219 100: 3.5448 | Phoenix Contact EB7-OTTA2.5 Pluggable Bridge, Insert Bridge, EB 7-OTTA 2.5 Series, for DIN Rail Terminal Blocks | [10 empty] | Gray |  |  | - |  | Copper | [11 empty] | CLIPLINE OTTA Series | [14 empty] | 1 (Unlimited) | [6 empty] | 7 |  |  |  | Bulk |  |  | 0.354" (9.00mm) | [5 empty] | 4460302 |  | CLIPLINE | [7 empty] | Around Barrier, Ring Tongue | [15 empty] | 1000 | https://www.unikeyic.com/media/datasheet/7e/6a/d00f/7e6ad00f98138b1493b07bfb533b64e3.pdf | https://www.unikeyic.com/products/plug-in-connectors/3026117/29240557.html
3026560 | PHOENIX CONTACT | 1: 4.7699 | Phoenix Contact UK5N-PHR Terminal Block, UK 5 N-PHR Series, Single Layer, Gray, Screw Termination | [24 empty] | 3026560 PHOENIX CONTACT | [14 empty] | 42.5mm(Length)*6.2mm(width) | [48 empty] | 80 | https://www.unikeyic.com/media/datasheet/a3/6b/d843/a36bd843a19917d4e5a0045ee1f9cd62.pdf | https://www.unikeyic.com/products/plug-in-connectors/3026560/1484274.html
3029703 | PHOENIX CONTACT | 10: 0.5234 | Phoenix,Plug-in bridge,ESB2-MZDB,Phoenix Insert bridge, Insert bridge, ESB 2-MZDBseries, used forDIN Rail terminal block | [10 empty] | Gray |  |  | - |  | Copper | [11 empty] | CLIPLINE MZB and MZBD Series | [14 empty] | Not Applicable | [6 empty] | 2 |  |  |  | Bulk |  |  | 0.244" (6.20mm) | [7 empty] | CLIPLINE | [7 empty] | Flat Pins - Angled | [15 empty] | 92 | https://www.unikeyic.com/media/datasheet/19/4d/610f/19/066345da7c2d1a0c6d04b47a3555e9aa.pdf | https://www.unikeyic.com/products/plug-in-connectors/3029703/19805936.html
3030117 | PHOENIX CONTACT | 1: 0.3754 | Phoenix Contact Plug-in Bridge FBS2-4BU Series | [10 empty] | Blue |  |  | - |  | Copper | [11 empty] | CLIPLINE ST Series | [14 empty] | 1 (Unlimited) | [6 empty] | 2 |  |  |  | Bulk |  |  | 0.165" (4.20mm) | [7 empty] | CLIPLINE | [7 empty] | Flat Pins | [15 empty] | 47 | https://www.unikeyic.com/media/datasheet/eb/9a/433a/eb9a433afefdb2f6a5a2fc8d28f5ef3c.pdf | https://www.unikeyic.com/products/plug-in-connectors/3030117/28893728.html
3030118 | PHOENIX CONTACT | 1: 0.4225 | Phoenix Contact Pluggable Bridge, FBS2-4GY, Insert Bridge Male Bridge FBS2-4 GY Series | [10 empty] | Gray |  |  | - |  | Copper | [11 empty] | CLIPLINE ST Series | [14 empty] | 1 (Unlimited) | [6 empty] | 2 |  |  |  | Bulk |  |  | 0.165" (4.20mm) | [7 empty] | CLIPLINE | [7 empty] | Flat Pins | [15 empty] | 45 | https://www.unikeyic.com/media/datasheet/04/f0/206e/04f0206e647a41add988d8095c77affd.pdf | https://www.unikeyic.com/products/plug-in-connectors/3030118/24834327.html
3030129 | PHOENIX CONTACT | 50: 0.4383 | Phoenix,Plug-in bridge,FBS3-4,Phoenix Jumper strip, FBS3-4series, used forDIN Rail terminal block | [10 empty] | Red |  |  | - |  | Copper | [11 empty] | CLIPLINE ST Series | [14 empty] | Not Applicable | [6 empty] | 3 |  |  |  | Bulk |  |  | 0.165" (4.20mm) | [7 empty] | CLIPLINE | [7 empty] | Flat Pins | [15 empty] | 450 | https://www.unikeyic.com/media/datasheet/79/17/807a/7917807ae5755ceffd57b4b8f460fb2d.pdf | https://www.unikeyic.com/products/plug-in-connectors/3030129/14493637.html
3030133 | PHOENIX CONTACT | 50: 1.6958 500: 1.6597 | Phoenix,Plug-in bridge,FBS4-4BU,Phoenix plug-in bridge, Plug-in Bridge, FBS4-4 BUseries | [10 empty] | Blue |  |  | - |  | Copper | [11 empty] | CLIPLINE Series | [21 empty] | 4 |  |  |  | Bulk |  |  | 0.165" (4.20mm) | [7 empty] | CLIPLINE | [7 empty] | Flat Pins | [15 empty] | 5000 | https://www.unikeyic.com/media/datasheet/e4/da/1f52/e4da1f528d015390311af4c60dc7960e.pdf | https://www.unikeyic.com/products/plug-in-connectors/3030133/15351481.html
3030145 | PHOENIX CONTACT | 1: 0.8287 | Phoenix,Plug-in bridge,FBS5-4,Phoenix bridge rod isolator, FBS5-4series, for modular terminal blocks | [10 empty] | Red |  |  | - |  | Copper | [11 empty] | CLIPLINE ST Series | [14 empty] | 1 (Unlimited) | [6 empty] | 5 |  |  |  | Box |  |  | 0.165" (4.20mm) | [5 empty] | 1767290 |  | CLIPLINE | [7 empty] | Flat Pins | [15 empty] | 35 | https://www.unikeyic.com/media/datasheet/8e/30/361e/8e/0d162b6ffafa538a7c8f7e8f9d693c25.pdf | https://www.unikeyic.com/products/plug-in-connectors/3030145/1377385.html
3030146 | PHOENIX CONTACT | 1: 1.3463 | Phoenix Contact Pluggable Bridge FBS5-4BU, Plug-in Bridge, FBS5-4 BU Series | [10 empty] | Blue |  |  | - |  | Copper | [11 empty] | CLIPLINE Series | [21 empty] | 5 |  |  |  | Bulk |  |  | 0.165" (4.20mm) | [7 empty] | CLIPLINE | [7 empty] | Flat Pins | [15 empty] | 17 | https://www.unikeyic.com/media/datasheet/1c/7d/5c02/1c7d5c024d8dc2cd652016de10728fc0.pdf | https://www.unikeyic.com/products/plug-in-connectors/3030146/30851618.html
3030147 | PHOENIX CONTACT | 50: 2.296 500: 2.2471 | Phoenix Contact Pluggable Bridge, FBS5-4GY, Plug-in Bridge, FBS5-4 GY Series | [10 empty] | Gray |  |  | - |  | Copper | [11 empty] | CLIPLINE Series | [21 empty] | 5 |  |  |  | Bulk |  |  | 0.165" (4.20mm) | [5 empty] | 17940640 |  | CLIPLINE | [7 empty] | Flat Pins | [15 empty] | 5000 | https://www.unikeyic.com/media/datasheet/71/c2/11d8/71c211d86e1bf5cc1ef72a300d24c89c.pdf | https://www.unikeyic.com/products/plug-in-connectors/3030147/1507890.html
3030158 | PHOENIX CONTACT | 10: 1.799 | Phoenix Contact FBS10-4 Pluggable Bridge, FBS 10-4 Series, For DIN Rail Terminal Blocks, Insert Mount | [10 empty] | Red |  |  | - |  | Copper | [11 empty] | CLIPLINE ST Series | [14 empty] | 1 (Unlimited) | [6 empty] | 10 |  |  |  | Box |  |  | 0.165" (4.20mm) | [7 empty] | CLIPLINE | [7 empty] | Flat Pins | [15 empty] | 5330 | https://www.unikeyic.com/media/datasheet/57/f5/c981/57/ccf5443da9ecfed19ad5257655535b09.pdf | https://www.unikeyic.com/products/plug-in-connectors/3030158/34424076.html
3030160 | PHOENIX CONTACT | 10: 5.0758 | Phoenix,Plug-in bridge,FBS10-4GY,Phoenix plug-in bridge, plug-in bridge, FBS 10-4 GYseries, used forDIN Rail terminal block, plug-in | [10 empty] | Gray |  |  | - |  | Copper | [11 empty] | CLIPLINE Series | [14 empty] | Not Applicable | [6 empty] | 10 |  |  |  | Bulk |  |  | 0.165" (4.20mm) | [7 empty] | CLIPLINE | [7 empty] | Flat Pins | [15 empty] | 130 | https://www.unikeyic.com/media/datasheet/5f/44/24f1/5f/dbba2d203d35bf0ac455a30a5f5dbaeb.pdf | https://www.unikeyic.com/products/plug-in-connectors/3030160/25335210.html
3030161 | PHOENIX CONTACT | 1: 0.3137 10: 0.2556 50: 0.2157 150: 0.1972 500: 0.1865 1,000: 0.177 | Phoenix,Plug-in bridge,FBS2-5,Phoenix Contact Phoenix jump film, jump film | [10 empty] | Red |  |  | - |  | Copper | [11 empty] | CLIPLINE PT, PTTB and UT Series | [14 empty] | Not Applicable | [6 empty] | 2 |  |  |  | Box |  |  | 0.205" (5.20mm) | [7 empty] | CLIPLINE | [7 empty] | Flat Pins | [16 empty] | https://www.unikeyic.com/media/datasheet/d9/c9/dfb1/d9/7cc3dda198f23be5ef5ed92533d600ee.pdf | https://www.unikeyic.com/products/plug-in-connectors/3030161/26485282.html
3030174 | PHOENIX CONTACT | 1: 0.4385 10: 0.3821 50: 0.3386 150: 0.3147 | Phoenix,Plug-in bridge,FBS3-5,Phoenix Jumper strip, , FBS 3-5series, used forCLIPLINE series | [10 empty] | Red |  |  | - |  | Copper | [11 empty] | CLIPLINE UT Series | [14 empty] | Not Applicable | [6 empty] | 3 |  |  |  | Box |  |  | 0.205" (5.20mm) | [7 empty] | CLIPLINE | [7 empty] | Flat Pins | [16 empty] | https://www.unikeyic.com/media/datasheet/a3/82/9b49/a3/bc1b1fcf47ae784b115a9966f28af2a2.pdf | https://www.unikeyic.com/products/plug-in-connectors/3030174/15287641.html
3030188 | PHOENIX CONTACT | 1: 4.147 | Phoenix Contact FBS1/4-5 Pluggable Bridge, Male, FBS1/4-5 Series | [10 empty] | Red |  |  | - |  | Copper | [11 empty] | CLIPLINE Series | [14 empty] | 1 (Unlimited) | [6 empty] | 4 |  |  |  | Bulk |  |  | 0.205" (5.20mm) | [7 empty] | CLIPLINE | [7 empty] | Flat Pins | [15 empty] | 19 | https://www.unikeyic.com/media/datasheet/90/3f/c7ac/903fc7ac56f52968199e26fa860eab8e.pdf | https://www.unikeyic.com/products/plug-in-connectors/3030188/23872422.html
3030190 | PHOENIX CONTACT | 1: 0.8533 10: 0.8325 30: 0.7823 50: 0.7522 150: 0.731 | Phoenix Contact FBS5-5 Pluggable Bridge, FBS5-5 Series | [10 empty] | Red |  |  | - |  | Copper | [11 empty] | CLIPLINE UT Series | [14 empty] | Not Applicable | [6 empty] | 5 |  |  |  | Box |  |  | 0.205" (5.20mm) | [7 empty] | CLIPLINE | [7 empty] | Flat Pins | [16 empty] | https://www.unikeyic.com/media/datasheet/59/c2/414f/59c2414f486a16ac2ee31574bdda4ede.pdf | https://www.unikeyic.com/products/plug-in-connectors/3030190/30289587.html
3030226 | PHOENIX CONTACT | 1: 4.4198 | Phoenix,Plug-in bridge,FBS20-5,Phoenix Jumper strip, , FBSseries, used forDIN Rail terminal block, plug-in | [10 empty] | Red |  |  | - |  | Copper | [11 empty] | CLIPLINE UT Series | [14 empty] | Not Applicable | [6 empty] | 20 |  |  |  | Box |  |  | 0.205" (5.20mm) | [7 empty] | CLIPLINE | [7 empty] | Flat Pins | [15 empty] | 3 | https://www.unikeyic.com/media/datasheet/d9/07/787b/d907787b99e427909db428d2361c8a33.pdf | https://www.unikeyic.com/products/plug-in-connectors/3030226/18634225.html
3030242 | PHOENIX CONTACT | 1: 0.4877 10: 0.4443 50: 0.4051 100: 0.386 | Phoenix Contact Pluggable Bridge FBS3-6, Jumpers, FBS3-6 Series for DIN Rail Terminal Blocks | [10 empty] | Red |  |  | - |  | Copper | [11 empty] | CLIPLINE Series | [14 empty] | Not Applicable | [6 empty] | 3 |  |  |  | Bulk |  |  | 0.244" (6.20mm) | [7 empty] | CLIPLINE | [7 empty] | Flat Pins | [16 empty] | https://www.unikeyic.com/media/datasheet/3f/34/7a94/3f347a944ad6bb69f3c6d0c102f3a35e.pdf | https://www.unikeyic.com/products/plug-in-connectors/3030242/12073840.html
3030271 | PHOENIX CONTACT | 1: 2.946 10: 2.4004 50: 2.0254 150: 1.8518 500: 1.7517 1,000: 1.6618 | Phoenix,Plug-in bridge,FBS10-6,Phoenix Contact busbar, FBS, FBS 10-6 series | [10 empty] | Red |  |  | - |  | Copper | [11 empty] | CLIPLINE Series | [14 empty] | Not Applicable | [6 empty] | 10 |  |  |  | Bulk |  |  | 0.244" (6.20mm) | [7 empty] | CLIPLINE | [7 empty] | Flat Pins | [16 empty] | https://www.unikeyic.com/media/datasheet/35/45/58c7/354558c79cad40853777654b40fc8df0.pdf | https://www.unikeyic.com/products/plug-in-connectors/3030271/15777084.html
3030284 | PHOENIX CONTACT | 1: 0.4276 10: 0.3646 50: 0.3178 250: 0.2927 500: 0.2747 | Phoenix,Plug-in bridge,FBS2-8,Phoenix Jumper strip, FBSseries, used forDIN Rail terminal block | [10 empty] | Red |  |  | - |  | Copper | [11 empty] | CLIPLINE Series | [14 empty] | Not Applicable | [6 empty] | 2 |  |  |  | Bulk |  |  | 0.323" (8.20mm) | [7 empty] | CLIPLINE | [7 empty] | Flat Pins | [16 empty] | https://www.unikeyic.com/media/datasheet/ea/98/ca4f/ea98ca4f25af4ce839ccf1fb51e9b1ee.pdf | https://www.unikeyic.com/products/plug-in-connectors/3030284/27658294.html
3030297 | PHOENIX CONTACT | 10: 0.5848 | Phoenix Contact FBS3-8 Pluggable Bridge, Jumper Block, FBS3-8 Series for DIN Rail Terminal Blocks | [10 empty] | Red |  |  | - |  | Copper | [11 empty] | CLIPLINE Series | [14 empty] | Not Applicable | [6 empty] | 3 |  |  |  | Bulk |  |  | 0.323" (8.20mm) | [7 empty] | CLIPLINE | [7 empty] | Flat Pins | [15 empty] | 490 | https://www.unikeyic.com/media/datasheet/7d/33/9ebe/7d339ebec2916715549c9f74320d7c74.pdf | https://www.unikeyic.com/products/plug-in-connectors/3030297/2070206.html
3030307 | PHOENIX CONTACT | 10: 0.8109 | Phoenix,Plug-in bridge,FBS4-8,Phoenix Jumper strip, FBS4-8series, used forDIN Rail terminal block | [10 empty] | Red |  |  | - |  | Copper | [11 empty] | CLIPLINE Series | [14 empty] | Not Applicable | [6 empty] | 4 |  |  |  | Bulk |  |  | 0.323" (8.20mm) | [7 empty] | CLIPLINE | [7 empty] | Flat Pins | [15 empty] | 775 | https://www.unikeyic.com/media/datasheet/f9/8b/2a5a/f98b2a5a010ae417f4a855e974cc0f95.pdf | https://www.unikeyic.com/products/plug-in-connectors/3030307/18008134.html
3030310 | PHOENIX CONTACT | 10: 1.1314 | Phoenix,Plug-in bridge,FBS5-8,Phoenix bridge rod isolator, FBS5-8series, for modular terminal blocks | [10 empty] | Red |  |  | - |  | Copper | [11 empty] | CLIPLINE Series | [14 empty] | Not Applicable | [6 empty] | 5 |  |  |  | Bulk |  |  | 0.323" (8.20mm) | [7 empty] | CLIPLINE | [7 empty] | Flat Pins | [15 empty] | 460 | https://www.unikeyic.com/media/datasheet/f4/6f/f301/f46ff301b678f2e85f1004f7295eb018.pdf | https://www.unikeyic.com/products/plug-in-connectors/3030310/25173474.html
3030323 | PHOENIX CONTACT | 10: 2.2346 | Phoenix,Plug-in bridge,FBS10-8,Phoenix Jumper strip, public bridge connection, FBSseries, used forDIN Rail terminal block, plug-in | [10 empty] | Red |  |  | - |  | Copper | [11 empty] | CLIPLINE Series | [14 empty] | Not Applicable | [6 empty] | 10 |  |  |  | Bulk |  |  | 0.323" (8.20mm) | [5 empty] | 2525766 |  | CLIPLINE | [7 empty] | Flat Pins | [15 empty] | 1050 | https://www.unikeyic.com/media/datasheet/5e/bf/8788/5ebf878893b674774b5e9176f2c904e0.pdf | https://www.unikeyic.com/products/plug-in-connectors/3030323/1950069.html
3030336 | PHOENIX CONTACT | 1: 0.2125 10: 0.2011 50: 0.1922 100: 0.1812 | Phoenix,Plug-in bridge,FBS2-6,Phoenix Jumper strip, , FBS2-6series, used forDIN Rail terminal block, plug-in | [10 empty] | Red |  |  | - |  | Copper | [11 empty] | CLIPLINE Series | [14 empty] | Not Applicable | [6 empty] | 2 |  |  |  | Bulk |  |  | 0.244" (6.20mm) | [7 empty] | CLIPLINE | [7 empty] | Flat Pins | [16 empty] | https://www.unikeyic.com/media/datasheet/94/3b/f992/943bf99265d76f66a45bd607aa465b55.pdf | https://www.unikeyic.com/products/plug-in-connectors/3030336/26933556.html
3030352 | PHOENIX CONTACT | 10: 9.0468 | Phoenix Contact Pluggable Bridge, FBS20-4, FBS 20-4 Series, For Modular Terminal Blocks | [10 empty] | Red |  |  | - |  | Copper | [11 empty] | CLIPLINE ST Series | [14 empty] | Not Applicable | [6 empty] | 20 |  |  |  | Bulk |  |  | 0.165" (4.20mm) | [7 empty] | CLIPLINE | [7 empty] | Flat Pins | [15 empty] | 80 | https://www.unikeyic.com/media/datasheet/1c/eb/f8c2/1cebf8c2c55c0a259a39590d277f6b34.pdf | https://www.unikeyic.com/products/plug-in-connectors/3030352/9763872.html
3030353 | PHOENIX CONTACT | 1: 2.4517 | Phoenix,Plug-in bridge,FBS20-4BU,Phoenix plug-in bridge, public bridge connection, FBS 20-4 BUseries | [10 empty] | Blue |  |  | - |  | Copper | [11 empty] | CLIPLINE Series | [14 empty] | 1 (Unlimited) | [6 empty] | 20 |  |  |  | Bulk |  |  | 0.165" (4.20mm) | [7 empty] | CLIPLINE | [7 empty] | Flat Pins | [15 empty] | 8 | https://www.unikeyic.com/media/datasheet/a7/a2/5c66/a7/c00489667535b0f77edd14e192d21e7e.pdf | https://www.unikeyic.com/products/plug-in-connectors/3030353/34317830.html
3030368 | PHOENIX CONTACT | 15: 7.326 | Phoenix Contact FBS1/3/5-5 Pluggable Bridge, Male, FBS 1/3/5 Series | [10 empty] | Red |  |  | - |  | Copper | [11 empty] | CLIPLINE Series | [14 empty] | 1 (Unlimited) | [6 empty] | 5 |  |  |  | Bulk |  |  | 0.205" (5.20mm) | [7 empty] | CLIPLINE | [7 empty] | Flat Pins | [15 empty] | 34 | https://www.unikeyic.com/media/datasheet/7b/ce/95ee/7bce95ee550e9c3274747ba6ce11ade8.pdf | https://www.unikeyic.com/products/plug-in-connectors/3030368/1825564.html
3030376 | PHOENIX CONTACT | 50: 5.3142 500: 5.2011 | Phoenix Contact FBS1/2/4-6 Pluggable Bridge | [24 empty] | 3030376 PHOENIX CONTACT | [63 empty] | 5000 | https://www.unikeyic.com/media/datasheet/53/6e/e17a/536ee17aba12083657f3588c766aaff1.pdf | https://www.unikeyic.com/products/plug-in-connectors/3030376/31948960.html
3030382 | PHOENIX CONTACT | 10: 14.4596 100: 14.152 | Phoenix Contact Pluggable Bridge, FBS1/4/7/10/13-6 Series | [24 empty] | 3030382 PHOENIX CONTACT | [63 empty] | 1000 | https://www.unikeyic.com/media/datasheet/da/be/315c/da/553b864c69805a76ef6c45218f3e4123.pdf | https://www.unikeyic.com/products/plug-in-connectors/3030382/15970119.html
3032075 | PHOENIX CONTACT | 1: 1.183 | Phoenix,Straight-through terminal block,DMET5X20,Phoenix Connector, Connector, DMET5X20series | [6 empty] | Connector | [20 empty] | Terminal Blocks | [14 empty] | Not Applicable | [10 empty] | Bulk | [8 empty] | 3604200 |  | - | [23 empty] | 49 | https://www.unikeyic.com/media/datasheet/d6/3b/722e/d6/7a42e8e35db4d98c751155db192362c8.pdf | https://www.unikeyic.com/products/plug-in-connectors/3032075/12887794.html
3032114 | PHOENIX CONTACT | 10: 9.4285 | Phoenix,Plug-in bridge,FBS50-5BU,Phoenix Jumper strip, FBS 50-5 BUseries, for modular terminal blocks | [10 empty] | Blue |  |  | - |  | Copper | [11 empty] | CLIPLINE Series | [14 empty] | Not Applicable | [6 empty] | 50 |  |  |  | Bulk |  |  | 0.205" (5.20mm) | [7 empty] | CLIPLINE | [7 empty] | Flat Pins | [15 empty] | 70 | https://www.unikeyic.com/media/datasheet/fb/c3/965c/fb/c023f7f6c89c1a0762f98676e83e9e55.pdf | https://www.unikeyic.com/products/plug-in-connectors/3032114/25463458.html
3032208 | PHOENIX CONTACT | 10: 8.7158 | Phoenix Contact Pluggable Bridge FBS20-6BU, Jumper Bar, FBS 20-6 BU Series, For Modular Terminal Blocks | [10 empty] | Blue |  |  | - |  | Copper | [11 empty] | CLIPLINE Series | [14 empty] | Not Applicable | [6 empty] | 20 |  |  |  | Bulk |  |  | 0.244" (6.20mm) | [5 empty] | 2525734 |  | CLIPLINE | [7 empty] | Flat Pins | [15 empty] | 760 | https://www.unikeyic.com/media/datasheet/fb/db/3247/fb/da51a8a2bbfd8632f42f37bc7c0ef8aa.pdf | https://www.unikeyic.com/products/plug-in-connectors/3032208/29663223.html
3032211 | PHOENIX CONTACT | 10: 25.65 | Phoenix Contact FBS50-6BU, Plug-In Bridge M, 50 POS, 6.2mm ST | [10 empty] | Blue |  |  | - |  | Copper | [11 empty] | CLIPLINE Series | [14 empty] | Not Applicable | [6 empty] | 50 |  |  |  | Bulk |  |  | 0.244" (6.20mm) | [7 empty] | CLIPLINE | [7 empty] | Flat Pins | [15 empty] | 166 | https://www.unikeyic.com/media/datasheet/ce/32/62b0/ce3262b09535e0dffae834dd5c10bec7.pdf | https://www.unikeyic.com/products/plug-in-connectors/3032211/1319190.html
3032237 | PHOENIX CONTACT | 50: 0.4492 | Phoenix Contact FBS2-6GY Pluggable Bridge, FBS 2-6 Series, For Modular Terminal Blocks | [10 empty] | Gray |  |  | - |  | Copper | [11 empty] | CLIPLINE Series | [14 empty] | Not Applicable | [6 empty] | 2 |  |  |  | Bulk |  |  | 0.244" (6.20mm) | [5 empty] | 2525742 |  | CLIPLINE | [7 empty] | Flat Pins | [15 empty] | 720 | https://www.unikeyic.com/media/datasheet/7b/98/2cd1/7b982cd1c86420135cab5f72dfab243d.pdf | https://www.unikeyic.com/products/plug-in-connectors/3032237/14707861.html
3032240 | PHOENIX CONTACT | 50: 1.1573 | Phoenix Contact FBS3-6GY Plug-In Bridge M 3 POS 6.2mm ST | [10 empty] | Gray |  |  | - |  | Copper | [11 empty] | CLIPLINE Series | [14 empty] | Not Applicable | [6 empty] | 3 |  |  |  | Bulk |  |  | 0.244" (6.20mm) | [5 empty] | 2525748 |  | CLIPLINE | [7 empty] | Flat Pins | [15 empty] | 750 | https://www.unikeyic.com/media/datasheet/16/5f/d6e4/16/cb91477397d054499b336efccd3bc4c5.pdf | https://www.unikeyic.com/products/plug-in-connectors/3032240/16402403.html
3032253 | PHOENIX CONTACT | 25: 6.842 | Phoenix Contact Pluggable Bridge, FBS10-6GY, FBS 10-6 Series, For Modular Terminal Blocks | [10 empty] | Gray |  |  | - |  | Copper | [11 empty] | CLIPLINE Series | [14 empty] | Not Applicable | [6 empty] | 10 |  |  |  | Bulk |  |  | 0.244" (6.20mm) | [7 empty] | CLIPLINE | [7 empty] | Flat Pins | [15 empty] | 26 | https://www.unikeyic.com/media/datasheet/a2/2e/7c7b/a22e7c7b108000185ff9ee0043bb9438.pdf | https://www.unikeyic.com/products/plug-in-connectors/3032253/12404580.html
3032266 | PHOENIX CONTACT | 50: 2.244 | Phoenix Contact Pluggable Bridge, FBS5-6GY, FBS 5-6 Series, For Modular Terminal Blocks | [10 empty] | Gray |  |  | - |  | Copper | [11 empty] | CLIPLINE Series | [14 empty] | Not Applicable | [6 empty] | 5 |  |  |  | Bulk |  |  | 0.244" (6.20mm) | [5 empty] | 2525764 |  | CLIPLINE | [7 empty] | Flat Pins | [15 empty] | 50 | https://www.unikeyic.com/media/datasheet/d6/81/d7b7/d681d7b7d4f9077c827e28f274507615.pdf | https://www.unikeyic.com/products/plug-in-connectors/3032266/1239845.html
3032279 | PHOENIX CONTACT | 1: 2.116 | Phoenix,Plug-in bridge,FBS4-6GY,Phoenix plug-in bridge, Plug-in Bridge, FBS4-6 GYseries | [10 empty] | Gray |  |  | - |  | Copper | [11 empty] | CLIPLINE Series | [14 empty] | Not Applicable | [6 empty] | 4 |  |  |  | Bulk |  |  | 0.244" (6.20mm) | [5 empty] | 2525754 |  | CLIPLINE | [7 empty] | Flat Pins | [15 empty] | 85 | https://www.unikeyic.com/media/datasheet/ea/1a/7b9e/ea1a7b9ea54b39f57c65e112cd3676f3.pdf | https://www.unikeyic.com/products/plug-in-connectors/3032279/10232275.html
3032318 | PHOENIX CONTACT | 50: 0.9553 | Phoenix Contact Pluggable Bridge FBS1/3-5, Plug-in Bridge, FBS1/3-5 Series | [10 empty] | Red |  |  | - |  | Copper | [11 empty] | CLIPLINE Series | [14 empty] | 1 (Unlimited) | [10 empty] | Bulk |  |  | 0.205" (5.20mm) | [7 empty] | CLIPLINE | [7 empty] | Flat Pins | [15 empty] | 200 | https://www.unikeyic.com/media/datasheet/4e/a9/bee7/4e/a3f599940d3a86f51ae8a1190e11b106.pdf | https://www.unikeyic.com/products/plug-in-connectors/3032318/30165423.html
3032322 | PHOENIX CONTACT | 50: 1.8633 500: 1.8236 | Phoenix Contact Pluggable Bridge, FBS1/3-6BU | [88 empty] | 5000 | https://www.unikeyic.com/media/about_us/Unikey_ISO_9001_Certification.pdf | https://www.unikeyic.com/products/plug-in-connectors/3032322/21884550.html
3032376 | PHOENIX CONTACT | 10: 4.0755 100: 3.9888 | Phoenix Contact FBS1/4-8 Pluggable Bridge Piece | [10 empty] | Red |  |  | - |  | Copper | [11 empty] | CLIPLINE Series | [14 empty] | 1 (Unlimited) | [6 empty] | 2 |  |  |  | Bulk |  |  | 0.323" (8.20mm) | [7 empty] | CLIPLINE | [7 empty] | Flat Pins | [15 empty] | 1000 | https://www.unikeyic.com/media/datasheet/ee/bf/7eb4/eebf7eb4a85de47680454b161571144e.pdf | https://www.unikeyic.com/products/plug-in-connectors/3032376/34002669.html
3032389 | PHOENIX CONTACT | 10: 4.7403 | Phoenix Contact FBS1/3/5-8 Pluggable Bridge, FBS Series, For DIN Rail Terminal Blocks | [10 empty] | Red |  |  | - |  | Copper | [11 empty] | CLIPLINE Series | [14 empty] | Not Applicable | [6 empty] | 3 |  |  |  | Bulk |  |  | 0.323" (8.20mm) | [7 empty] | CLIPLINE | [7 empty] | Flat Pins | [15 empty] | 10 | https://www.unikeyic.com/media/datasheet/68/cd/fdb9/68/b64612479dcca0bd1620a837dfb1b8ae.pdf | https://www.unikeyic.com/products/plug-in-connectors/3032389/7833744.html
3032470 | PHOENIX CONTACT | 10: 1.8958 | Phoenix Contact Pluggable Bridge, FBS6-8, Jumper Strip, FBS6-8 Series, For Modular Terminal Blocks | [10 empty] | Red |  |  | - |  | Copper | [11 empty] | CLIPLINE Series | [14 empty] | Not Applicable | [6 empty] | 6 |  |  |  | Bulk |  |  | 0.323" (8.20mm) | [7 empty] | CLIPLINE | [7 empty] | Flat Pins | [15 empty] | 10 | https://www.unikeyic.com/media/datasheet/1a/57/e48a/1a57e48ae714ff650e487e6eb280dbdb.pdf | https://www.unikeyic.com/products/plug-in-connectors/3032470/15768614.html
3032567 | PHOENIX CONTACT | 10: 1.0542 | Phoenix Contact Pluggable Bridge FBS2-8BU, FBS 2-8 BU Series, For DIN Rail Terminal Blocks | [10 empty] | Blue |  |  | - |  | Copper | [11 empty] | CLIPLINE Series | [14 empty] | 1 (Unlimited) | [6 empty] | 2 |  |  |  | Bulk |  |  | 0.323" (8.20mm) | [7 empty] | CLIPLINE | [7 empty] | Flat Pins | [15 empty] | 166 | https://www.unikeyic.com/media/datasheet/42/d9/5a3a/42d95a3a7c5444df597fa5cfd3d3d6d0.pdf | https://www.unikeyic.com/products/plug-in-connectors/3032567/31160203.html
3032570 | PHOENIX CONTACT | 10: 1.8486 | Phoenix,Plug-in bridge,FBS3-8BU,Phoenix plug-in bridge, public bridge connection, FBS3-8 BUseries | [10 empty] | Blue |  |  | - |  | Copper | [11 empty] | CLIPLINE Series | [14 empty] | Not Applicable | [6 empty] | 3 |  |  |  | Bulk |  |  | 0.323" (8.20mm) | [7 empty] | CLIPLINE | [7 empty] | Flat Pins | [15 empty] | 144 | https://www.unikeyic.com/media/datasheet/d2/0e/92c1/d20e92c1d73f416ec75cca0130f148ee.pdf | https://www.unikeyic.com/products/plug-in-connectors/3032570/28834649.html
3032583 | PHOENIX CONTACT | 10: 2.5093 | Phoenix Contact Plug-in Bridge FBS4-8BU Series | [10 empty] | Blue |  |  | - |  | Copper | [11 empty] | CLIPLINE Series | [14 empty] | 1 (Unlimited) | [6 empty] | 4 |  |  |  | Bulk |  |  | 0.323" (8.20mm) | [7 empty] | CLIPLINE | [7 empty] | Flat Pins | [15 empty] | 56 | https://www.unikeyic.com/media/datasheet/c0/e8/2337/c0e82337465583fec443ba8bb069fff2.pdf | https://www.unikeyic.com/products/plug-in-connectors/3032583/17302449.html
3032606 | PHOENIX CONTACT | 1: 9.061 | Phoenix,Plug-in bridge,FBS10-8BU,Phoenix plug-in bridge, Plug-in Bridge | [10 empty] | Blue |  |  | - |  | Copper | [11 empty] | CLIPLINE Series | [14 empty] | 1 (Unlimited) | [6 empty] | 10 |  |  |  | Bulk |  |  | 0.323" (8.20mm) | [7 empty] | CLIPLINE | [7 empty] | Flat Pins | [15 empty] | 48 | https://www.unikeyic.com/media/datasheet/2d/d1/5b5f/2dd15b5fb69d4c563cc4590e9eef4f80.pdf | https://www.unikeyic.com/products/plug-in-connectors/3032606/21992645.html
3032621 | PHOENIX CONTACT | 10: 0.9725 | Phoenix,Plug-in bridge,FBS2-8GY,Phoenix plug-in bridge, Plug-in Bridge, FBS2-8 GYseries | [10 empty] | Gray |  |  | - |  | Copper | [11 empty] | CLIPLINE Series | [14 empty] | 1 (Unlimited) | [6 empty] | 2 |  |  |  | Bulk |  |  | 0.323" (8.20mm) | [7 empty] | CLIPLINE | [7 empty] | Flat Pins | [15 empty] | 89 | https://www.unikeyic.com/media/datasheet/00/41/ef04/00/dc99699ce72e0376addb1212ada87713.pdf | https://www.unikeyic.com/products/plug-in-connectors/3032621/33919414.html
3032635 | PHOENIX CONTACT | 1: 0.9665 | Phoenix,Plug-in bridge,FBS4-8GY,Phoenix plug-in bridge, public bridge connection, FBS4-8 GYseries | [10 empty] | Gray |  |  | - |  | Copper | [11 empty] | CLIPLINE Series | [14 empty] | 1 (Unlimited) | [6 empty] | 4 |  |  |  | Bulk |  |  | 0.323" (8.20mm) | [5 empty] | 4460126 |  | CLIPLINE | [7 empty] | Flat Pins | [15 empty] | 30 | https://www.unikeyic.com/media/datasheet/7d/60/1955/7d601955a52f378875508c9546633dc8.pdf | https://www.unikeyic.com/products/plug-in-connectors/3032635/23516492.html
3033710 | PHOENIX CONTACT | 10: 1.1314 | Phoenix,Plug-in bridge,FBSR10-5,Phoenix plug-in bridge, Plug-in Bridge, FBSR 10-5series | [10 empty] | Red |  |  | - |  | Copper | [11 empty] | CLIPLINE Series | [14 empty] | Not Applicable | [6 empty] | 10 |  |  |  | Bulk |  |  | 0.205" (5.20mm) | [5 empty] | 5188449 |  | CLIPLINE | [7 empty] | Flat Pins | [15 empty] | 480 | https://www.unikeyic.com/media/datasheet/bd/b0/57bf/bdb057bf85e6d9d65942fad22fbbc03a.pdf | https://www.unikeyic.com/products/plug-in-connectors/3033710/13870303.html
3033715 | PHOENIX CONTACT | 1: 0.667 | Phoenix,Plug-in bridge,FBSR2-6,Phoenix plug-in bridge, Plug-in Bridge, FBSR2-6series | [10 empty] | Red |  |  | - |  | Copper | [11 empty] | CLIPLINE Series | [14 empty] | Not Applicable | [6 empty] | 2 |  |  |  | Bulk |  |  | 0.244" (6.20mm) | [7 empty] | CLIPLINE | [7 empty] | Flat Pins | [15 empty] | 155 | https://www.unikeyic.com/media/datasheet/f4/63/90a0/f46390a015c580b50f647da365d3f8ab.pdf | https://www.unikeyic.com/products/plug-in-connectors/3033715/28984076.html
3033716 | PHOENIX CONTACT | 1: 5.335 10: 4.6948 100: 4.6948 250: 4.6094 500: 4.6094 | Phoenix,Plug-in bridge,FBSR10-6,Phoenix plug-in bridge, Plug-in Bridge, FBSR 10-6series | [10 empty] | Red |  |  | - |  | Copper | [11 empty] | CLIPLINE Series | [14 empty] | Not Applicable | [6 empty] | 10 |  |  |  | Bulk |  |  | 0.244" (6.20mm) | [7 empty] | CLIPLINE | [7 empty] | Flat Pins | [15 empty] | 85 | https://www.unikeyic.com/media/datasheet/82/7f/11e5/827f11e5588b35220cf8f50bf0a7c8b9.pdf | https://www.unikeyic.com/products/plug-in-connectors/3033716/26591023.html
3033808 | PHOENIX CONTACT | 1: 1.012 | Phoenix,Plug-in bridge,FBSR2-8,Phoenix plug-in bridge, public bridge connection, FBSR2-8series | [10 empty] | Red |  |  | - |  | Copper | [11 empty] | Multiple Series | [14 empty] | 1 (Unlimited) | [6 empty] | 2 |  |  |  | Bulk |  |  | 0.323" (8.20mm) | [5 empty] | 6162206 |  | CLIPLINE | [7 empty] | Flat Pins | [15 empty] | 44 | https://www.unikeyic.com/media/datasheet/64/8e/a75f/648ea75f3f8b633098327c9d02761dbd.pdf | https://www.unikeyic.com/products/plug-in-connectors/3033808/25488804.html
3033809 | PHOENIX CONTACT | 10: 2.2903 | Phoenix,Plug-in bridge,FBSR5-8,Phoenix plug-in bridge, Plug-in Bridge, FBSR5-8series | [10 empty] | Red |  |  | - |  | Copper | [11 empty] | CLIPLINE COMBI PT, UT, CLIPLINE PT, RT, ST, UT | [21 empty] | 5 |  |  |  | Bulk |  |  | 0.323" (8.20mm) | [7 empty] | CLIPLINE | [7 empty] | Flat Pins | [15 empty] | 456 | https://www.unikeyic.com/media/datasheet/40/9d/d6f5/409dd6f525090110a1524ddca2a8ec61.pdf | https://www.unikeyic.com/products/plug-in-connectors/3033809/7056751.html
3033830 | PHOENIX CONTACT | 10: 0.8304 | Phoenix Contact Pluggable Bridge, FBS2-8CT | [10 empty] | Orange |  |  | - |  | Copper | [11 empty] | CLIPLINE Series | [21 empty] | 2 |  |  |  | Bulk |  |  | 0.323" (8.20mm) | [7 empty] | CLIPLINE | [7 empty] | Flat Pins | [15 empty] | 80 | https://www.unikeyic.com/media/datasheet/c5/6b/5d56/c56b5d568d1f88f166558d3eae5eae70.pdf | https://www.unikeyic.com/products/plug-in-connectors/3033830/34274205.html
3033831 | PHOENIX CONTACT | 10: 1.5716 | Phoenix,Plug-in bridge,FBS3-8CT,Plug-in bridge, Number of positions 3, Color orange | [10 empty] | Orange |  |  | - |  | Copper | [11 empty] | CLIPLINE Series | [14 empty] | 1 (Unlimited) | [6 empty] | 3 |  |  |  | Bulk |  |  | 0.323" (8.20mm) | [5 empty] | 17939397 |  | CLIPLINE | [7 empty] | Flat Pins | [15 empty] | 70 | https://www.unikeyic.com/media/datasheet/86/d0/db7d/86d0db7ddb34519457407f4c519d6a87.pdf | https://www.unikeyic.com/products/plug-in-connectors/3033831/26928903.html
3033832 | PHOENIX CONTACT | 1: 3.1589 | Phoenix,Plug-in bridge,FBS4-8CT, | [10 empty] | Orange |  |  | - |  | Copper | [11 empty] | CLIPLINE Series | [21 empty] | 4 |  |  |  | Bulk |  |  | 0.323" (8.20mm) | [7 empty] | CLIPLINE | [7 empty] | Flat Pins | [15 empty] | 32 | https://www.unikeyic.com/media/datasheet/9c/bc/ee22/9cbcee226f51b4513869e50321d76baf.pdf | https://www.unikeyic.com/products/plug-in-connectors/3033832/24365000.html
3033833 | PHOENIX CONTACT | 1: 8.9051 | Phoenix Contact FBS10-8CT Plug-In Bridge, 10 POS, 8.2mm Pitch, ST Panel Mount | [10 empty] | Orange |  |  | - |  | Copper | [11 empty] | CLIPLINE Series | [14 empty] | Not Applicable | [6 empty] | 10 |  |  |  | Bulk |  |  | 0.323" (8.20mm) | [7 empty] | CLIPLINE | [7 empty] | Flat Pins | [15 empty] | 20 | https://www.unikeyic.com/media/datasheet/83/35/9b06/83/b042474cfa069eaa9a10a09990155332.pdf | https://www.unikeyic.com/products/plug-in-connectors/3033833/4987508.html
3035467 | PHOENIX CONTACT | 1: 3.861 | Phoenix,Straight-through terminal block,UTTB4YE,Phoenix Straight-through terminal block , UTTB 4 YEseries, double layer, yellow, Screw-down terminations | [10 empty] | Yellow | [10 empty] | 30 A | 30 A |  |  |  | - | [14 empty] | UL94 V-0 | Not Applicable |  |  |  |  | 2 |  | 4 |  |  |  | Bulk | [10 empty] | CLIPLINE UTTB | [6 empty] | 9mm |  | 6.2mm |  | Screw |  |  |  |  | 800V | 600V |  |  |  | 10-26 AWG | 0.14-6mm² |  | 149 | https://www.unikeyic.com/media/datasheet/8b/78/efc9/8b78efc97efca9a5e601a54ef5041ebf.pdf | https://www.unikeyic.com/products/plug-in-connectors/3035467/18660524.html
3036851 | PHOENIX CONTACT | 10: 1.9234 | Phoenix,Plug-in bridge,FBS10-4BU,Phoenix plug-in bridge, Plug-in Bridge, FBS 10-4 BUseries | [10 empty] | Blue |  |  | - |  | Copper | [11 empty] | CLIPLINE Series | [14 empty] | 1 (Unlimited) | [6 empty] | 10 |  |  |  | Bulk |  |  | 0.165" (4.20mm) | [7 empty] | CLIPLINE | [7 empty] | Flat Pins | [15 empty] | 50 | https://www.unikeyic.com/media/datasheet/fe/fe/2e98/fe/fa5d353daa80037342b40ecb40fdd3c2.pdf | https://www.unikeyic.com/products/plug-in-connectors/3036851/5634301.html
3036880 | PHOENIX CONTACT | 1: 0.4427 | Phoenix Contact Pluggable Bridge, FBS3-5BU, Jumper Strip, FBS3-5 BU Series, For Modular Terminal Blocks | [10 empty] | Blue |  |  | - |  | Copper | [11 empty] | CLIPLINE Series | [14 empty] | Not Applicable | [6 empty] | 3 |  |  |  | Bulk |  |  | 0.205" (5.20mm) | [7 empty] | CLIPLINE | [7 empty] | Flat Pins | [15 empty] | 1 | https://www.unikeyic.com/media/datasheet/54/47/6a10/b3/e5fb08059ca0724926a185087579fc5d.pdf | https://www.unikeyic.com/products/plug-in-connectors/3036880/7628846.html
3036893 | PHOENIX CONTACT | 50: 0.6586 | Phoenix,Plug-in bridge,FBS4-5BU,Phoenix Jumper strip, FBS4-5 BUseries, for modular terminal blocks | [10 empty] | Blue |  |  | - |  | Copper | [11 empty] | CLIPLINE Series | [14 empty] | Not Applicable | [6 empty] | 4 |  |  |  | Bulk |  |  | 0.205" (5.20mm) | [7 empty] | CLIPLINE | [7 empty] | Flat Pins | [15 empty] | 200 | https://www.unikeyic.com/media/datasheet/2c/c8/b254/2cc8b254af08ba46880a9182b3778a79.pdf | https://www.unikeyic.com/products/plug-in-connectors/3036893/13750558.html
3036903 | PHOENIX CONTACT | 1: 1.0458 | Phoenix,Plug-in bridge,FBS5-5BU,Phoenix Jumper strip, FBS5-5 BUseries, for modular terminal blocks | [10 empty] | Blue |  |  | - |  | Copper | [11 empty] | CLIPLINE Series | [14 empty] | Not Applicable | [6 empty] | 5 |  |  |  | Bulk |  |  | 0.205" (5.20mm) | [7 empty] | CLIPLINE | [7 empty] | Flat Pins | [15 empty] | 28 | https://www.unikeyic.com/media/datasheet/bc/1d/b415/bc1db41545d2a2683bab535a0f5e1068.pdf | https://www.unikeyic.com/products/plug-in-connectors/3036903/16380140.html
3036916 | PHOENIX CONTACT | 10: 1.7594 | Phoenix Contact Pluggable Bridge FBS10-5BU, Jumper Bar, FBS 10-5 BU Series, For Modular Terminal Blocks | [10 empty] | Blue |  |  | - |  | Copper | [11 empty] | CLIPLINE Series | [14 empty] | Not Applicable | [6 empty] | 10 |  |  |  | Bulk |  |  | 0.205" (5.20mm) | [7 empty] | CLIPLINE | [7 empty] | Flat Pins | [15 empty] | 1050 | https://www.unikeyic.com/media/datasheet/f6/ed/03c6/f6ed03c60ca5d5afc034f48a035854ac.pdf | https://www.unikeyic.com/products/plug-in-connectors/3036916/2079171.html
3036929 | PHOENIX CONTACT | 10: 3.5547 | Phoenix,Plug-in bridge,FBS20-5BU,Phoenix Jumper strip, FBS 20-5 BUseries, for modular terminal blocks | [10 empty] | Blue |  |  | - |  | Copper | [11 empty] | CLIPLINE Series | [14 empty] | Not Applicable | [6 empty] | 20 |  |  |  | Bulk |  |  | 0.205" (5.20mm) | [5 empty] | 2525731 |  | CLIPLINE | [7 empty] | Flat Pins | [15 empty] | 1620 | https://www.unikeyic.com/media/datasheet/97/06/30e6/97/5b034a18a2e318c5681ad371f9f8009c.pdf | https://www.unikeyic.com/products/plug-in-connectors/3036929/28508572.html
3036932 | PHOENIX CONTACT | 1: 0.246 | Phoenix Contact Pluggable Bridge FBS2-6BU Jumper FBS Series for CLIPLINE Complete Insert Mount | [10 empty] | Blue |  |  | - |  | Copper | [11 empty] | CLIPLINE Series | [14 empty] | Not Applicable | [6 empty] | 2 |  |  |  | Bulk |  |  | 0.244" (6.20mm) | [5 empty] | 2525741 |  | CLIPLINE | [7 empty] | Flat Pins | [15 empty] | 46 | https://www.unikeyic.com/media/datasheet/de/e2/0dce/dee20dce815c0635ee91de30d1c7ddc8.pdf | https://www.unikeyic.com/products/plug-in-connectors/3036932/23728583.html
3036958 | PHOENIX CONTACT | 1: 1.4922 | Phoenix,Plug-in bridge,FBS4-6BU,Phoenix plug-in bridge, public bridge connection, FBS 4-6 BUseries | [10 empty] | Blue |  |  | - |  | Copper | [11 empty] | CLIPLINE Series | [14 empty] | Not Applicable | [6 empty] | 4 |  |  |  | Bulk |  |  | 0.244" (6.20mm) | [7 empty] | CLIPLINE | [7 empty] | Flat Pins | [15 empty] | 80 | https://www.unikeyic.com/media/datasheet/5e/23/996d/5e23996dabd75fa8f220df67d318f430.pdf | https://www.unikeyic.com/products/plug-in-connectors/3036958/29801413.html
3038930 | PHOENIX CONTACT | 10: 9.0514 | Phoenix,Plug-in bridge,FBS50-5,Phoenix bus connector, FBS 50-5series, for modular terminal blocks | [10 empty] | Red |  |  | - |  | Copper | [11 empty] | CLIPLINE UT Series | [14 empty] | Not Applicable | [6 empty] | 50 |  |  |  | Box |  |  | 0.205" (5.20mm) | [7 empty] | CLIPLINE | [7 empty] | Flat Pins | [15 empty] | 190 | https://www.unikeyic.com/media/datasheet/48/2d/6adb/482d6adb29dbace93efc02d9010c5ff8.pdf | https://www.unikeyic.com/products/plug-in-connectors/3038930/19442111.html
3038969 | PHOENIX CONTACT | 1: 0.2567 | Phoenix,Plug-in bridge,FBS2-5GY,Phoenix fixed bridge, FBS2-5 GYseries, for modular terminal blocks | [10 empty] | Gray |  |  | - |  | Copper | [11 empty] | CLIPLINE Series | [14 empty] | Not Applicable | [6 empty] | 2 |  |  |  | Bulk |  |  | 0.205" (5.20mm) | [7 empty] | CLIPLINE | [7 empty] | Flat Pins | [15 empty] | 50 | https://www.unikeyic.com/media/datasheet/ff/ec/9717/ffec97174678b7ac28c6eec0d7a2708b.pdf | https://www.unikeyic.com/products/plug-in-connectors/3038969/12737927.html
3038972 | PHOENIX CONTACT | 1: 0.8797 | Phoenix,Plug-in bridge,FBS3-5GY,Phoenix plug-in bridge, public bridge connection, FBS3-5 GYseries | [10 empty] | Gray |  |  | - |  | Copper | [11 empty] | CLIPLINE Series | [14 empty] | 1 (Unlimited) | [6 empty] | 3 |  |  |  | Bulk |  |  | 0.205" (5.20mm) | [7 empty] | CLIPLINE | [7 empty] | Flat Pins | [15 empty] | 177 | https://www.unikeyic.com/media/datasheet/b7/98/34c5/b79834c510e5c7ef9a5031da7df6b64a.pdf | https://www.unikeyic.com/products/plug-in-connectors/3038972/23001905.html
3038998 | PHOENIX CONTACT | 50: 1.8337 | Phoenix,Plug-in bridge,FBS5-5GY,Conn Plug-In Bridge M 5 POS 5.2mm ST | [10 empty] | Gray |  |  | - |  | Copper | [11 empty] | CLIPLINE Series | [14 empty] | Not Applicable | [6 empty] | 5 |  |  |  | Bulk |  |  | 0.205" (5.20mm) | [7 empty] | CLIPLINE | [7 empty] | Flat Pins | [15 empty] | 320 | https://www.unikeyic.com/media/datasheet/0f/f6/2beb/0f/ce0d52d33f563267ab0af4342bd6415a.pdf | https://www.unikeyic.com/products/plug-in-connectors/3038998/16140247.html
3039007 | PHOENIX CONTACT | 1: 2.1847 | Phoenix Contact FBS10-5GY Pluggable Bridge, Jumper Block, FBS 10-5 GY Series, For Control Cabinet | [10 empty] | Gray |  |  | - |  | Copper | [11 empty] | CLIPLINE Series | [14 empty] | Not Applicable | [6 empty] | 10 |  |  |  | Bulk |  |  | 0.205" (5.20mm) | [7 empty] | CLIPLINE | [7 empty] | Flat Pins | [15 empty] | 34 | https://www.unikeyic.com/media/datasheet/f9/cc/299c/f9cc299c2ba6cfef5332b2320e8219d5.pdf | https://www.unikeyic.com/products/plug-in-connectors/3039007/11556241.html
3040012 | PHOENIX CONTACT | 1: 0.442 | Phoenix,Straight-through terminal block,ST2,5/1P,Phoenix Rail type terminal block, STB 2.5/1Pseries, grey, 24A | [21 empty] | 24 A | 20 A |  |  |  | - |  |  |  | 1.732" (44.00mm) | Gray | [6 empty] | 1.988" (50.50mm) |  |  | UL94 V-0 | Not Applicable |  |  | DIN Rail |  | 1 |  | 2 |  | - |  | Bulk | [8 empty] | 2527360 |  | CLIPLINE ST | [6 empty] | 10mm |  | 5.2mm |  | Plug Receptacles, Push In, Spring |  |  |  |  | 500 V | 600 V |  |  |  | 12-28 AWG | 0.08-4mm² |  | 2239 | https://www.unikeyic.com/media/datasheet/bc/b8/3fc9/bcb83fc931ba8d64643c8e7c63c01567.pdf | https://www.unikeyic.com/products/plug-in-connectors/3040012/28390189.html
3040044 | PHOENIX CONTACT | 1: 3.4819 | Phoenix Contact Straight Terminal Block, PT2.5-HEXA/3P | [10 empty] | Gray | [10 empty] | 24 A | 20 A |  |  |  | - | [14 empty] | UL94 V-0 | Not Applicable |  |  |  |  | 1 |  | 6 |  |  |  | Bulk | [8 empty] | 7558028 |  | CLIPLINE PT | [6 empty] | 8mm ~ 10mm |  | 5.2mm |  | Push In |  |  |  |  | 500V | 300V |  |  |  | 12-26 AWG | 0.14-4mm² |  | 68 | https://www.unikeyic.com/media/datasheet/01/e7/780b/01/b7f1955e02baaf42efb96561dc720ef5.pdf | https://www.unikeyic.com/products/plug-in-connectors/3040044/1306886.html
3040119 | PHOENIX CONTACT | 1: 3.991 | Phoenix,plug-in parts,SPB2,5/2,Phoenix Terminal Block Plug, SPBseries, 2road, 5.2mmPitch, plug-in, Spring cage termination, 28 - 12.wire_gauge, 24A, 500 V | [10 empty] | Gray |  |  |  |  | - | [5 empty] | 24A | 20 A |  |  |  | - | [6 empty] | Polyamide (PA), Nylon |  | - |  | 1.535" (39.00mm) |  |  |  | UL94 V-0 | 1 (Unlimited) |  |  | Free Hanging (In-Line) |  | 1 |  | 2 |  | - |  | Bulk |  |  | - |  | 180° | 2 |  |  |  |  | CLIPLINE COMBI SPB | [10 empty] | Screwless - Spring Cage, Tension Clamp |  |  | - |  | 500 V | 300 V |  |  |  | 12-28 AWG | 0.08-4mm² | 10mm | 17 | https://www.unikeyic.com/media/datasheet/af/05/2ffe/af/4be628e10f6b111a76b20c189b016392.pdf | https://www.unikeyic.com/products/plug-in-connectors/3040119/15864170.html
3040151 | PHOENIX CONTACT | 25: 6.1167 250: 5.9866 | Phoenix,plug-in parts,SPB2,5/6,Phoenix Contact 6pPlug-in terminal blocks plug, SPB 2.5/ 6series, 500 V, Spring type terminal block, grey | [10 empty] | Gray |  |  |  |  | - | [5 empty] | 24A | 20 A |  |  |  | - | [6 empty] | Polyamide (PA), Nylon |  | - |  | 1.535" (39.00mm) |  |  |  | UL94 V-0 | 1 (Unlimited) |  |  | Free Hanging (In-Line) |  | 1 |  | 6 |  | - |  | Bulk |  |  | - |  | 180° | 6 |  |  |  |  | CLIPLINE COMBI SPB | [10 empty] | Screwless - Spring Cage, Tension Clamp |  |  | - |  | 500 V | 300 V |  |  |  | 12-28 AWG | 0.08-4mm² | 10mm | 2500 | https://www.unikeyic.com/media/datasheet/69/80/610b/6980610b4e59759061e7912ae1f4404b.pdf | https://www.unikeyic.com/products/plug-in-connectors/3040151/25569927.html
3040164 | PHOENIX CONTACT | 25: 7.0798 250: 6.9291 | Phoenix,plug-in parts,SPB2,5/7,Phoenix Contact 7pPlug-in terminal blocks plug, SPB 2.5/ 7series, 500 V | [10 empty] | Gray |  |  |  |  | - | [5 empty] | 24A | 20 A |  |  |  | - | [6 empty] | Polyamide (PA), Nylon |  | - |  | 1.535" (39.00mm) |  |  |  | UL94 V-0 | 1 (Unlimited) |  |  | Free Hanging (In-Line) |  | 1 |  | 7 |  | - |  | Bulk |  |  | - |  | 180° | 7 |  |  |  |  | CLIPLINE COMBI SPB | [10 empty] | Screwless - Spring Cage, Tension Clamp |  |  | - |  | 500 V | 300 V |  |  |  | 12-28 AWG | 0.08-4mm² | 10mm | 2500 | https://www.unikeyic.com/media/datasheet/e9/e6/d7a6/e9/53f5c1a164e4f356b98946d4ded19aea.pdf | https://www.unikeyic.com/products/plug-in-connectors/3040164/28571757.html
3040177 | PHOENIX CONTACT | 25: 8.0428 250: 7.8717 | Phoenix Contact SPB 2.5/8 Pluggable Terminal Block, Plug, 500V, Spring, Gray | [10 empty] | Gray |  |  |  |  | - | [5 empty] | 24A | 20 A |  |  |  | - | [6 empty] | Polyamide (PA), Nylon |  | - |  | 1.535" (39.00mm) |  |  |  | UL94 V-0 | 1 (Unlimited) |  |  | Free Hanging (In-Line) |  | 1 |  | 8 |  | - |  | Bulk |  |  | - |  | 180° | 8 |  |  |  |  | CLIPLINE COMBI SPB | [10 empty] | Screwless - Spring Cage, Tension Clamp |  |  | - |  | 500 V | 300 V |  |  |  | 12-28 AWG | 0.08-4mm² | 10mm | 2500 | https://www.unikeyic.com/media/datasheet/44/96/8dca/44/9d3e9d94ebcadf5401941ec100ec9f2f.pdf | https://www.unikeyic.com/products/plug-in-connectors/3040177/16790722.html
3040180 | PHOENIX CONTACT | 25: 8.6918 250: 8.5069 | Phoenix,plug-in parts,SPB2,5/9,Phoenix Contact 9pPlug-in terminal blocks plug, SPB 2.5/ 9series, 500 V, Spring type terminal block, grey | [10 empty] | Gray |  |  |  |  | - | [5 empty] | 24A | 20 A |  |  |  | - | [6 empty] | Polyamide (PA), Nylon |  | - |  | 1.535" (39.00mm) |  |  |  | UL94 V-0 | 1 (Unlimited) |  |  | Free Hanging (In-Line) |  | 1 |  | 9 |  | - |  | Bulk |  |  | - |  | 180° | 9 |  |  |  |  | CLIPLINE COMBI SPB | [10 empty] | Screwless - Spring Cage, Tension Clamp |  |  | - |  | 500 V | 300 V |  |  |  | 12-28 AWG | 0.08-4mm² | 10mm | 2500 | https://www.unikeyic.com/media/datasheet/c8/9a/fb49/c8/c3db13586d7734b5cf3b26ee9c61af9a.pdf | https://www.unikeyic.com/products/plug-in-connectors/3040180/26712273.html
3040193 | PHOENIX CONTACT | 25: 9.948 250: 9.7363 | Phoenix,plug-in parts,SPB2,5/10,Phoenix Contact 10pPlug-in terminal blocks plug, SPB 2.5/10series, 500 V, Spring type terminal block, grey | [10 empty] | Gray |  |  |  |  | - | [5 empty] | 24A | 20 A |  |  |  | - | [6 empty] | Polyamide (PA), Nylon |  | - |  | 1.535" (39.00mm) |  |  |  | UL94 V-0 | 1 (Unlimited) |  |  | Free Hanging (In-Line) |  | 1 |  | 10 |  | - |  | Bulk |  |  | - |  | 180° | 10 |  |  |  |  | CLIPLINE COMBI SPB | [10 empty] | Screwless - Spring Cage, Tension Clamp |  |  | - |  | 500 V | 300 V |  |  |  | 12-28 AWG | 0.08-4mm² | 10mm | 2500 | https://www.unikeyic.com/media/datasheet/f1/96/fc92/f1/244b3c55c01985cb8b77b4e99f894b6f.pdf | https://www.unikeyic.com/products/plug-in-connectors/3040193/7428054.html
3040203 | PHOENIX CONTACT | 10: 10.6144 100: 10.3886 | Phoenix Contact Pluggable Terminal Block SPB2,5/11 | [10 empty] | Gray |  |  |  |  | - | [5 empty] | 24A | 20 A |  |  |  | - | [6 empty] | Polyamide (PA), Nylon |  | - |  | 1.535" (39.00mm) |  |  |  | UL94 V-0 | 1 (Unlimited) |  |  | Free Hanging (In-Line) |  | 1 |  | 11 |  | - |  | Bulk |  |  | - |  | 180° | 11 |  |  |  |  | CLIPLINE COMBI SPB | [10 empty] | Screwless - Spring Cage, Tension Clamp |  |  | - |  | 500 V | 300 V |  |  |  | 12-28 AWG | 0.08-4mm² | 10mm | 1000 | https://www.unikeyic.com/media/datasheet/ac/16/95b8/ac/114a39c96fbd5fb0a92994afd8302557.pdf | https://www.unikeyic.com/products/plug-in-connectors/3040203/13645580.html
3040245 | PHOENIX CONTACT | 10: 14.7492 100: 14.4354 | Phoenix Contact SPB 2.5/15 Pluggable Terminal Block Plug, 15 Pos, 500V, Spring, Gray | [10 empty] | Gray |  |  |  |  | - | [5 empty] | 24A | 20 A |  |  |  | - | [6 empty] | Polyamide (PA), Nylon |  | - |  | 1.535" (39.00mm) |  |  |  | UL94 V-0 | 1 (Unlimited) |  |  | Free Hanging (In-Line) |  | 1 |  | 15 |  | - |  | Bulk |  |  | - |  | 180° | 15 |  |  | 2527224 |  | CLIPLINE COMBI SPB | [10 empty] | Screwless - Spring Cage, Tension Clamp |  |  | - |  | 500 V | 300 V |  |  |  | 12-28 AWG | 0.08-4mm² | 10mm | 1000 | https://www.unikeyic.com/media/datasheet/6b/aa/e8af/6b/652f5266ec57c31c418153e199ea4b42.pdf | https://www.unikeyic.com/products/plug-in-connectors/3040245/22483749.html
3040258 | PHOENIX CONTACT | 10: 1.9447 100: 1.9099 250: 1.9099 500: 1.9099 | Phoenix Contact SP2,5/1 Conn PC Terminal Block 1 POS Spring Clamp ST Cable Mount 24A | [10 empty] | Gray |  |  |  |  | - | [5 empty] | 24A | 20 A |  |  |  | - | [6 empty] | Polyamide (PA), Nylon |  | - |  | 1.535" (39.00mm) |  |  |  | UL94 V-0 | 1 (Unlimited) |  |  | Free Hanging (In-Line) |  | 1 |  | 1 |  | - |  | Bulk |  |  | - |  | 180° | 1 |  |  |  |  | CLIPLINE COMBI SP | [10 empty] | Screwless - Spring Cage, Tension Clamp |  |  | - |  | 500 V | 300 V |  |  |  | 12-28 AWG | 0.08-4mm² | 10mm | 19 | https://www.unikeyic.com/media/datasheet/69/c0/3e47/69/5236039a06f4c45a4f263d5c802622e4.pdf | https://www.unikeyic.com/products/plug-in-connectors/3040258/13745493.html
3040261 | PHOENIX CONTACT | 1: 3.6981 10: 3.3135 100: 3.2544 250: 3.1952 500: 3.1952 | Phoenix,plug-in parts,SP2,5/2,Phoenix Rail type terminal block, SP 2.5/2series, single layer, grey, Spring clamp termination, 24A | [10 empty] | Gray |  |  |  |  | - | [5 empty] | 24A | 20 A |  |  |  | - | [6 empty] | Polyamide (PA), Nylon |  | - |  | 1.535" (39.00mm) |  |  |  | UL94 V-0 | 1 (Unlimited) |  |  | Free Hanging (In-Line) |  | 1 |  | 2 |  | - |  | Bulk |  |  | - |  | 180° | 2 |  |  |  |  | CLIPLINE COMBI SP | [10 empty] | Screwless - Spring Cage, Tension Clamp |  |  | - |  | 500 V | 300 V |  |  |  | 12-28 AWG | 0.08-4mm² | 10mm | 91 | https://www.unikeyic.com/media/datasheet/de/bb/86e7/debb86e73d316f2015fc4e910579097c.pdf | https://www.unikeyic.com/products/plug-in-connectors/3040261/1961919.html
3040274 | PHOENIX CONTACT | 1: 1.5248 | Phoenix,plug-in parts,SP2,5/3,Phoenix Contact 15.6mmpitch3pPlug-in terminal blocks plug, SP 2.5/ 3series, 500 V, Spring clamp, grey | [10 empty] | Gray |  |  |  |  | - | [5 empty] | 24A | 20 A |  |  |  | - | [6 empty] | Polyamide (PA), Nylon |  | - |  | 1.535" (39.00mm) |  |  |  | UL94 V-0 | 1 (Unlimited) |  |  | Free Hanging (In-Line) |  | 1 |  | 3 |  | - |  | Bulk |  |  | - |  | 180° | 3 |  |  | 2527188 |  | CLIPLINE COMBI SP | [10 empty] | Screwless - Spring Cage, Tension Clamp |  |  | - |  | 500 V | 300 V |  |  |  | 12-28 AWG | 0.08-4mm² | 10mm | 564 | https://www.unikeyic.com/media/datasheet/53/ef/c834/53efc83461f86d36cfd7df7d1c971136.pdf | https://www.unikeyic.com/products/plug-in-connectors/3040274/27627370.html
3040287 | PHOENIX CONTACT | 1: 2.6349 | Phoenix Contact SP2,5/4 Pluggable Terminal Block F 4 POS ST Cable Mount 24A | [10 empty] | Gray |  |  |  |  | - | [5 empty] | 24A | 20 A |  |  |  | - | [6 empty] | Polyamide (PA), Nylon |  | - |  | 1.535" (39.00mm) |  |  |  | UL94 V-0 | 1 (Unlimited) |  |  | Free Hanging (In-Line) |  | 1 |  | 4 |  | - |  | Bulk |  |  | - |  | 180° | 4 |  |  |  |  | CLIPLINE COMBI SP | [10 empty] | Screwless - Spring Cage, Tension Clamp |  |  | - |  | 500 V | 300 V |  |  |  | 12-28 AWG | 0.08-4mm² | 10mm | 108 | https://www.unikeyic.com/media/datasheet/04/d7/d3b1/04d7d3b198e10ede08c9743deea3835a.pdf | https://www.unikeyic.com/products/plug-in-connectors/3040287/13609074.html
3040290 | PHOENIX CONTACT | 50: 5.6014 | Phoenix Contact SP 2.5/5 Pluggable Terminal Block Plug, 500V, Spring, Gray | [10 empty] | Gray |  |  |  |  | - | [5 empty] | 24A | 20 A |  |  |  | - | [6 empty] | Polyamide (PA), Nylon |  | - |  | 1.535" (39.00mm) |  |  |  | UL94 V-0 | 1 (Unlimited) |  |  | Free Hanging (In-Line) |  | 1 |  | 5 |  | - |  | Bulk |  |  | - |  | 180° | 5 |  |  |  |  | CLIPLINE COMBI SP | [10 empty] | Screwless - Spring Cage, Tension Clamp |  |  | - |  | 500 V | 300 V |  |  |  | 12-28 AWG | 0.08-4mm² | 10mm | 592 | https://www.unikeyic.com/media/datasheet/77/aa/e4e2/77/fae859d1571b1dabfdd9c664b9e7fe08.pdf | https://www.unikeyic.com/products/plug-in-connectors/3040290/6324081.html
3040313 | PHOENIX CONTACT | 1: 4.3747 | Phoenix,plug-in parts,SP2,5/7,Phoenix Contact Plug-in terminal blocks plug, SP 2.5/ 7series, 500 V | [10 empty] | Gray |  |  |  |  | - | [5 empty] | 24A | 20 A |  |  |  | - | [6 empty] | Polyamide (PA), Nylon |  | - |  | 1.535" (39.00mm) |  |  |  | UL94 V-0 | 1 (Unlimited) |  |  | Free Hanging (In-Line) |  | 1 |  | 7 |  | - |  | Bulk |  |  | - |  | 180° | 7 |  |  | 2527192 |  | CLIPLINE COMBI SP | [10 empty] | Screwless - Spring Cage, Tension Clamp |  |  | - |  | 500 V | 300 V |  |  |  | 12-28 AWG | 0.08-4mm² | 10mm | 13 | https://www.unikeyic.com/media/datasheet/ad/f0/dd72/adf0dd72869af49edf3b5916b42f55af.pdf | https://www.unikeyic.com/products/plug-in-connectors/3040313/3797789.html
3040326 | PHOENIX CONTACT | 1: 9.1798 | Phoenix,plug-in parts,SP2,5/8,Phoenix Terminal Block Plug, SPseries, 8road, 5.2mmPitch, plug-in, Spring cage termination, 28 - 12.wire_gauge, 24A, 500 V | [10 empty] | Gray |  |  |  |  | - | [5 empty] | 24A | 20 A |  |  |  | - | [6 empty] | Polyamide (PA), Nylon |  | - |  | 1.535" (39.00mm) |  |  |  | UL94 V-0 | 1 (Unlimited) |  |  | Free Hanging (In-Line) |  | 1 |  | 8 |  | - |  | Bulk |  |  | - |  | 180° | 8 |  |  |  |  | CLIPLINE COMBI SP | [10 empty] | Screwless - Spring Cage, Tension Clamp |  |  | - |  | 500 V | 300 V |  |  |  | 12-28 AWG | 0.08-4mm² | 10mm | 47 | https://www.unikeyic.com/media/datasheet/f1/c2/8f84/f1/4c2e27c93a134b8952c6399a03b5a522.pdf | https://www.unikeyic.com/products/plug-in-connectors/3040326/10284152.html
3040342 | PHOENIX CONTACT | 1: 16.33 | Phoenix Contact Pluggable Terminal Block SP2,5/10 | [10 empty] | Gray |  |  |  |  | - | [5 empty] | 24A | 20 A |  |  |  | - | [6 empty] | Polyamide (PA), Nylon |  | - |  | 1.535" (39.00mm) |  |  |  | UL94 V-0 | 1 (Unlimited) |  |  | Free Hanging (In-Line) |  | 1 |  | 10 |  | - |  | Bulk |  |  | - |  | 180° | 10 |  |  |  |  | CLIPLINE COMBI SP | [10 empty] | Screwless - Spring Cage, Tension Clamp |  |  | - |  | 500 V | 300 V |  |  |  | 12-28 AWG | 0.08-4mm² | 10mm | 63 | https://www.unikeyic.com/media/datasheet/fb/e7/6a4d/fbe76a4db2ba6a0c8fbab1df2fc32acd.pdf | https://www.unikeyic.com/products/plug-in-connectors/3040342/18879517.html
3040355 | PHOENIX CONTACT | 1: 12.3833 | Phoenix Contact Pluggable Terminal Block Plug, SP 2.5/11 Series | [10 empty] | Gray |  |  |  |  | - | [5 empty] | 24A | 20 A |  |  |  | - | [6 empty] | Polyamide (PA), Nylon |  | - |  | 1.535" (39.00mm) |  |  |  | UL94 V-0 | 1 (Unlimited) |  |  | Free Hanging (In-Line) |  | 1 |  | 11 |  | - |  | Bulk |  |  | - |  | 180° | 11 |  |  |  |  | CLIPLINE COMBI SP | [10 empty] | Screwless - Spring Cage, Tension Clamp |  |  | - |  | 500 V | 300 V |  |  |  | 12-28 AWG | 0.08-4mm² | 10mm | 87 | https://www.unikeyic.com/media/datasheet/a4/74/8087/a4/e9955e1e5c28fe20f2f368d27dc9c50b.pdf | https://www.unikeyic.com/products/plug-in-connectors/3040355/22970241.html
3040368 | PHOENIX CONTACT | 1: 13.5117 | Phoenix Contact SP2,5/12 Pluggable Terminal Block F 12 POS ST Cable Mount 24A | [10 empty] | Gray |  |  |  |  | - | [5 empty] | 24A | 20 A |  |  |  | - | [6 empty] | Polyamide (PA), Nylon |  | - |  | 1.535" (39.00mm) |  |  |  | UL94 V-0 | 1 (Unlimited) |  |  | Free Hanging (In-Line) |  | 1 |  | 12 |  | - |  | Bulk |  |  | - |  | 180° | 12 |  |  | 2527196 |  | CLIPLINE COMBI SP | [10 empty] | Screwless - Spring Cage, Tension Clamp |  |  | - |  | 500 V | 300 V |  |  |  | 12-28 AWG | 0.08-4mm² | 10mm | 332 | https://www.unikeyic.com/media/datasheet/ec/11/dbf1/ec/3e7fd3342ceaa4df71a78a2b23ba272b.pdf | https://www.unikeyic.com/products/plug-in-connectors/3040368/29265143.html
3040371 | PHOENIX CONTACT | 1: 14.5474 | Phoenix Contact Pluggable Terminal Plug, SP 2.5/13 Series, DIN Rail Mount | [10 empty] | Gray |  |  |  |  | - | [5 empty] | 24A | 20 A |  |  |  | - | [6 empty] | Polyamide (PA), Nylon |  | - |  | 1.535" (39.00mm) |  |  |  | UL94 V-0 | 1 (Unlimited) |  |  | Free Hanging (In-Line) |  | 1 |  | 13 |  | - |  | Bulk |  |  | - |  | 180° | 13 |  |  |  |  | CLIPLINE COMBI SP | [10 empty] | Screwless - Spring Cage, Tension Clamp |  |  | - |  | 500 V | 300 V |  |  |  | 12-28 AWG | 0.08-4mm² | 10mm | 46 | https://www.unikeyic.com/media/datasheet/3a/d7/c1c0/3a/44ba9e83bccdfdb1dd2b1e8df8631f1d.pdf | https://www.unikeyic.com/products/plug-in-connectors/3040371/10438140.html
3040397 | PHOENIX CONTACT | 1: 16.7152 | Phoenix,plug-in parts,SP2,5/15,Phoenix Contact 5.2 mmSpacing pluggable terminal blocks plug, SP 2.5/15series, 500 V, Spring type terminal block, grey | [10 empty] | Gray |  |  |  |  | - | [5 empty] | 24A | 20 A |  |  |  | - | [6 empty] | Polyamide (PA), Nylon |  | - |  | 1.535" (39.00mm) |  |  |  | UL94 V-0 | 1 (Unlimited) |  |  | Free Hanging (In-Line) |  | 1 |  | 15 |  | - |  | Bulk |  |  | - |  | 180° | 15 |  |  | 2527198 |  | CLIPLINE COMBI SP | [10 empty] | Screwless - Spring Cage, Tension Clamp |  |  | - |  | 500 V | 300 V |  |  |  | 12-28 AWG | 0.08-4mm² | 10mm | 16 | https://www.unikeyic.com/media/datasheet/45/bb/22ff/45/136e49d85a095ba128eef9d4b108e4bd.pdf | https://www.unikeyic.com/products/plug-in-connectors/3040397/15155631.html
3040410 | PHOENIX CONTACT | 50: 4.3477 500: 4.2551 | Phoenix,plug-in parts,SPDB2,5/2,Phoenix Contact Plug-in terminal blocks plug, SPDB 2.5/ 2series | [10 empty] | Gray |  |  |  |  | - | [5 empty] | 24A | 20 A |  |  |  | - | [6 empty] | Polyamide (PA), Nylon |  | - |  | 1.535" (39.00mm) |  |  |  | UL94 V-0 | 1 (Unlimited) |  |  | Free Hanging (In-Line) |  | 1 (Mate), 2 (Input) |  | 2 (Mate), 4 (Input) |  | - |  | Bulk |  |  | - |  | 180° | 2 |  |  | 3604126 |  | CLIPLINE COMBI SPDB | [10 empty] | Screwless - Spring Cage, Tension Clamp |  |  | - |  | 500 V | 300 V |  |  |  | 12-28 AWG | 0.08-4mm² | 10mm | 5000 | https://www.unikeyic.com/media/datasheet/b9/eb/6697/b9/a49e9621d8bebc72acd53dad9765e4f1.pdf | https://www.unikeyic.com/products/plug-in-connectors/3040410/17335256.html
3040423 | PHOENIX CONTACT | 50: 6.1237 500: 5.9934 | Phoenix Contact SPDB 2.5/3 Plug, Spring Terminal Block, 500V, Gray | [10 empty] | Gray |  |  |  |  | - | [5 empty] | 24A | 20 A |  |  |  | - | [6 empty] | Polyamide (PA), Nylon |  | - |  | 1.535" (39.00mm) |  |  |  | UL94 V-0 | 1 (Unlimited) |  |  | Free Hanging (In-Line) |  | 1 (Mate), 2 (Input) |  | 3 (Mate), 6 (Input) |  | - |  | Bulk |  |  | - |  | 180° | 3 |  |  |  |  | CLIPLINE COMBI SPDB | [10 empty] | Screwless - Spring Cage, Tension Clamp |  |  | - |  | 500 V | 300 V |  |  |  | 12-28 AWG | 0.08-4mm² | 10mm | 5000 | https://www.unikeyic.com/media/datasheet/3d/9e/cd6a/3d9ecd6a7904b392fb56505340e4d1a2.pdf | https://www.unikeyic.com/products/plug-in-connectors/3040423/32328902.html
3040449 | PHOENIX CONTACT | 50: 9.6863 500: 9.4802 | Phoenix,plug-in parts,SPDB2,5/5,Phoenix Contact 5pPlug-in terminal blocks plug, SPDB 2.5/ 5series, 500 V, Spring type terminal block, grey | [10 empty] | Gray |  |  |  |  | - | [5 empty] | 24A | 20 A |  |  |  | - | [6 empty] | Polyamide (PA), Nylon |  | - |  | 1.535" (39.00mm) |  |  |  | UL94 V-0 | 1 (Unlimited) |  |  | Free Hanging (In-Line) |  | 1 (Mate), 2 (Input) |  | 5 (Mate), 10 (Input) |  | - |  | Bulk |  |  | - |  | 180° | 5 |  |  |  |  | CLIPLINE COMBI SPDB | [10 empty] | Screwless - Spring Cage, Tension Clamp |  |  | - |  | 500 V | 300 V |  |  |  | 12-28 AWG | 0.08-4mm² | 10mm | 5000 | https://www.unikeyic.com/media/datasheet/24/d6/9ed2/24/3578cf6e410d4cca7e571d7622c22f57.pdf | https://www.unikeyic.com/products/plug-in-connectors/3040449/27946333.html
3040452 | PHOENIX CONTACT | 25: 11.9438 250: 11.6897 | Phoenix Contact SPDB2.5/6 Pluggable Terminal Block Plug, 6 Pos, 500V, Spring Cage, Gray | [10 empty] | Gray |  |  |  |  | - | [5 empty] | 24A | 20 A |  |  |  | - | [6 empty] | Polyamide (PA), Nylon |  | - |  | 1.535" (39.00mm) |  |  |  | UL94 V-0 | 1 (Unlimited) |  |  | Free Hanging (In-Line) |  | 1 (Mate), 2 (Input) |  | 6 (Mate), 12 (Input) |  | - |  | Bulk |  |  | - |  | 180° | 6 |  |  |  |  | CLIPLINE COMBI SPDB | [10 empty] | Screwless - Spring Cage, Tension Clamp |  |  | - |  | 500 V | 300 V |  |  |  | 12-28 AWG | 0.08-4mm² | 10mm | 2500 | https://www.unikeyic.com/media/datasheet/0e/c6/e39b/0e/5a6da5b0f5dbfebc74ae3c54851d1ad4.pdf | https://www.unikeyic.com/products/plug-in-connectors/3040452/29030.html
3040465 | PHOENIX CONTACT | 25: 13.3221 250: 13.0386 | Phoenix,plug-in parts,SPDB2,5/7,Phoenix Contact 7pPlug-in terminal blocks plug, SPDB 2.5/ 7series, 500 V, Spring type terminal block, grey | [10 empty] | Gray |  |  |  |  | - | [5 empty] | 24A | 20 A |  |  |  | - | [6 empty] | Polyamide (PA), Nylon |  | - |  | 1.535" (39.00mm) |  |  |  | UL94 V-0 | 1 (Unlimited) |  |  | Free Hanging (In-Line) |  | 1 (Mate), 2 (Input) |  | 7 (Mate), 14 (Input) |  | - |  | Bulk |  |  | - |  | 180° | 7 |  |  |  |  | CLIPLINE COMBI SPDB | [10 empty] | Screwless - Spring Cage, Tension Clamp |  |  | - |  | 500 V | 300 V |  |  |  | 12-28 AWG | 0.08-4mm² | 10mm | 2500 | https://www.unikeyic.com/media/datasheet/36/d7/923a/36/e670f90c20924fcb45e0203e8cbcc34e.pdf | https://www.unikeyic.com/products/plug-in-connectors/3040465/34129921.html
3040478 | PHOENIX CONTACT | 25: 15.632 250: 15.2994 | Phoenix,plug-in parts,SPDB2,5/8,Phoenix Contact 8pPlug-in terminal blocks plug, SPDB 2.5/ 8series, 500 V, Spring type terminal block, grey | [10 empty] | Gray |  |  |  |  | - | [5 empty] | 24A | 20 A |  |  |  | - | [6 empty] | Polyamide (PA), Nylon |  | - |  | 1.535" (39.00mm) |  |  |  | UL94 V-0 | 1 (Unlimited) |  |  | Free Hanging (In-Line) |  | 1 (Mate), 2 (Input) |  | 8 (Mate), 16 (Input) |  | - |  | Bulk |  |  | - |  | 180° | 8 |  |  | 4472774 |  | CLIPLINE COMBI SPDB | [10 empty] | Screwless - Spring Cage, Tension Clamp |  |  | - |  | 500 V | 300 V |  |  |  | 12-28 AWG | 0.08-4mm² | 10mm | 2500 | https://www.unikeyic.com/media/datasheet/7d/76/33ee/7d/29de6a73b3c9d4ff03b4af62f306ae4a.pdf | https://www.unikeyic.com/products/plug-in-connectors/3040478/19747976.html
3040481 | PHOENIX CONTACT | 25: 16.8812 250: 16.522 | Phoenix Contact SPDB 2.5/9 Pluggable Terminal Block Header, SPDB 2.5/9 Series, 500V Spring Terminal, Gray | [10 empty] | Gray |  |  |  |  | - | [5 empty] | 24A | 20 A |  |  |  | - | [6 empty] | Polyamide (PA), Nylon |  | - |  | 1.535" (39.00mm) |  |  |  | UL94 V-0 | 1 (Unlimited) |  |  | Free Hanging (In-Line) |  | 1 (Mate), 2 (Input) |  | 9 (Mate), 18 (Input) |  | - |  | Bulk |  |  | - |  | 180° | 9 |  |  | 4472775 |  | CLIPLINE COMBI SPDB | [10 empty] | Screwless - Spring Cage, Tension Clamp |  |  | - |  | 500 V | 300 V |  |  |  | 12-28 AWG | 0.08-4mm² | 10mm | 2500 | https://www.unikeyic.com/media/datasheet/14/52/cfaf/14/4d032d07758c37fd81bfe1c5fbe3bad6.pdf | https://www.unikeyic.com/products/plug-in-connectors/3040481/2012230.html
3040504 | PHOENIX CONTACT | 10: 20.7962 100: 20.3537 | Phoenix Contact SPDB 2.5/11 11P Pluggable Terminal Block Header, 500V, Spring Clamp, Gray | [10 empty] | Gray |  |  |  |  | - | [5 empty] | 24A | 20 A |  |  |  | - | [6 empty] | Polyamide (PA), Nylon |  | - |  | 1.535" (39.00mm) |  |  |  | UL94 V-0 | 1 (Unlimited) |  |  | Free Hanging (In-Line) |  | 1 (Mate), 2 (Input) |  | 11 (Mate), 22 (Input) |  | - |  | Bulk |  |  | - |  | 180° | 11 |  |  |  |  | CLIPLINE COMBI SPDB | [10 empty] | Screwless - Spring Cage, Tension Clamp |  |  | - |  | 500 V | 300 V |  |  |  | 12-28 AWG | 0.08-4mm² | 10mm | 1000 | https://www.unikeyic.com/media/datasheet/fc/40/93bf/fc/f41d5ecd77d97b014d607694179a9ee7.pdf | https://www.unikeyic.com/products/plug-in-connectors/3040504/22086276.html
3040520 | PHOENIX CONTACT | 10: 24.2191 100: 23.7038 | Phoenix Contact SPDB 2.5/13 Pluggable Terminal Block, Plug, 13 Pos, 500V, Spring Cage, Gray | [10 empty] | Gray |  |  |  |  | - | [5 empty] | 24A | 20 A |  |  |  | - | [6 empty] | Polyamide (PA), Nylon |  | - |  | 1.535" (39.00mm) |  |  |  | UL94 V-0 | 1 (Unlimited) |  |  | Free Hanging (In-Line) |  | 1 (Mate), 2 (Input) |  | 13 (Mate), 26 (Input) |  | - |  | Bulk |  |  | - |  | 180° | 13 |  |  | 4472779 |  | CLIPLINE COMBI SPDB | [10 empty] | Screwless - Spring Cage, Tension Clamp |  |  | - |  | 500 V | 300 V |  |  |  | 12-28 AWG | 0.08-4mm² | 10mm | 1000 | https://www.unikeyic.com/media/datasheet/15/a9/ef8c/15/09ee65ce77a4befb40ec9ef33a8055d3.pdf | https://www.unikeyic.com/products/plug-in-connectors/3040520/7664341.html
3040698 | PHOENIX CONTACT | 1: 1.5702 | Phoenix,plug-in parts,SP2,5/1BU, | [10 empty] | Blue |  |  |  |  | - | [5 empty] | 24A | 20 A |  |  |  | - | [6 empty] | Polyamide (PA), Nylon |  | - |  | 1.535" (39.00mm) |  |  |  | UL94 V-0 | 1 (Unlimited) |  |  | Free Hanging (In-Line) |  | 1 |  | 1 |  | - |  | Bulk |  |  | - |  | 180° | 1 |  |  | 3604119 |  | CLIPLINE COMBI SP | [10 empty] | Screwless - Spring Cage, Tension Clamp |  |  | - |  | 500 V | 300 V |  |  |  | 12-28 AWG | 0.08-4mm² | 10mm | 57 | https://www.unikeyic.com/media/datasheet/ab/86/0f24/ab860f24e4b2922b389dc92399884556.pdf | https://www.unikeyic.com/products/plug-in-connectors/3040698/21170789.html
3040708 | PHOENIX CONTACT | 1: 1.5702 | Phoenix Contact Pluggable Terminal SP 2.5/1 GNYE Series Terminal Plug for Din Rail | [10 empty] | Green, Yellow |  |  |  |  | - | [5 empty] | 24A | 20 A |  |  |  | - | [6 empty] | Polyamide (PA), Nylon |  | - |  | 1.535" (39.00mm) |  |  |  | UL94 V-0 | 1 (Unlimited) |  |  | Free Hanging (In-Line) |  | 1 |  | 1 |  | - |  | Bulk |  |  | - |  | 180° | 1 |  |  |  |  | CLIPLINE COMBI SP | [10 empty] | Screwless - Spring Cage, Tension Clamp |  |  | - |  | 500 V | 300 V |  |  |  | 12-28 AWG | 0.08-4mm² | 10mm | 164 | https://www.unikeyic.com/media/datasheet/30/c2/2531/30/47f9f7a17f92c9eaab418a1cf00dc346.pdf | https://www.unikeyic.com/products/plug-in-connectors/3040708/628511.html
3040711 | PHOENIX CONTACT | 50: 1.3573 500: 1.3285 | Phoenix Contact Pluggable Terminal Block, SPB Series, SPB2.5/1GNYE, 1 Pos, 5.2mm Pitch, Spring Cage Termination, 28-12 AWG, 24A, 500 V | [10 empty] | Green, Yellow |  |  |  |  | - | [5 empty] | 24A | 20 A |  |  |  | - | [6 empty] | Polyamide (PA), Nylon |  | - |  | 1.535" (39.00mm) |  |  |  | UL94 V-0 | 1 (Unlimited) |  |  | Free Hanging (In-Line) |  | 1 |  | 1 |  | - |  | Bulk |  |  | - |  | 180° | 1 |  |  |  |  | CLIPLINE COMBI SPB | [10 empty] | Screwless - Spring Cage, Tension Clamp |  |  | - |  | 500 V | 300 V |  |  |  | 12-28 AWG | 0.08-4mm² | 10mm | 5000 | https://www.unikeyic.com/media/datasheet/75/ec/0239/75/22a904776cfd90fc01b6311288c9e77c.pdf | https://www.unikeyic.com/products/plug-in-connectors/3040711/26596178.html
3041723 | PHOENIX CONTACT | 50: 2.4146 500: 2.3632 | Phoenix Contact SPV 2.5/2 Pluggable Terminal Block Header, SPV Series | [10 empty] | Gray |  |  |  |  | - | [5 empty] | 24A | 20 A |  |  |  | - | [6 empty] | Polyamide (PA), Nylon |  | - |  | 1.339" (34.00mm) |  |  |  | UL94 V-0 | 1 (Unlimited) |  |  | Free Hanging (In-Line) |  | 1 |  | 2 |  | - |  | Bulk |  |  | - |  | 90° | 2 |  |  | 3604110 |  | CLIPLINE COMBI SPV | [10 empty] | Screwless - Spring Cage, Tension Clamp |  |  | - |  | 500 V | 600 V |  |  |  | 12-26 AWG | 0.08-4mm² | 10mm | 5000 | https://www.unikeyic.com/media/about_us/Unikey_ISO_9001_Certification.pdf | https://www.unikeyic.com/products/plug-in-connectors/3041723/2703704.html
3041736 | PHOENIX CONTACT | 50: 3.9204 | Phoenix Contact SPV2.5/3 Conn Spring Cage F 3 POS RA Cable Mount 24A | [10 empty] | Gray | [10 empty] | 24A | 20 A |  |  |  | - | [15 empty] | 1 (Unlimited) |  |  | Free Hanging (In-Line) |  | 1 |  | 3 |  | - |  | Bulk |  |  | - |  | 90° | 3 |  |  |  |  | CLIPLINE COMBI SPV | [10 empty] | Screwless - Spring Cage, Tension Clamp |  |  |  |  | 500 V | 600 V |  |  |  | 12-26 AWG | 0.08-4mm² |  | 50 | https://www.unikeyic.com/media/datasheet/65/de/1b78/65de1b78c6af20a2dc3ac0555c35bb41.pdf | https://www.unikeyic.com/products/plug-in-connectors/3041736/16801689.html
3041749 | PHOENIX CONTACT | 50: 4.3232 500: 4.2312 | Phoenix Contact Pluggable Terminal Block SPV2.5/4 | [10 empty] | Gray |  |  |  |  | - | [5 empty] | 24A | 20 A |  |  |  | - | [6 empty] | Polyamide (PA), Nylon |  | - |  | 1.339" (34.00mm) |  |  |  | UL94 V-0 | 1 (Unlimited) |  |  | Free Hanging (In-Line) |  | 1 |  | 4 |  | - |  | Bulk |  |  | - |  | 90° | 4 |  |  |  |  | CLIPLINE COMBI SPV | [10 empty] | Screwless - Spring Cage, Tension Clamp |  |  | - |  | 500 V | 600 V |  |  |  | 12-26 AWG | 0.08-4mm² | 10mm | 5000 | https://www.unikeyic.com/media/datasheet/d8/18/6562/d8/2a43d632a727787fbd58367c6d51ba95.pdf | https://www.unikeyic.com/products/plug-in-connectors/3041749/11886318.html
3041765 | PHOENIX CONTACT | 25: 6.3086 250: 6.1744 | Phoenix Contact SPV2,5/6 Pluggable Terminal Block, 6 POS, RA Cable Mount, 24A | [10 empty] | Gray |  |  |  |  | - | [5 empty] | 24A | 20 A |  |  |  | - | [6 empty] | Polyamide (PA), Nylon |  | - |  | 1.339" (34.00mm) |  |  |  | UL94 V-0 | 1 (Unlimited) |  |  | Free Hanging (In-Line) |  | 1 |  | 6 |  | - |  | Bulk |  |  | - |  | 90° | 6 |  |  |  |  | CLIPLINE COMBI SPV | [10 empty] | Screwless - Spring Cage, Tension Clamp |  |  | - |  | 500 V | 600 V |  |  |  | 12-26 AWG | 0.08-4mm² | 10mm | 2500 | https://www.unikeyic.com/media/datasheet/b1/a9/2a07/b1a92a0709d778784800a2c1a419927c.pdf | https://www.unikeyic.com/products/plug-in-connectors/3041765/733799.html
3041778 | PHOENIX CONTACT | 25: 7.2403 250: 7.0862 | Phoenix Contact SPV2.5/7 Pluggable Terminal Block Plug, SPV 2.5/7 Series | [10 empty] | Gray | [10 empty] | 24A | 20 A |  |  |  | - | [15 empty] | 1 (Unlimited) |  |  | Free Hanging (In-Line) |  | 1 |  | 7 |  | - |  | Bulk |  |  | - |  | 90° | 7 |  |  |  |  | CLIPLINE COMBI SPV | [10 empty] | Screwless - Spring Cage, Tension Clamp |  |  |  |  | 500 V | 600 V |  |  |  | 12-26 AWG | 0.08-4mm² |  | 2500 | https://www.unikeyic.com/media/datasheet/69/70/cf4c/6970cf4cf10f4f76378df5deb64a1a50.pdf | https://www.unikeyic.com/products/plug-in-connectors/3041778/34179035.html
3041781 | PHOENIX CONTACT | 25: 8.2277 250: 8.0527 | Phoenix,plug-in parts,SPV2,5/8,Conn Spring Cage F 8 POS RA Cable Mount 24A | [10 empty] | Gray |  |  |  |  | - | [5 empty] | 24A | 20 A |  |  |  | - | [6 empty] | Polyamide (PA), Nylon |  | - |  | 1.339" (34.00mm) |  |  |  | UL94 V-0 | 1 (Unlimited) |  |  | Free Hanging (In-Line) |  | 1 |  | 8 |  | - |  | Bulk |  |  | - |  | 90° | 8 |  |  |  |  | CLIPLINE COMBI SPV | [10 empty] | Screwless - Spring Cage, Tension Clamp |  |  | - |  | 500 V | 600 V |  |  |  | 12-26 AWG | 0.08-4mm² | 10mm | 2500 | https://www.unikeyic.com/media/datasheet/28/db/9b8d/28db9b8d48c003b4b8271cad2b2c8d14.pdf | https://www.unikeyic.com/products/plug-in-connectors/3041781/17784720.html
3041817 | PHOENIX CONTACT | 10: 11.1308 100: 10.894 | Phoenix Contact SPV 2.5/11 Pluggable Terminal Block Header, SPV Series | [10 empty] | Gray | [10 empty] | 24A | 20 A |  |  |  | - | [15 empty] | 1 (Unlimited) |  |  | Free Hanging (In-Line) |  | 1 |  | 11 |  | - |  | Bulk |  |  | - |  | 90° | 11 |  |  |  |  | CLIPLINE COMBI SPV | [10 empty] | Screwless - Spring Cage, Tension Clamp |  |  |  |  | 500 V | 600 V |  |  |  | 12-26 AWG | 0.08-4mm² |  | 1000 | https://www.unikeyic.com/media/datasheet/49/43/3895/49433895e1271e389e6639be5f619f6c.pdf | https://www.unikeyic.com/products/plug-in-connectors/3041817/4003996.html
3041820 | PHOENIX CONTACT | 10: 13.6253 | Phoenix Contact Pluggable Terminal Block SPV2.5/12 | [10 empty] | Gray |  |  |  |  | - | [5 empty] | 24A | 20 A |  |  |  | - | [6 empty] | Polyamide (PA), Nylon |  | - |  | 1.339" (34.00mm) |  |  |  | UL94 V-0 | 1 (Unlimited) |  |  | Free Hanging (In-Line) |  | 1 |  | 12 |  | - |  | Bulk |  |  | - |  | 90° | 12 |  |  |  |  | CLIPLINE COMBI SPV | [10 empty] | Screwless - Spring Cage, Tension Clamp |  |  | - |  | 500 V | 600 V |  |  |  | 12-26 AWG | 0.08-4mm² | 10mm | 20 | https://www.unikeyic.com/media/datasheet/22/8f/7ed5/22/3c281630f08f140ff18759c683ff9154.pdf | https://www.unikeyic.com/products/plug-in-connectors/3041820/34296.html
3041859 | PHOENIX CONTACT | 10: 14.9621 100: 14.6437 | Phoenix,plug-in parts,SPV2,5/15,Conn PC Terminal Block F 15 POS RA Cable Mount 24A | [10 empty] | Gray |  |  |  |  | - | [5 empty] | 24A | 20 A |  |  |  | - | [6 empty] | Polyamide (PA), Nylon |  | - |  | 1.339" (34.00mm) |  |  |  | UL94 V-0 | 1 (Unlimited) |  |  | Free Hanging (In-Line) |  | 1 |  | 15 |  | - |  | Bulk |  |  | - |  | 90° | 15 |  |  | 2527296 |  | CLIPLINE COMBI SPV | [10 empty] | Screwless - Spring Cage, Tension Clamp |  |  | - |  | 500 V | 600 V |  |  |  | 12-26 AWG | 0.08-4mm² | 10mm | 1000 | https://www.unikeyic.com/media/datasheet/3c/ce/b843/3c/2c30a82bc7a6d71fef59ae7c50245dde.pdf | https://www.unikeyic.com/products/plug-in-connectors/3041859/10633216.html
3042081 | PHOENIX CONTACT | 50: 2.4277 | Phoenix,Straight-through terminal block,ST2,5-QUATTRO/4PBU,Phoenix Straight-through terminal block , ST 2.5-QUATTRO/4PBUseries, single layer, Blue | [21 empty] | 24 A | 20 A |  |  |  | - |  |  |  | 1.732" (44.00mm) | Blue | [6 empty] | 3.524" (89.50mm) |  |  | UL94 V-0 | Not Applicable |  |  | DIN Rail |  | 1 |  | 4 |  | - |  | Bulk | [8 empty] | 2527345 |  | CLIPLINE ST | [6 empty] | 10mm |  | 5.2mm |  | Plug Receptacles |  |  |  |  | 500 V | 600 V |  |  |  | 12-28 AWG | 0.08-4mm² |  | 50 | https://www.unikeyic.com/media/datasheet/f1/28/1a93/f1281a93b528f6019767ceeb9a4849e2.pdf | https://www.unikeyic.com/products/plug-in-connectors/3042081/2944576.html
3042104 | PHOENIX CONTACT | 1: 1.5925 | Phoenix,Straight-through terminal block,ST2,5-TWIN/1PBU,Phoenix Straight-through terminal block , 5-TWIN/ 1P BU, ST 2series, Blue, Plug-in termination, 24A | [21 empty] | 24 A | 20 A |  |  |  | - |  |  |  | 1.732" (44.00mm) | Blue | [6 empty] | 2.382" (60.50mm) |  |  | UL94 V-0 | 1 (Unlimited) |  |  | DIN Rail |  | 1 |  | 3 |  | - |  | Bulk | [8 empty] | 3604103 |  | CLIPLINE ST | [6 empty] | 10mm |  | 5.2mm |  | Plug Receptacles, Push In, Spring |  |  |  |  | 500 V | 600 V |  |  |  | 12-28 AWG | 0.08-4mm² |  | 872 | https://www.unikeyic.com/media/datasheet/88/ca/c5f1/88/5bb166f609b2ec74e053869f20b0e6ee.pdf | https://www.unikeyic.com/products/plug-in-connectors/3042104/23305285.html
3042117 | PHOENIX CONTACT | 1: 0.8663 | Phoenix,Straight-through terminal block,ST2,5-TWIN/1P,Phoenix Straight-through terminal block , 5-TWIN/ 1P, ST 2series, grey, Plug-in termination, 24A | [21 empty] | 24 A | 20 A |  |  |  | - |  |  |  | 1.732" (44.00mm) | Gray | [6 empty] | 2.378" (60.40mm) |  |  | UL94 V-0 | Not Applicable |  |  | DIN Rail |  | 1 |  | 3 |  | - |  | Bulk | [10 empty] | CLIPLINE ST | [6 empty] | 10mm |  | 5.2mm |  | Plug Receptacles, Push In, Spring |  |  |  |  | 500 V | 600 V |  |  |  | 12-28 AWG | 0.08-4mm² |  | 14 | https://www.unikeyic.com/media/datasheet/1a/e8/bcfe/1a/3e8b0abd8b98f6bc9f5d93dead58d946.pdf | https://www.unikeyic.com/products/plug-in-connectors/3042117/18038254.html
3042133 | PHOENIX CONTACT | 50: 1.1953 | Phoenix Contact ST2.5/2P Terminal Block, ST Clipline Series, Single Row, Gray, Spring Clamp, 24A | [21 empty] | 24 A | 20 A |  |  |  | - |  |  |  | 1.732" (44.00mm) | Gray | [6 empty] | 1.917" (48.70mm) |  |  | UL94 V-0 | Not Applicable |  |  | DIN Rail |  | 1 |  | 2 |  | - |  | Bulk | [10 empty] | CLIPLINE ST | [6 empty] | 10mm |  | 5.2mm |  | Plug Receptacles |  |  |  |  | 500 V | 600 V |  |  |  | 12-28 AWG | 0.08-4mm² |  | 5540 | https://www.unikeyic.com/media/datasheet/58/7e/cdcf/58/0b2fb541d0e786a97359bdba3572a59b.pdf | https://www.unikeyic.com/products/plug-in-connectors/3042133/19925653.html
3042382 | PHOENIX CONTACT | 50: 9.941 500: 9.7295 | Phoenix,plug-in parts,SP2,5/4NZ:4, | [24 empty] | 3042382 PHOENIX CONTACT | [14 empty] | 15.8mm(Length)*20.8mm(width) | [48 empty] | 5000 | https://www.unikeyic.com/media/datasheet/c2/ed/0f70/c2ed0f70ed4fe79526647d7e32999797.pdf | https://www.unikeyic.com/products/plug-in-connectors/3042382/10380249.html
3042874 | PHOENIX CONTACT | 1: 2.483 | Phoenix Contact Terminal Block, ST4/1PBU, Single Level, Blue, Plug-in, Spring Cage | [21 empty] | 32 A | 30 A |  |  |  | - |  |  |  | 1.732" (44.00mm) | Blue | [6 empty] | 2.177" (55.30mm) |  |  | UL94 V-0 | Not Applicable |  |  | DIN Rail |  | 1 |  | 2 |  | - |  | Bulk | [10 empty] | CLIPLINE ST | [6 empty] | 10mm |  | 6.2mm |  | Plug Receptacles, Push In, Spring |  |  |  |  | 800 V | 600 V |  |  |  | 10-28 AWG | 0.08-6mm² |  | 50 | https://www.unikeyic.com/media/datasheet/da/6d/cb53/da/b77c01016f0a7901233983e12c5a4e67.pdf | https://www.unikeyic.com/products/plug-in-connectors/3042874/3536409.html
3042887 | PHOENIX CONTACT | 1: 2.4945 | Phoenix Contact SP4/1 Conn PC Terminal Block F 1 POS ST Cable Mount 32A | [10 empty] | Gray |  |  |  |  | - | [5 empty] | 32A | 30 A |  |  |  | - | [6 empty] | Polyamide (PA), Nylon |  | - |  | 1.634" (41.50mm) |  |  |  | UL94 V-0 | 1 (Unlimited) |  |  | Free Hanging (In-Line) |  | 1 |  | 1 |  | - |  | Bulk |  |  | - |  | 180° | 1 |  |  |  |  | CLIPLINE COMBI SP | [10 empty] | Screwless - Spring Cage, Tension Clamp |  |  | - |  | 800 V | 600 V |  |  |  | 10-28 AWG | 0.08-6mm² | 10mm | 483 | https://www.unikeyic.com/media/datasheet/53/cc/004e/53cc004e31d8160c7f6fd8581e55e2af.pdf | https://www.unikeyic.com/products/plug-in-connectors/3042887/34411473.html
3042926 | PHOENIX CONTACT | 14: 8.272 | Phoenix,plug-in parts,SP4/4,Terminal Block Plug, SPseries, 4road, 6.2mmPitch, plug-in, Spring cage termination, 10-28 awgwire_gauge, 32A, 800 V | [10 empty] | Gray |  |  |  |  | - | [5 empty] | 32A | 30 A |  |  |  | - | [6 empty] | Polyamide (PA), Nylon |  | - |  | 1.634" (41.50mm) |  |  |  | UL94 V-0 | 1 (Unlimited) |  |  | Free Hanging (In-Line) |  | 1 |  | 4 |  | - |  | Bulk |  |  | - |  | 180° | 4 |  |  | 3604096 |  | CLIPLINE COMBI SP | [10 empty] | Screwless - Spring Cage, Tension Clamp |  |  | - |  | 800 V | 600 V |  |  |  | 10-28 AWG | 0.08-6mm² | 10mm | 38 | https://www.unikeyic.com/media/datasheet/fa/1c/3611/fa1c36111b4404218effc7f728862d7b.pdf | https://www.unikeyic.com/products/plug-in-connectors/3042926/33848739.html
3042939 | PHOENIX CONTACT | 50: 9.4281 500: 9.2275 | Phoenix Contact Terminal Plug, SP 4/5 Series, DIN Rail Mount | [10 empty] | Gray |  |  |  |  | - | [5 empty] | 32A | 30 A |  |  |  | - | [6 empty] | Polyamide (PA), Nylon |  | - |  | 1.634" (41.50mm) |  |  |  | UL94 V-0 | 1 (Unlimited) |  |  | Free Hanging (In-Line) |  | 1 |  | 5 |  | - |  | Bulk |  |  | - |  | 180° | 5 |  |  |  |  | CLIPLINE COMBI SP | [10 empty] | Screwless - Spring Cage, Tension Clamp |  |  | - |  | 800 V | 600 V |  |  |  | 10-28 AWG | 0.08-6mm² | 10mm | 5000 | https://www.unikeyic.com/media/datasheet/cb/60/dcf7/cb60dcf70bf5c3cc6a397cb3d69cefbc.pdf | https://www.unikeyic.com/products/plug-in-connectors/3042939/22799347.html
3042942 | PHOENIX CONTACT | 1: 10.3973 | Phoenix Contact Terminal Plug SP 4/6 Series, DIN Rail Mount | [10 empty] | Gray |  |  |  |  | - | [5 empty] | 32A | 30 A |  |  |  | - | [6 empty] | Polyamide (PA), Nylon |  | - |  | 1.634" (41.50mm) |  |  |  | UL94 V-0 | 1 (Unlimited) |  |  | Free Hanging (In-Line) |  | 1 |  | 6 |  | - |  | Bulk |  |  | - |  | 180° | 6 |  |  |  |  | CLIPLINE COMBI SP | [10 empty] | Screwless - Spring Cage, Tension Clamp |  |  | - |  | 800 V | 600 V |  |  |  | 10-28 AWG | 0.08-6mm² | 10mm | 92 | https://www.unikeyic.com/media/datasheet/85/91/7d8b/85/dca297832cff35ea5723edef0a468311.pdf | https://www.unikeyic.com/products/plug-in-connectors/3042942/31153213.html
3042984 | PHOENIX CONTACT | 1: 21.1102 | Phoenix,plug-in parts,SP4/10,Phoenix Terminal Block Plug, Terminal Plug, SP 4/10series, used forDin Rail | [10 empty] | Gray |  |  |  |  | - | [5 empty] | 32A | 30 A |  |  |  | - | [6 empty] | Polyamide (PA), Nylon |  | - |  | 1.634" (41.50mm) |  |  |  | UL94 V-0 | 1 (Unlimited) |  |  | Free Hanging (In-Line) |  | 1 |  | 10 |  | - |  | Bulk |  |  | - |  | 180° | 10 |  |  |  |  | CLIPLINE COMBI SP | [10 empty] | Screwless - Spring Cage, Tension Clamp |  |  | - |  | 800 V | 600 V |  |  |  | 10-28 AWG | 0.08-6mm² | 10mm | 98 | https://www.unikeyic.com/media/datasheet/57/9b/d26c/57/96a24d355f75cb9f88089813ed731c09.pdf | https://www.unikeyic.com/products/plug-in-connectors/3042984/13483515.html
3043527 | PHOENIX CONTACT | 50: 4.9583 500: 4.8528 | Phoenix,plug-in parts,SP2,5/3NZ:2, | [24 empty] | 3043527 PHOENIX CONTACT | [14 empty] | 15.8mm*15.6mm*39mm | [48 empty] | 5000 | https://www.unikeyic.com/media/datasheet/7f/e7/f1aa/7fe7f1aa688505bb2a6bc62ea643151c.pdf | https://www.unikeyic.com/products/plug-in-connectors/3043527/16639554.html
3043530 | PHOENIX CONTACT | 50: 6.1621 500: 6.031 | Phoenix Contact Pluggable Terminal Block, SP2,5/4NZ:2 | [24 empty] | 3043530 PHOENIX CONTACT | [14 empty] | 15.8mm*20.8mm*39mm | [48 empty] | 5000 | https://www.unikeyic.com/media/datasheet/4e/e2/0556/4ee20556826baf205c001c3a554ddb48.pdf | https://www.unikeyic.com/products/plug-in-connectors/3043530/23448533.html
3045017 | PHOENIX CONTACT | 1: 0.699 | Phoenix,Straight-through terminal block,UT2,5/1P,Phoenix Rail type terminal block, UT 2.5/1P-PEseries, single layer, grey, screw termination, 24A | [21 empty] | 24 A | 20 A |  |  |  | - |  |  |  | 2.165" (55.00mm) | Gray | [6 empty] | 1.913" (48.59mm) |  |  | UL94 V-0 | Not Applicable |  |  | DIN Rail |  | 1 |  | 2 |  | - |  | Bulk | [10 empty] | CLIPLINE UT | [6 empty] | 9mm |  | 5.2mm |  | Plug Receptacles, Screw |  |  |  |  | 500 V | 300 V |  |  |  | 12-26 AWG | 0.14-4mm² |  | 50 | https://www.unikeyic.com/media/datasheet/95/6c/bf93/956cbf93f8c010b67362a9232b2d40dd.pdf | https://www.unikeyic.com/products/plug-in-connectors/3045017/1385591.html
3045020 | PHOENIX CONTACT | 50: 1.3289 | Phoenix,Straight-through terminal block,UT2,5/1PBU,Phoenix Straight-through terminal block , UT 2.5/1P BUseries, single layer, Blue, screw termination, 24A | [21 empty] | 24 A | 20 A |  |  |  | - |  |  |  | 2.165" (55.00mm) | Blue | [6 empty] | 1.874" (47.60mm) |  |  | UL94 V-0 | 1 (Unlimited) |  |  | DIN Rail |  | 1 |  | 2 |  | - |  | Bulk | [8 empty] | 3604085 |  | CLIPLINE UT | [6 empty] | 9mm |  | 5.2mm |  | Plug Receptacles, Screw |  |  |  |  | 500 V | 300 V |  |  |  | 12-26 AWG | 0.14-4mm² |  | 395 | https://www.unikeyic.com/media/datasheet/ac/22/e042/ac22e0421f18e0987e733ed1afa13943.pdf | https://www.unikeyic.com/products/plug-in-connectors/3045020/9503981.html
3045145 | PHOENIX CONTACT | 50: 1.637 | Phoenix,plug-in parts,UPBV2,5/1,Phoenix Straight-through terminal block , plug, UPBVseries, for modular terminal blocks | [10 empty] | Gray |  |  |  |  | - | [5 empty] | 24A | 20 A |  |  |  | - | [6 empty] | Polyamide (PA), Nylon |  | - |  | 1.850" (47.00mm) |  |  |  | UL94 V-0 | 1 (Unlimited) |  |  | Free Hanging (In-Line) |  | 1 |  | 1 |  | - |  | Bulk |  |  | - |  | 90° | 1 |  |  |  |  | CLIPLINE COMBI UPBV | [10 empty] | Screw |  |  | 0.5-0.6 Nm (4.4-5.3 Lb-In) |  | 500 V | 600 V |  |  |  | 12-26 AWG | 0.14-4mm² | 9mm | 585 | https://www.unikeyic.com/media/datasheet/15/dd/c898/15/d39c3b18fde440e9fc37eddae9d6d611.pdf | https://www.unikeyic.com/products/plug-in-connectors/3045145/29058370.html
3045279 | PHOENIX CONTACT | 50: 2.2401 500: 2.1925 | Phoenix Contact Pluggable Terminal Block UPBV4/1GNYE | [10 empty] | Green, Yellow | [10 empty] | 32A | 30 A |  |  |  | - | [15 empty] | 1 (Unlimited) |  |  | Free Hanging (In-Line) |  | 1 |  | 1 |  | - |  | Bulk |  |  | - |  | 90° | 1 |  |  |  |  | CLIPLINE COMBI UPBV | [10 empty] | Screw |  |  |  |  | 800 V | 600 V |  |  |  | 10-26 AWG | 0.14-6mm² |  | 5000 | https://www.unikeyic.com/media/datasheet/17/38/3dd6/17/57ad3700fb6b924ae350618f4be90247.pdf | https://www.unikeyic.com/products/plug-in-connectors/3045279/25169447.html
3045402 | PHOENIX CONTACT | 50: 2.7283 | Phoenix,plug-in parts,UPBV2,5/2,Conn Terminal Block F 2 POS Screw ST Cable Mount 24A | [10 empty] | Gray |  |  |  |  | - | [5 empty] | 24A | 20 A |  |  |  | - | [6 empty] | Polyamide (PA), Nylon |  | - |  | 1.850" (47.00mm) |  |  |  | UL94 V-0 | 1 (Unlimited) |  |  | Free Hanging (In-Line) |  | 1 |  | 2 |  | - |  | Bulk |  |  | - |  | 90° | 2 |  |  |  |  | CLIPLINE COMBI UPBV | [10 empty] | Screw |  |  | 0.5-0.6 Nm (4.4-5.3 Lb-In) |  | 500 V | 600 V |  |  |  | 12-26 AWG | 0.14-4mm² | 9mm | 514 | https://www.unikeyic.com/media/datasheet/ab/27/1964/ab/9e13a457d3190ae0717e496648b36a60.pdf | https://www.unikeyic.com/products/plug-in-connectors/3045402/19160400.html
3045415 | PHOENIX CONTACT | 1: 2.0736 | Phoenix Contact Pluggable Terminal Block Header, UPBV 2 Series, UPBV 2.5/3 | [10 empty] | Gray |  |  |  |  | - | [5 empty] | 24A | 20 A |  |  |  | - | [6 empty] | Polyamide (PA), Nylon |  | - |  | 1.850" (47.00mm) |  |  |  | UL94 V-0 | 1 (Unlimited) |  |  | Free Hanging (In-Line) |  | 1 |  | 3 |  | - |  | Bulk |  |  | - |  | 90° | 3 |  |  |  |  | CLIPLINE COMBI UPBV | [10 empty] | Screw |  |  | 0.5-0.6 Nm (4.4-5.3 Lb-In) |  | 500 V | 600 V |  |  |  | 12-26 AWG | 0.14-4mm² | 9mm | 86 | https://www.unikeyic.com/media/datasheet/d4/be/2e7b/d4/b3884a5fa35bf35bdd746497ec46be07.pdf | https://www.unikeyic.com/products/plug-in-connectors/3045415/1333173.html
3045428 | PHOENIX CONTACT | 1: 5.0929 | Phoenix,plug-in parts,UPBV2,5/4,Conn Terminal Block M 6 POS Screw ST Cable Mount 24A | [10 empty] | Gray |  |  |  |  | - | [5 empty] | 24A | 20 A |  |  |  | - | [6 empty] | Polyamide (PA), Nylon |  | - |  | 1.850" (47.00mm) |  |  |  | UL94 V-0 | 1 (Unlimited) |  |  | Free Hanging (In-Line) |  | 1 |  | 4 |  | - |  | Bulk |  |  | 0.205" (5.20mm) |  | 90° | 4 |  |  |  |  | CLIPLINE COMBI UPBV | [10 empty] | Screw |  |  | 0.5-0.6 Nm (4.4-5.3 Lb-In) |  | 500 V | 600 V |  |  |  | 12-26 AWG | 0.14-4mm² | 9mm | 50 | https://www.unikeyic.com/media/datasheet/01/3a/0140/013a0140f132e985c1a9b4e9d0609cfc.pdf | https://www.unikeyic.com/products/plug-in-connectors/3045428/22778494.html
3045444 | PHOENIX CONTACT | 1: 3.848 | Phoenix Contact UPBV 2.5/6 Pluggable Terminal Block Plug, 6P, 500V, Screw Mount | [10 empty] | Gray |  |  |  |  | - | [5 empty] | 24A | 20 A |  |  |  | - | [6 empty] | Polyamide (PA), Nylon |  | - |  | 1.850" (47.00mm) |  |  |  | UL94 V-0 | 1 (Unlimited) |  |  | Free Hanging (In-Line) |  | 1 |  | 6 |  | - |  | Bulk |  |  | - |  | 90° | 6 |  |  |  |  | CLIPLINE COMBI UPBV | [10 empty] | Screw |  |  | 0.5-0.6 Nm (4.4-5.3 Lb-In) |  | 500 V | 600 V |  |  |  | 12-26 AWG | 0.14-4mm² | 9mm | 21 | https://www.unikeyic.com/media/datasheet/0a/fc/7731/0a/3788926fd7f94d3410b351a9cd4864c9.pdf | https://www.unikeyic.com/products/plug-in-connectors/3045444/1308040.html
3045457 | PHOENIX CONTACT | 1: 8.1256 | Phoenix Contact Pluggable Terminal Block Plug UPBV 2 Series | [10 empty] | Gray |  |  |  |  | - | [5 empty] | 24A | 20 A |  |  |  | - | [6 empty] | Polyamide (PA), Nylon |  | - |  | 1.850" (47.00mm) |  |  |  | UL94 V-0 | 1 (Unlimited) |  |  | Free Hanging (In-Line) |  | 1 |  | 7 |  | - |  | Bulk |  |  | - |  | 90° | 7 |  |  |  |  | CLIPLINE COMBI UPBV | [10 empty] | Screw |  |  | 0.5-0.6 Nm (4.4-5.3 Lb-In) |  | 500 V | 600 V |  |  |  | 12-26 AWG | 0.14-4mm² | 9mm | 160 | https://www.unikeyic.com/media/datasheet/ec/87/f2ba/ec87f2ba65efac8ae5c95bfd8dbcb565.pdf | https://www.unikeyic.com/products/plug-in-connectors/3045457/7704830.html
3045460 | PHOENIX CONTACT | 1: 9.6846 | Phoenix Contact Pluggable Terminal Block UPBV2,5/8 | [10 empty] | Gray |  |  |  |  | - | [5 empty] | 24A | 20 A |  |  |  | - | [6 empty] | Polyamide (PA), Nylon |  | - |  | 1.850" (47.00mm) |  |  |  | UL94 V-0 | 1 (Unlimited) |  |  | Free Hanging (In-Line) |  | 1 |  | 8 |  | - |  | Bulk |  |  | - |  | 90° | 8 |  |  | 2552865 |  | CLIPLINE COMBI UPBV | [10 empty] | Screw |  |  | 0.5-0.6 Nm (4.4-5.3 Lb-In) |  | 500 V | 600 V |  |  |  | 12-26 AWG | 0.14-4mm² | 9mm | 40 | https://www.unikeyic.com/media/datasheet/d2/6a/4833/d26a4833764c4ffca6eabdcd3674fd36.pdf | https://www.unikeyic.com/products/plug-in-connectors/3045460/14231986.html
3045473 | PHOENIX CONTACT | 25: 9.1559 250: 8.9611 | Phoenix Contact Pluggable Terminal Block Header, UPBV 2 Series | [10 empty] | Gray | [10 empty] | 24A | 20 A |  |  |  | - | [15 empty] | 1 (Unlimited) |  |  | Free Hanging (In-Line) |  | 1 |  | 9 |  | - |  | Bulk |  |  | - |  | 90° | 9 |  |  |  |  | CLIPLINE COMBI UPBV | [10 empty] | Screw |  |  |  |  | 500 V | 600 V |  |  |  | 12-26 AWG | 0.14-4mm² |  | 2500 | https://www.unikeyic.com/media/datasheet/d2/07/b103/d207b1039a0136c32e3bac86fabd07fe.pdf | https://www.unikeyic.com/products/plug-in-connectors/3045473/23099760.html
3045499 | PHOENIX CONTACT | 1: 8.3044 | Phoenix Contact Pluggable Terminal Block UPBV2,5/10 | [10 empty] | Gray |  |  |  |  | - | [5 empty] | 24A | 20 A |  |  |  | - | [6 empty] | Polyamide (PA), Nylon |  | - |  | 1.850" (47.00mm) |  |  |  | UL94 V-0 | 1 (Unlimited) |  |  | Free Hanging (In-Line) |  | 1 |  | 10 |  | - |  | Bulk |  |  | - |  | 90° | 10 |  |  |  |  | CLIPLINE COMBI UPBV | [10 empty] | Screw |  |  | 0.5-0.6 Nm (4.4-5.3 Lb-In) |  | 500 V | 600 V |  |  |  | 12-26 AWG | 0.14-4mm² | 9mm | 7 | https://www.unikeyic.com/media/datasheet/c2/ce/f847/c2/0965461c7d4fad43d3d89d3304e9b95f.pdf | https://www.unikeyic.com/products/plug-in-connectors/3045499/23568896.html
3045512 | PHOENIX CONTACT | 10: 12.23 100: 11.9697 | Phoenix,plug-in parts,UPBV2,5/12, | [10 empty] | Gray |  |  |  |  | - | [5 empty] | 24A | 20 A |  |  |  | - | [6 empty] | Polyamide (PA), Nylon |  | - |  | 1.850" (47.00mm) |  |  |  | UL94 V-0 | 1 (Unlimited) |  |  | Free Hanging (In-Line) |  | 1 |  | 12 |  | - |  | Bulk |  |  | - |  | 90° | 12 |  |  |  |  | CLIPLINE COMBI UPBV | [10 empty] | Screw |  |  | 0.5-0.6 Nm (4.4-5.3 Lb-In) |  | 500 V | 600 V |  |  |  | 12-26 AWG | 0.14-4mm² | 9mm | 1000 | https://www.unikeyic.com/media/datasheet/2f/20/a7d7/2f/7494d98288d96b19af053f9f76c02db5.pdf | https://www.unikeyic.com/products/plug-in-connectors/3045512/7576678.html
3045596 | PHOENIX CONTACT | 50: 1.5776 | Phoenix Contact Pluggable Terminal Block, UT4/1PBU, UT 4 Series, Blue, 32A | [21 empty] | 32 A | 30 A |  |  |  | - |  |  |  | 2.165" (55.00mm) | Blue | [6 empty] | 1.874" (47.60mm) |  |  | UL94 V-0 | 1 (Unlimited) |  |  | DIN Rail |  | 1 |  | 2 |  | - |  | Bulk | [10 empty] | CLIPLINE UT | [6 empty] | 9mm |  | 6.2mm |  | Plug Receptacles, Screw |  |  |  |  | 800 V | 600 V |  |  |  | 10-26 AWG | 0.14-6mm² |  | 177 | https://www.unikeyic.com/media/datasheet/c7/f9/06e3/c7/12bc9bfffdd2314ae61c93b6588a13ae.pdf | https://www.unikeyic.com/products/plug-in-connectors/3045596/21968120.html
3045800 | PHOENIX CONTACT | 50: 2.4982 | Phoenix Contact UPBV4/1 Pluggable Terminal Block, 1 Pos, Screw, Cable Mount, 32A | [10 empty] | Gray |  |  |  |  | - | [5 empty] | 32A | 30 A |  |  |  | - | [6 empty] | Polyamide (PA), Nylon |  | - |  | 1.909" (48.50mm) |  |  |  | UL94 V-0 | 1 (Unlimited) |  |  | Free Hanging (In-Line) |  | 1 |  | 1 |  | - |  | Bulk |  |  | - |  | 90° | 1 |  |  |  |  | CLIPLINE COMBI UPBV | [10 empty] | Screw |  |  | 0.6-0.8 Nm (5.3-7.1 Lb-In) |  | 800 V | 600 V |  |  |  | 10-26 AWG | 0.14-6mm² | 9mm | 156 | https://www.unikeyic.com/media/datasheet/4e/e2/b861/4e/1b74a63e7fba559de2106a675f06629c.pdf | https://www.unikeyic.com/products/plug-in-connectors/3045800/34675873.html
3045813 | PHOENIX CONTACT | 50: 3.7754 500: 3.6951 | Phoenix Contact UPBV4/2 Pluggable Terminal Block Header, UPBV Series | [10 empty] | Gray |  |  |  |  | - | [5 empty] | 32A | 30 A |  |  |  | - | [6 empty] | Polyamide (PA), Nylon |  | - |  | 1.909" (48.50mm) |  |  |  | UL94 V-0 | 1 (Unlimited) |  |  | Free Hanging (In-Line) |  | 1 |  | 2 |  | - |  | Bulk |  |  | - |  | 90° | 2 |  |  |  |  | CLIPLINE COMBI UPBV | [10 empty] | Screw |  |  | 0.6-0.8 Nm (5.3-7.1 Lb-In) |  | 800 V | 600 V |  |  |  | 10-26 AWG | 0.14-6mm² | 9mm | 5000 | https://www.unikeyic.com/media/datasheet/c4/f2/66e1/c4/a365acbaf0f503c17428db3f38e7dad9.pdf | https://www.unikeyic.com/products/plug-in-connectors/3045813/21904650.html
3045826 | PHOENIX CONTACT | 50: 5.3142 500: 5.2011 | Phoenix,plug-in parts,UPBV4/3, | [10 empty] | Gray |  |  |  |  | - | [5 empty] | 32A | 30 A |  |  |  | - | [6 empty] | Polyamide (PA), Nylon |  | - |  | 1.909" (48.50mm) |  |  |  | UL94 V-0 | 1 (Unlimited) |  |  | Free Hanging (In-Line) |  | 1 |  | 3 |  | - |  | Bulk |  |  | - |  | 90° | 3 |  |  |  |  | CLIPLINE COMBI UPBV | [10 empty] | Screw |  |  | 0.6-0.8 Nm (5.3-7.1 Lb-In) |  | 800 V | 600 V |  |  |  | 10-26 AWG | 0.14-6mm² | 9mm | 5000 | https://www.unikeyic.com/media/datasheet/76/79/7893/76/e67513dcb1f94f479d201adadd1f0729.pdf | https://www.unikeyic.com/products/plug-in-connectors/3045826/28306835.html
3045842 | PHOENIX CONTACT | 50: 8.3185 500: 8.1415 | Phoenix,plug-in parts,UPBV4/5,Conn Terminal Block F 5 POS Screw ST Cable Mount 32A | [10 empty] | Gray |  |  |  |  | - | [5 empty] | 32A | 30 A |  |  |  | - | [6 empty] | Polyamide (PA), Nylon |  | - |  | 1.909" (48.50mm) |  |  |  | UL94 V-0 | 1 (Unlimited) |  |  | Free Hanging (In-Line) |  | 1 |  | 5 |  | - |  | Bulk |  |  | - |  | 90° | 5 |  |  | 2552861 |  | CLIPLINE COMBI UPBV | [10 empty] | Screw |  |  | 0.6-0.8 Nm (5.3-7.1 Lb-In) |  | 800 V | 600 V |  |  |  | 10-26 AWG | 0.14-6mm² | 9mm | 5000 | https://www.unikeyic.com/media/datasheet/ce/e0/5b7e/ce/a1eca2ac5b9e705438359920554f9b06.pdf | https://www.unikeyic.com/products/plug-in-connectors/3045842/9289391.html
3045871 | PHOENIX CONTACT | 25: 12.7882 250: 12.5161 | Phoenix Contact UPBV4/8 Pluggable Terminal Block | [10 empty] | Gray |  |  |  |  | - | [5 empty] | 32A | 30 A |  |  |  | - | [6 empty] | Polyamide (PA), Nylon |  | - |  | 1.909" (48.50mm) |  |  |  | UL94 V-0 | 1 (Unlimited) |  |  | Free Hanging (In-Line) |  | 1 |  | 8 |  | - |  | Bulk |  |  | - |  | 90° | 8 |  |  |  |  | CLIPLINE COMBI UPBV | [10 empty] | Screw |  |  | 0.6-0.8 Nm (5.3-7.1 Lb-In) |  | 800 V | 600 V |  |  |  | 10-26 AWG | 0.14-6mm² | 9mm | 2500 | https://www.unikeyic.com/media/datasheet/75/4a/1c2e/75/bcab2d903079f473cdb2067c9aae4cf7.pdf | https://www.unikeyic.com/products/plug-in-connectors/3045871/26722800.html
3045897 | PHOENIX CONTACT | 25: 15.8553 250: 15.518 | Phoenix Contact Pluggable Terminal Block UPBV4/10 | [10 empty] | Gray |  |  |  |  | - | [5 empty] | 32A | 30 A |  |  |  | - | [6 empty] | Polyamide (PA), Nylon |  | - |  | 1.909" (48.50mm) |  |  |  | UL94 V-0 | 1 (Unlimited) |  |  | Free Hanging (In-Line) |  | 1 |  | 10 |  | - |  | Bulk |  |  | - |  | 90° | 10 |  |  |  |  | CLIPLINE COMBI UPBV | [10 empty] | Screw |  |  | 0.6-0.8 Nm (5.3-7.1 Lb-In) |  | 800 V | 600 V |  |  |  | 10-26 AWG | 0.14-6mm² | 9mm | 2500 | https://www.unikeyic.com/media/datasheet/23/c0/8bf0/23/5f26e16b86beddc915ed132709e85317.pdf | https://www.unikeyic.com/products/plug-in-connectors/3045897/2657149.html
3045910 | PHOENIX CONTACT | 10: 18.8631 100: 18.4617 | Phoenix Contact Pluggable Terminal Block UPBV4/12 | [10 empty] | Gray |  |  |  |  | - | [5 empty] | 32A | 30 A |  |  |  | - | [6 empty] | Polyamide (PA), Nylon |  | - |  | 1.909" (48.50mm) |  |  |  | UL94 V-0 | 1 (Unlimited) |  |  | Free Hanging (In-Line) |  | 1 |  | 12 |  | - |  | Bulk |  |  | - |  | 90° | 12 |  |  |  |  | CLIPLINE COMBI UPBV | [10 empty] | Screw |  |  | 0.6-0.8 Nm (5.3-7.1 Lb-In) |  | 800 V | 600 V |  |  |  | 10-26 AWG | 0.14-6mm² | 9mm | 1000 | https://www.unikeyic.com/media/datasheet/96/4d/9f6a/96/9747b444bcec97641bf14bb5d90a3bd5.pdf | https://www.unikeyic.com/products/plug-in-connectors/3045910/13255506.html
3046786 | PHOENIX CONTACT | 38: 2.937 | Phoenix Contact UTTB4RD Conn Double-Level Terminal Block 4 POS Screw Cable Mount 30A | [10 empty] | Red | [10 empty] | 30 A | 30 A |  |  |  | - | [14 empty] | UL94 V-0 | Not Applicable |  |  |  |  | 2 |  | 4 |  |  |  | Bulk | [10 empty] | CLIPLINE UTTB | [6 empty] | 9mm |  | 6.2mm |  | Screw |  |  |  |  | 800V | 300V |  |  |  | 14-26 AWG | 0.14-6mm² |  | 42 | https://www.unikeyic.com/media/datasheet/d2/50/5801/d25058019020fae51172b4607a809544.pdf | https://www.unikeyic.com/products/plug-in-connectors/3046786/15768786.html
3047730 | PHOENIX CONTACT | 50: 6.9576 500: 6.8096 | Phoenix,Straight-through terminal block,UT35IBBU,Phoenix Straight-through terminal block , UT 35 IB BUseries, single layer, Blue, screw termination, 125A | [10 empty] | Blue | [10 empty] | 125 A | 150 A |  |  |  | - | [14 empty] | UL94 V-0 | [5 empty] | 1 |  | 2 |  |  |  | Bulk | [8 empty] | 17936953 |  | CLIPLINE UT | [6 empty] | 18mm |  | 16.0mm |  | Screw |  |  |  |  | 1000V | 1000V |  |  |  | 1/0-14 AWG | 1.5-50mm² |  | 5000 | https://www.unikeyic.com/media/datasheet/f6/93/c15a/f693c15af07138521bb79456901a4f85.pdf | https://www.unikeyic.com/products/plug-in-connectors/3047730/32298326.html
3050002 | PHOENIX CONTACT | 25: 5.5532 | Phoenix,Straight-through terminal block,RTO8-TC,Phoenix Rail type terminal block, RTO 8-TCseries, grey, Bolt termination, 125A | [10 empty] | Gray | [10 empty] | 125 A |  |  |  |  | - | [14 empty] | UL94 V-0 | Not Applicable |  |  |  |  | 1 |  | 2 |  |  |  | Bulk | [10 empty] | CLIPLINE RTO | [6 empty] | - |  | 20.2mm |  | Bolt and Nut |  |  |  |  | 1000V | - |  |  |  | 2-14 AWG | 2.5-35mm² |  | 128 | https://www.unikeyic.com/media/datasheet/5c/8b/7644/5c8b76445afe2373dd6dac2aa04e1bf9.pdf | https://www.unikeyic.com/products/plug-in-connectors/3050002/16738485.html
3050073 | PHOENIX CONTACT | 5: 1.6941 | Phoenix,Straight-through terminal block,QTC1,5/1P,Conn Feed-Through Terminal Block F 2 POS T DIN Rail 17.5A | [21 empty] | 17.5 A | 10 A |  |  |  | - |  |  |  | 1.843" (46.80mm) | Gray | [6 empty] | 2.106" (53.50mm) |  |  | UL94 V-0 | 1 (Unlimited) |  |  | DIN Rail |  | 1 |  | 2 |  | - |  | Bulk | [10 empty] | CLIPLINE QTC | [6 empty] | - |  | 5.2mm |  | Plug Receptacles, IDC |  |  |  |  | 500 V | 600 V |  |  |  | 16-24 AWG | 0.25-1.5mm² |  | 85 | https://www.unikeyic.com/media/datasheet/85/dc/1aa3/85/cd7a7633b4c87e4a1f01abcfe0ff1c51.pdf | https://www.unikeyic.com/products/plug-in-connectors/3050073/22266494.html
3051108 | PHOENIX CONTACT | 50: 2.0971 500: 2.0524 | Phoenix,plug-in parts,QP1,5/1,Phoenix Terminal Block Plug, QPseries, 1road, 5.2mmPitch, plug-in, Quick connect termination, 24 - 16.wire_gauge, 17.5A, 500 V | [10 empty] | Gray |  |  |  |  | - | [5 empty] | 17.5A | 5 A |  |  |  | - | [6 empty] | Polyamide (PA), Nylon |  | - |  | 1.575" (40.00mm) |  |  |  | UL94 V-0 | 1 (Unlimited) |  |  | Free Hanging (In-Line) |  | 1 |  | 1 |  | - |  | Bulk |  |  | - |  | 180° | 1 |  |  |  |  | CLIPLINE COMBI QP | [10 empty] | IDC |  |  | - |  | 500 V | 600 V |  |  |  | 16-24 AWG | 0.25-1.5mm² | - | 5000 | https://www.unikeyic.com/media/datasheet/88/c2/2140/88/c484ce8c6cb0957339600e8b976a52a0.pdf | https://www.unikeyic.com/products/plug-in-connectors/3051108/1069804.html
3051140 | PHOENIX CONTACT | 50: 7.7392 500: 7.5746 | Phoenix,plug-in parts,QP1,5/5,Conn Terminal Block F 5 POS ST Cable Mount 17.5A | [24 empty] | 3051140 PHOENIX CONTACT | [14 empty] | 20mm(Length)*26mm(width) |  |  |  | wire mounting, free hanging, Through hole mounting | [16 empty] | On sale |  |  | bulk | [24 empty] | 5000 | https://www.unikeyic.com/media/datasheet/82/7b/4fe6/827b4fe6be68be36f0f0e7e30b6f6dbd.pdf | https://www.unikeyic.com/products/plug-in-connectors/3051140/24999823.html
3051153 | PHOENIX CONTACT | 25: 9.107 250: 8.9133 | Phoenix Contact QP1,5/6 Terminal Block F 6 POS ST Cable Mount 17.5A | [10 empty] | Gray |  |  |  |  | - | [5 empty] | 17.5A | 5 A |  |  |  | - | [6 empty] | Polyamide (PA), Nylon |  | - |  | 1.575" (40.00mm) |  |  |  | UL94 V-0 | 1 (Unlimited) |  |  | Free Hanging (In-Line) |  | 1 |  | 6 |  | - |  | Bulk |  |  | - |  | 180° | 6 |  |  | 2514033 |  | CLIPLINE COMBI QP | [10 empty] | IDC |  |  | - |  | 500 V | 600 V |  |  |  | 16-24 AWG | 0.25-1.5mm² | - | 2500 | https://www.unikeyic.com/media/datasheet/9f/cb/7d43/9f/515bd94a2039bf70da07776526f964d7.pdf | https://www.unikeyic.com/products/plug-in-connectors/3051153/21591871.html
3051247 | PHOENIX CONTACT | 10: 24.0063 100: 23.4955 | Phoenix Contact QP1.5/15 Plug, 500 V, 17.5 A, Quick Conn, 15 Pos, 0.25-1.5 mm², AWG 24-16, 78mm × 40mm, Gray | [10 empty] | Gray |  |  |  |  | - | [5 empty] | 17.5A | 5 A |  |  |  | - | [6 empty] | Polyamide (PA), Nylon |  | - |  | 1.575" (40.00mm) |  |  |  | UL94 V-0 | 1 (Unlimited) |  |  | Free Hanging (In-Line) |  | 1 |  | 15 |  | - |  | Bulk |  |  | - |  | 180° | 15 |  |  | 4472841 |  | CLIPLINE COMBI QP | [10 empty] | IDC |  |  | - |  | 500 V | 600 V |  |  |  | 16-24 AWG | 0.25-1.5mm² | - | 1000 | https://www.unikeyic.com/media/datasheet/e2/dc/77ae/e2dc77ae850845fc0dc5a7948a8949b5.pdf | https://www.unikeyic.com/products/plug-in-connectors/3051247/1795776.html
3060115 | PHOENIX CONTACT | 50: 2.1703 500: 2.1242 | Phoenix Contact UP4/1 Pluggable Terminal Block Plug | [10 empty] | Gray |  |  |  |  | - | [5 empty] | 32A | 30 A |  |  |  | - | [6 empty] | Polyamide (PA), Nylon |  | - |  | 1.622" (41.20mm) |  |  |  | UL94 V-0 | 1 (Unlimited) |  |  | Free Hanging (In-Line) |  | 1 |  | 1 |  | - |  | Bulk |  |  | - |  | 180° | 1 |  |  |  |  | CLIPLINE COMBI UP | [10 empty] | Screw |  |  | 0.6-0.8 Nm (5.3-7.1 Lb-In) |  | 800 V | 600 V |  |  |  | 10-26 AWG | 0.2-6mm² | 9mm | 5000 | https://www.unikeyic.com/media/datasheet/51/cb/f33f/51/0702f6f3e1c71ecce4cc5102d3866174.pdf | https://www.unikeyic.com/products/plug-in-connectors/3060115/10330042.html
3060128 | PHOENIX CONTACT | 50: 3.6358 500: 3.5585 | Phoenix Contact Pluggable Terminal Block UP4/2 | [10 empty] | Gray |  |  |  |  | - | [5 empty] | 32A | 30 A |  |  |  | - | [6 empty] | Polyamide (PA), Nylon |  | - |  | 1.622" (41.20mm) |  |  |  | UL94 V-0 | 1 (Unlimited) |  |  | Free Hanging (In-Line) |  | 1 |  | 2 |  | - |  | Bulk |  |  | - |  | 180° | 2 |  |  | 2552852 |  | CLIPLINE COMBI UP | [10 empty] | Screw |  |  | 0.6-0.8 Nm (5.3-7.1 Lb-In) |  | 800 V | 600 V |  |  |  | 10-26 AWG | 0.2-6mm² | 9mm | 5000 | https://www.unikeyic.com/media/datasheet/8d/35/8525/8d/704beb5f71bed2c9b43a4d68047a2151.pdf | https://www.unikeyic.com/products/plug-in-connectors/3060128/20872962.html
3060131 | PHOENIX CONTACT | 1: 6.8895 | Phoenix,plug-in parts,UP4/3, | [10 empty] | Gray |  |  |  |  | - | [5 empty] | 32A | 30 A |  |  |  | - | [6 empty] | Polyamide (PA), Nylon |  | - |  | 1.622" (41.20mm) |  |  |  | UL94 V-0 | 1 (Unlimited) |  |  | Free Hanging (In-Line) |  | 1 |  | 3 |  | - |  | Bulk |  |  | - |  | 180° | 3 |  |  |  |  | CLIPLINE COMBI UP | [10 empty] | Screw |  |  | 0.6-0.8 Nm (5.3-7.1 Lb-In) |  | 800 V | 600 V |  |  |  | 10-26 AWG | 0.2-6mm² | 9mm | 60 | https://www.unikeyic.com/media/datasheet/3c/30/0815/3c/6da1a7e367c2714bd396e7b542f0e2be.pdf | https://www.unikeyic.com/products/plug-in-connectors/3060131/33316354.html
3060144 | PHOENIX CONTACT | 50: 8.4374 | Phoenix Contact Pluggable Terminal Block Plug UP 4 Series | [10 empty] | Gray |  |  |  |  | - | [5 empty] | 32A | 30 A |  |  |  | - | [6 empty] | Polyamide (PA), Nylon |  | - |  | 1.622" (41.20mm) |  |  |  | UL94 V-0 | 1 (Unlimited) |  |  | Free Hanging (In-Line) |  | 1 |  | 4 |  | - |  | Bulk |  |  | - |  | 180° | 4 |  |  |  |  | CLIPLINE COMBI UP | [10 empty] | Screw |  |  | 0.6-0.8 Nm (5.3-7.1 Lb-In) |  | 800 V | 600 V |  |  |  | 10-26 AWG | 0.2-6mm² | 9mm | 138 | https://www.unikeyic.com/media/datasheet/84/53/39e9/84/df206ca5dbdee4ca5fc8d9440aac2d59.pdf | https://www.unikeyic.com/products/plug-in-connectors/3060144/7675090.html
3060173 | PHOENIX CONTACT | 25: 10.9738 250: 10.7403 | Phoenix,plug-in parts,UP4/7, | [10 empty] | Gray |  |  |  |  | - | [5 empty] | 32A | 30 A |  |  |  | - | [6 empty] | Polyamide (PA), Nylon |  | - |  | 1.622" (41.20mm) |  |  |  | UL94 V-0 | 1 (Unlimited) |  |  | Free Hanging (In-Line) |  | 1 |  | 7 |  | - |  | Bulk |  |  | - |  | 180° | 7 |  |  |  |  | CLIPLINE COMBI UP | [10 empty] | Screw |  |  | 0.6-0.8 Nm (5.3-7.1 Lb-In) |  | 800 V | 600 V |  |  |  | 10-26 AWG | 0.2-6mm² | 9mm | 2500 | https://www.unikeyic.com/media/datasheet/c9/e7/a57b/c9e7a57b4eb40389e0197970801c0ee7.pdf | https://www.unikeyic.com/products/plug-in-connectors/3060173/31936887.html
3060199 | PHOENIX CONTACT | 25: 13.9013 250: 13.6055 | Phoenix Contact Pluggable Terminal Block UP4/9 | [24 empty] | 3060199 PHOENIX CONTACT | [14 empty] | 21mm(Length)*55.8mm(width) | [48 empty] | 2500 | https://www.unikeyic.com/media/datasheet/72/5f/fd3d/725ffd3d27e54635aaeffafef74a9ee8.pdf | https://www.unikeyic.com/products/plug-in-connectors/3060199/2503758.html
3060212 | PHOENIX CONTACT | 10: 16.8428 100: 16.4844 | Phoenix,plug-in parts,UP4/11,Conn Terminal Block F 11 POS Screw RA Cable Mount 32A | [10 empty] | Gray |  |  |  |  | - | [5 empty] | 32A | 30 A |  |  |  | - | [6 empty] | Polyamide (PA), Nylon |  | - |  | 1.622" (41.20mm) |  |  |  | UL94 V-0 | 1 (Unlimited) |  |  | Free Hanging (In-Line) |  | 1 |  | 11 |  | - |  | Bulk |  |  | - |  | 180° | 11 |  |  | 4472848 |  | CLIPLINE COMBI UP | [10 empty] | Screw |  |  | 0.6-0.8 Nm (5.3-7.1 Lb-In) |  | 800 V | 600 V |  |  |  | 10-26 AWG | 0.2-6mm² | 9mm | 1000 | https://www.unikeyic.com/media/datasheet/3a/c8/395a/3ac8395ad6ba1c787832e6563067693d.pdf | https://www.unikeyic.com/products/plug-in-connectors/3060212/13557559.html
3060254 | PHOENIX CONTACT | 1: 25.233 | Phoenix,plug-in parts,UP4/15,Conn Terminal Block F 15 POS Screw ST Cable Mount 32A | [10 empty] | Gray |  |  |  |  | - | [5 empty] | 32A | 30 A |  |  |  | - | [6 empty] | Polyamide (PA), Nylon |  | - |  | 1.622" (41.20mm) |  |  |  | UL94 V-0 | 1 (Unlimited) |  |  | Free Hanging (In-Line) |  | 1 |  | 15 |  | - |  | Bulk |  |  | - |  | 180° | 15 |  |  |  |  | CLIPLINE COMBI UP | [10 empty] | Screw |  |  | 0.6-0.8 Nm (5.3-7.1 Lb-In) |  | 800 V | 600 V |  |  |  | 10-26 AWG | 0.2-6mm² | 9mm | 13 | https://www.unikeyic.com/media/datasheet/18/f1/099f/18f1099fbf96d048636e57329fdc53ae.pdf | https://www.unikeyic.com/products/plug-in-connectors/3060254/33828355.html
3060568 | PHOENIX CONTACT | 50: 3.9978 | Phoenix Contact Feed-Through Terminal Block 4 POS Screw DIN Rail 41A UT6-QUATTRO/2P | [21 empty] | 41 A | 40 A |  |  |  | - |  |  |  | 2.657" (67.49mm) | Gray | [6 empty] | 3.406" (86.51mm) |  |  | UL94 V-0 | 1 (Unlimited) |  |  | DIN Rail |  | 1 |  | 4 |  | - |  | Bulk | [10 empty] | CLIPLINE UT | [6 empty] | 10mm |  | 8.2mm |  | Plug Receptacles, Screw |  |  |  |  | 1 kV | 600 V |  |  |  | 8-24 AWG | 0.2-10mm² |  | 472 | https://www.unikeyic.com/media/datasheet/44/6b/0f05/446b0f059dd15cfd74753e467c04c077.pdf | https://www.unikeyic.com/products/plug-in-connectors/3060568/16622696.html
3060636 | PHOENIX CONTACT | 1: 7.6542 | Phoenix,plug-in parts,UP6/3,Phoenix Contact 3pPlug-in terminal blocks plug, UP 6/ 3series, 1 kV, Tighten the screws, grey | [10 empty] | Gray |  |  |  |  | - | [5 empty] | 41A | 40 A |  |  |  | - | [6 empty] | Polyamide (PA), Nylon |  | - |  | - |  |  |  | UL94 V-0 | Not Applicable |  |  | Free Hanging (In-Line) |  | 1 |  | 3 |  | - |  | Bulk |  |  | 0.323" (8.20mm) |  | 180° | 3 |  |  | 7558860 |  | CLIPLINE COMBI UT | [10 empty] | Screw |  |  | 0.6-0.8 Nm (5.3-7.1 Lb-In) |  | 1000 V | 600 V |  |  |  | 8-24 AWG | 0.2-6mm² | 10mm | 65 | https://www.unikeyic.com/media/datasheet/16/36/a13f/16/666386d660882ca3dff3d54f2b572c76.pdf | https://www.unikeyic.com/products/plug-in-connectors/3060636/16374911.html
3060649 | PHOENIX CONTACT | 1: 11.7968 | Phoenix,plug-in parts,UP6/4,Phoenix Contact 4pPlug-in terminal blocks plug, UP 6/ 4series, 1 kV, Tighten the screws | [10 empty] | Gray | [10 empty] | 41A | 40 A |  |  |  | - | [15 empty] | 1 (Unlimited) |  |  | Free Hanging (In-Line) |  | 1 |  | 4 |  | - |  | Bulk |  |  | - |  | 90° | 4 |  |  |  |  | CLIPLINE COMBI UP | [10 empty] | Screw |  |  |  |  | 1 kV | 600 V |  |  |  | 8-24 AWG | 0.2-6mm² |  | 84 | https://www.unikeyic.com/media/datasheet/b0/b9/15ac/b0/c6f34f80198148ccaf047e645f28a6db.pdf | https://www.unikeyic.com/products/plug-in-connectors/3060649/2711772.html
3060665 | PHOENIX CONTACT | 1: 17.1309 | Phoenix Contact UP6/6 Plug, UP 6/6 Series, 1 kV, Screw Terminal | [24 empty] | 3060665 PHOENIX CONTACT | [63 empty] | 60 | https://www.unikeyic.com/media/datasheet/8b/02/3f77/8b/8c6f77df6f441d195708c29f4cf8c7e5.pdf | https://www.unikeyic.com/products/plug-in-connectors/3060665/28259156.html
3060681 | PHOENIX CONTACT | 25: 19.2225 250: 18.8135 | Phoenix,plug-in parts,UP6/8,Phoenix Contact 8.2 mmpitch8pPlug-in terminal blocks plug, UP 6/ 8series, 1 kV, Tighten the screws, grey | [10 empty] | Gray |  |  |  |  | - | [5 empty] | 41A | 40 A |  |  |  | - | [6 empty] | Polyamide (PA), Nylon |  | - | [5 empty] | UL94 V-0 |  |  |  | Free Hanging (In-Line) |  | 1 |  | 8 |  | -60°C ~ 105°C |  | Bulk |  |  | 0.323" (8.20mm) |  | 180° | 8 |  |  |  |  | CLIPLINE COMBI UP | [10 empty] | Screw |  |  | 0.6-0.8 Nm (5.3-7.1 Lb-In) |  | 1 kV | 600 V |  |  |  | 8-24 AWG | 0.2-6mm² | 10mm | 2500 | https://www.unikeyic.com/media/datasheet/15/16/8010/151680100ce410632b71cdba2fef2109.pdf | https://www.unikeyic.com/products/plug-in-connectors/3060681/9944935.html
3060694 | PHOENIX CONTACT | 25: 21.2916 250: 20.8386 | Phoenix Contact UP6/9 Pluggable Terminal Block, 8.2mm Pitch, 9 Pos, Plug, UP 6/9 Series, 1kV, Screw Mount, Gray | [10 empty] | Gray |  |  |  |  | - | [5 empty] | 41A | 40 A |  |  |  | - | [6 empty] | Polyamide (PA), Nylon |  | - | [5 empty] | UL94 V-0 |  |  |  | Free Hanging (In-Line) |  | 1 |  | 9 |  | -60°C ~ 105°C |  | Bulk |  |  | 0.323" (8.20mm) |  | 180° | 9 |  |  |  |  | CLIPLINE COMBI UP | [10 empty] | Screw |  |  | 0.6-0.8 Nm (5.3-7.1 Lb-In) |  | 1 kV | 600 V |  |  |  | 8-24 AWG | 0.2-6mm² | 10mm | 2500 | https://www.unikeyic.com/media/datasheet/e3/4c/2183/e34c21834ac2d85aeb401ea86d489208.pdf | https://www.unikeyic.com/products/plug-in-connectors/3060694/8639390.html
3060704 | PHOENIX CONTACT | 25: 26.2587 | Phoenix Contact UP6/10 Pluggable Terminal Block Plug, 8.2mm Pitch 10P, UP 6/10 Series, 1kV, Screw Clamp, Gray | [10 empty] | Gray |  |  |  |  | - | [5 empty] | 41A | 40 A |  |  |  | - | [6 empty] | Polyamide (PA), Nylon |  | - |  | - |  |  |  | UL94 V-0 | Not Applicable |  |  | Free Hanging (In-Line) |  | 1 |  | 10 |  | - |  | Bulk |  |  | 0.323" (8.20mm) |  | 180° | 10 |  |  | 7558858 |  | CLIPLINE COMBI UT | [10 empty] | Screw |  |  | 0.6-0.8 Nm (5.3-7.1 Lb-In) |  | 1000 V | 600 V |  |  |  | 8-24 AWG | 0.2-6mm² | 10mm | 328 | https://www.unikeyic.com/media/datasheet/b5/c9/8860/b5/6d362c17b833e93dbb84515eca080e98.pdf | https://www.unikeyic.com/products/plug-in-connectors/3060704/27049903.html
3060801 | PHOENIX CONTACT | 50: 2.7845 500: 2.7252 | Phoenix Contact UP6/1-RBU PCB Terminal Block, 8.2mm Pitch, TH, Screw, Blue | [10 empty] | Blue | [10 empty] | 41A | 40 A |  |  |  | - | [15 empty] | 1 (Unlimited) |  |  | Free Hanging (In-Line) |  | 1 |  | 1 |  | - |  | Bulk |  |  | - |  | 90° | 1 |  |  |  |  | CLIPLINE COMBI UP | [10 empty] | Screw |  |  |  |  | 1 kV | 600 V |  |  |  | 8-24 AWG | 0.2-6mm² |  | 5000 | https://www.unikeyic.com/media/datasheet/54/ba/8163/54/02a7cc38fe986926f74d431598419db9.pdf | https://www.unikeyic.com/products/plug-in-connectors/3060801/13167525.html
3061046 | PHOENIX CONTACT | 50: 2.2715 500: 2.2232 | Phoenix Contact SP4/1GNYE Conn Terminal Block F 1 POS ST Cable Mount 32A | [10 empty] | Gray |  |  |  |  | - | [5 empty] | 32A | 30 A |  |  |  | - | [6 empty] | Polyamide (PA), Nylon |  | - |  | 1.634" (41.50mm) |  |  |  | UL94 V-0 | 1 (Unlimited) |  |  | Free Hanging (In-Line) |  | 1 |  | 1 |  | - |  | Bulk |  |  | - |  | 180° | 1 |  |  |  |  | CLIPLINE COMBI SP | [10 empty] | Screwless - Spring Cage, Tension Clamp |  |  | - |  | 800 V | 600 V |  |  |  | 10-28 AWG | 0.08-6mm² | 10mm | 5000 | https://www.unikeyic.com/media/datasheet/5c/e7/8bed/5c/3bdaa727b9725b0d6d33e99fa45b0b98.pdf | https://www.unikeyic.com/products/plug-in-connectors/3061046/24793980.html
3061091 | PHOENIX CONTACT | 1: 1.8449 | Phoenix,Straight-through terminal block,ST2,5-TWIN/1POG,Phoenix Straight-through terminal block , ST 2.5-TWIN/ 1P OGseries, single layer, orange, Spring clamp termination, 24A | [24 empty] | 3061091 PHOENIX CONTACT | [14 empty] | 5.2mm*5.2mm*60.5mm |  |  |  | DIN rail mounting | [6 empty] | -60℃~105℃ | [37 empty] | 160 | https://www.unikeyic.com/media/datasheet/6b/c9/c44e/6b/d13aaeb8ac27565bf2ed5e0e63b6f210.pdf | https://www.unikeyic.com/products/plug-in-connectors/3061091/15562957.html
3061127 | PHOENIX CONTACT | 25: 10.1004 | Phoenix,plug-in parts,SP2,5/6NZ:4,Phoenix Contact Plug-in terminal blocks plug, SP 2.5/ 6 NZ:4series, 500 V, Spring type terminal block, grey | [24 empty] | 3061127 PHOENIX CONTACT | [14 empty] | 15.8mm*31.2mm*39mm | [48 empty] | 100 | https://www.unikeyic.com/media/datasheet/17/95/5a8b/17/2abd514007a8e9442e82d33413a71675.pdf | https://www.unikeyic.com/products/plug-in-connectors/3061127/14742823.html
3061224 | PHOENIX CONTACT | 50: 1.6016 500: 1.5675 | Phoenix Contact Straight Terminal Block, ST2.5-TWIN/1PGN | [24 empty] | 3061224 PHOENIX CONTACT | [14 empty] | 60.5mm(Length)*5.2mm(width) | [48 empty] | 5000 | https://www.unikeyic.com/media/datasheet/29/3b/f0c8/29/8b63b1ca5e0ad222194e783ca8d29510.pdf | https://www.unikeyic.com/products/plug-in-connectors/3061224/4757650.html
3061554 | PHOENIX CONTACT | 50: 3.6254 500: 3.5482 | Phoenix,plug-in parts,PP-H6/1BU,Phoenix Contact Plug-in terminal blocks plug, PP-H 6/ 1 BUseries, 1 kV, Push-in type | [10 empty] | Blue |  |  |  |  | - | [5 empty] | 41A | 40 A |  |  |  | Interlocking (Side) | [6 empty] | Polyamide (PA), Nylon |  | - |  | 1.941" (49.30mm) |  |  |  | UL94 V-0 | 1 (Unlimited) |  |  | Free Hanging (In-Line) |  | 1 |  | 1 |  | - |  | Bulk |  |  | - |  | 180° | 1 |  |  |  |  | CLIPLINE COMBI PP-H | [10 empty] | Screwless - Push-In Spring |  |  | - |  | 1 kV | 600 V |  |  |  | 8-20 AWG | 0.5-10mm² | 12mm | 5000 | https://www.unikeyic.com/media/datasheet/db/8f/80ae/db8f80ae4ab069132ffb1aea77c7f333.pdf | https://www.unikeyic.com/products/plug-in-connectors/3061554/25100744.html
3061570 | PHOENIX CONTACT | 1: 7.882 | Phoenix,plug-in parts,PP-H6/2,Phoenix Contact Plug-in terminal blocks plug, CLIPLINEseries, 1 kV, Push-in type, grey | [10 empty] | Gray |  |  |  |  | - | [5 empty] | 41A | 40 A |  |  |  | Interlocking (Side) | [6 empty] | Polyamide (PA), Nylon |  | - |  | 1.941" (49.30mm) |  |  |  | UL94 V-0 | 1 (Unlimited) |  |  | Free Hanging (In-Line) |  | 1 |  | 2 |  | - |  | Bulk |  |  | - |  | 180° | 2 |  |  |  |  | CLIPLINE COMBI PP-H | [10 empty] | Screwless - Push-In Spring |  |  | - |  | 1 kV | 600 V |  |  |  | 8-20 AWG | 0.5-10mm² | 12mm | 50 | https://www.unikeyic.com/media/datasheet/18/35/8fa8/18358fa8cd88a56c9f84cd2719895c07.pdf | https://www.unikeyic.com/products/plug-in-connectors/3061570/24477197.html
3061583 | PHOENIX CONTACT | 1: 11.0684 | Phoenix,plug-in parts,PP-H6/3,Phoenix Contact Plug-in terminal blocks plug, PP-H 6/ 3series, 1 kV, Push-in type, grey | [10 empty] | Gray |  |  |  |  | - | [5 empty] | 41A | 40 A |  |  |  | Interlocking (Side) | [6 empty] | Polyamide (PA), Nylon |  | - |  | 1.941" (49.30mm) |  |  |  | UL94 V-0 | 1 (Unlimited) |  |  | Free Hanging (In-Line) |  | 1 |  | 3 |  | - |  | Bulk |  |  | - |  | 180° | 3 |  |  | 3877276 |  | CLIPLINE COMBI PP-H | [10 empty] | Screwless - Push-In Spring |  |  | - |  | 1 kV | 600 V |  |  |  | 8-20 AWG | 0.5-10mm² | 12mm | 5 | https://www.unikeyic.com/media/datasheet/22/37/a6ee/22/b84ca13ba1dba0b082e40d166547c863.pdf | https://www.unikeyic.com/products/plug-in-connectors/3061583/25546850.html
3061596 | PHOENIX CONTACT | 50: 11.1175 | Phoenix,plug-in parts,PP-H6/4,Phoenix Contact Plug-in terminal blocks plug, PP-H 6/ 4series, 1 kV, Push-in type | [10 empty] | Gray |  |  |  |  | - | [5 empty] | 41A | 40 A |  |  |  | Interlocking (Side) | [6 empty] | Polyamide (PA), Nylon |  | - |  | 1.941" (49.30mm) |  |  |  | UL94 V-0 | 1 (Unlimited) |  |  | Free Hanging (In-Line) |  | 1 |  | 4 |  | - |  | Bulk |  |  | - |  | 180° | 4 |  |  | 3877265 |  | CLIPLINE COMBI PP-H | [10 empty] | Screwless - Push-In Spring |  |  | - |  | 1 kV | 600 V |  |  |  | 8-20 AWG | 0.5-10mm² | 12mm | 3473 | https://www.unikeyic.com/media/datasheet/c4/b5/dd42/c4/c15bd7fe64a6db80146738fe3a61f423.pdf | https://www.unikeyic.com/products/plug-in-connectors/3061596/130703.html
3061606 | PHOENIX CONTACT | 1: 17.4427 | Phoenix Contact PP-H 6/5 Pluggable Terminal Block, Plug, PP-H 6/5 Series, 1 kV, Push-In | [10 empty] | Gray |  |  |  |  | - | [5 empty] | 41A | 40 A |  |  |  | Interlocking (Side) | [6 empty] | Polyamide (PA), Nylon |  | - |  | 1.941" (49.30mm) |  |  |  | UL94 V-0 | 1 (Unlimited) |  |  | Free Hanging (In-Line) |  | 1 |  | 5 |  | - |  | Bulk |  |  | - |  | 180° | 5 |  |  | 3877255 |  | CLIPLINE COMBI PP-H | [10 empty] | Screwless - Push-In Spring |  |  | - |  | 1 kV | 600 V |  |  |  | 8-20 AWG | 0.5-10mm² | 12mm | 45 | https://www.unikeyic.com/media/datasheet/fc/2b/5e85/fc/f6742ef593ad7ae629163c81658b3018.pdf | https://www.unikeyic.com/products/plug-in-connectors/3061606/3761547.html
3061619 | PHOENIX CONTACT | 1: 16.1472 | Phoenix,plug-in parts,PP-H6/6,Phoenix Contact 8.2 mmSpacing pluggable terminal blocks plug, PP-H 6/ 6series, 1 kV, Push-in type, grey | [10 empty] | Gray |  |  |  |  | - | [5 empty] | 41A | 40 A |  |  |  | Interlocking (Side) | [6 empty] | Polyamide (PA), Nylon |  | - |  | 1.941" (49.30mm) |  |  |  | UL94 V-0 | 1 (Unlimited) |  |  | Free Hanging (In-Line) |  | 1 |  | 6 |  | - |  | Bulk |  |  | - |  | 180° | 6 |  |  |  |  | CLIPLINE COMBI PP-H | [10 empty] | Screwless - Push-In Spring |  |  | - |  | 1 kV | 600 V |  |  |  | 8-20 AWG | 0.5-10mm² | 12mm | 1280 | https://www.unikeyic.com/media/datasheet/24/f9/3315/24/86ba4140f40b0acb632bc00a13212cf0.pdf | https://www.unikeyic.com/products/plug-in-connectors/3061619/357126.html
3061680 | PHOENIX CONTACT | 1: 4.721 | Phoenix,plug-in parts,PP-H6/1-LGNYE,Phoenix Contact Plug-in terminal blocks plug, PP-H 6/ 1-L GNYEseries, 1 kV, Push-in type | [10 empty] | Green, Yellow |  |  |  |  | - | [5 empty] | 41A | 40 A |  |  |  | Interlocking (Side) | [6 empty] | Polyamide (PA), Nylon |  | - |  | 1.941" (49.30mm) |  |  |  | UL94 V-0 | 1 (Unlimited) |  |  | Free Hanging (In-Line) |  | 1 |  | 1 |  | - |  | Bulk |  |  | - |  | 180° | 1 |  |  |  |  | CLIPLINE COMBI PP-H | [10 empty] | Screwless - Push-In Spring |  |  | - |  | 1 kV | 600 V |  |  |  | 8-20 AWG | 0.5-10mm² | 12mm | 15 | https://www.unikeyic.com/media/datasheet/31/e4/397f/31/3d2b95022b8b3d8aa58b958c06bbfa20.pdf | https://www.unikeyic.com/products/plug-in-connectors/3061680/10254740.html
3061729 | PHOENIX CONTACT | 1: 3.8716 | Phoenix,plug-in parts,PP-H6/1-R,Phoenix Contact Plug-in terminal blocks plug, PP-H 6/ 1-Rseries, 1 kV, Push-in type, grey | [10 empty] | Gray |  |  |  |  | - | [5 empty] | 41A | 40 A |  |  |  | Interlocking (Side) | [6 empty] | Polyamide (PA), Nylon |  | - |  | 1.941" (49.30mm) |  |  |  | UL94 V-0 | 1 (Unlimited) |  |  | Free Hanging (In-Line) |  | 1 |  | 1 |  | - |  | Bulk |  |  | - |  | 180° | 1 |  |  |  |  | CLIPLINE COMBI PP-H | [10 empty] | Screwless - Push-In Spring |  |  | - |  | 1 kV | 600 V |  |  |  | 8-20 AWG | 0.5-10mm² | 12mm | 800 | https://www.unikeyic.com/media/datasheet/32/53/72f6/32/2f2adaaec32c1b868e3df7f4fba03262.pdf | https://www.unikeyic.com/products/plug-in-connectors/3061729/3750873.html
3061761 | PHOENIX CONTACT | 1: 3.913 | Phoenix,Straight-through terminal block,PT6/1PBU,Phoenix Straight-through terminal block , PT 6/1P BUseries, single layer, Blue, Plug-in termination, 41A | [21 empty] | 41 A | 40 A |  |  |  | - |  |  |  | 2.008" (51.00mm) | Blue | [6 empty] | 2.272" (57.70mm) |  |  | UL94 V-0 | 1 (Unlimited) |  |  | DIN Rail |  | 1 |  | 2 |  | - |  | Bulk | [8 empty] | 4458209 |  | CLIPLINE PT | [6 empty] | 12mm |  | 8.2mm |  | Plug Receptacles, Push In, Spring |  |  |  |  | 1 kV | 600 V |  |  |  | 8-20 AWG | 0.5-10mm² |  | 330 | https://www.unikeyic.com/media/datasheet/55/d7/6659/55d76659d574e614299f008949134840.pdf | https://www.unikeyic.com/products/plug-in-connectors/3061761/902571.html
3061826 | PHOENIX CONTACT | 50: 5.2711 | Phoenix Contact PT6-QUATTRO/2P Terminal Block, Single Layer, Gray, Insertion Termination, 41A | [21 empty] | 41 A | 40 A |  |  |  | - |  |  |  | 2.008" (51.00mm) | Gray | [6 empty] | 3.929" (99.80mm) |  |  | UL94 V-0 | Not Applicable |  |  | DIN Rail |  | 1 |  | 4 |  | - |  | Bulk | [10 empty] | CLIPLINE PT | [6 empty] | 12mm |  | 8.2mm |  | Plug Receptacles, Push In, Spring |  |  |  |  | 1 kV | 600 V |  |  |  | 8-20 AWG | 0.5-10mm² |  | 844 | https://www.unikeyic.com/media/datasheet/65/f8/fa64/65/695fe8f50d1900691885712c2aeb87f0.pdf | https://www.unikeyic.com/products/plug-in-connectors/3061826/31107764.html
3061868 | PHOENIX CONTACT | 10: 18.3153 100: 17.9256 | Phoenix Contact PP-H 1.5/S/18 Pluggable Terminal Block, Plug, 500V, Push-In | [24 empty] | 3061868 PHOENIX CONTACT | [14 empty] | 16.5mm*63mm*31.3mm | [48 empty] | 1000 | https://www.unikeyic.com/media/datasheet/62/d7/a3e2/62/ed77e86d4c342ea37d3d2df3690cc4d1.pdf | https://www.unikeyic.com/products/plug-in-connectors/3061868/952699.html
3061965 | PHOENIX CONTACT | 10: 25.9463 100: 25.3943 | Phoenix Contact Pluggable Terminal Block PP-H 1.5/S/25 (24GY/1GNYE) | [24 empty] | 3061965 PHOENIX CONTACT | [14 empty] | 16.5mm(Length)*87.5mm(width) | [48 empty] | 1000 | https://www.unikeyic.com/media/datasheet/a5/f1/9f13/a5/a9126a48cda08a5202152a015d3f257b.pdf | https://www.unikeyic.com/products/plug-in-connectors/3061965/23201896.html
3062919 | PHOENIX CONTACT | 50: 2.6658 500: 2.6091 | Phoenix,plug-in parts,SP2,5/2OG, | [24 empty] | 3062919 PHOENIX CONTACT | [14 empty] | 15.8mm(Length)*10.4mm(width) | [48 empty] | 5000 | https://www.unikeyic.com/media/datasheet/1b/f1/8151/1bf181511325c4a9d3a8f07d0e05f5a9.pdf | https://www.unikeyic.com/products/plug-in-connectors/3062919/5383700.html
3070331 | PHOENIX CONTACT | 50: 11.888 500: 11.6351 | Phoenix,Straight-through terminal block,USSTD6/SP,Phoenix Straight-through terminal block , USSTD 6/SPseries, single layer, grey, Screw-down terminations | [88 empty] | 5000 | https://www.unikeyic.com/media/about_us/Unikey_ISO_9001_Certification.pdf | https://www.unikeyic.com/products/plug-in-connectors/3070331/9707128.html
3070435 | PHOENIX CONTACT | 50: 6.6409 | Phoenix Contact Pluggable Terminal Block VBSTB4-FS (6-2 Series), 8-0, 8, Single Layer, Gray, Screw Termination | [10 empty] | Gray | [10 empty] | 32 A | 20 A |  |  |  | - | [14 empty] | UL94 V-0 | 1 (Unlimited) |  |  |  |  | 1 |  | 4 |  |  |  | Bulk | [8 empty] | 5197431 |  | CLIPLINE VBSTB | [6 empty] | 8mm |  | 6.2mm |  | Screw, Tab |  |  |  |  | 800V | 300V |  |  |  | 10-30 AWG | 0.2-4mm² |  | 100 | https://www.unikeyic.com/media/datasheet/13/d4/570b/13/94cf8f245959ebc354f11d8a9b6addc2.pdf | https://www.unikeyic.com/products/plug-in-connectors/3070435/10054281.html
3072340 | PHOENIX CONTACT | 10: 0.954 | Phoenix Contact Pluggable Bridge EB1/3/5/7-8, Insertion Bridge, EB 1/3/5/7-8 Series, for DIN Rail Terminal Blocks | [10 empty] | Gray |  |  | - |  | - | [11 empty] | - | [14 empty] | Not Applicable | [6 empty] | 4 |  |  |  | Bulk |  |  | 0.646" (16.40mm) | [5 empty] | 7558528 |  | - | [7 empty] | Flat Pins - Angled | [15 empty] | 400 | https://www.unikeyic.com/media/datasheet/19/06/83c1/19/b3a45228add6944610710764563c5601.pdf | https://www.unikeyic.com/products/plug-in-connectors/3072340/1255725.html
3100020 | PHOENIX CONTACT | 17: 6.534 | Phoenix Contact MTKD-P/P Terminal Block, Breakout, Single Layer, Gray, Screw, 16A | [10 empty] | Gray | [10 empty] | 16 A | 10 A |  |  |  | - | [14 empty] | UL94 V-0 | 1 (Unlimited) |  |  |  |  | 1 |  | 2 |  |  |  | Bulk | [10 empty] | CLIPLINE MTKD | [6 empty] | 7mm |  | 5.2mm |  | Screw |  |  |  |  | 400V | 300V |  |  |  | 12-28 AWG | 0.2-4mm² |  | 50 | https://www.unikeyic.com/media/datasheet/c9/19/e160/c9/1d31fe1341b08468fdc79a0ce559f362.pdf | https://www.unikeyic.com/products/plug-in-connectors/3100020/31352996.html
3118151 | PHOENIX CONTACT | 100: 1.0357 | Phoenix Contact EBS2-8 Jumping Block, DIN Rail Terminal Block | [10 empty] | Gray |  |  | - |  | Copper | [11 empty] | CLIPLINE UK Series | [14 empty] | 1 (Unlimited) | [6 empty] | 2 |  |  |  | Bulk |  |  | 0.315" (8.00mm) | [5 empty] | 2525424 |  | CLIPLINE | [7 empty] | Flat Pins - Angled | [15 empty] | 1055 | https://www.unikeyic.com/media/datasheet/eb/3c/b6f7/eb3cb6f73a90ad74310555f1584e08e1.pdf | https://www.unikeyic.com/products/plug-in-connectors/3118151/23286798.html
3208198 | PHOENIX CONTACT | 50: 4.0546 500: 3.9683 | Phoenix,Straight-through terminal block,PT1,5/S-QUATTRO-LA24RD,Phoenix Straight-through terminal block , PT 1.5/S-QUATTRO-LA 24 RDseries, single layer, grey, Push-in termination, 10A | [24 empty] | 3208198 PHOENIX CONTACT | [14 empty] | 63.2mm*3.5mm*30.5mm | [10 empty] | 130℃~130℃ | [37 empty] | 5000 | https://www.unikeyic.com/media/datasheet/f0/53/06ee/f0/a73264293795cdf215da959da44537b5.pdf | https://www.unikeyic.com/products/plug-in-connectors/3208198/33244576.html
3208582 | PHOENIX CONTACT | 1: 0.7035 | Phoenix Contact PT1.5/S/1P Terminal Block, PT 1 Series, Gray, Push-In, 17.5A | [21 empty] | 17.5 A | 5 A |  |  |  | - |  |  |  | 1.555" (39.50mm) | Gray | [6 empty] | 1.811" (46.00mm) |  |  | UL94 V-0 | 1 (Unlimited) |  |  | DIN Rail |  | 1 |  | 2 |  | - |  | Bulk | [10 empty] | CLIPLINE PT | [6 empty] | 8mm |  | 3.5mm |  | Plug Receptacles, Push In, Spring |  |  |  |  | 500 V | 600 V |  |  |  | 14-26 AWG | 0.14-1.5mm² |  | 231 | https://www.unikeyic.com/media/datasheet/24/8d/cf23/24/9e08348427508cfe94acdadddc72d0ef.pdf | https://www.unikeyic.com/products/plug-in-connectors/3208582/24217532.html
3208595 | PHOENIX CONTACT | 1: 0.7634 | Phoenix,Straight-through terminal block,PT1,5/S/1PBU,Phoenix Straight-through terminal block , PT 1series, Blue, screw termination, 17.5A | [21 empty] | 17.5 A | 5 A |  |  |  | - |  |  |  | 1.555" (39.50mm) | Blue | [6 empty] | 1.811" (46.00mm) |  |  | UL94 V-0 | 1 (Unlimited) |  |  | DIN Rail |  | 1 |  | 2 |  | - |  | Bulk | [10 empty] | CLIPLINE PT | [6 empty] | 8mm |  | 3.5mm |  | Plug Receptacles, Push In, Spring |  |  |  |  | 500 V | 600 V |  |  |  | 14-26 AWG | 0.14-1.5mm² |  | 100 | https://www.unikeyic.com/media/datasheet/c8/ab/74ee/c8ab74eeff6b2ba05930e42bfeba4758.pdf | https://www.unikeyic.com/products/plug-in-connectors/3208595/31063105.html
3208720 | PHOENIX CONTACT | 10: 66.3837 100: 64.9713 | Phoenix,plug-in parts,UP4-4CT,Phoenix Contact 8pPlug-in terminal blocks plug, UP 4-4CTseries, 320 V, Tighten the screws, grey | [10 empty] | Gray | [10 empty] | 15A |  |  |  |  | Mating Flange | [15 empty] | 1 (Unlimited) |  |  | Free Hanging (In-Line) |  | 2 |  | 8 |  | -50°C ~ 100°C |  | Bulk |  |  | - |  | 180° | 4 |  |  |  |  | CLIPLINE COMBI UT | [10 empty] | Bolt and Nut |  |  |  |  | 320 V |  |  |  |  | 10-26 AWG | 0.14-6mm² |  | 1000 | https://www.unikeyic.com/media/datasheet/d1/1f/28a9/d1/93460f31a537ab15abe7d2a76ae96a4a.pdf | https://www.unikeyic.com/products/plug-in-connectors/3208720/26160507.html
3208721 | PHOENIX CONTACT | 10: 66.4116 100: 64.9986 | Phoenix,plug-in parts,UP4-4VT,Phoenix Contact 8pPlug-in terminal blocks plug, UP 4-4VTseries, 320 V, Tighten the screws, grey | [10 empty] | Gray | [10 empty] | 15A |  |  |  |  | Mating Flange | [15 empty] | 1 (Unlimited) |  |  | Free Hanging (In-Line) |  | 2 |  | 8 |  | -50°C ~ 100°C |  | Bulk |  |  | - |  | 180° | 4 |  |  |  |  | CLIPLINE COMBI UT | [10 empty] | Bolt and Nut |  |  |  |  | 320 V |  |  |  |  | 10-26 AWG | 0.14-6mm² |  | 1000 | https://www.unikeyic.com/media/datasheet/ad/14/f4ee/ad/98a48ca1cb3e2c4bdd587e146062a48f.pdf | https://www.unikeyic.com/products/plug-in-connectors/3208721/1739515.html
3208722 | PHOENIX CONTACT | 1: 131.2937 | Phoenix,plug-in parts,UP4-5CT,Phoenix Terminal Block Plug, Terminal Insert, UP 4-5CTseries, used fordin Guide rail, Plug-in Base Strip | [43 empty] | Through hole mounting | [44 empty] | 183 | https://www.unikeyic.com/media/about_us/Unikey_ISO_9001_Certification.pdf | https://www.unikeyic.com/products/plug-in-connectors/3208722/25776430.html
3208734 | PHOENIX CONTACT | 10: 205.7144 100: 201.3375 | Phoenix,plug-in parts,BP4-5VT,Phoenix Terminal Block Plug, Terminal Insert, BP 4-5VTseries, used forDin Guide rail, Plug-in Base Strip | [10 empty] | Gray | [10 empty] | 30A |  |  |  |  | Mating Flange | [15 empty] | 1 (Unlimited) |  |  | Free Hanging (In-Line) |  | 2 |  | 10 |  | -50°C ~ 100°C |  | Bulk |  |  | 0.240" (6.10mm) |  | 180° | 5 |  |  | 6161990 |  | CLIPLINE COMBI UT | [10 empty] | Bolt and Nut |  |  |  |  | 320 V |  |  |  |  | 14-20 AWG | 0.5-2.5mm² |  | 1000 | https://www.unikeyic.com/media/datasheet/e2/ad/231f/e2/217af490c69201bdd2ca386d7125ab1a.pdf | https://www.unikeyic.com/products/plug-in-connectors/3208734/1278114.html
3208812 | PHOENIX CONTACT | 1: 104.6489 | Phoenix,plug-in parts,UP4-CUS/1CT-4VT, | [88 empty] | 30 | https://www.unikeyic.com/media/about_us/Unikey_ISO_9001_Certification.pdf | https://www.unikeyic.com/products/plug-in-connectors/3208812/10337155.html
3209539 | PHOENIX CONTACT | 50: 5.2165 500: 5.1055 | Phoenix Contact PTU4-MTD Terminal Block, Straight | [24 empty] | 3209539 PHOENIX CONTACT | [14 empty] | 71mm(Length)*6.2mm(width) | [48 empty] | 5000 | https://www.unikeyic.com/media/datasheet/6e/3e/e477/6e3ee4778f0168dba3bcc68a48273cc3.pdf | https://www.unikeyic.com/products/plug-in-connectors/3209539/26671927.html
3209646 | PHOENIX CONTACT | 1: 0.9486 | Phoenix Contact Straight Terminal Block PT2,5-TWIN/1PBU PT 2 Series Blue Push-In Termination 24A | [21 empty] | 24 A | 20 A |  |  |  | - |  |  |  | 1.732" (44.00mm) | Blue | [6 empty] | 2.382" (60.50mm) |  |  | UL94 V-0 | 1 (Unlimited) |  |  | DIN Rail |  | 1 |  | 3 |  | - |  | Bulk | [10 empty] | CLIPLINE PT | [6 empty] | 10mm |  | 5.2mm |  | Plug Receptacles, Push In, Spring |  |  |  |  | 500 V | 300 V |  |  |  | 12-26 AWG | 0.14-4mm² |  | 50 | https://www.unikeyic.com/media/datasheet/0d/e5/b941/0de5b941379ef55de5e88a646c13e513.pdf | https://www.unikeyic.com/products/plug-in-connectors/3209646/5377103.html
3209675 | PHOENIX CONTACT | 50: 2.2792 | Phoenix,Straight-through terminal block,PT2,5-QUATTRO/2PBU,Phoenix Straight-through terminal block , PT 2.5-QUATTRO/2P BUseries, single layer, Blue, Plug-in termination, 24A | [21 empty] | 24 A | 20 A |  |  |  | - |  |  |  | 1.732" (44.00mm) | Blue | [6 empty] | 3.189" (81.00mm) |  |  | UL94 V-0 | Not Applicable |  |  | DIN Rail |  | 1 |  | 4 |  | - |  | Bulk | [10 empty] | CLIPLINE PT | [6 empty] | 10mm |  | 5.2mm |  | Plug Receptacles, Push In, Spring |  |  |  |  | 500 V | 300 V |  |  |  | 12-26 AWG | 0.14-4mm² |  | 146 | https://www.unikeyic.com/media/datasheet/a0/d8/cf21/a0/bcc04da616f8515f7e68006dad67d61c.pdf | https://www.unikeyic.com/products/plug-in-connectors/3209675/6725890.html
3209866 | PHOENIX CONTACT | 1: 1.0129 | Phoenix,plug-in parts,PP-H2,5/1,Phoenix Contact 1pPlug-in terminal blocks plug, PP-H 2.5/ 1series, 500 V, Push-in type, grey | [10 empty] | Gray |  |  |  |  | - | [5 empty] | 24A | 20 A |  |  |  | - | [6 empty] | Polyamide (PA), Nylon |  | - |  | 1.535" (39.00mm) |  |  |  | UL94 V-0 | 1 (Unlimited) |  |  | Free Hanging (In-Line) |  | 1 |  | 1 |  | - |  | Bulk |  |  | - |  | 180° | 1 |  |  |  |  | CLIPLINE COMBI PP-H | [10 empty] | Screwless - Push-In Spring |  |  | - |  | 500 V | 300 V |  |  |  | 12-26 AWG | 0.14-4mm² | 10mm | 15 | https://www.unikeyic.com/media/datasheet/3d/28/a42b/3d28a42b53ae9add10685e763d7ef430.pdf | https://www.unikeyic.com/products/plug-in-connectors/3209866/24893122.html
3209879 | PHOENIX CONTACT | 50: 2.6467 | Phoenix Contact PP-H 2.5/2 Pluggable Terminal Block, Plug, 500V, Push-In, Gray | [10 empty] | Gray |  |  |  |  | - | [5 empty] | 24A | 20 A |  |  |  | - | [6 empty] | Polyamide (PA), Nylon |  | - |  | 1.535" (39.00mm) |  |  |  | UL94 V-0 | 1 (Unlimited) |  |  | Free Hanging (In-Line) |  | 1 |  | 2 |  | - |  | Bulk |  |  | - |  | 180° | 2 |  |  |  |  | CLIPLINE COMBI PP-H | [10 empty] | Screwless - Push-In Spring |  |  | - |  | 500 V | 300 V |  |  |  | 12-26 AWG | 0.14-4mm² | 10mm | 1192 | https://www.unikeyic.com/media/datasheet/55/63/3ec2/55633ec291835e51596e7d2734a41103.pdf | https://www.unikeyic.com/products/plug-in-connectors/3209879/17652157.html
3209882 | PHOENIX CONTACT | 1: 2.1 | Phoenix,plug-in parts,PP-H2,5/3,Conn Terminal Block F 1 POS ST Cable Mount 24A | [10 empty] | Gray |  |  |  |  | - | [5 empty] | 24A | 20 A |  |  |  | - | [6 empty] | Polyamide (PA), Nylon |  | - |  | 1.535" (39.00mm) |  |  |  | UL94 V-0 | 1 (Unlimited) |  |  | Free Hanging (In-Line) |  | 1 |  | 3 |  | - |  | Bulk |  |  | - |  | 180° | 3 |  |  |  |  | CLIPLINE COMBI PP-H | [10 empty] | Screwless - Push-In Spring |  |  | - |  | 500 V | 300 V |  |  |  | 12-26 AWG | 0.14-4mm² | 10mm | 4 | https://www.unikeyic.com/media/datasheet/b5/49/f40e/b549f40e4a37c4d850d2145712719bc7.pdf | https://www.unikeyic.com/products/plug-in-connectors/3209882/25312654.html
3209895 | PHOENIX CONTACT | 1: 5.6624 10: 4.9829 100: 4.9829 250: 4.8923 500: 4.8923 | Phoenix Contact PP-H 2.5/4 Series, 4P Pluggable Terminal Block, Plug, Push-In, 500V, Gray | [10 empty] | Gray |  |  |  |  | - | [5 empty] | 24A | 20 A |  |  |  | - | [6 empty] | Polyamide (PA), Nylon |  | - |  | 1.535" (39.00mm) |  |  |  | UL94 V-0 | 1 (Unlimited) |  |  | Free Hanging (In-Line) |  | 1 |  | 4 |  | - |  | Bulk |  |  | - |  | 180° | 4 |  |  |  |  | CLIPLINE COMBI PP-H | [10 empty] | Screwless - Push-In Spring |  |  | - |  | 500 V | 300 V |  |  |  | 12-26 AWG | 0.14-4mm² | 10mm | 85 | https://www.unikeyic.com/media/datasheet/34/24/50ff/342450ff19afee48524debc17831612b.pdf | https://www.unikeyic.com/products/plug-in-connectors/3209895/33975897.html
3209905 | PHOENIX CONTACT | 50: 5.8464 | Phoenix,plug-in parts,PP-H2,5/5,Conn Terminal Block F 5 POS ST Cable Mount 24A | [10 empty] | Gray |  |  |  |  | - | [5 empty] | 24A | 20 A |  |  |  | - | [6 empty] | Polyamide (PA), Nylon |  | - |  | 1.535" (39.00mm) |  |  |  | UL94 V-0 | 1 (Unlimited) |  |  | Free Hanging (In-Line) |  | 1 |  | 5 |  | - |  | Bulk |  |  | - |  | 180° | 5 |  |  |  |  | CLIPLINE COMBI PP-H | [10 empty] | Screwless - Push-In Spring |  |  | - |  | 500 V | 300 V |  |  |  | 12-26 AWG | 0.14-4mm² | 10mm | 201 | https://www.unikeyic.com/media/datasheet/ba/85/8d22/ba858d224691db01e58c25aa1f18d7e0.pdf | https://www.unikeyic.com/products/plug-in-connectors/3209905/25535029.html
3209918 | PHOENIX CONTACT | 25: 6.5962 | Phoenix Contact PP-H 2.5/6 Pluggable Terminal Block Header, Push-In, 500V, Gray | [10 empty] | Gray |  |  |  |  | - | [5 empty] | 24A | 20 A |  |  |  | - | [6 empty] | Polyamide (PA), Nylon |  | - |  | 1.535" (39.00mm) |  |  |  | UL94 V-0 | 1 (Unlimited) |  |  | Free Hanging (In-Line) |  | 1 |  | 6 |  | - |  | Bulk |  |  | - |  | 180° | 6 |  |  |  |  | CLIPLINE COMBI PP-H | [10 empty] | Screwless - Push-In Spring |  |  | - |  | 500 V | 300 V |  |  |  | 12-26 AWG | 0.14-4mm² | 10mm | 872 | https://www.unikeyic.com/media/datasheet/88/a9/c13d/88a9c13d51e837fd49f9091e2f6ac8d0.pdf | https://www.unikeyic.com/products/plug-in-connectors/3209918/30227780.html
3209921 | PHOENIX CONTACT | 1: 8.211 | Phoenix Contact PP-H2.5/7 Pluggable Terminal Block, 7 POS, ST Cable Mount, 24A | [10 empty] | Gray |  |  |  |  | - | [5 empty] | 24A | 20 A |  |  |  | - | [6 empty] | Polyamide (PA), Nylon |  | - |  | 1.535" (39.00mm) |  |  |  | UL94 V-0 | 1 (Unlimited) |  |  | Free Hanging (In-Line) |  | 1 |  | 7 |  | - |  | Bulk |  |  | - |  | 180° | 7 |  |  | 3603904 |  | CLIPLINE COMBI PP-H | [10 empty] | Screwless - Push-In Spring |  |  | - |  | 500 V | 300 V |  |  |  | 12-26 AWG | 0.14-4mm² | 10mm | 75 | https://www.unikeyic.com/media/datasheet/76/cd/3ac3/76/303e9bdbd9c854ed6e61d5625561cd76.pdf | https://www.unikeyic.com/products/plug-in-connectors/3209921/3742536.html
3209934 | PHOENIX CONTACT | 25: 8.9979 | Phoenix Contact PP-H 2.5/8 Series 8P Pluggable Terminal Block Plug 500V Push-In Gray | [10 empty] | Gray |  |  |  |  | - | [5 empty] | 24A | 20 A |  |  |  | - | [6 empty] | Polyamide (PA), Nylon |  | - |  | 1.535" (39.00mm) |  |  |  | UL94 V-0 | 1 (Unlimited) |  |  | Free Hanging (In-Line) |  | 1 |  | 8 |  | - |  | Bulk |  |  | - |  | 180° | 8 |  |  |  |  | CLIPLINE COMBI PP-H | [10 empty] | Screwless - Push-In Spring |  |  | - |  | 500 V | 300 V |  |  |  | 12-26 AWG | 0.14-4mm² | 10mm | 32 | https://www.unikeyic.com/media/datasheet/ca/e1/6ee7/cae16ee71aa31fb5d3a5f3495de7c41d.pdf | https://www.unikeyic.com/products/plug-in-connectors/3209934/12807954.html
3209947 | PHOENIX CONTACT | 25: 10.0929 | Phoenix,plug-in parts,PP-H2,5/9,Phoenix Contact Plug-in terminal blocks plug, PP - H 2series | [10 empty] | Gray |  |  |  |  | - | [5 empty] | 24A | 20 A |  |  |  | - | [6 empty] | Polyamide (PA), Nylon |  | - |  | 1.535" (39.00mm) |  |  |  | UL94 V-0 | 1 (Unlimited) |  |  | Free Hanging (In-Line) |  | 1 |  | 9 |  | - |  | Bulk |  |  | - |  | 180° | 9 |  |  |  |  | CLIPLINE COMBI PP-H | [10 empty] | Screwless - Push-In Spring |  |  | - |  | 500 V | 300 V |  |  |  | 12-26 AWG | 0.14-4mm² | 10mm | 294 | https://www.unikeyic.com/media/datasheet/b0/f2/b168/b0f2b1684dbe65ad8f4c3c9d6c7c30c0.pdf | https://www.unikeyic.com/products/plug-in-connectors/3209947/34403834.html
3209963 | PHOENIX CONTACT | 1: 14.8417 | Phoenix,plug-in parts,PP-H2,5/11, | [10 empty] | Gray |  |  |  |  | - | [5 empty] | 24A | 20 A |  |  |  | - | [6 empty] | Polyamide (PA), Nylon |  | - |  | 1.535" (39.00mm) |  |  |  | UL94 V-0 | 1 (Unlimited) |  |  | Free Hanging (In-Line) |  | 1 |  | 11 |  | - |  | Bulk |  |  | - |  | 180° | 11 |  |  |  |  | CLIPLINE COMBI PP-H | [10 empty] | Screwless - Push-In Spring |  |  | - |  | 500 V | 300 V |  |  |  | 12-26 AWG | 0.14-4mm² | 10mm | 10 | https://www.unikeyic.com/media/datasheet/54/21/9c63/54/9df9cc0d580522dc976a03cd15b6ebb8.pdf | https://www.unikeyic.com/products/plug-in-connectors/3209963/29297778.html
3209992 | PHOENIX CONTACT | 1: 16.6892 | Phoenix,plug-in parts,PP-H2,5/14, | [10 empty] | Gray |  |  |  |  | - | [5 empty] | 24A | 20 A |  |  |  | - | [6 empty] | Polyamide (PA), Nylon |  | - |  | 1.535" (39.00mm) |  |  |  | UL94 V-0 | 1 (Unlimited) |  |  | Free Hanging (In-Line) |  | 1 |  | 14 |  | - |  | Bulk |  |  | - |  | 180° | 14 |  |  | 4472858 |  | CLIPLINE COMBI PP-H | [10 empty] | Screwless - Push-In Spring |  |  | - |  | 500 V | 300 V |  |  |  | 12-26 AWG | 0.14-4mm² | 10mm | 160 | https://www.unikeyic.com/media/datasheet/46/6d/3276/46/910e614d7cc8ca4b058aa2a15b743dc3.pdf | https://www.unikeyic.com/products/plug-in-connectors/3209992/19131400.html
3210004 | PHOENIX CONTACT | 1: 15.661 | Phoenix Contact Pluggable Terminal Block PP-H2 5/15 | [10 empty] | Gray |  |  |  |  | - | [5 empty] | 24A | 20 A |  |  |  | - | [6 empty] | Polyamide (PA), Nylon |  | - |  | 1.535" (39.00mm) |  |  |  | UL94 V-0 | 1 (Unlimited) |  |  | Free Hanging (In-Line) |  | 1 |  | 15 |  | - |  | Bulk |  |  | - |  | 180° | 15 |  |  |  |  | CLIPLINE COMBI PP-H | [10 empty] | Screwless - Push-In Spring |  |  | - |  | 500 V | 300 V |  |  |  | 12-26 AWG | 0.14-4mm² | 10mm | 10 | https://www.unikeyic.com/media/datasheet/54/47/6a10/5f/f0626166aaa2711f590e3d17c66fe48b.pdf | https://www.unikeyic.com/products/plug-in-connectors/3210004/23295671.html
3210020 | PHOENIX CONTACT | 1: 1.6815 | Phoenix Contact PP-H2,5/1GNYE Pluggable Terminal Block Header, PP-H2 Series | [10 empty] | Green, Yellow |  |  |  |  | - | [5 empty] | 24A | 20 A |  |  |  | - | [6 empty] | Polyamide (PA), Nylon |  | - |  | 1.535" (39.00mm) |  |  |  | UL94 V-0 | 1 (Unlimited) |  |  | Free Hanging (In-Line) |  | 1 |  | 1 |  | - |  | Bulk |  |  | - |  | 180° | 1 |  |  | 4472859 |  | CLIPLINE COMBI PP-H | [10 empty] | Screwless - Push-In Spring |  |  | - |  | 500 V | 300 V |  |  |  | 12-26 AWG | 0.14-4mm² | 10mm | 147 | https://www.unikeyic.com/media/datasheet/ed/57/a7c2/ed/87bbed74f75c31e04ae19f4ba51f65d9.pdf | https://www.unikeyic.com/products/plug-in-connectors/3210020/11537461.html
3210033 | PHOENIX CONTACT | 1: 0.7072 | Phoenix,Straight-through terminal block,PT2,5/1P,Phoenix Straight-through terminal block , PT 2.5/1Pseries, single layer, grey, Plug-in termination, 24A | [21 empty] | 24 A | 20 A |  |  |  | - |  |  |  | 1.732" (44.00mm) | Gray | [6 empty] | 1.909" (48.50mm) |  |  | UL94 V-0 | 1 (Unlimited) |  |  | DIN Rail |  | 1 |  | 2 |  | - |  | Bulk | [8 empty] | 2528793 |  | CLIPLINE PT | [6 empty] | 10mm |  | 5.2mm |  | Plug Receptacles, Push In, Spring |  |  |  |  | 500 V | 300 V |  |  |  | 12-26 AWG | 0.14-4mm² |  | 671 | https://www.unikeyic.com/media/datasheet/9e/c0/b682/9ec0b682178a9193ab9f74c4588a9b53.pdf | https://www.unikeyic.com/products/plug-in-connectors/3210033/28953049.html
3210046 | PHOENIX CONTACT | 50: 1.3957 | Phoenix Contact PT2.5/1PBU Terminal Block, Single Row, Blue, Insertion Termination, 24A | [21 empty] | 24 A | 20 A |  |  |  | - |  |  |  | 1.732" (44.00mm) | Blue | [6 empty] | 1.909" (48.50mm) |  |  | UL94 V-0 | 1 (Unlimited) |  |  | DIN Rail |  | 1 |  | 2 |  | - |  | Bulk | [8 empty] | 2528794 |  | CLIPLINE PT | [6 empty] | 10mm |  | 5.2mm |  | Plug Receptacles, Push In, Spring |  |  |  |  | 500 V | 300 V |  |  |  | 12-26 AWG | 0.14-4mm² |  | 1922 | https://www.unikeyic.com/media/datasheet/4e/d6/7861/4ed67861117e04ecd00e325e2ddf74e1.pdf | https://www.unikeyic.com/products/plug-in-connectors/3210046/2802313.html
3210329 | PHOENIX CONTACT | 5: 1.9492 | Phoenix,Straight-through terminal block,PT1,5/S-QUATTRO-MTDBU,Phoenix Rail type terminal block, CLIPLINE PTseries, grey, Push-in termination, 17.5A | [10 empty] | Blue | [10 empty] | 17.5 A | 10 A |  |  |  | - | [14 empty] | UL94 V-0 | 1 (Unlimited) |  |  |  |  | 1 |  | 4 |  |  |  | Bulk | [8 empty] | 5695341 |  | CLIPLINE PT | [6 empty] | 8mm |  | 3.5mm |  | Push In |  |  |  |  | 400V | 300V |  |  |  | 16-26 AWG | 0.14-1.5mm² |  | 50 | https://www.unikeyic.com/media/datasheet/df/d9/d650/df/7fffe9278dd5d3be07806daa6bba8715.pdf | https://www.unikeyic.com/products/plug-in-connectors/3210329/28843623.html
3210622 | PHOENIX CONTACT | 50: 3.2834 500: 3.2136 | Phoenix Contact SP-H 2.5/2 Pluggable Terminal Block Header, 2P, 500V, Spring Cage, Gray | [10 empty] | Gray |  |  |  |  | - | [5 empty] | 24A | 20 A |  |  |  | - | [6 empty] | Polyamide (PA), Nylon |  | - |  | 1.535" (39.00mm) |  |  |  | UL94 V-0 | 1 (Unlimited) |  |  | Free Hanging (In-Line) |  | 1 |  | 2 |  | - |  | Bulk |  |  | - |  | 180° | 2 |  |  | 3603893 |  | CLIPLINE COMBI SP-H | [10 empty] | Screwless - Spring Cage, Tension Clamp |  |  | - |  | 500 V | 300 V |  |  |  | 12-26 AWG | 0.08-4mm² | 10mm | 5000 | https://www.unikeyic.com/media/datasheet/e9/e0/9dd5/e9e09dd57675020af68428c10ea867ec.pdf | https://www.unikeyic.com/products/plug-in-connectors/3210622/4127288.html
3210635 | PHOENIX CONTACT | 1: 2.3777 | Phoenix,plug-in parts,SP-H2,5/3,Phoenix Contact 3pPlug-in terminal blocks plug, SP-H 2.5/ 3series, 500 V, No screws, grey | [10 empty] | Gray |  |  |  |  | - | [5 empty] | 24A | 20 A |  |  |  | - | [6 empty] | Polyamide (PA), Nylon |  | - |  | 1.535" (39.00mm) |  |  |  | UL94 V-0 | 1 (Unlimited) |  |  | Free Hanging (In-Line) |  | 1 |  | 3 |  | - |  | Bulk |  |  | - |  | 180° | 3 |  |  |  |  | CLIPLINE COMBI SP-H | [10 empty] | Screwless - Spring Cage, Tension Clamp |  |  | - |  | 500 V | 300 V |  |  |  | 12-26 AWG | 0.08-4mm² | 10mm | 50 | https://www.unikeyic.com/media/datasheet/99/b9/ec89/99/fef6647d4c7c8ad8cfddd69d1d5280d9.pdf | https://www.unikeyic.com/products/plug-in-connectors/3210635/4414388.html
3210648 | PHOENIX CONTACT | 50: 4.5291 500: 4.4327 | Phoenix Contact SP-H 2.5/4 Pluggable Terminal Block Header, 500V, Spring, Gray | [10 empty] | Gray |  |  |  |  | - | [5 empty] | 24A | 20 A |  |  |  | - | [6 empty] | Polyamide (PA), Nylon |  | - |  | 1.535" (39.00mm) |  |  |  | UL94 V-0 | 1 (Unlimited) |  |  | Free Hanging (In-Line) |  | 1 |  | 4 |  | - |  | Bulk |  |  | - |  | 180° | 4 |  |  |  |  | CLIPLINE COMBI SP-H | [10 empty] | Screwless - Spring Cage, Tension Clamp |  |  | - |  | 500 V | 300 V |  |  |  | 12-26 AWG | 0.08-4mm² | 10mm | 5000 | https://www.unikeyic.com/media/datasheet/8a/7a/ec32/8a7aec328aec3b2e6366a93eebc2d9ab.pdf | https://www.unikeyic.com/products/plug-in-connectors/3210648/6473021.html
3210651 | PHOENIX CONTACT | 50: 6.3645 500: 6.229 | Phoenix,plug-in parts,SP-H2,5/5,Phoenix Contact 5pPlug-in terminal blocks plug, SP-H 2.5/ 5series, 500 V, Spring type terminal block, grey | [10 empty] | Gray |  |  |  |  | - | [5 empty] | 24A | 20 A |  |  |  | - | [6 empty] | Polyamide (PA), Nylon |  | - |  | 1.535" (39.00mm) |  |  |  | UL94 V-0 | 1 (Unlimited) |  |  | Free Hanging (In-Line) |  | 1 |  | 5 |  | - |  | Bulk |  |  | - |  | 180° | 5 |  |  |  |  | CLIPLINE COMBI SP-H | [10 empty] | Screwless - Spring Cage, Tension Clamp |  |  | - |  | 500 V | 300 V |  |  |  | 12-26 AWG | 0.08-4mm² | 10mm | 5000 | https://www.unikeyic.com/media/datasheet/6f/5c/c77b/6f5cc77bc2ea04afbf32c8bf123f8642.pdf | https://www.unikeyic.com/products/plug-in-connectors/3210651/30626922.html
3210664 | PHOENIX CONTACT | 25: 7.5369 250: 7.3765 | Phoenix,plug-in parts,SP-H2,5/6,Phoenix Terminal Block Plug, Terminal Insert, SP-H 2.5/ 6series, used forDin Guide rail | [10 empty] | Gray |  |  |  |  | - | [5 empty] | 24A | 20 A |  |  |  | - | [6 empty] | Polyamide (PA), Nylon |  | - |  | 1.535" (39.00mm) |  |  |  | UL94 V-0 | 1 (Unlimited) |  |  | Free Hanging (In-Line) |  | 1 |  | 6 |  | - |  | Bulk |  |  | - |  | 180° | 6 |  |  |  |  | CLIPLINE COMBI SP-H | [10 empty] | Screwless - Spring Cage, Tension Clamp |  |  | - |  | 500 V | 300 V |  |  |  | 12-26 AWG | 0.08-4mm² | 10mm | 2500 | https://www.unikeyic.com/media/datasheet/2c/9c/61bd/2c9c61bdf8ecebb6a476f3bdf1c70bd5.pdf | https://www.unikeyic.com/products/plug-in-connectors/3210664/28923860.html
3210680 | PHOENIX CONTACT | 25: 8.5627 250: 8.3805 | Phoenix Contact SP-H 2.5/8 Pluggable Terminal Block Header, 500V, Gray | [10 empty] | Gray |  |  |  |  | - | [5 empty] | 24A | 20 A |  |  |  | - | [6 empty] | Polyamide (PA), Nylon |  | - |  | 1.535" (39.00mm) |  |  |  | UL94 V-0 | 1 (Unlimited) |  |  | Free Hanging (In-Line) |  | 1 |  | 8 |  | - |  | Bulk |  |  | - |  | 180° | 8 |  |  |  |  | CLIPLINE COMBI SP-H | [10 empty] | Screwless - Spring Cage, Tension Clamp |  |  | - |  | 500 V | 300 V |  |  |  | 12-26 AWG | 0.08-4mm² | 10mm | 2500 | https://www.unikeyic.com/media/datasheet/65/b3/505a/65/ec642bbb765af218aa20aff62e79c9dd.pdf | https://www.unikeyic.com/products/plug-in-connectors/3210680/3847482.html
3210703 | PHOENIX CONTACT | 25: 12.1357 250: 11.8775 | Phoenix,plug-in parts,SP-H2,5/10,Phoenix Contact 10pPlug-in terminal blocks plug, SP-H 2.5/10series, 500 V, Spring type terminal block | [10 empty] | Gray |  |  |  |  | - | [5 empty] | 24A | 20 A |  |  |  | - | [6 empty] | Polyamide (PA), Nylon |  | - |  | 1.535" (39.00mm) |  |  |  | UL94 V-0 | 1 (Unlimited) |  |  | Free Hanging (In-Line) |  | 1 |  | 10 |  | - |  | Bulk |  |  | - |  | 180° | 10 |  |  |  |  | CLIPLINE COMBI SP-H | [10 empty] | Screwless - Spring Cage, Tension Clamp |  |  | - |  | 500 V | 300 V |  |  |  | 12-26 AWG | 0.08-4mm² | 10mm | 2500 | https://www.unikeyic.com/media/datasheet/47/f7/547e/47/9642639e53ba463a9760a4cb51ce709c.pdf | https://www.unikeyic.com/products/plug-in-connectors/3210703/16094138.html
3210729 | PHOENIX CONTACT | 10: 13.7373 100: 13.445 | Phoenix Contact SP-H 2.5/12 Pluggable Terminal Block, 12-Pin Plug, 500V, Spring Cage, Gray | [10 empty] | Gray |  |  |  |  | - | [5 empty] | 24A | 20 A |  |  |  | - | [6 empty] | Polyamide (PA), Nylon |  | - |  | 1.535" (39.00mm) |  |  |  | UL94 V-0 | 1 (Unlimited) |  |  | Free Hanging (In-Line) |  | 1 |  | 12 |  | - |  | Bulk |  |  | - |  | 180° | 12 |  |  |  |  | CLIPLINE COMBI SP-H | [10 empty] | Screwless - Spring Cage, Tension Clamp |  |  | - |  | 500 V | 300 V |  |  |  | 12-26 AWG | 0.08-4mm² | 10mm | 1000 | https://www.unikeyic.com/media/datasheet/70/60/4f93/70/1da7ae53a83d0a0c5ddefe49dcd598be.pdf | https://www.unikeyic.com/products/plug-in-connectors/3210729/311217.html
3210758 | PHOENIX CONTACT | 10: 18.4793 100: 18.0861 | Phoenix,plug-in parts,SP-H2,5/15,Phoenix Contact 5.2 mmpitch15pPlug-in terminal blocks plug, SP-H 2.5/15series, 500 V, Spring type terminal block, grey | [10 empty] | Gray |  |  |  |  | - | [5 empty] | 24A | 20 A |  |  |  | - | [6 empty] | Polyamide (PA), Nylon |  | - |  | 1.535" (39.00mm) |  |  |  | UL94 V-0 | 1 (Unlimited) |  |  | Free Hanging (In-Line) |  | 1 |  | 15 |  | - |  | Bulk |  |  | - |  | 180° | 15 |  |  |  |  | CLIPLINE COMBI SP-H | [10 empty] | Screwless - Spring Cage, Tension Clamp |  |  | - |  | 500 V | 300 V |  |  |  | 12-26 AWG | 0.08-4mm² | 10mm | 1000 | https://www.unikeyic.com/media/datasheet/ce/01/afb7/ce/fb2ca06f93526ee87f3652966f5351cb.pdf | https://www.unikeyic.com/products/plug-in-connectors/3210758/7446829.html
3211027 | PHOENIX CONTACT | 50: 1.6818 500: 1.6461 | Phoenix Contact Push-In Terminal Block, PT 2.5/S-QUATTRO CUS Series, 17.5A | [10 empty] | Gray | [10 empty] | 17.5 A |  |  |  |  | - | [14 empty] | UL94 V-0 | Not Applicable |  |  |  |  | 1 |  | 4 |  |  |  | Bulk | [10 empty] | CLIPLINE PT | [6 empty] | - |  | 5.2mm |  | Push In, Spring |  |  |  |  | 500V | - |  |  |  | 12-26 AWG | 0.14-2.5mm² |  | 5000 | https://www.unikeyic.com/media/datasheet/2a/40/3dbf/2a/3e8d7244a0620474fe220aadbc4b8ba4.pdf | https://www.unikeyic.com/products/plug-in-connectors/3211027/7522199.html
3211274 | PHOENIX CONTACT | 50: 1.7412 500: 1.7041 | Phoenix Contact PP2,5/1-M Pluggable Terminal Block Plug, PP 2 Series | [10 empty] | Gray |  |  |  |  | - | [5 empty] | 24A | 20 A |  |  |  | Push Button Actuated | [6 empty] | Polyamide (PA), Nylon |  | - |  | 1.622" (41.20mm) |  |  |  | UL94 V-0 |  |  |  | Free Hanging (In-Line) |  | 1 |  | 1 |  | -60°C ~ 105°C |  | Bulk |  |  | - |  | 180° | 1 |  |  | 17939425 |  | CLIPLINE COMBI PP-H | [10 empty] | Screwless - Leg Spring, Push-In Spring |  |  | - |  | 800 V | 600 V |  |  |  | 12-26 AWG | 0.14-4mm² | 8-10mm | 5000 | https://www.unikeyic.com/media/datasheet/11/6a/07d2/116a07d2c64c83f630c0c3551c9317b6.pdf | https://www.unikeyic.com/products/plug-in-connectors/3211274/25123474.html
3211275 | PHOENIX CONTACT | 50: 1.7656 500: 1.728 | Phoenix,plug-in parts,PP2,5/1-MBU,Plug center element Connection methodPush-in connection Number of connections1 Number of positions1 Cross section 0.14 mm² - 4 mm² | [10 empty] | Blue |  |  |  |  | - | [5 empty] | 24A | 20 A |  |  |  | Push Button Actuated | [6 empty] | Polyamide (PA), Nylon |  | - |  | 1.622" (41.20mm) |  |  |  | UL94 V-0 |  |  |  | Free Hanging (In-Line) |  | 1 |  | 1 |  | -60°C ~ 105°C |  | Bulk |  |  | - |  | 180° | 1 |  |  | 17941340 |  | CLIPLINE COMBI PP-H | [10 empty] | Screwless - Leg Spring, Push-In Spring |  |  | - |  | 800 V | 600 V |  |  |  | 12-26 AWG | 0.14-4mm² | 8-10mm | 5000 | https://www.unikeyic.com/media/datasheet/5c/b5/a5ac/5cb5a5ac4c0563016cd3b49b96658b3e.pdf | https://www.unikeyic.com/products/plug-in-connectors/3211275/26264739.html
3211279 | PHOENIX CONTACT | 50: 1.7656 500: 1.728 | Phoenix,plug-in parts,PP2,5/1-RGNYE,Phoenix Contact Plug-in terminal blocks plug, PP 2series | [10 empty] | Green, Yellow |  |  |  |  | - | [5 empty] | 24A | 20 A |  |  |  | Push Button Actuated | [6 empty] | Polyamide (PA), Nylon |  | - |  | 1.622" (41.20mm) |  |  |  | UL94 V-0 |  |  |  | Free Hanging (In-Line) |  | 1 |  | 1 |  | -60°C ~ 105°C |  | Bulk |  |  | - |  | 180° | 1 |  |  |  |  | CLIPLINE COMBI PP-H | [10 empty] | Screwless - Leg Spring, Push-In Spring |  |  | - |  | 800 V | 600 V |  |  |  | 12-26 AWG | 0.14-4mm² | 8-10mm | 5000 | https://www.unikeyic.com/media/about_us/Unikey_ISO_9001_Certification.pdf | https://www.unikeyic.com/products/plug-in-connectors/3211279/6567475.html
3211937 | PHOENIX CONTACT | 1: 1.0147 | Phoenix Contact Straight Terminal Block PT4/1P Single Layer Gray Push-In 32A | [21 empty] | 32 A | 28 A |  |  |  | - |  |  |  | 1.732" (44.00mm) | Gray | [6 empty] | 2.205" (56.00mm) |  |  | UL94 V-0 | 1 (Unlimited) |  |  | DIN Rail |  | 1 |  | 2 |  | - |  | Box | [10 empty] | CLIPLINE COMBI PT | [6 empty] | 10mm |  | 6.2mm |  | Plug Receptacles, Push In, Spring |  |  |  |  | 800 V | 600 V |  |  |  | 10-24 AWG | 0.2-6mm² |  | 109 | https://www.unikeyic.com/media/datasheet/64/7d/b884/64/1fd753db8b80c2c475616220bc6a8f9d.pdf | https://www.unikeyic.com/products/plug-in-connectors/3211937/26169407.html
3211948 | PHOENIX CONTACT | 50: 2.9345 500: 2.8721 | Phoenix Contact PP-H 4/1-L Pluggable Terminal Block Plug, 800V, Push-In | [10 empty] | Gray | [10 empty] | 32A | 28 A |  |  |  | - | [15 empty] | 1 (Unlimited) |  |  | Free Hanging (In-Line) |  | 1 |  | 1 |  | - |  | Bulk |  |  | - |  | 90° | 1 |  |  |  |  | CLIPLINE COMBI PP-H | [10 empty] | Screwless - Push-In Spring |  |  |  |  | 800 V | 600 V |  |  |  | 10-24 AWG | 0.2-6mm² |  | 5000 | https://www.unikeyic.com/media/datasheet/0a/bd/51e1/0a/7dc052cd995db2c07a2137b10f4e924a.pdf | https://www.unikeyic.com/products/plug-in-connectors/3211948/25149914.html
3211958 | PHOENIX CONTACT | 1: 3.4893 | Phoenix,plug-in parts,PP-H4/1-LGNYE,Phoenix Terminal Block Plug, Terminal Insert, PP-H 4/ 1-L GNYEseries, used forDin Guide rail | [10 empty] | Green, Yellow | [10 empty] | 32A | 28 A |  |  |  | - | [15 empty] | 1 (Unlimited) |  |  | Free Hanging (In-Line) |  | 1 |  | 1 |  | - |  | Bulk |  |  | - |  | 90° | 1 |  |  |  |  | CLIPLINE COMBI PP-H | [10 empty] | Screwless - Push-In Spring |  |  |  |  | 800 V | 600 V |  |  |  | 10-24 AWG | 0.2-6mm² |  | 69 | https://www.unikeyic.com/media/datasheet/10/cd/fc70/10/5c6216da419f606f084809fe11cb49d7.pdf | https://www.unikeyic.com/products/plug-in-connectors/3211958/24313018.html
3211971 | PHOENIX CONTACT | 30: 3.355 | Phoenix,plug-in parts,PP-H4/1-MGNYE,Phoenix Contact Plug-in terminal blocks plug, CLIPLINEseries, 800 V, Push-in type | [10 empty] | Green, Yellow | [10 empty] | 32A | 28 A |  |  |  | - | [15 empty] | 1 (Unlimited) |  |  | Free Hanging (In-Line) |  | 1 |  | 1 |  | - |  | Bulk |  |  | - |  | 90° | 1 |  |  |  |  | CLIPLINE COMBI PP-H | [10 empty] | Screwless - Push-In Spring |  |  |  |  | 800 V | 600 V |  |  |  | 10-24 AWG | 0.2-6mm² |  | 50 | https://www.unikeyic.com/media/datasheet/95/ae/459f/95/fd81858ec4fbe10bd4d3b896237da2f5.pdf | https://www.unikeyic.com/products/plug-in-connectors/3211971/34747807.html
3211977 | PHOENIX CONTACT | 1: 0.9206 | Phoenix Contact PP-H 4/1-R Pluggable Terminal Block Plug, Push-In, 800V | [10 empty] | Gray | [10 empty] | 32A | 28 A |  |  |  | - | [15 empty] | 1 (Unlimited) |  |  | Free Hanging (In-Line) |  | 1 |  | 1 |  | - |  | Bulk |  |  | - |  | 90° | 1 |  |  |  |  | CLIPLINE COMBI PP-H | [10 empty] | Screwless - Push-In Spring |  |  |  |  | 800 V | 600 V |  |  |  | 10-24 AWG | 0.2-6mm² |  | 4 | https://www.unikeyic.com/media/datasheet/f9/45/1b06/f9/fa1de82b97b5e51fed668b33f7b86a5c.pdf | https://www.unikeyic.com/products/plug-in-connectors/3211977/24901778.html
3211987 | PHOENIX CONTACT | 46: 2.442 141: 2.321 | Phoenix Contact PP-H4/1-RGNYE Pluggable Terminal Block Plug, PP-H 4/1-R GNYE Series, 800V Push-In | [10 empty] | Green, Yellow | [10 empty] | 32A | 28 A |  |  |  | - | [15 empty] | 1 (Unlimited) |  |  | Free Hanging (In-Line) |  | 1 |  | 1 |  | - |  | Bulk |  |  | - |  | 90° | 1 |  |  |  |  | CLIPLINE COMBI PP-H | [10 empty] | Screwless - Push-In Spring |  |  |  |  | 800 V | 600 V |  |  |  | 10-24 AWG | 0.2-6mm² |  | 150 | https://www.unikeyic.com/media/datasheet/9c/75/1991/9c7519911afe684d05a3be28dbe9d85f.pdf | https://www.unikeyic.com/products/plug-in-connectors/3211987/10313267.html
3212007 | PHOENIX CONTACT | 50: 1.9043 | Phoenix Contact PT4/1PBU Terminal Block, Single Row, Blue, Insertion Termination, 32A | [21 empty] | 32 A | 28 A |  |  |  | - |  |  |  | 1.732" (44.00mm) | Blue | [6 empty] | 2.205" (56.00mm) |  |  | UL94 V-0 | 1 (Unlimited) |  |  | DIN Rail |  | 1 |  | 2 |  | - |  | Box | [10 empty] | CLIPLINE COMBI PT | [6 empty] | 10mm |  | 6.2mm |  | Plug Receptacles, Push In, Spring |  |  |  |  | 800 V | 600 V |  |  |  | 10-24 AWG | 0.2-6mm² |  | 229 | https://www.unikeyic.com/media/datasheet/6e/44/2e6c/6e/c79f95ee1f60da08c91b2d08846304c9.pdf | https://www.unikeyic.com/products/plug-in-connectors/3212007/30157812.html
3212016 | PHOENIX CONTACT | 50: 6.6334 | Phoenix,plug-in parts,PP-H4/2,Phoenix Contact Plug-in terminal blocks plug, PP-H 4/ 2series, 800 V, Push-in type, grey | [10 empty] | Gray | [10 empty] | 32A | 28 A |  |  |  | - | [15 empty] | 1 (Unlimited) |  |  | Free Hanging (In-Line) |  | 1 |  | 2 |  | - |  | Bulk |  |  | - |  | 90° | 2 |  |  |  |  | CLIPLINE COMBI PP-H | [10 empty] | Screwless - Push-In Spring |  |  |  |  | 800 V | 600 V |  |  |  | 10-24 AWG | 0.2-6mm² |  | 6394 | https://www.unikeyic.com/media/datasheet/29/ce/6a53/29ce6a53095dd8c6cafef149e52bbb84.pdf | https://www.unikeyic.com/products/plug-in-connectors/3212016/22672450.html
3212022 | PHOENIX CONTACT | 50: 9.9519 | Phoenix,plug-in parts,PP-H4/3,Phoenix Contact Plug-in terminal blocks plug, PP-H 4/ 3series, 800 V, Push-in type, grey | [10 empty] | Gray | [10 empty] | 32A | 28 A |  |  |  | - | [15 empty] | 1 (Unlimited) |  |  | Free Hanging (In-Line) |  | 1 |  | 3 |  | - |  | Bulk |  |  | - |  | 90° | 3 |  |  |  |  | CLIPLINE COMBI PP-H | [10 empty] | Screwless - Push-In Spring |  |  |  |  | 800 V | 600 V |  |  |  | 10-24 AWG | 0.2-6mm² |  | 1484 | https://www.unikeyic.com/media/datasheet/99/62/8da9/99628da9fea4cb480151843221e680c1.pdf | https://www.unikeyic.com/products/plug-in-connectors/3212022/30220291.html
3212035 | PHOENIX CONTACT | 1: 17.9587 | Phoenix,plug-in parts,PP-H4/5,Phoenix Contact Plug-in terminal blocks plug, PP-H 4/ 5series, 800 V, Push-in type, grey | [10 empty] | Gray | [10 empty] | 32A | 28 A |  |  |  | - | [15 empty] | 1 (Unlimited) |  |  | Free Hanging (In-Line) |  | 1 |  | 5 |  | - |  | Bulk |  |  | - |  | 90° | 5 |  |  |  |  | CLIPLINE COMBI PP-H | [10 empty] | Screwless - Push-In Spring |  |  |  |  | 800 V | 600 V |  |  |  | 10-24 AWG | 0.2-6mm² |  | 60 | https://www.unikeyic.com/media/datasheet/04/52/ec08/04/04f15bf71d11505dc7f816dbe8177c8d.pdf | https://www.unikeyic.com/products/plug-in-connectors/3212035/2327310.html
3212041 | PHOENIX CONTACT | 25: 19.8926 | Phoenix Contact PP-H 4/6 Plug, Push-In Terminal Block, 800V | [10 empty] | Gray | [10 empty] | 32A | 28 A |  |  |  | - | [15 empty] | 1 (Unlimited) |  |  | Free Hanging (In-Line) |  | 1 |  | 6 |  | - |  | Bulk |  |  | - |  | 90° | 6 |  |  |  |  | CLIPLINE COMBI PP-H | [10 empty] | Screwless - Push-In Spring |  |  |  |  | 800 V | 600 V |  |  |  | 10-24 AWG | 0.2-6mm² |  | 924 | https://www.unikeyic.com/media/datasheet/38/34/a862/3834a8623ed5252069ed432290a8290c.pdf | https://www.unikeyic.com/products/plug-in-connectors/3212041/20438166.html
3212067 | PHOENIX CONTACT | 25: 27.8969 250: 27.3033 | Phoenix,plug-in parts,PP-H4/10,Phoenix Contact 6.2 mmSpacing pluggable terminal blocks plug, PP-H 4/10series, 800 V, Push-in type, grey | [10 empty] | Gray | [10 empty] | 32A | 28 A |  |  |  | - | [15 empty] | 1 (Unlimited) |  |  | Free Hanging (In-Line) |  | 1 |  | 10 |  | - |  | Bulk |  |  | - |  | 90° | 10 |  |  |  |  | CLIPLINE COMBI PP-H | [10 empty] | Screwless - Push-In Spring |  |  |  |  | 800 V | 600 V |  |  |  | 10-24 AWG | 0.2-6mm² |  | 2500 | https://www.unikeyic.com/media/datasheet/a6/17/2a6b/a6172a6b8d56a9955bf38fec3362f054.pdf | https://www.unikeyic.com/products/plug-in-connectors/3212067/25840937.html
3212077 | PHOENIX CONTACT | 50: 3.0671 500: 3.0018 | Phoenix,plug-in parts,PP-H4/1BU,Phoenix Contact Plug-in terminal blocks plug, PP-H 4/ 1 BUseries, 800 V, Tighten the screws | [10 empty] | Blue | [10 empty] | 32A | 28 A |  |  |  | - | [15 empty] | 1 (Unlimited) |  |  | Free Hanging (In-Line) |  | 1 |  | 1 |  | - |  | Bulk |  |  | - |  | 90° | 1 |  |  |  |  | CLIPLINE COMBI PP-H | [10 empty] | Screwless - Push-In Spring |  |  |  |  | 800 V | 600 V |  |  |  | 10-24 AWG | 0.2-6mm² |  | 5000 | https://www.unikeyic.com/media/datasheet/3b/6a/0ddd/3b/363ea1cfb6d410062a8da77b4f1ee7a5.pdf | https://www.unikeyic.com/products/plug-in-connectors/3212077/17233725.html
3212088 | PHOENIX CONTACT | 50: 3.4188 | Phoenix Contact PP-H 4/1 GNYE Pluggable Terminal Block Plug, 800V Push-In | [10 empty] | Green, Yellow | [10 empty] | 32A | 28 A |  |  |  | - | [15 empty] | 1 (Unlimited) |  |  | Free Hanging (In-Line) |  | 1 |  | 1 |  | - |  | Bulk |  |  | - |  | 90° | 1 |  |  | 5198551 |  | CLIPLINE COMBI PP-H | [10 empty] | Screwless - Push-In Spring |  |  |  |  | 800 V | 600 V |  |  |  | 10-24 AWG | 0.2-6mm² |  | 1719 | https://www.unikeyic.com/media/datasheet/30/0d/669e/30/eb12b41f0a371b45cf44974f4c158502.pdf | https://www.unikeyic.com/products/plug-in-connectors/3212088/20314340.html
3212100 | PHOENIX CONTACT | 10: 41.8435 100: 40.9532 | Phoenix,plug-in parts,PP-H4/15,Phoenix Contact 6.2 mmSpacing pluggable terminal blocks plug, PP-H 4/15series, 800 V, Push-in type, grey | [10 empty] | Gray | [10 empty] | 32A | 28 A |  |  |  | - | [15 empty] | 1 (Unlimited) |  |  | Free Hanging (In-Line) |  | 1 |  | 15 |  | - |  | Bulk |  |  | - |  | 90° | 15 |  |  |  |  | CLIPLINE COMBI PP-H | [10 empty] | Screwless - Push-In Spring |  |  |  |  | 800 V | 600 V |  |  |  | 10-24 AWG | 0.2-6mm² |  | 1000 | https://www.unikeyic.com/media/datasheet/e9/e0/06c4/e9/cb92dbc75eb6e45ed3ce160d5620154c.pdf | https://www.unikeyic.com/products/plug-in-connectors/3212100/18252287.html
3212304 | PHOENIX CONTACT | 1: 7.5538 | Phoenix Contact PPCT6/2 Plug, Push-In Terminal Block, 320V, Gray | [10 empty] | Gray |  |  |  |  | - | [5 empty] | 20A | 30 A |  |  |  | - | [6 empty] | Polyamide (PA), Nylon |  | - |  | - |  |  |  | UL94 V-0 | 1 (Unlimited) |  |  | Free Hanging (In-Line) |  | 1 |  | 2 |  | - |  | Bulk |  |  | - |  | 180° | 2 |  |  |  |  | CLIPLINE | [10 empty] | Screwless - Push-In Spring |  |  | - |  | 320 V | 300 V |  |  |  | 8-20 AWG | 0.5-10mm² | 12mm | 4 | https://www.unikeyic.com/media/datasheet/0f/75/264a/0f/e791eb5e9c10fdd08a4c6d15d8d1d99e.pdf | https://www.unikeyic.com/products/plug-in-connectors/3212304/29593077.html
3212305 | PHOENIX CONTACT | 1: 23.0354 | Phoenix Contact PPCT6/3 Pluggable Terminal Block Plug, PPCT 6/3 Series, 320 V, Push-In | [10 empty] | Gray |  |  |  |  | - | [5 empty] | 20A | 30 A |  |  |  | - | [6 empty] | Polyamide (PA), Nylon |  | - |  | - |  |  |  | UL94 V-0 | 1 (Unlimited) |  |  | Free Hanging (In-Line) |  | 1 |  | 3 |  | - |  | Bulk |  |  | - |  | 180° | 3 |  |  |  |  | CLIPLINE | [10 empty] | Screwless - Push-In Spring |  |  | - |  | 320 V | 300 V |  |  |  | 8-20 AWG | 0.5-10mm² | 12mm | 4 | https://www.unikeyic.com/media/datasheet/35/f4/3287/35f4328711fb636a91d7850cd5ffb509.pdf | https://www.unikeyic.com/products/plug-in-connectors/3212305/16891046.html
3212358 | PHOENIX CONTACT | 1: 0.9333 | Phoenix,Straight-through terminal block,PT1,5/S-TWIN/1P,Phoenix Component wiring strip, PT 1series, grey, Push-in termination, 17.5A | [21 empty] | 17.5 A | 5 A |  |  |  | - |  |  |  | 1.555" (39.50mm) | Gray | [6 empty] | 2.165" (55.00mm) |  |  | UL94 V-0 | 1 (Unlimited) |  |  | DIN Rail |  | 1 |  | 3 |  | - |  | Bulk | [10 empty] | CLIPLINE PT | [6 empty] | 8mm |  | 3.5mm |  | Plug Receptacles, Push In, Spring |  |  |  |  | 500 V | 600 V |  |  |  | 14-26 AWG | 0.14-1.5mm² |  | 100 | https://www.unikeyic.com/media/pdf/HTMLDatasheet/phoenix-contact/5d/53/b6c7/3212358/2025/11/3212358.pdf | https://www.unikeyic.com/products/plug-in-connectors/3212358/9830066.html
3212361 | PHOENIX CONTACT | 1: 0.9333 | Phoenix,Straight-through terminal block,PT1,5/S-TWIN/1PBU, | [21 empty] | 17.5 A | 5 A |  |  |  | - |  |  |  | 1.555" (39.50mm) | Blue | [6 empty] | 2.165" (55.00mm) |  |  | UL94 V-0 | 1 (Unlimited) |  |  | DIN Rail |  | 1 |  | 3 |  | - |  | Bulk | [10 empty] | CLIPLINE PT | [6 empty] | 8mm |  | 3.5mm |  | Plug Receptacles, Push In, Spring |  |  |  |  | 500 V | 600 V |  |  |  | 14-26 AWG | 0.14-1.5mm² |  | 50 | https://www.unikeyic.com/media/datasheet/ff/d9/6295/ff/7a75c93e8185f6be83567635de3f475f.pdf | https://www.unikeyic.com/products/plug-in-connectors/3212361/2676336.html
3212400 | PHOENIX CONTACT | 40: 2.541 | Phoenix,Straight-through terminal block,PT1,5/S-QUATTRO/2PBU,Phoenix Component wiring strip, PT 1series, Blue, Push-in termination, 17.5A | [21 empty] | 17.5 A | 5 A |  |  |  | - |  |  |  | 1.555" (39.50mm) | Blue | [6 empty] | 3.090" (78.49mm) |  |  | UL94 V-0 | 1 (Unlimited) |  |  | DIN Rail |  | 1 |  | 4 |  | - |  | Bulk | [10 empty] | CLIPLINE PT | [6 empty] | 8mm |  | 3.5mm |  | Plug Receptacles, Push In, Spring |  |  |  |  | 500 V | 600 V |  |  |  | 14-26 AWG | 0.14-1.5mm² |  | 50 | https://www.unikeyic.com/media/datasheet/5c/31/27fc/5c/3cc1fe0baf150b83708be309652d321e.pdf | https://www.unikeyic.com/products/plug-in-connectors/3212400/20220882.html
3212484 | PHOENIX CONTACT | 1: 0.6489 | Phoenix Contact PP-H1,5/S/1 Pluggable Terminal Block Plug UPBV Series | [10 empty] | Gray |  |  |  |  | - | [5 empty] | 17.5A | 5 A |  |  |  | - | [6 empty] | Polyamide (PA), Nylon |  | - |  | 1.232" (31.30mm) |  |  |  | UL94 V-0 | 1 (Unlimited) |  |  | Free Hanging (In-Line) |  | 1 |  | 1 |  | - |  | Bulk |  |  | - |  | 180° | 1 |  |  |  |  | CLIPLINE COMBI PP-H | [10 empty] | Screwless - Push-In Spring |  |  | - |  | 500 V | 600 V |  |  |  | 14-26 AWG | 0.14-1.5mm² | 10mm | 10 | https://www.unikeyic.com/media/datasheet/c2/e7/f8d2/c2/9afd25556aedaee7a079e794aae3c238.pdf | https://www.unikeyic.com/products/plug-in-connectors/3212484/30184026.html
3212497 | PHOENIX CONTACT | 50: 1.4376 500: 1.407 | Phoenix,plug-in parts,PP-H1,5/S/1BU,Phoenix Contact Plug-in terminal blocks plug, PP-H 1.5/S/1 BUseries, 500 V, Tighten the screws | [10 empty] | Blue |  |  |  |  | - | [5 empty] | 17.5A | 5 A |  |  |  | - | [6 empty] | Polyamide (PA), Nylon |  | - |  | 1.232" (31.30mm) |  |  |  | UL94 V-0 | 1 (Unlimited) |  |  | Free Hanging (In-Line) |  | 1 |  | 1 |  | - |  | Bulk |  |  | - |  | 180° | 1 |  |  |  |  | CLIPLINE COMBI PP-H | [10 empty] | Screwless - Push-In Spring |  |  | - |  | 500 V | 600 V |  |  |  | 14-26 AWG | 0.14-1.5mm² | 10mm | 5000 | https://www.unikeyic.com/media/datasheet/c6/c6/fd36/c6c6fd36bd37e59054d4d34917476f33.pdf | https://www.unikeyic.com/products/plug-in-connectors/3212497/1849812.html
3212510 | PHOENIX CONTACT | 1: 1.4707 | Phoenix Contact Pluggable Terminal Block Plug, PP-H 1.5/S/2 Series | [10 empty] | Gray |  |  |  |  | - | [5 empty] | 17.5A | 5 A |  |  |  | - | [6 empty] | Polyamide (PA), Nylon |  | - |  | 1.232" (31.30mm) |  |  |  | UL94 V-0 | 1 (Unlimited) |  |  | Free Hanging (In-Line) |  | 1 |  | 2 |  | - |  | Bulk |  |  | - |  | 180° | 2 |  |  | 3645932 |  | CLIPLINE COMBI PP-H | [10 empty] | Screwless - Push-In Spring |  |  | - |  | 500 V | 600 V |  |  |  | 14-26 AWG | 0.14-1.5mm² | 10mm | 16 | https://www.unikeyic.com/media/datasheet/83/98/0875/83/69e2d2f413d1dab4dbfbe1bfae730743.pdf | https://www.unikeyic.com/products/plug-in-connectors/3212510/9986780.html
3212523 | PHOENIX CONTACT | 1: 2.1514 | Phoenix Contact PP-H 1.5/S/3 Pluggable Terminal Block Header, PP-H 1 Series | [10 empty] | Gray |  |  |  |  | - | [5 empty] | 17.5A | 5 A |  |  |  | - | [6 empty] | Polyamide (PA), Nylon |  | - |  | 1.232" (31.30mm) |  |  |  | UL94 V-0 | 1 (Unlimited) |  |  | Free Hanging (In-Line) |  | 1 |  | 3 |  | - |  | Bulk |  |  | - |  | 180° | 3 |  |  |  |  | CLIPLINE COMBI PP-H | [10 empty] | Screwless - Push-In Spring |  |  | - |  | 500 V | 600 V |  |  |  | 14-26 AWG | 0.14-1.5mm² | 10mm | 2 | https://www.unikeyic.com/media/datasheet/ae/db/2593/ae/835733950e0a4645e63a4a247f2e17bc.pdf | https://www.unikeyic.com/products/plug-in-connectors/3212523/25884519.html
3212549 | PHOENIX CONTACT | 1: 3.3911 | Phoenix,plug-in parts,PP-H1,5/S/5,Phoenix Contact Insertion Block, 3.5mmPitch, plug-in | [10 empty] | Gray |  |  |  |  | - | [5 empty] | 17.5A | 5 A |  |  |  | - | [6 empty] | Polyamide (PA), Nylon |  | - |  | 1.232" (31.30mm) |  |  |  | UL94 V-0 | 1 (Unlimited) |  |  | Free Hanging (In-Line) |  | 1 |  | 5 |  | - |  | Bulk |  |  | - |  | 180° | 5 |  |  |  |  | CLIPLINE COMBI PP-H | [10 empty] | Screwless - Push-In Spring |  |  | - |  | 500 V | 600 V |  |  |  | 14-26 AWG | 0.14-1.5mm² | 10mm | 66 | https://www.unikeyic.com/media/datasheet/5e/d5/e5d9/5e/f09de05df964e5819b3c59f05980fdab.pdf | https://www.unikeyic.com/products/plug-in-connectors/3212549/26228175.html
3212552 | PHOENIX CONTACT | 1: 3.8458 | Phoenix Contact PP-H 1.5/S/6 Pluggable Terminal Block, Plug, 500V, Push-In, Gray | [10 empty] | Gray |  |  |  |  | - | [5 empty] | 17.5A | 5 A |  |  |  | - | [6 empty] | Polyamide (PA), Nylon |  | - |  | 1.232" (31.30mm) |  |  |  | UL94 V-0 | 1 (Unlimited) |  |  | Free Hanging (In-Line) |  | 1 |  | 6 |  | - |  | Bulk |  |  | - |  | 180° | 6 |  |  | 3646022 |  | CLIPLINE COMBI PP-H | [10 empty] | Screwless - Push-In Spring |  |  | - |  | 500 V | 600 V |  |  |  | 14-26 AWG | 0.14-1.5mm² | 10mm | 47 | https://www.unikeyic.com/media/datasheet/7a/98/11c7/7a9811c7d4004423a9e8dcfbfa165e5a.pdf | https://www.unikeyic.com/products/plug-in-connectors/3212552/7851608.html
3212565 | PHOENIX CONTACT | 19: 10.747 46: 10.296 | Phoenix Contact Pluggable Terminal Block Plug, PP-H 1.5/S/7 Series, 500V, Push-In, Gray | [10 empty] | Gray |  |  |  |  | - | [5 empty] | 17.5A | 5 A |  |  |  | - | [6 empty] | Polyamide (PA), Nylon |  | - |  | 1.232" (31.30mm) |  |  |  | UL94 V-0 | 1 (Unlimited) |  |  | Free Hanging (In-Line) |  | 1 |  | 7 |  | - |  | Bulk |  |  | - |  | 180° | 7 |  |  | 3645941 |  | CLIPLINE COMBI PP-H | [10 empty] | Screwless - Push-In Spring |  |  | - |  | 500 V | 600 V |  |  |  | 14-26 AWG | 0.14-1.5mm² | 10mm | 49 | https://www.unikeyic.com/media/datasheet/73/3b/e049/73/1cf520c5104119db1723283c7081fb2b.pdf | https://www.unikeyic.com/products/plug-in-connectors/3212565/4301837.html
3212578 | PHOENIX CONTACT | 1: 5.0321 | Phoenix Contact Pluggable Terminal Block, PP-H 1.5/S/8 Series, Plug, 500V, Push-in, Gray | [10 empty] | Gray |  |  |  |  | - | [5 empty] | 17.5A | 5 A |  |  |  | - | [6 empty] | Polyamide (PA), Nylon |  | - |  | 1.232" (31.30mm) |  |  |  | UL94 V-0 | 1 (Unlimited) |  |  | Free Hanging (In-Line) |  | 1 |  | 8 |  | - |  | Bulk |  |  | - |  | 180° | 8 |  |  |  |  | CLIPLINE COMBI PP-H | [10 empty] | Screwless - Push-In Spring |  |  | - |  | 500 V | 600 V |  |  |  | 14-26 AWG | 0.14-1.5mm² | 10mm | 32 | https://www.unikeyic.com/media/datasheet/f9/45/c05c/f945c05cc95dc4846c5eb398d65c3f9c.pdf | https://www.unikeyic.com/products/plug-in-connectors/3212578/2326385.html
3212581 | PHOENIX CONTACT | 8: 13.607 | Phoenix Contact Pluggable Terminal Block, PP-H1 5/S/9 | [10 empty] | Gray |  |  |  |  | - | [5 empty] | 17.5A | 5 A |  |  |  | - | [6 empty] | Polyamide (PA), Nylon |  | - |  | 1.232" (31.30mm) |  |  |  | UL94 V-0 | 1 (Unlimited) |  |  | Free Hanging (In-Line) |  | 1 |  | 9 |  | - |  | Bulk |  |  | - |  | 180° | 9 |  |  | 3646028 |  | CLIPLINE COMBI PP-H | [10 empty] | Screwless - Push-In Spring |  |  | - |  | 500 V | 600 V |  |  |  | 14-26 AWG | 0.14-1.5mm² | 10mm | 25 | https://www.unikeyic.com/media/datasheet/bd/0a/2e71/bd0a2e71fe3439796c59b59ad3fa6494.pdf | https://www.unikeyic.com/products/plug-in-connectors/3212581/7802745.html
3212594 | PHOENIX CONTACT | 1: 6.4926 | Phoenix,plug-in parts,PP-H1,5/S/10,Phoenix Terminal Block Plug, Terminal Insert, PP-H 1.5/S/10series, used forDin Guide rail | [10 empty] | Gray |  |  |  |  | - | [5 empty] | 17.5A | 5 A |  |  |  | - | [6 empty] | Polyamide (PA), Nylon |  | - |  | 1.232" (31.30mm) |  |  |  | UL94 V-0 | 1 (Unlimited) |  |  | Free Hanging (In-Line) |  | 1 |  | 10 |  | - |  | Bulk |  |  | - |  | 180° | 10 |  |  |  |  | CLIPLINE COMBI PP-H | [10 empty] | Screwless - Push-In Spring |  |  | - |  | 500 V | 600 V |  |  |  | 14-26 AWG | 0.14-1.5mm² | 10mm | 50 | https://www.unikeyic.com/media/datasheet/26/c2/8bd0/26/cf3b0cfa2796002438cc9c9fd0507ef5.pdf | https://www.unikeyic.com/products/plug-in-connectors/3212594/8202336.html
3212604 | PHOENIX CONTACT | 10: 11.8933 | Phoenix,plug-in parts,PP-H1,5/S/11,Phoenix Contact Plug-in terminal blocks plug, PP-H 1.5/S/11series, 500 V, Push-in type, grey | [10 empty] | Gray |  |  |  |  | - | [5 empty] | 17.5A | 5 A |  |  |  | - | [6 empty] | Polyamide (PA), Nylon |  | - |  | 1.232" (31.30mm) |  |  |  | UL94 V-0 | 1 (Unlimited) |  |  | Free Hanging (In-Line) |  | 1 |  | 11 |  | - |  | Bulk |  |  | - |  | 180° | 11 |  |  |  |  | CLIPLINE COMBI PP-H | [10 empty] | Screwless - Push-In Spring |  |  | - |  | 500 V | 600 V |  |  |  | 14-26 AWG | 0.14-1.5mm² | 10mm | 34 | https://www.unikeyic.com/media/datasheet/be/b1/8d6f/beb18d6f689c27ed3428f6be82450f29.pdf | https://www.unikeyic.com/products/plug-in-connectors/3212604/24522180.html
3212620 | PHOENIX CONTACT | 10: 14.3445 100: 14.0393 | Phoenix,plug-in parts,PP-H1,5/S/13,Phoenix Contact Plug-in terminal blocks plug, PP-H 1.5/S/13series, 500 V, Push-in type, grey | [10 empty] | Gray |  |  |  |  | - | [5 empty] | 17.5A | 5 A |  |  |  | - | [6 empty] | Polyamide (PA), Nylon |  | - |  | 1.232" (31.30mm) |  |  |  | UL94 V-0 | 1 (Unlimited) |  |  | Free Hanging (In-Line) |  | 1 |  | 13 |  | - |  | Bulk |  |  | - |  | 180° | 13 |  |  |  |  | CLIPLINE COMBI PP-H | [10 empty] | Screwless - Push-In Spring |  |  | - |  | 500 V | 600 V |  |  |  | 14-26 AWG | 0.14-1.5mm² | 10mm | 1000 | https://www.unikeyic.com/media/datasheet/87/1a/40c7/871a40c704b9666b34f2782e73602040.pdf | https://www.unikeyic.com/products/plug-in-connectors/3212620/25893183.html
3212646 | PHOENIX CONTACT | 1: 18.5526 | Phoenix,plug-in parts,PP-H1,5/S/15,Phoenix Contact Plug-in terminal blocks plug, PP-H 1.5/S/15series, 500 V, Push-in type | [10 empty] | Gray |  |  |  |  | - | [5 empty] | 17.5A | 5 A |  |  |  | - | [6 empty] | Polyamide (PA), Nylon |  | - |  | 1.232" (31.30mm) |  |  |  | UL94 V-0 | 1 (Unlimited) |  |  | Free Hanging (In-Line) |  | 1 |  | 15 |  | - |  | Bulk |  |  | - |  | 180° | 15 |  |  |  |  | CLIPLINE COMBI PP-H | [10 empty] | Screwless - Push-In Spring |  |  | - |  | 500 V | 600 V |  |  |  | 14-26 AWG | 0.14-1.5mm² | 10mm | 32 | https://www.unikeyic.com/media/datasheet/b2/6c/f4fe/b2/d928b8eb5d59f3f62d54e40a354474b2.pdf | https://www.unikeyic.com/products/plug-in-connectors/3212646/32897813.html
3213014 | PHOENIX CONTACT | 1: 0.4144 10: 0.3418 50: 0.2909 150: 0.2728 500: 0.2569 1,000: 0.2427 | Phoenix Contact Pluggable Bridge, FBS2-3.5, Phoenix Contact Jumper Bar, FBS 2-3.5 Series, For Modular Terminal Blocks | [10 empty] | Red |  |  | - |  | Copper | [11 empty] | CLIPLINE Series | [14 empty] | 1 (Unlimited) | [6 empty] | 2 |  |  |  | Bulk |  |  | 0.138" (3.50mm) | [7 empty] | CLIPLINE | [7 empty] | Flat Pins | [16 empty] | https://www.unikeyic.com/media/datasheet/95/d5/9f30/95/474b7cdb84658f8acfe13b8e99c3b4c5.pdf | https://www.unikeyic.com/products/plug-in-connectors/3213014/17692184.html
3213027 | PHOENIX CONTACT | 50: 0.5702 | Phoenix,Plug-in bridge,FBS3-3,5,Phoenix plug-in bridge, public bridge connection, FBS 3-3,5series | [10 empty] | Red |  |  | - |  | Copper | [11 empty] | CLIPLINE Series | [14 empty] | 1 (Unlimited) | [6 empty] | 3 |  |  |  | Bulk |  |  | 0.138" (3.50mm) | [7 empty] | CLIPLINE | [7 empty] | Flat Pins | [15 empty] | 410 | https://www.unikeyic.com/media/datasheet/e0/0f/4f94/e00f4f9436f15058b1e29d11dc682543.pdf | https://www.unikeyic.com/products/plug-in-connectors/3213027/19929455.html
3213030 | PHOENIX CONTACT | 50: 0.7543 | Phoenix,Plug-in bridge,FBS4-3,5,Phoenix Jumper strip, FBS 4-3.5series, for modular terminal blocks | [10 empty] | Red |  |  | - |  | Copper | [11 empty] | CLIPLINE Series | [14 empty] | 1 (Unlimited) | [6 empty] | 4 |  |  |  | Bulk |  |  | 0.138" (3.50mm) | [7 empty] | CLIPLINE | [7 empty] | Flat Pins | [15 empty] | 200 | https://www.unikeyic.com/media/datasheet/cc/ac/1214/ccac121429e05a7b6e2b51421ffbe71c.pdf | https://www.unikeyic.com/products/plug-in-connectors/3213030/26577932.html
3213069 | PHOENIX CONTACT | 50: 4.8664 | Phoenix,Plug-in bridge,FBS20-3,5,Conn Plug-In Bridge M 20 POS 3.5mm ST | [10 empty] | Red |  |  | - |  | Copper | [11 empty] | CLIPLINE Series | [14 empty] | 1 (Unlimited) | [6 empty] | 20 |  |  |  | Bulk |  |  | 0.138" (3.50mm) | [7 empty] | CLIPLINE | [7 empty] | Flat Pins | [15 empty] | 250 | https://www.unikeyic.com/media/datasheet/13/63/4284/13634284dffff6a502e5778bc7009ab7.pdf | https://www.unikeyic.com/products/plug-in-connectors/3213069/2561092.html
3213086 | PHOENIX CONTACT | 1: 0.897 | Phoenix Contact FBS2-3,5BU Plug-In Bridge M 2 POS 3.5mm ST | [10 empty] | Blue |  |  | - |  | Copper | [11 empty] | CLIPLINE Series | [14 empty] | 1 (Unlimited) | [6 empty] | 2 |  |  |  | Bulk |  |  | 0.138" (3.50mm) | [7 empty] | CLIPLINE | [7 empty] | Flat Pins | [15 empty] | 1499 | https://www.unikeyic.com/media/datasheet/d3/0c/f455/d3/afa786730459ab52ea0aec496da65c42.pdf | https://www.unikeyic.com/products/plug-in-connectors/3213086/1852317.html
3213099 | PHOENIX CONTACT | 1: 0.5198 | Phoenix,Plug-in bridge,FBS3-3,5BU,Phoenix plug-in bridge, public bridge connection, FBS 3 - 3series | [10 empty] | Blue |  |  | - |  | Copper | [11 empty] | CLIPLINE Series | [14 empty] | 1 (Unlimited) | [6 empty] | 3 |  |  |  | Bulk |  |  | 0.138" (3.50mm) | [7 empty] | CLIPLINE | [7 empty] | Flat Pins | [15 empty] | 250 | https://www.unikeyic.com/media/datasheet/41/58/6335/41586335285cce6aa447283919e78228.pdf | https://www.unikeyic.com/products/plug-in-connectors/3213099/19323498.html
3213109 | PHOENIX CONTACT | 50: 2.0082 | Phoenix,Plug-in bridge,FBS4-3,5BU,Phoenix Jumper strip, FBS 4-3.5 BUseries | [10 empty] | Blue |  |  | - |  | Copper | [11 empty] | CLIPLINE Series | [14 empty] | 1 (Unlimited) | [6 empty] | 4 |  |  |  | Bulk |  |  | 0.138" (3.50mm) | [7 empty] | CLIPLINE | [7 empty] | Flat Pins | [15 empty] | 184 | https://www.unikeyic.com/media/datasheet/83/62/c66f/8362c66f55ba0cae6acd4d64eb3e23b2.pdf | https://www.unikeyic.com/products/plug-in-connectors/3213109/2945590.html
3213138 | PHOENIX CONTACT | 10: 11.693 30: 11.132 | Phoenix,Plug-in bridge,FBS20-3,5BU,Phoenix Jumper strip, FBS 20-3.5 BUseries, for modular terminal blocks | [10 empty] | Blue |  |  | - |  | Copper | [11 empty] | CLIPLINE Series | [14 empty] | 1 (Unlimited) | [6 empty] | 20 |  |  |  | Bulk |  |  | 0.138" (3.50mm) | [7 empty] | CLIPLINE | [7 empty] | Flat Pins | [15 empty] | 53 | https://www.unikeyic.com/media/datasheet/9e/02/3a44/9e/7ee388eb386a1e78692c564dd216324c.pdf | https://www.unikeyic.com/products/plug-in-connectors/3213138/10104497.html
3213167 | PHOENIX CONTACT | 50: 1.5145 | Phoenix,Plug-in bridge,FBS3-3,5GY,Phoenix plug-in bridge, public bridge connection, FBS 3 - 3series | [10 empty] | Gray |  |  | - |  | Copper | [11 empty] | CLIPLINE Series | [14 empty] | 1 (Unlimited) | [6 empty] | 3 |  |  |  | Bulk |  |  | 0.138" (3.50mm) | [7 empty] | CLIPLINE | [7 empty] | Flat Pins | [15 empty] | 324 | https://www.unikeyic.com/media/datasheet/75/fe/c71c/75fec71c9a3ed55b2ccf92cf8a29d458.pdf | https://www.unikeyic.com/products/plug-in-connectors/3213167/15749682.html
3213180 | PHOENIX CONTACT | 1: 1.3766 | Phoenix,Plug-in bridge,FBS4-3,5GY,Phoenix plug-in bridge, public bridge connection, FBS 4 - 3series | [10 empty] | Gray |  |  | - |  | Copper | [11 empty] | CLIPLINE Series | [14 empty] | Not Applicable | [6 empty] | 4 |  |  |  | Bulk |  |  | 0.138" (3.50mm) | [7 empty] | CLIPLINE | [7 empty] | Flat Pins | [15 empty] | 20 | https://www.unikeyic.com/media/datasheet/cb/d1/ad84/cbd1ad84cb00cfbed3f8fb76ddbfa925.pdf | https://www.unikeyic.com/products/plug-in-connectors/3213180/679816.html
3213183 | PHOENIX CONTACT | 1: 1.6856 | Phoenix,Plug-in bridge,FBS5-3,5GY,Phoenix plug-in bridge, public bridge connection, FBS 5series | [10 empty] | Gray |  |  | - |  | Copper | [11 empty] | CLIPLINE Series | [14 empty] | Not Applicable | [6 empty] | 5 |  |  |  | Bulk |  |  | 0.138" (3.50mm) | [7 empty] | CLIPLINE | [7 empty] | Flat Pins | [15 empty] | 6 | https://www.unikeyic.com/media/datasheet/ab/02/7964/ab0279648c118cb4a7df7381e7627d95.pdf | https://www.unikeyic.com/products/plug-in-connectors/3213183/417072.html
3213206 | PHOENIX CONTACT | 50: 6.0901 | Phoenix,Plug-in bridge,FBS20-3,5GY, | [10 empty] | Gray |  |  | - |  | Copper | [11 empty] | CLIPLINE Series | [14 empty] | 1 (Unlimited) | [6 empty] | 20 |  |  |  | Bulk |  |  | 0.138" (3.50mm) | [7 empty] | CLIPLINE | [7 empty] | Flat Pins | [15 empty] | 75 | https://www.unikeyic.com/media/datasheet/e3/fb/35e8/e3fb35e89f347da832747480dad22f4a.pdf | https://www.unikeyic.com/products/plug-in-connectors/3213206/27646864.html
3213784 | PHOENIX CONTACT | 1: 0.7132 | Phoenix,Straight-through terminal block,PT1,5/S/2P,Phoenix Straight-through terminal block , PT 1.5/S/2Pseries, single layer, grey, Plug-in termination, 17.5A | [10 empty] | Gray | [10 empty] | 17.5 A | 15 A |  |  |  | - | [14 empty] | UL94 V-0 | Not Applicable |  |  |  |  | 1 |  | 2 |  |  |  | Bulk | [10 empty] | CLIPLINE PTS | [6 empty] | - |  | 3.5mm |  | Push In |  |  |  |  | 500V | 300V |  |  |  | 14-26 AWG | 0.14-1.5mm² |  | 50 | https://www.unikeyic.com/media/datasheet/40/4f/b950/404fb950dde1cdb605777ce335ee25ee.pdf | https://www.unikeyic.com/products/plug-in-connectors/3213784/14660060.html
3214453 | PHOENIX CONTACT | 50: 1.4236 500: 1.3933 | Phoenix Contact PTS1.5/S/1P Feed-Through Terminal Block 2 POS DIN Rail 17.5A | [21 empty] | 17.5 A | 15 A |  |  |  | - |  |  |  | 1.811" (46.00mm) | Gray | [6 empty] | 1.996" (50.70mm) |  |  | UL94 V-0 | Not Applicable |  |  | DIN Rail |  | 1 |  | 2 |  | - |  | Bulk | [10 empty] | CLIPLINE PTS | [6 empty] | 8mm |  | 3.5mm |  | Plug Receptacles, Push In, Spring |  |  |  |  | 500 V | 300 V |  |  |  | 14-26 AWG | 0.14-1.5mm² |  | 5000 | https://www.unikeyic.com/media/datasheet/57/d4/9b23/57d49b23db0175613adcdcb9f1bdf466.pdf | https://www.unikeyic.com/products/plug-in-connectors/3214453/31105461.html
3214709 | PHOENIX CONTACT | 50: 1.4376 500: 1.407 | Phoenix Contact PTS 1.5/S-TWIN/1P Terminal Block, Gray, 17.5A | [21 empty] | 17.5 A | 15 A |  |  |  | - |  |  |  | 1.811" (46.00mm) | Gray | [6 empty] | 1.996" (50.70mm) |  |  | UL94 V-0 | Not Applicable |  |  | DIN Rail |  | 1 |  | 3 |  | - |  | Bulk | [8 empty] | 4473221 |  | CLIPLINE PTS | [6 empty] | 8mm |  | 3.5mm |  | Plug Receptacles, Push In, Spring |  |  |  |  | 500 V | 300 V |  |  |  | 14-26 AWG | 0.14-1.5mm² |  | 5000 | https://www.unikeyic.com/media/pdf/HTMLDatasheet/phoenix-contact/57/04/2689/3214709/2025/11/3214709.pdf | https://www.unikeyic.com/products/plug-in-connectors/3214709/34132962.html
3240165 | PHOENIX CONTACT | 100: 0.5059 1,000: 0.4952 | Phoenix,,JBC2,5/5, | [10 empty] | Transparent |  |  |  |  | - | [5 empty] | 24A | 20 A |  |  |  | - | [6 empty] | - |  | - |  | 0.350" (8.89mm) |  |  |  | UL94 V-2 | 1 (Unlimited) |  |  | Free Hanging (In-Line) |  | 1 |  | 5 |  | - |  | Bulk |  |  | - |  | 180° | 5 |  |  | 4484749 |  | JBC | [10 empty] | Screwless - Spring Cage, Tension Clamp |  |  | - |  | 450 V | 600 V |  |  |  | 16-20 AWG | 0.5-2.5mm² | 8mm | 10000 | https://www.unikeyic.com/media/datasheet/62/94/9c38/62/cb33c543eac6a2b77f1a1a35684b02d1.pdf | https://www.unikeyic.com/products/plug-in-connectors/3240165/14752549.html
3240262 | PHOENIX CONTACT | 1: 27.8883 | Phoenix Contact DIN Rail, NS30/15PERF2000MMVPE10, 2m L × 30mm W × 15mm H, Perforated, Top Hat | [38 empty] | 78.740" (2000.00mm) |  | Steel |  | Not Applicable | [10 empty] | Bulk |  |  |  | Galvanized | [6 empty] | - |  |  |  | 1.181" W x 0.591" H (30.00mm x 15.00mm) |  | Slotted | [5 empty] | 0.020" (0.51mm) | [11 empty] | 40 | https://www.unikeyic.com/media/datasheet/58/e0/4592/58e0459218cf2e9c09f54a4f8d87ab8c.pdf | https://www.unikeyic.com/products/plug-in-connectors/3240262/16901882.html
3244591 | PHOENIX CONTACT | 50: 22.5408 500: 22.0612 | Phoenix Contact UDMTKB 5-P/P GN Terminal Block, Straight | [88 empty] | 5000 | https://www.unikeyic.com/media/about_us/Unikey_ISO_9001_Certification.pdf | https://www.unikeyic.com/products/plug-in-connectors/3244591/16535586.html
3246175 | PHOENIX CONTACT | 10: 1.5479 | Phoenix Contact Pluggable Bridge, INB10-5 | [88 empty] | 131 | https://www.unikeyic.com/media/about_us/Unikey_ISO_9001_Certification.pdf | https://www.unikeyic.com/products/plug-in-connectors/3246175/12197455.html
3246188 | PHOENIX CONTACT | 10: 2.0379 | Phoenix,Plug-in bridge,INB10-6, | [88 empty] | 350 | https://www.unikeyic.com/media/about_us/Unikey_ISO_9001_Certification.pdf | https://www.unikeyic.com/products/plug-in-connectors/3246188/23259619.html
3246191 | PHOENIX CONTACT | 10: 3.196 | Phoenix Contact Pluggable Bridge INB10-8 | [88 empty] | 1270 | https://www.unikeyic.com/media/about_us/Unikey_ISO_9001_Certification.pdf | https://www.unikeyic.com/products/plug-in-connectors/3246191/15460537.html
3246201 | PHOENIX CONTACT | 10: 4.0929 100: 4.0059 | Phoenix,Plug-in bridge,INB10-10, | [88 empty] | 1000 | https://www.unikeyic.com/media/about_us/Unikey_ISO_9001_Certification.pdf | https://www.unikeyic.com/products/plug-in-connectors/3246201/11839828.html
3246214 | PHOENIX CONTACT | 10: 5.7399 100: 5.6178 | Phoenix,Plug-in bridge,INB10-12, | [88 empty] | 1000 | https://www.unikeyic.com/media/about_us/Unikey_ISO_9001_Certification.pdf | https://www.unikeyic.com/products/plug-in-connectors/3246214/9088435.html
3247145 | PHOENIX CONTACT | 10: 0.6351 100: 0.6215 | Phoenix,Plug-in bridge,INB2-5, | [88 empty] | 1000 | https://www.unikeyic.com/media/about_us/Unikey_ISO_9001_Certification.pdf | https://www.unikeyic.com/products/plug-in-connectors/3247145/21299757.html
3247159 | PHOENIX CONTACT | 10: 6.2622 | Phoenix,Plug-in bridge,INBS10-8, | [88 empty] | 8439 | https://www.unikeyic.com/media/about_us/Unikey_ISO_9001_Certification.pdf | https://www.unikeyic.com/products/plug-in-connectors/3247159/32485242.html
3260067 | PHOENIX CONTACT | 10: 11.1138 | Phoenix,Plug-in bridge,EB2-20/PT,Phoenix Contact Phoenix, EB 2 series Insertion bridge | [10 empty] | Red |  |  | - |  | - | [11 empty] | CLIPLINE PTPOWER Series | [14 empty] | 1 (Unlimited) | [6 empty] | 2 |  |  |  | Bulk |  |  | 0.787" (20.00mm) | [7 empty] | CLIPLINE | [7 empty] | Flat Pins | [15 empty] | 135 | https://www.unikeyic.com/media/datasheet/ac/13/ec74/ac13ec741b4d502a61d5cc11dc43e7c5.pdf | https://www.unikeyic.com/products/plug-in-connectors/3260067/985414.html
3260160 | PHOENIX CONTACT | 10: 15.2901 100: 14.9647 | Phoenix Contact EB3-25/PT EB 3 Series Insertion Bridge | [10 empty] | Red |  |  | - |  | - | [11 empty] | CLIPLINE PT Series | [14 empty] | 1 (Unlimited) | [6 empty] | 3 |  |  |  | Bulk |  |  | 0.984" (25.00mm) | [7 empty] | CLIPLINE | [7 empty] | Flat Pins | [15 empty] | 1000 | https://www.unikeyic.com/media/datasheet/a7/02/8a49/a7/fef7876134aaa79d3aa4920d02d693c4.pdf | https://www.unikeyic.com/products/plug-in-connectors/3260160/33551209.html
3274054 | PHOENIX CONTACT | 1: 0.8133 | Phoenix Contact DIN Rail Adapter, PTFIX-NS35, PTFIX Series | [10 empty] | Gray | [16 empty] | CLIPLINE PTFIX Series | [14 empty] | Not Applicable | [6 empty] | - |  |  |  | Bulk | [8 empty] | 7809025 |  | - | [23 empty] | 5 | https://www.unikeyic.com/media/datasheet/0f/71/2d23/0f712d2310acecde4bc1c7a6aaf08ab5.pdf | https://www.unikeyic.com/products/plug-in-connectors/3274054/16214317.html
3274057 | PHOENIX CONTACT | 20: 1.6147 | Phoenix Contact DIN Rail Adapter, PTFIX-NS35A-FIX, PTFIX Series | [10 empty] | Gray | [16 empty] | CLIPLINE PTFIX Series | [14 empty] | Not Applicable | [6 empty] | - |  |  |  | Bulk | [10 empty] | - | [23 empty] | 32 | https://www.unikeyic.com/media/datasheet/c3/11/cdcd/c311cdcd91fe46e5cc811b882a743019.pdf | https://www.unikeyic.com/products/plug-in-connectors/3274057/818027.html
3274058 | PHOENIX CONTACT | 10: 0.9603 100: 0.8963 250: 0.8803 500: 0.8803 1,000: 0.8803 | Phoenix,DINrail adapter,PTFIX-NS15A,Phoenix DIN rail adapter, DIN rail adapter, PTFIXseries | [10 empty] | Gray | [16 empty] | CLIPLINE PTFIX Series | [14 empty] | Not Applicable | [6 empty] | - |  |  |  | Bulk | [10 empty] | - | [23 empty] | 39 | https://www.unikeyic.com/media/datasheet/29/dd/ba00/29/21ffd20260e6dc8a1fcabbd2cbb32bbd.pdf | https://www.unikeyic.com/products/plug-in-connectors/3274058/14435038.html
3274059 | PHOENIX CONTACT | 20: 1.4737 | Phoenix,DINrail adapter,PTFIX-NS15A-FIX,Phoenix DIN rail adapter, DIN rail adapter, PTFIX, PTFIX-NS15A-FIXseries | [10 empty] | Gray | [16 empty] | CLIPLINE PTFIX Series | [14 empty] | Not Applicable | [6 empty] | - |  |  |  | Bulk | [10 empty] | - | [23 empty] | 480 | https://www.unikeyic.com/media/datasheet/f6/e9/cc38/f6/be219be9ffd0ea30dd366849b6d016e5.pdf | https://www.unikeyic.com/products/plug-in-connectors/3274059/34181442.html
4-2170705-2 | TE Connectivity | 24: 20.2158 48: 19.251 72: 18.7085 120: 18.0465 264: 17.071 504: 16.3107 | Connector Accessories Cage/Heat Sink Assembly, Right Angle, Nickel Silver, Box/Tray | [7 empty] | 2170705 |  |  |  | Cage with Heat Sink | ZQSFP+ | - | - | [11 empty] | EMI Shielded, Light Pipe | [15 empty] | 1 (Unlimited) |  |  | Through Hole, Right Angle |  |  |  | - |  |  |  | Tray | [8 empty] | 5446882 |  | - | [9 empty] | Press-Fit | [13 empty] | 153 | https://www.unikeyic.com/media/datasheet/ef/35/1931/ef3519312126c337b57f624daa49789d.pdf | https://www.unikeyic.com/products/plug-in-connectors/4-2170705-2/23217168.html
402-51101-51 | ept connectors | 1: 10.767 10: 9.8698 100: 9.6903 250: 9.6903 500: 9.6903 1,000: 9.6903 | Conn Board to Board RCP 220 POS 0.5mm Solder ST Top Entry SMD PICMG® T/R/Tray | [24 empty] | 402-51101-51 ept connectors | [14 empty] | 61.8mm(Length)*6.2mm(height) |  |  |  | SMD mount | [6 empty] | -40℃~85℃ | [37 empty] | 122 | https://www.unikeyic.com/media/datasheet/38/30/82b0/38/4c5db4c0ebae22b4fdcc34f08ba1ed1e.pdf | https://www.unikeyic.com/products/plug-in-connectors/402-51101-51/501751.html
450571 | RS | 1: 24.1002 10: 18.5381 50: 14.3213 | RS PRO Cigarette Lighter Receptacle, Black, Panel Mount, 15A | [43 empty] | panel mount | [44 empty] | 944 | https://www.unikeyic.com/media/about_us/Unikey_ISO_9001_Certification.pdf | https://www.unikeyic.com/products/plug-in-connectors/450571/31884172.html
470184000 | molex | 50: 3.264 100: 2.7962 200: 2.0498 | Conn SATA RCP 15Power/7Signal POS 1.27mm Solder RA SMD 22 Terminal 1 Port T/R | [7 empty] | 047018 |  |  |  | Receptacle | SATA | Gold | Flash | [11 empty] | Board Lock | [15 empty] | 1 (Unlimited) |  |  | Surface Mount, Right Angle |  |  |  | 22 | [12 empty] | 9645508 |  | 47018 | [9 empty] | Solder | [13 empty] | 1355 | https://www.unikeyic.com/media/datasheet/d2/d7/e664/c3/817b6c691dbfa884a15edeb2ee2e96d0.pdf | https://www.unikeyic.com/products/plug-in-connectors/470184000/18179560.html
470184001 | molex | 1: 1.4254 10: 1.2621 30: 1.173 100: 1.0839 500: 1.0394 | Molex 1.27mmpitch22pSingle row female Board to Board, SATAseries, right angle, surface | [7 empty] | 047018 |  |  |  | Receptacle | SATA | Gold | 30.0µin (0.76µm) | [11 empty] | Board Lock | [15 empty] | 1 (Unlimited) |  |  | Surface Mount, Right Angle |  |  |  | 22 | [12 empty] | 2440226 |  | 47018 | [9 empty] | Solder | [14 empty] | https://www.unikeyic.com/media/datasheet/d2/d7/e664/c3/817b6c691dbfa884a15edeb2ee2e96d0.pdf | https://www.unikeyic.com/products/plug-in-connectors/470184001/24782622.html
500654-0809 | molex | 100: 4.2229 | 2.00mm Pitch Serial I/O Connector, Plug Kit, Wire-to-Wire, Crimp Type, 8 Circuits | [63 empty] | bulk | [24 empty] | 10000 | https://www.unikeyic.com/media/about_us/Unikey_ISO_9001_Certification.pdf | https://www.unikeyic.com/products/plug-in-connectors/500654-0809/32743251.html
5006550619 | molex | 1: 25.3185 10: 21.5127 25: 20.1658 50: 19.2036 100: 18.2876 250: 17.1438 500: 16.3265 | 2.00mm Pitch Serial I/O Connector, Socket Kit, Wire-to-Wire Crimp Type | [7 empty] | 500655 |  |  |  | Receptacle | Serial I/O | Tin | - | [11 empty] | Flange, Shielded | [15 empty] | Not Applicable |  |  | Free Hanging (In-Line) |  |  |  | 6 |  |  |  | Bulk | [8 empty] | 15709693 |  | 500655 | [9 empty] | Crimp | [13 empty] | 12 | https://www.unikeyic.com/media/datasheet/50/33/3967/503339670d0f0bab0efaab5255c577ee.pdf | https://www.unikeyic.com/products/plug-in-connectors/5006550619/10972631.html
5020755 | PHOENIX CONTACT | 10: 4.3721 100: 4.2791 | Phoenix,Plug-in bridge,EB6-6/DR,Phoenix Insert bridge, Insert bridge, EB 6- 6/DRseries, used forDIN Rail terminal block | [10 empty] | Gray |  |  | - |  | Brass | [11 empty] | Terminal Blocks | [14 empty] | 1 (Unlimited) | [6 empty] | 6 |  |  |  | Bulk |  |  | 0.244" (6.20mm) | [7 empty] | - | [7 empty] | Flat Pins - Angled | [15 empty] | 1000 | https://www.unikeyic.com/media/datasheet/b6/75/d1a3/b675d1a3030ab4ee12396bf2170dcec5.pdf | https://www.unikeyic.com/products/plug-in-connectors/5020755/18055621.html
5020771 | PHOENIX CONTACT | 10: 8.9116 100: 8.722 | Phoenix Contact Pluggable Bridge EB6-10/DRNAT Terminal Block Tools & Accessories EB 6-10/DR NAT | [24 empty] | 5020771 PHOENIX CONTACT | [63 empty] | 1000 | https://www.unikeyic.com/media/datasheet/c8/bc/09a8/c8bc09a8b773e1d708baac682c0f79f9.pdf | https://www.unikeyic.com/products/plug-in-connectors/5020771/9220090.html
5020807 | PHOENIX CONTACT | 1: 4.5027 | Phoenix Contact Pluggable Bridge EB3-6/ST, Insertion Bridge, EB3-6/ST Series | [10 empty] | Gray |  |  | - |  | Brass | [11 empty] | - | [14 empty] | 1 (Unlimited) | [6 empty] | 6 |  |  |  | Bulk |  |  | 0.236" (6.00mm) | [5 empty] | 4460306 |  | - | [7 empty] | Flat Pins - Angled | [15 empty] | 312 | https://www.unikeyic.com/media/datasheet/4f/83/fbb2/4f83fbb261e2156587b83d6c4e8380fa.pdf | https://www.unikeyic.com/products/plug-in-connectors/5020807/2174573.html
5023901 | PHOENIX CONTACT | 100: 1.3852 1,000: 1.3558 | Phoenix,Straight-through terminal block,UK5-HESIDM,Phoenix Connector, Feedthrough connector, UK 5-HESI DMseries, for terminal blocks | [88 empty] | 10000 | https://www.unikeyic.com/media/about_us/Unikey_ISO_9001_Certification.pdf | https://www.unikeyic.com/products/plug-in-connectors/5023901/22531759.html
534600639 | molex | 1: 2.7985 10: 2.3472 30: 1.8522 100: 1.8055 300: 1.5949 1,000: 1.5046 | Molex Line Interface, 6 Channel, TH Receptacle, 1.5A | [7 empty] | 053460 |  |  |  | Receptacle | Multi-Purpose | Gold | 30.0µin (0.76µm) | [11 empty] | Board Lock | [15 empty] | 1 (Unlimited) |  |  | Through Hole, Right Angle |  |  |  | 6 |  |  |  | Tray | [10 empty] | 53460 | [9 empty] | Solder | [14 empty] | https://www.unikeyic.com/media/datasheet/7d/f1/c9f5/7df1c9f5a9fbffa4321bd1b85c12c65e.pdf | https://www.unikeyic.com/products/plug-in-connectors/534600639/9364931.html
5474342 | PHOENIX CONTACT | 10: 16.8381 | Phoenix,Plug-in connector sets,BCP-508-2,4,5GNSET,Cover type、Box and shell products BCP-508-2,4,5 GN SET | [24 empty] | 5474342 PHOENIX CONTACT | [63 empty] | 1000 | https://www.unikeyic.com/media/datasheet/17/2d/7aac/17/65ab69a846c9f66e9289de21d5c41c79.pdf | https://www.unikeyic.com/products/plug-in-connectors/5474342/15910275.html
55100-0680 | WALDOM | 48: 26.4902 96: 26.0168 | I/O Connectors 2.0 I/O Set 6Ckt | [88 empty] | 300 | https://www.unikeyic.com/media/about_us/Unikey_ISO_9001_Certification.pdf | https://www.unikeyic.com/products/plug-in-connectors/55100-0680/12578625.html
551000870 | molex | 100: 7.5094 | 2.00mm Pitch Serial I/O Connector, Plug Kit, Wire-to-Wire, Solder Type, 8 Circuits | [7 empty] | 055100 | [34 empty] | 1 (Unlimited) | [10 empty] | Bulk | [10 empty] | * | [23 empty] | 10000 | https://www.unikeyic.com/media/datasheet/de/2f/2cda/de/006378ec1feb5575604ea5a4a07f882e.pdf | https://www.unikeyic.com/products/plug-in-connectors/551000870/20625782.html
5772485 | PHOENIX CONTACT | 1: 2.8481 10: 2.3207 50: 1.9581 150: 1.7902 500: 1.6935 1,000: 1.6066 | Phoenix,DINGuide rail，There are holes,NS35/7,5PERFORATED1M, | [89 empty] | https://www.unikeyic.com/media/about_us/Unikey_ISO_9001_Certification.pdf | https://www.unikeyic.com/products/plug-in-connectors/5772485/30067839.html
5772511 | PHOENIX CONTACT | 50: 3.6934 | Phoenix,DINGuide rail，Unpunched,NS35/7,5UNPERFORATED1M, | [88 empty] | 120 | https://www.unikeyic.com/media/about_us/Unikey_ISO_9001_Certification.pdf | https://www.unikeyic.com/products/plug-in-connectors/5772511/27434852.html
674901220 | molex | 10: 0.5613 50: 0.5519 100: 0.5325 | Conn SATA PL 7 POS 1.27mm Solder RA SMD 7 Terminal 1 Port Tray | [7 empty] | 067490 |  |  |  | Header | SATA | Gold | Flash | [11 empty] | - | [15 empty] | 1 (Unlimited) |  |  | Surface Mount, Right Angle |  |  |  | 7 |  |  |  | Tray | [8 empty] | 1894608 |  | 67490 | [9 empty] | Solder | [13 empty] | 49 | https://www.unikeyic.com/media/datasheet/8e/af/fea4/8e/d31b2506129512a390ca7efafa46b7de.pdf | https://www.unikeyic.com/products/plug-in-connectors/674901220/2913025.html
678008005 | molex | 10: 0.8973 30: 0.8822 50: 0.8513 | Conn SATA PL 7 POS 1.27mm Solder ST Thru-Hole 7 Terminal 1 Port Serial ATA Tray | [7 empty] | 067800 |  |  |  | Header, Shrouded | SATA | Gold | 15.0µin (0.38µm) | [11 empty] | Board Guide, Friction Lock | [15 empty] | 1 (Unlimited) |  |  | Through Hole |  |  |  | 7 |  |  |  | Tray | [10 empty] | 67800 | [9 empty] | Solder | [13 empty] | 55 | https://www.unikeyic.com/media/datasheet/bb/8e/9f02/bb/f33449998a436ad3632e1b77be9f7b17.pdf | https://www.unikeyic.com/products/plug-in-connectors/678008005/27413794.html
744410007 | molex | 1: 4.3885 10: 4.3152 20: 4.1638 | Conn XFP RCP 30 POS 0.8mm Solder RA SMD 30 Terminal 1 Port SFP+ T/R | [7 empty] | 74441 |  |  |  | Receptacle | XFP | Gold | 15.0µin (0.38µm) | [11 empty] | Board Guide | [15 empty] | 1 (Unlimited) |  |  | Surface Mount, Right Angle |  |  |  | 30 | [12 empty] | 1846704 |  | Z-Axis Pluggable 74441 | [9 empty] | Solder | [13 empty] | 20 | https://www.unikeyic.com/media/datasheet/d3/f2/b74b/d3/7ab35404d57f46de94080a2531112b21.pdf | https://www.unikeyic.com/products/plug-in-connectors/744410007/15276223.html
747360220 | molex | 50: 11.7865 200: 10.4856 500: 9.395 | Molex Cage, 74736 Series, Cage Assembly | [7 empty] | 74736 |  |  |  | Cage | XFP | - | - | [11 empty] | EMI Shielded | [15 empty] | 1 (Unlimited) |  |  | Through Hole, Right Angle |  |  |  | - |  |  |  | Bulk | [10 empty] | 74736 | [9 empty] | Press-Fit | [13 empty] | 2300 | https://www.unikeyic.com/media/datasheet/fe/d6/c4c4/c8/d3834ceae2c24792bbfe698f7efb9559.pdf | https://www.unikeyic.com/products/plug-in-connectors/747360220/1906470.html
747370004 | molex | 1: 1.6719 10: 1.5423 30: 1.4449 100: 1.3256 500: 1.2718 | Connector Accessories SFP Cage Right Angle Copper Alloy Nickel SFP Tray | [7 empty] | 074737 |  |  |  | Cage | SFP | - | - | [11 empty] | EMI Shielded | [15 empty] | 1 (Unlimited) |  |  | Through Hole, Right Angle |  |  |  | - |  |  |  | Tray | [8 empty] | 1643333 |  | 74737 | [9 empty] | Press-Fit | [14 empty] | https://www.unikeyic.com/media/datasheet/46/b8/69cd/46b869cd0f005475e70a8bf2d2b03bfd.pdf | https://www.unikeyic.com/products/plug-in-connectors/747370004/20124216.html
747500024 | molex | 216: 1.8921 432: 1.8685 648: 1.829 | Connector Accessories QSFP Cage Right Angle Copper Alloy Nickel Tray | [24 empty] | 747500024 molex | [18 empty] | Through hole mounting | [16 empty] | Stop production |  |  | bulk, | [24 empty] | 1296 | https://www.unikeyic.com/media/datasheet/41/23/4929/412349298dd3980316a06f9cb6955d53.pdf | https://www.unikeyic.com/products/plug-in-connectors/747500024/23385764.html
747540220 | molex | 9: 6.743 250: 6.589 500: 6.38 1,000: 6.248 5,000: 6.105 | Molex SFP+ Cage, 74754 Series, Dust Cover, Light Pipe | [7 empty] | 074754 |  |  |  | Cage, Ganged (1 x 2) | SFP+ | - | - | [11 empty] | EMI Shielded | [15 empty] | 1 (Unlimited) |  |  | Through Hole, Right Angle |  |  |  | - |  |  |  | Tray | [8 empty] | 3044715 |  | 74754 | [9 empty] | Press-Fit | [13 empty] | 6780 | https://www.unikeyic.com/media/datasheet/d2/d7/e664/af/bc96a0db9979ecce5c56fe1a719661aa.pdf | https://www.unikeyic.com/products/plug-in-connectors/747540220/33967842.html
755860103 | molex | 550: 4.653 | I-Pass Connector F 38 POS 0.8mm Solder RA SMD 38 Terminal 1 Port T/R | [7 empty] | 075586 |  |  |  | Receptacle | SAS, Mini | Gold | 15.0µin (0.38µm) | [11 empty] | Board Guide | [15 empty] | 1 (Unlimited) |  |  | Surface Mount, Right Angle |  |  |  | 38 | [12 empty] | 8638788 |  | iPass PCI Express 75586 | [9 empty] | Solder | [13 empty] | 1100 | https://www.unikeyic.com/media/datasheet/6d/cc/1e6c/6dcc1e6cfb8572a2edaf33f9fb94042e.pdf | https://www.unikeyic.com/products/plug-in-connectors/755860103/4416988.html
757840132 | molex | 70: 5.555 210: 5.456 280: 5.368 | Conn Telephone/Telecom RCP 36 POS 0.8mm Solder ST SMD 36 Terminal 1 Port iPass™ T/R | [7 empty] | 075784 |  |  |  | Receptacle | SAS, Mini | Gold | 15.0µin (0.38µm) | [11 empty] | Board Guide | [15 empty] | 1 (Unlimited) |  |  | Surface Mount |  |  |  | 36 | [14 empty] | iPass 75784 | [9 empty] | Solder | [13 empty] | 1190 | https://www.unikeyic.com/media/datasheet/d2/d7/e664/47/2ea247bfc6e0dc4b0dab0cfd974aa1f0.pdf | https://www.unikeyic.com/products/plug-in-connectors/757840132/15361003.html
760445001 | molex | 1: 18.9669 10: 16.6333 30: 15.6137 100: 13.8104 | Molex pluggableIOConnector, 76044 series, Connector, 2 port, Male plug | [7 empty] | 076044 |  |  |  | Receptacle with Cage, Ganged (2x1) | SFP+ | Gold | 30.0µin (0.76µm) | [11 empty] | Board Guide, EMI Shielded, Light Pipe | [15 empty] | 1 (Unlimited) |  |  | Through Hole, Right Angle |  |  |  | 40 (20 x 2) |  |  |  | Tray | [10 empty] | 76044 | [9 empty] | Press-Fit | [14 empty] | https://www.unikeyic.com/media/datasheet/3e/ea/714f/3e/c47a1f07bde44ac8ba2c8bf0f74f18b3.pdf | https://www.unikeyic.com/products/plug-in-connectors/760445001/31708237.html
768661011 | molex | 1: 8.2457 10: 6.9158 30: 5.4573 100: 5.3198 300: 4.6992 1,000: 4.4332 | Connector Receptacle External Integrated Cage Right Angle Press Fit 36 Position 0.75mm 30V 0.75A | [7 empty] | 076866 |  |  |  | Receptacle with Cage | SAS, Mini 2.0 | Gold | 30.0µin (0.76µm) | [11 empty] | EMI Shielded | [15 empty] | 1 (Unlimited) |  |  | Through Hole, Right Angle |  |  |  | 36 |  |  |  | Bulk | [10 empty] | iPass+ HD 76866 | [9 empty] | Press-Fit | [14 empty] | https://www.unikeyic.com/media/datasheet/b4/c0/ebe8/b4c0ebe82c17226f7e673d0938db3eb9.pdf | https://www.unikeyic.com/products/plug-in-connectors/768661011/22768449.html
768661015 | molex | 4: 36.663 8: 36.025 16: 35.398 32: 34.76 240: 31.603 | Conn I-Pass+ F 72 POS Press Fit RA Thru-Hole 72 Terminal 2 Port iPass+ Tray | [7 empty] | 076866 |  |  |  | Receptacle with Cage, Ganged (1x2) | SAS, Mini 2.0 | Gold | 30.0µin (0.76µm) | [11 empty] | EMI Shielded | [15 empty] | 1 (Unlimited) |  |  | Through Hole, Right Angle |  |  |  | 72 (36 x 2) |  |  |  | Bulk | [10 empty] | iPass+ HD 76866 | [9 empty] | Press-Fit | [13 empty] | 778 | https://www.unikeyic.com/media/datasheet/b4/c0/ebe8/b4c0ebe82c17226f7e673d0938db3eb9.pdf | https://www.unikeyic.com/products/plug-in-connectors/768661015/28255224.html
787150004 | molex | 1: 13.7995 10: 11.7224 25: 10.988 50: 10.4635 100: 9.964 | Conn SAS RCP 15Power/14Signal POS 1.27mm/0.8mm Solder ST SMD 29 Terminal 1 Port SAS 12G, SAS-3 T/R | [7 empty] | 078715 |  |  |  | Receptacle | SAS, SATA | Gold | 30.0µin (0.76µm) | [11 empty] | Board Guide, Mating Guide | [15 empty] | 1 (Unlimited) |  |  | Surface Mount |  |  |  | 29 | [12 empty] | 8638794 |  | 78715 | [9 empty] | Solder | [13 empty] | 13 | https://www.unikeyic.com/media/datasheet/75/57/1171/755711711d5c9f523dd3cb7de9b5816a.pdf | https://www.unikeyic.com/products/plug-in-connectors/787150004/17289851.html
787771002 | molex | 250: 2.893 500: 2.838 1,000: 2.574 2,000: 2.266 5,000: 2.189 10,000: 2.068 25,000: 1.936 | SAS Connector F 15Power/53Signal POS 0.8mm/1.27mm Solder ST SMD 68 Terminal 1 Port T/R | [7 empty] | 078777 |  |  |  | Receptacle | SAS/PCIe | Gold | 30.0µin (0.76µm) | [11 empty] | Board Guide, Board Lock, Mating Guide, Pick and Place | [15 empty] | 1 (Unlimited) |  |  | Surface Mount |  |  |  | 68 |  |  |  | Tape & Reel (TR)Cut Tape (CT) | [8 empty] | 11312923 |  | 78777 | [9 empty] | Solder | [13 empty] | 144250 | https://www.unikeyic.com/media/datasheet/b6/30/daef/b6/8ee620d5ec5ad2cd9d4484c3d9631518.pdf | https://www.unikeyic.com/products/plug-in-connectors/787771002/1194740.html
787775000 | molex | 500: 15.2765 1,000: 14.8881 1,500: 14.6292 | SAS Connector F 15P/53S 0.8mm/1.27mm Solder ST SMD 68-Term 1-Port SAS-3/PCIe-3 T/R | [7 empty] | 078777 |  |  |  | Receptacle | SAS/PCIe | Gold | 30.0µin (0.76µm) | [11 empty] | Board Guide, Mating Guide, Pick and Place | [15 empty] | 1 (Unlimited) |  |  | Surface Mount |  |  |  | 68 |  |  |  | Tape & Reel (TR) | [10 empty] | 78777 | [9 empty] | Solder | [13 empty] | 5000 | https://www.unikeyic.com/media/datasheet/9f/fc/e2a8/9ffce2a8ab2163b91c7c873a3525fd82.pdf | https://www.unikeyic.com/products/plug-in-connectors/787775000/20360340.html
787980001 | molex | 270: 16.082 540: 14.619 1,350: 12.804 3,240: 12.43 6,210: 11.693 15,120: 10.956 | Conn SCSI F 15Power/53Signal POS 1.27mm/0.8mm Solder RA SMD 68 Terminal 1 Port SAS-3/PCIe-3 T/R | [7 empty] | 078798 |  |  |  | Receptacle | SAS/PCIe | Gold | 30.0µin (0.76µm) | [11 empty] | Board Guide, Board Lock, Mating Guide | [15 empty] | 1 (Unlimited) |  |  | Surface Mount, Right Angle |  |  |  | 68 |  |  |  | Tape & Reel (TR)Cut Tape (CT) | [10 empty] | 78798 | [9 empty] | Solder | [13 empty] | 1620 | https://www.unikeyic.com/media/datasheet/ec/6e/2ea3/ec/873d81eda544f3b6a57b0b1b22f210a9.pdf | https://www.unikeyic.com/products/plug-in-connectors/787980001/11699247.html
787980002 | molex | 270: 16.126 | Conn SAS F 15Power/53Signal Pos 0.8mm/1.27mm Solder RA SMD 68 Terminal 1 Port T/R | [7 empty] | 078798 |  |  |  | Receptacle | SAS/PCIe | Gold | 30.0µin (0.76µm) | [11 empty] | Board Guide, Board Lock, Mating Guide | [15 empty] | 1 (Unlimited) |  |  | Surface Mount, Right Angle |  |  |  | 68 |  |  |  | Tape & Reel (TR)Cut Tape (CT) | [10 empty] | 78798 | [9 empty] | Solder | [13 empty] | 270 | https://www.unikeyic.com/media/datasheet/1f/ad/0480/1f/e20418b4011d429978170f3589c5a46e.pdf | https://www.unikeyic.com/products/plug-in-connectors/787980002/17590737.html
804027 | PHOENIX CONTACT | 1: 11.1744 10: 10.4294 25: 10.2432 100: 10.057 250: 10.057 | Phoenix,Hole Type,EO-CF/UT/LED/GN, | [88 empty] | 24 | https://www.unikeyic.com/media/about_us/Unikey_ISO_9001_Certification.pdf | https://www.unikeyic.com/products/plug-in-connectors/804027/22754214.html
877011001 | molex | 1: 5.2616 10: 4.3847 30: 3.8127 300: 3.5633 720: 3.3936 2,880: 3.2948 | Conn SATA RCP 15Power/7Signal POS 2.54mm Press Fit ST Thru-Hole 22 Terminal 1 Port Tray | [7 empty] | 087701 |  |  |  | Receptacle | SATA | Gold | 30.0µin (0.76µm) | [11 empty] | Mating Guide | [15 empty] | 1 (Unlimited) |  |  | Through Hole |  |  |  | 22 |  |  |  | Tray | [10 empty] | 87701 | [9 empty] | Press-Fit | [13 empty] | 57 | https://www.unikeyic.com/media/datasheet/72/2a/6359/72/56404feda96449c5eafeca443647397d.pdf | https://www.unikeyic.com/products/plug-in-connectors/877011001/23963446.html
877131006 | molex | 1: 1.842 30: 1.8112 50: 1.7476 | Molex 1.27mm Pitch 22-Pin Single Row PCB Connector, Receptacle, 87713 Series, Vertical, Surface Mount | [7 empty] | 087713 |  |  |  | Receptacle | SATA | Gold | 30.0µin (0.76µm) | [11 empty] | Board Guide | [15 empty] | 1 (Unlimited) |  |  | Surface Mount |  |  |  | 22 | [12 empty] | 4357202 |  | 87713 | [9 empty] | Solder | [13 empty] | 61 | https://www.unikeyic.com/media/datasheet/91/fa/4599/91/e88ac32fdeb1665fa7337c57787a58ba.pdf | https://www.unikeyic.com/products/plug-in-connectors/877131006/30548748.html
877801001 | molex | 31: 1.903 400: 1.826 700: 1.749 | Conn SATA RCP 15Power/7Signal POS 1.27mm Press Fit ST Thru-Hole 22 Terminal 1 Port Tray | [11 empty] | Receptacle | SATA | Gold | 30.0µin (0.76µm) | [11 empty] | Board Guide | [15 empty] | Vendor Undefined |  |  | Through Hole |  |  |  | 22 |  |  |  | Tray | [10 empty] | 87780 | [9 empty] | Press-Fit | [13 empty] | 1530 | https://www.unikeyic.com/media/datasheet/d9/ac/a942/d9/aac6921e4546679b3c5509e79a4c16cb.pdf | https://www.unikeyic.com/products/plug-in-connectors/877801001/33632971.html
879751001 | molex | 1: 9.4031 10: 9.2463 20: 8.922 | Conn SCSI RCP 29 POS 1.27mm Solder RA SMD 29 Terminal 1 Port Tray | [7 empty] | 087975 |  |  |  | Receptacle | SAS | Gold | 30.0µin (0.76µm) | [11 empty] | Board Lock, Mating Guide | [15 empty] | 1 (Unlimited) |  |  | Surface Mount, Right Angle |  |  |  | 29 |  |  |  | Tray | [8 empty] | 3044741 |  | 87975 | [9 empty] | Solder | [13 empty] | 20 | https://www.unikeyic.com/media/datasheet/d2/d7/e664/17/997962b7204e3692667b96313f1072e7.pdf | https://www.unikeyic.com/products/plug-in-connectors/879751001/1279290.html
91613-110140D | UMaxconn | 1: 1.7057 10: 1.4581 30: 1.3043 70: 1.0392 490: 0.9681 980: 0.9377 | [25 empty] | 91613-110140D UMaxconn | [18 empty] | board mount | [45 empty] | https://www.unikeyic.com/media/datasheet/e8/a9/4dbc/e8/7b8d7064bf439d44b650549d6b078fdd.pdf | https://www.unikeyic.com/products/plug-in-connectors/91613-110140d/24243579.html
ARF6-08-S-RA-TR | samtec | 1: 11.9178 10: 11.9178 25: 11.705 100: 11.4922 250: 11.4922 | Samtec 0.635mm Pitch 8P Dual Row Receptacle ARF6 Series | [7 empty] | ARF6-08 |  |  |  | Receptacle | High Density Array | Gold | 30.0µin (0.76µm) | [11 empty] | Shielded | [15 empty] | 1 (Unlimited) |  |  | Surface Mount, Right Angle |  |  |  | 16 |  |  |  | Tape & Reel (TR)Cut Tape (CT) | [8 empty] | 14325450 |  | AcceleRate® ARF6 | [9 empty] | Solder | [13 empty] | 113 | https://www.unikeyic.com/media/datasheet/79/41/3e06/79413e0655b640e9774b7e3d676770d7.pdf | https://www.unikeyic.com/products/plug-in-connectors/arf6-08-s-ra-tr/34374768.html
ARF6-16-S-D-A-K-TR | samtec | 2: 6.3465 4: 5.9688 8: 5.7799 16: 5.6862 32: 5.6394 64: 5.6152 | Samtec 0.635mmpitch16pDouble row female, ARF6series | [7 empty] | ARF6-16 |  |  |  | Receptacle | High Density Array | Gold | 30.0µin (0.76µm) | [11 empty] | Board Guide, Pick and Place Cap, Shielded | [15 empty] | 1 (Unlimited) |  |  | Surface Mount |  |  |  | 32 |  |  |  | Tape & Reel (TR)Cut Tape (CT) | [10 empty] | AcceleRate® ARF6 | [9 empty] | Solder | [13 empty] | 947 | https://www.unikeyic.com/media/datasheet/77/3c/7b49/773c7b49071a98e3f9ed63724f898c9c.pdf | https://www.unikeyic.com/products/plug-in-connectors/arf6-16-s-d-a-k-tr/30743785.html
BFDDM-1001P006R | ELETE | 30: 0.0891 60: 0.0876 90: 0.0854 | Board-to-Board Connector, 0.5mm Pitch, 10-Pin Receptacle | [24 empty] | BFDDM-1001P006R ELETE | [18 empty] | welding mounting | [44 empty] | 50000 | https://www.unikeyic.com/media/datasheet/fc/55/67f6/fc5567f660f693b6f72058d2b0f95432.pdf | https://www.unikeyic.com/products/plug-in-connectors/bfddm-1001p006r/1010467175.html
BFEDM-50P006 | ELETE | 30: 0.0891 60: 0.0876 90: 0.0854 | 0.8; | [24 empty] | BFEDM-50P006 ELETE | [18 empty] | welding mounting | [44 empty] | 50000 | https://www.unikeyic.com/media/datasheet/53/b6/46b7/53b646b70cf06b5373881dbd32992634.pdf | https://www.unikeyic.com/products/plug-in-connectors/bfedm-50p006/1010467185.html
BFEDM-80P013 | ELETE | 30: 0.0891 60: 0.0876 90: 0.0854 | 0.8mm Pitch Board-to-Board Connector Receptacle | [24 empty] | BFEDM-80P013 ELETE | [18 empty] | welding mounting | [44 empty] | 50000 | https://www.unikeyic.com/media/datasheet/c0/d5/3396/c0d53396ec91d278061db7dfa4c4015c.pdf | https://www.unikeyic.com/products/plug-in-connectors/bfedm-80p013/1010467176.html
BFEDM01-A001 Series | ELETE | 40: 0.0712 80: 0.07 120: 0.0683 | 0.8mm Pitch 8Gbps High-Speed Female Board-to-Board Connector | [24 empty] | BFEDM01-A001 Series ELETE | [18 empty] | welding mounting | [44 empty] | 50000 | https://www.unikeyic.com/media/datasheet/39/61/a604/3961a604c13586e00af8a9df4fd17fd8.pdf | https://www.unikeyic.com/products/plug-in-connectors/bfedm01-a001-series/1010467203.html
BMDDM-1001P006R | ELETE | 30: 0.0891 60: 0.0876 90: 0.0854 | 0.5mm Pitch 10-Pin Board-to-Board Connector, Male | [24 empty] | BMDDM-1001P006R ELETE | [18 empty] | welding mounting | [44 empty] | 50000 | https://www.unikeyic.com/media/datasheet/c8/fb/cc74/c8fbcc74c074d300b8c2288b948ec0bb.pdf | https://www.unikeyic.com/products/plug-in-connectors/bmddm-1001p006r/1010467123.html
BMEDM-80P013 | ELETE | 30: 0.0891 60: 0.0876 90: 0.0854 | Board-to-Board Connector, Male, 0.8mm Pitch | [24 empty] | BMEDM-80P013 ELETE | [18 empty] | welding mounting | [44 empty] | 50000 | https://www.unikeyic.com/media/datasheet/a0/e9/f662/a0e9f662e1b4cd1821546169ca439d73.pdf | https://www.unikeyic.com/products/plug-in-connectors/bmedm-80p013/1010467124.html
BMEDM01-A001 Series | ELETE | 40: 0.0712 80: 0.07 120: 0.0683 | pitch:0.8MM8GBPS | [24 empty] | BMEDM01-A001 Series ELETE | [18 empty] | welding mounting | [44 empty] | 50000 | https://www.unikeyic.com/media/datasheet/d2/0e/61e3/d20e61e33ed8d5e4870f4f2b4cf1a1e0.pdf | https://www.unikeyic.com/products/plug-in-connectors/bmedm01-a001-series/1010467125.html
BMGDM-2507A003R | ELETE | 40: 0.0712 80: 0.07 120: 0.0683 | 1.0mm Pitch 25-Pin Plug Board-to-Board Connector | [24 empty] | BMGDM-2507A003R ELETE | [18 empty] | welding mounting | [44 empty] | 50000 | https://www.unikeyic.com/media/datasheet/0d/8b/e189/0d8be18937c7070b356cdfd8a76a23a9.pdf | https://www.unikeyic.com/products/plug-in-connectors/bmgdm-2507a003r/1010467204.html
BXIDM02-Series | ELETE | 30: 0.0891 60: 0.0876 90: 0.0854 | Pitch 1.27mm × 1.27mm Pin Header, Straight SMT Box Connector | [24 empty] | BXIDM02-Series ELETE | [18 empty] | welding mounting | [44 empty] | 50000 | https://www.unikeyic.com/media/datasheet/2f/47/ac7c/2f47ac7c09d290f5b85deeff352771e9.pdf | https://www.unikeyic.com/products/plug-in-connectors/bxidm02-series/1010467157.html
BXIDM03-Series | ELETE | 30: 0.0891 60: 0.0876 90: 0.0854 | Connector Housing SMT, 1.27mm × 1.27mm | [24 empty] | BXIDM03-Series ELETE | [18 empty] | welding mounting | [44 empty] | 50000 | https://www.unikeyic.com/media/datasheet/46/2c/1554/462c155467b8bc6eb9a773eeeb197419.pdf | https://www.unikeyic.com/products/plug-in-connectors/bxidm03-series/1010467126.html
BXIDR01-Series | ELETE | 30: 0.0891 60: 0.0876 90: 0.0854 | Pitch 1.27x1.27mm Box Type Right Angle Pin Header Connector | [24 empty] | BXIDR01-Series ELETE | [18 empty] | welding mounting | [44 empty] | 50000 | https://www.unikeyic.com/media/datasheet/75/7a/8047/757a8047cfc2a72ff7211bf21ff53ccc.pdf | https://www.unikeyic.com/products/plug-in-connectors/bxidr01-series/1010467205.html
BXIDS02-Series | ELETE | 30: 0.0891 60: 0.0876 90: 0.0854 | Pitch 1.27mm TH Box Connector | [24 empty] | BXIDS02-Series ELETE | [18 empty] | welding mounting | [44 empty] | 50000 | https://www.unikeyic.com/media/datasheet/5a/14/4788/5a1447883210506715353d650f766f1e.pdf | https://www.unikeyic.com/products/plug-in-connectors/bxids02-series/1010467151.html
BXIDS03-Series | ELETE | 30: 0.0891 60: 0.0876 90: 0.0854 | pitch:1.27x1.27DIPtype connector | [24 empty] | BXIDS03-Series ELETE | [18 empty] | welding mounting | [44 empty] | 50000 | https://www.unikeyic.com/media/datasheet/99/ca/694d/99ca694d90032e5e5692275e7863a1b3.pdf | https://www.unikeyic.com/products/plug-in-connectors/bxids03-series/1010467138.html
BXJDM02-Series | ELETE | 30: 0.0891 60: 0.0876 90: 0.0854 | pitch:1.27x2.54S.M.T | [24 empty] | BXJDM02-Series ELETE | [18 empty] | welding mounting | [44 empty] | 50000 | https://www.unikeyic.com/media/datasheet/d0/7a/4569/d07a4569a7b8320d056f443985c761d4.pdf | https://www.unikeyic.com/products/plug-in-connectors/bxjdm02-series/1010467139.html
BXJDS02-Series | ELETE | 30: 0.0891 60: 0.0876 90: 0.0854 | Pitch 1.27mm × 2.54mm TH Cartridge Connector | [24 empty] | BXJDS02-Series ELETE | [18 empty] | welding mounting | [44 empty] | 50000 | https://www.unikeyic.com/media/datasheet/ff/c1/0fa3/ffc10fa355d41307ab5b89a4c33a12fa.pdf | https://www.unikeyic.com/products/plug-in-connectors/bxjds02-series/1010467140.html
BXLDM01 Series | ELETE | 30: 0.107 60: 0.1051 90: 0.1025 | Pitch 2.00mm × 2.00mm Box Header SMD | [24 empty] | BXLDM01 Series ELETE | [18 empty] | welding mounting | [44 empty] | 50000 | https://www.unikeyic.com/media/datasheet/7f/21/7f19/7f217f198306ef4d67d6ca85bff6bb37.pdf | https://www.unikeyic.com/products/plug-in-connectors/bxldm01-series/1011072539.html
BXLDM03 Series | ELETE | 30: 0.107 60: 0.1051 90: 0.1025 | Pitch 2.00x2.00mm Dual Row Box Connector with Posts, SMT | [24 empty] | BXLDM03 Series ELETE | [18 empty] | welding mounting | [44 empty] | 50000 | https://www.unikeyic.com/media/datasheet/86/4c/bb12/864cbb12d028cdf7a047f4e4c22841df.pdf | https://www.unikeyic.com/products/plug-in-connectors/bxldm03-series/1011072479.html
BXLDR01 Series | ELETE | 30: 0.107 60: 0.1051 90: 0.1025 | Pitch 2.00mm × 2.00mm Box Header Right Angle | [24 empty] | BXLDR01 Series ELETE | [18 empty] | welding mounting | [44 empty] | 50000 | https://www.unikeyic.com/media/datasheet/af/2c/6cc7/af2c6cc78af5029d0ac64b2087f115a1.pdf | https://www.unikeyic.com/products/plug-in-connectors/bxldr01-series/1011072466.html
BXLDS02 Series | ELETE | 30: 0.107 60: 0.1051 90: 0.1025 | Pitch 2.00x2.00mm Boxed Dual Row Dip Header; Rated Current 3.0A | [24 empty] | BXLDS02 Series ELETE | [18 empty] | welding mounting | [44 empty] | 50000 | https://www.unikeyic.com/media/datasheet/8d/98/0d65/8d980d6586cd7b517d43b5f46e7fb3c5.pdf | https://www.unikeyic.com/products/plug-in-connectors/bxlds02-series/1011072502.html
BXLDS04 Series | ELETE | 30: 0.107 60: 0.1051 90: 0.1025 | Pitch 2.00x2.00mm Locking Straight Header | [24 empty] | BXLDS04 Series ELETE | [18 empty] | welding mounting | [44 empty] | 50000 | https://www.unikeyic.com/media/datasheet/18/57/2c3f/18572c3f15dc5cd6c2cd9cbddccdb540.pdf | https://www.unikeyic.com/products/plug-in-connectors/bxlds04-series/1011072480.html
BXLDS05 Series | ELETE | 30: 0.107 60: 0.1051 90: 0.1025 | pitch:2.00x2.00;rated_current:3.0A | [24 empty] | BXLDS05 Series ELETE | [18 empty] | push-in | [44 empty] | 50000 | https://www.unikeyic.com/media/datasheet/1a/bd/2b2e/1abd2b2ec76c9e54ec8fd0c1ac88e9bf.pdf | https://www.unikeyic.com/products/plug-in-connectors/bxlds05-series/1011072433.html
BXLDSH01 Series | ELETE | 30: 0.107 60: 0.1051 90: 0.1025 | Pitch 2.00mm × 2.00mm Shielded Vertical Elevator Submersible Collector | [24 empty] | BXLDSH01 Series ELETE | [18 empty] | welding mounting | [44 empty] | 50000 | https://www.unikeyic.com/media/datasheet/cc/8c/f912/cc8cf91277aa6f540ff3d051c85c83f9.pdf | https://www.unikeyic.com/products/plug-in-connectors/bxldsh01-series/1011072481.html
BXNDM01 Series | ELETE | 30: 0.0891 60: 0.0876 90: 0.0854 | 2.54mm x 2.54mm Pitch Box Connector SMT Type | [24 empty] | BXNDM01 Series ELETE | [18 empty] | welding mounting | [44 empty] | 50000 | https://www.unikeyic.com/media/datasheet/b9/59/62c2/b95962c23b3a238ff583dedc763203c1.pdf | https://www.unikeyic.com/products/plug-in-connectors/bxndm01-series/1011072467.html
BXNDP01 Series | ELETE | 30: 0.0891 60: 0.0876 90: 0.0854 | 2.54mm × 2.54mm Pitch, Right Angle SMT Box Connector | [24 empty] | BXNDP01 Series ELETE | [18 empty] | welding mounting | [44 empty] | 50000 | https://www.unikeyic.com/media/datasheet/32/db/8ff9/32db8ff9b0af5d0352ce86bf833bf825.pdf | https://www.unikeyic.com/products/plug-in-connectors/bxndp01-series/1011072415.html
BXNDR01 Series | ELETE | 30: 0.0891 60: 0.0876 90: 0.0854 | Pitch 2.54mm × 2.54mm Box Header Right Angle Immersion | [24 empty] | BXNDR01 Series ELETE | [18 empty] | welding mounting | [44 empty] | 50000 | https://www.unikeyic.com/media/datasheet/4e/c3/2979/4ec3297970966bba80555a18b504044b.pdf | https://www.unikeyic.com/products/plug-in-connectors/bxndr01-series/1011072468.html
BXNDR02 Series | ELETE | 30: 0.0891 60: 0.0876 90: 0.0854 | Box Connector 2.54mm×2.54mm Right Angle Solder Dip Receptacle | [24 empty] | BXNDR02 Series ELETE | [18 empty] | welding mounting | [44 empty] | 50000 | https://www.unikeyic.com/media/datasheet/03/3f/2680/033f26800f7f544bf4b8e23769f6c5ca.pdf | https://www.unikeyic.com/products/plug-in-connectors/bxndr02-series/1011072435.html
BXNDS01 Series | ELETE | 30: 0.0891 60: 0.0876 90: 0.0854 | 2.54mm x 2.54mm Box Straight Plug Type | [24 empty] | BXNDS01 Series ELETE | [18 empty] | welding mounting | [44 empty] | 50000 | https://www.unikeyic.com/media/datasheet/d9/e6/c5e1/d9e6c5e1dea2d49e21b1a0986fda729c.pdf | https://www.unikeyic.com/products/plug-in-connectors/bxnds01-series/1011072540.html
BXNDS01-T006 | ELETE | 30: 0.0891 60: 0.0876 90: 0.0854 | Pitch: 2.54mm × 2.54mm Crimp Terminal Block, Through Hole | [24 empty] | BXNDS01-T006 ELETE | [18 empty] | push-in | [44 empty] | 50000 | https://www.unikeyic.com/media/datasheet/c3/13/5b74/c3135b7429a6d844292fcd47dba4a224.pdf | https://www.unikeyic.com/products/plug-in-connectors/bxnds01-t006/1011072503.html
BXNDS02 Series | ELETE | 30: 0.0891 60: 0.0876 90: 0.0854 | Pitch 2.54mm × 2.54mm Box Straight Plug, Mate with Receptacle | [43 empty] | welding mounting | [44 empty] | 50000 | https://www.unikeyic.com/media/about_us/Unikey_ISO_9001_Certification.pdf | https://www.unikeyic.com/products/plug-in-connectors/bxnds02-series/1011072519.html
BXNDSH01 Series | ELETE | 30: 0.0891 60: 0.0876 90: 0.0854 | pitch:2.54X2.54 | [24 empty] | BXNDSH01 Series ELETE | [18 empty] | welding mounting | [44 empty] | 50000 | https://www.unikeyic.com/media/datasheet/54/0b/71b0/540b71b025c28e8ccdde19b6a17cfe33.pdf | https://www.unikeyic.com/products/plug-in-connectors/bxndsh01-series/1011072482.html
BxIDS01-Series | ELETE | 30: 0.0891 60: 0.0876 90: 0.0854 | Pitch: 1.27mm × 1.27mm Straight Pin Dip Box Connector | [24 empty] | BxIDS01-Series ELETE | [18 empty] | welding mounting | [44 empty] | 50000 | https://www.unikeyic.com/media/datasheet/65/d7/d001/65d7d001c12801d23ce66a7d6a284c33.pdf | https://www.unikeyic.com/products/plug-in-connectors/bxids01-series/1010467178.html
CN120-038-2001 | Yamaichi Electronics | 1: 6.448 5: 5.2164 10: 5.0868 25: 4.968 50: 4.86 | QSFP56 STYLE A HOST CONNECTOR, | [7 empty] | CN120 |  |  |  | Receptacle | QSFP | Gold-Nickel | 30.0µin (0.76µm) | [11 empty] | Board Guide | [15 empty] | 2 (1 Year) |  |  | Surface Mount, Right Angle |  |  |  | 38 |  |  |  | Tape & Reel (TR) | [10 empty] | - | [9 empty] | Solder | [13 empty] | 50 | https://www.unikeyic.com/media/datasheet/00/50/67f9/00/bc1c349e1560c7112b06385cf4a8db64.pdf | https://www.unikeyic.com/products/plug-in-connectors/cn120-038-2001/34078123.html
DB2EKN-3.5-13P-GN | DORABO | 100: 1.195 | plug connector， Rated Cross Section: 1.5 mm2， colour: green， rated_current: 8 A， rated_voltage(III/2): 160 V， Contact Surface: tin， : Socket Connector Female Connector， Number of Potentials: 13， Number of Rows: 1， number_of_bits: 13， Connection Quantity: 13， Product Series: DB2EKN， : 3.5 mm， Wiring Method: Push-in Spring Connection， wire／PCBConnection Direction: 0 °， Mating System: COMBICON DB2EKN， interlock: Without， install: Without， Packaging Type: Carton Packaging | [24 empty] | DB2EKN-3.5-13P-GN DORABO | [25 empty] | -40℃~105℃ | [37 empty] | 2000 | https://www.unikeyic.com/media/datasheet/74/67/89c8/746789c881382cdfe81b1c17c7938f31.pdf | https://www.unikeyic.com/products/plug-in-connectors/db2ekn-3-5-13p-gn/22387147.html
DB2ERH-3.81-2*3P-GN | DORABO | 1: 0.38 10: 0.3258 30: 0.2783 100: 0.2417 600: 0.2207 1,000: 0.2101 | [25 empty] | DB2ERH-3.81-2*3P-GN DORABO | [18 empty] | Bracket mounting, board mount | [6 empty] | -40℃~105℃ | [38 empty] | https://www.unikeyic.com/media/datasheet/46/2c/338f/462c338f55037e49f04b6bbef23d7ba6.pdf | https://www.unikeyic.com/products/plug-in-connectors/db2erh-3-81-2-3p-gn/8232752.html
DD1B030VA1 | Japan Aviation Electronics | 600: 2.8442 | Conn Single Line Rectangular F 30 POS 0.5mm Solder RA SMD | [7 empty] | DD1B030V |  |  |  | Cradle | Multi-Purpose | Gold | Flash | [11 empty] | Board Guide | [15 empty] | 1 (Unlimited) |  |  | Surface Mount |  |  |  | 30 |  |  |  | Bulk | [8 empty] | 1969341 |  | DD1 | [9 empty] | Solder | [13 empty] | 6000 | https://www.unikeyic.com/media/datasheet/a3/1c/8da2/a3/cfc23c6244810a647bac5da973dd96c8.pdf | https://www.unikeyic.com/products/plug-in-connectors/dd1b030va1/8732971.html
DD1P030MA1 | Japan Aviation Electronics | 1: 6.1517 | Conn Cellular Phone Connector PL 30 POS 0.5mm Solder ST Cable Mount 30 Terminal 1 Port | [7 empty] | DD1P030M |  |  |  | Plug | Multi-Purpose | Gold | 3.94µin (0.10µm) | [11 empty] | - | [15 empty] | 1 (Unlimited) |  |  | Free Hanging (In-Line) |  |  |  | 30 |  |  |  | Tray | [10 empty] | DD1 | [9 empty] | Solder | [13 empty] | 4 | https://www.unikeyic.com/media/datasheet/a3/1c/8da2/a3/cfc23c6244810a647bac5da973dd96c8.pdf | https://www.unikeyic.com/products/plug-in-connectors/dd1p030ma1/3914564.html
DD1R030HA1R1300 | Japan Aviation Electronics | 1: 4.9032 10: 4.1634 25: 3.9027 50: 3.7161 100: 3.5385 250: 3.317 500: 3.1781 | Pluggable Connectors RCPT 30POS 0.5MM R/A SMD | [7 empty] | DD1R030H |  |  |  | Receptacle | Multi-Purpose | Gold | 3.94µin (0.10µm) | [11 empty] | Board Guide | [15 empty] | 1 (Unlimited) |  |  | Surface Mount, Right Angle |  |  |  | 30 |  |  |  | Tape & Reel (TR)Cut Tape (CT) | [8 empty] | 1283592 |  | DD1 | [9 empty] | Solder | [13 empty] | 1293 | https://www.unikeyic.com/media/datasheet/a3/1c/8da2/a3/cfc23c6244810a647bac5da973dd96c8.pdf | https://www.unikeyic.com/products/plug-in-connectors/dd1r030ha1r1300/28734444.html
DDR5-90414-15011-21 | UMaxconn | 24: 2.31 72: 2.2715 120: 2.2137 | 0 | [88 empty] | 960 | https://www.unikeyic.com/media/about_us/Unikey_ISO_9001_Certification.pdf | https://www.unikeyic.com/products/plug-in-connectors/ddr5-90414-15011-21/26845651.html
E81M0-002-01-LT | Pulse Electronics | 2,500: 0.561 | Conn SFP F 20 POS 0.8mm Solder RA SMD 20 Terminal 1 Port | [11 empty] | Receptacle | SFP | Gold | 15.0µin (0.38µm) | [11 empty] | Board Guide | [15 empty] | 1 (Unlimited) |  |  | Surface Mount, Right Angle |  |  |  | 20 | [12 empty] | 4868945 |  | E81M0 | [9 empty] | Solder | [13 empty] | 52500 | https://www.unikeyic.com/media/datasheet/55/2c/7668/552c7668aeff75cbc1085a8bd3a7e12b.pdf | https://www.unikeyic.com/products/plug-in-connectors/e81m0-002-01-lt/3446871.html
EH254V-12-20P | XFCN | 5: 0.2623 50: 0.2157 150: 0.1775 500: 0.1598 3,000: 0.1457 5,000: 0.1372 | [25 empty] | EH254V-12-20P XFCN | [64 empty] | https://www.unikeyic.com/media/datasheet/03/fb/8dc8/03fb8dc86c93e88c763d8d3c40d6864c.pdf | https://www.unikeyic.com/products/plug-in-connectors/eh254v-12-20p/30501265.html
EJIDM01-Series | ELETE | 30: 0.0891 60: 0.0876 90: 0.0854 | Pitch 1.27mm x 1.27mm Push-Out SMT Connector | [24 empty] | EJIDM01-Series ELETE | [18 empty] | welding mounting | [44 empty] | 50000 | https://www.unikeyic.com/media/datasheet/af/56/69dd/af5669dd1a8d4d1f0b5848cd710f7c95.pdf | https://www.unikeyic.com/products/plug-in-connectors/ejidm01-series/1010467188.html
EJIDS01-Series | ELETE | 30: 0.0891 60: 0.0876 90: 0.0854 | Pin Header, 1.27mm x 1.27mm DIP Pin Strip | [24 empty] | EJIDS01-Series ELETE | [18 empty] | welding mounting | [44 empty] | 50000 | https://www.unikeyic.com/media/datasheet/eb/98/a5c1/eb98a5c13944f626dfc013792dfb3e64.pdf | https://www.unikeyic.com/products/plug-in-connectors/ejids01-series/1010467180.html
EJLDR01 Series | ELETE | 30: 0.107 60: 0.1051 90: 0.1025 | Pitch 2.00mm × 2.00mm Lockable Straight Top Entry Header, 3.0A | [24 empty] | EJLDR01 Series ELETE | [18 empty] | welding mounting | [44 empty] | 50000 | https://www.unikeyic.com/media/datasheet/70/d6/22d8/70d622d88b9e7ab0d7392ce270626db2.pdf | https://www.unikeyic.com/products/plug-in-connectors/ejldr01-series/1011072504.html
EJNDM01 Series | ELETE | 30: 0.0891 60: 0.0876 90: 0.0854 | pitch:2.54X2.54S.M.T;rated_current:4.0A | [24 empty] | EJNDM01 Series ELETE | [18 empty] | welding mounting | [44 empty] | 50000 | https://www.unikeyic.com/media/datasheet/f3/21/a415/f321a415a625ec3dc036c89d1b7cfa53.pdf | https://www.unikeyic.com/products/plug-in-connectors/ejndm01-series/1011072448.html
EJNDR01 Series | ELETE | 30: 0.0891 60: 0.0876 90: 0.0854 | Pitch 2.54mm × 2.54mm, Locking, Right Angle Top Mount | [24 empty] | EJNDR01 Series ELETE | [18 empty] | welding mounting | [44 empty] | 50000 | https://www.unikeyic.com/media/datasheet/fe/fe/f4a1/fefef4a16b1512d8485f344b5bf34e59.pdf | https://www.unikeyic.com/products/plug-in-connectors/ejndr01-series/1011072541.html
FCS8-20-01-L-S-A-TR | samtec | 1: 4.6196 10: 4.0653 100: 4.0653 250: 3.9914 500: 3.9914 | Samtec 0.8mmpitch20pSingle row female Board to Board, FCS8series, right angle, Through hole mounting | [7 empty] | FCS8-20 |  |  |  | Receptacle | Multi-Purpose | Gold | 10.0µin (0.25µm) | [11 empty] | Board Guide, EMI Shielded | [15 empty] | 1 (Unlimited) |  |  | Surface Mount, Right Angle |  |  |  | 20 | [12 empty] | 7227074 |  | FCS8 | [9 empty] | Solder | [13 empty] | 205 | https://www.unikeyic.com/media/datasheet/5c/eb/c38a/5cebc38a7b5c375520c812e63a769d25.pdf | https://www.unikeyic.com/products/plug-in-connectors/fcs8-20-01-l-s-a-tr/24055374.html
FCS8-30-01-L-S-A-TR | samtec | 1: 4.5885 375: 4.1688 750: 3.564 2,250: 2.7756 | Samtec 0.8mm Pitch 30-Pin Single Row Receptacle, Board-to-Board, FCS8 Series, Horizontal, TH | [7 empty] | FCS8-30 |  |  |  | Receptacle | Multi-Purpose | Gold | 10.0µin (0.25µm) | [11 empty] | Board Guide, EMI Shielded | [15 empty] | 1 (Unlimited) |  |  | Surface Mount, Right Angle |  |  |  | 30 | [12 empty] | 7227076 |  | FCS8 | [9 empty] | Solder | [13 empty] | 1113 | https://www.unikeyic.com/media/datasheet/5c/eb/c38a/5cebc38a7b5c375520c812e63a769d25.pdf | https://www.unikeyic.com/products/plug-in-connectors/fcs8-30-01-l-s-a-tr/34493026.html
FS1-S02-14E1 | Amphenol | 1: 5.2228 224: 4.3414 672: 4.2904 | Connector Accessories, 52 POS Cage, 2 Ports, 1 Deg, EMC Gasket, Zinc Die Cast, Nickel Finish, Tray | [7 empty] | FS1-S02 |  |  |  | Cage, Ganged (1 x 2) | SAS, Mini | - | - | [11 empty] | Board Guide, EMI Shielded | [15 empty] | 1 (Unlimited) |  |  | Surface Mount, Right Angle |  |  |  | - |  |  |  | Tray | [10 empty] | MiniSAS | [9 empty] | Solder | [13 empty] | 128 | https://www.unikeyic.com/media/datasheet/47/cd/d236/47/6aa7a5ea482c8481668576e01bb20b5b.pdf | https://www.unikeyic.com/products/plug-in-connectors/fs1-s02-14e1/33945886.html
FX15S-41S-0.5SH | Hirose Electric | 1: 3.2636 10: 2.775 25: 2.6008 50: 2.4767 100: 2.3583 250: 2.2106 500: 2.1051 | Conn Wire to Board RCP 41 POS 0.5mm Solder RA SMD T/R | [7 empty] | FX15 |  |  |  | Receptacle | Multi-Purpose | Gold | - | [11 empty] | - | [15 empty] | 1 (Unlimited) |  |  | Surface Mount, Right Angle |  |  |  | 41 | [14 empty] | FX15 | [9 empty] | Solder | [13 empty] | 444 | https://www.unikeyic.com/media/datasheet/6e/86/cdb2/6e86cdb2d3f4e80947df7461901b0743.pdf | https://www.unikeyic.com/products/plug-in-connectors/fx15s-41s-0-5sh/11888634.html
FX15SC-51S-0.5SH | Hirose Electric | 10: 1.9769 500: 1.6229 1,000: 1.5011 | Conn Wire to Board RCP 51 POS 1mm Solder RA SMD T/R | [7 empty] | FX15 |  |  |  | Receptacle | Multi-Purpose | Gold | - | [11 empty] | Shielded | [15 empty] | 1 (Unlimited) |  |  | Surface Mount, Right Angle |  |  |  | 51 | [14 empty] | FX15 | [9 empty] | Solder | [14 empty] | https://www.unikeyic.com/media/datasheet/81/85/e258/81/60e24f55827ccf85c7ec2d9b89c0565f.pdf | https://www.unikeyic.com/products/plug-in-connectors/fx15sc-51s-0-5sh/12578515.html
FX15SC-51S-0.5SV | Hirose Electric | 1: 3.0283 10: 2.753 100: 2.549 500: 2.4277 1,000: 2.312 | Hirose 0.5mmpitch51pSingle row female wire to board, FX15series, right angle, surface | [7 empty] | FX15 |  |  |  | Receptacle | Multi-Purpose | Gold | - | [11 empty] | Shielded | [15 empty] | 1 (Unlimited) |  |  | Surface Mount |  |  |  | 51 | [14 empty] | FX15 | [9 empty] | Solder | [14 empty] | https://www.unikeyic.com/media/datasheet/dd/27/9e12/dd/1c866433d36f73b09b56e2e92cb35c9d.pdf | https://www.unikeyic.com/products/plug-in-connectors/fx15sc-51s-0-5sv/23297012.html
G40HD132212HR | Amphenol | 4,800: 2.6283 | Conn Mini-SAS PIN 36 POS Solder ST SMD 36 Terminal 1 Port | [7 empty] | G40H |  |  |  | Receptacle | SAS, Mini HD | Gold | 30.0µin (0.76µm) | [11 empty] | Board Lock, Latch Lock | [15 empty] | 1 (Unlimited) |  |  | Surface Mount |  |  |  | 36 | [12 empty] | 5775448 |  | G40H | [9 empty] | Solder | [13 empty] | 2400000 | https://www.unikeyic.com/media/datasheet/5c/22/1b46/5c/e390b9b9d078b8290805c1bd79ad54cd.pdf | https://www.unikeyic.com/products/plug-in-connectors/g40hd132212hr/25015030.html
GH02V2B334HR | Amphenol | 1: 3.4375 10: 3.08 100: 3.025 250: 2.97 500: 2.97 1,000: 2.97 | CARD EDGE CONN, DUAL, 38POS, SOLDER; | [88 empty] | 673 | https://www.unikeyic.com/media/about_us/Unikey_ISO_9001_Certification.pdf | https://www.unikeyic.com/products/plug-in-connectors/gh02v2b334hr/997075852.html
GT17H-4P-2H(55) | Hirose Electric | 400: 1.6128 800: 1.5318 1,600: 1.4541 3,600: 1.3875 | Automotive Shielded Connectors,2mm, PPS Housing, Light Gray ; CL0767-0083-3-55 | [11 empty] | Plug | Automotive LAN Connector | Tin | - | [11 empty] | Shielded | [15 empty] | 1 (Unlimited) |  |  | Surface Mount, Right Angle |  |  |  | 4 | [12 empty] | 14654158 |  | GT17 | [9 empty] | Solder | [13 empty] | 3600 | https://www.unikeyic.com/media/datasheet/2d/1c/0f2e/2d/4eba925940e2277820571ecf51c658ed.pdf | https://www.unikeyic.com/products/plug-in-connectors/gt17h-4p-2h-55/31555496.html
GT17HN-4DP-2DS(A)(10) | Hirose Electric | 65: 5.0999 130: 4.8564 260: 4.6247 520: 4.4041 1,040: 4.1941 2,535: 3.9388 | CONN AUTO LAN PLUG 4POS SLD R/A | [7 empty] | GT17 |  |  |  | Plug | Automotive LAN Connector | Tin | - | [11 empty] | - | [15 empty] | 1 (Unlimited) |  |  | Through Hole, Right Angle |  |  |  | 4 |  |  |  | Tray | [8 empty] | 5132751 |  | GT17 | [9 empty] | Solder | [13 empty] | 65 | https://www.unikeyic.com/media/datasheet/c0/a8/0ea1/c0a80ea1c3d2dbbaca5b17d042b893a8.pdf | https://www.unikeyic.com/products/plug-in-connectors/gt17hn-4dp-2ds-a-10/8697347.html
GT17HN-4DP-2H(A)(30) | Hirose Electric | 10: 1.5661 20: 1.5402 60: 1.5143 120: 1.5013 | [25 empty] | GT17HN-4DP-2H(A)(30) Hirose Electric | [35 empty] | Stop production |  |  | Tape and reel packaging | [24 empty] | 56 | https://www.unikeyic.com/media/datasheet/73/50/efe7/73/58bb24086cada4d91c11046a7c660004.pdf | https://www.unikeyic.com/products/plug-in-connectors/gt17hn-4dp-2h-a-30/3678363.html
GT17HN-4DP-2H(B)(30) | Hirose Electric | 10: 1.5661 20: 1.5402 60: 1.5143 120: 1.5013 | [61 empty] | Stop production |  |  | bulk | [24 empty] | 15 | https://www.unikeyic.com/media/about_us/Unikey_ISO_9001_Certification.pdf | https://www.unikeyic.com/products/plug-in-connectors/gt17hn-4dp-2h-b-30/20976917.html
GT17V-6DP-DS(70) | Hirose Electric | 1: 7.9203 10: 6.7332 25: 6.3116 50: 6.0101 100: 5.7232 250: 5.3649 500: 5.109 1,000: 4.8654 | Connector For Network High Speed Communication | [7 empty] | GT17 |  |  |  | Plug | Automotive LAN Connector | Tin | - | [11 empty] | - | [15 empty] | 1 (Unlimited) |  |  | Through Hole, Right Angle |  |  |  | 6 |  |  |  | Tray | [8 empty] | 4305549 |  | GT17 | [9 empty] | Solder | [13 empty] | 60 | https://www.unikeyic.com/media/datasheet/25/e8/c3e8/25/a5eda6ec75a5af841c9c5b9e064a2fb9.pdf | https://www.unikeyic.com/products/plug-in-connectors/gt17v-6dp-ds-70/10418569.html
HFGDM20 Series | ELETE | 40: 0.0712 80: 0.07 120: 0.0683 | pitch:1.00x1.00SMTtype | [24 empty] | HFGDM20 Series ELETE | [18 empty] | welding mounting | [44 empty] | 50000 | https://www.unikeyic.com/media/datasheet/50/10/2945/501029456021cddca07cdb9919472667.pdf | https://www.unikeyic.com/products/plug-in-connectors/hfgdm20-series/1010467207.html
HFGSP21-Series | ELETE | 40: 0.0712 80: 0.07 120: 0.0683 | Pitch 1.00mm Female Single Row Right Angle SMT | [24 empty] | HFGSP21-Series ELETE | [18 empty] | welding mounting | [44 empty] | 50000 | https://www.unikeyic.com/media/datasheet/ee/ee/2c5e/eeee2c5e4fdbee096b1cb2d3bd40550c.pdf | https://www.unikeyic.com/products/plug-in-connectors/hfgsp21-series/1010467158.html
HFGSS20 Sereis | ELETE | 40: 0.0712 80: 0.07 120: 0.0683 | Pitch: 1.00mm Single Row Straight Receptacle Connector | [24 empty] | HFGSS20 Sereis ELETE | [18 empty] | welding mounting | [44 empty] | 50000 | https://www.unikeyic.com/media/datasheet/8f/c1/1494/8fc11494a4805d235aa8e951250b5613.pdf | https://www.unikeyic.com/products/plug-in-connectors/hfgss20-sereis/1010467208.html
HFIDM34-Series | ELETE | 40: 0.0712 80: 0.07 120: 0.0683 | Connector, Pitch 1.27mm x 1.27mm, Receptacle, SMT | [24 empty] | HFIDM34-Series ELETE | [18 empty] | welding mounting | [44 empty] | 50000 | https://www.unikeyic.com/media/datasheet/4d/8d/4fd3/4d8d4fd34bc55c458eb1fc8b8f72a070.pdf | https://www.unikeyic.com/products/plug-in-connectors/hfidm34-series/1010467189.html
HFIDM44-P048 Series | ELETE | 30: 0.0891 60: 0.0876 90: 0.0854 | pitch:1.27x1.27W/PS.M.T | [24 empty] | HFIDM44-P048 Series ELETE | [18 empty] | welding mounting | [44 empty] | 50000 | https://www.unikeyic.com/media/datasheet/9c/69/ed5b/9c69ed5b5da77064a898f778401d10f2.pdf | https://www.unikeyic.com/products/plug-in-connectors/hfidm44-p048-series/1010467159.html
HFIDM44-T050 Series | ELETE | 30: 0.0891 60: 0.0876 90: 0.0854 | Pitch 1.27mm x 1.27mm Dual Row SMT Receptacle Connector | [24 empty] | HFIDM44-T050 Series ELETE | [18 empty] | welding mounting | [44 empty] | 50000 | https://www.unikeyic.com/media/datasheet/2e/05/5ce5/2e055ce5775455183a92ede7f31b1deb.pdf | https://www.unikeyic.com/products/plug-in-connectors/hfidm44-t050-series/1010467182.html
HFIDR52-Series | ELETE | 30: 0.0891 60: 0.0876 90: 0.0854 | pitch:1.27x1.27DIP | [24 empty] | HFIDR52-Series ELETE | [18 empty] | welding mounting | [44 empty] | 50000 | https://www.unikeyic.com/media/datasheet/8a/e1/d23e/8ae1d23ef1b1e87171efcb9122295fd4.pdf | https://www.unikeyic.com/products/plug-in-connectors/hfidr52-series/1010467190.html
HFISR20-Series | ELETE | 40: 0.0712 80: 0.07 120: 0.0683 | pitch:1.27;rated_current:2.0A | [24 empty] | HFISR20-Series ELETE | [18 empty] | welding mounting | [44 empty] | 50000 | https://www.unikeyic.com/media/datasheet/60/51/9f7d/60519f7d3ee2730b13fe405683b519c0.pdf | https://www.unikeyic.com/products/plug-in-connectors/hfisr20-series/1010467168.html
HFISS20-Series | ELETE | 40: 0.0712 80: 0.07 120: 0.0683 | pitch:1.27;rated_current:2.0A | [24 empty] | HFISS20-Series ELETE | [18 empty] | welding mounting | [44 empty] | 50000 | https://www.unikeyic.com/media/datasheet/35/0e/2c7b/350e2c7b1623f9808e058b2d5c28962b.pdf | https://www.unikeyic.com/products/plug-in-connectors/hfiss20-series/1010467129.html
HFJDM57-Series | ELETE | 30: 0.0891 60: 0.0876 90: 0.0854 | Pitch: 1.27x2.54mm Dual Row SMT Receptacle Connector | [24 empty] | HFJDM57-Series ELETE | [18 empty] | welding mounting | [44 empty] | 50000 | https://www.unikeyic.com/media/datasheet/12/b8/b035/12b8b0352bdf39c69aabfc6940b228c4.pdf | https://www.unikeyic.com/products/plug-in-connectors/hfjdm57-series/1010467200.html
HFJDS46-Series | ELETE | 40: 0.0712 80: 0.07 120: 0.0683 | pitch:1.27MM | [24 empty] | HFJDS46-Series ELETE | [18 empty] | welding mounting | [44 empty] | 50000 | https://www.unikeyic.com/media/datasheet/3b/d6/ef80/3bd6ef80300a8949c0c0b99bf7414905.pdf | https://www.unikeyic.com/products/plug-in-connectors/hfjds46-series/1010467152.html
HFLDH63 Series | ELETE | 30: 0.0891 60: 0.0876 90: 0.0854 | Receptacle Double Row Straight 2.00mm Pitch Pc104 | [24 empty] | HFLDH63 Series ELETE | [18 empty] | welding mounting | [44 empty] | 50000 | https://www.unikeyic.com/media/datasheet/04/1e/d177/041ed1771143349fb21ea6e0baf7a52e.pdf | https://www.unikeyic.com/products/plug-in-connectors/hfldh63-series/1011072417.html
HFLDM20 Series | ELETE | 30: 0.0891 60: 0.0876 90: 0.0854 | Double Row Receptacle Terminal, 2.00mm Pitch, SMT Pins | [24 empty] | HFLDM20 Series ELETE | [18 empty] | welding mounting | [44 empty] | 50000 | https://www.unikeyic.com/media/datasheet/8c/7d/b159/8c7db1592252512254323ebb2f764acf.pdf | https://www.unikeyic.com/products/plug-in-connectors/hfldm20-series/1011072505.html
HFLDM35 Series | ELETE | 30: 0.0891 60: 0.0876 90: 0.0854 | Pitch 2.00x2.00mm (4 Contact), Receptacle, Dual Row, SMT | [24 empty] | HFLDM35 Series ELETE | [18 empty] | welding mounting | [44 empty] | 50000 | https://www.unikeyic.com/media/datasheet/d5/7b/cbb9/d57bcbb93bdd5a0325b446baded62df3.pdf | https://www.unikeyic.com/products/plug-in-connectors/hfldm35-series/1011072484.html
HFLDM43 Series | ELETE | 30: 0.0891 60: 0.0876 90: 0.0854 | Dual Row Female Header with Posts, 2.00mm x 2.00mm Pitch, SMT | [24 empty] | HFLDM43 Series ELETE | [18 empty] | welding mounting | [44 empty] | 50000 | https://www.unikeyic.com/media/datasheet/23/d6/f3db/23d6f3db549bdbc36ec527b645ba0a6c.pdf | https://www.unikeyic.com/products/plug-in-connectors/hfldm43-series/1011072449.html
HFLDM51 Series | ELETE | 30: 0.0891 60: 0.0876 90: 0.0854 | 2.00mm x 2.00mm Pitch, Female Side Entry SMT | [24 empty] | HFLDM51 Series ELETE | [18 empty] | welding mounting | [44 empty] | 50000 | https://www.unikeyic.com/media/datasheet/33/79/c24a/3379c24ab3968d9cccde9522838762c2.pdf | https://www.unikeyic.com/products/plug-in-connectors/hfldm51-series/1011072418.html
HFLDM51-P090 Series | ELETE | 30: 0.107 60: 0.1051 90: 0.1025 | Pitch 2.00mm × 2.00mm, Receptacle Side Entry SMT, 3.0A | [24 empty] | HFLDM51-P090 Series ELETE | [18 empty] | welding mounting | [44 empty] | 50000 | https://www.unikeyic.com/media/datasheet/0d/57/d178/0d57d178d127435a6e0cecb6274d8e5f.pdf | https://www.unikeyic.com/products/plug-in-connectors/hfldm51-p090-series/1011072521.html
HFLDP63 Series | ELETE | 30: 0.107 60: 0.1051 90: 0.1025 | pitch:2.00S.M.TRight Angle Type | [24 empty] | HFLDP63 Series ELETE | [18 empty] | welding mounting | [44 empty] | 50000 | https://www.unikeyic.com/media/datasheet/58/dd/a363/58dda363cf04049d007d236288cdb95a.pdf | https://www.unikeyic.com/products/plug-in-connectors/hfldp63-series/1011072506.html
HFLDR72 Series | ELETE | 30: 0.107 60: 0.1051 90: 0.1025 | pitch:2.00x2.00 | [24 empty] | HFLDR72 Series ELETE | [18 empty] | welding mounting | [44 empty] | 50000 | https://www.unikeyic.com/media/datasheet/b6/47/0ef4/b6470ef40395c615229d02faf9b9a79f.pdf | https://www.unikeyic.com/products/plug-in-connectors/hfldr72-series/1011072456.html
HFLDS35 Series | ELETE | 30: 0.0891 60: 0.0876 90: 0.0854 | Pitch 2.00x2.00mm (4-Point Contact) Receptacle Dual Row Straight 3.0A | [24 empty] | HFLDS35 Series ELETE | [18 empty] | welding mounting | [44 empty] | 50000 | https://www.unikeyic.com/media/datasheet/17/46/bce1/1746bce196260efa531f35d03cd5921b.pdf | https://www.unikeyic.com/products/plug-in-connectors/hflds35-series/1011072419.html
HFLDS43 Series | ELETE | 30: 0.0891 60: 0.0876 90: 0.0854 | Pitch: 2.00mm x 2.00mm Receptacle, Dual Row, Straight | [24 empty] | HFLDS43 Series ELETE | [18 empty] | welding mounting | [44 empty] | 50000 | https://www.unikeyic.com/media/datasheet/aa/e6/f06b/aae6f06b11b048c514eb2ccce5679426.pdf | https://www.unikeyic.com/products/plug-in-connectors/hflds43-series/1011072420.html
HFLDS72 Series | ELETE | 30: 0.107 60: 0.1051 90: 0.1025 | Connector Receptacle, 2.00×2.00mm Pitch, Dual Row, Straight, 7.20mm H | [24 empty] | HFLDS72 Series ELETE | [18 empty] | welding mounting | [44 empty] | 50000 | https://www.unikeyic.com/media/datasheet/82/0c/d247/820cd247f9f1479de955687eef69b3b1.pdf | https://www.unikeyic.com/products/plug-in-connectors/hflds72-series/1011072421.html
HFLDT43 Series | ELETE | 30: 0.0891 60: 0.0876 90: 0.0854 | Connector, 2.00mm Pitch, Dual Row, Female, Bottom Entry | [24 empty] | HFLDT43 Series ELETE | [18 empty] | welding mounting | [44 empty] | 50000 | https://www.unikeyic.com/media/datasheet/5e/01/b818/5e01b8184741da13b8889383efddcd6e.pdf | https://www.unikeyic.com/products/plug-in-connectors/hfldt43-series/1011072524.html
HFLDT45 Series | ELETE | 30: 0.0891 60: 0.0876 90: 0.0854 | pitch:2.00x2.00;rated_current:3.0A | [24 empty] | HFLDT45 Series ELETE | [18 empty] | welding mounting | [44 empty] | 50000 | https://www.unikeyic.com/media/datasheet/c1/4c/9479/c14c9479a15f5c3b328a733e04f12660.pdf | https://www.unikeyic.com/products/plug-in-connectors/hfldt45-series/1011072486.html
HFLSN43 Series | ELETE | 30: 0.107 60: 0.1051 90: 0.1025 | Pitch: 2.00mm Female Single Row SMT Connector | [24 empty] | HFLSN43 Series ELETE | [18 empty] | welding mounting | [44 empty] | 50000 | https://www.unikeyic.com/media/datasheet/f2/6d/6fb7/f26d6fb7d198bbe12ced3b7de2d3f864.pdf | https://www.unikeyic.com/products/plug-in-connectors/hflsn43-series/1011072487.html
HFLSP40 Series | ELETE | 30: 0.0891 60: 0.0876 90: 0.0854 | Pitch 2.00mm Female Single Row SMD Right Angle, 3.0A | [24 empty] | HFLSP40 Series ELETE | [18 empty] | welding mounting | [44 empty] | 50000 | https://www.unikeyic.com/media/datasheet/b5/ac/8f4c/b5ac8f4c7ca55a657a2d3aae9eee00e3.pdf | https://www.unikeyic.com/products/plug-in-connectors/hflsp40-series/1011072507.html
HFLSP63 Series | ELETE | 30: 0.0891 60: 0.0876 90: 0.0854 | Pitch 2.00mm, Receptacle Single Row, SMT Right Angle | [24 empty] | HFLSP63 Series ELETE | [18 empty] | welding mounting | [44 empty] | 50000 | https://www.unikeyic.com/media/datasheet/d5/b3/7613/d5b37613f40f3c744d2ec7f94ff8a43a.pdf | https://www.unikeyic.com/products/plug-in-connectors/hflsp63-series/1011072436.html
HFLSR43 Series | ELETE | 30: 0.107 60: 0.1051 90: 0.1025 | Pitch 2.00mm Female Single Row Right Angle | [24 empty] | HFLSR43 Series ELETE | [18 empty] | welding mounting | [44 empty] | 50000 | https://www.unikeyic.com/media/datasheet/77/aa/6660/77aa6660ef13f1ee5a81e14ce890f941.pdf | https://www.unikeyic.com/products/plug-in-connectors/hflsr43-series/1011072451.html
HFLSR63 Series | ELETE | 30: 0.0891 60: 0.0876 90: 0.0854 | 2.00mm Pitch Female Single Row Right Angle | [24 empty] | HFLSR63 Series ELETE | [18 empty] | welding mounting | [44 empty] | 50000 | https://www.unikeyic.com/media/datasheet/f4/54/3a0d/f4543a0d008b56e58dc6aa9c3888a44e.pdf | https://www.unikeyic.com/products/plug-in-connectors/hflsr63-series/1011072434.html
HFLSS43 Series | ELETE | 30: 0.107 60: 0.1051 90: 0.1025 | 2.00mm × 2.00mm Pitch Female Single Row Straight, 3.0A | [24 empty] | HFLSS43 Series ELETE | [18 empty] | welding mounting | [44 empty] | 50000 | https://www.unikeyic.com/media/datasheet/cb/a6/f557/cba6f557ca2ae2abb23bc3a64408482d.pdf | https://www.unikeyic.com/products/plug-in-connectors/hflss43-series/1011072422.html
HFLSS63 Series | ELETE | 30: 0.0891 60: 0.0876 90: 0.0854 | pitch:2.00 | [24 empty] | HFLSS63 Series ELETE | [18 empty] | welding mounting | [44 empty] | 50000 | https://www.unikeyic.com/media/datasheet/ce/0b/330f/ce0b330f9701facd7cc9254ef01c6c3d.pdf | https://www.unikeyic.com/products/plug-in-connectors/hflss63-series/1011072526.html
HFLST43 Series | ELETE | 30: 0.0891 60: 0.0876 90: 0.0854 | pitch:2.00;rated_current:3.0A | [24 empty] | HFLST43 Series ELETE | [18 empty] | welding mounting | [44 empty] | 50000 | https://www.unikeyic.com/media/datasheet/38/b3/9119/38b39119a80592bcd99353c5202d52f7.pdf | https://www.unikeyic.com/products/plug-in-connectors/hflst43-series/1011072508.html
HFLTSH63 Series | ELETE | 30: 0.107 60: 0.1051 90: 0.1025 | Pitch 2.00mm, Receptacle, 3-Row High Profile | [24 empty] | HFLTSH63 Series ELETE | [18 empty] | welding mounting | [44 empty] | 50000 | https://www.unikeyic.com/media/datasheet/6b/28/2903/6b282903ccbdf2ca7c9daef2f2975831.pdf | https://www.unikeyic.com/products/plug-in-connectors/hfltsh63-series/1011072423.html
HFNDM11 Series | ELETE | 30: 0.0891 60: 0.0876 90: 0.0854 | Pitch 2.54mm × 2.54mm, Dual Row SMT Receptacle, 4-Position | [24 empty] | HFNDM11 Series ELETE | [18 empty] | welding mounting | [44 empty] | 50000 | https://www.unikeyic.com/media/datasheet/15/59/e532/1559e53220546579487465cc464ad902.pdf | https://www.unikeyic.com/products/plug-in-connectors/hfndm11-series/1011072544.html
HFNDM35 Series | ELETE | 40: 0.0712 80: 0.07 120: 0.0683 | Pitch: 2.54mm × 2.54mm, Dual Row Receptacle, SMT | [24 empty] | HFNDM35 Series ELETE | [18 empty] | welding mounting | [44 empty] | 50000 | https://www.unikeyic.com/media/datasheet/cc/ac/859a/ccac859afccc8fd484e155f7c9f97850.pdf | https://www.unikeyic.com/products/plug-in-connectors/hfndm35-series/1011072437.html
HFNDM81 Series | ELETE | 40: 0.0712 80: 0.07 120: 0.0683 | Pitch: 2.54x2.54mm Female Dual Row Side Entry SMT Connector | [24 empty] | HFNDM81 Series ELETE | [18 empty] | welding mounting | [44 empty] | 50000 | https://www.unikeyic.com/media/datasheet/36/cd/0b83/36cd0b834dc0f0e667e5fd94bf006dd9.pdf | https://www.unikeyic.com/products/plug-in-connectors/hfndm81-series/1011072488.html
HFNDM8Y Series | ELETE | 40: 0.0712 80: 0.07 120: 0.0683 | Pitch 2.54mm × 2.54mm Receptacle Dual Row SMT | [24 empty] | HFNDM8Y Series ELETE | [18 empty] | welding mounting | [44 empty] | 50000 | https://www.unikeyic.com/media/datasheet/0d/2d/6c2f/0d2d6c2fadcfd6dbe2432825573d25bc.pdf | https://www.unikeyic.com/products/plug-in-connectors/hfndm8y-series/1011072469.html
HFNDMH8YP Series | ELETE | 40: 0.0712 80: 0.07 120: 0.0683 | pitch:2.54X2.54S.M.TtypePC104;rated_current:4.0A | [24 empty] | HFNDMH8YP Series ELETE | [18 empty] | welding mounting | [44 empty] | 50000 | https://www.unikeyic.com/media/datasheet/50/87/da8a/5087da8a4bad7aa370b53d07e59990bb.pdf | https://www.unikeyic.com/products/plug-in-connectors/hfndmh8yp-series/1011072424.html
HFNDP85 Series | ELETE | 30: 0.0891 60: 0.0876 90: 0.0854 | Pitch 2.54mm x 2.54mm Receptacle Dual Row SMD Right Angle 4.0A | [24 empty] | HFNDP85 Series ELETE | [18 empty] | welding mounting | [44 empty] | 50000 | https://www.unikeyic.com/media/datasheet/cc/3c/52eb/cc3c52eb9ee240c3850c9138f9c499e4.pdf | https://www.unikeyic.com/products/plug-in-connectors/hfndp85-series/1011072440.html
HFNDR81 Series | ELETE | 40: 0.0712 80: 0.07 120: 0.0683 | Pitch 2.54mm × 2.54mm Receptacle, Right Angle, Side Entry, 4.0A | [24 empty] | HFNDR81 Series ELETE | [18 empty] | welding mounting | [44 empty] | 50000 | https://www.unikeyic.com/media/datasheet/1e/27/e0c9/1e27e0c941c7d7a38390ae9c722d401a.pdf | https://www.unikeyic.com/products/plug-in-connectors/hfndr81-series/1011072457.html
HFNDS11 Series | ELETE | 30: 0.0891 60: 0.0876 90: 0.0854 | pitch:2.54X2.54 | [24 empty] | HFNDS11 Series ELETE | [18 empty] | welding mounting | [44 empty] | 50000 | https://www.unikeyic.com/media/datasheet/0e/5b/e101/0e5be101f7ec9bb46cc64f20ae8e5088.pdf | https://www.unikeyic.com/products/plug-in-connectors/hfnds11-series/1011072425.html
HFNDS35 Series | ELETE | 40: 0.0712 80: 0.07 120: 0.0683 | Pitch 2.54mm × 2.54mm, Female, Dual Row Dip-Type Connector | [24 empty] | HFNDS35 Series ELETE | [18 empty] | welding mounting | [44 empty] | 50000 | https://www.unikeyic.com/media/datasheet/ff/44/e50e/ff44e50e7bd7ed440902b86f27f14134.pdf | https://www.unikeyic.com/products/plug-in-connectors/hfnds35-series/1011072489.html
HFNDS50 Series | ELETE | 40: 0.0712 80: 0.07 120: 0.0683 | pitch:2.54X2.54 | [24 empty] | HFNDS50 Series ELETE | [18 empty] | welding mounting | [44 empty] | 50000 | https://www.unikeyic.com/media/datasheet/2a/ba/d679/2abad67954e9233da695422563a09852.pdf | https://www.unikeyic.com/products/plug-in-connectors/hfnds50-series/1011072470.html
HFNDS55 Series | ELETE | 30: 0.0891 60: 0.0876 90: 0.0854 | 2.54mm Pitch, Female, Dual Row, Straight, 4-Pos Connector | [24 empty] | HFNDS55 Series ELETE | [18 empty] | welding mounting | [44 empty] | 50000 | https://www.unikeyic.com/media/datasheet/b5/73/d155/b573d155eb00042e7818471e568d3ab1.pdf | https://www.unikeyic.com/products/plug-in-connectors/hfnds55-series/1011072510.html
HFNDS57 Series | ELETE | 40: 0.0712 80: 0.07 120: 0.0683 | pitch:2.54X2.54 | [24 empty] | HFNDS57 Series ELETE | [18 empty] | welding mounting | [44 empty] | 50000 | https://www.unikeyic.com/media/datasheet/01/e7/3255/01e73255cc97ec8c4268c0bf60ec0783.pdf | https://www.unikeyic.com/products/plug-in-connectors/hfnds57-series/1011072511.html
HFNDS68 Series | ELETE | 40: 0.0712 80: 0.07 120: 0.0683 | Pitch 2.54mm × 2.54mm Female Double Row Dip Header | [24 empty] | HFNDS68 Series ELETE | [18 empty] | welding mounting | [44 empty] | 50000 | https://www.unikeyic.com/media/datasheet/77/7b/7bf6/777b7bf6c8d4c8b7a07e82f9fa67566e.pdf | https://www.unikeyic.com/products/plug-in-connectors/hfnds68-series/1011072452.html
HFNDSH8YP Series | ELETE | 40: 0.0712 80: 0.07 120: 0.0683 | Pitch 2.54×2.54mm Dual Row High Mount PC104 Receptacle | [24 empty] | HFNDSH8YP Series ELETE | [18 empty] | welding mounting | [44 empty] | 50000 | https://www.unikeyic.com/media/datasheet/f9/ec/3cb6/f9ec3cb694d28f2ac76776655193718a.pdf | https://www.unikeyic.com/products/plug-in-connectors/hfndsh8yp-series/1011072512.html
HFNDST8Y Series | ELETE | 40: 0.0712 80: 0.07 120: 0.0683 | Pitch: 2.54mm Crimp Female Header Dual Row Pc104 | [24 empty] | HFNDST8Y Series ELETE | [18 empty] | push-in | [44 empty] | 50000 | https://www.unikeyic.com/media/datasheet/a8/fb/c7c2/a8fbc7c2d0348519d9226791afae6c5e.pdf | https://www.unikeyic.com/products/plug-in-connectors/hfndst8y-series/1011072459.html
HFNDT35 Series | ELETE | 40: 0.0712 80: 0.07 120: 0.0683 | pitch:2.54X2.54;rated_current:4.0A | [24 empty] | HFNDT35 Series ELETE | [18 empty] | welding mounting | [44 empty] | 50000 | https://www.unikeyic.com/media/datasheet/53/9b/2785/539b27852789db7ccf15a30e68c1c5c1.pdf | https://www.unikeyic.com/products/plug-in-connectors/hfndt35-series/1011072490.html
HFNDT50 Series | ELETE | 40: 0.0712 80: 0.07 120: 0.0683 | pitch:2.54X2.54 | [24 empty] | HFNDT50 Series ELETE | [18 empty] | welding mounting | [44 empty] | 50000 | https://www.unikeyic.com/media/datasheet/1c/4b/1561/1c4b1561427533424ff3dc9fa4db6344.pdf | https://www.unikeyic.com/products/plug-in-connectors/hfndt50-series/1011072441.html
HFNSM81 Series | ELETE | 40: 0.0712 80: 0.07 120: 0.0683 | pitch:2.54S.M.Ttype | [24 empty] | HFNSM81 Series ELETE | [18 empty] | welding mounting | [44 empty] | 50000 | https://www.unikeyic.com/media/datasheet/0b/e4/f883/0be4f88364497392a5f7b752e1c24dba.pdf | https://www.unikeyic.com/products/plug-in-connectors/hfnsm81-series/1011072529.html
HFNSR50 Series | ELETE | 30: 0.0891 60: 0.0876 90: 0.0854 | pitch:2.54 | [24 empty] | HFNSR50 Series ELETE | [18 empty] | welding mounting | [44 empty] | 50000 | https://www.unikeyic.com/media/datasheet/84/c9/9982/84c9998269aad0da5e3b7f7cd3375a17.pdf | https://www.unikeyic.com/products/plug-in-connectors/hfnsr50-series/1011072426.html
HFNSR57 Series | ELETE | 30: 0.0891 60: 0.0876 90: 0.0854 | Pin Header, 2.54mm Pitch, Single Row, Right Angle, 4.0A | [24 empty] | HFNSR57 Series ELETE | [18 empty] | welding mounting | [44 empty] | 50000 | https://www.unikeyic.com/media/datasheet/0e/e1/ba97/0ee1ba97d2a18872d39509ef6d63c251.pdf | https://www.unikeyic.com/products/plug-in-connectors/hfnsr57-series/1011072460.html
HFNSR81 Series | ELETE | 40: 0.0712 80: 0.07 120: 0.0683 | Pitch 2.54mm Receptacle Side Entry Right Angle | [24 empty] | HFNSR81 Series ELETE | [18 empty] | welding mounting | [44 empty] | 50000 | https://www.unikeyic.com/media/datasheet/3b/cc/baf7/3bccbaf7e1a0dc4a5c7aed7e529d64e3.pdf | https://www.unikeyic.com/products/plug-in-connectors/hfnsr81-series/1011072427.html
HFNSS68 Series | ELETE | 30: 0.0891 60: 0.0876 90: 0.0854 | Pitch 2.54mm Female Single Row Dip Header | [24 empty] | HFNSS68 Series ELETE | [18 empty] | welding mounting | [44 empty] | 50000 | https://www.unikeyic.com/media/datasheet/05/59/8ce3/05598ce31d5a70986555e018b896ea05.pdf | https://www.unikeyic.com/products/plug-in-connectors/hfnss68-series/1011072471.html
HFNSSH8YP Series | ELETE | 30: 0.0891 60: 0.0876 90: 0.0854 | 2.54mm Pitch Single Row High Profile Female Header PC104 | [24 empty] | HFNSSH8YP Series ELETE | [18 empty] | welding mounting | [44 empty] | 50000 | https://www.unikeyic.com/media/datasheet/6d/17/2e35/6d172e35c8390ac0112b7888a4faa510.pdf | https://www.unikeyic.com/products/plug-in-connectors/hfnssh8yp-series/1011072492.html
HFNST35 Series | ELETE | 30: 0.0891 60: 0.0876 90: 0.0854 | Pitch: 2.54mm Receptacle Single Entry; Rated Current: 4.0A | [24 empty] | HFNST35 Series ELETE | [18 empty] | welding mounting | [44 empty] | 50000 | https://www.unikeyic.com/media/datasheet/43/17/0892/43170892aa98c989308c0b767e1cc8aa.pdf | https://www.unikeyic.com/products/plug-in-connectors/hfnst35-series/1011072531.html
HFNSV71 Series | ELETE | 30: 0.0891 60: 0.0876 90: 0.0854 | 2.54mm Pitch Single Row SMT Female Terminal Block | [24 empty] | HFNSV71 Series ELETE | [18 empty] | welding mounting | [44 empty] | 50000 | https://www.unikeyic.com/media/datasheet/c7/53/6241/c7536241f0b6be99010f598f7081aed0.pdf | https://www.unikeyic.com/products/plug-in-connectors/hfnsv71-series/1011072453.html
HFNTR8Y Series | ELETE | 30: 0.0891 60: 0.0876 90: 0.0854 | Pitch 2.54mm × 2.54mm Receptacle 3-Row Right Angle Rated Current 4.0A | [24 empty] | HFNTR8Y Series ELETE | [18 empty] | welding mounting | [44 empty] | 50000 | https://www.unikeyic.com/media/datasheet/fc/92/b4a0/fc92b4a0454666f281d93a2f5e1fa96b.pdf | https://www.unikeyic.com/products/plug-in-connectors/hfntr8y-series/1011072472.html
HFPSS89 Series | ELETE | 30: 0.0891 60: 0.0876 90: 0.0854 | pitch:3.96 | [24 empty] | HFPSS89 Series ELETE | [18 empty] | welding mounting | [44 empty] | 50000 | https://www.unikeyic.com/media/datasheet/c3/b5/bd5c/c3b5bd5c78911e1c28e7f45dd3a768d8.pdf | https://www.unikeyic.com/products/plug-in-connectors/hfpss89-series/1011072533.html
HFRSM89 Series | ELETE | 30: 0.0891 60: 0.0876 90: 0.0854 | Power Socket, 5.08mm Pitch, Single Row, SMT | [24 empty] | HFRSM89 Series ELETE | [18 empty] | welding mounting | [44 empty] | 50000 | https://www.unikeyic.com/media/datasheet/6c/c9/ebf3/6cc9ebf396bf882fb3670d228a9b9d10.pdf | https://www.unikeyic.com/products/plug-in-connectors/hfrsm89-series/1011072493.html
HFRSS89 Series | ELETE | 30: 0.0891 60: 0.0876 90: 0.0854 | Power Socket, Pitch 5.08mm, Single Row Plug | [24 empty] | HFRSS89 Series ELETE | [18 empty] | welding mounting | [44 empty] | 50000 | https://www.unikeyic.com/media/datasheet/b8/a2/885c/b8a2885c26c6648f9f1842891deaa17b.pdf | https://www.unikeyic.com/products/plug-in-connectors/hfrss89-series/1011072513.html
HM2DM18-P001 | ELETE | 30: 0.0891 60: 0.0876 90: 0.0854 | 1.8mmpitchSMT | [24 empty] | HM2DM18-P001 ELETE | [18 empty] | welding mounting | [44 empty] | 50000 | https://www.unikeyic.com/media/datasheet/9b/cf/0cb9/9bcf0cb9b1aa6b4db4e0256952326ec5.pdf | https://www.unikeyic.com/products/plug-in-connectors/hm2dm18-p001/1010467130.html
HMFDM10-Series | ELETE | 40: 0.0712 80: 0.07 120: 0.0683 | Connector, Dual Row, SMT, Male, 0.80mm × 1.20mm Pitch | [24 empty] | HMFDM10-Series ELETE | [18 empty] | welding mounting | [44 empty] | 50000 | https://www.unikeyic.com/media/datasheet/a7/1e/43f8/a71e43f8d29a4f7844f8806cdd58f071.pdf | https://www.unikeyic.com/products/plug-in-connectors/hmfdm10-series/1010467131.html
HMFDMH10-Series | ELETE | 40: 0.0712 80: 0.07 120: 0.0683 | pitch:0.80x1.20MM double rowS.M.T | [24 empty] | HMFDMH10-Series ELETE | [18 empty] | welding mounting | [44 empty] | 50000 | https://www.unikeyic.com/media/datasheet/c0/e0/8575/c0e085754e35d597139e6c24203cc28d.pdf | https://www.unikeyic.com/products/plug-in-connectors/hmfdmh10-series/1010467169.html
HMFDP13-Series | ELETE | 40: 0.0712 80: 0.07 120: 0.0683 | Connector 0.80mm × 1.20mm Pin Double Row Right Angle SMD | [24 empty] | HMFDP13-Series ELETE | [18 empty] | welding mounting | [44 empty] | 50000 | https://www.unikeyic.com/media/datasheet/d7/75/f6ce/d775f6ce4660cbb739518d19d545495c.pdf | https://www.unikeyic.com/products/plug-in-connectors/hmfdp13-series/1010467209.html
HMFDS10-Series | ELETE | 40: 0.0712 80: 0.07 120: 0.0683 | Pitch 0.80mm × 1.20mm Dual Row Straight Pin Header | [24 empty] | HMFDS10-Series ELETE | [18 empty] | welding mounting | [44 empty] | 50000 | https://www.unikeyic.com/media/datasheet/bc/e5/26e5/bce526e5f7514717bb9c282d5c0c1724.pdf | https://www.unikeyic.com/products/plug-in-connectors/hmfds10-series/1010467210.html
HMGDM10- Series | ELETE | 40: 0.0712 80: 0.07 120: 0.0683 | Connector 1.00mm Pitch Double Row SMT | [24 empty] | HMGDM10- Series ELETE | [18 empty] | welding mounting | [44 empty] | 50000 | https://www.unikeyic.com/media/datasheet/f6/f1/15dc/f6f115dc7adf12248d495175045570c5.pdf | https://www.unikeyic.com/products/plug-in-connectors/hmgdm10-series/1010467154.html
HMGDS10- Sereis | ELETE | 40: 0.0712 80: 0.07 120: 0.0683 | pitch:1.00x1.00DIPtype connector | [24 empty] | HMGDS10- Sereis ELETE | [18 empty] | welding mounting | [44 empty] | 50000 | https://www.unikeyic.com/media/datasheet/68/1c/1439/681c1439a76c6fabd7fdfba6a64f0bf1.pdf | https://www.unikeyic.com/products/plug-in-connectors/hmgds10-sereis/1010467170.html
HMGDSH10- Series | ELETE | 40: 0.0712 80: 0.07 120: 0.0683 | Pitch 1.00mm × 1.00mm Dual Row TH Pin Header | [24 empty] | HMGDSH10- Series ELETE | [18 empty] | welding mounting | [44 empty] | 50000 | https://www.unikeyic.com/media/datasheet/db/1c/36da/db1c36da62ca6d381feb77c43087ec11.pdf | https://www.unikeyic.com/products/plug-in-connectors/hmgdsh10-series/1010467211.html
HMGSP10- Series | ELETE | 40: 0.0712 80: 0.07 120: 0.0683 | Pitch 1.00mm Single Row Right Angle SMT Pin Header | [24 empty] | HMGSP10- Series ELETE | [18 empty] | welding mounting | [44 empty] | 50000 | https://www.unikeyic.com/media/datasheet/1e/d4/9bd3/1ed49bd32e4d14f8a3fff20a169bad7e.pdf | https://www.unikeyic.com/products/plug-in-connectors/hmgsp10-series/1010467171.html
HMGSRXX Series | ELETE | 40: 0.0712 80: 0.07 120: 0.0683 | Pitch 1.00mm Single Row Right Angle DIP | [24 empty] | HMGSRXX Series ELETE | [18 empty] | welding mounting | [44 empty] | 50000 | https://www.unikeyic.com/media/datasheet/24/46/c014/2446c0147536f3d69d9a0595dfde15b5.pdf | https://www.unikeyic.com/products/plug-in-connectors/hmgsrxx-series/1010467155.html
HMGSSHXX Series | ELETE | 40: 0.0712 80: 0.07 120: 0.0683 | Pitch 1.00mm Single Row Plug (DIP) | [24 empty] | HMGSSHXX Series ELETE | [18 empty] | welding mounting | [44 empty] | 50000 | https://www.unikeyic.com/media/datasheet/f3/01/f51c/f301f51c6346c72fba78edd02f625f3a.pdf | https://www.unikeyic.com/products/plug-in-connectors/hmgsshxx-series/1010467191.html
HMIDP10-Series | ELETE | 40: 0.0712 80: 0.07 120: 0.0683 | pitch:1.27x1.27MM0.40SMT;rated_current:2.0A | [24 empty] | HMIDP10-Series ELETE | [18 empty] | welding mounting | [44 empty] | 50000 | https://www.unikeyic.com/media/datasheet/61/0e/56d6/610e56d61ec8de42b09049ebead5198a.pdf | https://www.unikeyic.com/products/plug-in-connectors/hmidp10-series/1010467162.html
HMIDS25 Series | ELETE | 40: 0.0712 80: 0.07 120: 0.0683 | Pin Header, 1.27mm x 1.27mm Pitch, 0.40mm² Pin, Dual Row, TH, 2.0A | [24 empty] | HMIDS25 Series ELETE | [18 empty] | welding mounting | [44 empty] | 50000 | https://www.unikeyic.com/media/datasheet/45/32/e601/4532e6014d63671761871243bef4d848.pdf | https://www.unikeyic.com/products/plug-in-connectors/hmids25-series/1010467213.html
HMISRXX Series | ELETE | 40: 0.0712 80: 0.07 120: 0.0683 | pitch:1.27MM0.46;rated_current:2.0A | [24 empty] | HMISRXX Series ELETE | [18 empty] | welding mounting | [44 empty] | 50000 | https://www.unikeyic.com/media/datasheet/96/71/92d9/967192d9b1b0f9e3275eb91c2b5ee451.pdf | https://www.unikeyic.com/products/plug-in-connectors/hmisrxx-series/1010467172.html
HMISVXX-series | ELETE | 40: 0.0712 80: 0.07 120: 0.0683 | Pitch 1.27mm 0.40sq Pin Single Row SMT Header | [24 empty] | HMISVXX-series ELETE | [18 empty] | welding mounting | [44 empty] | 50000 | https://www.unikeyic.com/media/datasheet/f8/dd/6489/f8dd6489dafbab6cbe673f9126969e57.pdf | https://www.unikeyic.com/products/plug-in-connectors/hmisvxx-series/1010467193.html
HMJDM10-Series | ELETE | 40: 0.0712 80: 0.07 120: 0.0683 | Pitch 1.27mm × 2.54mm, 0.46mm², Pin, Dual Row SMT Header | [24 empty] | HMJDM10-Series ELETE | [18 empty] | welding mounting | [44 empty] | 50000 | https://www.unikeyic.com/media/datasheet/12/ac/e654/12ace6545ec7307ad69ec71c67cbd151.pdf | https://www.unikeyic.com/products/plug-in-connectors/hmjdm10-series/1010467214.html
HMJSSH17 Series | ELETE | 30: 0.0891 60: 0.0876 90: 0.0854 | Pitch 1.27mm 0.46mm² Pin Single Row Straight Header | [24 empty] | HMJSSH17 Series ELETE | [18 empty] | welding mounting | [44 empty] | 50000 | https://www.unikeyic.com/media/datasheet/0b/a6/2ccd/0ba62ccdf56bf832a84de956777009a4.pdf | https://www.unikeyic.com/products/plug-in-connectors/hmjssh17-series/1010467145.html
HMLDM20 Series | ELETE | 30: 0.0891 60: 0.0876 90: 0.0854 | SMT Dual Row Header, Pitch 2.00mm × 2.00mm, Pin Mount | [24 empty] | HMLDM20 Series ELETE | [18 empty] | welding mounting | [44 empty] | 50000 | https://www.unikeyic.com/media/datasheet/5b/52/772e/5b52772e0a6c323aceafd7f68ec694c6.pdf | https://www.unikeyic.com/products/plug-in-connectors/hmldm20-series/1011072428.html
HMLDP20 Series | ELETE | 30: 0.107 60: 0.1051 90: 0.1025 | Pitch 2.00mm × 2.00mm Double Row Right Angle SMT Pin Header | [24 empty] | HMLDP20 Series ELETE | [18 empty] | welding mounting | [44 empty] | 50000 | https://www.unikeyic.com/media/datasheet/24/95/8ef6/24958ef61a09d808d4bd0e1bd8a1f577.pdf | https://www.unikeyic.com/products/plug-in-connectors/hmldp20-series/1011072494.html
HMLDR43 Series | ELETE | 30: 0.107 60: 0.1051 90: 0.1025 | Pitch 2.00x2.00mm Dual Row Right Angle Header Base Pin Connector 4.30H, 3.0A | [24 empty] | HMLDR43 Series ELETE | [18 empty] | welding mounting | [44 empty] | 50000 | https://www.unikeyic.com/media/datasheet/36/d7/2903/36d72903a2ee2c78c50c6bad7e5aee02.pdf | https://www.unikeyic.com/products/plug-in-connectors/hmldr43-series/1011072495.html
HMLDRH20 Series | ELETE | 30: 0.107 60: 0.1051 90: 0.1025 | 2.00mm x 2.00mm Pitch Board Spacer, Dual Row, Right Angle, Dip Mount | [24 empty] | HMLDRH20 Series ELETE | [18 empty] | welding mounting | [44 empty] | 50000 | https://www.unikeyic.com/media/datasheet/93/85/7d43/93857d436f3e40adf9ad6f83060d7b6b.pdf | https://www.unikeyic.com/products/plug-in-connectors/hmldrh20-series/1011072496.html
HMLDS20 Series | ELETE | 30: 0.0891 60: 0.0876 90: 0.0854 | pitch:2.00x2.00 | [24 empty] | HMLDS20 Series ELETE | [18 empty] | welding mounting | [44 empty] | 50000 | https://www.unikeyic.com/media/datasheet/dd/15/0a6d/dd150a6daa2ba1f65dee06e48069127d.pdf | https://www.unikeyic.com/products/plug-in-connectors/hmlds20-series/1011072497.html
HMLDS43 Series | ELETE | 30: 0.107 60: 0.1051 90: 0.1025 | Pitch 2.00×2.00mm Double Row Straight Header, 4.3mm H | [24 empty] | HMLDS43 Series ELETE | [18 empty] | welding mounting | [44 empty] | 50000 | https://www.unikeyic.com/media/datasheet/31/ef/1cd7/31ef1cd7388adf9300579db132f41b9f.pdf | https://www.unikeyic.com/products/plug-in-connectors/hmlds43-series/1011072462.html
HMLDSH20 Series | ELETE | 30: 0.107 60: 0.1051 90: 0.1025 | 2.00×2.00mm Pitch Board Spacer Double Row Straight | [24 empty] | HMLDSH20 Series ELETE | [18 empty] | welding mounting | [44 empty] | 50000 | https://www.unikeyic.com/media/datasheet/a8/34/a38d/a834a38d3e0db0cc5165127a27576a39.pdf | https://www.unikeyic.com/products/plug-in-connectors/hmldsh20-series/1011072442.html
HMLQR20 Series | ELETE | 30: 0.107 60: 0.1051 90: 0.1025 | 2.00mm Pitch Board-to-Board Spacer, 4 Rows, Right Angle | [24 empty] | HMLQR20 Series ELETE | [18 empty] | welding mounting | [44 empty] | 50000 | https://www.unikeyic.com/media/datasheet/8d/5d/0204/8d5d0204877cf083c950caabc97d82eb.pdf | https://www.unikeyic.com/products/plug-in-connectors/hmlqr20-series/1011072549.html
HMLSN20 Series | ELETE | 30: 0.0891 60: 0.0876 90: 0.0854 | 2.00mm Pitch Single Row SMT Pin Header | [24 empty] | HMLSN20 Series ELETE | [18 empty] | welding mounting | [44 empty] | 50000 | https://www.unikeyic.com/media/datasheet/91/a7/5b6f/91a75b6fc795106425de74e5f1079acf.pdf | https://www.unikeyic.com/products/plug-in-connectors/hmlsn20-series/1011072550.html
HMLSP15-Series | ELETE | 30: 0.0891 60: 0.0876 90: 0.0854 | pitch:2.00S.M.T | [24 empty] | HMLSP15-Series ELETE | [18 empty] | welding mounting | [44 empty] | 50000 | https://www.unikeyic.com/media/datasheet/17/3c/878f/173c878fa17c1da33038b80e6ddc4fba.pdf | https://www.unikeyic.com/products/plug-in-connectors/hmlsp15-series/1011072443.html
HMLSR15 Series | ELETE | 30: 0.0891 60: 0.0876 90: 0.0854 | Pitch: 2.00mm Single Row Right Angle Pin Header; Rated Current: 3.0A | [24 empty] | HMLSR15 Series ELETE | [18 empty] | welding mounting | [44 empty] | 50000 | https://www.unikeyic.com/media/datasheet/90/e5/fdeb/90e5fdeb6ce1fa867c6a51f0a08db137.pdf | https://www.unikeyic.com/products/plug-in-connectors/hmlsr15-series/1011072514.html
HMLSVH20 Series | ELETE | 30: 0.0891 60: 0.0876 90: 0.0854 | pitch:2.00S.M.T | [24 empty] | HMLSVH20 Series ELETE | [18 empty] | welding mounting | [44 empty] | 50000 | https://www.unikeyic.com/media/datasheet/b6/b8/c0d3/b6b8c0d300d92d556c7f36e224683a26.pdf | https://www.unikeyic.com/products/plug-in-connectors/hmlsvh20-series/1011072498.html
HMMDM53 Series | ELETE | 30: 0.0891 60: 0.0876 90: 0.0854 | 2.5mm Pitch Dual Row Pin Header, Auto Grade, H=5.3mm | [24 empty] | HMMDM53 Series ELETE | [18 empty] | welding mounting | [44 empty] | 50000 | https://www.unikeyic.com/media/datasheet/a6/12/8946/a612894675788db291f1a5a197f5cb5f.pdf | https://www.unikeyic.com/products/plug-in-connectors/hmmdm53-series/1011072474.html
HMNDM15 Series | ELETE | 30: 0.0891 60: 0.0876 90: 0.0854 | Pin Header Receptacle 2.54mm Pitch 2.54mm SMT Base 2.54mm Type | [24 empty] | HMNDM15 Series ELETE | [18 empty] | welding mounting | [44 empty] | 50000 | https://www.unikeyic.com/media/datasheet/58/62/b06d/5862b06d8889becad90f1a1938fc2746.pdf | https://www.unikeyic.com/products/plug-in-connectors/hmndm15-series/1011072445.html
HMNDP61 Series | ELETE | 30: 0.0891 60: 0.0876 90: 0.0854 | Pin Header, 2.54mm Pitch, Dual Row, Right Angle, SMT | [24 empty] | HMNDP61 Series ELETE | [18 empty] | welding mounting | [44 empty] | 50000 | https://www.unikeyic.com/media/datasheet/42/13/55b0/421355b056065a4c1b84352f65535585.pdf | https://www.unikeyic.com/products/plug-in-connectors/hmndp61-series/1011072476.html
HMNDR15 Series | ELETE | 30: 0.0891 60: 0.0876 90: 0.0854 | Pitch: 2.54mm x 2.54mm, Dual Row, Right Angle Header, Rated Current: 4.0A | [24 empty] | HMNDR15 Series ELETE | [18 empty] | welding mounting | [44 empty] | 50000 | https://www.unikeyic.com/media/datasheet/14/0c/034d/140c034dcc33f4f78eee20d943fcecc8.pdf | https://www.unikeyic.com/products/plug-in-connectors/hmndr15-series/1011072554.html
HMNDRH15 Series | ELETE | 30: 0.0891 60: 0.0876 90: 0.0854 | pitch:2.54X2.54 | [24 empty] | HMNDRH15 Series ELETE | [18 empty] | welding mounting | [44 empty] | 50000 | https://www.unikeyic.com/media/datasheet/6a/c7/be2f/6ac7be2f49c98681634ee358fb480dcf.pdf | https://www.unikeyic.com/products/plug-in-connectors/hmndrh15-series/1011072534.html
HMNDS15 Series | ELETE | 30: 0.0891 60: 0.0876 90: 0.0854 | Pitch 2.54mm x 2.54mm Dual Row DIP Pin Header | [24 empty] | HMNDS15 Series ELETE | [18 empty] | welding mounting | [44 empty] | 50000 | https://www.unikeyic.com/media/datasheet/77/19/8365/7719836561ab9d1c4c30203be6bd9d9e.pdf | https://www.unikeyic.com/products/plug-in-connectors/hmnds15-series/1011072477.html
HMNSNH15 Series | ELETE | 30: 0.0891 60: 0.0876 90: 0.0854 | pitch:2.54S.M.T | [24 empty] | HMNSNH15 Series ELETE | [18 empty] | welding mounting | [44 empty] | 50000 | https://www.unikeyic.com/media/datasheet/bc/e0/80df/bce080dfed3af5e4af336d193ae5a55b.pdf | https://www.unikeyic.com/products/plug-in-connectors/hmnsnh15-series/1011072546.html
HMNSP25 Series | ELETE | 30: 0.0891 60: 0.0876 90: 0.0854 | pitch:2.54S.M.T | [24 empty] | HMNSP25 Series ELETE | [18 empty] | welding mounting | [44 empty] | 50000 | https://www.unikeyic.com/media/datasheet/be/f7/6365/bef763650824760ea653c06b51162d38.pdf | https://www.unikeyic.com/products/plug-in-connectors/hmnsp25-series/1011072515.html
HMNSR15 Series | ELETE | 30: 0.0891 60: 0.0876 90: 0.0854 | pitch:2.54 | [24 empty] | HMNSR15 Series ELETE | [18 empty] | welding mounting | [44 empty] | 50000 | https://www.unikeyic.com/media/datasheet/61/ad/11c8/61ad11c897be7ab3355e3fd5aeb4b1e1.pdf | https://www.unikeyic.com/products/plug-in-connectors/hmnsr15-series/1011072499.html
HMNSR26 Series | ELETE | 30: 0.0891 60: 0.0876 90: 0.0854 | Pitch 2.54mm Single Row Right Angle Header, 4.0A | [24 empty] | HMNSR26 Series ELETE | [18 empty] | welding mounting | [44 empty] | 50000 | https://www.unikeyic.com/media/datasheet/b0/80/9767/b08097677d6e17bb21f9c7dd3f550e83.pdf | https://www.unikeyic.com/products/plug-in-connectors/hmnsr26-series/1011072430.html
HMNSRH15 Series | ELETE | 30: 0.0891 60: 0.0876 90: 0.0854 | 2.54mm Pitch Single Row Right Angle Board Spacer | [24 empty] | HMNSRH15 Series ELETE | [18 empty] | welding mounting | [44 empty] | 50000 | https://www.unikeyic.com/media/datasheet/da/b4/0d8a/dab40d8a6f8ee3ec0ef2b96516766224.pdf | https://www.unikeyic.com/products/plug-in-connectors/hmnsrh15-series/1011072463.html
HMNSS15 Series | ELETE | 30: 0.0891 60: 0.0876 90: 0.0854 | pitch:2.54 | [24 empty] | HMNSS15 Series ELETE | [18 empty] | welding mounting | [44 empty] | 50000 | https://www.unikeyic.com/media/datasheet/a3/0b/46ff/a30b46ff78e8c7a24a383db6b78838ef.pdf | https://www.unikeyic.com/products/plug-in-connectors/hmnss15-series/1011072431.html
HMNSSXX Series | ELETE | 30: 0.0891 60: 0.0876 90: 0.0854 | Pitch 2.54mm Single Row Straight Pin Header | [24 empty] | HMNSSXX Series ELETE | [18 empty] | push-in | [44 empty] | 50000 | https://www.unikeyic.com/media/datasheet/05/52/ddca/0552ddca1c3087c006ee3d00a3281069.pdf | https://www.unikeyic.com/products/plug-in-connectors/hmnssxx-series/1011072478.html
HMNST20 Series | ELETE | 30: 0.0891 60: 0.0876 90: 0.0854 | LED Pin Header SMT 2.54mm Pitch Single Row | [24 empty] | HMNST20 Series ELETE | [18 empty] | welding mounting | [44 empty] | 50000 | https://www.unikeyic.com/media/datasheet/07/8d/97b1/078d97b13850736579f767b061846de9.pdf | https://www.unikeyic.com/products/plug-in-connectors/hmnst20-series/1011072500.html
HMNTR15 Series | ELETE | 30: 0.0891 60: 0.0876 90: 0.0854 | pitch:2.54 | [24 empty] | HMNTR15 Series ELETE | [18 empty] | welding mounting | [44 empty] | 50000 | https://www.unikeyic.com/media/datasheet/d8/18/b498/d818b498312f7dc105d518f7b860ec26.pdf | https://www.unikeyic.com/products/plug-in-connectors/hmntr15-series/1011072537.html
HMNTS15 Series | ELETE | 30: 0.0891 60: 0.0876 90: 0.0854 | pitch:2.54 | [24 empty] | HMNTS15 Series ELETE | [18 empty] | welding mounting | [44 empty] | 50000 | https://www.unikeyic.com/media/datasheet/d5/ba/3e10/d5ba3e10fbf51e527dea369c8364f7f8.pdf | https://www.unikeyic.com/products/plug-in-connectors/hmnts15-series/1011072446.html
HMNTSP25 Series | ELETE | 30: 0.0891 60: 0.0876 90: 0.0854 | Pitch: 2.85mm Single Row Right Angle SMT Pin Header | [24 empty] | HMNTSP25 Series ELETE | [18 empty] | welding mounting | [44 empty] | 50000 | https://www.unikeyic.com/media/datasheet/03/35/f73e/0335f73e053b9b0473e57762f311cf7f.pdf | https://www.unikeyic.com/products/plug-in-connectors/hmntsp25-series/1011072517.html
HMPSN31 Series | ELETE | 30: 0.0891 60: 0.0876 90: 0.0854 | Pitch 3.96mm Single Row SMT Power Socket | [24 empty] | HMPSN31 Series ELETE | [18 empty] | welding mounting | [44 empty] | 50000 | https://www.unikeyic.com/media/datasheet/ba/90/5dfb/ba905dfb245835170902e244629d6076.pdf | https://www.unikeyic.com/products/plug-in-connectors/hmpsn31-series/1011072547.html
HMPSP31 Series | ELETE | 30: 0.0891 60: 0.0876 90: 0.0854 | pitch:3.96S.M.Ttype;rated_current:8.0A | [24 empty] | HMPSP31 Series ELETE | [18 empty] | welding mounting | [44 empty] | 50000 | https://www.unikeyic.com/media/datasheet/4a/f6/87ce/4af687cea07aefcfa8413ad98368ef76.pdf | https://www.unikeyic.com/products/plug-in-connectors/hmpsp31-series/1011072464.html
HMPSR31 Series | ELETE | 30: 0.0891 60: 0.0876 90: 0.0854 | Power Receptacle, Pitch 3.96mm, Single Row, Right Angle, 8.0A | [43 empty] | welding mounting | [44 empty] | 50000 | https://www.unikeyic.com/media/about_us/Unikey_ISO_9001_Certification.pdf | https://www.unikeyic.com/products/plug-in-connectors/hmpsr31-series/1011072538.html
HMPSS31 Series | ELETE | 30: 0.0891 60: 0.0876 90: 0.0854 | Pitch: 3.96mm, Single Row Plug Power Connector | [43 empty] | welding mounting | [44 empty] | 50000 | https://www.unikeyic.com/media/about_us/Unikey_ISO_9001_Certification.pdf | https://www.unikeyic.com/products/plug-in-connectors/hmpss31-series/1011072465.html
HMPSSH31 Series | ELETE | 30: 0.0891 60: 0.0876 90: 0.0854 | Pitch: 3.96mm, Single Row Plug Power Connector | [24 empty] | HMPSSH31 Series ELETE | [18 empty] | welding mounting | [44 empty] | 50000 | https://www.unikeyic.com/media/datasheet/87/1e/8ca7/871e8ca7c601a8b218461fd320c090ad.pdf | https://www.unikeyic.com/products/plug-in-connectors/hmpssh31-series/1011072548.html
HMRSR25 Series | ELETE | 30: 0.0891 60: 0.0876 90: 0.0854 | Pitch 5.08mm Single Row Right Angle Header, 10.0A | [24 empty] | HMRSR25 Series ELETE | [18 empty] | welding mounting | [44 empty] | 50000 | https://www.unikeyic.com/media/datasheet/13/aa/0aeb/13aa0aeb60660e0733be1c5f45483127.pdf | https://www.unikeyic.com/products/plug-in-connectors/hmrsr25-series/1011072501.html
HMRSS25 Series | ELETE | 30: 0.0891 60: 0.0876 90: 0.0854 | Pitch: 5.08mm Single Row DIP Header | [24 empty] | HMRSS25 Series ELETE | [18 empty] | welding mounting | [44 empty] | 50000 | https://www.unikeyic.com/media/datasheet/69/cd/094e/69cd094ee32437ad08cf71dd604f7ad4.pdf | https://www.unikeyic.com/products/plug-in-connectors/hmrss25-series/1011072518.html
HMRSV25 Series | ELETE | 30: 0.0891 60: 0.0876 90: 0.0854 | 5.08mm Pitch Single Row SMT Pin Header | [24 empty] | HMRSV25 Series ELETE | [18 empty] | welding mounting | [44 empty] | 50000 | https://www.unikeyic.com/media/datasheet/47/d9/60e2/47d960e292fc35d43f35579608e27a06.pdf | https://www.unikeyic.com/products/plug-in-connectors/hmrsv25-series/1011072455.html
HMYTR01-A001 | ELETE | 40: 0.0712 80: 0.07 120: 0.0683 | 35-Pin Right Angle Automotive Connector | [24 empty] | HMYTR01-A001 ELETE | [18 empty] | welding mounting | [44 empty] | 50000 | https://www.unikeyic.com/media/datasheet/08/31/05e6/083105e63bb0f9e2c3da01dc12a4aba0.pdf | https://www.unikeyic.com/products/plug-in-connectors/hmytr01-a001/1010467147.html
IX30GF2-B-10S-CV | Hirose Electric | 1: 24.6613 10: 24.2209 25: 23.7805 100: 23.7805 250: 23.7805 500: 23.7805 | MODULAR CONN, PLUG, 10P10C, CAT6A, CABLE; | [88 empty] | 53 | https://www.unikeyic.com/media/about_us/Unikey_ISO_9001_Certification.pdf | https://www.unikeyic.com/products/plug-in-connectors/ix30gf2-b-10s-cv/35158651.html
IX31G-A-10S-CV(7.0) | Hirose Electric | 1: 6.5711 30: 5.3915 60: 4.9889 | Conn Ethernet Connector PL 10 POS IDT ST Cable Mount 10 Terminal 1 Port Cat 6a Tray | [7 empty] | IX31G |  |  |  | Plug | Multi-Purpose | Gold | 8.00µin (0.203µm) | [11 empty] | Latch Lock | [15 empty] | 1 (Unlimited) |  |  | Free Hanging (In-Line) |  |  |  | 10 |  |  |  | Tray | [10 empty] | ix Industrial™ | [9 empty] | IDC | [14 empty] | https://www.unikeyic.com/media/datasheet/42/bb/b900/42bbb9002e041eaf1a1c600367e598f7.pdf | https://www.unikeyic.com/products/plug-in-connectors/ix31g-a-10s-cv-7-0/530350.html
IX40G-A-10S-CV(7.0) | Hirose Electric | 1: 6.3669 10: 5.8494 50: 5.546 100: 5.2588 500: 4.9876 1,000: 4.7318 | Hirose IX Industrial connectors IX Industrialseries, Male plugIX Industrial series, Cable installation type, 10road single entrance | [7 empty] | IX40 |  |  |  | Plug | Multi-Purpose | Gold | 8.00µin (0.203µm) | [11 empty] | - | [15 empty] | 1 (Unlimited) |  |  | Free Hanging (In-Line) |  |  |  | 10 |  |  |  | Tray | [8 empty] | 8019805 |  | ix Industrial™ | [9 empty] | Solder | [14 empty] | https://www.unikeyic.com/media/datasheet/b3/79/41e3/b3/87a3b71cc5e42dc8fe302f84b9d1ae2f.pdf | https://www.unikeyic.com/products/plug-in-connectors/ix40g-a-10s-cv-7-0/545558.html
IX61G-A-10P | Hirose Electric | 400: 1.8842 | Hirose IX Industrial connectors IX Industrialseries, Mother seatIX Industrial series, Printed circuit board mounting type, 10road single entrance | [7 empty] | IX61 |  |  |  | Receptacle | Multi-Purpose | Gold | 8.00µin (0.203µm) | [11 empty] | Board Guide | [15 empty] | 1 (Unlimited) |  |  | Surface Mount, Right Angle |  |  |  | 10 | [12 empty] | 8019808 |  | ix Industrial™ | [9 empty] | Solder | [13 empty] | 4000 | https://www.unikeyic.com/media/datasheet/42/bb/b900/42bbb9002e041eaf1a1c600367e598f7.pdf | https://www.unikeyic.com/products/plug-in-connectors/ix61g-a-10p/25469548.html
IX80G-A-10P | Hirose Electric | 1: 5.6917 10: 4.7431 50: 4.3119 100: 3.9199 500: 3.5635 | Hirose MINI I/O Connector, IX series, 10road, surface, grey | [7 empty] | IX80G |  |  |  | Receptacle | Multi-Purpose | Gold | 7.87µin (0.200µm) | [11 empty] | Board Guide, Keyed, Pick and Place Cap | [15 empty] | 1 (Unlimited) |  |  | Surface Mount |  |  |  | 10 | [12 empty] | 9973022 |  | ix Industrial™ | [9 empty] | Solder | [14 empty] | https://www.unikeyic.com/media/datasheet/b8/d5/f3a8/b8d5f3a895e6fd297b224383d6103459.pdf | https://www.unikeyic.com/products/plug-in-connectors/ix80g-a-10p/21537903.html
IX80G-B-10P | Hirose Electric | 1: 3.783 10: 3.329 100: 3.329 250: 3.2685 500: 3.2685 1,000: 3.2685 | Hirose Mini I/O Connector, IX Series, 10-Ch, Surface Mount, Gray | [7 empty] | IX80G |  |  |  | Receptacle | Multi-Purpose | Gold | 7.87µin (0.200µm) | [11 empty] | Board Guide, Keyed, Pick and Place Cap | [15 empty] | 1 (Unlimited) |  |  | Surface Mount |  |  |  | 10 | [12 empty] | 9973025 |  | ix Industrial™ | [9 empty] | Solder | [13 empty] | 295 | https://www.unikeyic.com/media/datasheet/06/b7/44d1/06/d0dc9f9b3ae1bef5c175c633e62f28f7.pdf | https://www.unikeyic.com/products/plug-in-connectors/ix80g-b-10p/308556.html
KF2EDGR-3.81-5P | KEFA | 500: 0.0618 1,000: 0.0594 1,500: 0.0584 | [25 empty] | KF2EDGR-3.81-5P KEFA | [18 empty] | Bracket mounting, board mount | [6 empty] | -40℃~105℃ | [37 empty] | 5000 | https://www.unikeyic.com/media/datasheet/00/41/d226/00/1524d95afa0fb5d3083f1976121a2460.pdf | https://www.unikeyic.com/products/plug-in-connectors/kf2edgr-3-81-5p/3349803.html
KF2EDGRM-5.08-4P | KEFA | 5: 0.2736 50: 0.2256 150: 0.205 500: 0.1794 | [25 empty] | KF2EDGRM-5.08-4P KEFA | [18 empty] | Bracket mounting, board mount | [6 empty] | -40℃~105℃ | [38 empty] | https://www.unikeyic.com/media/datasheet/3b/eb/c37e/3b/698d301502c5806e61043050f4f50125.pdf | https://www.unikeyic.com/products/plug-in-connectors/kf2edgrm-5-08-4p/24516027.html
MECT-110-01-MM-D-RA1 | samtec | 100: 2.5059 500: 2.2271 1,000: 2.0815 | Samtec Edge Connector, MECT Series, 2 Row, 10 Pos, 0.88mm Pitch | [7 empty] | MECT-110 |  |  |  | Receptacle | SFP+ | Gold | - | [11 empty] | Board Guide | [15 empty] | 1 (Unlimited) |  |  | Surface Mount, Right Angle |  |  |  | 20 |  |  |  | Tube | [10 empty] | MECT | [9 empty] | Solder | [13 empty] | 492 | https://www.unikeyic.com/media/datasheet/6b/04/20ed/6b/c06ab57c0a557a10af23e2f79cd876e2.pdf | https://www.unikeyic.com/products/plug-in-connectors/mect-110-01-mm-d-ra1/7601147.html
MR30-M | AMASS | 1: 0.3324 10: 0.3106 500: 0.2577 | [25 empty] | MR30-M AMASS | [18 empty] | wire mounting, welding mounting | [6 empty] | -20℃~120℃ | [38 empty] | https://www.unikeyic.com/media/datasheet/d9/81/8ed3/d9/aaf9ff7961e7d73f89701291bd80f608.pdf | https://www.unikeyic.com/products/plug-in-connectors/mr30-m/1218402.html
ND9AP5200 | Amphenol | 20: 3.454 85: 3.388 200: 3.322 300: 3.201 | Conn Interface PL 10 POS Solder ST Cable Mount 10 Terminal 1 Port Cat 6a Box | [63 empty] | boxed | [24 empty] | 523 | https://www.unikeyic.com/media/about_us/Unikey_ISO_9001_Certification.pdf | https://www.unikeyic.com/products/plug-in-connectors/nd9ap5200/12160173.html
ND9AP7400 | Amphenol | 1: 7.625 10: 6.71 100: 6.588 250: 6.588 500: 6.588 1,000: 6.588 | Amphenol Communications Solutions IX Industrial connectors ND9series, Male input/Output connector, Printed circuit board mounting type, 10road single entrance, Cat6a | [11 empty] | Plug | Multi-Purpose | Gold | 50.0µin (1.27µm) | [11 empty] | Latch Lock, Shielded | [15 empty] | 1 (Unlimited) |  |  | Free Hanging (In-Line) |  |  |  | 10 |  |  |  | Tray | [8 empty] | 16818124 |  | ix Industrial™ | [9 empty] | IDC | [13 empty] | 68 | https://www.unikeyic.com/media/about_us/Unikey_ISO_9001_Certification.pdf | https://www.unikeyic.com/products/plug-in-connectors/nd9ap7400/22727551.html
ND9AS2400 | Amphenol | 1: 4.25 10: 3.74 100: 3.74 250: 3.672 500: 3.672 1,000: 3.672 | Amphenol Communications Solutions IX Industrial Series, Receptacle I/O Connector, Surface Mount, 10-Port Single, Cat6a | [39 empty] | 11mm(Length)*7.8mm(height) |  |  |  | SMD mount | [6 empty] | -55℃~85℃ | [37 empty] | 161 | https://www.unikeyic.com/media/about_us/Unikey_ISO_9001_Certification.pdf | https://www.unikeyic.com/products/plug-in-connectors/nd9as2400/20292105.html
ND9AS3200 | Amphenol | 550: 2.695 | Amphenol ICC Mini I/O Connector, IX Series, PCB Mount, TH | [7 empty] | ND9AS32 |  |  |  | Receptacle | Multi-Purpose | Gold | 8.00µin (0.203µm) | [11 empty] | Board Guide | [15 empty] | 1 (Unlimited) |  |  | Surface Mount, Right Angle; Through Hole |  |  |  | 10 | [12 empty] | 12807721 |  | ix Industrial™ | [9 empty] | Solder | [13 empty] | 550 | https://www.unikeyic.com/media/about_us/Unikey_ISO_9001_Certification.pdf | https://www.unikeyic.com/products/plug-in-connectors/nd9as3200/24165851.html
ND9BP5200 | Amphenol | 20: 3.454 85: 3.388 200: 3.322 300: 3.201 | 10 Position Multi-Purpose Plug Connector Solder Free Hanging (In-Line) | [43 empty] | wire mounting, free hanging, Through hole mounting | [19 empty] | boxed | [24 empty] | 475 | https://www.unikeyic.com/media/about_us/Unikey_ISO_9001_Certification.pdf | https://www.unikeyic.com/products/plug-in-connectors/nd9bp5200/18756547.html
ND9BP6400 | Amphenol | 1: 8.8614 10: 7.5318 25: 7.0598 50: 6.7226 100: 6.4016 | Amphenol Communications Solutions IX Industrial connectors ND9series, Male input/Output connector, Printed circuit board mounting type, 10road single entrance, Cat6a | [11 empty] | Plug | Multi-Purpose | Gold | 50.0µin (1.27µm) | [11 empty] | Latch Lock, Shielded | [15 empty] | 1 (Unlimited) |  |  | Free Hanging (In-Line) |  |  |  | 10 |  |  |  | Tray | [8 empty] | 16818118 |  | ix Industrial™ | [9 empty] | IDC | [13 empty] | 43 | https://www.unikeyic.com/media/about_us/Unikey_ISO_9001_Certification.pdf | https://www.unikeyic.com/products/plug-in-connectors/nd9bp6400/22930372.html
ND9BS2200 | Amphenol | 350: 2.8011 700: 2.6674 1,050: 2.5922 1,750: 2.5006 2,450: 2.442 3,500: 2.3813 | Conn Telephone/Telecom F 10 POS 1mm Solder ST SMD 10 Terminal 1 Port Cat 6a T/R | [7 empty] | ND9B |  |  |  | Receptacle | Multi-Purpose | Gold | 8.00µin (0.203µm) | [11 empty] | Board Guide, Shielded, Solder Retention | [15 empty] | 1 (Unlimited) |  |  | Surface Mount |  |  |  | 10 | [12 empty] | 12089348 |  | ix Industrial™ | [9 empty] | Solder | [13 empty] | 1048 | https://www.unikeyic.com/media/pdf/HTMLDatasheet/amphenol/82/bb/e80f/nd9bs2200/2025/11/nd9bs2200.pdf | https://www.unikeyic.com/products/plug-in-connectors/nd9bs2200/33453209.html
PSAS4F2130021TR | Amphenol | 1: 6.3735 300: 5.298 900: 5.2357 | SAS/PCIe 4.0 Connector RCP, 15Power/28Signal/25Ground Pins, POS 1.27mm/0.8mm, Solder RA SMD, 68 Terminals, 1 Port, T/R | [39 empty] | 47mm(Length)*14.9mm(height) |  |  |  | SMD mount | [16 empty] | On sale |  |  | Tape and reel packaging | [24 empty] | 1374 | https://www.unikeyic.com/media/about_us/Unikey_ISO_9001_Certification.pdf | https://www.unikeyic.com/products/plug-in-connectors/psas4f2130021tr/387307.html
PSAS4F2130122TR | Amphenol | 350: 8.1651 700: 7.7757 1,050: 7.5567 | Conn SAS RCP 15Power/53Signal POS 1.27mm/0.8mm Solder RA SMD 68 Terminal 1 Port T/R | [7 empty] | PSAS4 |  |  |  | Receptacle | SAS/PCIe | Gold | 15.0µin (0.38µm) | [11 empty] | Board Lock, Mating Guide, Pick and Place, Solder Retention | [15 empty] | 1 (Unlimited) |  |  | Surface Mount, Right Angle |  |  |  | 68 | [12 empty] | 13982966 |  | - | [9 empty] | Solder | [13 empty] | 3157 | https://www.unikeyic.com/media/about_us/Unikey_ISO_9001_Certification.pdf | https://www.unikeyic.com/products/plug-in-connectors/psas4f2130122tr/3850095.html
PSAS4F2130201TR | Amphenol | 1: 7.775 10: 6.842 100: 6.7176 250: 6.7176 500: 6.7176 1,000: 6.7176 | I/O CONN, R/A RCPT, 68P0S, 2ROW, SMT; | [88 empty] | 326 | https://www.unikeyic.com/media/about_us/Unikey_ISO_9001_Certification.pdf | https://www.unikeyic.com/products/plug-in-connectors/psas4f2130201tr/726607792.html
PSAS4M2130181TR | Amphenol | 1: 8.604 10: 8.0304 25: 7.887 100: 7.7436 250: 7.7436 500: 7.7436 | Conn SAS RCP 15Power/53Signal POS 1.27mm/0.8mm Solder RA SMD 68 Terminal 1 Port T/R | [7 empty] | PSAS4 |  |  |  | Plug | SAS/PCIe | Gold | 30.0µin (0.76µm) | [11 empty] | Board Guide, Pick and Place Cap, Solder Retention | [15 empty] | 1 (Unlimited) |  |  | Surface Mount, Right Angle |  |  |  | 68 | [14 empty] | - | [9 empty] | Solder | [13 empty] | 13 | https://www.unikeyic.com/media/about_us/Unikey_ISO_9001_Certification.pdf | https://www.unikeyic.com/products/plug-in-connectors/psas4m2130181tr/3799147.html
PSAS4M2130241TR | Amphenol | 1: 9.504 10: 8.8704 25: 8.712 100: 8.5536 250: 8.5536 500: 8.5536 | 68PIN, PLUG, RIGHT ANGLE; | [88 empty] | 79 | https://www.unikeyic.com/media/about_us/Unikey_ISO_9001_Certification.pdf | https://www.unikeyic.com/products/plug-in-connectors/psas4m2130241tr/28149540.html
PSAS5F2130021TR | Amphenol | 5,250: 15.956 | Amphenol edge connector, 2line, 68road, 0.8 mm, 1.27 mm Pitch, mother | [11 empty] | Receptacle | SAS/PCIe | Gold | 30.0µin (0.76µm) | [11 empty] | Board Lock, Mating Guide, Pick and Place, Solder Retention | [15 empty] | Not Applicable |  |  | Surface Mount, Right Angle |  |  |  | 68 | [12 empty] | 16164671 |  | - | [9 empty] | Solder | [13 empty] | 2625000 | https://www.unikeyic.com/media/about_us/Unikey_ISO_9001_Certification.pdf | https://www.unikeyic.com/products/plug-in-connectors/psas5f2130021tr/2226277.html
PSAS5F3130101TR | Amphenol | 300: 13.428 600: 12.7879 | PSAS5 RECEPTACLE VERTICAL, SMT H | [63 empty] | Tape and reel packaging | [24 empty] | 1500 | https://www.unikeyic.com/media/about_us/Unikey_ISO_9001_Certification.pdf | https://www.unikeyic.com/products/plug-in-connectors/psas5f3130101tr/29976546.html
PSAS5F3130171TR | Amphenol | 300: 7.4797 600: 7.123 900: 6.9224 1,500: 6.6777 | SAS PCIE,STORAGE CONNECTORS,5.0, | [11 empty] | Receptacle | SAS/PCIe | Gold | 30.0µin (0.76µm) | [11 empty] | Board Guide, Mating Guide, Pick and Place, Solder Retention | [15 empty] | 1 (Unlimited) |  |  | Surface Mount |  |  |  | 68 | [14 empty] | - | [9 empty] | Solder | [13 empty] | 3058 | https://www.unikeyic.com/media/about_us/Unikey_ISO_9001_Certification.pdf | https://www.unikeyic.com/products/plug-in-connectors/psas5f3130171tr/32716455.html
PSAS5M2130311TR | Amphenol | 1: 7.775 10: 6.842 100: 6.7176 250: 6.7176 500: 6.7176 1,000: 6.7176 | I/O CONN, R/A PLUG, 68POS, 2ROW, SMT; | [88 empty] | 546 | https://www.unikeyic.com/media/about_us/Unikey_ISO_9001_Certification.pdf | https://www.unikeyic.com/products/plug-in-connectors/psas5m2130311tr/997083803.html
PSAS6F3130011TR | Amphenol | 300: 12.5372 600: 11.9395 900: 11.6033 | SFF 8639, U.2 GEN6, RECEPTACLE V | [88 empty] | 1300 | https://www.unikeyic.com/media/about_us/Unikey_ISO_9001_Certification.pdf | https://www.unikeyic.com/products/plug-in-connectors/psas6f3130011tr/1000983594.html
S02BA-AIT2-1AK | JST | 1,800: 0.6186 5,400: 0.6083 9,000: 0.5928 | 2 Circuit Single Row Black Male Side Entry | [24 empty] | S02BA-AIT2-1AK JST | [25 empty] | -40℃~105℃ | [9 empty] | On sale | [27 empty] | 18000 | https://www.unikeyic.com/media/datasheet/3f/e8/8470/3f/9ef48679005dc359e974192ebb069094.pdf | https://www.unikeyic.com/products/plug-in-connectors/s02ba-ait2-1ak/33389247.html
SAT3M2132072TR | Amphenol | 1: 3.08 66: 3.025 199: 2.97 532: 2.97 1,330: 2.97 | SATA Storage Server Connector 1.27mm Pitch Right Angle SMD 1.5A Tape & Reel | [7 empty] | SAT3M |  |  |  | Plug | SATA | Gold | 15.0µin (0.38µm) | [11 empty] | Board Guide | [15 empty] | 1 (Unlimited) |  |  | Surface Mount, Right Angle |  |  |  | 7 | [14 empty] | - | [9 empty] | Solder | [13 empty] | 2746 | https://www.unikeyic.com/media/pdf/HTMLDatasheet/amphenol/1b/49/f868/sat3m2132072tr/2025/11/sat3m2132072tr.pdf | https://www.unikeyic.com/products/plug-in-connectors/sat3m2132072tr/10232302.html
SAT3M3232042TR | Amphenol | 10: 2.1909 150: 1.7966 300: 1.663 | Conn SATA PL 7 POS 1.27mm Solder ST SMD 7 Terminal 1 Port T/R | [7 empty] | SAT3M |  |  |  | Receptacle | SATA | Gold | 15.0µin (0.38µm) | [11 empty] | Board Guide | [15 empty] | 1 (Unlimited) |  |  | Surface Mount |  |  |  | 7 | [12 empty] | 10232904 |  | - | [9 empty] | Solder | [14 empty] | https://www.unikeyic.com/media/about_us/Unikey_ISO_9001_Certification.pdf | https://www.unikeyic.com/products/plug-in-connectors/sat3m3232042tr/354336.html
SATA 7PIN XUTS-0718-0720 | szlianxin | 5: 0.1472 50: 0.121 150: 0.0996 500: 0.0897 3,000: 0.0817 5,000: 0.077 | SATA 7PConnector through-hole full cover with window | [24 empty] | SATA 7PIN XUTS-0718-0720 szlianxin | [64 empty] | https://www.unikeyic.com/media/datasheet/2f/18/cd24/2f18cd2493561c3aa40bf2d81919abfb.pdf | https://www.unikeyic.com/products/plug-in-connectors/sata-7pin-xuts-0718-0720/1004998553.html
SATA 7PIN XUTS-0722-2070 | szlianxin | 1: 0.7825 10: 0.6708 30: 0.573 100: 0.4977 600: 0.4544 1,000: 0.4328 | double layerSATA 7PINRight angle DIP type | [24 empty] | SATA 7PIN XUTS-0722-2070 szlianxin | [64 empty] | https://www.unikeyic.com/media/datasheet/f3/0c/1af2/f30c1af2410f54f67354e134d6df8388.pdf | https://www.unikeyic.com/products/plug-in-connectors/sata-7pin-xuts-0722-2070/1004998569.html
SFPC-PF | samtec | 1: 2.1258 10: 1.783 30: 1.407 100: 1.3715 300: 1.2114 1,000: 1.1429 | Samtec SFP cage, SFPK series, CASE | [7 empty] | SFPC |  |  |  | Cage | SFP | - | - | [11 empty] | - | [15 empty] | 1 (Unlimited) |  |  | Through Hole, Right Angle |  |  |  | - |  |  |  | Bulk | [8 empty] | 2664689 |  | - | [9 empty] | Press-Fit | [14 empty] | https://www.unikeyic.com/media/datasheet/36/ab/44fd/36ab44fde994ae636efc788a8fab1b20.pdf | https://www.unikeyic.com/products/plug-in-connectors/sfpc-pf/18993634.html
TBP02P1W-381-08BE | Same Sky | 10: 2.162 20: 1.716 50: 1.617 100: 1.458 200: 1.2528 500: 1.2312 1,000: 1.0908 2,000: 1.0584 | 8 、female socket、0.150" (3.81mm)、、180°、 (Inline) | [7 empty] | TBP02P1 |  |  | Blue |  |  |  |  | Copper Alloy | [5 empty] | 7A | 8 A |  |  |  | Mating Flange | [6 empty] | Polyamide (PA66), Nylon 6/6 |  | - |  | 0.441" (11.20mm) |  |  |  | UL94 V-0 | 1 (Unlimited) |  |  | Free Hanging (In-Line) |  | 1 |  | 8 |  | -40°C ~ 105°C |  | Bag |  |  | 0.150" (3.81mm) |  | 180° | 8 |  |  | 10238486 |  | TBP02P1W-381 | [10 empty] | Screw - Leaf Spring, Wire Guard |  |  | 0.2 Nm (1.7 Lb-In) |  | 250 V | 300 V |  |  |  | 16-28 AWG | 1.5mm² | 7mm | 537 | https://www.unikeyic.com/media/pdf/HTMLDatasheet/same-sky/73/71/86f6/tbp02p1w-381-10be/2025/11/tbp02p1w-381-16be.pdf | https://www.unikeyic.com/products/plug-in-connectors/tbp02p1w-381-08be/871031393.html
U10A474240T | Amphenol | 50: 3.0235 | SlimSAS Right angle X8 30in Gold plating Latch pin length 2.2mm 24G Tape and Reel packing | [11 empty] | Receptacle | SAS | Gold | 30.0µin (0.76µm) | [11 empty] | Board Guide, Latches | [15 empty] | Not Applicable |  |  | Surface Mount, Right Angle |  |  |  | 74 | [12 empty] | 17066204 |  | SlimSAS | [9 empty] | Solder | [13 empty] | 1546 | https://www.unikeyic.com/media/about_us/Unikey_ISO_9001_Certification.pdf | https://www.unikeyic.com/products/plug-in-connectors/u10a474240t/6500903.html
U10DH3826002T | Amphenol | 1: 3.3037 10: 2.952 100: 2.4405 500: 2.2576 1,000: 2.1096 | SlimSAS Vertical X4 30in Gold plating Latch pin outside Latch pin length 4.2mm 24G Tape and Reel packing | [7 empty] | U10DH382 |  |  |  | Receptacle | SAS, 4x | Gold | 30.0µin (0.76µm) | [11 empty] | Board Guide, Latches | [15 empty] | 1 (Unlimited) |  |  | Surface Mount |  |  |  | 38 | [14 empty] | SlimSAS™ U10 | [9 empty] | Solder | [14 empty] | https://www.unikeyic.com/media/about_us/Unikey_ISO_9001_Certification.pdf | https://www.unikeyic.com/products/plug-in-connectors/u10dh3826002t/28525752.html
U77-A261H-2081 | Amphenol | 1: 5.773 10: 5.016 25: 4.6656 100: 4.3416 250: 3.8016 450: 3.6828 900: 3.186 2,700: 3.078 | Connector Accessories SFP+ Cage Right Angle Copper Alloy Nickel | [24 empty] | U77-A261H-2081 Amphenol | [14 empty] | 30.51mm(Length)*48.73mm(height) |  |  |  | push-in | [6 empty] | -40℃~85℃ | [37 empty] | 814 | https://www.unikeyic.com/media/datasheet/2e/c8/84d5/2e/67c6a521ae593997c64140172f338379.pdf | https://www.unikeyic.com/products/plug-in-connectors/u77-a261h-2081/2594739.html
U77-A461M-2081 | Amphenol | 1: 7.981 10: 6.886 25: 6.3828 50: 6.21 100: 5.994 250: 5.5296 500: 5.4324 1,000: 5.4108 | Connector Accessories 4 Port Press Fit SFP Cage Copper Alloy Nickel Tray | [53 empty] | Tray | [8 empty] | 18863233 |  | * | [23 empty] | 703 | https://www.unikeyic.com/media/datasheet/54/24/7e34/54/58f2276e03ab1c84fb1b5cc470703d49.pdf | https://www.unikeyic.com/products/plug-in-connectors/u77-a461m-2081/31245047.html
U77A16182001 | Amphenol | 1: 2.0283 10: 1.6595 100: 1.4042 500: 1.3039 1,000: 1.217 | Connector Accessory, SFP Cage, Right Angle, Copper Alloy, Nickel Plated, Tray | [7 empty] | U77 |  |  |  | Cage | SFP+ | - | - | [11 empty] | EMI Shielded | [15 empty] | 1 (Unlimited) |  |  | Through Hole, Right Angle |  |  |  | - |  |  |  | Tray | [10 empty] | U77 | [9 empty] | Press-Fit | [14 empty] | https://www.unikeyic.com/media/datasheet/95/9c/e921/959ce921cf9c1d4bf48f0dadc0670b73.pdf | https://www.unikeyic.com/products/plug-in-connectors/u77a16182001/2846952.html
U90-A111-1001 | Amphenol | 1: 3.415 10: 2.9696 30: 2.6726 100: 2.3757 | Connector Accessories QSFP Cage Right Angle Copper Alloy Nickel Tray | [7 empty] | U90 |  |  |  | Cage | QSFP | - | - | [11 empty] | EMI Shielded | [15 empty] | 1 (Unlimited) |  |  | Through Hole, Right Angle |  |  |  | - |  |  |  | Tray | [10 empty] | ExpressPort™ QSFP+ | [9 empty] | Press-Fit | [14 empty] | https://www.unikeyic.com/media/datasheet/d6/b5/18fc/2a/3374763a481f22f7700ca4eef022f4bf.pdf | https://www.unikeyic.com/products/plug-in-connectors/u90-a111-1001/33024734.html
U92-L211-1001-70 | Amphenol | 1: 16.1027 17: 12.6809 34: 11.3924 | 1X2 12G Minisas HD REC | [7 empty] | U92 |  |  |  | Receptacle with Cage, Ganged (1x2) | SAS, Mini HD | Gold | 30.0µin (0.76µm) | [11 empty] | EMI Shielded | [15 empty] | 1 (Unlimited) |  |  | Through Hole, Right Angle |  |  |  | 72 (36 x 2) |  |  |  | Tray | [10 empty] | U92 | [9 empty] | Press-Fit | [13 empty] | 612 | https://www.unikeyic.com/media/about_us/Unikey_ISO_9001_Certification.pdf | https://www.unikeyic.com/products/plug-in-connectors/u92-l211-1001-70/24793148.html
U95-Z105-4081-341 | Amphenol | 288: 27.7078 | Connector Accessories QSFP+ Cage Straight Copper Alloy Tin Over Nickel | [7 empty] | U95 |  |  |  | Receptacle with Cage, Ganged (2x1) | QSFP+ | Gold | 30.0µin (0.76µm) | [11 empty] | EMI Shielded, Light Pipe | [15 empty] | 1 (Unlimited) |  |  | Through Hole, Right Angle |  |  |  | 76 (38 x 2) |  |  |  | Tray | [8 empty] | 14819039 |  | UltraPort™ QSFP+ | [9 empty] | Press-Fit | [13 empty] | 144000 | https://www.unikeyic.com/media/datasheet/45/47/f0ba/45/69b9168d4e7a7b6bc35d89cc4919e7b6.pdf | https://www.unikeyic.com/products/plug-in-connectors/u95-z105-4081-341/4453389.html
U95T1A1100A | Amphenol | 50: 3.7212 | ULTRAPORT QSFP CAGE ASSY | [24 empty] | U95T1A1100A Amphenol | [63 empty] | 214 | https://www.unikeyic.com/media/datasheet/d8/39/2f28/d8/2c55b0dff03de2d700d982cb0991e3e8.pdf | https://www.unikeyic.com/products/plug-in-connectors/u95t1a1100a/25561570.html
U99B104200T | Amphenol | 3: 52.36 | Standard CFP2 Host Connector | [7 empty] | U99 |  |  |  | Plug | CFP2 | Gold | 30.0µin (0.76µm) | [11 empty] | Board Guide | [15 empty] | 1 (Unlimited) |  |  | Surface Mount, Right Angle |  |  |  | 104 | [14 empty] | CFP2 | [9 empty] | Solder | [13 empty] | 5 | https://www.unikeyic.com/media/datasheet/75/91/60dd/75/75446a020f2301a9e627c3c822a6c1dc.pdf | https://www.unikeyic.com/products/plug-in-connectors/u99b104200t/909150.html
UCC8-010-1-H-S-1-A | samtec | 1: 4.5066 10: 4.2783 50: 3.944 100: 3.6059 | Samtec row mother, UCC8series, Through hole mounting | [7 empty] | UCC8-010 |  |  |  | Receptacle | Micro Flyover | Gold | 30.0µin (0.76µm) | [11 empty] | Board Guide | [15 empty] | 1 (Unlimited) |  |  | Surface Mount, Through Hole |  |  |  | 10 |  |  |  | Tape & Reel (TR)Cut Tape (CT) | [10 empty] | Firefly™ | [9 empty] | Solder | [14 empty] | https://www.unikeyic.com/media/datasheet/d4/fb/76ba/d4fb76ba70fa93b6a4e8181bd9eb739c.pdf | https://www.unikeyic.com/products/plug-in-connectors/ucc8-010-1-h-s-1-a/15291786.html
UE36-B16200-06001 | Amphenol | 1: 14.3746 10: 10.6639 | Connector Accessories QSFP Cage Right Angle Copper Alloy Tray | [7 empty] | UE36-B16200 |  |  |  | Cage | QSFP-DD (Double Density) | - | - | [11 empty] | EMI Shielded | [15 empty] | 1 (Unlimited) |  |  | Through Hole, Right Angle |  |  |  | - |  |  |  | Tray | [10 empty] | UE36 | [9 empty] | Press-Fit | [14 empty] | https://www.unikeyic.com/media/datasheet/8c/09/6df0/8c/892260c8a433a4325175473c5529f755.pdf | https://www.unikeyic.com/products/plug-in-connectors/ue36-b16200-06001/24364653.html
UE36-B16200-06A4A | Amphenol | 1: 20.6933 10: 17.5857 25: 16.4843 50: 15.6977 120: 14.758 | Connector Accessories Cage Assembly Right Angle Copper Alloy Tray | [7 empty] | UE36-B16200 |  |  |  | Cage with Heat Sink | QSFP-DD (Double Density) | - | - | [11 empty] | EMI Shielded | [15 empty] | 1 (Unlimited) |  |  | Through Hole, Right Angle |  |  |  | - |  |  |  | Tray | [10 empty] | UE36 | [9 empty] | Press-Fit | [13 empty] | 295 | https://www.unikeyic.com/media/about_us/Unikey_ISO_9001_Certification.pdf | https://www.unikeyic.com/products/plug-in-connectors/ue36-b16200-06a4a/4285792.html
UE36-B26200-06A3A | Amphenol | 50: 22.0605 | [8 empty] | UE36-B26200 |  |  |  | Cage, Ganged (1 x 2) with Heat Sink | QSFP-DD (Double Density) | - | - | [11 empty] | EMI Shielded | [15 empty] | 1 (Unlimited) |  |  | Through Hole, Right Angle |  |  |  | - |  |  |  | Tray | [10 empty] | UE36 | [9 empty] | Press-Fit | [13 empty] | 586 | https://www.unikeyic.com/media/about_us/Unikey_ISO_9001_Certification.pdf | https://www.unikeyic.com/products/plug-in-connectors/ue36-b26200-06a3a/13754556.html
UE36-C16200-05001 | Amphenol | 15: 9.24 30: 9.075 60: 8.921 | Position QSFP-DD (Double Density) Cage Connector Press-Fit Through Hole Right Angle | [88 empty] | 135 | https://www.unikeyic.com/media/about_us/Unikey_ISO_9001_Certification.pdf | https://www.unikeyic.com/products/plug-in-connectors/ue36-c16200-05001/6657362.html
UE36A10702000T | Amphenol | 50: 10.0782 | Amphenol Communications Solutions Pluggable IO Connector, Input/Output Connector, Plug | [7 empty] | UE36 |  |  |  | Plug | QSFP-DD (Double Density) | Gold | 30.0µin (0.76µm) | [11 empty] | Board Guide | [15 empty] | 1 (Unlimited) |  |  | Surface Mount, Right Angle |  |  |  | 76 | [12 empty] | 9863802 |  | UE36 | [9 empty] | Solder | [13 empty] | 1522 | https://www.unikeyic.com/media/datasheet/e0/4d/8c31/e0/ff4cf3531ffb20a4b2333e8e0260b605.pdf | https://www.unikeyic.com/products/plug-in-connectors/ue36a10702000t/12170518.html
UE36C1620005011 | Amphenol | 12: 9.449 | Amphenol Communications Solutions IO Connector, I/O Connector, Plug | [11 empty] | Cage | QSFP-DD (Double Density) | - | - | [11 empty] | EMI Shielded | [15 empty] | Not Applicable |  |  | Through Hole, Right Angle |  |  |  | - |  |  |  | Tray | [10 empty] | UE36 | [9 empty] | Press-Fit | [13 empty] | 312 | https://www.unikeyic.com/media/about_us/Unikey_ISO_9001_Certification.pdf | https://www.unikeyic.com/products/plug-in-connectors/ue36c1620005011/2876192.html
UE36C1620005A5A | Amphenol | 11: 10.34 384: 10.34 | Amphenol Communications Solutions Pluggable IO Connector, I/O Connector, Plug | [11 empty] | Cage with Heat Sink | QSFP-DD (Double Density) | - | - | [11 empty] | EMI Shielded | [15 empty] | Not Applicable |  |  | Through Hole, Right Angle |  |  |  | - |  |  |  | Tray | [8 empty] | 17840436 |  | UE36 | [9 empty] | Press-Fit | [13 empty] | 384 | https://www.unikeyic.com/media/about_us/Unikey_ISO_9001_Certification.pdf | https://www.unikeyic.com/products/plug-in-connectors/ue36c1620005a5a/4485470.html
UE36C1620005B32 | Amphenol | 11: 10.912 | Amphenol Communications Solutions Pluggable IO Connector, Input/Output Connector, Plug | [11 empty] | Cage with Heat Sink | QSFP-DD (Double Density) | - | - | [11 empty] | EMI Shielded | [15 empty] | Not Applicable |  |  | Through Hole, Right Angle |  |  |  | - |  |  |  | Tray | [10 empty] | UE36 | [9 empty] | Press-Fit | [13 empty] | 272 | https://www.unikeyic.com/media/about_us/Unikey_ISO_9001_Certification.pdf | https://www.unikeyic.com/products/plug-in-connectors/ue36c1620005b32/21588023.html
UE36C1620005B3A | Amphenol | 1: 17.66 | Amphenol Communications Solutions Pluggable IO Connector, Input/Output Connector, Plug | [11 empty] | Cage with Heat Sink | QSFP-DD (Double Density) | - | - | [11 empty] | EMI Shielded | [15 empty] | Not Applicable |  |  | Through Hole, Right Angle |  |  |  | - |  |  |  | Tray | [8 empty] | 17840449 |  | UE36 | [9 empty] | Press-Fit | [13 empty] | 3 | https://www.unikeyic.com/media/about_us/Unikey_ISO_9001_Certification.pdf | https://www.unikeyic.com/products/plug-in-connectors/ue36c1620005b3a/33306549.html
UE62B1620021E1 | Amphenol | 1: 18.6626 10: 15.8589 25: 14.8656 50: 14.1561 120: 13.3084 360: 12.3167 600: 11.8812 | [12 empty] | Cage | QSFP | - | - | [11 empty] | - | [15 empty] | Not Applicable |  |  | Panel Mount, Through Hole, Right Angle |  |  |  | - |  |  |  | Tray | [8 empty] | 18592329 |  | OSFP | [9 empty] | Press-Fit | [13 empty] | 584 | https://www.unikeyic.com/media/about_us/Unikey_ISO_9001_Certification.pdf | https://www.unikeyic.com/products/plug-in-connectors/ue62b1620021e1/683159270.html
UE75-A20-3000T | Amphenol | 500: 1.0343 1,000: 0.9849 1,500: 0.9572 2,500: 0.9233 3,500: 0.9016 5,000: 0.8793 | SFP Connector | [7 empty] | UE75 |  |  |  | Receptacle | SFP | Gold | 30.0µin (0.76µm) | [11 empty] | Board Guide | [15 empty] | 1 (Unlimited) |  |  | Surface Mount, Right Angle |  |  |  | 20 | [12 empty] | 2506518 |  | SFP | [9 empty] | Solder | [13 empty] | 18841 | https://www.unikeyic.com/media/datasheet/e1/21/a9fd/e121a9fde205e5ef53e9271cb139e684.pdf | https://www.unikeyic.com/products/plug-in-connectors/ue75-a20-3000t/14353808.html
UE75-A20-6000T | Amphenol | 500: 0.8789 1,000: 0.8369 1,500: 0.8133 2,500: 0.7938 | SFP Connector Receptacle 20 Pos 0.8mm Solder RA SMD 20 Term 1 Port T/R | [7 empty] | UE75 |  |  |  | Receptacle | SFP | Gold | 15.0µin (0.38µm) | [11 empty] | Board Guide | [15 empty] | 1 (Unlimited) |  |  | Surface Mount, Right Angle |  |  |  | 20 | [12 empty] | 2201395 |  | SFP | [9 empty] | Solder | [13 empty] | 54931 | https://www.unikeyic.com/media/datasheet/e1/21/a9fd/e121a9fde205e5ef53e9271cb139e684.pdf | https://www.unikeyic.com/products/plug-in-connectors/ue75-a20-6000t/24651495.html
UE76-3GA20-3600T | Amphenol | 240: 2.0157 1,500: 1.5242 | SFP Connector Female 20 Pos Solder Right Angle SMD 20 Terminal 1 Port T/R | [7 empty] | UE76 |  |  |  | Receptacle | SFP | Gold | 30.0µin (0.76µm) | [11 empty] | Board Guide | [15 empty] | 1 (Unlimited) |  |  | Surface Mount, Right Angle |  |  |  | 20 | [12 empty] | 5721562 |  | UltraPort™ SFP+ | [9 empty] | Solder | [13 empty] | 3260 | https://www.unikeyic.com/media/datasheet/ae/0f/8165/ae0f8165522aa53aef5f95e7978cb17f.pdf | https://www.unikeyic.com/products/plug-in-connectors/ue76-3ga20-3600t/34696386.html
UE76A202000T | Amphenol | 1: 1.0951 10: 0.9828 50: 0.8403 100: 0.7317 500: 0.6767 1,000: 0.6365 | Express Port SFP+, High Speed Input Output Connectors, 1X1 SFP HIGH SPEED | [7 empty] | UE76 |  |  |  | Receptacle | SFP+ | Gold | 30.0µin (0.76µm) | [11 empty] | Board Guide | [15 empty] | 1 (Unlimited) |  |  | Surface Mount, Right Angle |  |  |  | 20 | [12 empty] | 3465055 |  | UE76 | [9 empty] | Solder | [14 empty] | https://www.unikeyic.com/media/datasheet/27/6c/1fee/27/45415c27d8ae2a1e57410c27db3243d1.pdf | https://www.unikeyic.com/products/plug-in-connectors/ue76a202000t/12403210.html
UE76A202001T | Amphenol | 500: 1.7981 | SFP Connector 1X1 8 Press Fit/12 EMI Pins | [24 empty] | UE76A202001T Amphenol | [18 empty] | push-in | [6 empty] | -55℃~85℃ | [37 empty] | 250000 | https://www.unikeyic.com/media/datasheet/30/65/8d8b/30/ebdc4f73191013f7293d66dde59b5bcf.pdf | https://www.unikeyic.com/products/plug-in-connectors/ue76a202001t/15303884.html
UE76A203000T | Amphenol | 1: 2.7849 10: 2.4451 30: 2.2352 100: 2.0229 | Conn SFP+ RCP 20 POS 0.8mm Solder RA SMD 20 Terminal 1 Port T/R | [53 empty] | Tape & Reel (TR) | [8 empty] | 18866743 |  | * | [24 empty] | https://www.unikeyic.com/media/datasheet/ab/62/7429/ab/83d1d35b494ffbba75ef91af5ab8fd00.pdf | https://www.unikeyic.com/products/plug-in-connectors/ue76a203000t/12142576.html
UE86-3G2620-10361 | Amphenol | 1: 28.3176 18: 23.0892 36: 21.9876 54: 21.3676 108: 20.3484 252: 19.1689 504: 18.2552 | SFP Connector Receptacle 80 Pos 0.8mm Solder RA Thru-Hole 4 Port Tray | [7 empty] | UE86 |  |  |  | Receptacle with Cage, Ganged (2x4) | SFP | Gold | 30.0µin (0.76µm) | [11 empty] | EMI Shielded, Light Pipe | [15 empty] | 1 (Unlimited) |  |  | Through Hole, Right Angle |  |  |  | 80 (20 x 4) |  |  |  | Tray | [8 empty] | 5721594 |  | UltraPort™ SFP+ | [9 empty] | Press-Fit | [13 empty] | 268 | https://www.unikeyic.com/media/datasheet/72/06/23ee/720623ee1ff027534f5144002b3c6e48.pdf | https://www.unikeyic.com/products/plug-in-connectors/ue86-3g2620-10361/9423632.html
UE86-3G6620-00361 | Amphenol | 1: 76.9068 10: 65.3692 27: 60.9476 54: 58.0414 108: 55.2747 | 2X6SFP ULTRAPORT THERMAL | [7 empty] | UE86 |  |  |  | Receptacle with Cage, Ganged (2x6) | SFP | Gold | 30.0µin (0.76µm) | [11 empty] | EMI Shielded | [15 empty] | 1 (Unlimited) |  |  | Through Hole, Right Angle |  |  |  | 240 (20 x 12) |  |  |  | Tray | [10 empty] | UltraPort™ SFP+ | [9 empty] | Press-Fit | [13 empty] | 100 | https://www.unikeyic.com/media/datasheet/38/76/de41/38/1310e0a026d8027e65336a335e045f84.pdf | https://www.unikeyic.com/products/plug-in-connectors/ue86-3g6620-00361/12862293.html
UE86-3G6620-10361 | Amphenol | 3: 42.559 7: 41.822 13: 41.085 25: 40.348 | Conn SFP F 40 POS 0.8mm Press Fit RA Thru-Hole 40 Terminal 2 Port UltraPort™ Tray | [7 empty] | UE86 |  |  |  | Receptacle with Cage, Ganged (2x6) | SFP | Gold | 30.0µin (0.76µm) | [11 empty] | EMI Shielded, Light Pipe | [15 empty] | 1 (Unlimited) |  |  | Through Hole, Right Angle |  |  |  | 240 (20 x 12) |  |  |  | Tray | [8 empty] | 5721606 |  | UltraPort™ SFP+ | [9 empty] | Press-Fit | [13 empty] | 32 | https://www.unikeyic.com/media/datasheet/fb/60/4396/fb6043965aa13be1d48cdc6ae1fafb24.pdf | https://www.unikeyic.com/products/plug-in-connectors/ue86-3g6620-10361/32097254.html
UE864G862010361 | Amphenol | 1: 184.448 5: 181.0944 10: 181.0944 25: 181.0944 50: 181.0944 100: 181.0944 | CONN CAGE, SFP, 16PORT, PRESS-FIT; Cage Type:SFP Cage; Port Configuration:2 x 8 (Stacked); Heat Sink:With Heat Sink; Light Pipes:With Light Pipe; Connector Mounting:Through Hole, Press-Fit; Product Ra 80AK4049 | [88 empty] | 7 | https://www.unikeyic.com/media/about_us/Unikey_ISO_9001_Certification.pdf | https://www.unikeyic.com/products/plug-in-connectors/ue864g862010361/133377498.html
UEC5-019-1-H-D-RA-1-A | samtec | 1: 7.8227 | Samtec Double row female, UEC5series, Through hole mounting | [7 empty] | UEC5-019 |  |  |  | Receptacle | Micro Flyover | Gold | 30.0µin (0.76µm) | [11 empty] | Board Guide | [15 empty] | 1 (Unlimited) |  |  | Surface Mount, Right Angle; Through Hole |  |  |  | 38 |  |  |  | Tape & Reel (TR)Cut Tape (CT) | [8 empty] | 5451932 |  | Firefly™ | [9 empty] | Solder | [13 empty] | 2 | https://www.unikeyic.com/media/datasheet/9a/15/e2b6/9a/bb8ba6c52116afbbed9bf9031aa6e245.pdf | https://www.unikeyic.com/products/plug-in-connectors/uec5-019-1-h-d-ra-1-a/21655331.html
UEC5-019-1-H-D-RA-2-A | samtec | 1: 10.3385 10: 9.053 25: 8.0676 50: 7.7436 100: 7.2252 250: 7.1928 675: 7.1928 1,350: 6.1992 | Samtec Dual Row Receptacle, UEC5 Series, Surface Mount | [7 empty] | UEC5-019 |  |  |  | Receptacle | Micro Flyover | Gold | 30.0µin (0.76µm) | [11 empty] | Board Guide | [15 empty] | 1 (Unlimited) |  |  | Surface Mount, Right Angle; Through Hole |  |  |  | 38 | [12 empty] | 10064599 |  | Firefly™ | [9 empty] | Solder | [13 empty] | 388 | https://www.unikeyic.com/media/datasheet/9a/15/e2b6/9a/bb8ba6c52116afbbed9bf9031aa6e245.pdf | https://www.unikeyic.com/products/plug-in-connectors/uec5-019-1-h-d-ra-2-a/7602375.html
WJ2EDGK-5.08-3P | KANGNEX | 5: 0.2357 50: 0.1832 250: 0.1547 500: 0.1337 2,500: 0.1278 5,000: 0.1244 | [25 empty] | WJ2EDGK-5.08-3P KANGNEX | [64 empty] | https://www.unikeyic.com/media/datasheet/8b/49/6630/8b496630dfe8a1da69ec59d7bfafe588.pdf | https://www.unikeyic.com/products/plug-in-connectors/wj2edgk-5-08-3p/25917678.html