## Circuit Protection Modules
Part Number | Manufacturer | Price | Description | AC Outlets | Accessory Type | Area (LxW) | Base Product Number | Circuit | Coil Current | Coil Resistance | Coil Voltage | Color | Connector-AC Output | Connector - AC Input | Contact Form | Contact Material | Contact Rating (Current) | Contact Rating @ Voltage | Container Type | Current - Max | Current Rating (Amps) | Delay Time | Expandable | Features | For Use With / Related Products | Function | Fuse Size | Height | Housing Material | Ingress Protection | Length/Width/Height | Load Current | Material | Moisture Sensitivity Level (MSL) | Mounting Type | Mounting Type | Must Operate Voltage | Must Release Voltage | Number of Circuits | Number of Outputs and Type | Number of Positions | On-State Resistance (Max) | Operate Time | Operating Temperature | Operating Temperature | Output Type | Overload Protection | Package/Case | Packaging | Ratings | Relay Type | Release Time | Rid | Seal Rating | Series | Size / Dimension | Supplier Device Package | Switching Voltage | Technology | Termination Style | Timing Adjustment Method | Trip Range | Voltage | Voltage-Input | Voltage - Load | Voltage - Supply | Stock | Datasheet URL | Source URL
1088786 | PHOENIX CONTACT | 1: 219.0574 10: 214.3967 | Phoenix Contact Surge Protector TTC-6-3-HF-F-24AC-PT-I | - | [8 empty] | - | - | [5 empty] | - |  |  |  | - |  |  |  |  | Plastic | [6 empty] | DIN Rail | [10 empty] | Fuse Holder |  | Bulk | [5 empty] | TTC | [8 empty] | - |  |  | 100 | https://www.unikeyic.com/media/about_us/Unikey_ISO_9001_Certification.pdf | https://www.unikeyic.com/products/circuit-protection-modules/1088786/32670085.html
1220104 | Schneider Electric | 200: 0.4475 300: 0.4212 | [64 empty] | 6900 | https://www.unikeyic.com/media/about_us/Unikey_ISO_9001_Certification.pdf | https://www.unikeyic.com/products/circuit-protection-modules/1220104/997511366.html
13181 | Schneider Electric | 1: 245.322 2: 239.3302 | [28 empty] | 340mm(width)*460mm(height) | [35 empty] | 1 | https://www.unikeyic.com/media/about_us/Unikey_ISO_9001_Certification.pdf | https://www.unikeyic.com/products/circuit-protection-modules/13181/997339965.html
13441 | Schneider Electric | 1: 143.968 5: 143.968 10: 141.3504 | ENCLOSURE, MCB, IP65, 4MODULE; Enclosure Type:Wall Mount; Enclosure Material:Plastic; External Height - Metric:200mm; External Width - Metric:123mm; External Depth - Metric:112mm; IP Rating:IP65; Body Colour:Grey; NEMA R | [31 empty] | wall mount | [31 empty] | 38 | https://www.unikeyic.com/media/about_us/Unikey_ISO_9001_Certification.pdf | https://www.unikeyic.com/products/circuit-protection-modules/13441/997380493.html
14979 | Schneider Electric | 1: 11.1108 | Schneider Electric 14979 | [63 empty] | 21 | https://www.unikeyic.com/media/about_us/Unikey_ISO_9001_Certification.pdf | https://www.unikeyic.com/products/circuit-protection-modules/14979/997543894.html
15335 | Schneider Electric | 1: 68.0493 | [28 empty] | 82mm(height) | [35 empty] | 7 | https://www.unikeyic.com/media/about_us/Unikey_ISO_9001_Certification.pdf | https://www.unikeyic.com/products/circuit-protection-modules/15335/997422015.html
16-782PC-1 | Schneider Electric | 30: 2.717 250: 2.052 500: 1.9425 1,000: 1.848 2,500: 1.8375 5,000: 1.8165 7,500: 1.806 10,000: 1.7955 | Plastic Hold-down Clip for 782 Relays | [31 empty] | snap-in mounting, snap fit | [31 empty] | 920 | https://www.unikeyic.com/media/about_us/Unikey_ISO_9001_Certification.pdf | https://www.unikeyic.com/products/circuit-protection-modules/16-782pc-1/997662424.html
16-782SC | Schneider Electric | 10: 4.531 100: 2.5056 250: 2.142 500: 2.058 1,000: 2.016 2,500: 2.0055 5,000: 1.995 7,500: 1.9845 | Metal Spring Clip for 782 Relays | [31 empty] | clip mounting | [31 empty] | 62 | https://www.unikeyic.com/media/about_us/Unikey_ISO_9001_Certification.pdf | https://www.unikeyic.com/products/circuit-protection-modules/16-782sc/997633514.html
16-9ADIN-1 | Schneider Electric | 1: 3.0798 10: 3.0798 25: 2.7595 50: 2.7595 100: 2.7595 | DIN RAIL MOUNTING ADAPTER; Accessory Type:DIN Rail Adapter; For Use With:Magnecraft W9A Power Relays; Product Range:16 Series; Relay Mounting:DIN Rail 83C3058 | [31 empty] | DIN rail mounting | [31 empty] | 170 | https://www.unikeyic.com/media/about_us/Unikey_ISO_9001_Certification.pdf | https://www.unikeyic.com/products/circuit-protection-modules/16-9adin-1/997478127.html
16-DCLIP-1 | Schneider Electric | 10: 1.261 25: 1.261 50: 1.1299 100: 1.1299 | DIN RAIL LOCKING END CLIP; Clip Type:DIN Rail Clip; Clip Diameter:-; Mounting Hole Dia:-; Product Range:-; Length:42mm; Overall Length:42mm 69H8492 |  | Clip, Hold Down | [19 empty] | Harmony Series | [23 empty] | Box |  |  |  | 17179257 |  | Harmony | [11 empty] | 220 | https://www.unikeyic.com/media/about_us/Unikey_ISO_9001_Certification.pdf | https://www.unikeyic.com/products/circuit-protection-modules/16-dclip-1/997468050.html
170ADM35010 | Schneider Electric | 1: 802.066 | Schneider Electric 170ADM35010 PLC I/Omodule | [27 empty] | 60mm(Length)*141.5mm(width) | [12 empty] | 60℃(max) | [22 empty] | 1 | https://www.unikeyic.com/media/about_us/Unikey_ISO_9001_Certification.pdf | https://www.unikeyic.com/products/circuit-protection-modules/170adm35010/997625028.html
17904 | Schneider Electric | 1: 4.3297 5: 4.2575 10: 4.1493 | [28 empty] | 54mm(width)*81mm(height) |  |  |  | DIN rail mounting | [31 empty] | 1 | https://www.unikeyic.com/media/about_us/Unikey_ISO_9001_Certification.pdf | https://www.unikeyic.com/products/circuit-protection-modules/17904/997383300.html
18815 | Schneider Electric | 1: 441.0831 | [64 empty] | 10 | https://www.unikeyic.com/media/about_us/Unikey_ISO_9001_Certification.pdf | https://www.unikeyic.com/products/circuit-protection-modules/18815/997346443.html
199ADX-4 | Schneider Electric | 1: 75.339 5: 73.2348 10: 70.8435 25: 70.4865 50: 70.1295 100: 69.7935 250: 69.4365 | POWER RELAY |  |  |  | 199AD |  | 413.8 mA | 290 Ohms | 120VAC |  |  |  | SPST-NO (DM) (1 Form X) | Silver Alloy | 40 A | [6 empty] | - | [11 empty] | Chassis Mount | 102 VAC | 12 VAC | [6 empty] | -55°C ~ 55°C |  |  |  | Box |  | General Purpose |  |  | - | - |  |  | 600VAC, 28VDC - Max |  | Screw Terminal | [6 empty] | 58 | https://www.unikeyic.com/media/pdf/PCNObsolescenceEOL/te-connectivity/0d/2e/9752/4-641192-6/2025/11/DK-OBS-NOTICE.pdf | https://www.unikeyic.com/products/circuit-protection-modules/199adx-4/997473779.html
199AX-13 | Schneider Electric | 1: 63.294 5: 61.5276 10: 54.243 25: 53.97 50: 53.697 100: 53.4345 250: 53.172 | POWER RELAY |  |  |  | 199AX |  | 2 A | 12 Ohms | 24VAC |  |  |  | DPDT (2 Form C) | Silver Alloy | 40 A | [6 empty] | - | [11 empty] | Chassis Mount | 20.4 VAC | 2.4 VAC | [6 empty] | -55°C ~ 55°C |  |  |  | Box |  | General Purpose |  | 17180142 | - | - |  |  | 600VAC, 28VDC - Max |  | Screw Terminal | [6 empty] | 35 | https://www.unikeyic.com/media/pdf/PCNObsolescenceEOL/te-connectivity/0d/2e/9752/4-641192-6/2025/11/DK-OBS-NOTICE.pdf | https://www.unikeyic.com/products/circuit-protection-modules/199ax-13/997639895.html
199AX-4 | Schneider Electric | 1: 103.378 5: 84.5856 10: 71.82 25: 69.5415 50: 69.195 100: 68.8485 250: 68.502 | POWER RELAY |  |  |  | 199AX |  | 413.8 mA | 290 Ohms | 120VAC |  |  |  | SPDT (1 Form C) | Silver Alloy | 40 A | [6 empty] | - | [11 empty] | Chassis Mount | 102 VAC | 12 VAC | [6 empty] | -55°C ~ 55°C |  |  |  | Box |  | General Purpose |  | 17180132 | - | - |  |  | 600VAC, 28VDC - Max |  | Screw Terminal | [6 empty] | 273 | https://www.unikeyic.com/media/pdf/PCNObsolescenceEOL/te-connectivity/0d/2e/9752/4-641192-6/2025/11/DK-OBS-NOTICE.pdf | https://www.unikeyic.com/products/circuit-protection-modules/199ax-4/997545110.html
199BX-14 | Schneider Electric | 1: 53.447 | RELAY, DPDT, 300VAC, 28VDC, 40A; Contact Configuration:DPDT; Coil Voltage:110VDC; Contact Current:40A; Product Range:Magnecraft 199 Series; Relay Mounting:Panel Mount; Coil Type:-; Contact Voltage VAC:300V; Relay Termina | [27 empty] | 58.8mm*79.4mm*64.6mm |  |  |  | panel mount | [31 empty] | 10 | https://www.unikeyic.com/media/about_us/Unikey_ISO_9001_Certification.pdf | https://www.unikeyic.com/products/circuit-protection-modules/199bx-14/997627895.html
199DX-3 | Schneider Electric | 1: 54.3526 5: 53.382 10: 53.382 20: 53.382 | RELAY, SPST-NO, 300VAC, 28VDC, 40A; Contact Configuration:SPST-NO; Coil Voltage:24VDC; Contact Current:40A; Product Range:W199 Series; Relay Mounting:Panel Mount; Coil Type:-; Contact Voltage VAC:300V; |  |  |  | 199DX |  | 82.8 mA | 290 Ohms | 24VDC |  |  |  | SPST-NO (DM) (1 Form X) | Silver Alloy | 40 A | [6 empty] | - | [11 empty] | Chassis Mount | 20.4 VDC | 2.4 VDC | [6 empty] | -55°C ~ 55°C |  |  |  | Box |  | General Purpose |  | 17180461 | - | - |  |  | 300VAC, 600VDC - Max |  | Screw Terminal | [6 empty] | 89 | https://www.unikeyic.com/media/pdf/PCNObsolescenceEOL/te-connectivity/0d/2e/9752/4-641192-6/2025/11/DK-OBS-NOTICE.pdf | https://www.unikeyic.com/products/circuit-protection-modules/199dx-3/997746833.html
1K460000 | celduc | 1: 6.5233 5: 6.5233 10: 5.8448 20: 5.8448 50: 5.8448 | COVER, FOR SC8; Relay Dust Cover Type:Protective; For Use With:SC8; Product Range:-; SVHC:No SVHC (07-Jul-2017); Accessory Type:Cover; Colour:Black |  | Cover, Safety | [19 empty] | SC Relays | [8 empty] | 1 (Unlimited) | [14 empty] | Bag | [5 empty] | - | [11 empty] | 95 | https://www.unikeyic.com/media/datasheet/d1/00/54f5/d1/20b64553de890f24e457f59a5d98139b.pdf | https://www.unikeyic.com/products/circuit-protection-modules/1k460000/5249194.html
1LD12020 | celduc | 1: 12.8888 12: 12.3638 25: 11.8637 | DIN RAIL CLIP |  | DIN Rail Adapter | [19 empty] | SC, SO Relays | [8 empty] | 1 (Unlimited) | [14 empty] | Bag |  |  |  | 14310949 |  | - | [11 empty] | 224 | https://www.unikeyic.com/media/datasheet/8d/e7/cabe/8de7cabe0da3c9222f7e269e401fab69.pdf | https://www.unikeyic.com/products/circuit-protection-modules/1ld12020/689526.html
1LK00100 | celduc | 1: 5.8169 | Kit for assembling SC-SO-SF |  | Mounting Kits | [19 empty] | SO, SC, SF Relays | [8 empty] | 1 (Unlimited) | [14 empty] | Bag |  |  |  | 14310900 |  | - | [11 empty] | 9 | https://www.unikeyic.com/media/datasheet/e1/89/2e95/e1/6215f3441d9a0afdbb38d7109cac3bba.pdf | https://www.unikeyic.com/products/circuit-protection-modules/1lk00100/33677008.html
2762265 | PHOENIX CONTACT | 1: 332.9465 | Phoenix Contact Surge Protector, MT-RS485 Series, 10kA |  | Arrester | [19 empty] | RS-485 | [8 empty] | 1 (Unlimited) | [14 empty] | Bulk | [5 empty] | - | [11 empty] | 3 | https://www.unikeyic.com/media/datasheet/5c/35/dd49/5c35dd4910a01579abbe69bd98bd241c.pdf | https://www.unikeyic.com/products/circuit-protection-modules/2762265/1079344.html
276XAXH-24D | Schneider Electric | 1: 16.6405 10: 14.3532 20: 13.8456 60: 13.5864 260: 13.1544 500: 10.5948 |  |  |  |  | 276XAX |  | 150 mA | 160 Ohms | 24VDC |  |  |  | SPDT (1 Form C) | Silver (Ag), Gold (Au) | 10 A | [6 empty] | - | [11 empty] | Through Hole | 19.2 VDC | 2.4 VDC |  |  |  |  | 10 ms |  | -40°C ~ 55°C |  |  |  | Box |  | General Purpose |  | 17179194 | Sealed - Fully | - |  |  | 240VAC, 30VDC - Max |  | PC Pin | [6 empty] | 859 | https://www.unikeyic.com/media/pdf/PCNObsolescenceEOL/te-connectivity/0d/2e/9752/4-641192-6/2025/11/DK-OBS-NOTICE.pdf | https://www.unikeyic.com/products/circuit-protection-modules/276xaxh-24d/997582775.html
2800036 | PHOENIX CONTACT | 1: 603.4425 | Phoenix Contact Surge Protector S-PT-4-EX-24DC Series, 20kA Max Surge Current, SPD Module | None | [8 empty] | - | - | [5 empty] | - |  |  |  | - |  |  |  |  | Metal |  |  |  |  | 1 (Unlimited) |  | - | [10 empty] | None |  | Bulk | [5 empty] | - | [8 empty] | - |  |  | 64 | https://www.unikeyic.com/media/datasheet/78/97/1e74/78971e748f939f6e9d1cace3341d7c6c.pdf | https://www.unikeyic.com/products/circuit-protection-modules/2800036/1078384.html
2800038 | PHOENIX CONTACT | 1: 493.7516 10: 483.2462 | Phoenix Contact Surge Protector S-PT-2XEX-48DC, Max Surge Current 20kA, SPD Module | None | [8 empty] | - | - | [5 empty] | - |  |  |  | - |  |  |  |  | Metal |  |  |  |  | 1 (Unlimited) |  | - | [10 empty] | None |  | Bulk | [5 empty] | - | [8 empty] | - |  |  | 100 | https://www.unikeyic.com/media/datasheet/45/2a/a3d2/45/1f4ce983fbcca727461814bc04cbc972.pdf | https://www.unikeyic.com/products/circuit-protection-modules/2800038/12754845.html
2800040 | PHOENIX CONTACT | 1: 493.7516 10: 483.2462 | Phoenix Contact Surge Protector, S-PT-2XEX-24DC Series, Max Surge Current 20kA, Surge Suppression Module | None | [8 empty] | - | - | [5 empty] | - |  |  |  | - |  |  |  |  | Metal |  |  |  |  | 1 (Unlimited) |  | - | [10 empty] | None |  | Bulk | [5 empty] | - | [8 empty] | - |  |  | 100 | https://www.unikeyic.com/media/datasheet/b8/98/3b5a/b8/d3e286476dc830863778ad6859c73143.pdf | https://www.unikeyic.com/products/circuit-protection-modules/2800040/12004144.html
2800053 | PHOENIX CONTACT | 1: 345.6523 10: 338.298 | Phoenix Contact S-PT-EX-48DC Surge Protector, 20kA Max Surge Current, S-PT-EX-48DC Series | None | [8 empty] | - | - | [5 empty] | - |  |  |  | - |  |  |  |  | Metal |  |  |  |  | 1 (Unlimited) |  | - | [10 empty] | None |  | Bulk |  |  |  | 4483882 |  | - | [8 empty] | - |  |  | 100 | https://www.unikeyic.com/media/datasheet/e1/be/bcb3/e1/a272d95d7a11701c8edd52a5a3d78662.pdf | https://www.unikeyic.com/products/circuit-protection-modules/2800053/955067.html
2800187 | PHOENIX CONTACT | 1: 406.0152 | Phoenix Contact VAL-MS-T1/T2 335/12.5/1+1 Surge Protector 50kA Max | None | [8 empty] | Screw Terminals | Screw Terminals | [5 empty] | 80A |  |  |  | - |  |  |  |  | Plastic |  |  |  |  | 1 (Unlimited) |  | DIN Rail | [10 empty] | Fuse Holder |  | Bulk |  |  |  | 5197418 |  | VAL-MS | [8 empty] | 240V |  |  | 5 | https://www.unikeyic.com/media/datasheet/e3/c8/1afd/e3/d3577cf7eb6da7071bb0fb82b45136bf.pdf | https://www.unikeyic.com/products/circuit-protection-modules/2800187/12392997.html
2800645 | PHOENIX CONTACT | 1: 1149.4305 10: 1124.9745 | Phoenix Contact Type 1/2 Surge Protector, VAL-MS-T1/T2 335/12.5/4+0 Series, Max Surge Current 150kA | None | [8 empty] | Screw Terminals | Screw Terminals | [5 empty] | 80A |  |  |  | - |  |  |  |  | Plastic |  |  |  |  | 1 (Unlimited) |  | DIN Rail | [10 empty] | Fuse Holder |  | Bulk | [5 empty] | VAL-MS | [8 empty] | 240V, 415V |  |  | 100 | https://www.unikeyic.com/media/datasheet/01/df/6f7b/01/aeea4541a52e2fcb92be368366078ade.pdf | https://www.unikeyic.com/products/circuit-protection-modules/2800645/12558547.html
2800755 | PHOENIX CONTACT | 10: 302.2525 100: 295.8216 | Phoenix Contact Surge Protection Device - Pluggable, PT2X2-FF-ST | None | [8 empty] | - | - | [5 empty] | - |  |  |  | - |  |  |  |  | Plastic |  |  |  |  | 1 (Unlimited) |  | Base Mount | [10 empty] | None |  | Bulk |  |  |  | 5259322 |  | PT | [8 empty] | 32VDC |  |  | 1000 | https://www.unikeyic.com/media/datasheet/02/94/8434/02948434c270f4cff01ec945dd304e5d.pdf | https://www.unikeyic.com/products/circuit-protection-modules/2800755/12434654.html
2800776 | PHOENIX CONTACT | 1: 189.1049 | Phoenix,surge protector-plug-in parts,PT-IQ-2X1-24DC-P,Surge Suppressors 24VDC Base Mount Plug-In | None | [8 empty] | - | - | [5 empty] | - |  |  |  | - |  |  |  |  | - |  |  |  |  | 1 (Unlimited) |  | DIN Rail | [10 empty] | None |  | Bulk | [5 empty] | - | [8 empty] | - |  |  | 1 | https://www.unikeyic.com/media/datasheet/5b/ab/6e66/5bab6e66979d61b9e05c6f3ef00a19c2.pdf | https://www.unikeyic.com/products/circuit-protection-modules/2800776/12757971.html
2800786 | PHOENIX CONTACT | 1: 258.12 | Phoenix Contact Surge Protector PT-IQ-3-HF-12DC-UT | None | [8 empty] | Screw Terminals | Screw Terminals | [5 empty] | 600mA |  |  |  | - |  |  |  |  | Plastic |  |  |  |  | 1 (Unlimited) |  | DIN Rail | [10 empty] | None |  | Bulk |  |  |  | 5198336 |  | PT | [8 empty] | 12VDC |  |  | 2 | https://www.unikeyic.com/media/datasheet/c4/49/3b2f/c4493b2fd5a731a82ebbe138cad2f902.pdf | https://www.unikeyic.com/products/circuit-protection-modules/2800786/1508801.html
2800836 | PHOENIX CONTACT |  | Phoenix Contact CBTM11ASFBP Thermal Magnetic Circuit Breaker | [17 empty] | 1A | [12 empty] | Not Applicable |  | Holder | [12 empty] | Bulk | [5 empty] | CB | [12 empty] | https://www.unikeyic.com/media/datasheet/6d/57/e31b/6d/858ee45f4deaf6f5f00f10cdbe7199e4.pdf | https://www.unikeyic.com/products/circuit-protection-modules/2800836/793419.html
2800839 | PHOENIX CONTACT | 1: 197.2784 | Phoenix Contact CBTM14ASFBP Thermal Circuit Breaker, CB TM1 4A SFB P Series, 4A, 1-Pole | [17 empty] | 4A | [12 empty] | Not Applicable |  | Holder | [12 empty] | Bulk |  |  |  | 3877994 |  | CB | [11 empty] | 256 | https://www.unikeyic.com/media/datasheet/8a/44/73a6/8a4473a655a037489564fa76ffcf6a0f.pdf | https://www.unikeyic.com/products/circuit-protection-modules/2800839/12549417.html
2800842 | PHOENIX CONTACT | 1: 132.1326 | Phoenix Contact CBTM18ASFBP Circuit Breaker Thermal Magnetic 1-Pole 8A 240V/277VAC 50VDC | [17 empty] | 8A | [12 empty] | Not Applicable |  | Holder | [12 empty] | Bulk | [5 empty] | CB | [11 empty] | 5 | https://www.unikeyic.com/media/datasheet/eb/88/5176/eb/f40242c5a28432848295b57b4e1645db.pdf | https://www.unikeyic.com/products/circuit-protection-modules/2800842/12462451.html
2800847 | PHOENIX CONTACT | 1: 137.4148 | Phoenix Contact CBTM11AM1P Circuit Breaker Thermal Magnetic 1Pole 1A 240V/277VAC 50VDC | [17 empty] | 1A | [12 empty] | Not Applicable |  | Holder | [12 empty] | Bulk | [5 empty] | CB | [11 empty] | 4 | https://www.unikeyic.com/media/datasheet/d4/ec/967a/d4/219e39182e18cda20f22dbf9ab7a96cc.pdf | https://www.unikeyic.com/products/circuit-protection-modules/2800847/630035.html
2800877 | PHOENIX CONTACT | 1: 113.495 | Phoenix Contact Thermal Magnetic Circuit Breaker CBTM212ASFBP 2Pole 12A 240V/277VAC 80VDC | [17 empty] | 12A | [12 empty] | Not Applicable |  | Holder | [12 empty] | Bulk | [5 empty] | CB | [11 empty] | 1 | https://www.unikeyic.com/media/datasheet/d2/b9/6291/d2/2b96759cfdbf782a496271178f74aff4.pdf | https://www.unikeyic.com/products/circuit-protection-modules/2800877/1501883.html
2800950 | PHOENIX CONTACT | 1: 774.0251 10: 757.5565 | Phoenix Contact Class 2 Surge Protection Device S80-3S-385 | [63 empty] | 100 | https://www.unikeyic.com/media/about_us/Unikey_ISO_9001_Certification.pdf | https://www.unikeyic.com/products/circuit-protection-modules/2800950/7698715.html
2800951 | PHOENIX CONTACT | 1: 898.9369 | Phoenix Contact Class II Surge Protection Device S80-3S-385-R | [63 empty] | 351 | https://www.unikeyic.com/media/about_us/Unikey_ISO_9001_Certification.pdf | https://www.unikeyic.com/products/circuit-protection-modules/2800951/28258453.html
2800953 | PHOENIX CONTACT | 1: 463.7577 10: 453.8905 | Phoenix Contact Type 2 SPD S80-1S-385-R | [63 empty] | 100 | https://www.unikeyic.com/media/about_us/Unikey_ISO_9001_Certification.pdf | https://www.unikeyic.com/products/circuit-protection-modules/2800953/3877912.html
2800976 | PHOENIX CONTACT | 1: 250.56 | Phoenix Contact PT-IQ-1X2-24DC-UT Surge Protector | None | [8 empty] | Screw Terminals | Screw Terminals | [5 empty] | - |  |  |  | - |  |  |  |  | - |  |  |  |  | 1 (Unlimited) |  | DIN Rail | [10 empty] | None |  | Bulk | [5 empty] | - | [8 empty] | - |  |  | 15 | https://www.unikeyic.com/media/datasheet/85/0e/240b/85/545a87853aa4ce87a3c75157e7964197.pdf | https://www.unikeyic.com/products/circuit-protection-modules/2800976/452028.html
2800982 | PHOENIX CONTACT | 1: 408.24 | Phoenix Contact Surge Protector, PT-IQ-4X1-24DC-UT | None | [8 empty] | Screw Terminals | Screw Terminals | [5 empty] | - |  |  |  | - |  |  |  |  | - |  |  |  |  | 1 (Unlimited) |  | DIN Rail | [10 empty] | None |  | Bulk | [5 empty] | - | [8 empty] | - |  |  | 4 | https://www.unikeyic.com/media/datasheet/8f/0e/7ce4/8f0e7ce46b012065342364be74e439b4.pdf | https://www.unikeyic.com/products/circuit-protection-modules/2800982/456768.html
2801041 | PHOENIX CONTACT | 1: 294.5028 10: 288.2368 | Phoenix Contact 1/2 Class Surge Protector VAL-MS-T1/T2 335/12.5/1+0 Series Max Surge Current 50kA | None | [8 empty] | Screw Terminals | Screw Terminals | [5 empty] | 80A |  |  |  | - |  |  |  |  | Plastic |  |  |  |  | 1 (Unlimited) |  | DIN Rail | [10 empty] | Fuse Holder |  | Bulk | [5 empty] | VAL-MS | [8 empty] | 240V |  |  | 100 | https://www.unikeyic.com/media/datasheet/a3/13/8878/a3/e2d3658f5c44e6cff71d3af63c6658c9.pdf | https://www.unikeyic.com/products/circuit-protection-modules/2801041/12794313.html
2801160 | PHOENIX CONTACT | 1: 655.7836 10: 641.8308 | Phoenix,1/2Class Lightning Protection/Surge Protector (SPD),VAL-MS-T1/T21000DC-PV/2+V,Phoenix surge arrester, VAL-MS-T1/T2 1000DCPV/2+V series, Surge Arrester | None | [8 empty] | Screw Terminals | Screw Terminals | [5 empty] | 80A |  |  |  | - |  |  |  |  | Plastic |  |  |  |  | 1 (Unlimited) |  | DIN Rail | [10 empty] | None |  | Bulk |  |  |  | 5197406 |  | VAL-MS | [8 empty] | 1kV (1000V) |  |  | 100 | https://www.unikeyic.com/media/datasheet/39/38/5959/39/6a7b8bbb35e3b6b1ef085d588bdd16e7.pdf | https://www.unikeyic.com/products/circuit-protection-modules/2801160/12213701.html
2801240 | PHOENIX CONTACT | 1: 386.6242 | Phoenix Contact Surge Protection Device VAL-MS-T1/T2 48/12.5/1+0-FM Series, Max Surge Current 30kA | None | [8 empty] | - | - | [5 empty] | 80A |  |  |  | - |  |  |  |  | Plastic |  |  |  |  | 1 (Unlimited) |  | DIN Rail | [10 empty] | None |  | Bulk |  |  |  | 5197423 |  | VAL-MS | [8 empty] | 60VAC/DC |  |  | 86 | https://www.unikeyic.com/media/datasheet/ed/3d/7786/ed/e867e64fca68a5d8be80048c98c77971.pdf | https://www.unikeyic.com/products/circuit-protection-modules/2801240/657552.html
2801288 | PHOENIX CONTACT | 1: 263.6672 | Phoenix Contact Surge Protector, PT-IQ-3-HF-12DC-PT | None | [8 empty] | - | - | [5 empty] | 600mA |  |  |  | - |  |  |  |  | Plastic |  |  |  |  | 1 (Unlimited) |  | DIN Rail | [10 empty] | None |  | Bulk | [5 empty] | PT | [8 empty] | 12VDC |  |  | 2 | https://www.unikeyic.com/media/datasheet/e9/39/08b8/e93908b8cf2e0322a6a14f347c0fb1e9.pdf | https://www.unikeyic.com/products/circuit-protection-modules/2801288/1087741.html
2801291 | PHOENIX CONTACT | 1: 759.3805 10: 743.2235 | Phoenix Contact Surge Protector, PT-IQ-5-HF-5DC-PT, Phoenix Contact Surge Protection Device, PT-IQ-5-HF Series, 10kA Max Surge Current, Surge Protection | None | [8 empty] | - | - | [5 empty] | - |  |  |  | - |  |  |  |  | - |  |  |  |  | 1 (Unlimited) |  | DIN Rail | [10 empty] | None |  | Bulk | [5 empty] | - | [8 empty] | - |  |  | 100 | https://www.unikeyic.com/media/datasheet/18/af/a0ae/18/928454b5e4eef2da15c8687f2b9c743e.pdf | https://www.unikeyic.com/products/circuit-protection-modules/2801291/578381.html
2807609 | PHOENIX CONTACT | 1: 73.0003 | Phoenix Contact VAL-MS500ST Surge Protector, Type 2, VAL-MS Series, 30kA Max Surge Current, SPD Module | [20 empty] | - | [9 empty] | 1 (Unlimited) |  | Base Mount | [8 empty] | -40°C ~ 80°C |  |  |  | Bulk |  |  |  | 2553373 |  | - | [11 empty] | 25 | https://www.unikeyic.com/media/datasheet/ed/73/e0c3/ed/a172619e0a9314243ecf820f5d959788.pdf | https://www.unikeyic.com/products/circuit-protection-modules/2807609/1357614.html
2838241 | PHOENIX CONTACT | 1: 355.663 | Phoenix Contact Surge Protection Device - Pluggable, PT2X2-5DC-ST | None | [8 empty] | - | - | [5 empty] | - |  |  |  | - |  |  |  |  | Plastic |  |  |  |  | 1 (Unlimited) |  | Base Mount | [10 empty] | - |  | Bulk | [5 empty] | PT | [8 empty] | - |  |  | 2 | https://www.unikeyic.com/media/datasheet/ab/0f/d484/ab/448787e74b5d229266b2b0d6999ae086.pdf | https://www.unikeyic.com/products/circuit-protection-modules/2838241/845882.html
2838254 | PHOENIX CONTACT | 1: 423.5959 | Phoenix Contact Surge Protector - Pluggable, PT2X2-12DC-ST | None | [8 empty] | - | - | [5 empty] | - |  |  |  | - |  |  |  |  | Plastic |  |  |  |  | 1 (Unlimited) |  | Base Mount | [10 empty] | - |  | Bulk |  |  |  | 2513931 |  | PT | [8 empty] | - |  |  | 37 | https://www.unikeyic.com/media/datasheet/4a/38/3c72/4a383c722ef174ac45c64d1ffcea4771.pdf | https://www.unikeyic.com/products/circuit-protection-modules/2838254/12655179.html
2838306 | PHOENIX CONTACT | 1: 368.6766 | Phoenix Contact PT4X1-5DC-ST Surge Protection Plug | None | [8 empty] | - | - | [5 empty] | - |  |  |  | - |  |  |  |  | - |  |  |  |  | 1 (Unlimited) |  | - | [10 empty] | None |  | Bulk |  |  |  | 3604681 |  | - | [8 empty] | - |  |  | 16 | https://www.unikeyic.com/media/datasheet/8b/20/a053/8b/91300bb930b0c2a8a455df55b280e306.pdf | https://www.unikeyic.com/products/circuit-protection-modules/2838306/11859217.html
2838542 | PHOENIX CONTACT | 10: 120.6351 100: 118.0684 | Phoenix Contact CTM2X1-60DC Surge Protector Plug, Plug | [30 empty] | 1 (Unlimited) | [14 empty] | Bulk |  |  |  | 4484215 |  | * | [11 empty] | 1000 | https://www.unikeyic.com/media/datasheet/c7/c7/0a00/c7/939bfab821ab14a4652bb6c1b0213456.pdf | https://www.unikeyic.com/products/circuit-protection-modules/2838542/12609049.html
2838555 | PHOENIX CONTACT | 10: 116.4305 100: 113.9533 | Phoenix Contact Surge Protector, Pluggable, CTMISDN | [30 empty] | 1 (Unlimited) | [14 empty] | Bulk | [5 empty] | * | [11 empty] | 1000 | https://www.unikeyic.com/media/datasheet/b7/2c/3f49/b72c3f49ad100b6c914bda42f277fa48.pdf | https://www.unikeyic.com/products/circuit-protection-modules/2838555/1099932.html
2838636 | PHOENIX CONTACT | 10: 43.0648 100: 42.1485 | Phoenix Contact Surge Protector - Pluggable, CTM2X1-180DC-GS | [30 empty] | 1 (Unlimited) | [14 empty] | Bulk | [5 empty] | * | [11 empty] | 1000 | https://www.unikeyic.com/media/datasheet/b7/52/1282/b7/7367d6b5bcbc7e3ed85b73456442871b.pdf | https://www.unikeyic.com/products/circuit-protection-modules/2838636/12179159.html
2838733 | PHOENIX CONTACT | 10: 218.4294 100: 213.7819 | Phoenix Contact Surge Protector - Pluggable, PT2-TELE-ST | - | [8 empty] | Hardwired | Hardwired | [5 empty] | - |  |  |  | - |  |  |  |  | Plastic |  |  |  |  | 1 (Unlimited) |  | Base Mount | [10 empty] | None |  | Bulk | [5 empty] | - | [8 empty] | - |  |  | 1000 | https://www.unikeyic.com/media/datasheet/4b/0e/1b1f/4b/e7d656d063de5b284c81b532664624c6.pdf | https://www.unikeyic.com/products/circuit-protection-modules/2838733/1493483.html
2838762 | PHOENIX CONTACT | 1: 298.8389 | Phoenix Contact PT5-HF-5DC-ST Surge Suppressor 450mA 5VDC DIN Rail Plug-In | [30 empty] | 1 (Unlimited) |  | Rail, Channel |  |  | 1 | [8 empty] | Module | Bulk | [5 empty] | - |  | - |  | Mixed Technology | [7 empty] | 12 | https://www.unikeyic.com/media/datasheet/b8/42/c2aa/b8/039a45426e3c2427c98cd1b2505bea5b.pdf | https://www.unikeyic.com/products/circuit-protection-modules/2838762/1137419.html
2839185 | PHOENIX CONTACT | 1: 195.5374 | Phoenix Contact Surge Protector - Plug-in Module, PT2X1VA-120AC-ST | None | [8 empty] | - | - | [5 empty] | - |  |  |  | - |  |  |  |  | Plastic |  |  |  |  | 1 (Unlimited) |  | Base Mount | [10 empty] | None |  | Bulk | [5 empty] | PT | [8 empty] | 120V |  |  | 10 | https://www.unikeyic.com/media/datasheet/10/49/ab7a/10/360680b83f8e71485be4cb0d78e9ab2a.pdf | https://www.unikeyic.com/products/circuit-protection-modules/2839185/496006.html
2839253 | PHOENIX CONTACT | 10: 428.809 100: 419.6854 | Phoenix Contact PT4-EX(I)-24DC-ST Surge Suppressors 500mA 24VDC DIN Rail Plug-In | [30 empty] | 1 (Unlimited) | [14 empty] | Bulk |  |  |  | 2513945 |  | * | [11 empty] | 1000 | https://www.unikeyic.com/media/datasheet/63/24/415a/6324415a331615d25f6ef925c863d472.pdf | https://www.unikeyic.com/products/circuit-protection-modules/2839253/737180.html
2839363 | PHOENIX CONTACT | 1: 135.0243 | Phoenix Contact Surge Protector Base PT4X1-BE, Fixed Base, PT 4X1-BE Series, For PT Series |  | Base | [19 empty] | Surge Protector; PT | [8 empty] | Not Applicable | [14 empty] | Bulk |  |  |  | 2513954 |  | - | [11 empty] | 23 | https://www.unikeyic.com/media/datasheet/27/d1/18ce/27/572cd8c4913a335d15ebf27073825552.pdf | https://www.unikeyic.com/products/circuit-protection-modules/2839363/933384.html
2839402 | PHOENIX CONTACT | 1: 140.4252 | Phoenix Contact PT4-BE Surge Protector Base, PT 4-BE Series |  | Base | [19 empty] | Surge Protector; PT | [8 empty] | Not Applicable | [14 empty] | Bulk | [5 empty] | - | [11 empty] | 24 | https://www.unikeyic.com/media/datasheet/09/f1/cf45/09f1cf45b0e56b971de5110c5eb35fd1.pdf | https://www.unikeyic.com/products/circuit-protection-modules/2839402/12303568.html
2839486 | PHOENIX CONTACT | 10: 148.0679 100: 144.9175 | Phoenix Contact Surge Protector Base PT4-EX(I)-BE |  | Socket, DIN Rail Mountable | [19 empty] | Surge Protector; PT | [8 empty] | Not Applicable | [14 empty] | Bulk |  |  |  | 2513961 |  | - | [11 empty] | 1000 | https://www.unikeyic.com/media/datasheet/98/bb/a227/98bba22753e14c4a40078cce74c80323.pdf | https://www.unikeyic.com/products/circuit-protection-modules/2839486/750768.html
2839729 | PHOENIX CONTACT | 10: 288.9304 100: 282.783 | Phoenix Contact Surge Protector, Pluggable, PT2X2-HF-24DC-ST | [30 empty] | 1 (Unlimited) | [14 empty] | Bulk | [5 empty] | * | [11 empty] | 1000 | https://www.unikeyic.com/media/datasheet/48/e5/30fa/48/639d1ff0963cfa6bca5a516f83a19c07.pdf | https://www.unikeyic.com/products/circuit-protection-modules/2839729/12871382.html
2856016 | PHOENIX CONTACT | 1: 287.353 | Phoenix Contact PT1X2-5DC-ST Surge Suppressors 450mA 5VDC DIN Rail Plug-In | None | [8 empty] | - | - | [5 empty] | - |  |  |  | - |  |  |  |  | - |  |  |  |  | 1 (Unlimited) |  | - | [10 empty] | None |  | Bulk | [5 empty] | - | [8 empty] | - |  |  | 1 | https://www.unikeyic.com/media/datasheet/75/c6/1cbc/75c61cbc1520a54c18eaef1e67618d56.pdf | https://www.unikeyic.com/products/circuit-protection-modules/2856016/12231323.html
2856029 | PHOENIX CONTACT | 1: 195.9643 | Phoenix,surge protector-plug-in parts,PT1X2-12DC-ST, | [30 empty] | 1 (Unlimited) | [14 empty] | Bulk | [5 empty] | * | [11 empty] | 13 | https://www.unikeyic.com/media/datasheet/f9/94/a74f/f9/0d89c34fabfa71961f74aa2343293acd.pdf | https://www.unikeyic.com/products/circuit-protection-modules/2856029/523513.html
2856061 | PHOENIX CONTACT | 10: 185.3091 100: 181.3663 | Phoenix Contact Surge Protector - Pluggable, PT2X1-5DC-ST | None | [8 empty] | - | - | [5 empty] | - |  |  |  | - |  |  |  |  | - |  |  |  |  | 1 (Unlimited) |  | - | [10 empty] | None |  | Bulk | [5 empty] | - | [8 empty] | - |  |  | 1000 | https://www.unikeyic.com/media/datasheet/6c/d3/26c6/6cd326c6335f20bf13ab04aef7fe903a.pdf | https://www.unikeyic.com/products/circuit-protection-modules/2856061/12631993.html
2856074 | PHOENIX CONTACT | 10: 185.3091 100: 181.3663 | Phoenix Contact Surge Protector - Pluggable PT2X1-12DC-ST | [20 empty] | - | [9 empty] | 1 (Unlimited) |  | DIN Rail | [8 empty] | -40°C ~ 85°C |  |  |  | Bulk | [5 empty] | - | [11 empty] | 1000 | https://www.unikeyic.com/media/datasheet/8e/fe/e319/8efee319721854617407cd86dd3bca1f.pdf | https://www.unikeyic.com/products/circuit-protection-modules/2856074/965370.html
2856142 | PHOENIX CONTACT | 1: 89.8194 | Phoenix,surge protector-base,PT2X1+F-BE, |  | Base | [19 empty] | - | [8 empty] | 1 (Unlimited) | [14 empty] | Bulk | [5 empty] | - | [11 empty] | 80 | https://www.unikeyic.com/media/datasheet/0a/a2/bca2/0aa2bca24bd46b14a59ecaa6e485023d.pdf | https://www.unikeyic.com/products/circuit-protection-modules/2856142/11770746.html
2856595 | PHOENIX CONTACT | 1: 170.834 | Phoenix Contact Type 2 Surge Protection Device VAL-MS350VFST | [20 empty] | - | [9 empty] | 1 (Unlimited) |  | Base Mount | [8 empty] | -40°C ~ 80°C |  |  |  | Bulk |  |  |  | 4484231 |  | - | [11 empty] | 26 | https://www.unikeyic.com/media/datasheet/2e/ed/c86d/2eedc86db40739bb8897ab0c1842fb13.pdf | https://www.unikeyic.com/products/circuit-protection-modules/2856595/12516358.html
2858014 | PHOENIX CONTACT | 1: 354.1664 | Phoenix Contact Surge Protector - Plug-in Module, PT4X1-48DC-ST | [30 empty] | 1 (Unlimited) | [14 empty] | Bulk | [5 empty] | * | [11 empty] | 17 | https://www.unikeyic.com/media/datasheet/b8/1a/9d3a/b81a9d3a41cd56ca82063930209cc454.pdf | https://www.unikeyic.com/products/circuit-protection-modules/2858014/569902.html
2859327 | PHOENIX CONTACT | 1: 230.164 3: 220.572 | Phoenix Contact Surge Protector PT2X1-VF-120AC | None | [8 empty] | Screw Terminals | Screw Terminals | [5 empty] | - |  |  |  | - |  |  |  |  | - |  |  |  |  | 1 (Unlimited) |  | DIN Rail | [10 empty] | None |  | Bulk |  |  |  | 3604655 |  | - | [8 empty] | - |  |  | 3 | https://www.unikeyic.com/media/datasheet/68/fc/6d2c/68/86f51c721d308d0c3bc302c2a6358664.pdf | https://www.unikeyic.com/products/circuit-protection-modules/2859327/11978030.html
2880642 | PHOENIX CONTACT | 1: 278.085 | Phoenix Contact D-UFB-PB Surge Protective Device | None | [8 empty] | - | - | [5 empty] | - |  |  |  | - |  |  |  |  | Metal |  |  |  |  | 1 (Unlimited) |  | - | [10 empty] | None |  | Bulk |  |  |  | 2525380 |  | - | [8 empty] | - |  |  | 632 | https://www.unikeyic.com/media/datasheet/95/38/9767/953897670e1a40ce90b85478e2ba61cf.pdf | https://www.unikeyic.com/products/circuit-protection-modules/2880642/12751148.html
2880668 | PHOENIX CONTACT | 1: 420.4137 10: 411.4688 | Phoenix Contact Surge Protector S-PT-1X2-24DC Series Max Surge Current 20kA | None | [8 empty] | - | - | [5 empty] | - |  |  |  | - |  |  |  |  | Metal |  |  |  |  | 1 (Unlimited) |  | - | [10 empty] | None |  | Bulk |  |  |  | 3604605 |  | - | [8 empty] | - |  |  | 100 | https://www.unikeyic.com/media/datasheet/76/7d/b28b/76/d7dd1251f96a1af8cba7b048a70a3843.pdf | https://www.unikeyic.com/products/circuit-protection-modules/2880668/1360179.html
2882200 | PHOENIX CONTACT | 1: 91.4577 10: 89.5118 | Phoenix Contact MNT-1D Surge Protector, Class 3, 3-Phase, 360V AC/DC, 16A | 1 | [8 empty] | - | - | [5 empty] | - |  |  |  | - |  |  |  |  | - |  |  |  |  | Not Applicable |  | - | [10 empty] | None |  | Bulk | [5 empty] | - | [8 empty] | - |  |  | 100 | https://www.unikeyic.com/media/datasheet/39/7f/952e/397f952eeb57e6da2f545c092cd862d8.pdf | https://www.unikeyic.com/products/circuit-protection-modules/2882200/12094821.html
28901 | Schneider Electric | 1: 43.3503 3: 42.6278 6: 41.544 | [28 empty] | 90mm(Length)*81mm(width) | [12 empty] | -25℃~70℃ | [22 empty] | 25 | https://www.unikeyic.com/media/about_us/Unikey_ISO_9001_Certification.pdf | https://www.unikeyic.com/products/circuit-protection-modules/28901/997362267.html
28905 | Schneider Electric | 1: 59.8138 3: 58.8169 6: 57.3216 | [64 empty] | 3 | https://www.unikeyic.com/media/about_us/Unikey_ISO_9001_Certification.pdf | https://www.unikeyic.com/products/circuit-protection-modules/28905/997431407.html
28910 | Schneider Electric | 1: 73.1236 3: 71.9049 6: 70.0768 | [32 empty] | DIN rail mounting | [31 empty] | 20 | https://www.unikeyic.com/media/about_us/Unikey_ISO_9001_Certification.pdf | https://www.unikeyic.com/products/circuit-protection-modules/28910/997421151.html
28943 | Schneider Electric | 1: 45.4782 | [64 empty] | 26 | https://www.unikeyic.com/media/about_us/Unikey_ISO_9001_Certification.pdf | https://www.unikeyic.com/products/circuit-protection-modules/28943/997415865.html
28955 | Schneider Electric | 1: 6.8598 5: 6.7455 10: 6.574 | [64 empty] | 17 | https://www.unikeyic.com/media/about_us/Unikey_ISO_9001_Certification.pdf | https://www.unikeyic.com/products/circuit-protection-modules/28955/997384105.html
2905422 | PHOENIX CONTACT | 1: 273.3542 10: 267.5382 | Phoenix Contact Class 1 Surge Protector - Pluggable, FLT-SEC-P-T1-350/25-P | [30 empty] | Not Applicable | [14 empty] | Bulk | [5 empty] | * | [11 empty] | 100 | https://www.unikeyic.com/media/datasheet/d2/31/f186/d2/3efdf543cde81b4fefba78b05348c215.pdf | https://www.unikeyic.com/products/circuit-protection-modules/2905422/12815814.html
2905466 | PHOENIX CONTACT | 1: 941.5305 5: 941.5305 10: 941.5305 | Phoenix Contact I+II Class Special Combination Surge Protector FLT-SEC-T1+T2-1S-350/25-FM | - | [8 empty] | Screw Terminals | Screw Terminals | [5 empty] | 125A |  |  |  | - |  |  |  |  | Plastic |  |  |  |  | Not Applicable |  | DIN Rail | [10 empty] | Fuse Holder |  | Bulk |  |  |  | 7808890 |  | FLT | [8 empty] | 240V |  |  | 2 | https://www.unikeyic.com/media/datasheet/a3/61/dbf8/a3/c8fc7c7ed48573b925ef7361260a9469.pdf | https://www.unikeyic.com/products/circuit-protection-modules/2905466/12196063.html
2906726 | PHOENIX CONTACT | 1: 151.9004 2: 151.9004 3: 149.1879 5: 146.4754 10: 146.4754 20: 146.4754 | Phoenix Contact Surge Protector TTC-6-1X2-M-24DC-PT-I | None | [8 empty] | - | - | [5 empty] | 600mA |  |  |  | - |  |  |  |  | Plastic |  |  |  |  | Not Applicable |  | DIN Rail | [10 empty] | None |  | Bulk |  |  |  | 9467602 |  | TTC | [8 empty] | 24VDC |  |  | 3 | https://www.unikeyic.com/media/datasheet/79/2d/e66c/79/665e462611a22d02eab0ac5b206fc988.pdf | https://www.unikeyic.com/products/circuit-protection-modules/2906726/562502.html
2906770 | PHOENIX CONTACT | 1: 210.6308 10: 206.1493 | Phoenix Contact TTC-6-3-HF-F-M-24DC-UT-I Surge Protection Device | - | [8 empty] | - | - | [5 empty] | - |  |  |  | - |  |  |  |  | Plastic | [6 empty] | DIN Rail | [10 empty] | Fuse Holder |  | Bulk |  |  |  | 17936438 |  | TTC | [8 empty] | - |  |  | 100 | https://www.unikeyic.com/media/datasheet/91/ae/b640/91aeb640c2fc109df727428d83956ec7.pdf | https://www.unikeyic.com/products/circuit-protection-modules/2906770/1405748.html
2906804 | PHOENIX CONTACT | 1: 117.666 | Phoenix Contact Surge Protector TTC-6-1X2-24DC-PT | None | [8 empty] | - | - | [5 empty] | 600mA |  |  |  | - |  |  |  |  | Plastic |  |  |  |  | Not Applicable |  | DIN Rail | [10 empty] | None |  | Bulk | [5 empty] | TTC | [8 empty] | 24VDC |  |  | 10 | https://www.unikeyic.com/media/datasheet/0a/bf/3f52/0a/a66b4b32921bb79a824c2bcd69c00f6a.pdf | https://www.unikeyic.com/products/circuit-protection-modules/2906804/12467514.html
2906809 | PHOENIX CONTACT | 1: 183.7537 2: 180.4724 3: 180.4724 5: 177.1911 10: 177.1911 20: 177.1911 | Phoenix Contact Surge Protector TTC-6P-1X2-24DC-UT-I TTC Series | - | [8 empty] | - | - | [5 empty] | - |  |  |  | - |  |  |  |  | Plastic | [6 empty] | DIN Rail | [10 empty] | Fuse Holder |  | Bulk |  |  |  | 17936727 |  | TTC | [8 empty] | - |  |  | 1 | https://www.unikeyic.com/media/datasheet/a4/88/6cdb/a4886cdb7a9ee3e4d4a0684f5270c3f6.pdf | https://www.unikeyic.com/products/circuit-protection-modules/2906809/1345078.html
2906815 | PHOENIX CONTACT | 1: 183.7537 2: 180.4724 3: 180.4724 5: 177.1911 10: 177.1911 20: 177.1911 | Phoenix Contact Surge Protector TTC-6P-1X2-24DC-PT-I | - | [8 empty] | - | - | [5 empty] | - |  |  |  | - |  |  |  |  | Plastic | [6 empty] | DIN Rail | [10 empty] | Fuse Holder |  | Bulk | [5 empty] | TTC | [8 empty] | - |  |  | 2 | https://www.unikeyic.com/media/about_us/Unikey_ISO_9001_Certification.pdf | https://www.unikeyic.com/products/circuit-protection-modules/2906815/822336.html
2906816 | PHOENIX CONTACT | 1: 193.4335 2: 189.9794 3: 189.9794 5: 186.5252 10: 186.5252 20: 186.5252 | Phoenix Contact Surge Protector, TTC-6P-2X1-24DC-PT-I | - | [8 empty] | - | - | [5 empty] | - |  |  |  | - |  |  |  |  | Plastic | [6 empty] | DIN Rail | [10 empty] | Fuse Holder |  | Bulk |  |  |  | 17937123 |  | TTC | [8 empty] | - |  |  | 2 | https://www.unikeyic.com/media/about_us/Unikey_ISO_9001_Certification.pdf | https://www.unikeyic.com/products/circuit-protection-modules/2906816/12693741.html
2906845 | PHOENIX CONTACT | 1: 50.5528 10: 49.4772 | Phoenix Contact Surge Protector TTC-6-GDT-D-24AC-UT-I TTC Series | - | [8 empty] | - | - | [5 empty] | - |  |  |  | - |  |  |  |  | Plastic | [6 empty] | DIN Rail | [10 empty] | - |  | Bulk | [5 empty] | TTC | [8 empty] | - |  |  | 100 | https://www.unikeyic.com/media/about_us/Unikey_ISO_9001_Certification.pdf | https://www.unikeyic.com/products/circuit-protection-modules/2906845/12855701.html
2906848 | PHOENIX CONTACT | 1: 23.9183 5: 21.1022 | Phoenix Contact Surge Protector, TTC-6-TVSD-C-24DC-PT-I, TTC Series | None | [8 empty] | - | - | [5 empty] | 10A |  |  |  | - |  |  |  |  | Plastic |  |  |  |  | Not Applicable |  | DIN Rail | [10 empty] | None |  | Bulk | [5 empty] | TTC | [8 empty] | 24VDC |  |  | 78 | https://www.unikeyic.com/media/datasheet/e1/63/0853/e1/9e041543a126309734e6a38021a2bbbf.pdf | https://www.unikeyic.com/products/circuit-protection-modules/2906848/11879348.html
2906849 | PHOENIX CONTACT | 1: 46.608 | Phoenix Contact Surge Suppressor TTC-6-TVSD-C-48DC-PT-I 90A 48VDC DIN Rail | - | [8 empty] | - | - | [5 empty] | - |  |  |  | - |  |  |  |  | Plastic |  |  |  |  | 1 (Unlimited) |  | DIN Rail | [10 empty] | - |  | Bulk |  |  |  | 17937023 |  | TTC | [8 empty] | - |  |  | 284 | https://www.unikeyic.com/media/datasheet/75/65/c0c2/7565c0c2ad021e61697bdb0d34836fd8.pdf | https://www.unikeyic.com/products/circuit-protection-modules/2906849/12729167.html
2906859 | PHOENIX CONTACT | 1: 50.5528 10: 49.4772 | Phoenix Contact Surge Suppressor TTC-6-MOV-D-24DC-PT-I 2kA 24VDC DIN Rail | - | [8 empty] | - | - | [5 empty] | - |  |  |  | - |  |  |  |  | Plastic | [6 empty] | DIN Rail | [10 empty] | - |  | Bulk | [5 empty] | TTC | [8 empty] | - |  |  | 100 | https://www.unikeyic.com/media/about_us/Unikey_ISO_9001_Certification.pdf | https://www.unikeyic.com/products/circuit-protection-modules/2906859/999554.html
2907925 | PHOENIX CONTACT | 1: 195.5769 | Phoenix Contact Surge Protection Device, PLT-SEC-T3-24-FM-PT Series, Max Surge Current 0.026kA | [27 empty] | 17.7mm(Length)*101mm(height) |  |  |  | DIN rail mounting | [8 empty] | -40℃~80℃ | [22 empty] | 4 | https://www.unikeyic.com/media/about_us/Unikey_ISO_9001_Certification.pdf | https://www.unikeyic.com/products/circuit-protection-modules/2907925/11808101.html
2910550 | PHOENIX CONTACT | 1: 527.5564 | Phoenix Contact Type 1/2 Surge Protector VAL-MS-EE-T1/T2-3+1-335-FM | [63 empty] | 10 | https://www.unikeyic.com/media/about_us/Unikey_ISO_9001_Certification.pdf | https://www.unikeyic.com/products/circuit-protection-modules/2910550/30687917.html
2910551 | PHOENIX CONTACT | 1: 598.294 | Phoenix Contact 1/2 Class Surge Protector, VAL-MS-EE-T1/T2-3+1-335 | [63 empty] | 19 | https://www.unikeyic.com/media/about_us/Unikey_ISO_9001_Certification.pdf | https://www.unikeyic.com/products/circuit-protection-modules/2910551/29069801.html
2910552 | PHOENIX CONTACT | 1: 340.209 10: 332.9705 | Phoenix Contact 1/2 Class Surge Protector VAL-MS-EE-T1/T2-1+1-335-FM | [63 empty] | 100 | https://www.unikeyic.com/media/about_us/Unikey_ISO_9001_Certification.pdf | https://www.unikeyic.com/products/circuit-protection-modules/2910552/2886542.html
2910553 | PHOENIX CONTACT | 1: 296.8616 10: 290.5454 | Phoenix Contact Surge Protection Device, Type 1/2, VAL-MS-EE-T1/T2-1+1-335 | [63 empty] | 100 | https://www.unikeyic.com/media/about_us/Unikey_ISO_9001_Certification.pdf | https://www.unikeyic.com/products/circuit-protection-modules/2910553/30785866.html
29370 | Schneider Electric | 1: 25.9536 | [64 empty] | 207 | https://www.unikeyic.com/media/about_us/Unikey_ISO_9001_Certification.pdf | https://www.unikeyic.com/products/circuit-protection-modules/29370/997366153.html
300XBXC1-12D | Schneider Electric | 1: 54.131 50: 45.6732 | [28 empty] | 34.5mm*37.8mm*73.6mm |  |  |  | panel mount | [31 empty] | 97 | https://www.unikeyic.com/media/about_us/Unikey_ISO_9001_Certification.pdf | https://www.unikeyic.com/products/circuit-protection-modules/300xbxc1-12d/997686979.html
300XBXC1-24A | Schneider Electric | 1: 56.1777 5: 55.1746 10: 55.1746 20: 55.1746 | RELAY, DPDT, 300VAC, 28VDC, 30A; Contact Configuration:DPDT; Coil Voltage:24VAC; Contact Current:30A; Product Range:300 Series; Relay Mounting:Panel Mount; Coil Type:-; Contact Voltage VAC:300V; Relay T | [27 empty] | 34.5mm*37.8mm*73.6mm |  |  |  | panel mount | [31 empty] | 9 | https://www.unikeyic.com/media/about_us/Unikey_ISO_9001_Certification.pdf | https://www.unikeyic.com/products/circuit-protection-modules/300xbxc1-24a/997688792.html
31111 | Schneider Electric | 1: 233.7852 3: 229.8888 6: 224.0442 | [64 empty] | 45 | https://www.unikeyic.com/media/about_us/Unikey_ISO_9001_Certification.pdf | https://www.unikeyic.com/products/circuit-protection-modules/31111/997397095.html
31113 | Schneider Electric | 1: 343.4706 3: 337.7461 6: 329.1593 | [64 empty] | 12 | https://www.unikeyic.com/media/about_us/Unikey_ISO_9001_Certification.pdf | https://www.unikeyic.com/products/circuit-protection-modules/31113/997401777.html
31114 | Schneider Electric | 1: 324.6195 3: 319.2092 6: 311.0937 | [32 empty] | DIN rail mounting | [8 empty] | -25℃~70℃ | [22 empty] | 35 | https://www.unikeyic.com/media/about_us/Unikey_ISO_9001_Certification.pdf | https://www.unikeyic.com/products/circuit-protection-modules/31114/997367116.html
31306 | Schneider Electric | 1: 282.3561 3: 277.6502 6: 270.5912 | [64 empty] | 4 | https://www.unikeyic.com/media/about_us/Unikey_ISO_9001_Certification.pdf | https://www.unikeyic.com/products/circuit-protection-modules/31306/997425519.html
31307 | Schneider Electric | 1: 109.4185 | [64 empty] | 3 | https://www.unikeyic.com/media/about_us/Unikey_ISO_9001_Certification.pdf | https://www.unikeyic.com/products/circuit-protection-modules/31307/997454119.html
31308 | Schneider Electric | 1: 133.2555 | [64 empty] | 2 | https://www.unikeyic.com/media/about_us/Unikey_ISO_9001_Certification.pdf | https://www.unikeyic.com/products/circuit-protection-modules/31308/997366472.html
31332 | Schneider Electric | 1: 888.3517 3: 873.5459 6: 851.3371 | [64 empty] | 5 | https://www.unikeyic.com/media/about_us/Unikey_ISO_9001_Certification.pdf | https://www.unikeyic.com/products/circuit-protection-modules/31332/997452781.html
389FXBXC-24D | Schneider Electric | 1: 41.0442 5: 40.3113 10: 40.3113 20: 40.3113 | POWER RELAY, DPDT, 25A, 300VAC, SOCKET; Contact Configuration:DPDT; Coil Voltage:24VDC; Contact Current:25A; Product Range:Magnecraft 389F Series; Relay Mounting:Socket; Coil Type:-; Contact Voltage V 13N2881 | [27 empty] | 34.5mm*37.8mm*73.6mm |  |  |  | Bracket mounting | [31 empty] | 64 | https://www.unikeyic.com/media/about_us/Unikey_ISO_9001_Certification.pdf | https://www.unikeyic.com/products/circuit-protection-modules/389fxbxc-24d/997717190.html
389FXBXC1-12D | Schneider Electric | 1: 25.3286 5: 23.6401 10: 23.2179 20: 23.2179 50: 23.2179 | 47M0443; |  |  |  | 389FXB |  | 120 mA | 100 Ohms | 12VDC |  |  |  | DPDT (2 Form C) | Silver Alloy | 25 A | [6 empty] | - | [11 empty] | Chassis Mount | 9.6 VDC | 1.2 VDC | [6 empty] | -30°C ~ 55°C |  |  |  | Box |  | General Purpose |  | 17152540 | - | - |  |  | 600VAC - Max |  | Quick Connect - 0.250" (6.3mm) | [6 empty] | 990 | https://www.unikeyic.com/media/pdf/PCNObsolescenceEOL/te-connectivity/0d/2e/9752/4-641192-6/2025/11/DK-OBS-NOTICE.pdf | https://www.unikeyic.com/products/circuit-protection-modules/389fxbxc1-12d/997547005.html
389FXCXC-24D | Schneider Electric | 1: 65.1712 | POWER RELAY |  |  |  | 389FXC |  | 60 mA | 400 Ohms | 24VDC |  |  |  | 3PDT (3 Form C) | Silver Alloy | 20 A | [6 empty] | - | [11 empty] | Socketable | 19.2 VDC | 2.4 VDC | [6 empty] | -30°C ~ 55°C |  |  |  | Box |  | General Purpose |  | 17156349 | - | - |  |  | 300VAC - Max |  | Plug In, Quick Connect - 0.250" (6.3mm) | [6 empty] | 14 | https://www.unikeyic.com/media/pdf/PCNObsolescenceEOL/te-connectivity/0d/2e/9752/4-641192-6/2025/11/DK-OBS-NOTICE.pdf | https://www.unikeyic.com/products/circuit-protection-modules/389fxcxc-24d/997499063.html
389FXCXC1-24D. | Schneider Electric | 1: 78.5694 5: 77.2029 10: 68.3212 | [64 empty] | 48 | https://www.unikeyic.com/media/about_us/Unikey_ISO_9001_Certification.pdf | https://www.unikeyic.com/products/circuit-protection-modules/389fxcxc1-24d/997718752.html
50438 | Schneider Electric | 1: 149.5969 3: 147.1036 6: 143.3637 | [64 empty] | 11 | https://www.unikeyic.com/media/about_us/Unikey_ISO_9001_Certification.pdf | https://www.unikeyic.com/products/circuit-protection-modules/50438/997417656.html
6210AXXSZS-DC3 | Schneider Electric | 1: 90.3007 | Schneider Electric 6210AXXSZS-DC3 Solid State Relays - SSRs |  |  |  |  | SPST-NO (1 Form A) | [23 empty] | 10 A |  | Not Applicable |  | Chassis Mount | [9 empty] | AC, Zero Cross |  | Hockey Puck | Box |  |  |  | 17177729 |  | Legacy |  | - |  |  | Screw Terminal |  |  |  | 3 ~ 32VDC | 24 V ~ 280 V |  | 50 | https://www.unikeyic.com/media/pdf/PCNObsolescenceEOL/te-connectivity/0d/2e/9752/4-641192-6/2025/11/DK-OBS-NOTICE.pdf | https://www.unikeyic.com/products/circuit-protection-modules/6210axxszs-dc3/997520780.html
6425BXXTZB-DC3 | Schneider Electric | 1: 148.77 5: 133.623 10: 129.402 30: 128.751 60: 128.121 120: 127.47 270: 126.8295 | Solid State Relays |  |  |  |  | SPST-NO (1 Form A) | [23 empty] | 25 A |  |  |  | Chassis Mount | [9 empty] | AC, Zero Cross |  | Hockey Puck | Box | [5 empty] | Legacy |  | - |  |  | Screw Terminal |  |  |  | 3.5 ~ 32VDC | 48 V ~ 530 V |  | 33 | https://www.unikeyic.com/media/pdf/PCNObsolescenceEOL/te-connectivity/0d/2e/9752/4-641192-6/2025/11/DK-OBS-NOTICE.pdf | https://www.unikeyic.com/products/circuit-protection-modules/6425bxxtzb-dc3/997552268.html
70-170-1 | Schneider Electric | 10: 19.2672 30: 17.577 50: 17.199 100: 16.0335 250: 11.109 500: 11.0565 1,000: 11.004 | 11-pin- screw terminal socket | [20 empty] | - | 750H, 750R Series | [10 empty] | Chassis Mount |  |  |  |  | 11 | [7 empty] | Box |  |  |  | 17179388 |  | Legacy |  |  |  |  | Screw Terminal | [6 empty] | 343 | https://www.unikeyic.com/media/pdf/PCNObsolescenceEOL/te-connectivity/0d/2e/9752/4-641192-6/2025/11/DK-OBS-NOTICE.pdf | https://www.unikeyic.com/products/circuit-protection-modules/70-170-1/997736952.html
70-750E11-1 | Schneider Electric | 1: 11.3005 5: 10.8485 10: 10.1252 20: 9.9444 50: 9.9444 | RELAY SOCKET; Socket Mounting:DIN Rail, Panel; Socket Terminals:Elevator; No. of Pins:11Pins; Current Rating:12A; Voltage Rating:300V; Product Range:-; Accessory Type:Relay Socket; For Use With:Magnecraft 750 Series Rela | [27 empty] | 1.06mm(width) |  |  |  | panel mount | [31 empty] | 19 | https://www.unikeyic.com/media/about_us/Unikey_ISO_9001_Certification.pdf | https://www.unikeyic.com/products/circuit-protection-modules/70-750e11-1/997463525.html
70-781D5R-1A | Schneider Electric | 5: 11.451 25: 9.7848 100: 8.8095 250: 8.7675 500: 8.7255 1,000: 8.6835 2,500: 8.6415 5,000: 8.5995 | RELAY SOCKET | [20 empty] | - | 781 Relays | [8 empty] | Not Applicable |  | DIN Rail |  |  |  |  | 5 | [7 empty] | Box | [5 empty] | Legacy |  |  |  |  | Screw Terminal | [6 empty] | 2863 | https://www.unikeyic.com/media/pdf/PCNObsolescenceEOL/te-connectivity/0d/2e/9752/4-641192-6/2025/11/DK-OBS-NOTICE.pdf | https://www.unikeyic.com/products/circuit-protection-modules/70-781d5r-1a/997490023.html
70-782EL14-1 | Schneider Electric | 10: 9.614 30: 9.18 100: 7.7385 250: 7.56 500: 7.518 1,000: 7.4865 2,500: 7.4445 5,000: 7.413 | Socket 10A 17 pins separate | [20 empty] | - | 782 Relays | [10 empty] | DIN Rail |  |  |  |  | 17 | [7 empty] | Box | [5 empty] | Harmony |  |  |  |  | Screw Terminal | [6 empty] | 570 | https://www.unikeyic.com/media/pdf/PCNObsolescenceEOL/te-connectivity/0d/2e/9752/4-641192-6/2025/11/DK-OBS-NOTICE.pdf | https://www.unikeyic.com/products/circuit-protection-modules/70-782el14-1/997648076.html
70-782EL8-1 | Schneider Electric | 1: 12.4039 5: 11.9077 10: 11.1139 20: 10.9154 50: 10.9154 | RELAY SOCKET SYSTEM; Socket Mounting:DIN Rail, Panel; Socket Terminals:Elevator; No. of Pins:8Pins; Current Rating:12A; Voltage Rating:300V; Product Range:-; Accessory Type:Ice Cube Socket; For Use With:Magnecraft 782 Se | [20 empty] | - | 782s Relays | [10 empty] | DIN Rail |  |  |  |  | 8 | [7 empty] | Box | [5 empty] | Legacy |  |  |  |  | Screw Terminal | [6 empty] | 26 | https://www.unikeyic.com/media/pdf/PCNObsolescenceEOL/te-connectivity/0d/2e/9752/4-641192-6/2025/11/DK-OBS-NOTICE.pdf | https://www.unikeyic.com/products/circuit-protection-modules/70-782el8-1/997576858.html
70-788EL11-1 | Schneider Electric | 1: 12.7434 5: 12.2336 10: 11.4181 20: 11.2142 50: 11.2142 | RELAY SOCKET SYSTEM; Socket Mounting:DIN Rail; Socket Terminals:Elevator; No. of Pins:11Pins; Current Rating:25A; Voltage Rating:300V; Product Range:-; Accessory Type:Relay Socket; For Use With:Magnecraft 788 Series Rela | [20 empty] | - | 782 Relays | [10 empty] | DIN Rail |  |  |  |  | 11 | [7 empty] | Box | [5 empty] | Legacy |  |  |  |  | Screw Terminal | [6 empty] | 2523 | https://www.unikeyic.com/media/pdf/PCNObsolescenceEOL/te-connectivity/0d/2e/9752/4-641192-6/2025/11/DK-OBS-NOTICE.pdf | https://www.unikeyic.com/products/circuit-protection-modules/70-788el11-1/997475014.html
70-BSMLG-24 | Schneider Electric | 10: 7.788 50: 6.0696 100: 5.754 250: 5.4915 500: 5.46 1,000: 5.439 2,500: 5.4075 5,000: 5.3865 | Small Socket Module - LED | [27 empty] | 12.4mm(width) | [35 empty] | 353 | https://www.unikeyic.com/media/about_us/Unikey_ISO_9001_Certification.pdf | https://www.unikeyic.com/products/circuit-protection-modules/70-bsmlg-24/997609197.html
70S2-01-A-05-N | Schneider Electric | 1: 99.88 5: 79.1532 10: 74.571 30: 73.0275 50: 72.66 100: 72.2925 250: 71.9355 | Panel-mount with Blade Terminals |  |  |  |  | SPST-NO (1 Form A) | [23 empty] | 5 A |  |  |  | Chassis Mount | [9 empty] | DC |  | Module | Box | [5 empty] | Legacy |  | - |  |  | Quick Connect, Disconnect |  |  |  | 3 ~ 15VDC | 3 V ~ 60 V |  | 69 | https://www.unikeyic.com/media/pdf/PCNObsolescenceEOL/te-connectivity/0d/2e/9752/4-641192-6/2025/11/DK-OBS-NOTICE.pdf | https://www.unikeyic.com/products/circuit-protection-modules/70s2-01-a-05-n/997690325.html
70S2-04-C-03-V | Schneider Electric | 1: 76.934 5: 52.7796 10: 49.356 30: 45.465 100: 45.234 250: 45.003 500: 44.793 | PCB-mount |  |  |  |  | SPST-NO (1 Form A) | [23 empty] | 3 A |  |  |  | Through Hole | [9 empty] | AC, Zero Cross |  | 4-SIP Module | Box | [5 empty] | Legacy |  | 4-SIP |  |  | PC Pin |  |  |  | 3 ~ 32VDC | 24 V ~ 280 V |  | 153 | https://www.unikeyic.com/media/pdf/PCNObsolescenceEOL/te-connectivity/0d/2e/9752/4-641192-6/2025/11/DK-OBS-NOTICE.pdf | https://www.unikeyic.com/products/circuit-protection-modules/70s2-04-c-03-v/997674407.html
725AXXSC3ML-120A | Schneider Electric | 10: 44.3664 30: 38.745 50: 37.359 100: 37.128 250: 36.939 500: 36.7605 1,000: 36.5715 | P.relay 30A- 1NO- 120VAC- L |  |  |  | 725AXX |  | 23.1 mA | 5.2 kOhms | 120VAC |  |  |  | SPST-NO (1 Form A) | Silver Alloy | 30 A | [6 empty] | Lighted Indicator, Test Button | [11 empty] | Socketable | 102 VAC | - |  |  |  |  | 30 ms |  | -20°C ~ 55°C |  |  |  | Box |  | General Purpose |  |  | - | Harmony |  |  | 277VAC, 30VDC - Max |  | Screw Terminal | [6 empty] | 508 | https://www.unikeyic.com/media/pdf/PCNObsolescenceEOL/te-connectivity/0d/2e/9752/4-641192-6/2025/11/DK-OBS-NOTICE.pdf | https://www.unikeyic.com/products/circuit-protection-modules/725axxsc3ml-120a/997642185.html
750XBXRC-120A | Schneider Electric | 10: 17.7984 30: 17.6148 50: 16.9575 100: 15.351 250: 15.2775 500: 15.204 1,000: 15.12 | UNIVERSAL RELAY | [27 empty] | 53mm*35mm*35.7mm | [35 empty] | 457 | https://www.unikeyic.com/media/about_us/Unikey_ISO_9001_Certification.pdf | https://www.unikeyic.com/products/circuit-protection-modules/750xbxrc-120a/997743824.html
750XCXRC-120A | Schneider Electric | 10: 33.0588 30: 31.9725 50: 31.815 100: 26.943 250: 26.8065 500: 26.67 1,000: 26.5335 | UNIVERSAL RELAY |  |  |  | 750XCX |  | 70.6 mA | 1.7 kOhms | 120VAC |  |  |  | 3PDT (3 Form C) | Silver (Ag), Gold (Au) | 10 A | [6 empty] | - | [11 empty] | Socketable | 102 VAC | 18 VAC |  |  |  |  | 20 ms |  | -40°C ~ 55°C |  |  |  | Box |  | General Purpose |  |  | - | 750R |  |  | 300VAC, 30VDC - Max |  | Plug In, 11 Pin (Octal) | [6 empty] | 184 | https://www.unikeyic.com/media/pdf/PCNObsolescenceEOL/te-connectivity/0d/2e/9752/4-641192-6/2025/11/DK-OBS-NOTICE.pdf | https://www.unikeyic.com/products/circuit-protection-modules/750xcxrc-120a/997534126.html
750XCXRM4L-120A | Schneider Electric | 10: 33.75 30: 32.6445 50: 32.487 100: 32.3295 250: 32.172 500: 32.004 1,000: 31.8465 | UNIVERSAL RELAY | [27 empty] | 62.1mm*35mm*35.7mm | [35 empty] | 114 | https://www.unikeyic.com/media/about_us/Unikey_ISO_9001_Certification.pdf | https://www.unikeyic.com/products/circuit-protection-modules/750xcxrm4l-120a/997681351.html
781XAXRC-12D | Schneider Electric | 10: 15.9084 30: 14.7204 100: 13.4295 250: 12.705 500: 12.516 1,000: 12.327 2,500: 11.949 | Plug-in Relays |  |  |  | 781XAX |  | 104.3 mA | 115 Ohms | 12VDC |  |  |  | SPDT (1 Form C) | Silver (Ag), Gold (Au) | 15 A | [6 empty] | - | [11 empty] | Socketable | 9.6 VDC | 1.2 VDC |  |  |  |  | 25 ms |  | -40°C ~ 55°C |  |  |  | Box |  | General Purpose |  | 17154994 | - | Legacy |  |  | 300VAC, 28VDC - Max |  | Plug In | [6 empty] | 178 | https://www.unikeyic.com/media/pdf/PCNObsolescenceEOL/te-connectivity/0d/2e/9752/4-641192-6/2025/11/DK-OBS-NOTICE.pdf | https://www.unikeyic.com/products/circuit-protection-modules/781xaxrc-12d/997674138.html
781XAXRC-24D | Schneider Electric | 10: 17.7444 30: 16.7508 100: 15.435 250: 15.351 500: 15.2775 1,000: 15.204 2,500: 15.1305 | Plug-in Relays |  |  |  | 781XAX |  | 53.3 mA | 450 Ohms | 24VDC |  |  |  | SPDT (1 Form C) | Silver (Ag), Gold (Au) | 15 A | [6 empty] | - | [11 empty] | Socketable | 19.2 VDC | 2.4 VDC |  |  |  |  | 25 ms |  | -40°C ~ 55°C |  |  |  | Box |  | General Purpose |  |  | - | Legacy |  |  | 300VAC, 28VDC - Max |  | Plug In | [6 empty] | 251 | https://www.unikeyic.com/media/pdf/PCNObsolescenceEOL/te-connectivity/0d/2e/9752/4-641192-6/2025/11/DK-OBS-NOTICE.pdf | https://www.unikeyic.com/products/circuit-protection-modules/781xaxrc-24d/997675219.html
781XAXRM4L-120A | Schneider Electric | 10: 13.6188 30: 13.4676 50: 13.02 100: 9.3765 250: 8.526 500: 8.484 1,000: 8.4315 | POWER RELAY |  |  |  | 781XAX |  | 27.1 mA | 4.43 kOhms | 120VAC |  |  |  | SPDT (1 Form C) | Silver (Ag), Gold (Au) | 15 A | [6 empty] | Test Button | [11 empty] | Socketable | 96 VAC | 18 VAC |  |  |  |  | 20 ms |  | -40°C ~ 55°C |  |  |  | Box |  | General Purpose | 20 ms | 17152808 | - | Legacy |  |  | 300VAC, 28VDC - Max |  | Plug In | [6 empty] | 560 | https://www.unikeyic.com/media/pdf/PCNObsolescenceEOL/te-connectivity/0d/2e/9752/4-641192-6/2025/11/DK-OBS-NOTICE.pdf | https://www.unikeyic.com/products/circuit-protection-modules/781xaxrm4l-120a/997751068.html
782XBXC-12D | Schneider Electric | 10: 18.3816 30: 17.535 50: 17.451 100: 13.503 250: 10.0065 500: 9.954 1,000: 9.9015 | POWER RELAY |  |  |  | 782XBX |  | 75 mA | 160 Ohms | 12VDC |  |  |  | DPDT (2 Form C) | Silver (Ag), Gold (Au) | 15 A | [6 empty] | - | [11 empty] | Socketable | 10.2 VDC | 1.2 VDC |  |  |  |  | 20 ms |  | -40°C ~ 55°C |  |  |  | Box |  | General Purpose | 20 ms |  | - | Legacy |  |  | 300VAC, 28VDC - Max |  | Plug In, Quick Connect - 0.187" (4.7mm) | [6 empty] | 683 | https://www.unikeyic.com/media/pdf/PCNObsolescenceEOL/te-connectivity/0d/2e/9752/4-641192-6/2025/11/DK-OBS-NOTICE.pdf | https://www.unikeyic.com/products/circuit-protection-modules/782xbxc-12d/997518307.html
782XBXC-240A | Schneider Electric | 5: 22.0536 25: 20.5416 50: 19.74 100: 18.48 250: 18.2805 500: 18.186 1,000: 18.102 | Plug-in Relays |  |  |  | 782XBX |  | 13.5 mA | 17.72 kOhms | 240VAC |  |  |  | DPDT (2 Form C) | Silver (Ag), Gold (Au) | 15 A | [6 empty] | - | [11 empty] | Socketable | 192 VAC | 36 VAC |  |  |  |  | 20 ms |  | -40°C ~ 55°C |  |  |  | Box |  | General Purpose | 20 ms |  | - | Legacy |  |  | 300VAC - Max |  | Plug In, Quick Connect - 0.187" (4.7mm) | [6 empty] | 614 | https://www.unikeyic.com/media/pdf/PCNObsolescenceEOL/te-connectivity/0d/2e/9752/4-641192-6/2025/11/DK-OBS-NOTICE.pdf | https://www.unikeyic.com/products/circuit-protection-modules/782xbxc-240a/997617862.html
782XBXC-24D | Schneider Electric | 10: 15.9408 30: 15.768 50: 15.246 100: 11.9805 250: 11.928 500: 9.9855 1,000: 9.933 | POWER RELAY |  |  |  | 782XBX |  | 37.5 mA | 640 Ohms | 24VDC |  |  |  | DPDT (2 Form C) | Silver (Ag), Gold (Au) | 15 A | [6 empty] | - | [9 empty] | 1 (Unlimited) |  | Socketable | 20.4 VDC | 2.4 VDC |  |  |  |  | 20 ms |  | -40°C ~ 55°C |  |  |  | Box |  | General Purpose | 20 ms |  | - | Legacy |  |  | 300VAC, 28VDC - Max |  | Plug In, Quick Connect - 0.187" (4.7mm) | [6 empty] | 398 | https://www.unikeyic.com/media/pdf/PCNObsolescenceEOL/te-connectivity/0d/2e/9752/4-641192-6/2025/11/DK-OBS-NOTICE.pdf | https://www.unikeyic.com/products/circuit-protection-modules/782xbxc-24d/997714112.html
782XBXCT-12D | Schneider Electric | 1: 18.1125 10: 16.1136 20: 15.7788 50: 13.0896 |  |  |  |  | 782XBX |  | 4.2 mA | 2.88 kOhms | 12VDC |  |  |  | DPDT (2 Form C) | Silver Alloy | 15 A | [6 empty] | - | [11 empty] | Through Hole | 9.6 VDC | 1.2 VDC |  |  |  |  | 20 ms |  | -40°C ~ 70°C |  |  |  | Box |  | General Purpose | 20 ms |  | - | Legacy |  |  | 300VAC, 28VDC - Max |  | PC Pin | [6 empty] | 35 | https://www.unikeyic.com/media/pdf/PCNObsolescenceEOL/te-connectivity/0d/2e/9752/4-641192-6/2025/11/DK-OBS-NOTICE.pdf | https://www.unikeyic.com/products/circuit-protection-modules/782xbxct-12d/997626518.html
782XBXM4L-12D | Schneider Electric | 10: 18.4896 30: 17.703 50: 17.6085 100: 17.5245 250: 17.43 500: 17.346 1,000: 17.262 | P.relay DPDT lock PB faston |  |  |  | 782XBX |  | 75 mA | 160 Ohms | 12VDC |  |  |  | DPDT (2 Form C) | Silver (Ag), Gold (Au) | 15 A | [6 empty] | Test Button | [11 empty] | Socketable | 9.6 VDC | 1.2 VDC |  |  |  |  | 20 ms |  | -40°C ~ 55°C |  |  |  | Box |  | General Purpose | 20 ms | 17157442 | - | Legacy |  |  | 300VAC, 28VDC - Max |  | Plug In, Quick Connect - 0.187" (4.7mm) | [6 empty] | 820 | https://www.unikeyic.com/media/pdf/PCNObsolescenceEOL/te-connectivity/0d/2e/9752/4-641192-6/2025/11/DK-OBS-NOTICE.pdf | https://www.unikeyic.com/products/circuit-protection-modules/782xbxm4l-12d/997652411.html
782XBXM4L-24D | Schneider Electric |  | 782 Series 15 A DPDT 24 VDC PCB Mount Ice Cube Power Relay |  |  |  | 782XBX |  | 37.5 mA | 640 Ohms | 24VDC |  |  |  | DPDT (2 Form C) | Silver (Ag), Gold (Au) | 15 A | [6 empty] | Test Button | [11 empty] | Socketable | 19.2 VDC | 2.4 VDC |  |  |  |  | 20 ms |  | -40°C ~ 55°C |  |  |  | Box |  | General Purpose | 20 ms |  | - | Legacy |  |  | 300VAC, 28VDC - Max |  | Plug In, Quick Connect - 0.187" (4.7mm) | [7 empty] | https://www.unikeyic.com/media/pdf/PCNObsolescenceEOL/te-connectivity/0d/2e/9752/4-641192-6/2025/11/DK-OBS-NOTICE.pdf | https://www.unikeyic.com/products/circuit-protection-modules/782xbxm4l-24d/997623708.html
782XDXH10-120A | Schneider Electric | 1: 275.508 10: 275.4972 | [28 empty] | 40.6mm*13.4mm*26.9mm |  |  |  | Bracket mounting | [31 empty] | 5 | https://www.unikeyic.com/media/about_us/Unikey_ISO_9001_Certification.pdf | https://www.unikeyic.com/products/circuit-protection-modules/782xdxh10-120a/997572292.html
782XDXH10-24D | Schneider Electric | 1: 160.9463 5: 158.02 10: 158.02 | RELAY, 4PDT, 240VAC, 30VDC, 3A; Contact Configuration:4PDT; Coil Voltage:24VDC; Contact Current:3A; Product Range:782 Series; Relay Mounting:Socket; Coil Type:-; Contact Voltage VAC:240V; Relay Terminals:Quick Connect 10 | [27 empty] | 40.6mm*13.4mm*26.9mm |  |  |  | Bracket mounting | [8 empty] | -40℃~70℃ | [22 empty] | 229 | https://www.unikeyic.com/media/about_us/Unikey_ISO_9001_Certification.pdf | https://www.unikeyic.com/products/circuit-protection-modules/782xdxh10-24d/997477347.html
782XDXH21-120A | Schneider Electric | 1: 217.8281 5: 213.8675 10: 213.8675 | RELAY, 4PDT, 240VAC, 30VDC, 5A; Contact Configuration:4PDT; Coil Voltage:120VAC; Contact Current:5A; Product Range:782 Series; Relay Mounting:Socket; Coil Type:-; Contact Voltage VAC:240V; Relay Terminals:Quick Connect 1 |  |  |  | 782XDX |  | 30.8 mA | 3.9 kOhms | 120VAC |  |  |  | 4PDT (4 Form C) | Silver Alloy | 5 A | [6 empty] | - | [11 empty] | Socketable | - | - |  |  |  |  | 20 ms |  | -45°C ~ 70°C |  |  |  | Box |  | General Purpose |  |  | Sealed - Hermetically | Harmony |  |  | 240VAC, 30VDC - Max |  | Plug In | [6 empty] | 61 | https://www.unikeyic.com/media/pdf/PCNObsolescenceEOL/te-connectivity/0d/2e/9752/4-641192-6/2025/11/DK-OBS-NOTICE.pdf | https://www.unikeyic.com/products/circuit-protection-modules/782xdxh21-120a/997695709.html
784XDXM4L-120A | Schneider Electric | 10: 32.7456 30: 31.521 50: 28.644 100: 20.664 250: 20.559 500: 20.454 1,000: 20.349 | POWER RELAY |  |  |  | 784XDX |  | 57.1 mA | 2.1 kOhms | 120VAC |  |  |  | 4PDT (4 Form C) | Silver (Ag), Gold (Au) | 15 A | [6 empty] | Lighted Indicator, Test Button | [11 empty] | Socketable | 96 VAC | 18 VAC |  |  |  |  | 20 ms |  | -40°C ~ 55°C |  |  |  | Box |  | General Purpose | 20 ms |  | - | Legacy |  |  | 300VAC, 28VDC - Max |  | Plug In, Quick Connect - 0.187" (4.7mm) | [6 empty] | 168 | https://www.unikeyic.com/media/pdf/PCNObsolescenceEOL/te-connectivity/0d/2e/9752/4-641192-6/2025/11/DK-OBS-NOTICE.pdf | https://www.unikeyic.com/products/circuit-protection-modules/784xdxm4l-120a/997623203.html
788XBXR69C-120A | Schneider Electric | 10: 25.0776 30: 24.0135 50: 21.0945 100: 19.7925 250: 19.6875 500: 19.593 1,000: 19.488 | UNIVERSAL RELAY | [27 empty] | 50mm*35mm*35.7mm | [35 empty] | 128 | https://www.unikeyic.com/media/about_us/Unikey_ISO_9001_Certification.pdf | https://www.unikeyic.com/products/circuit-protection-modules/788xbxr69c-120a/997516270.html
788XBXR69C-24D | Schneider Electric | 10: 14.85 30: 14.6232 50: 14.007 100: 13.629 250: 13.44 500: 13.23 1,000: 13.0305 | UNIVERSAL RELAY | [45 empty] | Box | [5 empty] | - | [11 empty] | 630 | https://www.unikeyic.com/media/pdf/PCNObsolescenceEOL/te-connectivity/0d/2e/9752/4-641192-6/2025/11/DK-OBS-NOTICE.pdf | https://www.unikeyic.com/products/circuit-protection-modules/788xbxr69c-24d/997690023.html
788XBXRM4L-120A | Schneider Electric | 1: 53.521 5: 35.0028 30: 30.7965 50: 29.568 100: 29.3475 250: 29.2005 500: 29.0535 | Plug-in Relays |  |  |  | 788XBX |  | 70.6 mA | 1.7 kOhms | 120VAC |  |  |  | DPDT (2 Form C) | Silver (Ag), Gold (Au) | 10 A | [6 empty] | Test Button | [11 empty] | Socketable | 102 VAC | 18 VAC |  |  |  |  | 20 ms |  | -40°C ~ 55°C |  |  |  | Box |  | General Purpose |  |  | - | 788R |  |  | 300VAC, 30VDC - Max |  | Plug In, Quick Connect - 0.250" (6.3mm) | [6 empty] | 2 | https://www.unikeyic.com/media/pdf/PCNObsolescenceEOL/te-connectivity/0d/2e/9752/4-641192-6/2025/11/DK-OBS-NOTICE.pdf | https://www.unikeyic.com/products/circuit-protection-modules/788xbxrm4l-120a/997546394.html
788XCXRC-12D | Schneider Electric | 30: 11.2336 75: 11.0684 | 788 Series 3PDT 12 V 120 ? Clear Covered Square Base Plug-in Relay |  |  |  | 788XCX |  | 100 mA | 120 Ohms | 12VDC |  |  |  | 3PDT (3 Form C) | Silver (Ag), Gold (Au) | 10 A | [6 empty] | - | [11 empty] | Socketable | 9.6 VDC | 1.2 VDC |  |  |  |  | 20 ms |  | -40°C ~ 55°C |  |  |  | Box |  | General Purpose |  |  | - | 788R |  |  | 300VAC, 30VDC - Max |  | Plug In, Quick Connect - 0.250" (6.3mm) | [6 empty] | 123 | https://www.unikeyic.com/media/pdf/PCNObsolescenceEOL/te-connectivity/0d/2e/9752/4-641192-6/2025/11/DK-OBS-NOTICE.pdf | https://www.unikeyic.com/products/circuit-protection-modules/788xcxrc-12d/997684895.html
788XCXRM4L-120A | Schneider Electric | 1: 48.5415 5: 42.7248 10: 32.778 25: 31.5525 50: 30.324 100: 28.6545 250: 27.867 | UNIVERSAL RELAY |  |  |  | 788XCX |  | 70.6 mA | 1.7 kOhms | 120VAC |  |  |  | 3PDT (3 Form C) | Silver (Ag), Gold (Au) | 10 A | [6 empty] | Test Button | [11 empty] | Socketable | 102 VAC | 18 VAC |  |  |  |  | 20 ms |  | -40°C ~ 55°C |  |  |  | Box |  | General Purpose |  | 17156615 | - | 788R |  |  | 300VAC, 30VDC - Max |  | Plug In, Quick Connect - 0.250" (6.3mm) | [6 empty] | 70 | https://www.unikeyic.com/media/pdf/PCNObsolescenceEOL/te-connectivity/0d/2e/9752/4-641192-6/2025/11/DK-OBS-NOTICE.pdf | https://www.unikeyic.com/products/circuit-protection-modules/788xcxrm4l-120a/997546701.html
792XBXM4L-120A | Schneider Electric | 10: 27.972 30: 24.99 50: 24.0975 100: 23.3415 250: 23.226 500: 23.1105 1,000: 22.995 | MINIATURE RELAY |  |  |  | 792XBX |  | 33.1 mA | 3.63 kOhms | 120VAC |  |  |  | DPDT (2 Form C) | Silver (Ag), Gold (Au) | 12 A | [6 empty] | Lighted Indicator, Test Button | [11 empty] | Socketable | 96 VAC | 18 VAC |  |  |  |  | 25 ms |  | -40°C ~ 55°C |  |  |  | Box |  | General Purpose |  |  | - | Legacy |  |  | 300VAC, 30VDC - Max |  | Plug In | [6 empty] | 229 | https://www.unikeyic.com/media/pdf/PCNObsolescenceEOL/te-connectivity/0d/2e/9752/4-641192-6/2025/11/DK-OBS-NOTICE.pdf | https://www.unikeyic.com/products/circuit-protection-modules/792xbxm4l-120a/997572033.html
792XDXM4L-24D | Schneider Electric | 10: 20.7144 30: 19.8345 50: 19.7295 100: 18.648 250: 16.6635 500: 16.5795 1,000: 16.4955 | P.relay 4PDT lock PB faston |  |  |  | 792XDX |  | 37.5 mA | 640 Ohms | 24VDC |  |  |  | 4PDT (4 Form C) | Silver (Ag), Gold (Au) | 6 A | [6 empty] | Test Button | [11 empty] | Socketable | 19.2 VDC | 2.4 VDC |  |  |  |  | 25 ms |  | -40°C ~ 55°C |  |  |  | Box |  | General Purpose |  |  | - | Legacy |  |  | 300VAC - Max |  | Plug In | [6 empty] | 95 | https://www.unikeyic.com/media/pdf/PCNObsolescenceEOL/te-connectivity/0d/2e/9752/4-641192-6/2025/11/DK-OBS-NOTICE.pdf | https://www.unikeyic.com/products/circuit-protection-modules/792xdxm4l-24d/997659787.html
821TD10H-UNI | Schneider Electric | 1: 151.8027 | TIME DELAY RELAY, SPDT, 10DAYS, 240VAC; Contact Voltage VDC:24V; Time Min:0.1s; Time Max:10Days; Product Range:820 Series; Contact Configuration:SPDT; Contact Current:15A; Relay Mounting:DIN Rail; Contact Voltage VAC:240 |  |  |  |  | SPDT (1 Form C) | [9 empty] | - |  |  |  | 0.1 Sec ~ 10 Hrs |  |  |  | Programmable (Multi-Function) | [7 empty] | 1 (Unlimited) |  | DIN Rail | [12 empty] | Box |  | Mechanical Relay |  | 17180104 |  | Legacy |  |  |  |  | Spring Terminal | Screwdriver Slot |  |  |  |  | 12 ~ 240VAC/DC | 153 | https://www.unikeyic.com/media/pdf/PCNObsolescenceEOL/te-connectivity/0d/2e/9752/4-641192-6/2025/11/DK-OBS-NOTICE.pdf | https://www.unikeyic.com/products/circuit-protection-modules/821td10h-uni/997515214.html
831VS-240A | Schneider Electric | 1: 133.1748 5: 126.945 10: 115.122 20: 114.534 50: 110.4915 100: 109.935 | Volt sensor relay SPDT 0 to |  |  |  |  | SPDT (1 Form C) | [9 empty] | 15A @ 240VAC/24VDC |  |  |  | 0 ~ 10 Sec | [13 empty] | DIN Rail | [8 empty] | -20°C ~ 55°C | Relay |  |  | Box | [5 empty] | Legacy | [6 empty] | 160 ~ 276V AC |  |  |  | 276VAC | 85 | https://www.unikeyic.com/media/about_us/Unikey_ISO_9001_Certification.pdf | https://www.unikeyic.com/products/circuit-protection-modules/831vs-240a/997463455.html
8501RS34V20 | Schneider Electric | 1: 82.9033 | PLUG IN RELAY, TYPE R, HERMETICA |  |  |  | 8501RS |  |  |  | 120VAC |  |  |  | 4PDT (4 Form C) | Silver Tin Oxide (AgSnO) | 5 A | [6 empty] | - | [9 empty] | 1 (Unlimited) |  | Socketable | - | - |  |  |  |  | 20 ms |  | -40°C ~ 55°C |  |  |  | Box |  | General Purpose | 20 ms |  | - | Square D |  |  | 240VAC, 30VDC - Max |  | Plug In | [6 empty] | 16 | https://www.unikeyic.com/media/about_us/Unikey_ISO_9001_Certification.pdf | https://www.unikeyic.com/products/circuit-protection-modules/8501rs34v20/997584039.html
9001KP38LGG9 | Schneider Electric | 1: 192.8253 | Schneider Electric 9001KP38LGG9 | [20 empty] | - | [5 empty] | IP66, NEMA 3R, 1, 2, 3, 4, 6, 12, 13 | [18 empty] | Box | AC/DC |  |  |  |  | Harmony 9001K |  |  |  |  | Screw Terminal |  |  | 120V |  |  |  | 4 | https://www.unikeyic.com/media/about_us/Unikey_ISO_9001_Certification.pdf | https://www.unikeyic.com/products/circuit-protection-modules/9001kp38lgg9/997680279.html
9050JCK13V14 | Schneider Electric | 1: 105.633 5: 105.633 10: 105.633 | TIME DELAY RELAY, DPDT, 0.6S-60S, 24V; Contact Voltage VDC:-; Time Min:0.6s; Time Max:60s; Product Range:9050JCK Series; Contact Configuration:DPDT; Contact Current:10A; Relay Mounting:Socket; Contact 17B2506 | [31 empty] | Bracket mounting | [31 empty] | 2 | https://www.unikeyic.com/media/about_us/Unikey_ISO_9001_Certification.pdf | https://www.unikeyic.com/products/circuit-protection-modules/9050jck13v14/997514702.html
9050JCK24V20 | Schneider Electric | 1: 137.1095 5: 137.1095 10: 134.6166 | TIME DELAY RELAY, DPDT, 1.2S-102S/120VAC; Contact Voltage VDC:-; Time Min:1.2s; Time Max:120s; Product Range:9050JCK Series; Contact Configuration:DPDT; Contact Current:10A; Relay Mounting:Socket; Con 17B2537 |  |  |  |  | DPDT (2 Form C) | [9 empty] | 10A @ 240VAC |  |  |  | 1.2 Sec ~ 120 Sec |  |  |  | Off-Delay | [7 empty] | 1 (Unlimited) |  | Socketable | [12 empty] | Box |  | Mechanical Relay |  |  |  | Square D JCK |  |  |  |  | Plug In | Hand Dial |  |  |  |  | 120VAC | 2 | https://www.unikeyic.com/media/about_us/Unikey_ISO_9001_Certification.pdf | https://www.unikeyic.com/products/circuit-protection-modules/9050jck24v20/997637772.html
9065SFC20 | Schneider Electric | 1: 238.68 | STATE SOLID OVERLOAD RELAY 600VA | [63 empty] | 1 | https://www.unikeyic.com/media/about_us/Unikey_ISO_9001_Certification.pdf | https://www.unikeyic.com/products/circuit-protection-modules/9065sfc20/997644744.html
92S11A22D-240 | Schneider Electric | 5: 22.4532 25: 20.2176 50: 19.4565 100: 19.362 250: 19.2675 500: 19.173 1,000: 19.068 | POWER RELAY | [27 empty] | 39.1mm*33.7mm*68.5mm |  |  |  | DINRail installation, Flange mounting | [31 empty] | 347 | https://www.unikeyic.com/media/about_us/Unikey_ISO_9001_Certification.pdf | https://www.unikeyic.com/products/circuit-protection-modules/92s11a22d-240/997472143.html
92S7D22D-24 | Schneider Electric | 10: 18.9972 30: 18.1755 50: 18.0915 100: 16.0545 250: 15.9705 500: 11.8965 1,000: 11.8335 | POWER RELAY |  |  |  | 92S7D |  | 68.6 mA | 350 Ohms | 24VDC |  |  |  | DPST-NO (2 Form A) | Silver Alloy | 30 A | [6 empty] | - | [11 empty] | Chassis Mount | 19.2 VDC | 2.4 VDC | [6 empty] | -40°C ~ 55°C |  |  |  | Box |  | General Purpose |  |  | - | Legacy |  |  | 300VAC, 300VDC - Max |  | Quick Connect - 0.250" (6.3mm) | [6 empty] | 850 | https://www.unikeyic.com/media/pdf/PCNObsolescenceEOL/te-connectivity/0d/2e/9752/4-641192-6/2025/11/DK-OBS-NOTICE.pdf | https://www.unikeyic.com/products/circuit-protection-modules/92s7d22d-24/997520784.html
9422CSB30 | Schneider Electric | 1: 341.9991 | CABLE OPERATED CB MECHANISM, 36 | [63 empty] | 3 | https://www.unikeyic.com/media/about_us/Unikey_ISO_9001_Certification.pdf | https://www.unikeyic.com/products/circuit-protection-modules/9422csb30/997526516.html
976XBXH-24A | Schneider Electric | 10: 25.38 30: 23.31 50: 20.8425 100: 17.619 250: 17.5245 500: 17.4405 1,000: 17.346 | Slim style | [31 empty] | Through hole mounting | [31 empty] | 102 | https://www.unikeyic.com/media/about_us/Unikey_ISO_9001_Certification.pdf | https://www.unikeyic.com/products/circuit-protection-modules/976xbxh-24a/997756912.html
9AS3A120 | Schneider Electric | 1: 26.819 | ELECTROMECHNICAL POWER RELAYS, S |  |  |  | 9AS3A |  | 48 mA | 2.5 kOhms | 120VAC |  |  |  | SPST-NO (1 Form A) | Silver Alloy | 30 A | [6 empty] | - | [9 empty] | 1 (Unlimited) |  | Chassis Mount | 102 VAC | 24 VAC |  |  |  |  | 20 ms |  | -40°C ~ 40°C |  |  |  | Box |  | General Purpose | 10 ms | 16613565 | Sealed - Fully | Harmony |  |  | 277VAC, 28VDC - Max |  | Quick Connect - 0.187"/0.250" | [6 empty] | 9 | https://www.unikeyic.com/media/about_us/Unikey_ISO_9001_Certification.pdf | https://www.unikeyic.com/products/circuit-protection-modules/9as3a120/997609664.html
9AS3A240 | Schneider Electric | 1: 18.9731 5: 16.8795 10: 14.7859 20: 14.7756 50: 14.4808 | POWER RELAY, SPST-NO, 240VAC, 30A, PANEL; Contact Configuration:SPST-NO; Coil Voltage:240VAC; Contact Current:30A; Product Range:Harmony 9A Series; Relay Mounting:Panel Mount; Coil Type:Non Latching; 13AJ4345 |  |  |  | 9AS3A |  | 17.8 mA | 13.49 kOhms | 240VAC |  |  |  | SPST-NO (1 Form A) | Silver Alloy | 30 A | [6 empty] | - | [9 empty] | 1 (Unlimited) |  | Chassis Mount | 204 VAC | 48 VAC |  |  |  |  | 20 ms |  | -40°C ~ 40°C |  |  |  | Box |  | General Purpose | 10 ms | 16613309 | Sealed - Fully | Harmony |  |  | 277VAC, 28VDC - Max |  | Quick Connect - 0.187"/0.250" | [6 empty] | 2 | https://www.unikeyic.com/media/about_us/Unikey_ISO_9001_Certification.pdf | https://www.unikeyic.com/products/circuit-protection-modules/9as3a240/997564338.html
9AS3D5 | Schneider Electric | 1: 17.3024 5: 15.5029 10: 15.5029 20: 15.2261 50: 15.2261 | POWER RELAY, SPST-NO, 5VDC, 30A, PANEL; Contact Configuration:SPST-NO; Coil Voltage:5VDC; Contact Current:30A; Product Range:Harmony 9A Series; Relay Mounting:Panel Mount; Coil Type:Non Latching; Contact Voltage VAC:277V |  |  |  | 9AS3D |  | 185.2 mA | 27 Ohms | 5VDC |  |  |  | SPST-NO (1 Form A) | Silver Alloy | 30 A | [6 empty] | - | [9 empty] | 1 (Unlimited) |  | Chassis Mount | 4 VDC | 0.5 VDC |  |  |  |  | 20 ms |  | -40°C ~ 40°C |  |  |  | Box |  | General Purpose | 10 ms | 16613155 | Sealed - Fully | Harmony |  |  | 277VAC, 28VDC - Max |  | Quick Connect - 0.187"/0.250" | [6 empty] | 9 | https://www.unikeyic.com/media/about_us/Unikey_ISO_9001_Certification.pdf | https://www.unikeyic.com/products/circuit-protection-modules/9as3d5/997558423.html
A9A26960 | Schneider Electric | 1: 191.791 | Schneider Electric A9A26960 | [31 empty] | DIN rail mounting | [31 empty] | 25 | https://www.unikeyic.com/media/about_us/Unikey_ISO_9001_Certification.pdf | https://www.unikeyic.com/products/circuit-protection-modules/a9a26960/997420887.html
A9A26970 | Schneider Electric | 10: 40.1697 | Schneider Electric A9A26970 Padlock | [63 empty] | 2688 | https://www.unikeyic.com/media/about_us/Unikey_ISO_9001_Certification.pdf | https://www.unikeyic.com/products/circuit-protection-modules/a9a26970/997422509.html
A9A27005 | Schneider Electric | 1: 29.2744 3: 28.7865 6: 28.0546 | [64 empty] | 479 | https://www.unikeyic.com/media/about_us/Unikey_ISO_9001_Certification.pdf | https://www.unikeyic.com/products/circuit-protection-modules/a9a27005/997395518.html
A9A27006 | Schneider Electric | 1: 135.5603 | Schneider Electric A9A27006 Handle Pull Handle | [63 empty] | 22 | https://www.unikeyic.com/media/about_us/Unikey_ISO_9001_Certification.pdf | https://www.unikeyic.com/products/circuit-protection-modules/a9a27006/997329033.html
A9C15916 | Schneider Electric | 1: 110.6812 | Schneider Electric A9C15916 Auxiliary contact | [40 empty] | -5℃~50℃ | [22 empty] | 2 | https://www.unikeyic.com/media/about_us/Unikey_ISO_9001_Certification.pdf | https://www.unikeyic.com/products/circuit-protection-modules/a9c15916/997705643.html
A9C20134 | Schneider Electric | 1: 149.1403 | Schneider Electric A9C20134 Contactors | [27 empty] | 36mm*81mm*85mm |  |  |  | DIN rail mounting | [8 empty] | -5℃~60℃ | [22 empty] | 4 | https://www.unikeyic.com/media/about_us/Unikey_ISO_9001_Certification.pdf | https://www.unikeyic.com/products/circuit-protection-modules/a9c20134/997334613.html
A9C20838 | Schneider Electric | 1: 137.9477 | Schneider Electric A9C20838 Contactors | [27 empty] | 36mm(Length)*81mm(width) |  |  |  | DIN rail mounting | [8 empty] | -5℃~60℃ | [22 empty] | 7 | https://www.unikeyic.com/media/about_us/Unikey_ISO_9001_Certification.pdf | https://www.unikeyic.com/products/circuit-protection-modules/a9c20838/997456892.html
A9C20862 | Schneider Electric | 1: 257.4336 | Schneider Electric A9C20862 Contactors | [27 empty] | 36mm(Length)*85mm(width) |  |  |  | DIN rail mounting | [8 empty] | -5℃~60℃ | [22 empty] | 2 | https://www.unikeyic.com/media/about_us/Unikey_ISO_9001_Certification.pdf | https://www.unikeyic.com/products/circuit-protection-modules/a9c20862/997450623.html
A9C20863 | Schneider Electric | 1: 271.5727 | Schneider Electric A9C20863 Contactors | [27 empty] | 54mm*85mm*85mm |  |  |  | DIN rail mounting | [8 empty] | -5℃~60℃ | [22 empty] | 4 | https://www.unikeyic.com/media/about_us/Unikey_ISO_9001_Certification.pdf | https://www.unikeyic.com/products/circuit-protection-modules/a9c20863/997362566.html
A9C20884 | Schneider Electric | 1: 568.4975 | Schneider Electric A9C20884 Contactors | [27 empty] | 108mm*85mm*85mm |  |  |  | DIN rail mounting | [8 empty] | -5℃~60℃ | [22 empty] | 2 | https://www.unikeyic.com/media/about_us/Unikey_ISO_9001_Certification.pdf | https://www.unikeyic.com/products/circuit-protection-modules/a9c20884/997436991.html
A9C21844 | Schneider Electric | 1: 275.6281 | Schneider Electric A9C21844 Contactor | [27 empty] | 54mm(Length)*85mm(width) |  |  |  | DIN rail mounting | [8 empty] | -5℃~60℃ | [22 empty] | 1 | https://www.unikeyic.com/media/about_us/Unikey_ISO_9001_Certification.pdf | https://www.unikeyic.com/products/circuit-protection-modules/a9c21844/997382232.html
A9C21862 | Schneider Electric | 1: 350.0307 | Schneider Electric A9C21862 Contactor | [27 empty] | 36mm(width)*85mm(height) |  |  |  | DIN rail mounting | [8 empty] | -5℃~60℃ | [22 empty] | 1 | https://www.unikeyic.com/media/about_us/Unikey_ISO_9001_Certification.pdf | https://www.unikeyic.com/products/circuit-protection-modules/a9c21862/997335163.html
A9C22015 | Schneider Electric | 1: 84.9449 | Schneider Electric A9C22015 Contactor | [27 empty] | 18mm*81mm*81mm |  |  |  | DIN rail mounting | [8 empty] | -5℃~60℃ | [22 empty] | 1 | https://www.unikeyic.com/media/about_us/Unikey_ISO_9001_Certification.pdf | https://www.unikeyic.com/products/circuit-protection-modules/a9c22015/997731545.html
A9C30012 | Schneider Electric | 1: 43.0296 3: 42.3124 6: 41.2367 | [32 empty] | DIN rail mounting | [8 empty] | -20℃~50℃ | [22 empty] | 49 | https://www.unikeyic.com/media/about_us/Unikey_ISO_9001_Certification.pdf | https://www.unikeyic.com/products/circuit-protection-modules/a9c30012/997425752.html
A9C30115 | Schneider Electric | 1: 110.6812 | Schneider Electric A9C30115 Power relay | [31 empty] | DIN rail mounting | [31 empty] | 9 | https://www.unikeyic.com/media/about_us/Unikey_ISO_9001_Certification.pdf | https://www.unikeyic.com/products/circuit-protection-modules/a9c30115/997699455.html
A9C30315 | Schneider Electric | 1: 133.3191 | Schneider Electric A9C30315 Power relay | [31 empty] | DIN rail mounting | [8 empty] | -20℃~50℃ | [22 empty] | 7 | https://www.unikeyic.com/media/about_us/Unikey_ISO_9001_Certification.pdf | https://www.unikeyic.com/products/circuit-protection-modules/a9c30315/997380533.html
A9C30812 | Schneider Electric | 1: 97.1965 | Schneider Electric A9C30812 Power relay | [27 empty] | 86mm*18mm*71mm |  |  |  | DIN rail mounting | [31 empty] | 1 | https://www.unikeyic.com/media/about_us/Unikey_ISO_9001_Certification.pdf | https://www.unikeyic.com/products/circuit-protection-modules/a9c30812/997357691.html
A9C32816 | Schneider Electric | 1: 118.547 | Schneider Electric A9C32816 Power relay | [31 empty] | DIN rail mounting | [31 empty] | 4 | https://www.unikeyic.com/media/about_us/Unikey_ISO_9001_Certification.pdf | https://www.unikeyic.com/products/circuit-protection-modules/a9c32816/997404847.html
A9C69450 | Schneider Electric | 1: 81.7651 3: 80.4024 6: 78.3583 | [64 empty] | 23 | https://www.unikeyic.com/media/about_us/Unikey_ISO_9001_Certification.pdf | https://www.unikeyic.com/products/circuit-protection-modules/a9c69450/997435204.html
A9C70134 | Schneider Electric | 1: 651.2191 | Schneider Electric A9C70134 | [27 empty] | 63mm*70mm*93mm |  |  |  | DIN rail mounting | [8 empty] | -25℃~60℃ | [22 empty] | 3 | https://www.unikeyic.com/media/about_us/Unikey_ISO_9001_Certification.pdf | https://www.unikeyic.com/products/circuit-protection-modules/a9c70134/997383056.html
A9D10806 | Schneider Electric | 1: 301.3274 | Schneider Electric A9D10806 RCBO | [27 empty] | 18mm(width)*110mm(height) |  |  |  | DIN rail mounting | [31 empty] | 1 | https://www.unikeyic.com/media/about_us/Unikey_ISO_9001_Certification.pdf | https://www.unikeyic.com/products/circuit-protection-modules/a9d10806/997467370.html
A9D11220 | Schneider Electric | 1: 390.072 | Schneider Electric A9D11220 RCBO | [27 empty] | 36mm(width)*110mm(height) |  |  |  | DIN rail mounting | [31 empty] | 3 | https://www.unikeyic.com/media/about_us/Unikey_ISO_9001_Certification.pdf | https://www.unikeyic.com/products/circuit-protection-modules/a9d11220/997580683.html
A9D11845 | Schneider Electric | 1: 207.2624 | Schneider Electric A9D11845 | [27 empty] | 18mm(width)*110mm(height) |  |  |  | DIN rail mounting | [31 empty] | 1 | https://www.unikeyic.com/media/about_us/Unikey_ISO_9001_Certification.pdf | https://www.unikeyic.com/products/circuit-protection-modules/a9d11845/997638122.html
A9D12806 | Schneider Electric | 1: 208.7976 | Schneider Electric A9D12806 | [31 empty] | DIN rail mounting | [31 empty] | 1 | https://www.unikeyic.com/media/about_us/Unikey_ISO_9001_Certification.pdf | https://www.unikeyic.com/products/circuit-protection-modules/a9d12806/997478539.html
A9D17316 | Schneider Electric | 1: 411.9084 | Schneider Electric A9D17316 RCBO | [27 empty] | 54mm(width)*86mm(height) |  |  |  | DIN rail mounting | [31 empty] | 2 | https://www.unikeyic.com/media/about_us/Unikey_ISO_9001_Certification.pdf | https://www.unikeyic.com/products/circuit-protection-modules/a9d17316/997758676.html
A9D19210 | Schneider Electric |  | Schneider Electric A9D19210 RCBO | [27 empty] | 36mm(width)*110mm(height) |  |  |  | DIN rail mounting | [32 empty] | https://www.unikeyic.com/media/about_us/Unikey_ISO_9001_Certification.pdf | https://www.unikeyic.com/products/circuit-protection-modules/a9d19210/997650097.html
A9D19832 | Schneider Electric | 1: 284.717 | Schneider Electric A9D19832 RCBO | [27 empty] | 18mm(width)*110mm(height) |  |  |  | DIN rail mounting | [31 empty] | 16 | https://www.unikeyic.com/media/about_us/Unikey_ISO_9001_Certification.pdf | https://www.unikeyic.com/products/circuit-protection-modules/a9d19832/997546982.html
A9D31820 | Schneider Electric | 1: 239.4322 | Schneider Electric A9D31820 RCBO | [27 empty] | 18mm(width)*110mm(height) |  |  |  | DIN rail mounting | [31 empty] | 10 | https://www.unikeyic.com/media/about_us/Unikey_ISO_9001_Certification.pdf | https://www.unikeyic.com/products/circuit-protection-modules/a9d31820/997713641.html
A9D32610 | Schneider Electric | 1: 85.1388 | Schneider Electric A9D32610 | [63 empty] | 8 | https://www.unikeyic.com/media/about_us/Unikey_ISO_9001_Certification.pdf | https://www.unikeyic.com/products/circuit-protection-modules/a9d32610/997548219.html
A9D56625 | Schneider Electric | 1: 422.4066 | Schneider Electric A9D56625 RCBO | [27 empty] | 36mm(width)*85mm(height) |  |  |  | DIN rail mounting | [31 empty] | 2 | https://www.unikeyic.com/media/about_us/Unikey_ISO_9001_Certification.pdf | https://www.unikeyic.com/products/circuit-protection-modules/a9d56625/997733291.html
A9D65216 | Schneider Electric | 1: 22.2008 3: 21.8308 6: 21.2757 | [28 empty] | 35.4mm(width)*100.4mm(height) |  |  |  | DIN rail mounting | [31 empty] | 736 | https://www.unikeyic.com/media/about_us/Unikey_ISO_9001_Certification.pdf | https://www.unikeyic.com/products/circuit-protection-modules/a9d65216/997394529.html
A9D65250 | Schneider Electric | 1: 29.8445 3: 29.3471 6: 28.601 | [28 empty] | 35.4mm(width)*100.4mm(height) |  |  |  | DIN rail mounting | [31 empty] | 8 | https://www.unikeyic.com/media/about_us/Unikey_ISO_9001_Certification.pdf | https://www.unikeyic.com/products/circuit-protection-modules/a9d65250/997330780.html
A9D93625 | Schneider Electric | 1: 16.606 5: 16.3293 10: 15.9141 | [64 empty] | 185 | https://www.unikeyic.com/media/about_us/Unikey_ISO_9001_Certification.pdf | https://www.unikeyic.com/products/circuit-protection-modules/a9d93625/997401731.html
A9DC3606 | Schneider Electric | 1: 277.5283 | Schneider Electric A9DC3606 | [31 empty] | DIN rail mounting | [31 empty] | 14 | https://www.unikeyic.com/media/about_us/Unikey_ISO_9001_Certification.pdf | https://www.unikeyic.com/products/circuit-protection-modules/a9dc3606/997663420.html
A9DF3625 | Schneider Electric | 1: 579.636 5: 579.636 10: 579.636 | RCBO, 1PN, 25A, 230VAC; | [63 empty] | 1 | https://www.unikeyic.com/media/about_us/Unikey_ISO_9001_Certification.pdf | https://www.unikeyic.com/products/circuit-protection-modules/a9df3625/997676716.html
A9E16067 | Schneider Electric | 1: 230.8111 | Schneider Electric A9E16067 Timer Relay | [27 empty] | 66mm(Length)*18mm(width) |  |  |  | DIN rail mounting | [8 empty] | 55℃(max) | [22 empty] | 1 | https://www.unikeyic.com/media/about_us/Unikey_ISO_9001_Certification.pdf | https://www.unikeyic.com/products/circuit-protection-modules/a9e16067/997635297.html
A9E18322 | Schneider Electric | 1: 27.0108 | [32 empty] | DIN rail mounting | [31 empty] | 78 | https://www.unikeyic.com/media/about_us/Unikey_ISO_9001_Certification.pdf | https://www.unikeyic.com/products/circuit-protection-modules/a9e18322/997633181.html
A9F04210 | Schneider Electric |  | Schneider Electric A9F04210 Miniature Circuit Breaker (MCB) | [27 empty] | 78.5mm(width)*91mm(height) |  |  |  | DIN rail mounting | [8 empty] | -35℃~70℃ | [23 empty] | https://www.unikeyic.com/media/about_us/Unikey_ISO_9001_Certification.pdf | https://www.unikeyic.com/products/circuit-protection-modules/a9f04210/997456149.html
A9F06106 | Schneider Electric |  | Schneider Electric A9F06106 | [64 empty] | https://www.unikeyic.com/media/about_us/Unikey_ISO_9001_Certification.pdf | https://www.unikeyic.com/products/circuit-protection-modules/a9f06106/997473440.html
A9F06116 | Schneider Electric | 1: 13.6749 | Schneider Electric A9F06116 | [31 empty] | DIN rail mounting | [8 empty] | -35℃~70℃ | [22 empty] | 6 | https://www.unikeyic.com/media/about_us/Unikey_ISO_9001_Certification.pdf | https://www.unikeyic.com/products/circuit-protection-modules/a9f06116/997531119.html
A9F06220 | Schneider Electric | 1: 70.2623 | Schneider Electric A9F06220 | [63 empty] | 3 | https://www.unikeyic.com/media/about_us/Unikey_ISO_9001_Certification.pdf | https://www.unikeyic.com/products/circuit-protection-modules/a9f06220/997564404.html
A9F07102 | Schneider Electric | 1: 45.1986 | Schneider Electric A9F07102 | [63 empty] | 517 | https://www.unikeyic.com/media/about_us/Unikey_ISO_9001_Certification.pdf | https://www.unikeyic.com/products/circuit-protection-modules/a9f07102/997539258.html
A9F07110 | Schneider Electric | 1: 36.2166 | Schneider Electric A9F07110 | [63 empty] | 229 | https://www.unikeyic.com/media/about_us/Unikey_ISO_9001_Certification.pdf | https://www.unikeyic.com/products/circuit-protection-modules/a9f07110/997678798.html
A9F07116 | Schneider Electric | 1: 35.7445 | Schneider Electric A9F07116 | [31 empty] | DIN rail mounting | [8 empty] | -35℃~70℃ | [22 empty] | 3036 | https://www.unikeyic.com/media/about_us/Unikey_ISO_9001_Certification.pdf | https://www.unikeyic.com/products/circuit-protection-modules/a9f07116/997554117.html
A9F07201 | Schneider Electric | 1: 117.7045 | Schneider Electric A9F07201 | [31 empty] | DIN rail mounting | [8 empty] | -35℃~70℃ | [22 empty] | 5 | https://www.unikeyic.com/media/about_us/Unikey_ISO_9001_Certification.pdf | https://www.unikeyic.com/products/circuit-protection-modules/a9f07201/997704902.html
A9F07204 | Schneider Electric | 1: 113.8454 | Schneider Electric A9F07204 | [31 empty] | DIN rail mounting | [8 empty] | -35℃~70℃ | [22 empty] | 12 | https://www.unikeyic.com/media/about_us/Unikey_ISO_9001_Certification.pdf | https://www.unikeyic.com/products/circuit-protection-modules/a9f07204/997667023.html
A9F07320 | Schneider Electric | 1: 68.9866 | Schneider Electric A9F07320 | [63 empty] | 2 | https://www.unikeyic.com/media/about_us/Unikey_ISO_9001_Certification.pdf | https://www.unikeyic.com/products/circuit-protection-modules/a9f07320/997587084.html
A9F07420 | Schneider Electric | 1: 225.603 | Schneider Electric A9F07420 | [31 empty] | DIN rail mounting | [8 empty] | -35℃~70℃ | [22 empty] | 3 | https://www.unikeyic.com/media/about_us/Unikey_ISO_9001_Certification.pdf | https://www.unikeyic.com/products/circuit-protection-modules/a9f07420/997714064.html
A9F18101 | Schneider Electric | 1: 6.7172 5: 6.6053 10: 6.4374 | [64 empty] | 216 | https://www.unikeyic.com/media/about_us/Unikey_ISO_9001_Certification.pdf | https://www.unikeyic.com/products/circuit-protection-modules/a9f18101/997415525.html
A9F18103 | Schneider Electric | 1: 5.9867 5: 5.8869 10: 5.7373 | [64 empty] | 536 | https://www.unikeyic.com/media/about_us/Unikey_ISO_9001_Certification.pdf | https://www.unikeyic.com/products/circuit-protection-modules/a9f18103/997413535.html
A9F18140 | Schneider Electric | 1: 4.4366 5: 4.3626 10: 4.2517 | [64 empty] | 1 | https://www.unikeyic.com/media/about_us/Unikey_ISO_9001_Certification.pdf | https://www.unikeyic.com/products/circuit-protection-modules/a9f18140/997372526.html
A9F18210 | Schneider Electric | 1: 8.5881 5: 8.445 10: 8.2303 | [64 empty] | 1774 | https://www.unikeyic.com/media/about_us/Unikey_ISO_9001_Certification.pdf | https://www.unikeyic.com/products/circuit-protection-modules/a9f18210/997437819.html
A9F18232 | Schneider Electric | 1: 9.4255 5: 9.2684 10: 9.0328 | [64 empty] | 808 | https://www.unikeyic.com/media/about_us/Unikey_ISO_9001_Certification.pdf | https://www.unikeyic.com/products/circuit-protection-modules/a9f18232/997454354.html
A9F18301 | Schneider Electric | 1: 21.7019 3: 21.3402 6: 20.7976 | [64 empty] | 356 | https://www.unikeyic.com/media/about_us/Unikey_ISO_9001_Certification.pdf | https://www.unikeyic.com/products/circuit-protection-modules/a9f18301/997397370.html
A9F18302 | Schneider Electric | 1: 19.9736 3: 19.6407 6: 19.1413 | [64 empty] | 142 | https://www.unikeyic.com/media/about_us/Unikey_ISO_9001_Certification.pdf | https://www.unikeyic.com/products/circuit-protection-modules/a9f18302/997442939.html
A9F18304 | Schneider Electric | 1: 19.7776 3: 19.448 6: 18.9535 | [64 empty] | 249 | https://www.unikeyic.com/media/about_us/Unikey_ISO_9001_Certification.pdf | https://www.unikeyic.com/products/circuit-protection-modules/a9f18304/997375809.html
A9F18325 | Schneider Electric | 1: 14.8599 5: 14.6122 10: 14.2407 | [64 empty] | 318 | https://www.unikeyic.com/media/about_us/Unikey_ISO_9001_Certification.pdf | https://www.unikeyic.com/products/circuit-protection-modules/a9f18325/997405090.html
A9F18340 | Schneider Electric | 1: 17.4435 5: 17.1527 10: 16.7167 | [64 empty] | 246 | https://www.unikeyic.com/media/about_us/Unikey_ISO_9001_Certification.pdf | https://www.unikeyic.com/products/circuit-protection-modules/a9f18340/997440839.html
A9F18432 | Schneider Electric | 1: 19.7776 3: 19.448 6: 18.9535 | [64 empty] | 1004 | https://www.unikeyic.com/media/about_us/Unikey_ISO_9001_Certification.pdf | https://www.unikeyic.com/products/circuit-protection-modules/a9f18432/997348760.html
A9F19101 | Schneider Electric | 1: 8.9266 5: 8.7779 10: 8.5547 | [64 empty] | 1 | https://www.unikeyic.com/media/about_us/Unikey_ISO_9001_Certification.pdf | https://www.unikeyic.com/products/circuit-protection-modules/a9f19101/997422216.html
A9F19103 | Schneider Electric | 1: 8.499 5: 8.3574 10: 8.1449 | [28 empty] | 18mm(width)*94mm(height) |  |  |  | DIN rail mounting | [31 empty] | 34 | https://www.unikeyic.com/media/about_us/Unikey_ISO_9001_Certification.pdf | https://www.unikeyic.com/products/circuit-protection-modules/a9f19103/997419102.html
A9F19110 | Schneider Electric | 1: 4.9177 5: 4.8357 10: 4.7128 | [64 empty] | 323 | https://www.unikeyic.com/media/about_us/Unikey_ISO_9001_Certification.pdf | https://www.unikeyic.com/products/circuit-protection-modules/a9f19110/997384326.html
A9F19132 | Schneider Electric | 1: 5.6304 5: 5.5365 10: 5.3958 | [64 empty] | 276 | https://www.unikeyic.com/media/about_us/Unikey_ISO_9001_Certification.pdf | https://www.unikeyic.com/products/circuit-protection-modules/a9f19132/997432987.html
A9F19202 | Schneider Electric | 1: 20.3121 3: 19.9736 6: 19.4658 | [64 empty] | 216 | https://www.unikeyic.com/media/about_us/Unikey_ISO_9001_Certification.pdf | https://www.unikeyic.com/products/circuit-protection-modules/a9f19202/997341538.html
A9F19240 | Schneider Electric | 1: 15.1984 5: 14.9451 10: 14.5652 | [64 empty] | 101 | https://www.unikeyic.com/media/about_us/Unikey_ISO_9001_Certification.pdf | https://www.unikeyic.com/products/circuit-protection-modules/a9f19240/997367707.html
A9F19320 | Schneider Electric | 1: 18.0314 3: 17.7309 6: 17.2801 | [64 empty] | 540 | https://www.unikeyic.com/media/about_us/Unikey_ISO_9001_Certification.pdf | https://www.unikeyic.com/products/circuit-protection-modules/a9f19320/997375887.html
A9F19325 | Schneider Electric | 1: 19.5459 3: 19.2202 6: 18.7315 | [64 empty] | 436 | https://www.unikeyic.com/media/about_us/Unikey_ISO_9001_Certification.pdf | https://www.unikeyic.com/products/circuit-protection-modules/a9f19325/997382531.html
A9F19363 | Schneider Electric | 1: 26.6017 3: 26.1584 6: 25.4933 | [64 empty] | 409 | https://www.unikeyic.com/media/about_us/Unikey_ISO_9001_Certification.pdf | https://www.unikeyic.com/products/circuit-protection-modules/a9f19363/997348740.html
A9F19420 | Schneider Electric | 1: 26.7265 3: 26.281 6: 25.6129 | [64 empty] | 54 | https://www.unikeyic.com/media/about_us/Unikey_ISO_9001_Certification.pdf | https://www.unikeyic.com/products/circuit-protection-modules/a9f19420/997350051.html
A9F19440 | Schneider Electric | 1: 28.9537 3: 28.4711 6: 27.7473 | [64 empty] | 41 | https://www.unikeyic.com/media/about_us/Unikey_ISO_9001_Certification.pdf | https://www.unikeyic.com/products/circuit-protection-modules/a9f19440/997334404.html
A9F28103 | Schneider Electric | 1: 7.3409 5: 7.2185 10: 7.035 | [64 empty] | 19 | https://www.unikeyic.com/media/about_us/Unikey_ISO_9001_Certification.pdf | https://www.unikeyic.com/products/circuit-protection-modules/a9f28103/997409865.html
A9F28106 | Schneider Electric | 1: 6.0758 5: 5.9746 10: 5.8227 | [28 empty] | 94mm*18mm*94mm |  |  |  | DIN rail mounting | [31 empty] | 136 | https://www.unikeyic.com/media/about_us/Unikey_ISO_9001_Certification.pdf | https://www.unikeyic.com/products/circuit-protection-modules/a9f28106/997400978.html
A9F28110 | Schneider Electric | 1: 4.401 5: 4.3276 10: 4.2176 | [28 empty] | 94mm*18mm*94mm |  |  |  | DIN rail mounting | [31 empty] | 161 | https://www.unikeyic.com/media/about_us/Unikey_ISO_9001_Certification.pdf | https://www.unikeyic.com/products/circuit-protection-modules/a9f28110/997333121.html
A9F28132 | Schneider Electric | 1: 5.078 5: 4.9934 10: 4.8664 | [28 empty] | 94mm*18mm*94mm |  |  |  | DIN rail mounting | [31 empty] | 46 | https://www.unikeyic.com/media/about_us/Unikey_ISO_9001_Certification.pdf | https://www.unikeyic.com/products/circuit-protection-modules/a9f28132/997353339.html
A9F28316 | Schneider Electric | 1: 17.3009 5: 17.0126 10: 16.5801 | [28 empty] | 94mm*54mm*94mm |  |  |  | DIN rail mounting | [31 empty] | 54 | https://www.unikeyic.com/media/about_us/Unikey_ISO_9001_Certification.pdf | https://www.unikeyic.com/products/circuit-protection-modules/a9f28316/997362796.html
A9F28325 | Schneider Electric | 1: 18.8689 3: 18.5544 6: 18.0827 | [28 empty] | 94mm(Length)*54mm(width) | [35 empty] | 51 | https://www.unikeyic.com/media/about_us/Unikey_ISO_9001_Certification.pdf | https://www.unikeyic.com/products/circuit-protection-modules/a9f28325/997386145.html
A9F28406 | Schneider Electric | 1: 30.8988 3: 30.1572 6: 29.6628 | [28 empty] | 94mm*72mm*94mm |  |  |  | DIN rail mounting | [31 empty] | 1 | https://www.unikeyic.com/media/about_us/Unikey_ISO_9001_Certification.pdf | https://www.unikeyic.com/products/circuit-protection-modules/a9f28406/997330532.html
A9F29116 | Schneider Electric | 1: 6.5747 5: 6.4651 10: 6.3008 | [28 empty] | 94mm*18mm*94mm |  |  |  | DIN rail mounting | [31 empty] | 27 | https://www.unikeyic.com/media/about_us/Unikey_ISO_9001_Certification.pdf | https://www.unikeyic.com/products/circuit-protection-modules/a9f29116/997331793.html
A9F29150 | Schneider Electric | 1: 10.9801 3: 10.6141 6: 10.2481 | iC65H 1P D50A | [27 empty] | 94mm*18mm*94mm |  |  |  | DIN rail mounting | [31 empty] | 6 | https://www.unikeyic.com/media/about_us/Unikey_ISO_9001_Certification.pdf | https://www.unikeyic.com/products/circuit-protection-modules/a9f29150/997369683.html
A9F29216 | Schneider Electric | 1: 15.3588 5: 15.1028 10: 14.7189 | [28 empty] | 94mm*36mm*94mm |  |  |  | DIN rail mounting | [31 empty] | 216 | https://www.unikeyic.com/media/about_us/Unikey_ISO_9001_Certification.pdf | https://www.unikeyic.com/products/circuit-protection-modules/a9f29216/997337726.html
A9F29232 | Schneider Electric | 1: 17.4078 5: 17.1177 10: 16.6825 | [28 empty] | 94mm*36mm*94mm |  |  |  | DIN rail mounting | [31 empty] | 12 | https://www.unikeyic.com/media/about_us/Unikey_ISO_9001_Certification.pdf | https://www.unikeyic.com/products/circuit-protection-modules/a9f29232/997351233.html
A9F29240 | Schneider Electric | 1: 19.7776 3: 19.448 6: 18.9535 | [28 empty] | 94mm*36mm*94mm |  |  |  | DIN rail mounting | [31 empty] | 33 | https://www.unikeyic.com/media/about_us/Unikey_ISO_9001_Certification.pdf | https://www.unikeyic.com/products/circuit-protection-modules/a9f29240/997443757.html
A9F29325 | Schneider Electric | 1: 25.212 3: 24.7918 6: 24.1615 | [28 empty] | 94mm*54mm*94mm |  |  |  | DIN rail mounting | [31 empty] | 108 | https://www.unikeyic.com/media/about_us/Unikey_ISO_9001_Certification.pdf | https://www.unikeyic.com/products/circuit-protection-modules/a9f29325/997449050.html
A9F29332 | Schneider Electric | 1: 25.3367 3: 24.9144 6: 24.281 | [28 empty] | 94mm*54mm*94mm |  |  |  | DIN rail mounting | [31 empty] | 6 | https://www.unikeyic.com/media/about_us/Unikey_ISO_9001_Certification.pdf | https://www.unikeyic.com/products/circuit-protection-modules/a9f29332/997369404.html
A9F29340 | Schneider Electric | 1: 27.261 3: 26.8066 6: 26.1251 | [28 empty] | 94mm*54mm*94mm |  |  |  | DIN rail mounting | [31 empty] | 5 | https://www.unikeyic.com/media/about_us/Unikey_ISO_9001_Certification.pdf | https://www.unikeyic.com/products/circuit-protection-modules/a9f29340/997430924.html
A9F29363 | Schneider Electric | 1: 34.8513 3: 34.2704 6: 33.3992 | [28 empty] | 94mm*54mm*94mm |  |  |  | DIN rail mounting | [31 empty] | 2 | https://www.unikeyic.com/media/about_us/Unikey_ISO_9001_Certification.pdf | https://www.unikeyic.com/products/circuit-protection-modules/a9f29363/997347180.html
A9F38116 | Schneider Electric | 1: 6.5925 5: 6.4827 10: 6.3178 | [28 empty] | 94mm(Length)*18mm(width) | [35 empty] | 4 | https://www.unikeyic.com/media/about_us/Unikey_ISO_9001_Certification.pdf | https://www.unikeyic.com/products/circuit-protection-modules/a9f38116/997395329.html
A9F38216 | Schneider Electric | 1: 14.4323 5: 14.1917 10: 13.8309 | [28 empty] | 94mm*36mm*94mm |  |  |  | DIN rail mounting | [31 empty] | 1 | https://www.unikeyic.com/media/about_us/Unikey_ISO_9001_Certification.pdf | https://www.unikeyic.com/products/circuit-protection-modules/a9f38216/997441093.html
A9F38240 | Schneider Electric | 1: 19.8845 3: 19.5531 6: 19.056 | [28 empty] | 94mm*36mm*94mm |  |  |  | DIN rail mounting | [31 empty] | 2 | https://www.unikeyic.com/media/about_us/Unikey_ISO_9001_Certification.pdf | https://www.unikeyic.com/products/circuit-protection-modules/a9f38240/997448262.html
A9F39306 | Schneider Electric | 1: 38.6465 3: 38.0023 6: 37.0362 | [28 empty] | 94mm*54mm*94mm |  |  |  | DIN rail mounting | [31 empty] | 24 | https://www.unikeyic.com/media/about_us/Unikey_ISO_9001_Certification.pdf | https://www.unikeyic.com/products/circuit-protection-modules/a9f39306/997391017.html
A9F44125 | Schneider Electric | 1: 56.547 | Schneider Electric A9F44125 Miniature Circuit Breaker (MCB) | [27 empty] | 85mm(height) |  |  |  | DIN rail mounting | [31 empty] | 8 | https://www.unikeyic.com/media/about_us/Unikey_ISO_9001_Certification.pdf | https://www.unikeyic.com/products/circuit-protection-modules/a9f44125/997659610.html
A9F53101 | Schneider Electric | 1: 38.3458 | Schneider Electric A9F53101 | [27 empty] | 85mm(Length)*18mm(width) | [35 empty] | 24 | https://www.unikeyic.com/media/about_us/Unikey_ISO_9001_Certification.pdf | https://www.unikeyic.com/products/circuit-protection-modules/a9f53101/997466331.html
A9F53140 | Schneider Electric | 1: 58.8288 | Schneider Electric A9F53140 Miniature Circuit Breaker (MCB) | [27 empty] | 85mm*18mm*85mm |  |  |  | DIN rail mounting | [31 empty] | 16 | https://www.unikeyic.com/media/about_us/Unikey_ISO_9001_Certification.pdf | https://www.unikeyic.com/products/circuit-protection-modules/a9f53140/997475524.html
A9F53316 | Schneider Electric | 1: 174.6035 | Schneider Electric A9F53316 Miniature Circuit Breaker (MCB) | [27 empty] | 85mm*54mm*85mm |  |  |  | DIN rail mounting | [31 empty] | 7 | https://www.unikeyic.com/media/about_us/Unikey_ISO_9001_Certification.pdf | https://www.unikeyic.com/products/circuit-protection-modules/a9f53316/997549254.html
A9F53325 | Schneider Electric | 1: 176.6522 | Schneider Electric A9F53325 Miniature Circuit Breaker (MCB) | [27 empty] | 85mm*54mm*85mm |  |  |  | DIN rail mounting | [31 empty] | 4 | https://www.unikeyic.com/media/about_us/Unikey_ISO_9001_Certification.pdf | https://www.unikeyic.com/products/circuit-protection-modules/a9f53325/997681803.html
A9F53350 | Schneider Electric | 1: 221.8549 | Schneider Electric A9F53350 Miniature Circuit Breaker (MCB) | [27 empty] | 85mm*54mm*85mm |  |  |  | DIN rail mounting | [31 empty] | 10 | https://www.unikeyic.com/media/about_us/Unikey_ISO_9001_Certification.pdf | https://www.unikeyic.com/products/circuit-protection-modules/a9f53350/997618830.html
A9F53416 | Schneider Electric | 1: 578.1883 | Schneider Electric A9F53416 Miniature Circuit Breaker (MCB) | [27 empty] | 85mm*72mm*85mm |  |  |  | DIN rail mounting | [31 empty] | 2 | https://www.unikeyic.com/media/about_us/Unikey_ISO_9001_Certification.pdf | https://www.unikeyic.com/products/circuit-protection-modules/a9f53416/997638646.html
A9F54116 | Schneider Electric | 1: 139.2496 2: 139.2496 3: 136.763 5: 136.763 10: 134.2764 20: 134.2764 | CIRCUIT BREAKER, THERMAL MAGNETIC, 1POLE; Product Range:iC60H Series; Current Rating:16A; No. of Poles:1 Pole; Voltage Rating V DC:72VDC; Voltage Rating VAC:240VAC; Circuit Breaker Mounting:DIN Rail; SVHC:No SVHC (15-Jan | [27 empty] | 85mm*18mm*85mm |  |  |  | DIN rail mounting | [31 empty] | 47 | https://www.unikeyic.com/media/about_us/Unikey_ISO_9001_Certification.pdf | https://www.unikeyic.com/products/circuit-protection-modules/a9f54116/997631678.html
A9F54163 | Schneider Electric | 1: 147.7624 | Schneider Electric A9F54163 Miniature Circuit Breaker (MCB) | [27 empty] | 85mm*18mm*85mm |  |  |  | DIN rail mounting | [31 empty] | 28 | https://www.unikeyic.com/media/about_us/Unikey_ISO_9001_Certification.pdf | https://www.unikeyic.com/products/circuit-protection-modules/a9f54163/997733032.html
A9F54204 | Schneider Electric | 1: 140.0919 | Schneider Electric A9F54204 Miniature Circuit Breaker (MCB) | [27 empty] | 85mm*36mm*85mm |  |  |  | DIN rail mounting | [31 empty] | 217 | https://www.unikeyic.com/media/about_us/Unikey_ISO_9001_Certification.pdf | https://www.unikeyic.com/products/circuit-protection-modules/a9f54204/997554148.html
A9F54263 | Schneider Electric | 1: 155.1863 | Schneider Electric A9F54263 Miniature Circuit Breaker (MCB) | [27 empty] | 85mm*36mm*85mm |  |  |  | DIN rail mounting | [31 empty] | 14 | https://www.unikeyic.com/media/about_us/Unikey_ISO_9001_Certification.pdf | https://www.unikeyic.com/products/circuit-protection-modules/a9f54263/997517506.html
A9F54310 | Schneider Electric | 1: 292.215 5: 286.902 10: 286.902 | CIRCUIT BREAKER, THERMAL MAGNETIC, 3POLE; Product Range:iC60H Series; Current Rating:10A; No. of Poles:3 Pole; Voltage Rating V DC:133VDC; Voltage Rating VAC:440VAC; Circuit Breaker Mounting:DIN Rail; SVHC:No SVHC (15-Ja | [27 empty] | 85mm*54mm*85mm |  |  |  | DIN rail mounting | [31 empty] | 1 | https://www.unikeyic.com/media/about_us/Unikey_ISO_9001_Certification.pdf | https://www.unikeyic.com/products/circuit-protection-modules/a9f54310/997718671.html
A9F54401 | Schneider Electric | 1: 345.412 | Schneider Electric A9F54401 Miniature Circuit Breaker (MCB) | [27 empty] | 85mm*72mm*85mm |  |  |  | DIN rail mounting | [31 empty] | 1 | https://www.unikeyic.com/media/about_us/Unikey_ISO_9001_Certification.pdf | https://www.unikeyic.com/products/circuit-protection-modules/a9f54401/997537427.html
A9F54404 | Schneider Electric | 1: 192.8197 | Schneider Electric A9F54404 | [27 empty] | 85mm*72mm*85mm |  |  |  | DIN rail mounting | [31 empty] | 1 | https://www.unikeyic.com/media/about_us/Unikey_ISO_9001_Certification.pdf | https://www.unikeyic.com/products/circuit-protection-modules/a9f54404/997494895.html
A9F55101 | Schneider Electric | 1: 78.6167 | Schneider Electric A9F55101 Miniature Circuit Breaker (MCB) | [27 empty] | 85mm*18mm*85mm |  |  |  | DIN rail mounting | [31 empty] | 26 | https://www.unikeyic.com/media/about_us/Unikey_ISO_9001_Certification.pdf | https://www.unikeyic.com/products/circuit-protection-modules/a9f55101/997562769.html
A9F55104 | Schneider Electric | 1: 35.5011 | Schneider Electric A9F55104 | [27 empty] | 85mm(Length)*18mm(width) | [35 empty] | 106 | https://www.unikeyic.com/media/about_us/Unikey_ISO_9001_Certification.pdf | https://www.unikeyic.com/products/circuit-protection-modules/a9f55104/997598883.html
A9F55206 | Schneider Electric | 1: 232.7248 2: 228.569 3: 228.569 5: 224.4132 10: 224.4132 20: 224.4132 | CIRCUIT BREAKER, THERMAL MAGNETIC, 2POLE; Product Range:iC60H Series; Current Rating:6A; No. of Poles:2 Pole; Voltage Rating V DC:133VDC; Voltage Rating VAC:440VAC; Circuit Breaker Mounting:DIN Rail; SVHC:No SVHC (15-Jan | [27 empty] | 85mm*36mm*85mm |  |  |  | DIN rail mounting | [31 empty] | 5 | https://www.unikeyic.com/media/about_us/Unikey_ISO_9001_Certification.pdf | https://www.unikeyic.com/products/circuit-protection-modules/a9f55206/997609936.html
A9F55210 | Schneider Electric | 1: 214.4912 2: 210.661 3: 210.661 5: 206.8308 10: 206.8308 20: 206.8308 | CIRCUIT BREAKER, THERMAL MAGNETIC, 2POLE; Product Range:iC60H Series; Current Rating:10A; No. of Poles:2 Pole; Voltage Rating V DC:133VDC; Voltage Rating VAC:440VAC; Circuit Breaker Mounting:DIN Rail; SVHC:No SVHC (15-Ja | [27 empty] | 85mm*36mm*85mm |  |  |  | DIN rail mounting | [31 empty] | 1 | https://www.unikeyic.com/media/about_us/Unikey_ISO_9001_Certification.pdf | https://www.unikeyic.com/products/circuit-protection-modules/a9f55210/997712095.html
A9F55232 | Schneider Electric | 1: 132.3539 | Schneider Electric A9F55232 Miniature Circuit Breaker (MCB) | [27 empty] | 85mm*36mm*85mm |  |  |  | DIN rail mounting | [31 empty] | 24 | https://www.unikeyic.com/media/about_us/Unikey_ISO_9001_Certification.pdf | https://www.unikeyic.com/products/circuit-protection-modules/a9f55232/997559744.html
A9F55263 | Schneider Electric | 1: 161.6532 | Schneider Electric A9F55263 Miniature Circuit Breaker (MCB) | [27 empty] | 85mm(Length)*36mm(width) |  |  |  | DIN rail mounting | [31 empty] | 8 | https://www.unikeyic.com/media/about_us/Unikey_ISO_9001_Certification.pdf | https://www.unikeyic.com/products/circuit-protection-modules/a9f55263/997608609.html
A9F55310 | Schneider Electric | 1: 183.2145 | Schneider Electric A9F55310 Miniature Circuit Breaker (MCB) | [27 empty] | 54mm*85mm*85mm |  |  |  | DIN rail mounting | [31 empty] | 5 | https://www.unikeyic.com/media/about_us/Unikey_ISO_9001_Certification.pdf | https://www.unikeyic.com/products/circuit-protection-modules/a9f55310/997430957.html
A9F55406 | Schneider Electric | 1: 189.9194 | Schneider Electric A9F55406 | [27 empty] | 72mm(Length)*85mm(height) |  |  |  | DIN rail mounting | [31 empty] | 1 | https://www.unikeyic.com/media/about_us/Unikey_ISO_9001_Certification.pdf | https://www.unikeyic.com/products/circuit-protection-modules/a9f55406/997510389.html
A9F55416 | Schneider Electric | 1: 310.3742 | Schneider Electric A9F55416 Miniature Circuit Breaker (MCB) | [27 empty] | 85mm(height) |  |  |  | DIN rail mounting | [31 empty] | 7 | https://www.unikeyic.com/media/about_us/Unikey_ISO_9001_Certification.pdf | https://www.unikeyic.com/products/circuit-protection-modules/a9f55416/997525476.html
A9F55425 | Schneider Electric | 1: 316.8724 | Schneider Electric A9F55425 Miniature Circuit Breaker (MCB) | [27 empty] | 72mm(Length) | [35 empty] | 1 | https://www.unikeyic.com/media/about_us/Unikey_ISO_9001_Certification.pdf | https://www.unikeyic.com/products/circuit-protection-modules/a9f55425/997576873.html
A9F55440 | Schneider Electric | 1: 338.3383 | Schneider Electric A9F55440 Miniature Circuit Breaker (MCB) | [27 empty] | 85mm(height) |  |  |  | DIN rail mounting | [31 empty] | 2 | https://www.unikeyic.com/media/about_us/Unikey_ISO_9001_Certification.pdf | https://www.unikeyic.com/products/circuit-protection-modules/a9f55440/997607666.html
A9F55463 | Schneider Electric | 1: 387.9115 | Schneider Electric A9F55463 Miniature Circuit Breaker (MCB) | [27 empty] | 72mm*85mm*85mm |  |  |  | DIN rail mounting | [31 empty] | 3 | https://www.unikeyic.com/media/about_us/Unikey_ISO_9001_Certification.pdf | https://www.unikeyic.com/products/circuit-protection-modules/a9f55463/997682623.html
A9F74202 | Schneider Electric | 1: 126.8089 5: 122.7734 10: 120.0346 | Schneider Electric A9F74202 | [27 empty] | 85mm(Length)*36mm(width) | [35 empty] | 49 | https://www.unikeyic.com/media/about_us/Unikey_ISO_9001_Certification.pdf | https://www.unikeyic.com/products/circuit-protection-modules/a9f74202/997634539.html
A9F75206 | Schneider Electric | 1: 174.6397 5: 159.417 10: 155.0763 | Schneider Electric A9F75206 Miniature Circuit Breaker (MCB) | [27 empty] | 85mm(height) |  |  |  | DIN rail mounting | [31 empty] | 37 | https://www.unikeyic.com/media/about_us/Unikey_ISO_9001_Certification.pdf | https://www.unikeyic.com/products/circuit-protection-modules/a9f75206/997682366.html
A9F90204 | Schneider Electric | 1: 470.5016 | Schneider Electric A9F90204 | [27 empty] | 36mm(width)*85mm(height) |  |  |  | DIN rail mounting | [31 empty] | 1 | https://www.unikeyic.com/media/about_us/Unikey_ISO_9001_Certification.pdf | https://www.unikeyic.com/products/circuit-protection-modules/a9f90204/997427265.html
A9F90216 | Schneider Electric | 1: 157.3567 | Schneider Electric A9F90216 Miniature Circuit Breaker (MCB) | [27 empty] | 36mm(width)*85mm(height) |  |  |  | DIN rail mounting | [31 empty] | 17 | https://www.unikeyic.com/media/about_us/Unikey_ISO_9001_Certification.pdf | https://www.unikeyic.com/products/circuit-protection-modules/a9f90216/997369749.html
A9F90373 | Schneider Electric | 1: 583.1681 | Schneider Electric A9F90373 | [63 empty] | 4 | https://www.unikeyic.com/media/about_us/Unikey_ISO_9001_Certification.pdf | https://www.unikeyic.com/products/circuit-protection-modules/a9f90373/997437267.html
A9F94332 | Schneider Electric | 1: 389.8895 | Schneider Electric A9F94332 Miniature Circuit Breaker (MCB) | [27 empty] | 85mm*18mm*85mm |  |  |  | Fixed mounting | [31 empty] | 3 | https://www.unikeyic.com/media/about_us/Unikey_ISO_9001_Certification.pdf | https://www.unikeyic.com/products/circuit-protection-modules/a9f94332/997584036.html
A9L010600 | Schneider Electric | 1: 163.6194 3: 160.8924 6: 156.8019 | [64 empty] | 1 | https://www.unikeyic.com/media/about_us/Unikey_ISO_9001_Certification.pdf | https://www.unikeyic.com/products/circuit-protection-modules/a9l010600/997579931.html
A9L020100 | Schneider Electric | 1: 43.6176 3: 42.8906 6: 41.8002 | [64 empty] | 1 | https://www.unikeyic.com/media/about_us/Unikey_ISO_9001_Certification.pdf | https://www.unikeyic.com/products/circuit-protection-modules/a9l020100/997576168.html
A9L020200 | Schneider Electric | 1: 88.5715 3: 87.0953 6: 84.881 | [64 empty] | 82 | https://www.unikeyic.com/media/about_us/Unikey_ISO_9001_Certification.pdf | https://www.unikeyic.com/products/circuit-protection-modules/a9l020200/997543899.html
A9L020201 | Schneider Electric | 1: 116.2957 3: 114.3575 6: 111.4501 | [64 empty] | 16 | https://www.unikeyic.com/media/about_us/Unikey_ISO_9001_Certification.pdf | https://www.unikeyic.com/products/circuit-protection-modules/a9l020201/997507299.html
A9L020300 | Schneider Electric | 1: 128.7146 3: 126.5694 6: 123.3515 | [64 empty] | 23 | https://www.unikeyic.com/media/about_us/Unikey_ISO_9001_Certification.pdf | https://www.unikeyic.com/products/circuit-protection-modules/a9l020300/997640636.html
A9L020400 | Schneider Electric | 1: 153.7662 3: 151.2034 6: 147.3593 | [64 empty] | 103 | https://www.unikeyic.com/media/about_us/Unikey_ISO_9001_Certification.pdf | https://www.unikeyic.com/products/circuit-protection-modules/a9l020400/997484768.html
A9L020401 | Schneider Electric | 1: 226.1593 3: 222.3899 6: 216.736 | [64 empty] | 14 | https://www.unikeyic.com/media/about_us/Unikey_ISO_9001_Certification.pdf | https://www.unikeyic.com/products/circuit-protection-modules/a9l020401/997640343.html
A9L040300 | Schneider Electric | 1: 167.0225 3: 164.2388 6: 160.0633 | [64 empty] | 28 | https://www.unikeyic.com/media/about_us/Unikey_ISO_9001_Certification.pdf | https://www.unikeyic.com/products/circuit-protection-modules/a9l040300/997514972.html
A9L040301 | Schneider Electric | 1: 205.669 3: 202.2412 6: 197.0994 | [64 empty] | 10 | https://www.unikeyic.com/media/about_us/Unikey_ISO_9001_Certification.pdf | https://www.unikeyic.com/products/circuit-protection-modules/a9l040301/997718207.html
A9L065400 | Schneider Electric | 1: 266.9082 3: 262.4597 6: 255.787 | [64 empty] | 60 | https://www.unikeyic.com/media/about_us/Unikey_ISO_9001_Certification.pdf | https://www.unikeyic.com/products/circuit-protection-modules/a9l065400/997490279.html
A9L080600 | Schneider Electric | 1: 356.1924 3: 350.2558 6: 341.351 | [64 empty] | 4 | https://www.unikeyic.com/media/about_us/Unikey_ISO_9001_Certification.pdf | https://www.unikeyic.com/products/circuit-protection-modules/a9l080600/997477031.html
A9L101554 | Schneider Electric | 1: 177.624 3: 174.6636 6: 170.223 | [64 empty] | 19 | https://www.unikeyic.com/media/about_us/Unikey_ISO_9001_Certification.pdf | https://www.unikeyic.com/products/circuit-protection-modules/a9l101554/997539478.html
A9L102564 | Schneider Electric | 1: 225.2506 3: 221.4964 6: 215.8651 | [64 empty] | 17 | https://www.unikeyic.com/media/about_us/Unikey_ISO_9001_Certification.pdf | https://www.unikeyic.com/products/circuit-protection-modules/a9l102564/997473945.html
A9L201013 | Schneider Electric | 1: 45.3993 3: 44.6427 6: 43.5077 | [64 empty] | 9 | https://www.unikeyic.com/media/about_us/Unikey_ISO_9001_Certification.pdf | https://www.unikeyic.com/products/circuit-protection-modules/a9l201013/997750827.html
A9L204042 | Schneider Electric | 1: 57.2481 3: 56.2939 6: 54.8627 | [64 empty] | 13 | https://www.unikeyic.com/media/about_us/Unikey_ISO_9001_Certification.pdf | https://www.unikeyic.com/products/circuit-protection-modules/a9l204042/997547483.html
A9L204043 | Schneider Electric | 1: 78.4689 3: 77.1611 6: 75.1993 | [64 empty] | 1 | https://www.unikeyic.com/media/about_us/Unikey_ISO_9001_Certification.pdf | https://www.unikeyic.com/products/circuit-protection-modules/a9l204043/997510388.html
A9L20600 | Schneider Electric | 1: 789.4045 | Schneider Electric A9L20600 | [27 empty] | 85mm(Length)*72mm(width) |  |  |  | DIN rail mounting | [8 empty] | -25℃~60℃ | [22 empty] | 1 | https://www.unikeyic.com/media/about_us/Unikey_ISO_9001_Certification.pdf | https://www.unikeyic.com/products/circuit-protection-modules/a9l20600/997662431.html
A9L206543 | Schneider Electric | 1: 78.5758 3: 77.2662 6: 75.3018 | [64 empty] | 1 | https://www.unikeyic.com/media/about_us/Unikey_ISO_9001_Certification.pdf | https://www.unikeyic.com/products/circuit-protection-modules/a9l206543/997466567.html
A9L40600 | Schneider Electric | 1: 1221.0252 | Schneider Electric A9L40600 Industrial Surge Protector | [27 empty] | 85mm(Length)*72mm(width) |  |  |  | DIN rail mounting | [8 empty] | -25℃~60℃ | [22 empty] | 1 | https://www.unikeyic.com/media/about_us/Unikey_ISO_9001_Certification.pdf | https://www.unikeyic.com/products/circuit-protection-modules/a9l40600/997653652.html
A9L916606 | Schneider Electric | 1: 251.0861 3: 246.9014 6: 240.6242 | [64 empty] | 2 | https://www.unikeyic.com/media/about_us/Unikey_ISO_9001_Certification.pdf | https://www.unikeyic.com/products/circuit-protection-modules/a9l916606/997574097.html
A9L916614 | Schneider Electric | 1: 198.3459 3: 195.0402 6: 190.0815 | [64 empty] | 7 | https://www.unikeyic.com/media/about_us/Unikey_ISO_9001_Certification.pdf | https://www.unikeyic.com/products/circuit-protection-modules/a9l916614/997589239.html
A9N15636 | Schneider Electric | 1: 21.0504 | Schneider Electric A9N15636 Fuse Switch Disconnector | [31 empty] | DIN rail mounting | [8 empty] | -20℃~60℃ | [22 empty] | 6 | https://www.unikeyic.com/media/about_us/Unikey_ISO_9001_Certification.pdf | https://www.unikeyic.com/products/circuit-protection-modules/a9n15636/997540288.html
A9N19808 | Schneider Electric | 1: 15.5904 5: 15.3306 10: 14.9408 | [28 empty] | 81mm(Length)*27mm(width) | [35 empty] | 2 | https://www.unikeyic.com/media/about_us/Unikey_ISO_9001_Certification.pdf | https://www.unikeyic.com/products/circuit-protection-modules/a9n19808/997443207.html
A9N19818 | Schneider Electric | 1: 49.3905 3: 48.5673 6: 47.3326 | [28 empty] | 81mm*81mm*86mm |  |  |  | DIN rail mounting | [31 empty] | 1 | https://www.unikeyic.com/media/about_us/Unikey_ISO_9001_Certification.pdf | https://www.unikeyic.com/products/circuit-protection-modules/a9n19818/997445949.html
A9N19827 | Schneider Electric | 1: 98.5672 3: 96.9244 6: 94.4602 | [28 empty] | 108mm(width)*86mm(height) |  |  |  | DIN rail mounting | [31 empty] | 4 | https://www.unikeyic.com/media/about_us/Unikey_ISO_9001_Certification.pdf | https://www.unikeyic.com/products/circuit-protection-modules/a9n19827/997387376.html
A9N22023 | Schneider Electric | 1: 11.6884 5: 11.4936 10: 11.2014 | [28 empty] | 36mm(width)*84mm(height) | [35 empty] | 62 | https://www.unikeyic.com/media/about_us/Unikey_ISO_9001_Certification.pdf | https://www.unikeyic.com/products/circuit-protection-modules/a9n22023/997381027.html
A9N22050 | Schneider Electric | 1: 2.1738 5: 2.1375 10: 2.0832 | [28 empty] | 84mm(Length) | [35 empty] | 36 | https://www.unikeyic.com/media/about_us/Unikey_ISO_9001_Certification.pdf | https://www.unikeyic.com/products/circuit-protection-modules/a9n22050/997341612.html
A9N22072 | Schneider Electric | 1: 17.7642 5: 17.4681 10: 17.024 | [28 empty] | 84mm(Length) | [35 empty] | 8 | https://www.unikeyic.com/media/about_us/Unikey_ISO_9001_Certification.pdf | https://www.unikeyic.com/products/circuit-protection-modules/a9n22072/997407073.html
A9N22108 | Schneider Electric | 1: 6.5569 5: 6.4476 10: 6.2837 | [28 empty] | 84mm(Length)*18mm(width) | [35 empty] | 3 | https://www.unikeyic.com/media/about_us/Unikey_ISO_9001_Certification.pdf | https://www.unikeyic.com/products/circuit-protection-modules/a9n22108/997361474.html
A9N22112 | Schneider Electric | 1: 11.332 5: 11.1431 10: 10.8598 | [64 empty] | 50 | https://www.unikeyic.com/media/about_us/Unikey_ISO_9001_Certification.pdf | https://www.unikeyic.com/products/circuit-protection-modules/a9n22112/997389175.html
A9N26923 | Schneider Electric | 1: 66.8053 | Schneider Electric A9N26923 | [31 empty] | DIN rail mounting | [31 empty] | 3 | https://www.unikeyic.com/media/about_us/Unikey_ISO_9001_Certification.pdf | https://www.unikeyic.com/products/circuit-protection-modules/a9n26923/997558479.html
A9N26924 | Schneider Electric | 1: 18.9015 | [41 empty] | -25℃~50℃ | [22 empty] | 5 | https://www.unikeyic.com/media/about_us/Unikey_ISO_9001_Certification.pdf | https://www.unikeyic.com/products/circuit-protection-modules/a9n26924/997461509.html
A9N26929 | Schneider Electric | 1: 17.8889 3: 17.5908 6: 17.1435 | [32 empty] | DIN rail mounting | [8 empty] | -37℃~70℃ | [22 empty] | 62 | https://www.unikeyic.com/media/about_us/Unikey_ISO_9001_Certification.pdf | https://www.unikeyic.com/products/circuit-protection-modules/a9n26929/997460739.html
A9N26946 | Schneider Electric | 1: 129.8633 | Schneider Electric A9N26946 | [31 empty] | DIN rail mounting | [31 empty] | 7 | https://www.unikeyic.com/media/about_us/Unikey_ISO_9001_Certification.pdf | https://www.unikeyic.com/products/circuit-protection-modules/a9n26946/997332875.html
A9N26963 | Schneider Electric | 1: 214.9969 | Schneider Electric A9N26963 Circuit Trip | [63 empty] | 1 | https://www.unikeyic.com/media/about_us/Unikey_ISO_9001_Certification.pdf | https://www.unikeyic.com/products/circuit-protection-modules/a9n26963/997378993.html
A9P08625 | Schneider Electric | 1: 6.6348 5: 6.4137 10: 6.1925 | iDPNa C 25A 4.5KA | [27 empty] | 94mm(Length)*18mm(width) | [35 empty] | 7 | https://www.unikeyic.com/media/about_us/Unikey_ISO_9001_Certification.pdf | https://www.unikeyic.com/products/circuit-protection-modules/a9p08625/997369759.html
A9P18602 | Schneider Electric | 1: 8.0714 5: 7.9369 10: 7.7351 | [28 empty] | 18mm(width)*94mm(height) |  |  |  | DIN rail mounting | [31 empty] | 108 | https://www.unikeyic.com/media/about_us/Unikey_ISO_9001_Certification.pdf | https://www.unikeyic.com/products/circuit-protection-modules/a9p18602/997348198.html
A9P18606 | Schneider Electric | 1: 7.5257 3: 7.2749 6: 7.024 | iDPNN C 6A 6KA | [27 empty] | 94mm*18mm*94mm |  |  |  | DIN rail mounting | [31 empty] | 5 | https://www.unikeyic.com/media/about_us/Unikey_ISO_9001_Certification.pdf | https://www.unikeyic.com/products/circuit-protection-modules/a9p18606/997362807.html
A9P18610 | Schneider Electric | 1: 6.2184 5: 6.1147 10: 5.9593 | [28 empty] | 94mm*18mm*94mm |  |  |  | DIN rail mounting | [31 empty] | 216 | https://www.unikeyic.com/media/about_us/Unikey_ISO_9001_Certification.pdf | https://www.unikeyic.com/products/circuit-protection-modules/a9p18610/997362830.html
A9P18620 | Schneider Electric | 1: 6.254 5: 6.1498 10: 5.9934 | [28 empty] | 18mm(width)*94mm(height) |  |  |  | DIN rail mounting | [31 empty] | 21 | https://www.unikeyic.com/media/about_us/Unikey_ISO_9001_Certification.pdf | https://www.unikeyic.com/products/circuit-protection-modules/a9p18620/997445184.html
A9P18640 | Schneider Electric | 1: 7.0023 5: 6.8856 10: 6.7106 | [28 empty] | 94mm*18mm*94mm |  |  |  | DIN rail mounting | [31 empty] | 377 | https://www.unikeyic.com/media/about_us/Unikey_ISO_9001_Certification.pdf | https://www.unikeyic.com/products/circuit-protection-modules/a9p18640/997434977.html
A9P28616 | Schneider Electric | 1: 11.2697 3: 10.894 6: 10.5183 | iDPNH C 16A 10KA | [27 empty] | 18mm(width)*94mm(height) |  |  |  | DIN rail mounting | [31 empty] | 1 | https://www.unikeyic.com/media/about_us/Unikey_ISO_9001_Certification.pdf | https://www.unikeyic.com/products/circuit-protection-modules/a9p28616/997411218.html
A9P44625 | Schneider Electric | 1: 84.0647 | Schneider Electric A9P44625 | [27 empty] | 18mm(width)*85mm(height) |  |  |  | DIN rail mounting | [31 empty] | 1 | https://www.unikeyic.com/media/about_us/Unikey_ISO_9001_Certification.pdf | https://www.unikeyic.com/products/circuit-protection-modules/a9p44625/997579495.html
A9R12463 | Schneider Electric | 1: 413.9856 5: 413.9856 10: 413.9856 | EARTH LEAKAGE PROTECTOR, 4P, 63A, 415VAC; Product Range:iID Series; Voltage Rating VAC:415VAC; Voltage Rating V DC:-; Current Rating:63A; No. of Poles:4 Pole; Overload Current:1.5kA; Insulation Voltage:500V; SVHC:No SVHC | [31 empty] | DIN rail mounting | [31 empty] | 6 | https://www.unikeyic.com/media/about_us/Unikey_ISO_9001_Certification.pdf | https://www.unikeyic.com/products/circuit-protection-modules/a9r12463/997532117.html
A9R21440 | Schneider Electric | 1: 335.7519 | Schneider Electric A9R21440 RCCB | [31 empty] | DIN rail mounting | [31 empty] | 15 | https://www.unikeyic.com/media/about_us/Unikey_ISO_9001_Certification.pdf | https://www.unikeyic.com/products/circuit-protection-modules/a9r21440/997604760.html
A9R41440 | Schneider Electric | 1: 411.7217 | Schneider Electric A9R41440 RCCB | [31 empty] | DIN rail mounting | [31 empty] | 1 | https://www.unikeyic.com/media/about_us/Unikey_ISO_9001_Certification.pdf | https://www.unikeyic.com/products/circuit-protection-modules/a9r41440/997723541.html
A9R61225 | Schneider Electric | 1: 426.318 | Schneider Electric A9R61225 RCCB | [31 empty] | DIN rail mounting | [31 empty] | 2 | https://www.unikeyic.com/media/about_us/Unikey_ISO_9001_Certification.pdf | https://www.unikeyic.com/products/circuit-protection-modules/a9r61225/997501837.html
A9S60432 | Schneider Electric | 1: 236.4297 | Schneider Electric A9S60432 Isolating switch | [27 empty] | 36mm(Length)*77mm(width) | [12 empty] | 50℃(max) | [22 empty] | 3 | https://www.unikeyic.com/media/about_us/Unikey_ISO_9001_Certification.pdf | https://www.unikeyic.com/products/circuit-protection-modules/a9s60432/997634513.html
A9S61120 | Schneider Electric | 1: 68.2255 | Schneider Electric A9S61120 Isolating switch | [27 empty] | 18mm(Length)*77mm(width) |  |  |  | DIN rail mounting | [8 empty] | 50℃(max) | [22 empty] | 3 | https://www.unikeyic.com/media/about_us/Unikey_ISO_9001_Certification.pdf | https://www.unikeyic.com/products/circuit-protection-modules/a9s61120/997557461.html
A9S65163 | Schneider Electric | 1: 33.9448 | Schneider Electric A9S65163 | [27 empty] | 18mm(Length)*82mm(width) | [35 empty] | 1 | https://www.unikeyic.com/media/about_us/Unikey_ISO_9001_Certification.pdf | https://www.unikeyic.com/products/circuit-protection-modules/a9s65163/997753150.html
A9S65363 | Schneider Electric | 1: 91.0456 | Schneider Electric A9S65363 Isolating switch | [27 empty] | 54mm(Length)*82mm(width) |  |  |  | DIN rail mounting | [8 empty] | -25℃~60℃ | [22 empty] | 14 | https://www.unikeyic.com/media/about_us/Unikey_ISO_9001_Certification.pdf | https://www.unikeyic.com/products/circuit-protection-modules/a9s65363/997468136.html
A9S65491 | Schneider Electric | 1: 183.0222 | Schneider Electric A9S65491 Isolating switch | [27 empty] | 72mm(Length)*72mm(width) |  |  |  | DIN rail mounting | [31 empty] | 10 | https://www.unikeyic.com/media/about_us/Unikey_ISO_9001_Certification.pdf | https://www.unikeyic.com/products/circuit-protection-modules/a9s65491/997528459.html
A9S68363 | Schneider Electric | 1: 18.762 3: 18.4493 6: 17.9802 | [28 empty] | 54mm(Length)*85mm(width) |  |  |  | DIN rail mounting | [8 empty] | -25℃~60℃ | [22 empty] | 21 | https://www.unikeyic.com/media/about_us/Unikey_ISO_9001_Certification.pdf | https://www.unikeyic.com/products/circuit-protection-modules/a9s68363/997422220.html
A9S68392 | Schneider Electric | 1: 39.4661 3: 38.8083 6: 37.8216 | [28 empty] | 54mm(Length)*85mm(width) |  |  |  | DIN rail mounting | [8 empty] | -25℃~60℃ | [22 empty] | 12 | https://www.unikeyic.com/media/about_us/Unikey_ISO_9001_Certification.pdf | https://www.unikeyic.com/products/circuit-protection-modules/a9s68392/997353302.html
A9S68432 | Schneider Electric | 1: 17.2831 5: 16.9951 10: 16.563 | [28 empty] | 72mm(Length)*85mm(width) |  |  |  | DIN rail mounting | [8 empty] | -25℃~60℃ | [22 empty] | 30 | https://www.unikeyic.com/media/about_us/Unikey_ISO_9001_Certification.pdf | https://www.unikeyic.com/products/circuit-protection-modules/a9s68432/997354850.html
A9V08363 | Schneider Electric | 1: 32.6775 3: 32.1329 6: 31.316 | [64 empty] | 1 | https://www.unikeyic.com/media/about_us/Unikey_ISO_9001_Certification.pdf | https://www.unikeyic.com/products/circuit-protection-modules/a9v08363/997366419.html
A9V08440 | Schneider Electric | 1: 30.0405 3: 29.5399 6: 28.7888 | [64 empty] | 360 | https://www.unikeyic.com/media/about_us/Unikey_ISO_9001_Certification.pdf | https://www.unikeyic.com/products/circuit-protection-modules/a9v08440/997427622.html
A9V62463 | Schneider Electric | 1: 93.6317 3: 92.0712 6: 89.7304 | [64 empty] | 2 | https://www.unikeyic.com/media/about_us/Unikey_ISO_9001_Certification.pdf | https://www.unikeyic.com/products/circuit-protection-modules/a9v62463/997432708.html
A9XMC2D3 | Schneider Electric | 1: 246.6554 | Schneider Electric A9XMC2D3 | [63 empty] | 1 | https://www.unikeyic.com/media/about_us/Unikey_ISO_9001_Certification.pdf | https://www.unikeyic.com/products/circuit-protection-modules/a9xmc2d3/997431449.html
A9XPCM04 | Schneider Electric | 1: 145.8616 | Schneider Electric A9XPCM04 Connector | [63 empty] | 132 | https://www.unikeyic.com/media/about_us/Unikey_ISO_9001_Certification.pdf | https://www.unikeyic.com/products/circuit-protection-modules/a9xpcm04/997422921.html
A9Z61463 | Schneider Electric | 1: 2037.1218 | Schneider Electric A9Z61463 | [63 empty] | 1 | https://www.unikeyic.com/media/about_us/Unikey_ISO_9001_Certification.pdf | https://www.unikeyic.com/products/circuit-protection-modules/a9z61463/997459208.html
A9Z61480 | Schneider Electric | 1: 5040.9672 | Schneider Electric A9Z61480 | [63 empty] | 1 | https://www.unikeyic.com/media/about_us/Unikey_ISO_9001_Certification.pdf | https://www.unikeyic.com/products/circuit-protection-modules/a9z61480/997409443.html
A9Z64240 | Schneider Electric | 1: 1985.9959 | Schneider Electric A9Z64240 | [63 empty] | 1 | https://www.unikeyic.com/media/about_us/Unikey_ISO_9001_Certification.pdf | https://www.unikeyic.com/products/circuit-protection-modules/a9z64240/997364812.html
A9Z66463 | Schneider Electric | 1: 2674.0382 | Schneider Electric A9Z66463 | [63 empty] | 1 | https://www.unikeyic.com/media/about_us/Unikey_ISO_9001_Certification.pdf | https://www.unikeyic.com/products/circuit-protection-modules/a9z66463/997456215.html
ABE7R16S210 | Schneider Electric | 1: 493.6437 | Schneider Electric ABE7R16S210 base |  |  |  | ABE7R |  |  |  | 24VDC |  |  |  | SPST-NO (1 Form A) | - | 10 A | [6 empty] | - | [9 empty] | 1 (Unlimited) |  | DIN Rail | 19.7 VDC | 2.4 VDC |  |  |  |  | 12 ms |  | -5°C ~ 60°C |  |  |  | Box |  | General Purpose | 10 ms | 16605168 | - | Telefast ABE7 |  |  | 250VAC, 30VDC - Max |  | Screw Terminal | [6 empty] | 15 | https://www.unikeyic.com/media/about_us/Unikey_ISO_9001_Certification.pdf | https://www.unikeyic.com/products/circuit-protection-modules/abe7r16s210/997563327.html
ABR7S21 | Schneider Electric | 1: 23.0135 | Schneider Electric ABR7S21 Power relay |  |  |  | ABR7S |  | 15 mA | 1.6 kOhms | 24VDC |  |  |  | SPST-NO (1 Form A) | - | 5 A | [6 empty] | - | [9 empty] | Not Applicable |  | Through Hole | 19.7 VDC | 2.4 VDC | [6 empty] | - |  |  |  | Box |  | General Purpose |  | 16716574 | - | Telefast ABE7 |  |  | 250VAC, 130VDC - Max |  | PC Pin | [6 empty] | 116 | https://www.unikeyic.com/media/about_us/Unikey_ISO_9001_Certification.pdf | https://www.unikeyic.com/products/circuit-protection-modules/abr7s21/997667236.html
AR00719 | TDK-Lambda | 1,000: 2.1294 5,000: 1.983 | (TCO) AC DC 139°C (282°F) 、Box | [30 empty] | Not Applicable | [13 empty] | Radial, Box | Box |  |  |  | 9975921 |  | A5MC | [11 empty] | 3565 | https://www.unikeyic.com/media/datasheet/74/00/760d/7400760dc9ea8195a089876658e3acdd.pdf | https://www.unikeyic.com/products/circuit-protection-modules/ar00719/1227726.html
BDL36030 | Schneider Electric | 1: 1057.32 | MOLDED CASE CIRCUIT BRKR 600Y/34 | [63 empty] | 1 | https://www.unikeyic.com/media/about_us/Unikey_ISO_9001_Certification.pdf | https://www.unikeyic.com/products/circuit-protection-modules/bdl36030/997657324.html
C25N3TM200 | Schneider Electric | 1: 237.204 3: 229.2972 6: 221.3904 | NSX250N 50kA AC 3P3D 200A TMD | [63 empty] | 15 | https://www.unikeyic.com/media/about_us/Unikey_ISO_9001_Certification.pdf | https://www.unikeyic.com/products/circuit-protection-modules/c25n3tm200/997402484.html
CA2KN22F7 | Schneider Electric | 1: 12.1873 5: 11.9841 10: 11.6795 | [28 empty] | 58mm(Length)*45mm(width) |  |  |  | DINRail installation, board mount | [8 empty] | -25℃~50℃ | [22 empty] | 2 | https://www.unikeyic.com/media/about_us/Unikey_ISO_9001_Certification.pdf | https://www.unikeyic.com/products/circuit-protection-modules/ca2kn22f7/997389950.html
CA2KN22P7 | Schneider Electric | 1: 30.7399 6: 23.6183 12: 23.2632 | Schneider Electric CA2KN22P7 Contactors | [27 empty] | 58mm(Length)*45mm(width) | [12 empty] | -25℃~50℃ | [22 empty] | 12 | https://www.unikeyic.com/media/about_us/Unikey_ISO_9001_Certification.pdf | https://www.unikeyic.com/products/circuit-protection-modules/ca2kn22p7/997381827.html
CA2KN22Q7 | Schneider Electric | 1: 75.0727 | Schneider Electric CA2KN22Q7 control relay | [27 empty] | 57mm(Length) |  |  |  | board mount | [8 empty] | -25℃~50℃ | [22 empty] | 8 | https://www.unikeyic.com/media/about_us/Unikey_ISO_9001_Certification.pdf | https://www.unikeyic.com/products/circuit-protection-modules/ca2kn22q7/997348463.html
CA2KN22V7 | Schneider Electric | 1: 71.7921 5: 55.1604 10: 50.7474 | Schneider Electric CA2KN22V7 Contactors | [27 empty] | 58mm(Length)*45mm(width) |  |  |  | DINRail installation, base mount | [8 empty] | -25℃~50℃ | [22 empty] | 4 | https://www.unikeyic.com/media/about_us/Unikey_ISO_9001_Certification.pdf | https://www.unikeyic.com/products/circuit-protection-modules/ca2kn22v7/997479956.html
CA2KN31B7 | Schneider Electric | 1: 77.412 2: 72.2512 3: 72.2512 5: 70.961 10: 69.6708 20: 69.6708 | CONTACTOR, 3PST-NO/SPST-NC, 24V, DINRAIL; Load Current Inductive:-; Relay Mounting:DIN Rail, Panel; Operating Voltage:690V; Contact Configuration:3PST-NO, SPST-NC; No. of Poles:4 Pole; Switching Power AC3:-; Switching Cu | [27 empty] | 58mm(Length)*45mm(width) |  |  |  | DIN rail mounting | [8 empty] | -25℃~50℃ | [22 empty] | 1 | https://www.unikeyic.com/media/about_us/Unikey_ISO_9001_Certification.pdf | https://www.unikeyic.com/products/circuit-protection-modules/ca2kn31b7/997366453.html
CA2KN31P72 | Schneider Electric | 1: 84.1061 | Schneider Electric CA2KN31P72 Contactors | [31 empty] | DINRail installation, base mount | [8 empty] | -25℃(min) | [22 empty] | 9 | https://www.unikeyic.com/media/about_us/Unikey_ISO_9001_Certification.pdf | https://www.unikeyic.com/products/circuit-protection-modules/ca2kn31p72/997533641.html
CA2SK11F7 | Schneider Electric |  | Schneider Electric CA2SK11F7 Contactors | [27 empty] | 56mm(Length)*27mm(width) |  |  |  | DIN rail mounting | [8 empty] | -25℃~50℃ | [23 empty] | https://www.unikeyic.com/media/about_us/Unikey_ISO_9001_Certification.pdf | https://www.unikeyic.com/products/circuit-protection-modules/ca2sk11f7/997646839.html
CA2SK20B7 | Schneider Electric | 1: 81.7337 | Schneider Electric CA2SK20B7 Contactors | [27 empty] | 56mm(Length)*27mm(width) |  |  |  | DINRail installation, base mount | [8 empty] | -20℃~50℃ | [22 empty] | 21 | https://www.unikeyic.com/media/about_us/Unikey_ISO_9001_Certification.pdf | https://www.unikeyic.com/products/circuit-protection-modules/ca2sk20b7/997577161.html
CA2SK20G7 | Schneider Electric | 1: 74.1331 | Schneider Electric CA2SK20G7 | [27 empty] | 56mm(Length)*27mm(width) |  |  |  | DINRail installation, base mount | [8 empty] | -25℃~50℃ | [22 empty] | 24 | https://www.unikeyic.com/media/about_us/Unikey_ISO_9001_Certification.pdf | https://www.unikeyic.com/products/circuit-protection-modules/ca2sk20g7/997609681.html
CA3KN22BD3 | Schneider Electric | 1: 73.17 3: 71.7198 5: 70.2697 | Schneider Electric CA3KN22BD3 Contactor | [27 empty] | 58mm(Length)*45mm(width) |  |  |  | DINRail installation, board mount | [8 empty] | -25℃~50℃ | [22 empty] | 9 | https://www.unikeyic.com/media/about_us/Unikey_ISO_9001_Certification.pdf | https://www.unikeyic.com/products/circuit-protection-modules/ca3kn22bd3/997392497.html
CA3KN40FD | Schneider Electric | 1: 91.9869 | Schneider Electric CA3KN40FD Contactors | [27 empty] | 58mm(Length)*45mm(width) |  |  |  | DINRail installation, base mount | [8 empty] | -25℃~50℃ | [22 empty] | 1 | https://www.unikeyic.com/media/about_us/Unikey_ISO_9001_Certification.pdf | https://www.unikeyic.com/products/circuit-protection-modules/ca3kn40fd/997421652.html
CAD323BD | Schneider Electric | 1: 150.0403 | Schneider Electric CAD323BD Contactor | [27 empty] | 99mm(Length)*45mm(width) |  |  |  | DIN rail mounting | [8 empty] | -5℃~60℃ | [22 empty] | 1 | https://www.unikeyic.com/media/about_us/Unikey_ISO_9001_Certification.pdf | https://www.unikeyic.com/products/circuit-protection-modules/cad323bd/997396142.html
CAD323FE7 | Schneider Electric | 1: 86.5139 | Schneider Electric CAD323FE7 | [31 empty] | DIN rail mounting | [31 empty] | 3 | https://www.unikeyic.com/media/about_us/Unikey_ISO_9001_Certification.pdf | https://www.unikeyic.com/products/circuit-protection-modules/cad323fe7/997348024.html
CAD326M7 | Schneider Electric | 1: 97.168 | Schneider Electric CAD326M7 Contactors | [27 empty] | 77mm(Length)*45mm(width) |  |  |  | DIN rail mounting | [8 empty] | -40℃~70℃ | [22 empty] | 8 | https://www.unikeyic.com/media/about_us/Unikey_ISO_9001_Certification.pdf | https://www.unikeyic.com/products/circuit-protection-modules/cad326m7/997452464.html
CAD32BL | Schneider Electric | 1: 34.5662 3: 33.9901 6: 33.126 | [28 empty] | 99mm(Length)*45mm(width) |  |  |  | board mount | [8 empty] | -5℃~60℃ | [22 empty] | 3 | https://www.unikeyic.com/media/about_us/Unikey_ISO_9001_Certification.pdf | https://www.unikeyic.com/products/circuit-protection-modules/cad32bl/997373092.html
CAD32D7 | Schneider Electric | 1: 55.5181 | [28 empty] | 77mm(Length)*45mm(width) |  |  |  | board mount | [8 empty] | -40℃(min) | [22 empty] | 13 | https://www.unikeyic.com/media/about_us/Unikey_ISO_9001_Certification.pdf | https://www.unikeyic.com/products/circuit-protection-modules/cad32d7/997434460.html
CAD32E7C | Schneider Electric | 1: 11.8309 5: 11.6337 10: 11.338 | [28 empty] | 45mm(Length)*77mm(width) |  |  |  | DIN rail mounting | [8 empty] | -40℃~70℃ | [22 empty] | 184 | https://www.unikeyic.com/media/about_us/Unikey_ISO_9001_Certification.pdf | https://www.unikeyic.com/products/circuit-protection-modules/cad32e7c/997426608.html
CAD32FE7 | Schneider Electric | 1: 100.3576 | Schneider Electric CAD32FE7 Contactors | [31 empty] | DINRail installation, board mount | [8 empty] | -40℃~70℃ | [22 empty] | 70 | https://www.unikeyic.com/media/about_us/Unikey_ISO_9001_Certification.pdf | https://www.unikeyic.com/products/circuit-protection-modules/cad32fe7/997398912.html
CAD32G7 | Schneider Electric | 1: 91.101 | [28 empty] | 77mm(Length)*45mm(width) |  |  |  | DIN rail mounting | [8 empty] | -40℃(min) | [22 empty] | 5 | https://www.unikeyic.com/media/about_us/Unikey_ISO_9001_Certification.pdf | https://www.unikeyic.com/products/circuit-protection-modules/cad32g7/997431876.html
CAD32M7C | Schneider Electric | 1: 11.8309 5: 11.6337 10: 11.338 | [28 empty] | 45mm(Length)*77mm(width) |  |  |  | DIN rail mounting | [8 empty] | -40℃~70℃ | [22 empty] | 19 | https://www.unikeyic.com/media/about_us/Unikey_ISO_9001_Certification.pdf | https://www.unikeyic.com/products/circuit-protection-modules/cad32m7c/997451743.html
CAD32MDC | Schneider Electric | 1: 32.8735 3: 32.3256 6: 31.5038 | [28 empty] | 45mm(Length)*77mm(width) |  |  |  | DIN rail mounting | [8 empty] | -40℃~70℃ | [22 empty] | 67 | https://www.unikeyic.com/media/about_us/Unikey_ISO_9001_Certification.pdf | https://www.unikeyic.com/products/circuit-protection-modules/cad32mdc/997449054.html
CAD32P7 | Schneider Electric | 1: 105.1209 6: 95.3575 12: 94.0285 | Schneider Electric CAD32P7 Contactors | [27 empty] | 77mm*45mm*77mm |  |  |  | DIN rail mounting | [8 empty] | -5℃~60℃ | [22 empty] | 38 | https://www.unikeyic.com/media/about_us/Unikey_ISO_9001_Certification.pdf | https://www.unikeyic.com/products/circuit-protection-modules/cad32p7/997392742.html
CAD32Q7C | Schneider Electric | 1: 12.2942 5: 12.0893 10: 11.7819 | [28 empty] | 45mm(Length)*77mm(width) |  |  |  | DIN rail mounting | [8 empty] | -40℃~70℃ | [22 empty] | 83 | https://www.unikeyic.com/media/about_us/Unikey_ISO_9001_Certification.pdf | https://www.unikeyic.com/products/circuit-protection-modules/cad32q7c/997380728.html
CAD503BD | Schneider Electric | 1: 150.3903 | Schneider Electric CAD503BD | [63 empty] | 1 | https://www.unikeyic.com/media/about_us/Unikey_ISO_9001_Certification.pdf | https://www.unikeyic.com/products/circuit-protection-modules/cad503bd/997423745.html
CAD50MD | Schneider Electric | 1: 146.692 | Schneider Electric CAD50MD Contactors | [27 empty] | 77mm(Length)*45mm(width) |  |  |  | board mount | [8 empty] | -40℃~70℃ | [22 empty] | 1 | https://www.unikeyic.com/media/about_us/Unikey_ISO_9001_Certification.pdf | https://www.unikeyic.com/products/circuit-protection-modules/cad50md/997426255.html
CAD50MDC | Schneider Electric | 1: 33.8001 3: 33.2367 6: 32.3917 | [28 empty] | 77mm(Length)*45mm(width) |  |  |  | board mount | [8 empty] | -40℃~70℃ | [22 empty] | 50 | https://www.unikeyic.com/media/about_us/Unikey_ISO_9001_Certification.pdf | https://www.unikeyic.com/products/circuit-protection-modules/cad50mdc/997394305.html
CAD50P7 | Schneider Electric | 1: 52.7251 | [28 empty] | 77mm(Length)*45mm(width) |  |  |  | board mount | [8 empty] | -5℃~60℃ | [22 empty] | 287 | https://www.unikeyic.com/media/about_us/Unikey_ISO_9001_Certification.pdf | https://www.unikeyic.com/products/circuit-protection-modules/cad50p7/997387705.html
CAN40B5N | Schneider Electric | 1: 9.4968 5: 9.3385 10: 9.1011 | [28 empty] | 74mm(Length)*45mm(width) |  |  |  | board mount | [8 empty] | -20℃~70℃ | [22 empty] | 21 | https://www.unikeyic.com/media/about_us/Unikey_ISO_9001_Certification.pdf | https://www.unikeyic.com/products/circuit-protection-modules/can40b5n/997372016.html
CCT15365 | Schneider Electric | 1: 103.8899 | [28 empty] | 90mm(height) | [35 empty] | 12 | https://www.unikeyic.com/media/about_us/Unikey_ISO_9001_Certification.pdf | https://www.unikeyic.com/products/circuit-protection-modules/cct15365/997389506.html
CCT15854 | Schneider Electric | 1: 160.6405 | [28 empty] | 89mm(height) | [35 empty] | 20 | https://www.unikeyic.com/media/about_us/Unikey_ISO_9001_Certification.pdf | https://www.unikeyic.com/products/circuit-protection-modules/cct15854/997739495.html
D31A3100 | celduc | 1: 6.6203 5: 6.6203 10: 5.9317 20: 5.9317 50: 5.9317 | Celduc Reed Relay, 5V DC Coil, SPST, 0.5 A Max Switching Current | [5 empty] | 10 mA | 500 Ohms | 5VDC |  |  |  | SPST-NO (1 Form A) | Rhodium (Rh) | 500 mA | [6 empty] | - | [9 empty] | 1 (Unlimited) |  | Through Hole | 3.75 VDC | 0.8 VDC |  |  |  |  | 1 ms |  | -40°C ~ 70°C |  |  |  | Tube |  |  | 50 µs |  | - | - |  |  | 100VDC - Max |  | PC Pin | [6 empty] | 878 | https://www.unikeyic.com/media/datasheet/2e/ea/8da0/87/86c01abc6ce2424f07c4d34d58ee91a8.pdf | https://www.unikeyic.com/products/circuit-protection-modules/d31a3100/33702797.html
D31A5100 | celduc | 5: 3.8558 10: 3.8558 20: 3.4548 50: 3.4548 | Celduc Reed Relay, 12V DC Coil, SPST, 0.5A Max Switching Current | [5 empty] | 12 mA | 1 kOhms | 12VDC |  |  |  | SPST-NO (1 Form A) | Rhodium (Rh) | 500 mA | [6 empty] | - | [9 empty] | 1 (Unlimited) |  | Through Hole | 9 VDC | 1 VDC |  |  |  |  | 1 ms |  | -40°C ~ 70°C |  |  |  | Tray |  |  | 50 µs |  | - | - |  |  | 100VDC - Max |  | PC Pin | [6 empty] | 119 | https://www.unikeyic.com/media/datasheet/b5/d1/fe36/b5/4da36d42e7fa7e80d46878ebf2702dbf.pdf | https://www.unikeyic.com/products/circuit-protection-modules/d31a5100/30843357.html
D31A7100 | celduc | 1: 7.3114 5: 7.3114 10: 6.551 20: 6.551 50: 6.551 | Celduc Reed Relay, 24V DC Coil, SPST, Max Switching Current 0.5 A | [5 empty] | 11.2 mA | 2.15 kOhms | 24VDC |  |  |  | SPST-NO (1 Form A) | Rhodium (Rh) | 500 mA | [6 empty] | - | [9 empty] | 1 (Unlimited) |  | Through Hole | 18 VDC | 2 VDC |  |  |  |  | 1 ms |  | -40°C ~ 70°C |  |  |  | Tube |  |  | 50 µs |  | - | - |  |  | 100VDC - Max |  | PC Pin | [6 empty] | 78 | https://www.unikeyic.com/media/datasheet/b5/d1/fe36/b5/4da36d42e7fa7e80d46878ebf2702dbf.pdf | https://www.unikeyic.com/products/circuit-protection-modules/d31a7100/29666537.html
DF101 | Schneider Electric | 2: 19.175 3: 18.408 5: 17.1808 10: 17.1808 20: 16.874 | CARTRIDGE FUSE HOLDER, 32A, 1P, 690V; | [12 empty] | - |  |  |  |  | 32 A |  |  |  | 10mm x 38mm |  | 0.394" Dia x 1.496" L (10mm x 38mm) | [8 empty] | DIN Rail |  |  | 1 | [9 empty] | Box | [5 empty] | - |  |  |  |  | Screw Terminal |  |  | 400V |  |  |  | 30 | https://www.unikeyic.com/media/about_us/Unikey_ISO_9001_Certification.pdf | https://www.unikeyic.com/products/circuit-protection-modules/df101/997698102.html
DF102V | Schneider Electric | 1: 36.6537 5: 34.4653 25: 33.3988 50: 32.7323 100: 31.8961 | Schneider Electric DF102V | [12 empty] | - |  |  |  |  | 32 A |  |  |  | 10mm x 38mm |  | 0.394" Dia x 1.496" L (10mm x 38mm) | [8 empty] | DIN Rail |  |  | 2 | [9 empty] | Box | [5 empty] | - |  |  |  |  | Screw Terminal |  |  | 690V |  |  |  | 250 | https://www.unikeyic.com/media/about_us/Unikey_ISO_9001_Certification.pdf | https://www.unikeyic.com/products/circuit-protection-modules/df102v/997675484.html
DF143C | Schneider Electric | 1: 171.3152 2: 168.256 3: 168.256 5: 165.1968 10: 165.1968 20: 165.1968 | CARTRIDGE FUSE HOLDER, 50A, 3P, 690V; | [12 empty] | - |  |  |  |  | 50 A |  |  |  | 14mm x 51mm |  | 0.551" W x 2.008" L (14mm x 51mm) | [8 empty] | DIN Rail |  |  | 3 | [9 empty] | Box | [5 empty] | - |  |  |  |  | Screw Terminal |  |  | 690V |  |  |  | 2 | https://www.unikeyic.com/media/about_us/Unikey_ISO_9001_Certification.pdf | https://www.unikeyic.com/products/circuit-protection-modules/df143c/997533856.html
DF143NC | Schneider Electric | 1: 131.0382 5: 128.4085 25: 125.8515 50: 123.3429 100: 120.8708 | Schneider Electric DF143NC | [12 empty] | - |  |  |  |  | 50 A |  |  |  | 14mm x 51mm |  | 0.551" W x 2.008" L (14mm x 51mm) | [8 empty] | DIN Rail |  |  | 3 | [9 empty] | Box | [5 empty] | - |  |  |  |  | Screw Terminal |  |  | 690V |  |  |  | 1 | https://www.unikeyic.com/media/about_us/Unikey_ISO_9001_Certification.pdf | https://www.unikeyic.com/products/circuit-protection-modules/df143nc/997672592.html
DF221N | Schneider Electric |  | Schneider Electric DF221N | [31 empty] | base mount | [32 empty] | https://www.unikeyic.com/media/about_us/Unikey_ISO_9001_Certification.pdf | https://www.unikeyic.com/products/circuit-protection-modules/df221n/997699138.html
DF81 | Schneider Electric | 1: 15.8177 | Schneider Electric DF81 Fuse holder | [12 empty] | - |  |  |  |  | 25 A |  |  |  | 8.5mm x 31.5mm |  | 0.335" Dia x 1.240" L (8.50mm x 31.50mm) | [8 empty] | DIN Rail |  |  | 1 | [9 empty] | Box | [5 empty] | - |  |  |  |  | Screw Terminal |  |  | 400V |  |  |  | 55 | https://www.unikeyic.com/media/about_us/Unikey_ISO_9001_Certification.pdf | https://www.unikeyic.com/products/circuit-protection-modules/df81/997748369.html
EA9C65C2030CA | Schneider Electric | 1: 13.5236 5: 13.2982 10: 12.9601 | [28 empty] | 35.45mm(width)*77mm(height) |  |  |  | DIN rail mounting | [31 empty] | 11 | https://www.unikeyic.com/media/about_us/Unikey_ISO_9001_Certification.pdf | https://www.unikeyic.com/products/circuit-protection-modules/ea9c65c2030ca/997374637.html
EA9RN2C2530CA | Schneider Electric | 1: 19.243 3: 18.9223 6: 18.4413 | [64 empty] | 89 | https://www.unikeyic.com/media/about_us/Unikey_ISO_9001_Certification.pdf | https://www.unikeyic.com/products/circuit-protection-modules/ea9rn2c2530ca/997362842.html
EA9RN2C3230CA | Schneider Electric | 1: 19.243 3: 18.9223 6: 18.4413 | [28 empty] | 72mm(width)*73mm(height) |  |  |  | DIN rail mounting | [31 empty] | 92 | https://www.unikeyic.com/media/about_us/Unikey_ISO_9001_Certification.pdf | https://www.unikeyic.com/products/circuit-protection-modules/ea9rn2c3230ca/997441204.html
EA9RN2C6330CA | Schneider Electric | 1: 26.7086 3: 26.2635 6: 25.5958 | [28 empty] | 72mm(width) |  |  |  | DIN rail mounting | [31 empty] | 31 | https://www.unikeyic.com/media/about_us/Unikey_ISO_9001_Certification.pdf | https://www.unikeyic.com/products/circuit-protection-modules/ea9rn2c6330ca/997408409.html
EA9RN3C2030CA | Schneider Electric | 1: 30.3969 3: 29.8903 6: 29.1304 | [64 empty] | 2 | https://www.unikeyic.com/media/about_us/Unikey_ISO_9001_Certification.pdf | https://www.unikeyic.com/products/circuit-protection-modules/ea9rn3c2030ca/997449792.html
EA9RN3C3230CA | Schneider Electric | 1: 31.5194 3: 30.9941 6: 30.2061 | [64 empty] | 15 | https://www.unikeyic.com/media/about_us/Unikey_ISO_9001_Certification.pdf | https://www.unikeyic.com/products/circuit-protection-modules/ea9rn3c3230ca/997330828.html
EA9RN4C4030CA | Schneider Electric | 1: 40.3213 3: 39.6493 6: 38.6413 | [28 empty] | 135mm(width)*73mm(height) |  |  |  | DIN rail mounting | [31 empty] | 44 | https://www.unikeyic.com/media/about_us/Unikey_ISO_9001_Certification.pdf | https://www.unikeyic.com/products/circuit-protection-modules/ea9rn4c4030ca/997389378.html
ECOM0010 | celduc | 1: 262.2832 | Temperature Controller Combined with Power Solid State Relays |  |  |  |  | - | [9 empty] | 0.05A @ 24VDC |  |  |  | No Delay | [11 empty] | 1 (Unlimited) |  | Chassis Mount | [8 empty] | 0°C ~ 45°C | Relay |  |  | Box | [5 empty] | - | [6 empty] | - |  |  |  | 24VDC | 1 | https://www.unikeyic.com/media/datasheet/b7/d8/57b3/b7/5375819c30a7422706afe4a06900bc47.pdf | https://www.unikeyic.com/products/circuit-protection-modules/ecom0010/21734632.html
ESD05000 | celduc | 1: 14.3382 | Celduc ESD05000 | [20 empty] | For 2 Relays | SP, ST Relays | [8 empty] | 1 (Unlimited) |  | DIN Rail |  |  |  |  | - | [7 empty] | Box | [5 empty] | - |  |  |  |  | Screw Terminal | [6 empty] | 10 | https://www.unikeyic.com/media/datasheet/74/c4/ab68/74/ea4bad54b2c64a16dc17b447081906b2.pdf | https://www.unikeyic.com/products/circuit-protection-modules/esd05000/29783979.html
EZ9D16810 | Schneider Electric | 1: 59.3238 | Schneider Electric EZ9D16810 RCBO | [27 empty] | 18mm(width)*110mm(height) |  |  |  | DIN rail mounting | [31 empty] | 8 | https://www.unikeyic.com/media/about_us/Unikey_ISO_9001_Certification.pdf | https://www.unikeyic.com/products/circuit-protection-modules/ez9d16810/997752390.html
EZ9D16840 | Schneider Electric | 1: 59.3238 | Schneider Electric EZ9D16840 RCBO | [27 empty] | 18mm(width)*110mm(height) |  |  |  | DIN rail mounting | [31 empty] | 1 | https://www.unikeyic.com/media/about_us/Unikey_ISO_9001_Certification.pdf | https://www.unikeyic.com/products/circuit-protection-modules/ez9d16840/997739508.html
EZ9F66132 | Schneider Electric | 1: 10.8618 | Schneider Electric EZ9F66132 Miniature Circuit Breaker (MCB) | [27 empty] | 82mm*72mm*82mm |  |  |  | DIN rail mounting | [31 empty] | 219 | https://www.unikeyic.com/media/about_us/Unikey_ISO_9001_Certification.pdf | https://www.unikeyic.com/products/circuit-protection-modules/ez9f66132/997476753.html
EZD630E4400ELK | Schneider Electric | 1: 927.6752 3: 912.214 6: 889.0221 | [64 empty] | 1 | https://www.unikeyic.com/media/about_us/Unikey_ISO_9001_Certification.pdf | https://www.unikeyic.com/products/circuit-protection-modules/ezd630e4400elk/997451642.html
GB2CB06 | Schneider Electric | 1: 77.9959 6: 59.3861 | Schneider Electric GB2CB06 Thermal circuit breaker | [17 empty] | 1A | [14 empty] | DIN Rail | [12 empty] | Bulk | [5 empty] | - | [11 empty] | 28 | https://www.unikeyic.com/media/about_us/Unikey_ISO_9001_Certification.pdf | https://www.unikeyic.com/products/circuit-protection-modules/gb2cb06/997526677.html
GB2CB10 | Schneider Electric | 1: 75.9783 6: 58.37 | Schneider Electric GB2CB10 Thermal circuit breaker | [17 empty] | 5A | [14 empty] | DIN Rail | [12 empty] | Bulk | [5 empty] | - | [11 empty] | 4 | https://www.unikeyic.com/media/about_us/Unikey_ISO_9001_Certification.pdf | https://www.unikeyic.com/products/circuit-protection-modules/gb2cb10/997658813.html
GB2CB14 | Schneider Electric | 1: 39.7667 5: 39.0827 | Schneider Electric GB2CB14 Thermal circuit breaker | [17 empty] | 8A | [14 empty] | DIN Rail | [12 empty] | Bulk | [5 empty] | - | [11 empty] | 1 | https://www.unikeyic.com/media/about_us/Unikey_ISO_9001_Certification.pdf | https://www.unikeyic.com/products/circuit-protection-modules/gb2cb14/997507727.html
GB2CB16 | Schneider Electric | 1: 70.1365 6: 65.9764 | Schneider Electric GB2CB16 Thermal circuit breaker | [17 empty] | 10A | [12 empty] | Not Applicable |  | DIN Rail | [12 empty] | Bulk |  |  |  | 17149550 |  | - | [11 empty] | 38 | https://www.unikeyic.com/media/about_us/Unikey_ISO_9001_Certification.pdf | https://www.unikeyic.com/products/circuit-protection-modules/gb2cb16/997478073.html
GB2CD06 | Schneider Electric | 1: 75.0807 | Schneider Electric GB2CD06 Thermal circuit breaker | [17 empty] | 1A | [12 empty] | Not Applicable |  | DIN Rail | [12 empty] | Bulk |  |  |  | 17147965 |  | - | [11 empty] | 13 | https://www.unikeyic.com/media/about_us/Unikey_ISO_9001_Certification.pdf | https://www.unikeyic.com/products/circuit-protection-modules/gb2cd06/997677003.html
GB2CD10 | Schneider Electric | 1: 75.0807 5: 58.0428 | Schneider Electric GB2CD10 Thermal circuit breaker | [17 empty] | 5A | [12 empty] | Not Applicable |  | DIN Rail | [12 empty] | Bulk |  |  |  | 17149465 |  | - | [11 empty] | 79 | https://www.unikeyic.com/media/about_us/Unikey_ISO_9001_Certification.pdf | https://www.unikeyic.com/products/circuit-protection-modules/gb2cd10/997503646.html
GB2CD12 | Schneider Electric | 1: 64.5158 5: 62.3425 | Schneider Electric GB2CD12 Thermal circuit breaker | [17 empty] | 6A | [14 empty] | DIN Rail | [12 empty] | Bulk |  |  |  | 17149621 |  | - | [11 empty] | 7 | https://www.unikeyic.com/media/about_us/Unikey_ISO_9001_Certification.pdf | https://www.unikeyic.com/products/circuit-protection-modules/gb2cd12/997525963.html
GB2CD16 | Schneider Electric | 1: 71.9352 | Schneider Electric GB2CD16 Thermal circuit breaker | [17 empty] | 10A | [14 empty] | DIN Rail | [12 empty] | Bulk |  |  |  | 17149956 |  | - | [11 empty] | 15 | https://www.unikeyic.com/media/about_us/Unikey_ISO_9001_Certification.pdf | https://www.unikeyic.com/products/circuit-protection-modules/gb2cd16/997486125.html
GB2DB07 | Schneider Electric | 1: 115.3473 6: 103.7856 | Schneider Electric GB2DB07 Thermal circuit breaker | [17 empty] | 2A | [12 empty] | Not Applicable |  | DIN Rail | [12 empty] | Bulk |  |  |  | 17147916 |  | - | [11 empty] | 2 | https://www.unikeyic.com/media/about_us/Unikey_ISO_9001_Certification.pdf | https://www.unikeyic.com/products/circuit-protection-modules/gb2db07/997476749.html
GB2DB16 | Schneider Electric | 1: 107.4229 6: 94.4375 | Schneider Electric GB2DB16 Thermal circuit breaker | [17 empty] | 10A | [12 empty] | Not Applicable |  | DIN Rail | [12 empty] | Bulk | [5 empty] | - | [11 empty] | 9 | https://www.unikeyic.com/media/about_us/Unikey_ISO_9001_Certification.pdf | https://www.unikeyic.com/products/circuit-protection-modules/gb2db16/997506699.html
GC1620M5 | Schneider Electric | 1: 71.6128 5: 70.334 10: 70.334 | RELAY, DPST-NO, 250VAC, 16A; Load Current Inductive:-; Relay Mounting:DIN Rail; Operating Voltage:250VAC; Contact Configuration:DPST-NO; No. of Poles:2 Pole; Switching Power AC3:-; Switching Current AC1:16A; Coil Voltage | [27 empty] | 81mm(Length)*17.5mm(width) |  |  |  | DIN rail mounting | [8 empty] | -5℃~50℃ | [22 empty] | 20 | https://www.unikeyic.com/media/about_us/Unikey_ISO_9001_Certification.pdf | https://www.unikeyic.com/products/circuit-protection-modules/gc1620m5/997623032.html
GC2502M5 | Schneider Electric | 1: 69.944 5: 68.695 10: 68.695 | CONTACTOR, DPST-NC, 240VAC, DIN RAIL; | [27 empty] | 81mm(Length)*17.5mm(width) |  |  |  | DIN rail mounting | [8 empty] | -5℃(min) | [22 empty] | 10 | https://www.unikeyic.com/media/about_us/Unikey_ISO_9001_Certification.pdf | https://www.unikeyic.com/products/circuit-protection-modules/gc2502m5/997604257.html
GC2511M5 | Schneider Electric | 1: 84.6132 | Schneider Electric GC2511M5 Contactor | [63 empty] | 1 | https://www.unikeyic.com/media/about_us/Unikey_ISO_9001_Certification.pdf | https://www.unikeyic.com/products/circuit-protection-modules/gc2511m5/997727672.html
GC2520B5 | Schneider Electric | 1: 86.3007 | Schneider Electric GC2520B5 Contactors | [27 empty] | 81mm(Length)*17.5mm(width) |  |  |  | DIN rail mounting | [8 empty] | -5℃~50℃ | [22 empty] | 11 | https://www.unikeyic.com/media/about_us/Unikey_ISO_9001_Certification.pdf | https://www.unikeyic.com/products/circuit-protection-modules/gc2520b5/997488930.html
GC2540M5 | Schneider Electric | 1: 108.449 5: 108.449 10: 108.449 | CONTACTOR, 4 POLE, 25A; Load Current Inductive:-; Relay Mounting:DIN Rail; Operating Voltage:-; Contact Configuration:4PST; No. of Poles:4 Pole; Switching Power AC3:4kW; Switching Current AC1:25A; Coil Voltage VAC Nom:24 | [27 empty] | 35mm(Length)*81mm(width) |  |  |  | DIN rail mounting | [8 empty] | -5℃~50℃ | [22 empty] | 3 | https://www.unikeyic.com/media/about_us/Unikey_ISO_9001_Certification.pdf | https://www.unikeyic.com/products/circuit-protection-modules/gc2540m5/997751900.html
GC4002M5 | Schneider Electric | 6: 204.9597 | Schneider Electric GC4002M5 Contactors | [31 empty] | clip mounting | [8 empty] | -5℃(min) | [22 empty] | 11 | https://www.unikeyic.com/media/about_us/Unikey_ISO_9001_Certification.pdf | https://www.unikeyic.com/products/circuit-protection-modules/gc4002m5/997709815.html
GC4020M5 | Schneider Electric | 1: 128.6856 5: 119.1135 10: 117.5437 | Schneider Electric GC4020M5 Contactors | [27 empty] | 81mm(Length)*35mm(width) |  |  |  | DIN rail mounting | [8 empty] | -5℃~50℃ | [22 empty] | 1 | https://www.unikeyic.com/media/about_us/Unikey_ISO_9001_Certification.pdf | https://www.unikeyic.com/products/circuit-protection-modules/gc4020m5/997640140.html
GF1611B7 | Schneider Electric | 1: 82.8016 5: 81.323 10: 81.323 | IMPULSE RELAY, SPST-NO/NC, 16A, 250VAC; | [63 empty] | 5 | https://www.unikeyic.com/media/about_us/Unikey_ISO_9001_Certification.pdf | https://www.unikeyic.com/products/circuit-protection-modules/gf1611b7/997696340.html
GS1AM110 | Schneider Electric | 1: 16.2134 | Schneider Electric GS1AM110 | [31 empty] | DIN rail mounting | [31 empty] | 29 | https://www.unikeyic.com/media/about_us/Unikey_ISO_9001_Certification.pdf | https://www.unikeyic.com/products/circuit-protection-modules/gs1am110/997417074.html
GS2AE82 | Schneider Electric | 2: 22.6125 3: 22.6125 | ACCESSORIES; | [27 empty] | 200mm(Length)*35mm(width) | [35 empty] | 65 | https://www.unikeyic.com/media/about_us/Unikey_ISO_9001_Certification.pdf | https://www.unikeyic.com/products/circuit-protection-modules/gs2ae82/997647321.html
GS2AH540 | Schneider Electric | 1: 65.7037 | Schneider Electric GS2AH540 rotating handle | [63 empty] | 2 | https://www.unikeyic.com/media/about_us/Unikey_ISO_9001_Certification.pdf | https://www.unikeyic.com/products/circuit-protection-modules/gs2ah540/997452007.html
GS2DB3 | Schneider Electric | 1: 138.6055 | Schneider Electric GS2DB3 Fuse Switch Disconnector | [31 empty] | DIN rail mounting | [8 empty] | -20℃~70℃ | [22 empty] | 2 | https://www.unikeyic.com/media/about_us/Unikey_ISO_9001_Certification.pdf | https://www.unikeyic.com/products/circuit-protection-modules/gs2db3/997659594.html
GS2K3 | Schneider Electric | 1: 518.1329 | Schneider Electric GS2K3 Fuse Switch Disconnector | [27 empty] | 148mm(width)*162mm(height) |  |  |  | DIN rail mounting | [8 empty] | -20℃~70℃ | [22 empty] | 1 | https://www.unikeyic.com/media/about_us/Unikey_ISO_9001_Certification.pdf | https://www.unikeyic.com/products/circuit-protection-modules/gs2k3/997736414.html
GV2APN03 | Schneider Electric | 1: 132.2385 | Schneider Electric GV2APN03 | [27 empty] | 90mm(Length) | [35 empty] | 1 | https://www.unikeyic.com/media/about_us/Unikey_ISO_9001_Certification.pdf | https://www.unikeyic.com/products/circuit-protection-modules/gv2apn03/997745862.html
GV2E02 | Schneider Electric | 1: 19.6641 | Schneider Electric GV2E02 Sealing Kit | [63 empty] | 73 | https://www.unikeyic.com/media/about_us/Unikey_ISO_9001_Certification.pdf | https://www.unikeyic.com/products/circuit-protection-modules/gv2e02/997434451.html
GV2MC02 | Schneider Electric | 1: 8.5168 5: 8.3749 10: 8.162 |  |  | Enclosure | [19 empty] | GV2ME | [8 empty] | 1 (Unlimited) | [14 empty] | Box |  |  |  | 15858469 |  | - | [11 empty] | 200 | https://www.unikeyic.com/media/about_us/Unikey_ISO_9001_Certification.pdf | https://www.unikeyic.com/products/circuit-protection-modules/gv2mc02/997420984.html
GV2MCK04 | Schneider Electric | 1: 69.2586 | Schneider Electric GV2MCK04 shell | [27 empty] | 147mm(Length)*93mm(width) | [35 empty] | 178 | https://www.unikeyic.com/media/about_us/Unikey_ISO_9001_Certification.pdf | https://www.unikeyic.com/products/circuit-protection-modules/gv2mck04/997381472.html
GV2ME046 | Schneider Electric | 1: 195.72 | Schneider Electric GV2ME046 | [31 empty] | threaded mounting | [31 empty] | 1 | https://www.unikeyic.com/media/about_us/Unikey_ISO_9001_Certification.pdf | https://www.unikeyic.com/products/circuit-protection-modules/gv2me046/997447038.html
GV2ME206 | Schneider Electric | 1: 140.4393 | Schneider Electric GV2ME206 | [31 empty] | threaded mounting | [31 empty] | 1 | https://www.unikeyic.com/media/about_us/Unikey_ISO_9001_Certification.pdf | https://www.unikeyic.com/products/circuit-protection-modules/gv2me206/997436286.html
GV2ME226 | Schneider Electric | 1: 300.0306 | Schneider Electric GV2ME226 | [63 empty] | 2 | https://www.unikeyic.com/media/about_us/Unikey_ISO_9001_Certification.pdf | https://www.unikeyic.com/products/circuit-protection-modules/gv2me226/997336196.html
GV2MP03 | Schneider Electric | 1: 24.9643 | Schneider Electric GV2MP03 Cable | [63 empty] | 16 | https://www.unikeyic.com/media/about_us/Unikey_ISO_9001_Certification.pdf | https://www.unikeyic.com/products/circuit-protection-modules/gv2mp03/997343862.html
GV3P321 | Schneider Electric | 1: 345.9978 | Schneider Electric GV3P321 | [31 empty] | DIN rail mounting | [31 empty] | 1 | https://www.unikeyic.com/media/about_us/Unikey_ISO_9001_Certification.pdf | https://www.unikeyic.com/products/circuit-protection-modules/gv3p321/997390182.html
GV4P115B | Schneider Electric | 1: 829.7473 | Schneider Electric GV4P115B | [27 empty] | 165mm(width) |  |  |  | DIN rail mounting | [31 empty] | 1 | https://www.unikeyic.com/media/about_us/Unikey_ISO_9001_Certification.pdf | https://www.unikeyic.com/products/circuit-protection-modules/gv4p115b/997380256.html
GV4PE03N | Schneider Electric | 1: 813.791 | THERMAL MAG CKT BREAKER, 3P, 3.5A, 690V; Product Range:TeSys GV4 Series; Current Rating:3.5A; No. of Poles:3 Pole; Voltage Rating V DC:-; Voltage Rating VAC:690V; Circuit Breaker Mounting:DIN Rail, Panel; SVHC:No SVHC (1 | [27 empty] | 116mm(width) | [35 empty] | 1 | https://www.unikeyic.com/media/about_us/Unikey_ISO_9001_Certification.pdf | https://www.unikeyic.com/products/circuit-protection-modules/gv4pe03n/997399610.html
GVAD0101 | Schneider Electric | 1: 7.9645 5: 7.8317 10: 7.6326 | [32 empty] | DIN rail mounting | [31 empty] | 50 | https://www.unikeyic.com/media/about_us/Unikey_ISO_9001_Certification.pdf | https://www.unikeyic.com/products/circuit-protection-modules/gvad0101/997406287.html
GVAD1001 | Schneider Electric | 1: 7.911 5: 7.7792 10: 7.5814 | [28 empty] | 66mm*9.3mm*89mm |  |  |  | DIN rail mounting | [31 empty] | 150 | https://www.unikeyic.com/media/about_us/Unikey_ISO_9001_Certification.pdf | https://www.unikeyic.com/products/circuit-protection-modules/gvad1001/997393232.html
GVAE11 | Schneider Electric | 1: 4.2941 5: 4.2225 10: 4.1151 | [28 empty] | 15mm*44.5mm*10mm |  |  |  | DIN rail mounting | [31 empty] | 7772 | https://www.unikeyic.com/media/about_us/Unikey_ISO_9001_Certification.pdf | https://www.unikeyic.com/products/circuit-protection-modules/gvae11/997378951.html
GVAE20 | Schneider Electric | 1: 4.4188 5: 4.3451 10: 4.2347 | [28 empty] | 15mm*44.5mm*10mm |  |  |  | DIN rail mounting | [31 empty] | 23 | https://www.unikeyic.com/media/about_us/Unikey_ISO_9001_Certification.pdf | https://www.unikeyic.com/products/circuit-protection-modules/gvae20/997343042.html
GVAED011 | Schneider Electric | 1: 32.4156 | Schneider Electric GVAED011 Auxiliary contact block | [63 empty] | 104 | https://www.unikeyic.com/media/about_us/Unikey_ISO_9001_Certification.pdf | https://www.unikeyic.com/products/circuit-protection-modules/gvaed011/997678572.html
GVAED101 | Schneider Electric | 1: 74.4133 | Schneider Electric GVAED101 Auxiliary contact | [31 empty] | DIN rail mounting | [31 empty] | 13 | https://www.unikeyic.com/media/about_us/Unikey_ISO_9001_Certification.pdf | https://www.unikeyic.com/products/circuit-protection-modules/gvaed101/997565674.html
GVAS385 | Schneider Electric | 1: 23.3302 | Schneider Electric GVAS385 | [31 empty] | side mount | [31 empty] | 1 | https://www.unikeyic.com/media/about_us/Unikey_ISO_9001_Certification.pdf | https://www.unikeyic.com/products/circuit-protection-modules/gvas385/997387665.html
GVAU226 | Schneider Electric | 1: 74.3865 | Schneider Electric GVAU226 | [63 empty] | 9 | https://www.unikeyic.com/media/about_us/Unikey_ISO_9001_Certification.pdf | https://www.unikeyic.com/products/circuit-protection-modules/gvau226/997358485.html
GVAX385 | Schneider Electric | 1: 34.0557 | Schneider Electric GVAX385 | [27 empty] | 89mm(Length)*18mm(width) | [35 empty] | 59 | https://www.unikeyic.com/media/about_us/Unikey_ISO_9001_Certification.pdf | https://www.unikeyic.com/products/circuit-protection-modules/gvax385/997389508.html
GVAX415 | Schneider Electric | 1: 47.3263 | Schneider Electric GVAX415 | [63 empty] | 20 | https://www.unikeyic.com/media/about_us/Unikey_ISO_9001_Certification.pdf | https://www.unikeyic.com/products/circuit-protection-modules/gvax415/997457177.html
GZ1N04N | Schneider Electric | 1: 17.7642 5: 17.4681 10: 17.024 | [64 empty] | 1 | https://www.unikeyic.com/media/about_us/Unikey_ISO_9001_Certification.pdf | https://www.unikeyic.com/products/circuit-protection-modules/gz1n04n/997374806.html
H225NAWK | Schneider Electric | 1: 4522.6778 | SAFETY SW, FUSIBLE, DPST, 400A, 240VAC; Product Range:-; Contact Configuration:DPST; Switch Terminals:-; Contact Voltage AC Max:240V; Contact Current AC Max:400A; Contact Voltage DC Max:250V; Contact 15B9046 | [63 empty] | 1 | https://www.unikeyic.com/media/about_us/Unikey_ISO_9001_Certification.pdf | https://www.unikeyic.com/products/circuit-protection-modules/h225nawk/997530589.html
HDL26015 | Schneider Electric | 1: 940.1236 | MOLDED CASE CIRCUIT BREAKER 600V | [63 empty] | 1 | https://www.unikeyic.com/media/about_us/Unikey_ISO_9001_Certification.pdf | https://www.unikeyic.com/products/circuit-protection-modules/hdl26015/997604291.html
HDL26070 | Schneider Electric | 1: 1147.6098 | MOLDED CASE CIRCUIT BREAKER 600V | [63 empty] | 1 | https://www.unikeyic.com/media/about_us/Unikey_ISO_9001_Certification.pdf | https://www.unikeyic.com/products/circuit-protection-modules/hdl26070/997736926.html
HDL36015 | Schneider Electric | 1: 1175.7042 | MOLDED CASE CIRCUIT BREAKER 600V | [63 empty] | 3 | https://www.unikeyic.com/media/about_us/Unikey_ISO_9001_Certification.pdf | https://www.unikeyic.com/products/circuit-protection-modules/hdl36015/997606078.html
HDL36025 | Schneider Electric | 1: 1175.7042 | MOLDED CASE CIRCUIT BREAKER 600V | [63 empty] | 1 | https://www.unikeyic.com/media/about_us/Unikey_ISO_9001_Certification.pdf | https://www.unikeyic.com/products/circuit-protection-modules/hdl36025/997568496.html
HDL36050 | Schneider Electric | 1: 1175.7042 | MOLDED CASE CIRCUIT BREAKER 600V | [63 empty] | 2 | https://www.unikeyic.com/media/about_us/Unikey_ISO_9001_Certification.pdf | https://www.unikeyic.com/products/circuit-protection-modules/hdl36050/997699740.html
HDL36060 | Schneider Electric | 1: 1175.6937 | MOLDED CASE CIRCUIT BREAKER 600V | [63 empty] | 2 | https://www.unikeyic.com/media/about_us/Unikey_ISO_9001_Certification.pdf | https://www.unikeyic.com/products/circuit-protection-modules/hdl36060/997662898.html
HDL36070 | Schneider Electric | 1: 1435.0485 | MOLDED CASE CIRCUIT BREAKER 600V | [63 empty] | 2 | https://www.unikeyic.com/media/about_us/Unikey_ISO_9001_Certification.pdf | https://www.unikeyic.com/products/circuit-protection-modules/hdl36070/997472492.html
HGL36015 | Schneider Electric | 1: 1613.348 | MOLDED CASE CIRCUIT BREAKER 600V | [63 empty] | 1 | https://www.unikeyic.com/media/about_us/Unikey_ISO_9001_Certification.pdf | https://www.unikeyic.com/products/circuit-protection-modules/hgl36015/997469109.html
HGL36020 | Schneider Electric | 1: 1613.348 | MOLDED CASE CIRCUIT BREAKER 600V | [63 empty] | 2 | https://www.unikeyic.com/media/about_us/Unikey_ISO_9001_Certification.pdf | https://www.unikeyic.com/products/circuit-protection-modules/hgl36020/997540254.html
HJL36060 | Schneider Electric | 1: 2106.1029 | MOLDED CASE CIRCUIT BREAKER 600V | [63 empty] | 4 | https://www.unikeyic.com/media/about_us/Unikey_ISO_9001_Certification.pdf | https://www.unikeyic.com/products/circuit-protection-modules/hjl36060/997508501.html
HJL36100M73 | Schneider Electric | 1: 1778.68 | MOTOR CIRCUIT PROTECTOR 600V 100 | [63 empty] | 1 | https://www.unikeyic.com/media/about_us/Unikey_ISO_9001_Certification.pdf | https://www.unikeyic.com/products/circuit-protection-modules/hjl36100m73/997694472.html
I13TL1A0 | VICOR | 1: 29.3112 10: 25.6295 | Three Channel Digital Isolator |  |  |  | I13TL1 | [26 empty] | 4 (72 Hours) |  | Surface Mount | [8 empty] | -40°C ~ 125°C |  |  | 8-LGA | Tray |  |  |  | 4747489 |  | - |  | 8-LGA (10x10) |  | Magnetic Coupling | [6 empty] | 2.5V ~ 3.6V | 30 | https://www.unikeyic.com/media/datasheet/86/c4/667c/86/3470b3b00f4d78a7c1d52ea60ddd81dc.pdf | https://www.unikeyic.com/products/circuit-protection-modules/i13tl1a0/27352233.html
LA1DY20 | Schneider Electric | 1: 84.5877 | Schneider Electric LA1DY20 | [63 empty] | 1 | https://www.unikeyic.com/media/about_us/Unikey_ISO_9001_Certification.pdf | https://www.unikeyic.com/products/circuit-protection-modules/la1dy20/997357491.html
LA1KN02 | Schneider Electric | 1: 29.3431 15: 22.2355 25: 20.4558 | Schneider Electric LA1KN02 Auxiliary contact | [63 empty] | 36 | https://www.unikeyic.com/media/about_us/Unikey_ISO_9001_Certification.pdf | https://www.unikeyic.com/products/circuit-protection-modules/la1kn02/997347131.html
LA1KN11 | Schneider Electric | 1: 18.828 5: 17.5728 10: 17.5728 20: 17.259 50: 17.259 | CONTACT BLOCK, 1NO/1NC; Product Range:-; SVHC:No SVHC (07-Jul-2017); Contact Configuration:1NO / 1NC; Contact Current Max:6A; Contact Current Rating:6A; Contact Voltage AC Max:240V; Contact Voltage DC Max:48V; Current Ra | [31 empty] | front mount | [8 empty] | -25℃~50℃ | [22 empty] | 57 | https://www.unikeyic.com/media/about_us/Unikey_ISO_9001_Certification.pdf | https://www.unikeyic.com/products/circuit-protection-modules/la1kn11/997348208.html
LA1KN22 | Schneider Electric | 1: 7.3943 5: 7.2711 10: 7.0862 | [32 empty] | front mount | [8 empty] | -25℃~50℃ | [22 empty] | 60 | https://www.unikeyic.com/media/about_us/Unikey_ISO_9001_Certification.pdf | https://www.unikeyic.com/products/circuit-protection-modules/la1kn22/997390250.html
LA1KN223 | Schneider Electric | 1: 26 15: 19.9746 25: 18.3781 | Schneider Electric LA1KN223 Auxiliary contact | [63 empty] | 2 | https://www.unikeyic.com/media/about_us/Unikey_ISO_9001_Certification.pdf | https://www.unikeyic.com/products/circuit-protection-modules/la1kn223/997446588.html
LA1KN40 | Schneider Electric | 1: 16.9806 | [32 empty] | front mount | [8 empty] | -25℃~50℃ | [22 empty] | 333 | https://www.unikeyic.com/media/about_us/Unikey_ISO_9001_Certification.pdf | https://www.unikeyic.com/products/circuit-protection-modules/la1kn40/997403563.html
LA1KN403 | Schneider Electric | 1: 26.0336 | Schneider Electric LA1KN403 Auxiliary contact | [63 empty] | 16 | https://www.unikeyic.com/media/about_us/Unikey_ISO_9001_Certification.pdf | https://www.unikeyic.com/products/circuit-protection-modules/la1kn403/997584547.html
LA1SK11 | Schneider Electric | 1: 37.5686 | Schneider Electric LA1SK11 Auxiliary contact | [63 empty] | 5 | https://www.unikeyic.com/media/about_us/Unikey_ISO_9001_Certification.pdf | https://www.unikeyic.com/products/circuit-protection-modules/la1sk11/997637876.html
LA4DB3B | Schneider Electric | 1: 65.1186 6: 50.3443 12: 46.3235 | Schneider Electric LA4DB3B Surge Suppressors | [63 empty] | 7 | https://www.unikeyic.com/media/about_us/Unikey_ISO_9001_Certification.pdf | https://www.unikeyic.com/products/circuit-protection-modules/la4db3b/997349226.html
LA4DC1U | Schneider Electric | 1: 31.0108 | Schneider Electric LA4DC1U | [31 empty] | threaded mounting | [31 empty] | 18 | https://www.unikeyic.com/media/about_us/Unikey_ISO_9001_Certification.pdf | https://www.unikeyic.com/products/circuit-protection-modules/la4dc1u/997430373.html
LA4DE3E | Schneider Electric | 1: 29.4545 | Schneider Electric LA4DE3E | [63 empty] | 1 | https://www.unikeyic.com/media/about_us/Unikey_ISO_9001_Certification.pdf | https://www.unikeyic.com/products/circuit-protection-modules/la4de3e/997415044.html
LA4DWB | Schneider Electric | 1: 135.3103 6: 124.2306 12: 122.3304 | Schneider Electric LA4DWB Contactor Interface Module | [63 empty] | 1 | https://www.unikeyic.com/media/about_us/Unikey_ISO_9001_Certification.pdf | https://www.unikeyic.com/products/circuit-protection-modules/la4dwb/997611695.html
LA4FVP | Schneider Electric | 1: 164.1212 | Schneider Electric LA4FVP surge protector | [63 empty] | 10 | https://www.unikeyic.com/media/about_us/Unikey_ISO_9001_Certification.pdf | https://www.unikeyic.com/products/circuit-protection-modules/la4fvp/997391760.html
LA4KA1U | Schneider Electric | 1: 20.3248 | Schneider Electric LA4KA1U Surge Suppressors | [63 empty] | 34 | https://www.unikeyic.com/media/about_us/Unikey_ISO_9001_Certification.pdf | https://www.unikeyic.com/products/circuit-protection-modules/la4ka1u/997400706.html
LA4KE1FC | Schneider Electric | 1: 10.3576 | [64 empty] | 43 | https://www.unikeyic.com/media/about_us/Unikey_ISO_9001_Certification.pdf | https://www.unikeyic.com/products/circuit-protection-modules/la4ke1fc/997423549.html
LA4KE1UG | Schneider Electric | 10: 9.9523 15: 9.4147 20: 8.9033 | [64 empty] | 145 | https://www.unikeyic.com/media/about_us/Unikey_ISO_9001_Certification.pdf | https://www.unikeyic.com/products/circuit-protection-modules/la4ke1ug/997401182.html
LA5FG431 | Schneider Electric | 1: 634.6995 | Schneider Electric LA5FG431 | [63 empty] | 16 | https://www.unikeyic.com/media/about_us/Unikey_ISO_9001_Certification.pdf | https://www.unikeyic.com/products/circuit-protection-modules/la5fg431/997349953.html
LA6DK10U | Schneider Electric | 1: 128.7357 6: 124.8699 | Schneider Electric LA6DK10U | [63 empty] | 1 | https://www.unikeyic.com/media/about_us/Unikey_ISO_9001_Certification.pdf | https://www.unikeyic.com/products/circuit-protection-modules/la6dk10u/997664487.html
LA7K0064 | Schneider Electric | 1: 15.2891 | [32 empty] | DIN rail mounting | [31 empty] | 153 | https://www.unikeyic.com/media/about_us/Unikey_ISO_9001_Certification.pdf | https://www.unikeyic.com/products/circuit-protection-modules/la7k0064/997328014.html
LA9D09980 | Schneider Electric | 1: 45.4511 | Schneider Electric LA9D09980 | [63 empty] | 5 | https://www.unikeyic.com/media/about_us/Unikey_ISO_9001_Certification.pdf | https://www.unikeyic.com/products/circuit-protection-modules/la9d09980/997337468.html
LA9D115503 | Schneider Electric | 1: 65.0959 | Schneider Electric LA9D115503 | [63 empty] | 13 | https://www.unikeyic.com/media/about_us/Unikey_ISO_9001_Certification.pdf | https://www.unikeyic.com/products/circuit-protection-modules/la9d115503/997399126.html
LA9D80978 | Schneider Electric | 1: 37.5166 | Schneider Electric LA9D80978 | [63 empty] | 20 | https://www.unikeyic.com/media/about_us/Unikey_ISO_9001_Certification.pdf | https://www.unikeyic.com/products/circuit-protection-modules/la9d80978/997433795.html
LA9F980 | Schneider Electric | 1: 80.2196 5: 78.7871 10: 78.7871 | CONTACTORS; | [63 empty] | 6 | https://www.unikeyic.com/media/about_us/Unikey_ISO_9001_Certification.pdf | https://www.unikeyic.com/products/circuit-protection-modules/la9f980/997386838.html
LA9FG970 | Schneider Electric | 1: 43.634 6: 33.525 12: 32.8542 | Schneider Electric LA9FG970 Mechanical interlocking | [31 empty] | horizontal mounting | [31 empty] | 4 | https://www.unikeyic.com/media/about_us/Unikey_ISO_9001_Certification.pdf | https://www.unikeyic.com/products/circuit-protection-modules/la9fg970/997364809.html
LA9G3602 | Schneider Electric | 1: 227.3862 | Schneider Electric LA9G3602 terminal | [63 empty] | 1 | https://www.unikeyic.com/media/about_us/Unikey_ISO_9001_Certification.pdf | https://www.unikeyic.com/products/circuit-protection-modules/la9g3602/997412773.html
LA9G3612 | Schneider Electric | 1: 106.0608 | Schneider Electric LA9G3612 Terminal | [63 empty] | 1 | https://www.unikeyic.com/media/about_us/Unikey_ISO_9001_Certification.pdf | https://www.unikeyic.com/products/circuit-protection-modules/la9g3612/997330081.html
LA9G3761 | Schneider Electric | 1: 797.6822 | Schneider Electric LA9G3761 Jumper strip | [63 empty] | 1 | https://www.unikeyic.com/media/about_us/Unikey_ISO_9001_Certification.pdf | https://www.unikeyic.com/products/circuit-protection-modules/la9g3761/997334912.html
LA9GQQ330 | Schneider Electric | 1: 355.14 | Schneider Electric LA9GQQ330 Jumper Bar | [63 empty] | 1 | https://www.unikeyic.com/media/about_us/Unikey_ISO_9001_Certification.pdf | https://www.unikeyic.com/products/circuit-protection-modules/la9gqq330/997433995.html
LA9GRFB1 | Schneider Electric | 1: 89.4752 | Schneider Electric LA9GRFB1 base | [63 empty] | 1 | https://www.unikeyic.com/media/about_us/Unikey_ISO_9001_Certification.pdf | https://www.unikeyic.com/products/circuit-protection-modules/la9grfb1/997454592.html
LA9GRFB2 | Schneider Electric | 1: 162.0034 | Schneider Electric LA9GRFB2 base | [63 empty] | 1 | https://www.unikeyic.com/media/about_us/Unikey_ISO_9001_Certification.pdf | https://www.unikeyic.com/products/circuit-protection-modules/la9grfb2/997381267.html
LAD31 | Schneider Electric | 10: 4.9648 | Schneider Electric LAD31 Mounting Plate | [63 empty] | 10 | https://www.unikeyic.com/media/about_us/Unikey_ISO_9001_Certification.pdf | https://www.unikeyic.com/products/circuit-protection-modules/lad31/997735650.html
LAD3B1 | Schneider Electric | 1: 96.2723 | Schneider Electric LAD3B1 | [63 empty] | 2 | https://www.unikeyic.com/media/about_us/Unikey_ISO_9001_Certification.pdf | https://www.unikeyic.com/products/circuit-protection-modules/lad3b1/997387365.html
LAD4BBVG | Schneider Electric | 1: 27.2222 | Schneider Electric LAD4BBVG | [63 empty] | 17 | https://www.unikeyic.com/media/about_us/Unikey_ISO_9001_Certification.pdf | https://www.unikeyic.com/products/circuit-protection-modules/lad4bbvg/997346666.html
LAD4RC3U | Schneider Electric | 1: 8.0358 5: 7.9018 10: 7.7009 | [32 empty] | front mount | [31 empty] | 50 | https://www.unikeyic.com/media/about_us/Unikey_ISO_9001_Certification.pdf | https://www.unikeyic.com/products/circuit-protection-modules/lad4rc3u/997453011.html
LAD4T3B | Schneider Electric | 1: 33.6279 | Schneider Electric LAD4T3B | [63 empty] | 1 | https://www.unikeyic.com/media/about_us/Unikey_ISO_9001_Certification.pdf | https://www.unikeyic.com/products/circuit-protection-modules/lad4t3b/997438298.html
LAD4TGDL | Schneider Electric | 1: 31.0108 | Schneider Electric LAD4TGDL | [31 empty] | clip mounting | [31 empty] | 6 | https://www.unikeyic.com/media/about_us/Unikey_ISO_9001_Certification.pdf | https://www.unikeyic.com/products/circuit-protection-modules/lad4tgdl/997446527.html
LAD4V3U | Schneider Electric | 1: 20.521 | [64 empty] | 111 | https://www.unikeyic.com/media/about_us/Unikey_ISO_9001_Certification.pdf | https://www.unikeyic.com/products/circuit-protection-modules/lad4v3u/997415229.html
LAD6K10F | Schneider Electric | 1: 112.844 6: 102.367 12: 100.3171 | Schneider Electric LAD6K10F | [63 empty] | 36 | https://www.unikeyic.com/media/about_us/Unikey_ISO_9001_Certification.pdf | https://www.unikeyic.com/products/circuit-protection-modules/lad6k10f/997386612.html
LAD703B | Schneider Electric | 1: 74.7556 | Schneider Electric LAD703B | [63 empty] | 6 | https://www.unikeyic.com/media/about_us/Unikey_ISO_9001_Certification.pdf | https://www.unikeyic.com/products/circuit-protection-modules/lad703b/997398951.html
LAD703E | Schneider Electric | 1: 98.3777 | Schneider Electric LAD703E | [63 empty] | 5 | https://www.unikeyic.com/media/about_us/Unikey_ISO_9001_Certification.pdf | https://www.unikeyic.com/products/circuit-protection-modules/lad703e/997505273.html
LAD8N11 | Schneider Electric | 1: 5.5235 5: 5.4314 10: 5.2933 | [41 empty] | -5℃~60℃ | [22 empty] | 51 | https://www.unikeyic.com/media/about_us/Unikey_ISO_9001_Certification.pdf | https://www.unikeyic.com/products/circuit-protection-modules/lad8n11/997458743.html
LAD8N20 | Schneider Electric | 1: 15.0531 | [32 empty] | side mount | [31 empty] | 211 | https://www.unikeyic.com/media/about_us/Unikey_ISO_9001_Certification.pdf | https://www.unikeyic.com/products/circuit-protection-modules/lad8n20/997440374.html
LAD96566 | Schneider Electric | 1: 52.0844 | Schneider Electric LAD96566 | [63 empty] | 35 | https://www.unikeyic.com/media/about_us/Unikey_ISO_9001_Certification.pdf | https://www.unikeyic.com/products/circuit-protection-modules/lad96566/997337409.html
LAD9ET1 | Schneider Electric | 10: 6.1473 | Schneider Electric LAD9ET1 | [63 empty] | 60 | https://www.unikeyic.com/media/about_us/Unikey_ISO_9001_Certification.pdf | https://www.unikeyic.com/products/circuit-protection-modules/lad9et1/997364551.html
LAD9ET3S | Schneider Electric | 1: 16.5035 | Schneider Electric LAD9ET3S Protective cover | [63 empty] | 9 | https://www.unikeyic.com/media/about_us/Unikey_ISO_9001_Certification.pdf | https://www.unikeyic.com/products/circuit-protection-modules/lad9et3s/997577710.html
LAD9ET4S | Schneider Electric | 1: 9.4478 | Schneider Electric LAD9ET4S Protective cover | [63 empty] | 3 | https://www.unikeyic.com/media/about_us/Unikey_ISO_9001_Certification.pdf | https://www.unikeyic.com/products/circuit-protection-modules/lad9et4s/997527273.html
LAD9R1V | Schneider Electric | 1: 10.5124 5: 10.3372 10: 10.0744 | [64 empty] | 110 | https://www.unikeyic.com/media/about_us/Unikey_ISO_9001_Certification.pdf | https://www.unikeyic.com/products/circuit-protection-modules/lad9r1v/997418320.html
LAD9V13 | Schneider Electric | 1: 10.8646 | Schneider Electric LAD9V13 | [63 empty] | 5 | https://www.unikeyic.com/media/about_us/Unikey_ISO_9001_Certification.pdf | https://www.unikeyic.com/products/circuit-protection-modules/lad9v13/997371742.html
LAD9V2 | Schneider Electric | 1: 5.1849 5: 5.0985 10: 4.9689 | [64 empty] | 91 | https://www.unikeyic.com/media/about_us/Unikey_ISO_9001_Certification.pdf | https://www.unikeyic.com/products/circuit-protection-modules/lad9v2/997329306.html
LAD9V6 | Schneider Electric | 1: 4.597 5: 4.5203 10: 4.4054 | [64 empty] | 188 | https://www.unikeyic.com/media/about_us/Unikey_ISO_9001_Certification.pdf | https://www.unikeyic.com/products/circuit-protection-modules/lad9v6/997362844.html
LADN02 | Schneider Electric | 1: 10.4985 | [32 empty] | front mount | [8 empty] | -5℃~60℃ | [22 empty] | 119 | https://www.unikeyic.com/media/about_us/Unikey_ISO_9001_Certification.pdf | https://www.unikeyic.com/products/circuit-protection-modules/ladn02/997386670.html
LADN026 | Schneider Electric | 1: 23.2804 | Schneider Electric LADN026 | [63 empty] | 7 | https://www.unikeyic.com/media/about_us/Unikey_ISO_9001_Certification.pdf | https://www.unikeyic.com/products/circuit-protection-modules/ladn026/997364134.html
LADN043 | Schneider Electric | 1: 25.6152 | [64 empty] | 29 | https://www.unikeyic.com/media/about_us/Unikey_ISO_9001_Certification.pdf | https://www.unikeyic.com/products/circuit-protection-modules/ladn043/997397375.html
LADN046 | Schneider Electric | 1: 37.3763 | Schneider Electric LADN046 | [63 empty] | 5 | https://www.unikeyic.com/media/about_us/Unikey_ISO_9001_Certification.pdf | https://www.unikeyic.com/products/circuit-protection-modules/ladn046/997360444.html
LADN04C | Schneider Electric | 1: 4.9355 5: 4.8532 10: 4.7298 | [64 empty] | 400 | https://www.unikeyic.com/media/about_us/Unikey_ISO_9001_Certification.pdf | https://www.unikeyic.com/products/circuit-protection-modules/ladn04c/997369408.html
LADN11 | Schneider Electric | 1: 5.5235 5: 5.4314 10: 5.2933 | [41 empty] | -5℃~60℃ | [22 empty] | 55 | https://www.unikeyic.com/media/about_us/Unikey_ISO_9001_Certification.pdf | https://www.unikeyic.com/products/circuit-protection-modules/ladn11/997457285.html
LADN113 | Schneider Electric | 1: 28.26 5: 26.376 10: 25.905 20: 25.905 50: 25.905 | CONTACTS BLOCK; | [63 empty] | 16 | https://www.unikeyic.com/media/about_us/Unikey_ISO_9001_Certification.pdf | https://www.unikeyic.com/products/circuit-protection-modules/ladn113/997454600.html
LADN116 | Schneider Electric | 1: 24.5051 | Schneider Electric LADN116 | [63 empty] | 15 | https://www.unikeyic.com/media/about_us/Unikey_ISO_9001_Certification.pdf | https://www.unikeyic.com/products/circuit-protection-modules/ladn116/997355384.html
LADN11P | Schneider Electric | 1: 10.4557 | [64 empty] | 195 | https://www.unikeyic.com/media/about_us/Unikey_ISO_9001_Certification.pdf | https://www.unikeyic.com/products/circuit-protection-modules/ladn11p/997410685.html
LADN133 | Schneider Electric | 1: 53.8575 | Schneider Electric LADN133 | [63 empty] | 16 | https://www.unikeyic.com/media/about_us/Unikey_ISO_9001_Certification.pdf | https://www.unikeyic.com/products/circuit-protection-modules/ladn133/997376360.html
LADN20 | Schneider Electric | 1: 5.5947 5: 5.5015 10: 5.3616 | [41 empty] | -5℃~60℃ | [22 empty] | 112 | https://www.unikeyic.com/media/about_us/Unikey_ISO_9001_Certification.pdf | https://www.unikeyic.com/products/circuit-protection-modules/ladn20/997360502.html
LADN223 | Schneider Electric | 1: 70.0787 | Schneider Electric LADN223 Auxiliary contact block | [40 empty] | -5℃~60℃ | [22 empty] | 66 | https://www.unikeyic.com/media/about_us/Unikey_ISO_9001_Certification.pdf | https://www.unikeyic.com/products/circuit-protection-modules/ladn223/997456933.html
LADN22C | Schneider Electric | 1: 4.8108 5: 4.7306 10: 4.6103 | [64 empty] | 2154 | https://www.unikeyic.com/media/about_us/Unikey_ISO_9001_Certification.pdf | https://www.unikeyic.com/products/circuit-protection-modules/ladn22c/997436764.html
LADN22G | Schneider Electric | 1: 46.2787 | Schneider Electric LADN22G Auxiliary contact block | [63 empty] | 30 | https://www.unikeyic.com/media/about_us/Unikey_ISO_9001_Certification.pdf | https://www.unikeyic.com/products/circuit-protection-modules/ladn22g/997453579.html
LADN22S | Schneider Electric | 1: 75.0845 | Schneider Electric LADN22S Auxiliary contact | [31 empty] | panel mount | [31 empty] | 32 | https://www.unikeyic.com/media/about_us/Unikey_ISO_9001_Certification.pdf | https://www.unikeyic.com/products/circuit-protection-modules/ladn22s/997640905.html
LADN313 | Schneider Electric | 1: 75.2556 | Schneider Electric LADN313 Auxiliary contact block | [31 empty] | front mount | [8 empty] | -5℃(min) | [22 empty] | 1 | https://www.unikeyic.com/media/about_us/Unikey_ISO_9001_Certification.pdf | https://www.unikeyic.com/products/circuit-protection-modules/ladn313/997338725.html
LADN316 | Schneider Electric | 1: 68.6282 | Schneider Electric LADN316 Auxiliary contact block | [40 empty] | -5℃~60℃ | [22 empty] | 6 | https://www.unikeyic.com/media/about_us/Unikey_ISO_9001_Certification.pdf | https://www.unikeyic.com/products/circuit-protection-modules/ladn316/997580700.html
LADR0 | Schneider Electric | 1: 25.9781 3: 25.5451 6: 24.8957 | [32 empty] | front mount | [8 empty] | -5℃~60℃ | [22 empty] | 100 | https://www.unikeyic.com/media/about_us/Unikey_ISO_9001_Certification.pdf | https://www.unikeyic.com/products/circuit-protection-modules/ladr0/997440425.html
LADR23 | Schneider Electric | 1: 151.953 | Schneider Electric LADR23 | [63 empty] | 4 | https://www.unikeyic.com/media/about_us/Unikey_ISO_9001_Certification.pdf | https://www.unikeyic.com/products/circuit-protection-modules/ladr23/997348471.html
LADR4 | Schneider Electric | 1: 29.1318 3: 28.6463 6: 27.918 | [32 empty] | front mount | [8 empty] | -5℃~60℃ | [22 empty] | 100 | https://www.unikeyic.com/media/about_us/Unikey_ISO_9001_Certification.pdf | https://www.unikeyic.com/products/circuit-protection-modules/ladr4/997347949.html
LAEB1N | Schneider Electric | 1: 8.8019 5: 8.6552 10: 8.4352 | [32 empty] | DIN rail mounting | [31 empty] | 395 | https://www.unikeyic.com/media/about_us/Unikey_ISO_9001_Certification.pdf | https://www.unikeyic.com/products/circuit-protection-modules/laeb1n/997364814.html
LANN22N | Schneider Electric | 1: 4.1159 5: 4.0473 10: 3.9444 | [64 empty] | 989 | https://www.unikeyic.com/media/about_us/Unikey_ISO_9001_Certification.pdf | https://www.unikeyic.com/products/circuit-protection-modules/lann22n/997389191.html
LC1D093B7 | Schneider Electric | 1: 59.7765 | Schneider Electric LC1D093B7 Contactor | [27 empty] | 99mm(Length)*45mm(width) |  |  |  | DIN rail mounting | [8 empty] | -5℃~60℃ | [22 empty] | 1 | https://www.unikeyic.com/media/about_us/Unikey_ISO_9001_Certification.pdf | https://www.unikeyic.com/products/circuit-protection-modules/lc1d093b7/997755901.html
LC1D093F7 | Schneider Electric | 1: 91.9864 | Schneider Electric LC1D093F7 Contactor | [63 empty] | 6 | https://www.unikeyic.com/media/about_us/Unikey_ISO_9001_Certification.pdf | https://www.unikeyic.com/products/circuit-protection-modules/lc1d093f7/997367872.html
LC1D093M7 | Schneider Electric | 1: 112.349 | Schneider Electric LC1D093M7 Contactor | [31 empty] | DINRail installation, board mount | [31 empty] | 3 | https://www.unikeyic.com/media/about_us/Unikey_ISO_9001_Certification.pdf | https://www.unikeyic.com/products/circuit-protection-modules/lc1d093m7/997451494.html
LC1D096BDC | Schneider Electric | 1: 35.1364 3: 34.5508 6: 33.6724 | [64 empty] | 40 | https://www.unikeyic.com/media/about_us/Unikey_ISO_9001_Certification.pdf | https://www.unikeyic.com/products/circuit-protection-modules/lc1d096bdc/997348224.html
LC1D096P7 | Schneider Electric | 1: 112.3406 | Schneider Electric LC1D096P7 Contactors | [27 empty] | 45mm(Length)*86mm(width) |  |  |  | DINRail installation, base mount | [8 empty] | -5℃~60℃ | [22 empty] | 14 | https://www.unikeyic.com/media/about_us/Unikey_ISO_9001_Certification.pdf | https://www.unikeyic.com/products/circuit-protection-modules/lc1d096p7/997565672.html
LC1D098BL | Schneider Electric | 1: 157.356 | TESYS 4P CTR 20A AC-1 2NO 2NC 24 | [27 empty] | 85mm(Length)*45mm(width) |  |  |  | DIN rail mounting | [8 empty] | -5℃(min) | [22 empty] | 1 | https://www.unikeyic.com/media/about_us/Unikey_ISO_9001_Certification.pdf | https://www.unikeyic.com/products/circuit-protection-modules/lc1d098bl/997593533.html
LC1D098E7 | Schneider Electric | 1: 41.582 6: 39.5052 12: 37.5276 | Schneider Electric LC1D098E7 Contactors | [27 empty] | 85mm(Length)*45mm(width) |  |  |  | DIN rail mounting | [8 empty] | -5℃~60℃ | [22 empty] | 1 | https://www.unikeyic.com/media/about_us/Unikey_ISO_9001_Certification.pdf | https://www.unikeyic.com/products/circuit-protection-modules/lc1d098e7/997364652.html
LC1D098F7 | Schneider Electric | 1: 92.4315 | Schneider Electric LC1D098F7 Contactors | [27 empty] | 85mm(Length)*45mm(width) |  |  |  | DIN rail mounting | [8 empty] | -5℃~60℃ | [22 empty] | 7 | https://www.unikeyic.com/media/about_us/Unikey_ISO_9001_Certification.pdf | https://www.unikeyic.com/products/circuit-protection-modules/lc1d098f7/997521646.html
LC1D098G7 | Schneider Electric | 1: 160.1816 | Schneider Electric LC1D098G7 Contactors | [27 empty] | 85mm(Length)*45mm(width) |  |  |  | DINRail installation, base mount | [8 empty] | -5℃~60℃ | [22 empty] | 2 | https://www.unikeyic.com/media/about_us/Unikey_ISO_9001_Certification.pdf | https://www.unikeyic.com/products/circuit-protection-modules/lc1d098g7/997632401.html
LC1D09C7 | Schneider Electric | 1: 57.4804 | Schneider Electric LC1D09C7 Contactor | [27 empty] | 77mm(Length)*45mm(width) |  |  |  | DIN rail mounting | [8 empty] | -40℃(min) | [22 empty] | 1 | https://www.unikeyic.com/media/about_us/Unikey_ISO_9001_Certification.pdf | https://www.unikeyic.com/products/circuit-protection-modules/lc1d09c7/997688009.html
LC1D09EHE | Schneider Electric | 1: 124.7502 | Schneider Electric LC1D09EHE Contactor | [27 empty] | 45mm(Length)*86mm(width) | [35 empty] | 13 | https://www.unikeyic.com/media/about_us/Unikey_ISO_9001_Certification.pdf | https://www.unikeyic.com/products/circuit-protection-modules/lc1d09ehe/997452514.html
LC1D09JL | Schneider Electric | 1: 116.9869 | Schneider Electric LC1D09JL Contactor | [27 empty] | 77mm(Length)*45mm(width) |  |  |  | DINRail installation, base mount | [8 empty] | -40℃(min) | [22 empty] | 8 | https://www.unikeyic.com/media/about_us/Unikey_ISO_9001_Certification.pdf | https://www.unikeyic.com/products/circuit-protection-modules/lc1d09jl/997335715.html
LC1D09K7 | Schneider Electric | 1: 91.9864 | Schneider Electric LC1D09K7 Contactor | [63 empty] | 10 | https://www.unikeyic.com/media/about_us/Unikey_ISO_9001_Certification.pdf | https://www.unikeyic.com/products/circuit-protection-modules/lc1d09k7/997683670.html
LC1D1156BD | Schneider Electric | 1: 404.2785 | Schneider Electric LC1D1156BD Contactors | [27 empty] | 158mm(Length)*120mm(width) |  |  |  | DINRail installation, base mount | [8 empty] | -40℃(min) | [22 empty] | 1 | https://www.unikeyic.com/media/about_us/Unikey_ISO_9001_Certification.pdf | https://www.unikeyic.com/products/circuit-protection-modules/lc1d1156bd/997381492.html
LC1D1156P7 | Schneider Electric | 1: 442.91 | Schneider Electric LC1D1156P7 Contactor | [27 empty] | 158mm(Length)*120mm(width) |  |  |  | DIN rail mounting | [8 empty] | -40℃(min) | [22 empty] | 1 | https://www.unikeyic.com/media/about_us/Unikey_ISO_9001_Certification.pdf | https://www.unikeyic.com/products/circuit-protection-modules/lc1d1156p7/997353806.html
LC1D115U7 | Schneider Electric | 1: 578.4808 | Schneider Electric LC1D115U7 Contactors | [27 empty] | 158mm*120mm*158mm |  |  |  | DIN rail mounting | [8 empty] | -40℃~60℃ | [22 empty] | 1 | https://www.unikeyic.com/media/about_us/Unikey_ISO_9001_Certification.pdf | https://www.unikeyic.com/products/circuit-protection-modules/lc1d115u7/997438020.html
LC1D123BD | Schneider Electric | 1: 149.8278 | Schneider Electric LC1D123BD Contactor | [31 empty] | DINRail installation, board mount | [31 empty] | 9 | https://www.unikeyic.com/media/about_us/Unikey_ISO_9001_Certification.pdf | https://www.unikeyic.com/products/circuit-protection-modules/lc1d123bd/997349949.html
LC1D123E7 | Schneider Electric | 1: 153.4282 | Schneider Electric LC1D123E7 Contactor | [63 empty] | 1 | https://www.unikeyic.com/media/about_us/Unikey_ISO_9001_Certification.pdf | https://www.unikeyic.com/products/circuit-protection-modules/lc1d123e7/997440108.html
LC1D126BD | Schneider Electric | 1: 144.0147 | Schneider Electric LC1D126BD Contactor | [31 empty] | DIN rail mounting | [31 empty] | 8 | https://www.unikeyic.com/media/about_us/Unikey_ISO_9001_Certification.pdf | https://www.unikeyic.com/products/circuit-protection-modules/lc1d126bd/997439863.html
LC1D126F7 | Schneider Electric | 1: 63.2356 | Schneider Electric LC1D126F7 Contactors | [27 empty] | 77mm(Length)*45mm(width) | [12 empty] | -5℃~60℃ | [22 empty] | 13 | https://www.unikeyic.com/media/about_us/Unikey_ISO_9001_Certification.pdf | https://www.unikeyic.com/products/circuit-protection-modules/lc1d126f7/997458470.html
LC1D1286P7 | Schneider Electric | 1: 126.0301 | Schneider Electric LC1D1286P7 Contactors | [27 empty] | 85mm(Length)*45mm(width) |  |  |  | DIN rail mounting | [8 empty] | -5℃~60℃ | [22 empty] | 1 | https://www.unikeyic.com/media/about_us/Unikey_ISO_9001_Certification.pdf | https://www.unikeyic.com/products/circuit-protection-modules/lc1d1286p7/997483512.html
LC1D12C7 | Schneider Electric | 1: 94.4063 | Schneider Electric LC1D12C7 Contactors | [27 empty] | 77mm(Length)*45mm(width) |  |  |  | DIN rail mounting | [8 empty] | -5℃(min) | [22 empty] | 5 | https://www.unikeyic.com/media/about_us/Unikey_ISO_9001_Certification.pdf | https://www.unikeyic.com/products/circuit-protection-modules/lc1d12c7/997567977.html
LC1D12K7 | Schneider Electric | 1: 94.4063 | Schneider Electric LC1D12K7 Contactors | [27 empty] | 77mm(Length)*45mm(width) |  |  |  | DIN rail mounting | [8 empty] | -5℃~60℃ | [22 empty] | 1 | https://www.unikeyic.com/media/about_us/Unikey_ISO_9001_Certification.pdf | https://www.unikeyic.com/products/circuit-protection-modules/lc1d12k7/997679522.html
LC1D12T7 | Schneider Electric | 1: 49.9804 | Schneider Electric LC1D12T7 Contactors | [27 empty] | 77mm(Length)*45mm(width) |  |  |  | DINRail installation, base mount | [8 empty] | -5℃~60℃ | [22 empty] | 2 | https://www.unikeyic.com/media/about_us/Unikey_ISO_9001_Certification.pdf | https://www.unikeyic.com/products/circuit-protection-modules/lc1d12t7/997456716.html
LC1D150006M5C | Schneider Electric | 1: 181.9359 3: 178.9036 6: 174.3552 | [32 empty] | DIN rail mounting | [8 empty] | -40℃~60℃ | [22 empty] | 30 | https://www.unikeyic.com/media/about_us/Unikey_ISO_9001_Certification.pdf | https://www.unikeyic.com/products/circuit-protection-modules/lc1d150006m5c/997398405.html
LC1D150006M7C | Schneider Electric | 1: 195.4238 3: 192.1668 6: 187.2812 | [32 empty] | DIN rail mounting | [8 empty] | -40℃~70℃ | [22 empty] | 4 | https://www.unikeyic.com/media/about_us/Unikey_ISO_9001_Certification.pdf | https://www.unikeyic.com/products/circuit-protection-modules/lc1d150006m7c/997378931.html
LC1D1506E7 | Schneider Electric | 1: 593.4349 | Schneider Electric LC1D1506E7 Contactor | [27 empty] | 158mm(Length)*120mm(width) |  |  |  | DIN rail mounting | [8 empty] | -5℃(min) | [22 empty] | 1 | https://www.unikeyic.com/media/about_us/Unikey_ISO_9001_Certification.pdf | https://www.unikeyic.com/products/circuit-protection-modules/lc1d1506e7/997531871.html
LC1D1506F7 | Schneider Electric | 1: 938.19 | Schneider Electric LC1D1506F7 Contactors | [27 empty] | 158mm(Length)*120mm(width) |  |  |  | DIN rail mounting | [8 empty] | -40℃(min) | [22 empty] | 1 | https://www.unikeyic.com/media/about_us/Unikey_ISO_9001_Certification.pdf | https://www.unikeyic.com/products/circuit-protection-modules/lc1d1506f7/997349519.html
LC1D1506FD | Schneider Electric | 1: 665.0921 | Schneider Electric LC1D1506FD Contactor | [27 empty] | 158mm(Length)*120mm(width) |  |  |  | DIN rail mounting | [8 empty] | -40℃(min) | [22 empty] | 1 | https://www.unikeyic.com/media/about_us/Unikey_ISO_9001_Certification.pdf | https://www.unikeyic.com/products/circuit-protection-modules/lc1d1506fd/997469324.html
LC1D150ED | Schneider Electric | 1: 1285.8423 | Schneider Electric LC1D150ED Contactor | [63 empty] | 1 | https://www.unikeyic.com/media/about_us/Unikey_ISO_9001_Certification.pdf | https://www.unikeyic.com/products/circuit-protection-modules/lc1d150ed/997372014.html
LC1D150R7 | Schneider Electric | 1: 989.9065 | Schneider Electric LC1D150R7 Contactor | [63 empty] | 1 | https://www.unikeyic.com/media/about_us/Unikey_ISO_9001_Certification.pdf | https://www.unikeyic.com/products/circuit-protection-modules/lc1d150r7/997447550.html
LC1D183P7 | Schneider Electric | 1: 94.6405 5: 94.6405 10: 94.6405 | CONT 18A 230V50/60HZFSTTM; | [27 empty] | 99mm(Length)*45mm(width) |  |  |  | DINRail installation, base mount | [31 empty] | 4 | https://www.unikeyic.com/media/about_us/Unikey_ISO_9001_Certification.pdf | https://www.unikeyic.com/products/circuit-protection-modules/lc1d183p7/997468061.html
LC1D186E7 | Schneider Electric | 1: 141.8496 | Schneider Electric LC1D186E7 Contactors | [27 empty] | 77mm(Length)*45mm(width) |  |  |  | DIN rail mounting | [8 empty] | -5℃~60℃ | [22 empty] | 4 | https://www.unikeyic.com/media/about_us/Unikey_ISO_9001_Certification.pdf | https://www.unikeyic.com/products/circuit-protection-modules/lc1d186e7/997562776.html
LC1D186L7 | Schneider Electric | 1: 228.6096 | Schneider Electric LC1D186L7 Contactors | [27 empty] | 77mm(Length)*45mm(width) |  |  |  | DINRail installation, base mount | [8 empty] | -5℃~60℃ | [22 empty] | 1 | https://www.unikeyic.com/media/about_us/Unikey_ISO_9001_Certification.pdf | https://www.unikeyic.com/products/circuit-protection-modules/lc1d186l7/997709020.html
LC1D186P7 | Schneider Electric | 1: 117.9995 | Schneider Electric LC1D186P7 Contactor | [63 empty] | 32 | https://www.unikeyic.com/media/about_us/Unikey_ISO_9001_Certification.pdf | https://www.unikeyic.com/products/circuit-protection-modules/lc1d186p7/997640407.html
LC1D186R7 | Schneider Electric | 1: 121.4179 | Schneider Electric LC1D186R7 Contactors | [27 empty] | 77mm(Length)*45mm(width) |  |  |  | DIN rail mounting | [8 empty] | -5℃~60℃ | [22 empty] | 4 | https://www.unikeyic.com/media/about_us/Unikey_ISO_9001_Certification.pdf | https://www.unikeyic.com/products/circuit-protection-modules/lc1d186r7/997639422.html
LC1D186U7 | Schneider Electric | 1: 114.0721 | Schneider Electric LC1D186U7 Contactors | [27 empty] | 77mm(Length)*45mm(width) |  |  |  | DIN rail mounting | [8 empty] | -5℃~60℃ | [22 empty] | 31 | https://www.unikeyic.com/media/about_us/Unikey_ISO_9001_Certification.pdf | https://www.unikeyic.com/products/circuit-protection-modules/lc1d186u7/997604578.html
LC1D188BL | Schneider Electric | 1: 220.3975 | Schneider Electric LC1D188BL Contactor | [27 empty] | 91mm(Length)*45mm(width) |  |  |  | DINRail installation, base mount | [8 empty] | -5℃~60℃ | [22 empty] | 4 | https://www.unikeyic.com/media/about_us/Unikey_ISO_9001_Certification.pdf | https://www.unikeyic.com/products/circuit-protection-modules/lc1d188bl/997587388.html
LC1D188P7 | Schneider Electric | 1: 88.5352 | Schneider Electric LC1D188P7 Contactor | [27 empty] | 45mm(Length)*91mm(width) |  |  |  | DIN rail mounting | [8 empty] | -5℃~60℃ | [22 empty] | 114 | https://www.unikeyic.com/media/about_us/Unikey_ISO_9001_Certification.pdf | https://www.unikeyic.com/products/circuit-protection-modules/lc1d188p7/997333095.html
LC1D18C7 | Schneider Electric | 1: 95.1118 | Schneider Electric LC1D18C7 Contactor | [27 empty] | 77mm(Length)*45mm(width) |  |  |  | DIN rail mounting | [31 empty] | 4 | https://www.unikeyic.com/media/about_us/Unikey_ISO_9001_Certification.pdf | https://www.unikeyic.com/products/circuit-protection-modules/lc1d18c7/997737900.html
LC1D18EL | Schneider Electric | 1: 70.4201 | Schneider Electric LC1D18EL Contactors | [27 empty] | 77mm(Length)*45mm(width) |  |  |  | DIN rail mounting | [8 empty] | -5℃(min) | [22 empty] | 2 | https://www.unikeyic.com/media/about_us/Unikey_ISO_9001_Certification.pdf | https://www.unikeyic.com/products/circuit-protection-modules/lc1d18el/997370490.html
LC1D18JL | Schneider Electric | 1: 91.4013 | Schneider Electric LC1D18JL Contactors | [27 empty] | 77mm(Length)*45mm(width) |  |  |  | DINRail installation, base mount | [31 empty] | 1 | https://www.unikeyic.com/media/about_us/Unikey_ISO_9001_Certification.pdf | https://www.unikeyic.com/products/circuit-protection-modules/lc1d18jl/997352588.html
LC1D18V7 | Schneider Electric | 1: 64.8206 3: 63.7402 6: 62.1197 | [28 empty] | 77mm(Length)*45mm(width) |  |  |  | DIN rail mounting | [8 empty] | -5℃~60℃ | [22 empty] | 1 | https://www.unikeyic.com/media/about_us/Unikey_ISO_9001_Certification.pdf | https://www.unikeyic.com/products/circuit-protection-modules/lc1d18v7/997423179.html
LC1D256B7 | Schneider Electric | 1: 68.7674 | Schneider Electric LC1D256B7 Contactors | [27 empty] | 85mm(Length)*45mm(width) |  |  |  | DINRail installation, base mount | [8 empty] | -5℃~60℃ | [22 empty] | 6 | https://www.unikeyic.com/media/about_us/Unikey_ISO_9001_Certification.pdf | https://www.unikeyic.com/products/circuit-protection-modules/lc1d256b7/997366360.html
LC1D2586FDS207 | Schneider Electric | 1: 375.7998 | Schneider Electric LC1D2586FDS207 Reversible Contactor | [31 empty] | DIN rail mounting | [8 empty] | -40℃(min) | [22 empty] | 2 | https://www.unikeyic.com/media/about_us/Unikey_ISO_9001_Certification.pdf | https://www.unikeyic.com/products/circuit-protection-modules/lc1d2586fds207/997588366.html
LC1D258BL | Schneider Electric | 1: 361.6064 | Schneider Electric LC1D258BL Contactors | [27 empty] | 91mm(Length)*45mm(width) |  |  |  | DIN rail mounting | [8 empty] | -40℃(min) | [22 empty] | 30 | https://www.unikeyic.com/media/about_us/Unikey_ISO_9001_Certification.pdf | https://www.unikeyic.com/products/circuit-protection-modules/lc1d258bl/997678772.html
LC1D258FD | Schneider Electric | 1: 236.88 | CONTACTORS; | [27 empty] | 45mm(Length)*91mm(width) |  |  |  | DINRail installation, board mount | [8 empty] | -5℃~60℃ | [22 empty] | 3 | https://www.unikeyic.com/media/about_us/Unikey_ISO_9001_Certification.pdf | https://www.unikeyic.com/products/circuit-protection-modules/lc1d258fd/997400387.html
LC1D326BDS207 | Schneider Electric | 1: 226.7356 | Schneider Electric LC1D326BDS207 | [63 empty] | 2 | https://www.unikeyic.com/media/about_us/Unikey_ISO_9001_Certification.pdf | https://www.unikeyic.com/products/circuit-protection-modules/lc1d326bds207/997700506.html
LC1D326G7 | Schneider Electric | 1: 262.9913 | Schneider Electric LC1D326G7 Contactors | [27 empty] | 85mm(Length)*45mm(width) |  |  |  | DINRail installation, base mount | [8 empty] | -5℃~60℃ | [22 empty] | 2 | https://www.unikeyic.com/media/about_us/Unikey_ISO_9001_Certification.pdf | https://www.unikeyic.com/products/circuit-protection-modules/lc1d326g7/997525435.html
LC1D32N7 | Schneider Electric | 1: 265.5086 | Schneider Electric LC1D32N7 Contactors | [27 empty] | 85mm(Length)*45mm(width) |  |  |  | DIN rail mounting | [8 empty] | -5℃(min) | [22 empty] | 10 | https://www.unikeyic.com/media/about_us/Unikey_ISO_9001_Certification.pdf | https://www.unikeyic.com/products/circuit-protection-modules/lc1d32n7/997370692.html
LC1D383BL | Schneider Electric | 1: 245.9751 | Schneider Electric LC1D383BL Contactor | [63 empty] | 1 | https://www.unikeyic.com/media/about_us/Unikey_ISO_9001_Certification.pdf | https://www.unikeyic.com/products/circuit-protection-modules/lc1d383bl/997435474.html
LC1D38EHE | Schneider Electric | 1: 317.7574 | Schneider Electric LC1D38EHE Contactor | [27 empty] | 45mm(Length)*92mm(width) | [35 empty] | 1 | https://www.unikeyic.com/media/about_us/Unikey_ISO_9001_Certification.pdf | https://www.unikeyic.com/products/circuit-protection-modules/lc1d38ehe/997334598.html
LC1D38JD | Schneider Electric | 1: 339.1769 | Schneider Electric LC1D38JD Contactors | [27 empty] | 85mm(Length)*45mm(width) |  |  |  | DIN rail mounting | [31 empty] | 5 | https://www.unikeyic.com/media/about_us/Unikey_ISO_9001_Certification.pdf | https://www.unikeyic.com/products/circuit-protection-modules/lc1d38jd/997596660.html
LC1D40008G6 | Schneider Electric | 1: 523.2901 | Schneider Electric LC1D40008G6 Contactors | [27 empty] | 127mm(Length)*85mm(width) |  |  |  | DINRail installation, base mount | [8 empty] | -5℃~60℃ | [22 empty] | 7 | https://www.unikeyic.com/media/about_us/Unikey_ISO_9001_Certification.pdf | https://www.unikeyic.com/products/circuit-protection-modules/lc1d40008g6/997664400.html
LC1D40008N7 | Schneider Electric | 1: 329.0623 | Schneider Electric LC1D40008N7 Contactor | [27 empty] | 127mm(Length)*85mm(width) |  |  |  | DIN rail mounting | [8 empty] | -5℃(min) | [22 empty] | 1 | https://www.unikeyic.com/media/about_us/Unikey_ISO_9001_Certification.pdf | https://www.unikeyic.com/products/circuit-protection-modules/lc1d40008n7/997660312.html
LC1D40008P7 | Schneider Electric | 1: 359.1867 | Schneider Electric LC1D40008P7 Contactor | [63 empty] | 5 | https://www.unikeyic.com/media/about_us/Unikey_ISO_9001_Certification.pdf | https://www.unikeyic.com/products/circuit-protection-modules/lc1d40008p7/997364289.html
LC1D40008U7 | Schneider Electric | 1: 523.2901 | Schneider Electric LC1D40008U7 Contactors | [27 empty] | 85mm(Length)*127mm(width) |  |  |  | DINRail installation, base mount | [8 empty] | -5℃(min) | [22 empty] | 1 | https://www.unikeyic.com/media/about_us/Unikey_ISO_9001_Certification.pdf | https://www.unikeyic.com/products/circuit-protection-modules/lc1d40008u7/997598619.html
LC1D406BWS207 | Schneider Electric | 1: 599.6181 | Schneider Electric LC1D406BWS207 Reversible Contactor | [31 empty] | DIN rail mounting | [31 empty] | 1 | https://www.unikeyic.com/media/about_us/Unikey_ISO_9001_Certification.pdf | https://www.unikeyic.com/products/circuit-protection-modules/lc1d406bws207/997707778.html
LC1D40A3P7 | Schneider Electric | 1: 159.2986 | Schneider Electric LC1D40A3P7 Contactors | [27 empty] | 122mm(Length)*55mm(width) |  |  |  | DINRail installation, base mount | [8 empty] | -5℃~60℃ | [22 empty] | 2 | https://www.unikeyic.com/media/about_us/Unikey_ISO_9001_Certification.pdf | https://www.unikeyic.com/products/circuit-protection-modules/lc1d40a3p7/997431432.html
LC1D40AU7 | Schneider Electric | 1: 284.8944 | CONTACTOR, 3PST-NO, 240V, DINRAIL/PANEL; Load Current Inductive:40A; Relay Mounting:DIN Rail, Panel; Operating Voltage:690VAC; Contact Configuration:3PST-NO; No. of Poles:3 Pole; Switching Power AC3:30hp; Switching Curre | [27 empty] | 122mm*55mm*122mm |  |  |  | DIN rail mounting | [8 empty] | -25℃~55℃ | [22 empty] | 3 | https://www.unikeyic.com/media/about_us/Unikey_ISO_9001_Certification.pdf | https://www.unikeyic.com/products/circuit-protection-modules/lc1d40au7/997443954.html
LC1D40F7C | Schneider Electric | 1: 38.8246 3: 38.1776 6: 37.2069 | [64 empty] | 6 | https://www.unikeyic.com/media/about_us/Unikey_ISO_9001_Certification.pdf | https://www.unikeyic.com/products/circuit-protection-modules/lc1d40f7c/997371054.html
LC1D410M7C | Schneider Electric | 1: 748.4476 3: 735.9735 6: 717.2623 | [64 empty] | 16 | https://www.unikeyic.com/media/about_us/Unikey_ISO_9001_Certification.pdf | https://www.unikeyic.com/products/circuit-protection-modules/lc1d410m7c/997362277.html
LC1D50AV7 | Schneider Electric | 1: 299.0305 | Schneider Electric LC1D50AV7 Contactor | [31 empty] | DINRail installation, board mount | [31 empty] | 5 | https://www.unikeyic.com/media/about_us/Unikey_ISO_9001_Certification.pdf | https://www.unikeyic.com/products/circuit-protection-modules/lc1d50av7/997336660.html
LC1D65008M7 | Schneider Electric | 1: 590.018 | CONTACTORS; | [63 empty] | 1 | https://www.unikeyic.com/media/about_us/Unikey_ISO_9001_Certification.pdf | https://www.unikeyic.com/products/circuit-protection-modules/lc1d65008m7/997341361.html
LC1D65A3BD | Schneider Electric | 1: 259.3097 | Schneider Electric LC1D65A3BD Contactors | [27 empty] | 122mm(Length)*55mm(width) |  |  |  | DINRail installation, base mount | [8 empty] | -5℃~60℃ | [22 empty] | 2 | https://www.unikeyic.com/media/about_us/Unikey_ISO_9001_Certification.pdf | https://www.unikeyic.com/products/circuit-protection-modules/lc1d65a3bd/997447347.html
LC1D65AB7 | Schneider Electric | 1: 274.6968 | Schneider Electric LC1D65AB7 Contactors | [27 empty] | 122mm*55mm*122mm |  |  |  | DIN rail mounting | [8 empty] | -25℃~55℃ | [22 empty] | 1 | https://www.unikeyic.com/media/about_us/Unikey_ISO_9001_Certification.pdf | https://www.unikeyic.com/products/circuit-protection-modules/lc1d65ab7/997414810.html
LC1D65AEHE | Schneider Electric | 1: 461.4393 | Schneider Electric LC1D65AEHE Contactor | [27 empty] | 55mm(Length)*120mm(width) | [35 empty] | 5 | https://www.unikeyic.com/media/about_us/Unikey_ISO_9001_Certification.pdf | https://www.unikeyic.com/products/circuit-protection-modules/lc1d65aehe/997424052.html
LC1D65B7C | Schneider Electric | 1: 68.2237 3: 67.0867 6: 65.3811 | [64 empty] | 26 | https://www.unikeyic.com/media/about_us/Unikey_ISO_9001_Certification.pdf | https://www.unikeyic.com/products/circuit-protection-modules/lc1d65b7c/997437030.html
LC1D95B7 | Schneider Electric | 1: 428.692 | Schneider Electric LC1D95B7 Contactors | [27 empty] | 127mm(Length)*85mm(width) |  |  |  | DIN rail mounting | [8 empty] | 60℃(max) | [22 empty] | 1 | https://www.unikeyic.com/media/about_us/Unikey_ISO_9001_Certification.pdf | https://www.unikeyic.com/products/circuit-protection-modules/lc1d95b7/997406546.html
LC1D95F5 | Schneider Electric | 1: 624.1644 | Schneider Electric LC1D95F5 Contactors | [27 empty] | 127mm(Length)*85mm(width) |  |  |  | DIN rail mounting | [8 empty] | -5℃~60℃ | [22 empty] | 5 | https://www.unikeyic.com/media/about_us/Unikey_ISO_9001_Certification.pdf | https://www.unikeyic.com/products/circuit-protection-modules/lc1d95f5/997737188.html
LC1D95U7 | Schneider Electric | 1: 571.2094 | Schneider Electric LC1D95U7 Contactor | [27 empty] | 85mm(width)*127mm(height) |  |  |  | DINRail installation, panel mount | [8 empty] | -5℃~60℃ | [22 empty] | 4 | https://www.unikeyic.com/media/about_us/Unikey_ISO_9001_Certification.pdf | https://www.unikeyic.com/products/circuit-protection-modules/lc1d95u7/997365161.html
LC1DFKP7 | Schneider Electric | 1: 581.1273 | Schneider Electric LC1DFKP7 Contactors | [27 empty] | 45mm(Length)*122mm(width) |  |  |  | DINRail installation, board mount | [8 empty] | -5℃(min) | [22 empty] | 7 | https://www.unikeyic.com/media/about_us/Unikey_ISO_9001_Certification.pdf | https://www.unikeyic.com/products/circuit-protection-modules/lc1dfkp7/997640640.html
LC1DT20BD | Schneider Electric | 1: 98.439 5: 98.439 10: 98.439 | CONTACTOR, 4PST-NO, 24V, DINRAIL/PANEL; Load Current Inductive:-; Relay Mounting:DIN Rail, Panel; Operating Voltage:690VAC; Contact Configuration:4PST-NO; No. of Poles:4 Pole; Switching Power AC3:-; Switching Current AC1 | [27 empty] | 85mm(Length)*45mm(width) |  |  |  | DIN rail mounting | [8 empty] | -5℃~60℃ | [22 empty] | 3 | https://www.unikeyic.com/media/about_us/Unikey_ISO_9001_Certification.pdf | https://www.unikeyic.com/products/circuit-protection-modules/lc1dt20bd/997390260.html
LC1DT20FD | Schneider Electric | 1: 164.2572 | TESYS 4P CONTACTOR 20A AC-1 110V | [27 empty] | 85mm(Length)*45mm(width) |  |  |  | DINRail installation, base mount | [8 empty] | -5℃~60℃ | [22 empty] | 1 | https://www.unikeyic.com/media/about_us/Unikey_ISO_9001_Certification.pdf | https://www.unikeyic.com/products/circuit-protection-modules/lc1dt20fd/997375100.html
LC1DT20U7 | Schneider Electric | 1: 154.305 | Schneider Electric LC1DT20U7 Contactors | [27 empty] | 85mm(Length)*45mm(width) |  |  |  | DINRail installation, board mount | [8 empty] | -40℃(min) | [22 empty] | 26 | https://www.unikeyic.com/media/about_us/Unikey_ISO_9001_Certification.pdf | https://www.unikeyic.com/products/circuit-protection-modules/lc1dt20u7/997726603.html
LC1DT25JD | Schneider Electric | 1: 152.4155 | Schneider Electric LC1DT25JD Contactor | [27 empty] | 85mm(Length)*45mm(width) |  |  |  | DIN rail mounting | [8 empty] | -40℃(min) | [22 empty] | 17 | https://www.unikeyic.com/media/about_us/Unikey_ISO_9001_Certification.pdf | https://www.unikeyic.com/products/circuit-protection-modules/lc1dt25jd/997484205.html
LC1DT32M7 | Schneider Electric | 1: 132.1139 | Schneider Electric LC1DT32M7 Contactors | [27 empty] | 91mm(Length)*45mm(width) |  |  |  | DIN rail mounting | [8 empty] | -40℃(min) | [22 empty] | 11 | https://www.unikeyic.com/media/about_us/Unikey_ISO_9001_Certification.pdf | https://www.unikeyic.com/products/circuit-protection-modules/lc1dt32m7/997335647.html
LC1DT40ED | Schneider Electric | 1: 184.3376 | Schneider Electric LC1DT40ED Contactors | [27 empty] | 91mm(Length)*45mm(width) |  |  |  | DIN rail mounting | [31 empty] | 3 | https://www.unikeyic.com/media/about_us/Unikey_ISO_9001_Certification.pdf | https://www.unikeyic.com/products/circuit-protection-modules/lc1dt40ed/997399355.html
LC1DT40P7 | Schneider Electric | 1: 313.1744 | CONTACTOR, 4NO, 40A, 230VAC; Load Current Inductive:-; Relay Mounting:DIN Rail; Operating Voltage:230VAC; Contact Configuration:4PNO; No. of Poles:4 Pole; Switching Power AC3:-; Switching Current AC1:40A; Coil Voltage VA | [27 empty] | 91mm(Length)*45mm(width) |  |  |  | DIN rail mounting | [8 empty] | -5℃~60℃ | [22 empty] | 39 | https://www.unikeyic.com/media/about_us/Unikey_ISO_9001_Certification.pdf | https://www.unikeyic.com/products/circuit-protection-modules/lc1dt40p7/997433985.html
LC1DT60A3BD | Schneider Electric | 1: 508.2413 | Schneider Electric LC1DT60A3BD Contactor | [27 empty] | 122mm(Length)*70mm(width) |  |  |  | DIN rail mounting | [8 empty] | -5℃~60℃ | [22 empty] | 1 | https://www.unikeyic.com/media/about_us/Unikey_ISO_9001_Certification.pdf | https://www.unikeyic.com/products/circuit-protection-modules/lc1dt60a3bd/997699448.html
LC1DT60AU7 | Schneider Electric | 1: 196.6088 | Schneider Electric LC1DT60AU7 Contactors | [27 empty] | 122mm(Length)*70mm(width) |  |  |  | DIN rail mounting | [8 empty] | -5℃~60℃ | [22 empty] | 2 | https://www.unikeyic.com/media/about_us/Unikey_ISO_9001_Certification.pdf | https://www.unikeyic.com/products/circuit-protection-modules/lc1dt60au7/997369925.html
LC1DT80AQ7 | Schneider Electric | 1: 687.5478 | Schneider Electric LC1DT80AQ7 Contactor | [31 empty] | DINRail installation, board mount | [31 empty] | 1 | https://www.unikeyic.com/media/about_us/Unikey_ISO_9001_Certification.pdf | https://www.unikeyic.com/products/circuit-protection-modules/lc1dt80aq7/997362056.html
LC1E160M5N | Schneider Electric | 1: 128.4652 3: 126.3241 6: 123.1124 | [64 empty] | 56 | https://www.unikeyic.com/media/about_us/Unikey_ISO_9001_Certification.pdf | https://www.unikeyic.com/products/circuit-protection-modules/lc1e160m5n/997403288.html
LC1E300M5N | Schneider Electric | 1: 412.9772 3: 406.0942 6: 395.7698 | [28 empty] | 213mm(Length)*219mm(width) | [12 empty] | -5℃~55℃ | [22 empty] | 29 | https://www.unikeyic.com/media/about_us/Unikey_ISO_9001_Certification.pdf | https://www.unikeyic.com/products/circuit-protection-modules/lc1e300m5n/997419948.html
LC1E630M7N | Schneider Electric | 1: 1310.6297 3: 1288.7859 6: 1256.0201 | [28 empty] | 309mm(Length)*255mm(width) | [12 empty] | -5℃~55℃ | [22 empty] | 7 | https://www.unikeyic.com/media/about_us/Unikey_ISO_9001_Certification.pdf | https://www.unikeyic.com/products/circuit-protection-modules/lc1e630m7n/997417660.html
LC1K0601F72 | Schneider Electric | 1: 95.2704 | Schneider Electric LC1K0601F72 Contactors | [27 empty] | 58mm(Length)*45mm(width) |  |  |  | DINRail installation, base mount | [8 empty] | -25℃~50℃ | [22 empty] | 14 | https://www.unikeyic.com/media/about_us/Unikey_ISO_9001_Certification.pdf | https://www.unikeyic.com/products/circuit-protection-modules/lc1k0601f72/997753832.html
LC1K0601N7 | Schneider Electric | 1: 84.8242 | Schneider Electric LC1K0601N7 Contactors | [27 empty] | 58mm(Length)*45mm(width) |  |  |  | DINRail installation, base mount | [31 empty] | 5 | https://www.unikeyic.com/media/about_us/Unikey_ISO_9001_Certification.pdf | https://www.unikeyic.com/products/circuit-protection-modules/lc1k0601n7/997601430.html
LC1K0601P72 | Schneider Electric | 1: 58.284 | Schneider Electric LC1K0601P72 Contactor | [63 empty] | 8 | https://www.unikeyic.com/media/about_us/Unikey_ISO_9001_Certification.pdf | https://www.unikeyic.com/products/circuit-protection-modules/lc1k0601p72/997551019.html
LC1K0610F7 | Schneider Electric | 1: 54.264 5: 53.295 10: 53.295 20: 53.295 | CONTACTOR, 2.2KW, 110VAC; Load Current Inductive:6A; Relay Mounting:DIN Rail; Operating Voltage:110VAC; Contact Configuration:3PST-NO; No. of Poles:3 Pole; Switching Power AC3:3kW; Switching Current AC1:-; Coil Voltage V | [31 empty] | DIN rail mounting | [31 empty] | 1 | https://www.unikeyic.com/media/about_us/Unikey_ISO_9001_Certification.pdf | https://www.unikeyic.com/products/circuit-protection-modules/lc1k0610f7/997438633.html
LC1K0610N7 | Schneider Electric | 1: 84.8242 | Schneider Electric LC1K0610N7 Contactors | [27 empty] | 58mm(Length)*45mm(width) |  |  |  | DIN rail mounting | [31 empty] | 16 | https://www.unikeyic.com/media/about_us/Unikey_ISO_9001_Certification.pdf | https://www.unikeyic.com/products/circuit-protection-modules/lc1k0610n7/997579254.html
LC1K0610U7 | Schneider Electric | 1: 54.9418 | Schneider Electric LC1K0610U7 Contactor | [27 empty] | 58mm(Length)*45mm(width) |  |  |  | DIN rail mounting | [8 empty] | -25℃~50℃ | [22 empty] | 1 | https://www.unikeyic.com/media/about_us/Unikey_ISO_9001_Certification.pdf | https://www.unikeyic.com/products/circuit-protection-modules/lc1k0610u7/997396133.html
LC1K09004B7 | Schneider Electric | 1: 74.8036 | Schneider Electric LC1K09004B7 Contactor | [27 empty] | 58mm(Length)*45mm(width) |  |  |  | DINRail installation, base mount | [8 empty] | -25℃~50℃ | [22 empty] | 6 | https://www.unikeyic.com/media/about_us/Unikey_ISO_9001_Certification.pdf | https://www.unikeyic.com/products/circuit-protection-modules/lc1k09004b7/997357918.html
LC1K09004FE7 | Schneider Electric | 1: 78.873 | Schneider Electric LC1K09004FE7 Contactors | [27 empty] | 58mm(Length)*45mm(width) |  |  |  | DIN rail mounting | [8 empty] | -25℃~50℃ | [22 empty] | 5 | https://www.unikeyic.com/media/about_us/Unikey_ISO_9001_Certification.pdf | https://www.unikeyic.com/products/circuit-protection-modules/lc1k09004fe7/997544110.html
LC1K09004P7 | Schneider Electric | 1: 109.9984 | Schneider Electric LC1K09004P7 Contactors | [27 empty] | 58mm(Length)*45mm(width) | [12 empty] | -25℃~50℃ | [22 empty] | 9 | https://www.unikeyic.com/media/about_us/Unikey_ISO_9001_Certification.pdf | https://www.unikeyic.com/products/circuit-protection-modules/lc1k09004p7/997375307.html
LC1K09004U7 | Schneider Electric | 1: 54.0736 5: 53.108 10: 53.108 20: 53.108 | CONTACTOR, 4PST-NO, 240VAC, DINRAIL/PANL; | [27 empty] | 58mm(Length)*45mm(width) |  |  |  | DIN rail mounting | [8 empty] | -25℃(min) | [22 empty] | 1 | https://www.unikeyic.com/media/about_us/Unikey_ISO_9001_Certification.pdf | https://www.unikeyic.com/products/circuit-protection-modules/lc1k09004u7/997659606.html
LC1K09008P7 | Schneider Electric | 1: 74.8036 | Schneider Electric LC1K09008P7 Contactor | [27 empty] | 45mm(Length)*58mm(width) |  |  |  | board mount | [8 empty] | -25℃~50℃ | [22 empty] | 2 | https://www.unikeyic.com/media/about_us/Unikey_ISO_9001_Certification.pdf | https://www.unikeyic.com/products/circuit-protection-modules/lc1k09008p7/997349749.html
LC1K0901E7 | Schneider Electric | 1: 108.7098 | Schneider Electric LC1K0901E7 Contactors | [27 empty] | 58mm(Length)*45mm(width) |  |  |  | DIN rail mounting | [31 empty] | 4 | https://www.unikeyic.com/media/about_us/Unikey_ISO_9001_Certification.pdf | https://www.unikeyic.com/products/circuit-protection-modules/lc1k0901e7/997428106.html
LC1K0901F72 | Schneider Electric | 1: 75.5316 | Schneider Electric LC1K0901F72 Contactors | [31 empty] | DIN rail mounting | [8 empty] | -25℃~50℃ | [22 empty] | 1 | https://www.unikeyic.com/media/about_us/Unikey_ISO_9001_Certification.pdf | https://www.unikeyic.com/products/circuit-protection-modules/lc1k0901f72/997696034.html
LC1K0901P7 | Schneider Electric | 1: 62.5702 | Schneider Electric LC1K0901P7 Contactor | [27 empty] | 58mm(Length)*45mm(width) |  |  |  | DIN rail mounting | [8 empty] | -25℃(min) | [22 empty] | 16 | https://www.unikeyic.com/media/about_us/Unikey_ISO_9001_Certification.pdf | https://www.unikeyic.com/products/circuit-protection-modules/lc1k0901p7/997370218.html
LC1K0901P72 | Schneider Electric | 1: 50.7417 | Schneider Electric LC1K0901P72 Contactors | [31 empty] | DIN rail mounting | [31 empty] | 15 | https://www.unikeyic.com/media/about_us/Unikey_ISO_9001_Certification.pdf | https://www.unikeyic.com/products/circuit-protection-modules/lc1k0901p72/997381828.html
LC1K0901V7 | Schneider Electric | 1: 47.5916 | Schneider Electric LC1K0901V7 Contactor | [31 empty] | DIN rail mounting | [31 empty] | 1 | https://www.unikeyic.com/media/about_us/Unikey_ISO_9001_Certification.pdf | https://www.unikeyic.com/products/circuit-protection-modules/lc1k0901v7/997536674.html
LC1K09105E7 | Schneider Electric | 1: 114.1325 | Schneider Electric LC1K09105E7 Contactors | [27 empty] | 58mm(Length)*45mm(width) |  |  |  | Through hole mounting | [8 empty] | -25℃~50℃ | [22 empty] | 9 | https://www.unikeyic.com/media/about_us/Unikey_ISO_9001_Certification.pdf | https://www.unikeyic.com/products/circuit-protection-modules/lc1k09105e7/997363130.html
LC1K0910E7 | Schneider Electric | 1: 50.2132 | Schneider Electric LC1K0910E7 Contactors | [27 empty] | 58mm(Length)*45mm(width) |  |  |  | DIN rail mounting | [8 empty] | -25℃(min) | [22 empty] | 14 | https://www.unikeyic.com/media/about_us/Unikey_ISO_9001_Certification.pdf | https://www.unikeyic.com/products/circuit-protection-modules/lc1k0910e7/997353391.html
LC1K0910F7 | Schneider Electric | 1: 17.6038 5: 17.3104 10: 16.8703 | [28 empty] | 58mm(Length)*45mm(width) |  |  |  | DIN rail mounting | [8 empty] | -25℃(min) | [22 empty] | 48 | https://www.unikeyic.com/media/about_us/Unikey_ISO_9001_Certification.pdf | https://www.unikeyic.com/products/circuit-protection-modules/lc1k0910f7/997374836.html
LC1K0910U7 | Schneider Electric | 1: 47.6625 | CONTACTOR, 4KW, 240VAC; Load Current Inductive:-; Relay Mounting:DIN Rail; Operating Voltage:240VAC; Contact Configuration:3PST-NO; No. of Poles:3 Pole; Switching Power AC3:4kW; Switching Current AC1:20A; Coil Voltage VA | [27 empty] | 58mm(Length)*45mm(width) |  |  |  | DIN rail mounting | [8 empty] | -25℃~50℃ | [22 empty] | 12 | https://www.unikeyic.com/media/about_us/Unikey_ISO_9001_Certification.pdf | https://www.unikeyic.com/products/circuit-protection-modules/lc1k0910u7/997387641.html
LC1K1201V7 | Schneider Electric | 1: 76.8328 | Schneider Electric LC1K1201V7 Contactors | [27 empty] | 58mm(Length)*45mm(width) |  |  |  | DIN rail mounting | [8 empty] | -25℃~50℃ | [22 empty] | 2 | https://www.unikeyic.com/media/about_us/Unikey_ISO_9001_Certification.pdf | https://www.unikeyic.com/products/circuit-protection-modules/lc1k1201v7/997618087.html
LC1K1610U7 | Schneider Electric | 1: 82.152 5: 80.685 10: 80.685 | CONTACTOR, 3PST-NO, 240V, DINRAIL/PANEL; Load Current Inductive:16A; Relay Mounting:DIN Rail, Panel; Operating Voltage:690VAC; Contact Configuration:3PST-NO; No. of Poles:3 Pole; Switching Power AC3:5.5kW; Switching Curr | [27 empty] | 45mm(Length)*58mm(width) |  |  |  | DIN rail mounting | [8 empty] | -25℃(min) | [22 empty] | 1 | https://www.unikeyic.com/media/about_us/Unikey_ISO_9001_Certification.pdf | https://www.unikeyic.com/products/circuit-protection-modules/lc1k1610u7/997385820.html
LC1N0910Q7N | Schneider Electric | 1: 8.7288 5: 8.5193 10: 8.3796 | [32 empty] | DIN rail mounting | [8 empty] | -5℃(min) | [22 empty] | 10 | https://www.unikeyic.com/media/about_us/Unikey_ISO_9001_Certification.pdf | https://www.unikeyic.com/products/circuit-protection-modules/lc1n0910q7n/997395313.html
LC1SK0600F7 | Schneider Electric | 1: 46.3232 5: 45.496 10: 45.496 20: 45.496 | CONTACTOR, DPST-NO, 110VAC, DIN RAIL; | [27 empty] | 56mm(Length)*27mm(width) |  |  |  | DIN rail mounting | [8 empty] | -20℃~50℃ | [22 empty] | 5 | https://www.unikeyic.com/media/about_us/Unikey_ISO_9001_Certification.pdf | https://www.unikeyic.com/products/circuit-protection-modules/lc1sk0600f7/997601701.html
LC1SK0600P7 | Schneider Electric | 1: 38.3376 5: 37.653 10: 37.653 20: 37.653 | CONTACTOR, DPST-NO, 230VAC, DIN RAIL; | [63 empty] | 1 | https://www.unikeyic.com/media/about_us/Unikey_ISO_9001_Certification.pdf | https://www.unikeyic.com/products/circuit-protection-modules/lc1sk0600p7/997538212.html
LC2D09B7 | Schneider Electric | 1: 353.441 | Schneider Electric LC2D09B7 Contactors | [27 empty] | 82.5mm(Length)*90mm(width) |  |  |  | DINRail installation, base mount | [8 empty] | -5℃~60℃ | [22 empty] | 5 | https://www.unikeyic.com/media/about_us/Unikey_ISO_9001_Certification.pdf | https://www.unikeyic.com/products/circuit-protection-modules/lc2d09b7/997545135.html
LC2D09BD | Schneider Electric | 1: 361.0095 | Schneider Electric LC2D09BD Contactors | [27 empty] | 77mm(Length)*90mm(width) |  |  |  | DIN rail mounting | [8 empty] | -25℃~50℃ | [22 empty] | 8 | https://www.unikeyic.com/media/about_us/Unikey_ISO_9001_Certification.pdf | https://www.unikeyic.com/products/circuit-protection-modules/lc2d09bd/997431193.html
LC2D09E7 | Schneider Electric |  | Schneider Electric LC2D09E7 Contactor | [27 empty] | 77mm(Length)*90mm(width) |  |  |  | DIN rail mounting | [8 empty] | -25℃~50℃ | [23 empty] | https://www.unikeyic.com/media/about_us/Unikey_ISO_9001_Certification.pdf | https://www.unikeyic.com/products/circuit-protection-modules/lc2d09e7/997499611.html
LC2D09U7V | Schneider Electric | 1: 396.5307 | Schneider Electric LC2D09U7V Contactors | [27 empty] | 77mm(Length)*90mm(width) |  |  |  | DINRail installation, base mount | [31 empty] | 4 | https://www.unikeyic.com/media/about_us/Unikey_ISO_9001_Certification.pdf | https://www.unikeyic.com/products/circuit-protection-modules/lc2d09u7v/997665213.html
LC2D12B7 | Schneider Electric | 1: 150.6958 6: 137.2277 12: 134.4832 | Schneider Electric LC2D12B7 Contactors | [27 empty] | 77mm(Length)*90mm(width) |  |  |  | DINRail installation, base mount | [8 empty] | -25℃~50℃ | [22 empty] | 7 | https://www.unikeyic.com/media/about_us/Unikey_ISO_9001_Certification.pdf | https://www.unikeyic.com/products/circuit-protection-modules/lc2d12b7/997432685.html
LC2D12P7 | Schneider Electric | 1: 182.5981 6: 178.9448 12: 176.259 | Schneider Electric LC2D12P7 Contactors | [27 empty] | 82.5mm(Length)*90mm(width) | [12 empty] | -5℃~60℃ | [22 empty] | 1 | https://www.unikeyic.com/media/about_us/Unikey_ISO_9001_Certification.pdf | https://www.unikeyic.com/products/circuit-protection-modules/lc2d12p7/997334434.html
LC2D18ED | Schneider Electric | 1: 412.159 | CONTACTOR, 3PST-NO, 48V, DIN RAIL/PANEL; | [27 empty] | 77mm(Length)*90mm(width) |  |  |  | DIN rail mounting | [8 empty] | -5℃~60℃ | [22 empty] | 1 | https://www.unikeyic.com/media/about_us/Unikey_ISO_9001_Certification.pdf | https://www.unikeyic.com/products/circuit-protection-modules/lc2d18ed/997579748.html
LC2D32FE7 | Schneider Electric |  | Schneider Electric LC2D32FE7 Contactor | [27 empty] | 85mm(Length)*90mm(width) |  |  |  | DIN rail mounting | [8 empty] | -25℃~50℃ | [23 empty] | https://www.unikeyic.com/media/about_us/Unikey_ISO_9001_Certification.pdf | https://www.unikeyic.com/products/circuit-protection-modules/lc2d32fe7/997467532.html
LC2D50AF7 | Schneider Electric | 1: 411.1814 | Schneider Electric LC2D50AF7 Contactors | [27 empty] | 122mm(Length)*119mm(width) |  |  |  | DINRail installation, base mount | [8 empty] | -5℃~60℃ | [22 empty] | 1 | https://www.unikeyic.com/media/about_us/Unikey_ISO_9001_Certification.pdf | https://www.unikeyic.com/products/circuit-protection-modules/lc2d50af7/997352778.html
LC2K0601B7 | Schneider Electric | 1: 109.0768 | CONTACTOR, 3PST-NO, 24VAC, DINRAIL; Load Current Inductive:6A; Relay Mounting:DIN Rail; Operating Voltage:690V; Contact Configuration:3PST-NO; No. of Poles:3 Pole; Switching Power AC3:3kW; Switching Current AC1:15A; Coil | [27 empty] | 58mm(Length)*90mm(width) |  |  |  | DIN rail mounting | [8 empty] | -25℃~50℃ | [22 empty] | 1 | https://www.unikeyic.com/media/about_us/Unikey_ISO_9001_Certification.pdf | https://www.unikeyic.com/products/circuit-protection-modules/lc2k0601b7/997374793.html
LC2K0601B72 | Schneider Electric | 1: 209.9471 | Schneider Electric LC2K0601B72 Contactors | [27 empty] | 58mm(Length)*90mm(width) |  |  |  | DINRail installation, base mount | [8 empty] | -25℃~50℃ | [22 empty] | 4 | https://www.unikeyic.com/media/about_us/Unikey_ISO_9001_Certification.pdf | https://www.unikeyic.com/products/circuit-protection-modules/lc2k0601b72/997529041.html
LC2K0601E7 | Schneider Electric | 1: 69.038 6: 65.5857 12: 64.6054 | Schneider Electric LC2K0601E7 Reversible Contactor | [27 empty] | 58mm(Length)*90mm(width) |  |  |  | DINRail installation, base mount | [8 empty] | -25℃~50℃ | [22 empty] | 1 | https://www.unikeyic.com/media/about_us/Unikey_ISO_9001_Certification.pdf | https://www.unikeyic.com/products/circuit-protection-modules/lc2k0601e7/997329590.html
LC2K0601F7 | Schneider Electric | 1: 67.0359 | Schneider Electric LC2K0601F7 Reversible Contactor | [27 empty] | 90mm(Length)*58mm(width) | [12 empty] | -25℃~50℃ | [22 empty] | 18 | https://www.unikeyic.com/media/about_us/Unikey_ISO_9001_Certification.pdf | https://www.unikeyic.com/products/circuit-protection-modules/lc2k0601f7/997331629.html
LC2K0601P7 | Schneider Electric | 1: 175.8071 6: 162.7357 12: 159.4787 | Schneider Electric LC2K0601P7 Reversible Contactor | [27 empty] | 58mm(Length)*90mm(width) |  |  |  | DIN rail mounting | [8 empty] | -25℃~50℃ | [22 empty] | 2 | https://www.unikeyic.com/media/about_us/Unikey_ISO_9001_Certification.pdf | https://www.unikeyic.com/products/circuit-protection-modules/lc2k0601p7/997351851.html
LC2K0610E7 | Schneider Electric | 1: 184.6138 | Schneider Electric LC2K0610E7 Reversible Contactor | [27 empty] | 58mm(Length)*90mm(width) |  |  |  | DINRail installation, base mount | [8 empty] | -25℃~50℃ | [22 empty] | 2 | https://www.unikeyic.com/media/about_us/Unikey_ISO_9001_Certification.pdf | https://www.unikeyic.com/products/circuit-protection-modules/lc2k0610e7/997545188.html
LC2K0610P7 | Schneider Electric | 1: 175.8071 | Schneider Electric LC2K0610P7 Reversible Contactor | [27 empty] | 58mm(Length)*90mm(width) |  |  |  | DINRail installation, base mount | [8 empty] | -25℃~50℃ | [22 empty] | 2 | https://www.unikeyic.com/media/about_us/Unikey_ISO_9001_Certification.pdf | https://www.unikeyic.com/products/circuit-protection-modules/lc2k0610p7/997487337.html
LC2K0901B7 | Schneider Electric | 1: 204.3434 6: 189.156 12: 185.3695 | Schneider Electric LC2K0901B7 Reversible Contactor | [27 empty] | 58mm(Length)*90mm(width) |  |  |  | DINRail installation, base mount | [8 empty] | -25℃~50℃ | [22 empty] | 3 | https://www.unikeyic.com/media/about_us/Unikey_ISO_9001_Certification.pdf | https://www.unikeyic.com/products/circuit-protection-modules/lc2k0901b7/997343293.html
LC2K0910P7 | Schneider Electric | 1: 176.9681 | Schneider Electric LC2K0910P7 | [27 empty] | 58mm(Length)*90mm(width) |  |  |  | DINRail installation, base mount | [8 empty] | -25℃~50℃ | [22 empty] | 1 | https://www.unikeyic.com/media/about_us/Unikey_ISO_9001_Certification.pdf | https://www.unikeyic.com/products/circuit-protection-modules/lc2k0910p7/997620131.html
LC2K1210D7 | Schneider Electric | 1: 129.632 | Schneider Electric LC2K1210D7 Contactor | [27 empty] | 58mm(Length)*90mm(width) |  |  |  | DIN rail mounting | [8 empty] | -25℃~50℃ | [22 empty] | 1 | https://www.unikeyic.com/media/about_us/Unikey_ISO_9001_Certification.pdf | https://www.unikeyic.com/products/circuit-protection-modules/lc2k1210d7/997720972.html
LC3D32AB7 | Schneider Electric | 1: 1101.2678 | Schneider Electric LC3D32AB7 | [63 empty] | 1 | https://www.unikeyic.com/media/about_us/Unikey_ISO_9001_Certification.pdf | https://www.unikeyic.com/products/circuit-protection-modules/lc3d32ab7/997726113.html
LC7K0901M7 | Schneider Electric | 1: 118.1241 | Schneider Electric LC7K0901M7 Contactors | [27 empty] | 58mm(Length)*45mm(width) |  |  |  | DINRail installation, base mount | [31 empty] | 36 | https://www.unikeyic.com/media/about_us/Unikey_ISO_9001_Certification.pdf | https://www.unikeyic.com/products/circuit-protection-modules/lc7k0901m7/997353399.html
LP1D80004BD | Schneider Electric | 1: 519.7383 | Schneider Electric LP1D80004BD Contactors | [27 empty] | 127mm(Length)*96mm(width) |  |  |  | DINRail installation, base mount | [8 empty] | -40℃(min) | [22 empty] | 21 | https://www.unikeyic.com/media/about_us/Unikey_ISO_9001_Certification.pdf | https://www.unikeyic.com/products/circuit-protection-modules/lp1d80004bd/997386349.html
LP1K06015BD | Schneider Electric | [33 empty] | DIN rail mounting | [32 empty] | https://www.unikeyic.com/media/about_us/Unikey_ISO_9001_Certification.pdf | https://www.unikeyic.com/products/circuit-protection-modules/lp1k06015bd/997495227.html
LP1K0601BD3 | Schneider Electric | 1: 113.5151 | Schneider Electric LP1K0601BD3 Contactors | [31 empty] | DINRail installation, base mount | [8 empty] | -25℃(min) | [22 empty] | 31 | https://www.unikeyic.com/media/about_us/Unikey_ISO_9001_Certification.pdf | https://www.unikeyic.com/products/circuit-protection-modules/lp1k0601bd3/997360482.html
LP1K0601FD | Schneider Electric | 1: 86.2118 | Schneider Electric LP1K0601FD Contactors | [27 empty] | 58mm(Length)*45mm(width) |  |  |  | DINRail installation, board mount | [8 empty] | -60℃(min) | [22 empty] | 27 | https://www.unikeyic.com/media/about_us/Unikey_ISO_9001_Certification.pdf | https://www.unikeyic.com/products/circuit-protection-modules/lp1k0601fd/997503664.html
LP1K0610BD | Schneider Electric | 1: 20.419 3: 20.0787 6: 19.5682 | [28 empty] | 58mm*45mm*58mm |  |  |  | DIN rail mounting | [8 empty] | -25℃~50℃ | [22 empty] | 60 | https://www.unikeyic.com/media/about_us/Unikey_ISO_9001_Certification.pdf | https://www.unikeyic.com/products/circuit-protection-modules/lp1k0610bd/997401682.html
LP1K090085MD | Schneider Electric | 1: 83.0032 5: 81.521 10: 81.521 | CONTACTOR, DPST-NO/NC, 220VDC, DIN RAIL; | [27 empty] | 58mm(Length)*45mm(width) |  |  |  | Through hole mounting | [8 empty] | -25℃~50℃ | [22 empty] | 74 | https://www.unikeyic.com/media/about_us/Unikey_ISO_9001_Certification.pdf | https://www.unikeyic.com/products/circuit-protection-modules/lp1k090085md/997369942.html
LP1K0901BD3 | Schneider Electric | 1: 129.3416 | Schneider Electric LP1K0901BD3 Contactors | [27 empty] | 58mm(Length)*45mm(width) |  |  |  | DINRail installation, base mount | [31 empty] | 19 | https://www.unikeyic.com/media/about_us/Unikey_ISO_9001_Certification.pdf | https://www.unikeyic.com/products/circuit-protection-modules/lp1k0901bd3/997461302.html
LP1K09105BD | Schneider Electric | 1: 95.9026 | Schneider Electric LP1K09105BD Contactor | [31 empty] | Through hole mounting | [31 empty] | 9 | https://www.unikeyic.com/media/about_us/Unikey_ISO_9001_Certification.pdf | https://www.unikeyic.com/products/circuit-protection-modules/lp1k09105bd/997369945.html
LP1K0910BD | Schneider Electric | 1: 21.203 | [28 empty] | 58mm(Length)*45mm(width) |  |  |  | DIN rail mounting | [8 empty] | -25℃~50℃ | [22 empty] | 95 | https://www.unikeyic.com/media/about_us/Unikey_ISO_9001_Certification.pdf | https://www.unikeyic.com/products/circuit-protection-modules/lp1k0910bd/997408605.html
LP1K0910BD3 | Schneider Electric | 1: 22.3433 3: 21.9709 6: 21.4123 | [28 empty] | 57.91mm(Length)*45mm(width) |  |  |  | DINRail installation, base mount | [8 empty] | -25℃~50℃ | [22 empty] | 250 | https://www.unikeyic.com/media/about_us/Unikey_ISO_9001_Certification.pdf | https://www.unikeyic.com/products/circuit-protection-modules/lp1k0910bd3/997431372.html
LP1K0910FD | Schneider Electric | 1: 32.1572 | Schneider Electric LP1K0910FD Contactors | [27 empty] | 58mm(Length)*45mm(width) |  |  |  | DIN rail mounting | [8 empty] | -25℃(min) | [22 empty] | 1 | https://www.unikeyic.com/media/about_us/Unikey_ISO_9001_Certification.pdf | https://www.unikeyic.com/products/circuit-protection-modules/lp1k0910fd/997451502.html
LP1K0910SD | Schneider Electric | 1: 71.0752 5: 69.806 10: 69.806 | CONTACTORS; | [27 empty] | 58mm(Length)*45mm(width) |  |  |  | DIN rail mounting | [8 empty] | -25℃~50℃ | [22 empty] | 9 | https://www.unikeyic.com/media/about_us/Unikey_ISO_9001_Certification.pdf | https://www.unikeyic.com/products/circuit-protection-modules/lp1k0910sd/997481381.html
LP1K12004BD | Schneider Electric | 1: 92.1905 | Schneider Electric LP1K12004BD Contactor | [27 empty] | 58mm(Length)*45mm(width) |  |  |  | DINRail installation, board mount | [8 empty] | -25℃(min) | [22 empty] | 18 | https://www.unikeyic.com/media/about_us/Unikey_ISO_9001_Certification.pdf | https://www.unikeyic.com/products/circuit-protection-modules/lp1k12004bd/997461527.html
LP1K12015MD | Schneider Electric | 1: 92.8761 | Schneider Electric LP1K12015MD Contactors | [27 empty] | 58mm(Length)*45mm(width) | [12 empty] | -25℃~50℃ | [22 empty] | 14 | https://www.unikeyic.com/media/about_us/Unikey_ISO_9001_Certification.pdf | https://www.unikeyic.com/products/circuit-protection-modules/lp1k12015md/997413299.html
LP1K1201BD | Schneider Electric | 1: 27.653 3: 27.1921 6: 26.5008 | [28 empty] | 58mm*45mm*58mm |  |  |  | DIN rail mounting | [8 empty] | -25℃~50℃ | [22 empty] | 18 | https://www.unikeyic.com/media/about_us/Unikey_ISO_9001_Certification.pdf | https://www.unikeyic.com/products/circuit-protection-modules/lp1k1201bd/997442968.html
LP1K1210JD | Schneider Electric | 1: 136.3709 | Schneider Electric LP1K1210JD Contactors | [27 empty] | 58mm(Length)*45mm(width) |  |  |  | DIN rail mounting | [8 empty] | -25℃~50℃ | [22 empty] | 5 | https://www.unikeyic.com/media/about_us/Unikey_ISO_9001_Certification.pdf | https://www.unikeyic.com/products/circuit-protection-modules/lp1k1210jd/997625512.html
LP1SK0600ED | Schneider Electric | 1: 44.6857 | Schneider Electric LP1SK0600ED Contactor | [27 empty] | 56mm(Length)*27mm(width) |  |  |  | DIN rail mounting | [8 empty] | -20℃(min) | [22 empty] | 21 | https://www.unikeyic.com/media/about_us/Unikey_ISO_9001_Certification.pdf | https://www.unikeyic.com/products/circuit-protection-modules/lp1sk0600ed/997680616.html
LP2K0910BD3 | Schneider Electric | 1: 311.9396 | Schneider Electric LP2K0910BD3 Contactors | [27 empty] | 58mm(Length)*90mm(width) |  |  |  | DINRail installation, base mount | [8 empty] | -25℃~50℃ | [22 empty] | 1 | https://www.unikeyic.com/media/about_us/Unikey_ISO_9001_Certification.pdf | https://www.unikeyic.com/products/circuit-protection-modules/lp2k0910bd3/997715605.html
LP2K1201BD3 | Schneider Electric | 1: 192.2777 | Schneider Electric LP2K1201BD3 Contactors | [27 empty] | 58mm(Length)*90mm(width) |  |  |  | DIN rail mounting | [8 empty] | -25℃~50℃ | [22 empty] | 5 | https://www.unikeyic.com/media/about_us/Unikey_ISO_9001_Certification.pdf | https://www.unikeyic.com/products/circuit-protection-modules/lp2k1201bd3/997581965.html
LP2K1210BD | Schneider Electric | 1: 271.2439 | Schneider Electric LP2K1210BD Reversible Contactor | [27 empty] | 58mm(Length)*90mm(width) |  |  |  | DIN rail mounting | [31 empty] | 12 | https://www.unikeyic.com/media/about_us/Unikey_ISO_9001_Certification.pdf | https://www.unikeyic.com/products/circuit-protection-modules/lp2k1210bd/997462081.html
LP4K09004BW3 | Schneider Electric | 1: 72.828 | CONTACTOR, 4PST-NO, 24V, DIN RAIL/PANEL; Load Current Inductive:-; Relay Mounting:DIN Rail, Panel; Operating Voltage:690VAC; Contact Configuration:4PST-NO; No. of Poles:4 Pole; Switching Power AC3:-; Switching Current AC | [27 empty] | 58mm(Length)*45mm(width) |  |  |  | DIN rail mounting | [8 empty] | -25℃~50℃ | [22 empty] | 1 | https://www.unikeyic.com/media/about_us/Unikey_ISO_9001_Certification.pdf | https://www.unikeyic.com/products/circuit-protection-modules/lp4k09004bw3/997399711.html
LP4K1201EW3 | Schneider Electric | 1: 85.8251 | Schneider Electric LP4K1201EW3 Contactor | [27 empty] | 58mm(Length)*45mm(width) |  |  |  | DIN rail mounting | [8 empty] | -25℃~50℃ | [22 empty] | 10 | https://www.unikeyic.com/media/about_us/Unikey_ISO_9001_Certification.pdf | https://www.unikeyic.com/products/circuit-protection-modules/lp4k1201ew3/997616814.html
LP5K0601BW3 | Schneider Electric | 1: 272.7171 | Schneider Electric LP5K0601BW3 Reversible Contactor | [27 empty] | 58mm(Length)*90mm(width) |  |  |  | DIN rail mounting | [8 empty] | -25℃~50℃ | [22 empty] | 16 | https://www.unikeyic.com/media/about_us/Unikey_ISO_9001_Certification.pdf | https://www.unikeyic.com/products/circuit-protection-modules/lp5k0601bw3/997343603.html
LP5K0610BW3 | Schneider Electric | 1: 195.2324 | Schneider Electric LP5K0610BW3 | [27 empty] | 58mm(Length)*90mm(width) |  |  |  | DIN rail mounting | [31 empty] | 1 | https://www.unikeyic.com/media/about_us/Unikey_ISO_9001_Certification.pdf | https://www.unikeyic.com/products/circuit-protection-modules/lp5k0610bw3/997386851.html
LP5K0910BW3 | Schneider Electric | 1: 321.3267 6: 297.4411 12: 291.4983 | Schneider Electric LP5K0910BW3 Reversible Contactor | [27 empty] | 58mm(Length)*90mm(width) |  |  |  | DIN rail mounting | [31 empty] | 1 | https://www.unikeyic.com/media/about_us/Unikey_ISO_9001_Certification.pdf | https://www.unikeyic.com/products/circuit-protection-modules/lp5k0910bw3/997428795.html
LP5K1201BW3 | Schneider Electric | 1: 305.9187 | Schneider Electric LP5K1201BW3 Contactor | [63 empty] | 5 | https://www.unikeyic.com/media/about_us/Unikey_ISO_9001_Certification.pdf | https://www.unikeyic.com/products/circuit-protection-modules/lp5k1201bw3/997335688.html
LR2K0302 | Schneider Electric | 1: 94.309 6: 85.5495 12: 83.8361 | Schneider Electric LR2K0302 Thermal overload relay | [27 empty] | 116mm(Length)*45mm(width) |  |  |  | direct mounting | [8 empty] | -20℃~55℃ | [22 empty] | 2 | https://www.unikeyic.com/media/about_us/Unikey_ISO_9001_Certification.pdf | https://www.unikeyic.com/products/circuit-protection-modules/lr2k0302/997402510.html
LR2K0310 | Schneider Electric | 1: 57.064 5: 56.045 10: 56.045 | RELAY, OVERLOAD, 2.6-3.7A; Overload Adjustment Current Min:2.6A; Overload Adjustment Current Max:3.7A; Coil Voltage AC Max:-; Coil Voltage DC Max:-; Product Range:-; SVHC:No SVHC (15-Jan-2018); Contact Configuration:1NO | [27 empty] | 116mm(Length)*45mm(width) |  |  |  | DINRail installation, board mount | [8 empty] | -20℃~55℃ | [22 empty] | 3 | https://www.unikeyic.com/media/about_us/Unikey_ISO_9001_Certification.pdf | https://www.unikeyic.com/products/circuit-protection-modules/lr2k0310/997329993.html
LR2K0312 | Schneider Electric | 1: 68.6307 5: 66.7722 | [28 empty] | 116mm(Length)*45mm(width) |  |  |  | direct mounting | [8 empty] | -20℃~55℃ | [22 empty] | 3 | https://www.unikeyic.com/media/about_us/Unikey_ISO_9001_Certification.pdf | https://www.unikeyic.com/products/circuit-protection-modules/lr2k0312/997447026.html
LR3D16 | Schneider Electric | 1: 115.9949 | Schneider Electric LR3D16 Thermal overload relay | [27 empty] | 121mm(Length)*75mm(width) |  |  |  | DIN rail mounting | [8 empty] | -20℃(min) | [22 empty] | 13 | https://www.unikeyic.com/media/about_us/Unikey_ISO_9001_Certification.pdf | https://www.unikeyic.com/products/circuit-protection-modules/lr3d16/997617126.html
LR97D25B | Schneider Electric | 1: 185.3899 | Schneider Electric LR97D25B Overload Relay | [27 empty] | 45mm(width) |  |  |  | direct mounting | [8 empty] | -25℃(min) | [22 empty] | 18 | https://www.unikeyic.com/media/about_us/Unikey_ISO_9001_Certification.pdf | https://www.unikeyic.com/products/circuit-protection-modules/lr97d25b/997387198.html
LR97D38M7 | Schneider Electric | 1: 147.9614 | Schneider Electric LR97D38M7 | [63 empty] | 1 | https://www.unikeyic.com/media/about_us/Unikey_ISO_9001_Certification.pdf | https://www.unikeyic.com/products/circuit-protection-modules/lr97d38m7/997439943.html
LR9D32 | Schneider Electric | 1: 134.2794 | Schneider Electric LR9D32 Thermal overload relay | [27 empty] | 45mm(Length)*79.9mm(width) | [12 empty] | -25℃(min) | [22 empty] | 5 | https://www.unikeyic.com/media/about_us/Unikey_ISO_9001_Certification.pdf | https://www.unikeyic.com/products/circuit-protection-modules/lr9d32/997410945.html
LR9G500 | Schneider Electric | 1: 1759.3982 | Schneider Electric LR9G500 Thermal overload relay | [27 empty] | 400mm(Length)*140mm(width) |  |  |  | direct mounting | [8 empty] | -25℃~60℃ | [22 empty] | 5 | https://www.unikeyic.com/media/about_us/Unikey_ISO_9001_Certification.pdf | https://www.unikeyic.com/products/circuit-protection-modules/lr9g500/997406883.html
LRD03C | Schneider Electric | 1: 12.5614 5: 12.3521 10: 12.038 | [28 empty] | 80mm(Length)*45mm(width) | [35 empty] | 66 | https://www.unikeyic.com/media/about_us/Unikey_ISO_9001_Certification.pdf | https://www.unikeyic.com/products/circuit-protection-modules/lrd03c/997351877.html
LRD04 | Schneider Electric | 1: 35.3833 6: 27.1847 12: 26.777 | Schneider Electric LRD04 Overload Relay | [27 empty] | 123mm(Length)*45mm(width) |  |  |  | direct mounting | [8 empty] | -20℃~60℃ | [22 empty] | 9 | https://www.unikeyic.com/media/about_us/Unikey_ISO_9001_Certification.pdf | https://www.unikeyic.com/products/circuit-protection-modules/lrd04/997366400.html
LRD06C | Schneider Electric | 1: 12.3476 5: 12.1418 10: 11.8331 | [28 empty] | 80mm(Length)*45mm(width) | [35 empty] | 690 | https://www.unikeyic.com/media/about_us/Unikey_ISO_9001_Certification.pdf | https://www.unikeyic.com/products/circuit-protection-modules/lrd06c/997334108.html
LRD10C | Schneider Electric | 1: 12.3476 5: 12.1418 10: 11.8331 | [28 empty] | 80mm(Length)*45mm(width) | [35 empty] | 298 | https://www.unikeyic.com/media/about_us/Unikey_ISO_9001_Certification.pdf | https://www.unikeyic.com/products/circuit-protection-modules/lrd10c/997439385.html
LRD12 | Schneider Electric | 1: 18.0314 3: 17.7309 6: 17.2801 | [28 empty] | 66mm(Length)*45mm(width) |  |  |  | direct mounting | [8 empty] | -20℃~60℃ | [22 empty] | 15 | https://www.unikeyic.com/media/about_us/Unikey_ISO_9001_Certification.pdf | https://www.unikeyic.com/products/circuit-protection-modules/lrd12/997354398.html
LRD12C | Schneider Electric | 1: 12.3476 5: 12.1418 10: 11.8331 | [28 empty] | 80mm(Length)*45mm(width) | [35 empty] | 288 | https://www.unikeyic.com/media/about_us/Unikey_ISO_9001_Certification.pdf | https://www.unikeyic.com/products/circuit-protection-modules/lrd12c/997434009.html
LRD1514 | Schneider Electric | 1: 114.0721 | Schneider Electric LRD1514 Thermal overload relay | [27 empty] | 80mm(Length)*45mm(width) | [12 empty] | -20℃~60℃ | [22 empty] | 3 | https://www.unikeyic.com/media/about_us/Unikey_ISO_9001_Certification.pdf | https://www.unikeyic.com/products/circuit-protection-modules/lrd1514/997731483.html
LRD166 | Schneider Electric | 1: 117.3995 | Schneider Electric LRD166 | [63 empty] | 2 | https://www.unikeyic.com/media/about_us/Unikey_ISO_9001_Certification.pdf | https://www.unikeyic.com/products/circuit-protection-modules/lrd166/997436574.html
LRD22C | Schneider Electric | 1: 13.2741 5: 13.0529 10: 12.7211 | [28 empty] | 80mm(Length)*45mm(width) | [35 empty] | 99 | https://www.unikeyic.com/media/about_us/Unikey_ISO_9001_Certification.pdf | https://www.unikeyic.com/products/circuit-protection-modules/lrd22c/997380027.html
LRD325C | Schneider Electric | 1: 17.0337 5: 16.7498 10: 16.3239 | [28 empty] | 55mm(Length)*70mm(width) |  |  |  | DIN rail mounting | [8 empty] | -20℃~60℃ | [22 empty] | 30 | https://www.unikeyic.com/media/about_us/Unikey_ISO_9001_Certification.pdf | https://www.unikeyic.com/products/circuit-protection-modules/lrd325c/997451738.html
LRD325L | Schneider Electric | 1: 352.5175 | Schneider Electric LRD325L | [31 empty] | DINRail installation, board mount | [31 empty] | 1 | https://www.unikeyic.com/media/about_us/Unikey_ISO_9001_Certification.pdf | https://www.unikeyic.com/products/circuit-protection-modules/lrd325l/997450414.html
LRD3322C | Schneider Electric | 1: 16.8733 5: 16.5921 10: 16.1702 | [64 empty] | 3 | https://www.unikeyic.com/media/about_us/Unikey_ISO_9001_Certification.pdf | https://www.unikeyic.com/products/circuit-protection-modules/lrd3322c/997375078.html
LRD332C | Schneider Electric | 1: 23.3767 3: 22.9871 6: 22.4027 | [28 empty] | 55mm(Length)*123mm(width) |  |  |  | board mount | [8 empty] | -20℃~60℃ | [22 empty] | 15 | https://www.unikeyic.com/media/about_us/Unikey_ISO_9001_Certification.pdf | https://www.unikeyic.com/products/circuit-protection-modules/lrd332c/997397827.html
LRD3355 | Schneider Electric | 1: 131.736 5: 131.736 10: 129.3408 | RELAY, OVERLOAD, 30-40A; Overload Adjustment Current Min:30A; Overload Adjustment Current Max:40A; Coil Voltage AC Max:-; Coil Voltage DC Max:-; Product Range:-; SVHC:No SVHC (15-Jan-2018); External Depth:109mm; External | [27 empty] | 236mm(Length)*55mm(width) |  |  |  | direct mounting | [8 empty] | -20℃~60℃ | [22 empty] | 1 | https://www.unikeyic.com/media/about_us/Unikey_ISO_9001_Certification.pdf | https://www.unikeyic.com/products/circuit-protection-modules/lrd3355/997652888.html
LRD3357 | Schneider Electric | 1: 185.3388 | THERMAL OVERLOAD 37-50A FITS LC1 | [27 empty] | 236mm(Length)*55mm(width) |  |  |  | direct mounting | [8 empty] | -20℃~60℃ | [22 empty] | 1 | https://www.unikeyic.com/media/about_us/Unikey_ISO_9001_Certification.pdf | https://www.unikeyic.com/products/circuit-protection-modules/lrd3357/997402492.html
LRD3359 | Schneider Electric | 1: 199.1163 | Schneider Electric LRD3359 Thermal overload relay | [27 empty] | 115mm(Length)*55mm(width) |  |  |  | direct mounting | [8 empty] | -20℃~60℃ | [22 empty] | 1 | https://www.unikeyic.com/media/about_us/Unikey_ISO_9001_Certification.pdf | https://www.unikeyic.com/products/circuit-protection-modules/lrd3359/997500079.html
LRD3365C | Schneider Electric | 1: 32.4281 3: 31.8876 6: 31.0769 | [28 empty] | 75mm(Length)*123mm(width) |  |  |  | board mount | [8 empty] | -20℃~60℃ | [22 empty] | 46 | https://www.unikeyic.com/media/about_us/Unikey_ISO_9001_Certification.pdf | https://www.unikeyic.com/products/circuit-protection-modules/lrd3365c/997445301.html
LRD340 | Schneider Electric | 1: 28.0236 3: 27.5565 6: 27.0895 | [28 empty] | 70mm(Length)*55mm(width) | [12 empty] | -20℃~60℃ | [22 empty] | 100 | https://www.unikeyic.com/media/about_us/Unikey_ISO_9001_Certification.pdf | https://www.unikeyic.com/products/circuit-protection-modules/lrd340/997376897.html
LRD340C | Schneider Electric | 1: 23.0917 3: 22.7068 6: 22.1295 | [28 empty] | 55mm(Length)*70mm(width) | [12 empty] | -20℃~60℃ | [22 empty] | 27 | https://www.unikeyic.com/media/about_us/Unikey_ISO_9001_Certification.pdf | https://www.unikeyic.com/products/circuit-protection-modules/lrd340c/997373059.html
LRD350 | Schneider Electric | 1: 136.4416 | Schneider Electric LRD350 Thermal overload relay | [27 empty] | 70mm(Length)*55mm(width) | [12 empty] | -20℃~60℃ | [22 empty] | 37 | https://www.unikeyic.com/media/about_us/Unikey_ISO_9001_Certification.pdf | https://www.unikeyic.com/products/circuit-protection-modules/lrd350/997434688.html
LRD350C | Schneider Electric | 1: 23.0382 3: 22.6542 6: 22.0783 | [28 empty] | 55mm(Length)*70mm(width) |  |  |  | DIN rail mounting | [8 empty] | -20℃~60℃ | [22 empty] | 80 | https://www.unikeyic.com/media/about_us/Unikey_ISO_9001_Certification.pdf | https://www.unikeyic.com/products/circuit-protection-modules/lrd350c/997358489.html
LRD365 | Schneider Electric | 1: 48.3359 3: 47.1758 6: 46.4025 | [28 empty] | 70mm(Length)*55mm(width) |  |  |  | DIN rail mounting | [8 empty] | -20℃~60℃ | [22 empty] | 1 | https://www.unikeyic.com/media/about_us/Unikey_ISO_9001_Certification.pdf | https://www.unikeyic.com/products/circuit-protection-modules/lrd365/997384856.html
LRD480C | Schneider Electric | 1: 63.1992 3: 62.1458 6: 60.5659 | [64 empty] | 4 | https://www.unikeyic.com/media/about_us/Unikey_ISO_9001_Certification.pdf | https://www.unikeyic.com/products/circuit-protection-modules/lrd480c/997372020.html
LT4706M7S | Schneider Electric | 1: 32.0183 3: 31.4847 6: 30.6842 | [64 empty] | 1 | https://www.unikeyic.com/media/about_us/Unikey_ISO_9001_Certification.pdf | https://www.unikeyic.com/products/circuit-protection-modules/lt4706m7s/997373561.html
LT4760M7S | Schneider Electric | 1: 73.1499 6: 68.1008 | Schneider Electric LT4760M7S Overload Relay | [27 empty] | 71mm(Length)*70.3mm(width) |  |  |  | direct mounting | [8 empty] | -25℃~60℃ | [22 empty] | 10 | https://www.unikeyic.com/media/about_us/Unikey_ISO_9001_Certification.pdf | https://www.unikeyic.com/products/circuit-protection-modules/lt4760m7s/997393038.html
LTM9F | Schneider Electric | 1: 122.573 5: 122.573 10: 122.573 | MOTOR ACCESSORIES; | [63 empty] | 4 | https://www.unikeyic.com/media/about_us/Unikey_ISO_9001_Certification.pdf | https://www.unikeyic.com/products/circuit-protection-modules/ltm9f/997688997.html
LTMCU | Schneider Electric | 1: 512.4464 | Schneider Electric LTMCU Contactor | [31 empty] | Embedded mounting | [31 empty] | 1 | https://www.unikeyic.com/media/about_us/Unikey_ISO_9001_Certification.pdf | https://www.unikeyic.com/products/circuit-protection-modules/ltmcu/997600695.html
LV426841 | Schneider Electric | 1: 96.5974 | Schneider Electric LV426841 | [27 empty] | 8mm*57mm*15mm |  |  |  | clip mounting | [31 empty] | 1 | https://www.unikeyic.com/media/about_us/Unikey_ISO_9001_Certification.pdf | https://www.unikeyic.com/products/circuit-protection-modules/lv426841/997432669.html
LV426940 | Schneider Electric | 1: 43.9203 | Schneider Electric LV426940 | [63 empty] | 1 | https://www.unikeyic.com/media/about_us/Unikey_ISO_9001_Certification.pdf | https://www.unikeyic.com/products/circuit-protection-modules/lv426940/997431675.html
LV426941 | Schneider Electric | 1: 12.2764 5: 12.0717 10: 11.7648 | [32 empty] | Fixed mounting | [31 empty] | 1 | https://www.unikeyic.com/media/about_us/Unikey_ISO_9001_Certification.pdf | https://www.unikeyic.com/products/circuit-protection-modules/lv426941/997347726.html
LV426950 | Schneider Electric | 1: 15.7864 5: 15.5233 10: 15.1287 | [64 empty] | 16 | https://www.unikeyic.com/media/about_us/Unikey_ISO_9001_Certification.pdf | https://www.unikeyic.com/products/circuit-protection-modules/lv426950/997425020.html
LV429245 | Schneider Electric | 1: 137.9313 | Schneider Electric LV429245 Connector | [63 empty] | 3 | https://www.unikeyic.com/media/about_us/Unikey_ISO_9001_Certification.pdf | https://www.unikeyic.com/products/circuit-protection-modules/lv429245/997516235.html
LV429258 | Schneider Electric | 1: 239.2619 | Schneider Electric LV429258 | [63 empty] | 1 | https://www.unikeyic.com/media/about_us/Unikey_ISO_9001_Certification.pdf | https://www.unikeyic.com/products/circuit-protection-modules/lv429258/997399700.html
LV429264 | Schneider Electric |  | Schneider Electric LV429264 Terminal | [64 empty] | https://www.unikeyic.com/media/about_us/Unikey_ISO_9001_Certification.pdf | https://www.unikeyic.com/products/circuit-protection-modules/lv429264/997408578.html
LV429273 | Schneider Electric | 1: 60.4003 | Schneider Electric LV429273 | [63 empty] | 1 | https://www.unikeyic.com/media/about_us/Unikey_ISO_9001_Certification.pdf | https://www.unikeyic.com/products/circuit-protection-modules/lv429273/997348416.html
LV429274 | Schneider Electric | 1: 42.188 | Schneider Electric LV429274 Connector | [63 empty] | 3 | https://www.unikeyic.com/media/about_us/Unikey_ISO_9001_Certification.pdf | https://www.unikeyic.com/products/circuit-protection-modules/lv429274/997432746.html
LV429276 | Schneider Electric | 1: 15.3232 5: 15.0678 10: 14.6847 | [64 empty] | 12 | https://www.unikeyic.com/media/about_us/Unikey_ISO_9001_Certification.pdf | https://www.unikeyic.com/products/circuit-protection-modules/lv429276/997349819.html
LV429288 | Schneider Electric | 1: 72.8385 3: 71.6245 6: 69.8036 | [64 empty] | 1 | https://www.unikeyic.com/media/about_us/Unikey_ISO_9001_Certification.pdf | https://www.unikeyic.com/products/circuit-protection-modules/lv429288/997392474.html
LV429290 | Schneider Electric | 1: 490.0489 | Schneider Electric LV429290 Mounting Kit | [63 empty] | 2 | https://www.unikeyic.com/media/about_us/Unikey_ISO_9001_Certification.pdf | https://www.unikeyic.com/products/circuit-protection-modules/lv429290/997457191.html
LV429305 | Schneider Electric | 1: 198.5835 | DIN rail adaptor, Compact NSX 100/160/25 | [63 empty] | 3 | https://www.unikeyic.com/media/about_us/Unikey_ISO_9001_Certification.pdf | https://www.unikeyic.com/products/circuit-protection-modules/lv429305/997388217.html
LV429312 | Schneider Electric | 1: 18.2672 | Schneider Electric LV429312 Connector | [63 empty] | 14 | https://www.unikeyic.com/media/about_us/Unikey_ISO_9001_Certification.pdf | https://www.unikeyic.com/products/circuit-protection-modules/lv429312/997363351.html
LV429319 | Schneider Electric | 1: 227.8269 | Schneider Electric LV429319 cover | [63 empty] | 1 | https://www.unikeyic.com/media/about_us/Unikey_ISO_9001_Certification.pdf | https://www.unikeyic.com/products/circuit-protection-modules/lv429319/997436074.html
LV429337 | Schneider Electric | 1: 22.0048 3: 21.638 6: 21.0879 | [64 empty] | 73 | https://www.unikeyic.com/media/about_us/Unikey_ISO_9001_Certification.pdf | https://www.unikeyic.com/products/circuit-protection-modules/lv429337/997439348.html
LV429344 | Schneider Electric | 1: 9.7641 5: 9.6013 10: 9.3572 | [64 empty] | 1 | https://www.unikeyic.com/media/about_us/Unikey_ISO_9001_Certification.pdf | https://www.unikeyic.com/products/circuit-protection-modules/lv429344/997357692.html
LV429410 | Schneider Electric | 1: 50.7268 3: 49.8814 6: 48.6132 | [64 empty] | 69 | https://www.unikeyic.com/media/about_us/Unikey_ISO_9001_Certification.pdf | https://www.unikeyic.com/products/circuit-protection-modules/lv429410/997454284.html
LV429414 | Schneider Electric | 1: 237.1992 | Schneider Electric LV429414 | [63 empty] | 3 | https://www.unikeyic.com/media/about_us/Unikey_ISO_9001_Certification.pdf | https://www.unikeyic.com/products/circuit-protection-modules/lv429414/997429909.html
LV429427 | Schneider Electric | 1: 324.0081 | Schneider Electric LV429427 Timer Relay | [63 empty] | 15 | https://www.unikeyic.com/media/about_us/Unikey_ISO_9001_Certification.pdf | https://www.unikeyic.com/products/circuit-protection-modules/lv429427/997368727.html
LV429436 | Schneider Electric | 1: 1054.1241 | Schneider Electric LV429436 | [63 empty] | 1 | https://www.unikeyic.com/media/about_us/Unikey_ISO_9001_Certification.pdf | https://www.unikeyic.com/products/circuit-protection-modules/lv429436/997388391.html
LV429516 | Schneider Electric | 1: 6.3253 5: 6.2198 10: 6.0617 | [64 empty] | 74 | https://www.unikeyic.com/media/about_us/Unikey_ISO_9001_Certification.pdf | https://www.unikeyic.com/products/circuit-protection-modules/lv429516/997381796.html
LV429517 | Schneider Electric | 1: 7.8398 5: 7.7091 10: 7.5131 | [64 empty] | 28 | https://www.unikeyic.com/media/about_us/Unikey_ISO_9001_Certification.pdf | https://www.unikeyic.com/products/circuit-protection-modules/lv429517/997393226.html
LV431050 | Schneider Electric | 1: 38.8781 3: 38.2301 6: 37.2582 | [28 empty] | 484mm(Length) | [35 empty] | 50 | https://www.unikeyic.com/media/about_us/Unikey_ISO_9001_Certification.pdf | https://www.unikeyic.com/products/circuit-protection-modules/lv431050/997330538.html
LV431544 | Schneider Electric | 1: 1478.586 | Schneider Electric LV431544 | [63 empty] | 1 | https://www.unikeyic.com/media/about_us/Unikey_ISO_9001_Certification.pdf | https://www.unikeyic.com/products/circuit-protection-modules/lv431544/997328491.html
LV432493 | Schneider Electric | 1: 423.3627 | Schneider Electric LV432493 Connector | [63 empty] | 2 | https://www.unikeyic.com/media/about_us/Unikey_ISO_9001_Certification.pdf | https://www.unikeyic.com/products/circuit-protection-modules/lv432493/997400700.html
LV432553 | Schneider Electric | 1: 24.6199 | Schneider Electric LV432553 Mounting Kit | [63 empty] | 11 | https://www.unikeyic.com/media/about_us/Unikey_ISO_9001_Certification.pdf | https://www.unikeyic.com/products/circuit-protection-modules/lv432553/997345151.html
LV432584 | Schneider Electric | 1: 134.8763 | Schneider Electric LV432584 Adapter | [63 empty] | 8 | https://www.unikeyic.com/media/about_us/Unikey_ISO_9001_Certification.pdf | https://www.unikeyic.com/products/circuit-protection-modules/lv432584/997423800.html
LV432597 | Schneider Electric | 1: 37.5061 3: 36.881 6: 35.9434 | [64 empty] | 18 | https://www.unikeyic.com/media/about_us/Unikey_ISO_9001_Certification.pdf | https://www.unikeyic.com/products/circuit-protection-modules/lv432597/997334644.html
LV432621 | Schneider Electric | 1: 548.1822 | Schneider Electric LV432621 | [63 empty] | 1 | https://www.unikeyic.com/media/about_us/Unikey_ISO_9001_Certification.pdf | https://www.unikeyic.com/products/circuit-protection-modules/lv432621/997371026.html
LV433250 | Schneider Electric | 1: 30.2543 3: 29.7501 6: 28.9937 | [32 empty] | board mount | [31 empty] | 1 | https://www.unikeyic.com/media/about_us/Unikey_ISO_9001_Certification.pdf | https://www.unikeyic.com/products/circuit-protection-modules/lv433250/997333700.html
LV510301 | Schneider Electric | 1: 58.3528 3: 57.3802 6: 55.9214 | [32 empty] | board mount | [31 empty] | 2 | https://www.unikeyic.com/media/about_us/Unikey_ISO_9001_Certification.pdf | https://www.unikeyic.com/products/circuit-protection-modules/lv510301/997334385.html
LV510316 | Schneider Electric | 1: 70.5935 3: 69.4169 6: 67.6521 | [32 empty] | board mount | [31 empty] | 7 | https://www.unikeyic.com/media/about_us/Unikey_ISO_9001_Certification.pdf | https://www.unikeyic.com/products/circuit-protection-modules/lv510316/997385372.html
LV510330 | Schneider Electric | 1: 63.4664 3: 62.4086 6: 60.822 | [28 empty] | 105mm*86mm*161mm |  |  |  | board mount | [31 empty] | 63 | https://www.unikeyic.com/media/about_us/Unikey_ISO_9001_Certification.pdf | https://www.unikeyic.com/products/circuit-protection-modules/lv510330/997388892.html
LV510334 | Schneider Electric | 1: 64.0544 3: 62.9868 6: 61.3855 | [28 empty] | 105mm*86mm*161mm |  |  |  | Fixed mounting | [31 empty] | 27 | https://www.unikeyic.com/media/about_us/Unikey_ISO_9001_Certification.pdf | https://www.unikeyic.com/products/circuit-protection-modules/lv510334/997376060.html
LV510336 | Schneider Electric | 1: 63.9831 3: 62.9167 6: 61.3172 | [28 empty] | 105mm*86mm*161mm |  |  |  | board mount | [31 empty] | 27 | https://www.unikeyic.com/media/about_us/Unikey_ISO_9001_Certification.pdf | https://www.unikeyic.com/products/circuit-protection-modules/lv510336/997379950.html
LV510347 | Schneider Electric | 1: 89.0347 3: 87.5508 6: 85.3249 | [28 empty] | 140mm*161mm*161mm | [35 empty] | 49 | https://www.unikeyic.com/media/about_us/Unikey_ISO_9001_Certification.pdf | https://www.unikeyic.com/products/circuit-protection-modules/lv510347/997351571.html
LV510440 | Schneider Electric | 1: 67.315 3: 66.1931 6: 64.5102 | [32 empty] | board mount | [31 empty] | 1 | https://www.unikeyic.com/media/about_us/Unikey_ISO_9001_Certification.pdf | https://www.unikeyic.com/products/circuit-protection-modules/lv510440/997427293.html
LV510453 | Schneider Electric | 1: 80.2685 3: 78.9306 6: 76.9239 | [64 empty] | 18 | https://www.unikeyic.com/media/about_us/Unikey_ISO_9001_Certification.pdf | https://www.unikeyic.com/products/circuit-protection-modules/lv510453/997430330.html
LV510470 | Schneider Electric | 1: 73.7294 3: 72.5006 6: 70.6573 | [28 empty] | 105mm*86mm*161mm |  |  |  | Fixed mounting | [31 empty] | 24 | https://www.unikeyic.com/media/about_us/Unikey_ISO_9001_Certification.pdf | https://www.unikeyic.com/products/circuit-protection-modules/lv510470/997344900.html
LV510475 | Schneider Electric | 1: 73.6403 3: 72.413 6: 70.5719 | [28 empty] | 105mm*86mm*161mm |  |  |  | Fixed mounting | [31 empty] | 14 | https://www.unikeyic.com/media/about_us/Unikey_ISO_9001_Certification.pdf | https://www.unikeyic.com/products/circuit-protection-modules/lv510475/997352375.html
LV510476 | Schneider Electric | 1: 73.0523 3: 71.8348 6: 70.0085 | [28 empty] | 105mm*86mm*161mm |  |  |  | Fixed mounting | [31 empty] | 16 | https://www.unikeyic.com/media/about_us/Unikey_ISO_9001_Certification.pdf | https://www.unikeyic.com/products/circuit-protection-modules/lv510476/997440941.html
LV510477 | Schneider Electric | 1: 73.7294 3: 72.5006 6: 70.6573 | [28 empty] | 105mm*86mm*161mm |  |  |  | Fixed mounting | [31 empty] | 35 | https://www.unikeyic.com/media/about_us/Unikey_ISO_9001_Certification.pdf | https://www.unikeyic.com/products/circuit-protection-modules/lv510477/997388455.html
LV510483 | Schneider Electric | 1: 83.8854 3: 82.4873 6: 80.3902 | [64 empty] | 4 | https://www.unikeyic.com/media/about_us/Unikey_ISO_9001_Certification.pdf | https://www.unikeyic.com/products/circuit-protection-modules/lv510483/997419628.html
LV510533 | Schneider Electric | 1: 198.631 3: 195.3205 6: 190.3547 | [28 empty] | 236mm(Length)*105mm(width) |  |  |  | board mount | [31 empty] | 2 | https://www.unikeyic.com/media/about_us/Unikey_ISO_9001_Certification.pdf | https://www.unikeyic.com/products/circuit-protection-modules/lv510533/997375842.html
LV510576 | Schneider Electric | 1: 221.8118 3: 218.1149 6: 212.5696 | [28 empty] | 140mm*86mm*236mm |  |  |  | Fixed mounting | [31 empty] | 18 | https://www.unikeyic.com/media/about_us/Unikey_ISO_9001_Certification.pdf | https://www.unikeyic.com/products/circuit-protection-modules/lv510576/997422781.html
LV510577 | Schneider Electric | 1: 221.8118 3: 218.1149 6: 212.5696 | [28 empty] | 140mm*86mm*236mm |  |  |  | Fixed mounting | [31 empty] | 33 | https://www.unikeyic.com/media/about_us/Unikey_ISO_9001_Certification.pdf | https://www.unikeyic.com/products/circuit-protection-modules/lv510577/997452769.html
LV510605 | Schneider Electric | 1: 322.4279 3: 317.0542 6: 308.9935 | [28 empty] | 236mm(Length)*140mm(width) |  |  |  | Fixed mounting | [31 empty] | 1 | https://www.unikeyic.com/media/about_us/Unikey_ISO_9001_Certification.pdf | https://www.unikeyic.com/products/circuit-protection-modules/lv510605/997345937.html
LV510843 | Schneider Electric | 1: 46.5753 3: 45.799 6: 44.6347 | [28 empty] | 130mm(Length)*75mm(width) |  |  |  | board mount | [31 empty] | 2 | https://www.unikeyic.com/media/about_us/Unikey_ISO_9001_Certification.pdf | https://www.unikeyic.com/products/circuit-protection-modules/lv510843/997364881.html
LV516463 | Schneider Electric | 1: 89.5158 3: 88.0239 6: 85.786 | [28 empty] | 105mm(Length)*161mm(width) | [35 empty] | 90 | https://www.unikeyic.com/media/about_us/Unikey_ISO_9001_Certification.pdf | https://www.unikeyic.com/products/circuit-protection-modules/lv516463/997430448.html
LV516516 | Schneider Electric | 1: 281.3761 3: 276.6865 6: 269.6521 | [32 empty] | Fixed mounting | [31 empty] | 5 | https://www.unikeyic.com/media/about_us/Unikey_ISO_9001_Certification.pdf | https://www.unikeyic.com/products/circuit-protection-modules/lv516516/997337423.html
LV516517 | Schneider Electric | 1: 259.9059 3: 255.5741 6: 249.0765 | [28 empty] | 140mm*236mm*86mm | [35 empty] | 41 | https://www.unikeyic.com/media/about_us/Unikey_ISO_9001_Certification.pdf | https://www.unikeyic.com/products/circuit-protection-modules/lv516517/997387141.html
LV516518 | Schneider Electric | 1: 265.0373 3: 260.6201 6: 253.9941 | [28 empty] | 140mm*236mm*86mm | [35 empty] | 18 | https://www.unikeyic.com/media/about_us/Unikey_ISO_9001_Certification.pdf | https://www.unikeyic.com/products/circuit-protection-modules/lv516518/997404055.html
LV516527 | Schneider Electric | 1: 375.2572 3: 369.003 6: 359.6215 | [32 empty] | Fixed mounting | [31 empty] | 1 | https://www.unikeyic.com/media/about_us/Unikey_ISO_9001_Certification.pdf | https://www.unikeyic.com/products/circuit-protection-modules/lv516527/997419642.html
LV525303 | Schneider Electric | 1: 136.2871 3: 134.0156 6: 130.6085 | [28 empty] | 105mm*161mm*86mm | [35 empty] | 1 | https://www.unikeyic.com/media/about_us/Unikey_ISO_9001_Certification.pdf | https://www.unikeyic.com/products/circuit-protection-modules/lv525303/997381720.html
LV525333 | Schneider Electric | 1: 151.4143 3: 148.8907 6: 145.1053 | [28 empty] | 105mm*161mm*86mm | [35 empty] | 80 | https://www.unikeyic.com/media/about_us/Unikey_ISO_9001_Certification.pdf | https://www.unikeyic.com/products/circuit-protection-modules/lv525333/997346175.html
LV540305 | Schneider Electric | 1: 259.2466 3: 254.9258 6: 248.4447 | [28 empty] | 140mm*255mm*255mm | [35 empty] | 17 | https://www.unikeyic.com/media/about_us/Unikey_ISO_9001_Certification.pdf | https://www.unikeyic.com/products/circuit-protection-modules/lv540305/997360792.html
LV540306 | Schneider Electric | 1: 256.8947 3: 252.6131 6: 246.1907 | [28 empty] | 140mm*255mm*255mm | [35 empty] | 34 | https://www.unikeyic.com/media/about_us/Unikey_ISO_9001_Certification.pdf | https://www.unikeyic.com/products/circuit-protection-modules/lv540306/997409166.html
LV563505 | Schneider Electric | 1: 491.8737 3: 483.6758 6: 471.3789 | [28 empty] | 140mm*255mm*255mm | [35 empty] | 26 | https://www.unikeyic.com/media/about_us/Unikey_ISO_9001_Certification.pdf | https://www.unikeyic.com/products/circuit-protection-modules/lv563505/997461498.html
LX1FH1102 | Schneider Electric | 1: 481.6051 6: 471.9746 | Schneider Electric LX1FH1102 contactor coil | [63 empty] | 6 | https://www.unikeyic.com/media/about_us/Unikey_ISO_9001_Certification.pdf | https://www.unikeyic.com/products/circuit-protection-modules/lx1fh1102/997400663.html
LX1FK110 | Schneider Electric | 1: 833.3409 | Schneider Electric LX1FK110 contactor coil | [63 empty] | 2 | https://www.unikeyic.com/media/about_us/Unikey_ISO_9001_Certification.pdf | https://www.unikeyic.com/products/circuit-protection-modules/lx1fk110/997459471.html
LX9FH3802 | Schneider Electric | 1: 91.8677 3: 90.3366 6: 88.0399 | [64 empty] | 1 | https://www.unikeyic.com/media/about_us/Unikey_ISO_9001_Certification.pdf | https://www.unikeyic.com/products/circuit-protection-modules/lx9fh3802/997380196.html
LXD1M7 | Schneider Electric | 1: 23.4258 | Schneider Electric LXD1M7 contactor coil | [63 empty] | 1 | https://www.unikeyic.com/media/about_us/Unikey_ISO_9001_Certification.pdf | https://www.unikeyic.com/products/circuit-protection-modules/lxd1m7/997441207.html
LXD1N7 | Schneider Electric | 1: 70.8526 | Schneider Electric LXD1N7 contactor coil | [63 empty] | 1 | https://www.unikeyic.com/media/about_us/Unikey_ISO_9001_Certification.pdf | https://www.unikeyic.com/products/circuit-protection-modules/lxd1n7/997596918.html
LXD1U7 | Schneider Electric | 1: 56.8637 | Schneider Electric LXD1U7 contactor coil | [63 empty] | 16 | https://www.unikeyic.com/media/about_us/Unikey_ISO_9001_Certification.pdf | https://www.unikeyic.com/products/circuit-protection-modules/lxd1u7/997404545.html
M9F21103 | Schneider Electric | 1: 98.6226 | Schneider Electric M9F21103 | [31 empty] | DIN rail mounting | [31 empty] | 19 | https://www.unikeyic.com/media/about_us/Unikey_ISO_9001_Certification.pdf | https://www.unikeyic.com/products/circuit-protection-modules/m9f21103/997562047.html
M9F21116 | Schneider Electric | 1: 119.3954 | Schneider Electric M9F21116 Miniature Circuit Breaker (MCB) | [27 empty] | 81mm*18mm*81mm |  |  |  | clip mounting | [31 empty] | 88 | https://www.unikeyic.com/media/about_us/Unikey_ISO_9001_Certification.pdf | https://www.unikeyic.com/products/circuit-protection-modules/m9f21116/997630431.html
M9F21206 | Schneider Electric | 1: 231.0736 | Schneider Electric M9F21206 | [63 empty] | 3 | https://www.unikeyic.com/media/about_us/Unikey_ISO_9001_Certification.pdf | https://www.unikeyic.com/products/circuit-protection-modules/m9f21206/997688240.html
M9F21320 | Schneider Electric | 1: 62.0982 | Schneider Electric M9F21320 | [63 empty] | 4 | https://www.unikeyic.com/media/about_us/Unikey_ISO_9001_Certification.pdf | https://www.unikeyic.com/products/circuit-protection-modules/m9f21320/997536422.html
M9F22103 | Schneider Electric | 1: 112.245 | Schneider Electric M9F22103 Miniature Circuit Breaker (MCB) | [27 empty] | 81mm*18mm*81mm |  |  |  | clip mounting | [31 empty] | 64 | https://www.unikeyic.com/media/about_us/Unikey_ISO_9001_Certification.pdf | https://www.unikeyic.com/products/circuit-protection-modules/m9f22103/997740174.html
M9F22106 | Schneider Electric | 1: 146.8975 | Schneider Electric M9F22106 Miniature Circuit Breaker (MCB) | [27 empty] | 81mm*18mm*81mm |  |  |  | DIN rail mounting | [31 empty] | 43 | https://www.unikeyic.com/media/about_us/Unikey_ISO_9001_Certification.pdf | https://www.unikeyic.com/products/circuit-protection-modules/m9f22106/997593754.html
M9F22110 | Schneider Electric | 1: 98.965 | Schneider Electric M9F22110 Miniature Circuit Breaker (MCB) | [27 empty] | 81mm*18mm*81mm |  |  |  | DIN rail mounting | [31 empty] | 130 | https://www.unikeyic.com/media/about_us/Unikey_ISO_9001_Certification.pdf | https://www.unikeyic.com/products/circuit-protection-modules/m9f22110/997529498.html
M9F22132 | Schneider Electric | 1: 98.6226 | Schneider Electric M9F22132 | [31 empty] | DIN rail mounting | [31 empty] | 42 | https://www.unikeyic.com/media/about_us/Unikey_ISO_9001_Certification.pdf | https://www.unikeyic.com/products/circuit-protection-modules/m9f22132/997754637.html
M9F22204 | Schneider Electric | 1: 230.7553 | Schneider Electric M9F22204 Miniature Circuit Breaker (MCB) | [27 empty] | 81mm*36mm*81mm |  |  |  | DIN rail mounting | [31 empty] | 26 | https://www.unikeyic.com/media/about_us/Unikey_ISO_9001_Certification.pdf | https://www.unikeyic.com/products/circuit-protection-modules/m9f22204/997490282.html
M9F22216 | Schneider Electric | 1: 202.2081 | Schneider Electric M9F22216 | [63 empty] | 18 | https://www.unikeyic.com/media/about_us/Unikey_ISO_9001_Certification.pdf | https://www.unikeyic.com/products/circuit-protection-modules/m9f22216/997506967.html
M9F22306 | Schneider Electric | 1: 372.3797 | Schneider Electric M9F22306 Miniature Circuit Breaker (MCB) | [27 empty] | 81mm*54mm*81mm |  |  |  | clip mounting | [31 empty] | 14 | https://www.unikeyic.com/media/about_us/Unikey_ISO_9001_Certification.pdf | https://www.unikeyic.com/products/circuit-protection-modules/m9f22306/997581997.html
M9F22350 | Schneider Electric | 1: 330.0212 | Schneider Electric M9F22350 | [63 empty] | 1 | https://www.unikeyic.com/media/about_us/Unikey_ISO_9001_Certification.pdf | https://www.unikeyic.com/products/circuit-protection-modules/m9f22350/997462758.html
M9F23108 | Schneider Electric | 1: 98.6226 | Schneider Electric M9F23108 | [31 empty] | DIN rail mounting | [31 empty] | 1 | https://www.unikeyic.com/media/about_us/Unikey_ISO_9001_Certification.pdf | https://www.unikeyic.com/products/circuit-protection-modules/m9f23108/997523940.html
M9F23202 | Schneider Electric | 1: 268.0079 | Schneider Electric M9F23202 Miniature Circuit Breaker (MCB) | [27 empty] | 81mm*36mm*81mm |  |  |  | DIN rail mounting | [31 empty] | 82 | https://www.unikeyic.com/media/about_us/Unikey_ISO_9001_Certification.pdf | https://www.unikeyic.com/products/circuit-protection-modules/m9f23202/997614479.html
M9F23203 | Schneider Electric | 1: 212.8592 | Schneider Electric M9F23203 | [31 empty] | DIN rail mounting | [31 empty] | 17 | https://www.unikeyic.com/media/about_us/Unikey_ISO_9001_Certification.pdf | https://www.unikeyic.com/products/circuit-protection-modules/m9f23203/997552314.html
M9F23232 | Schneider Electric | 1: 202.2081 | Schneider Electric M9F23232 | [63 empty] | 14 | https://www.unikeyic.com/media/about_us/Unikey_ISO_9001_Certification.pdf | https://www.unikeyic.com/products/circuit-protection-modules/m9f23232/997734834.html
M9F23306 | Schneider Electric | 1: 372.3797 | Schneider Electric M9F23306 Miniature Circuit Breaker (MCB) | [27 empty] | 81mm*72mm*81mm |  |  |  | DIN rail mounting | [31 empty] | 17 | https://www.unikeyic.com/media/about_us/Unikey_ISO_9001_Certification.pdf | https://www.unikeyic.com/products/circuit-protection-modules/m9f23306/997502690.html
M9F23310 | Schneider Electric | 1: 387.2636 | Schneider Electric M9F23310 Miniature Circuit Breaker (MCB) | [27 empty] | 81mm*54mm*81mm |  |  |  | clip mounting | [31 empty] | 12 | https://www.unikeyic.com/media/about_us/Unikey_ISO_9001_Certification.pdf | https://www.unikeyic.com/products/circuit-protection-modules/m9f23310/997502177.html
M9F23340 | Schneider Electric | 1: 383.0099 | Schneider Electric M9F23340 Miniature Circuit Breaker (MCB) | [27 empty] | 81mm*54mm*81mm |  |  |  | DIN rail mounting | [31 empty] | 3 | https://www.unikeyic.com/media/about_us/Unikey_ISO_9001_Certification.pdf | https://www.unikeyic.com/products/circuit-protection-modules/m9f23340/997696590.html
M9F42103 | Schneider Electric | 1: 122.05 | Schneider Electric M9F42103 | [63 empty] | 7 | https://www.unikeyic.com/media/about_us/Unikey_ISO_9001_Certification.pdf | https://www.unikeyic.com/products/circuit-protection-modules/m9f42103/997378516.html
M9F42105 | Schneider Electric | 1: 75.84 2: 70.784 3: 70.784 5: 69.52 10: 68.256 20: 68.256 | MCB, 1 POLE, 5A, 415VAC/60VDC, DIN RAIL; Product Range:Multi 9 C60BP Series; Current Rating:5A; No. of Poles:1 Pole; Voltage Rating VDC:60V; Voltage Rating VAC:415V; Circuit Breaker Mounting:DIN Rail 25AC3445 | [27 empty] | 81mm(Length)*18mm(width) | [35 empty] | 80 | https://www.unikeyic.com/media/about_us/Unikey_ISO_9001_Certification.pdf | https://www.unikeyic.com/products/circuit-protection-modules/m9f42105/997448603.html
M9F42115 | Schneider Electric | 1: 39.3504 5: 38.2883 | [64 empty] | 16 | https://www.unikeyic.com/media/about_us/Unikey_ISO_9001_Certification.pdf | https://www.unikeyic.com/products/circuit-protection-modules/m9f42115/997352110.html
M9F42204 | Schneider Electric | 1: 226.7481 | Schneider Electric M9F42204 | [63 empty] | 3 | https://www.unikeyic.com/media/about_us/Unikey_ISO_9001_Certification.pdf | https://www.unikeyic.com/products/circuit-protection-modules/m9f42204/997386352.html
M9F42205 | Schneider Electric | 1: 249.5255 | Schneider Electric M9F42205 | [63 empty] | 5 | https://www.unikeyic.com/media/about_us/Unikey_ISO_9001_Certification.pdf | https://www.unikeyic.com/products/circuit-protection-modules/m9f42205/997408362.html
M9F42206 | Schneider Electric | 1: 191.5695 | Schneider Electric M9F42206 | [63 empty] | 1 | https://www.unikeyic.com/media/about_us/Unikey_ISO_9001_Certification.pdf | https://www.unikeyic.com/products/circuit-protection-modules/m9f42206/997370743.html
M9F43202 | Schneider Electric | 1: 249.5255 | Schneider Electric M9F43202 | [27 empty] | 103mm(Length)*36mm(width) | [35 empty] | 2 | https://www.unikeyic.com/media/about_us/Unikey_ISO_9001_Certification.pdf | https://www.unikeyic.com/products/circuit-protection-modules/m9f43202/997445716.html
M9F43203 | Schneider Electric | 1: 249.5255 | Schneider Electric M9F43203 | [31 empty] | DIN rail mounting | [31 empty] | 2 | https://www.unikeyic.com/media/about_us/Unikey_ISO_9001_Certification.pdf | https://www.unikeyic.com/products/circuit-protection-modules/m9f43203/997408106.html
M9F43208 | Schneider Electric | 1: 228.1858 | Schneider Electric M9F43208 | [63 empty] | 2 | https://www.unikeyic.com/media/about_us/Unikey_ISO_9001_Certification.pdf | https://www.unikeyic.com/products/circuit-protection-modules/m9f43208/997327548.html
M9F43215 | Schneider Electric | 1: 287.1 5: 281.88 10: 281.88 | MCB, 2 POLE, 15A, 440VAC, DIN RAIL; Product Range:Multi 9 C60BP Series; Current Rating:15A; No. of Poles:2 Pole; Voltage Rating VDC:-; Voltage Rating VAC:440V; Circuit Breaker Mounting:DIN Rail 25AC3519 | [31 empty] | DIN rail mounting | [31 empty] | 13 | https://www.unikeyic.com/media/about_us/Unikey_ISO_9001_Certification.pdf | https://www.unikeyic.com/products/circuit-protection-modules/m9f43215/997332330.html
M9F43220 | Schneider Electric | 1: 240.1995 | Schneider Electric M9F43220 | [31 empty] | DIN rail mounting | [31 empty] | 8 | https://www.unikeyic.com/media/about_us/Unikey_ISO_9001_Certification.pdf | https://www.unikeyic.com/products/circuit-protection-modules/m9f43220/997376405.html
M9F43308 | Schneider Electric | 1: 347.598 | Schneider Electric M9F43308 | [63 empty] | 2 | https://www.unikeyic.com/media/about_us/Unikey_ISO_9001_Certification.pdf | https://www.unikeyic.com/products/circuit-protection-modules/m9f43308/997418668.html
M9F43320 | Schneider Electric | 1: 347.598 | Schneider Electric M9F43320 | [31 empty] | DIN rail mounting | [31 empty] | 2 | https://www.unikeyic.com/media/about_us/Unikey_ISO_9001_Certification.pdf | https://www.unikeyic.com/products/circuit-protection-modules/m9f43320/997372534.html
M9F43325 | Schneider Electric | 1: 56.6957 3: 55.7508 6: 54.3334 | [64 empty] | 1 | https://www.unikeyic.com/media/about_us/Unikey_ISO_9001_Certification.pdf | https://www.unikeyic.com/products/circuit-protection-modules/m9f43325/997376918.html
M9F43335 | Schneider Electric | 1: 401.76 | CIR BRKR THERM-MAG 35A 415VAC | [63 empty] | 2 | https://www.unikeyic.com/media/about_us/Unikey_ISO_9001_Certification.pdf | https://www.unikeyic.com/products/circuit-protection-modules/m9f43335/997451174.html
MVB56 | Schneider Electric | 1: 870.5942 | Schneider Electric MVB56 Valve Actuator | [63 empty] | 19 | https://www.unikeyic.com/media/about_us/Unikey_ISO_9001_Certification.pdf | https://www.unikeyic.com/products/circuit-protection-modules/mvb56/997685233.html
NS33482 | Schneider Electric | 1: 1719.9899 3: 1691.3234 6: 1648.3237 | [64 empty] | 9 | https://www.unikeyic.com/media/about_us/Unikey_ISO_9001_Certification.pdf | https://www.unikeyic.com/products/circuit-protection-modules/ns33482/997430617.html
NSC100AXAL | Schneider Electric | 1: 30.9314 3: 30.4159 6: 29.6426 | [64 empty] | 46 | https://www.unikeyic.com/media/about_us/Unikey_ISO_9001_Certification.pdf | https://www.unikeyic.com/products/circuit-protection-modules/nsc100axal/997381266.html
NSC100B3020N | Schneider Electric | 1: 40.3926 3: 39.7194 6: 38.7096 | [64 empty] | 15 | https://www.unikeyic.com/media/about_us/Unikey_ISO_9001_Certification.pdf | https://www.unikeyic.com/products/circuit-protection-modules/nsc100b3020n/997352006.html
NSC100B3060N | Schneider Electric | 1: 42.5485 3: 41.8394 6: 40.7757 | [64 empty] | 64 | https://www.unikeyic.com/media/about_us/Unikey_ISO_9001_Certification.pdf | https://www.unikeyic.com/products/circuit-protection-modules/nsc100b3060n/997336478.html
NSC100B4060N | Schneider Electric | 1: 65.3907 3: 64.3009 6: 62.6661 | [64 empty] | 9 | https://www.unikeyic.com/media/about_us/Unikey_ISO_9001_Certification.pdf | https://www.unikeyic.com/products/circuit-protection-modules/nsc100b4060n/997441400.html
NSC100FASB2 | Schneider Electric | 1: 5.3987 5: 5.3088 10: 5.1738 | [64 empty] | 147 | https://www.unikeyic.com/media/about_us/Unikey_ISO_9001_Certification.pdf | https://www.unikeyic.com/products/circuit-protection-modules/nsc100fasb2/997387087.html
NSC100ROTDS | Schneider Electric | 1: 21.987 3: 21.6205 6: 21.0708 | [64 empty] | 199 | https://www.unikeyic.com/media/about_us/Unikey_ISO_9001_Certification.pdf | https://www.unikeyic.com/products/circuit-protection-modules/nsc100rotds/997428929.html
NSC100ROTDSO | Schneider Electric | 1: 24.7487 3: 24.3362 6: 23.7175 | [64 empty] | 71 | https://www.unikeyic.com/media/about_us/Unikey_ISO_9001_Certification.pdf | https://www.unikeyic.com/products/circuit-protection-modules/nsc100rotdso/997454601.html
NSC100ROTE | Schneider Electric | 1: 33.2655 3: 32.7111 6: 31.8795 | [64 empty] | 64 | https://www.unikeyic.com/media/about_us/Unikey_ISO_9001_Certification.pdf | https://www.unikeyic.com/products/circuit-protection-modules/nsc100rote/997345659.html
NSC100ROTEL | Schneider Electric | 1: 53.2747 3: 52.3868 6: 51.055 | [64 empty] | 18 | https://www.unikeyic.com/media/about_us/Unikey_ISO_9001_Certification.pdf | https://www.unikeyic.com/products/circuit-protection-modules/nsc100rotel/997397839.html
NSC100S3015N | Schneider Electric | 1: 45.0786 3: 44.3273 6: 43.2003 | [64 empty] | 12 | https://www.unikeyic.com/media/about_us/Unikey_ISO_9001_Certification.pdf | https://www.unikeyic.com/products/circuit-protection-modules/nsc100s3015n/997434774.html
NSC100S3020N | Schneider Electric | 1: 43.2133 3: 42.1762 6: 41.4848 | [64 empty] | 189 | https://www.unikeyic.com/media/about_us/Unikey_ISO_9001_Certification.pdf | https://www.unikeyic.com/products/circuit-protection-modules/nsc100s3020n/997408637.html
NSC100S3025N | Schneider Electric | 1: 44.4728 3: 43.7316 6: 42.6198 | [64 empty] | 42 | https://www.unikeyic.com/media/about_us/Unikey_ISO_9001_Certification.pdf | https://www.unikeyic.com/products/circuit-protection-modules/nsc100s3025n/997391762.html
NSC100S3030N | Schneider Electric | 1: 44.6866 3: 43.9419 6: 42.8247 | [64 empty] | 36 | https://www.unikeyic.com/media/about_us/Unikey_ISO_9001_Certification.pdf | https://www.unikeyic.com/products/circuit-protection-modules/nsc100s3030n/997360809.html
NSC100S3075MAN | Schneider Electric | 1: 48.2858 3: 47.481 6: 46.2739 | [64 empty] | 31 | https://www.unikeyic.com/media/about_us/Unikey_ISO_9001_Certification.pdf | https://www.unikeyic.com/products/circuit-protection-modules/nsc100s3075man/997378990.html
NSC100SHT200AC | Schneider Electric | 1: 32.0183 3: 31.4847 6: 30.6842 | [64 empty] | 388 | https://www.unikeyic.com/media/about_us/Unikey_ISO_9001_Certification.pdf | https://www.unikeyic.com/products/circuit-protection-modules/nsc100sht200ac/997348009.html
NSC100TSHD4PN | Schneider Electric | 1: 10.1382 5: 9.9693 10: 9.7158 | [64 empty] | 96 | https://www.unikeyic.com/media/about_us/Unikey_ISO_9001_Certification.pdf | https://www.unikeyic.com/products/circuit-protection-modules/nsc100tshd4pn/997376363.html
NSC160S3125MAN | Schneider Electric | 1: 89.3733 3: 87.8837 6: 85.6494 | [64 empty] | 27 | https://www.unikeyic.com/media/about_us/Unikey_ISO_9001_Certification.pdf | https://www.unikeyic.com/products/circuit-protection-modules/nsc160s3125man/997379457.html
NSC160S3125N | Schneider Electric | 1: 76.402 3: 75.1287 6: 73.2186 | [64 empty] | 92 | https://www.unikeyic.com/media/about_us/Unikey_ISO_9001_Certification.pdf | https://www.unikeyic.com/products/circuit-protection-modules/nsc160s3125n/997363795.html
NSC160S3160MAN | Schneider Electric | 1: 90.1394 3: 88.6371 6: 86.3836 | [64 empty] | 36 | https://www.unikeyic.com/media/about_us/Unikey_ISO_9001_Certification.pdf | https://www.unikeyic.com/products/circuit-protection-modules/nsc160s3160man/997459970.html
NSC160S3160N | Schneider Electric | 1: 80.8921 3: 79.5439 6: 77.5216 | [64 empty] | 256 | https://www.unikeyic.com/media/about_us/Unikey_ISO_9001_Certification.pdf | https://www.unikeyic.com/products/circuit-protection-modules/nsc160s3160n/997363585.html
NSC250AUXO | Schneider Electric | 1: 14.949 5: 14.6998 10: 14.3261 | [64 empty] | 18 | https://www.unikeyic.com/media/about_us/Unikey_ISO_9001_Certification.pdf | https://www.unikeyic.com/products/circuit-protection-modules/nsc250auxo/997331524.html
NSC250AXALO | Schneider Electric | 1: 30.0584 3: 29.5574 6: 28.8059 | [64 empty] | 48 | https://www.unikeyic.com/media/about_us/Unikey_ISO_9001_Certification.pdf | https://www.unikeyic.com/products/circuit-protection-modules/nsc250axalo/997405771.html
NSC250ROTDSO | Schneider Electric | 1: 29.702 3: 29.207 6: 28.4644 | [64 empty] | 42 | https://www.unikeyic.com/media/about_us/Unikey_ISO_9001_Certification.pdf | https://www.unikeyic.com/products/circuit-protection-modules/nsc250rotdso/997358461.html
NSC250ROTEO | Schneider Electric | 1: 53.1856 3: 52.2992 6: 50.9696 | [64 empty] | 34 | https://www.unikeyic.com/media/about_us/Unikey_ISO_9001_Certification.pdf | https://www.unikeyic.com/products/circuit-protection-modules/nsc250roteo/997409611.html
NSC250S4250N | Schneider Electric | 1: 157.009 3: 154.3922 6: 150.467 | [64 empty] | 36 | https://www.unikeyic.com/media/about_us/Unikey_ISO_9001_Certification.pdf | https://www.unikeyic.com/products/circuit-protection-modules/nsc250s4250n/997392778.html
NSC250SHT200ACO | Schneider Electric | 1: 33.1408 3: 32.5885 6: 31.7599 | [64 empty] | 24 | https://www.unikeyic.com/media/about_us/Unikey_ISO_9001_Certification.pdf | https://www.unikeyic.com/products/circuit-protection-modules/nsc250sht200aco/997356170.html
NSC400K3320K | Schneider Electric | 1: 303.0602 3: 298.0092 6: 290.4327 | [64 empty] | 18 | https://www.unikeyic.com/media/about_us/Unikey_ISO_9001_Certification.pdf | https://www.unikeyic.com/products/circuit-protection-modules/nsc400k3320k/997377722.html
NSC400K4320K | Schneider Electric | 1: 408.7009 3: 401.8893 6: 391.6717 | [64 empty] | 5 | https://www.unikeyic.com/media/about_us/Unikey_ISO_9001_Certification.pdf | https://www.unikeyic.com/products/circuit-protection-modules/nsc400k4320k/997342368.html
NSC60E3015N | Schneider Electric | 1: 33.2655 3: 32.7111 6: 31.8795 | [64 empty] | 93 | https://www.unikeyic.com/media/about_us/Unikey_ISO_9001_Certification.pdf | https://www.unikeyic.com/products/circuit-protection-modules/nsc60e3015n/997442443.html
NSYAEDH20TB | Schneider Electric | 1: 11.8 5: 11.328 10: 10.5728 20: 10.384 50: 10.384 | HINGE, 20MM, PC, ENCLOSURE, 2PCS, PK2; Accessory Type:Hinge; For Use With:Thalassa TBS & TBP Series Enclosures; Product Range:Thalassa TBP; SVHC:No SVHC (07-Jul-2017) |  | Circuit Breaker | [19 empty] | Enclosures | [23 empty] | Bulk |  |  |  | 17149817 |  | - | [11 empty] | 319 | https://www.unikeyic.com/media/about_us/Unikey_ISO_9001_Certification.pdf | https://www.unikeyic.com/products/circuit-protection-modules/nsyaedh20tb/997735942.html
NSYAEDLB3S3D | Schneider Electric | 1: 9.551 | Schneider Electric NSYAEDLB3S3D Double bar lock | [29 empty] | - |  |  | Panel Mount | [12 empty] | Bulk | [5 empty] | - | [11 empty] | 51 | https://www.unikeyic.com/media/about_us/Unikey_ISO_9001_Certification.pdf | https://www.unikeyic.com/products/circuit-protection-modules/nsyaedlb3s3d/997705429.html
NSYAEDLS3DKDB3 | Schneider Electric | 1: 67.9671 | Schneider Electric S3D shell |  | Key | [19 empty] | Multiple Series | [23 empty] | Bulk |  |  |  | 17149926 |  | - | [11 empty] | 33 | https://www.unikeyic.com/media/about_us/Unikey_ISO_9001_Certification.pdf | https://www.unikeyic.com/products/circuit-protection-modules/nsyaedls3dkdb3/997671417.html
NSYAEDRSCST | Schneider Electric | 1: 62.994 | Schneider Electric NSYAEDRSCST |  | Door | [19 empty] | WM Enclosure | [23 empty] | Bulk |  |  |  | 17148895 |  | - | [11 empty] | 32 | https://www.unikeyic.com/media/about_us/Unikey_ISO_9001_Certification.pdf | https://www.unikeyic.com/products/circuit-protection-modules/nsyaedrscst/997500407.html
NSYAMRD11357TB | Schneider Electric | 10: 5.3011 | Schneider Electric NSYAMRD11357TB DINGuide rail |  | DIN Rail Mount | [19 empty] | Multiple Series | [23 empty] | Bulk | [5 empty] | - | [11 empty] | 148 | https://www.unikeyic.com/media/about_us/Unikey_ISO_9001_Certification.pdf | https://www.unikeyic.com/products/circuit-protection-modules/nsyamrd11357tb/997466051.html
NSYAMRD24357TB | Schneider Electric | 1: 6.95 5: 6.95 10: 6.2272 20: 6.2272 50: 6.2272 | DIN RAIL, 214X35X7.5MM, STEEL; Accessory Type:DIN Rail; For Use With:Schneider Electric Thalassa TBS & TBP Series Enclosures; Length:214mm; Height:7.5mm; Width:35mm; Rail Material:Steel; Fixing Centres:-; Product Range:T |  | DIN Rail Mount | [19 empty] | Multiple Series | [23 empty] | Bulk |  |  |  | 17148187 |  | - | [11 empty] | 61 | https://www.unikeyic.com/media/about_us/Unikey_ISO_9001_Certification.pdf | https://www.unikeyic.com/products/circuit-protection-modules/nsyamrd24357tb/997656518.html
NSYAMRD30357SB | Schneider Electric | 10: 7.8277 | Schneider Electric NSYAMRD30357SB DINGuide rail |  | DIN Rail Mount | [19 empty] | Multiple Series | [23 empty] | Bulk | [5 empty] | - | [11 empty] | 108 | https://www.unikeyic.com/media/about_us/Unikey_ISO_9001_Certification.pdf | https://www.unikeyic.com/products/circuit-protection-modules/nsyamrd30357sb/997484253.html
NSYAMRD50357SB | Schneider Electric | 1: 16.5125 5: 14.7952 10: 14.7952 20: 14.531 50: 14.531 | DIN RAIL, 35X7.5, FOR 500MM SBM SERIES; Accessory Type:DIN Mounting Rail; For Use With:Spacial SBM Enclosures; Length:485mm; Height:7.5mm; Width:35mm; Rail Material:Steel; Fixing Centres:-; Product Range:Spacial SBM; SVH |  | DIN Rail Mount | [19 empty] | Multiple Series | [23 empty] | Bulk |  |  |  | 17149064 |  | - | [11 empty] | 10 | https://www.unikeyic.com/media/about_us/Unikey_ISO_9001_Certification.pdf | https://www.unikeyic.com/products/circuit-protection-modules/nsyamrd50357sb/997755623.html
NSYCAF125T | Schneider Electric | 5: 13.8219 25: 13.139 | Schneider Electric NSYCAF125T |  | Filter | [19 empty] | Boxes | [23 empty] | Bulk |  |  |  | 17148780 |  | - | [11 empty] | 59 | https://www.unikeyic.com/media/about_us/Unikey_ISO_9001_Certification.pdf | https://www.unikeyic.com/products/circuit-protection-modules/nsycaf125t/997489494.html
NSYCAF291 | Schneider Electric | 5: 15.1283 25: 14.3808 | Schneider Electric NSYCAF291 |  | Filter | [19 empty] | Multiple Series | [23 empty] | Bulk |  |  |  | 17149606 |  | - | [11 empty] | 494 | https://www.unikeyic.com/media/about_us/Unikey_ISO_9001_Certification.pdf | https://www.unikeyic.com/products/circuit-protection-modules/nsycaf291/997636830.html
NSYCAG291LPF | Schneider Electric | 1: 92.642 5: 92.642 10: 90.9576 20: 90.9576 | OUTLET GRILL, 336X316MM, RAL7035; Enclosure Material:Thermoplastic; Body Colour:Grey; For Use With:Climasys Series Thermal Management Systems; External Height - Metric:336mm; External Width - Metric:316mm; External Depth |  | Outlet Grille | [19 empty] | - | [8 empty] | 1 (Unlimited) | [14 empty] | Box |  |  |  | 16749554 |  | - | [11 empty] | 15 | https://www.unikeyic.com/media/about_us/Unikey_ISO_9001_Certification.pdf | https://www.unikeyic.com/products/circuit-protection-modules/nsycag291lpf/997746895.html
NSYCAG33LP | Schneider Electric | 1: 17.9814 5: 16.1113 10: 16.1113 20: 15.8236 50: 15.8236 | VENTILATION LOUVRE, GREY, 22.5MM X 47MM; Accessory Type:Ventilation Louvre; For Use With:Enclosures; Product Range:ClimaSys Series 40AH5888 |  | Module | [19 empty] | Enclosures | [8 empty] | Not Applicable | [14 empty] | Bulk |  |  |  | 17149201 |  | - | [11 empty] | 24 | https://www.unikeyic.com/media/about_us/Unikey_ISO_9001_Certification.pdf | https://www.unikeyic.com/products/circuit-protection-modules/nsycag33lp/997601757.html
NSYCAG35LP | Schneider Electric | 1: 11.075 5: 10.632 10: 9.9232 20: 9.746 50: 9.746 | AIRING GRILLE, 35MM, ENCLOSURE; Accessory Type:Airing Grille; For Use With:Schneider Thalassa PLM Series Enclosures; Product Range:ClimaSys CA Series; SVHC:No SVHC (15-Jan-2018) |  | Module | [19 empty] | Enclosures | [23 empty] | Bulk | [5 empty] | - | [11 empty] | 19 | https://www.unikeyic.com/media/about_us/Unikey_ISO_9001_Certification.pdf | https://www.unikeyic.com/products/circuit-protection-modules/nsycag35lp/997677468.html
NSYCCOTHCF | Schneider Electric | 1: 44.3923 | Schneider Electric NSYCCOTHCF Thermostat |  | Module | [19 empty] | - | [8 empty] | 1 (Unlimited) | [14 empty] | Box | [5 empty] | - | [11 empty] | 12 | https://www.unikeyic.com/media/about_us/Unikey_ISO_9001_Certification.pdf | https://www.unikeyic.com/products/circuit-protection-modules/nsyccothcf/997615331.html
NSYCCOTHD | Schneider Electric | 1: 50.4784 5: 49.577 10: 49.577 | THERMOSTAT, NC/NO, 250V, -20 TO 80DEG C; Operating Voltage:250V; Contact Current Max:10A; Operation Type:NC / NO; Operating Temperature Min:-20°C; Operating Temperature Max:80°C; Product Range:ClimaSys Series; SVHC:No SV |  | Module | [19 empty] | - | [8 empty] | 1 (Unlimited) | [14 empty] | Box | [5 empty] | - | [11 empty] | 13 | https://www.unikeyic.com/media/about_us/Unikey_ISO_9001_Certification.pdf | https://www.unikeyic.com/products/circuit-protection-modules/nsyccothd/997592830.html
NSYCCOTHI | Schneider Electric | 1: 74.0132 5: 52.2253 | Schneider Electric NSYCCOTHI Cabinet thermostat |  |  |  |  | - | [27 empty] | Chassis Mount | [11 empty] | Module | Bulk |  |  |  | 17148975 |  | ClimaSys |  |  |  |  | Screw Terminal | [6 empty] | 46 | https://www.unikeyic.com/media/about_us/Unikey_ISO_9001_Certification.pdf | https://www.unikeyic.com/products/circuit-protection-modules/nsyccothi/997634708.html
NSYCL/CRN | Schneider Electric | 1: 23.016 5: 21.4816 10: 21.098 20: 21.098 50: 21.098 | CYLINDER LOCK; Product Range:Spacial CRN | [63 empty] | 21 | https://www.unikeyic.com/media/about_us/Unikey_ISO_9001_Certification.pdf | https://www.unikeyic.com/products/circuit-protection-modules/nsycl-crn/997521868.html
NSYCL27M | Schneider Electric | 1: 18.9364 | Schneider Electric NSYCL27M | [29 empty] | - |  |  | Panel Mount | [12 empty] | Bulk |  |  |  | 17148645 |  | - | [11 empty] | 14 | https://www.unikeyic.com/media/about_us/Unikey_ISO_9001_Certification.pdf | https://www.unikeyic.com/products/circuit-protection-modules/nsycl27m/997487657.html
NSYCR10WU2C | Schneider Electric | 1: 44.1392 5: 43.351 10: 43.351 | HEATER, INSULATED RES, 10W 110-230V; Voltage Rating VAC:250V; Output Power:10W; External Height - Metric:98mm; External Width - Metric:38mm; External Depth - Metric:75mm; External Height - Imperial:3.86"; External Width |  | Heater | [19 empty] | Boxes | [23 empty] | Bulk | [5 empty] | - | [11 empty] | 1 | https://www.unikeyic.com/media/about_us/Unikey_ISO_9001_Certification.pdf | https://www.unikeyic.com/products/circuit-protection-modules/nsycr10wu2c/997551350.html
NSYCR20WU1C | Schneider Electric | 1: 109.4464 5: 97.6698 | Schneider Electric NSYCR20WU1C Cabinet heater | [27 empty] | 38mm(width)*98mm(height) | [35 empty] | 11 | https://www.unikeyic.com/media/about_us/Unikey_ISO_9001_Certification.pdf | https://www.unikeyic.com/products/circuit-protection-modules/nsycr20wu1c/997635789.html
NSYCR250W230VV | Schneider Electric | 1: 253.2424 5: 213.9647 | Schneider Electric NSYCR250W230VV Cabinet heater | [27 empty] | 100mm(width)*200mm(height) | [35 empty] | 10 | https://www.unikeyic.com/media/about_us/Unikey_ISO_9001_Certification.pdf | https://www.unikeyic.com/products/circuit-protection-modules/nsycr250w230vv/997585096.html
NSYCR400W230VV | Schneider Electric | 1: 336.4507 5: 284.2665 | Schneider Electric NSYCR400W230VV Cabinet heater | [27 empty] | 105mm(width)*270mm(height) | [35 empty] | 15 | https://www.unikeyic.com/media/about_us/Unikey_ISO_9001_Certification.pdf | https://www.unikeyic.com/products/circuit-protection-modules/nsycr400w230vv/997473718.html
NSYCRN108300 | Schneider Electric | 1: 403.8336 | CRN WM ENCLOSURE 1000X800X300 |  | Mounting Plate | [19 empty] | - | [8 empty] | 1 (Unlimited) | [14 empty] | Box | [5 empty] | - | [11 empty] | 5 | https://www.unikeyic.com/media/about_us/Unikey_ISO_9001_Certification.pdf | https://www.unikeyic.com/products/circuit-protection-modules/nsycrn108300/997644188.html
NSYCRN2520/150 | Schneider Electric | 1: 108.24 5: 108.24 10: 108.24 | ENCLOSURE, STEEL, IP66; Enclosure Type:Electrical / Industrial; Enclosure Material:Steel; External Height - Metric:250mm; External Width - Metric:200mm; External Depth - Metric:150mm; IP Rating:IP66; Body Colour:Grey; NE | [63 empty] | 8 | https://www.unikeyic.com/media/about_us/Unikey_ISO_9001_Certification.pdf | https://www.unikeyic.com/products/circuit-protection-modules/nsycrn2520-150/997485037.html
NSYCRN3025/200 | Schneider Electric | 1: 121.418 5: 121.418 10: 121.418 | ENCLOSURE, STEEL, IP66; Enclosure Type:Electrical / Industrial; Enclosure Material:Steel; External Height - Metric:300mm; External Width - Metric:250mm; External Depth - Metric:200mm; IP Rating:IP66; Body Colour:Grey; NE | [63 empty] | 1 | https://www.unikeyic.com/media/about_us/Unikey_ISO_9001_Certification.pdf | https://www.unikeyic.com/products/circuit-protection-modules/nsycrn3025-200/997530773.html
NSYCRN325200 | Schneider Electric | 1: 114.3238 | Schneider Electric NSYCRN325200 |  |  | 116in² (748cm²) | [5 empty] | Light Gray | [6 empty] | Enclosure |  |  |  |  | - |  |  |  | 7.870" (199.90mm) |  |  |  |  | Metal, Steel | Not Applicable | [14 empty] | Bulk | IP66 |  |  |  |  | - | 11.811" L x 9.843" W (300.00mm x 250.00mm) | [10 empty] | 12 | https://www.unikeyic.com/media/about_us/Unikey_ISO_9001_Certification.pdf | https://www.unikeyic.com/products/circuit-protection-modules/nsycrn325200/997671358.html
NSYCRN33200 | Schneider Electric | 1: 114.8204 | Schneider Electric NSYCRN33200 |  |  | 140in² (900cm²) | [5 empty] | Gray | [6 empty] | Enclosure |  |  |  |  | - |  |  |  | 7.874" (200.00mm) |  |  |  |  | Metal, Steel | 1 (Unlimited) | [14 empty] | Box | IP66 |  |  |  |  | - | 11.811" L x 11.811" W (300.00mm x 300.00mm) | [10 empty] | 25 | https://www.unikeyic.com/media/about_us/Unikey_ISO_9001_Certification.pdf | https://www.unikeyic.com/products/circuit-protection-modules/nsycrn33200/997565625.html
NSYCRN33200P | Schneider Electric | 1: 129.7593 4: 120.0181 | Schneider Electric NSYCRN33200P |  |  | 140in² (900cm²) | [5 empty] | Light Gray | [6 empty] | Enclosure |  |  |  |  | - |  |  |  | 7.874" (200.00mm) |  |  |  |  | Metal, Steel | [15 empty] | Bulk | IP66 |  |  |  |  | - | 11.811" L x 11.811" W (300.00mm x 300.00mm) | [10 empty] | 55 | https://www.unikeyic.com/media/about_us/Unikey_ISO_9001_Certification.pdf | https://www.unikeyic.com/products/circuit-protection-modules/nsycrn33200p/997572333.html
NSYCRN34200 | Schneider Electric | 1: 142.2853 6: 130.2398 | Schneider Electric NSYCRN34200 |  |  | 186in² (1200cm²) | [5 empty] | Light Gray | [6 empty] | Enclosure |  |  |  |  | - |  |  |  | 7.874" (200.00mm) |  |  |  |  | Metal, Steel | [15 empty] | Bulk | IP66 |  |  |  |  | - | 11.811" L x 15.748" W (300.00mm x 400.00mm) | [10 empty] | 32 | https://www.unikeyic.com/media/about_us/Unikey_ISO_9001_Certification.pdf | https://www.unikeyic.com/products/circuit-protection-modules/nsycrn34200/997626574.html
NSYCRN43150 | Schneider Electric | 1: 117.1428 | Schneider Electric NSYCRN43150 |  |  | 186in² (1200cm²) | [5 empty] | Gray | [6 empty] | Enclosure |  |  |  |  | - |  |  |  | 5.906" (150.00mm) |  |  |  |  | Metal, Steel | 1 (Unlimited) | [14 empty] | Box | IP66 |  |  | 16749600 |  | - | 15.748" L x 11.811" W (400.00mm x 300.00mm) | [10 empty] | 27 | https://www.unikeyic.com/media/about_us/Unikey_ISO_9001_Certification.pdf | https://www.unikeyic.com/products/circuit-protection-modules/nsycrn43150/997502111.html
NSYCRN44/200 | Schneider Electric | 1: 133.168 | ENCLOSURE, STEEL, IP66; Enclosure Type:Electrical / Industrial; Enclosure Material:Steel; External Height - Metric:400mm; External Width - Metric:400mm; External Depth - Metric:200mm; IP Rating:IP66; Body Colour:Grey; NE | [63 empty] | 3 | https://www.unikeyic.com/media/about_us/Unikey_ISO_9001_Certification.pdf | https://www.unikeyic.com/products/circuit-protection-modules/nsycrn44-200/997685387.html
NSYCRN65250 | Schneider Electric | 1: 221.8664 | Schneider Electric NSYCRN65250 |  |  | 465in² (3000cm²) | [5 empty] | Light Gray | [6 empty] | Enclosure |  |  |  |  | - |  |  |  | 9.843" (250.00mm) |  |  |  |  | Metal, Steel | [15 empty] | Bulk | IP66 |  |  |  |  | - | 23.622" L x 19.685" W (600.00mm x 500.00mm) | [10 empty] | 17 | https://www.unikeyic.com/media/about_us/Unikey_ISO_9001_Certification.pdf | https://www.unikeyic.com/products/circuit-protection-modules/nsycrn65250/997739518.html
NSYCRP1W230VTVC | Schneider Electric | 1: 279.7612 5: 257.3801 | Schneider Electric NSYCRP1W230VTVC Cabinet heater |  | Module | [19 empty] | - | [8 empty] | 1 (Unlimited) | [14 empty] | Box | [5 empty] | - | [11 empty] | 9 | https://www.unikeyic.com/media/about_us/Unikey_ISO_9001_Certification.pdf | https://www.unikeyic.com/products/circuit-protection-modules/nsycrp1w230vtvc/997689586.html
NSYCRS25W240V | Schneider Electric | 1: 264.438 | CRS HEATER 25W 240V |  | Resistance Heater | [19 empty] | - | [8 empty] | 1 (Unlimited) | [14 empty] | Box |  |  |  | 16749610 |  | - | [11 empty] | 1 | https://www.unikeyic.com/media/about_us/Unikey_ISO_9001_Certification.pdf | https://www.unikeyic.com/products/circuit-protection-modules/nsycrs25w240v/997558232.html
NSYCRS50W240V | Schneider Electric | 1: 298.1414 5: 268.3539 | Schneider Electric NSYCRS50W240V |  | Heater | [18 empty] | - | ClimaSys Series | [23 empty] | Bulk |  |  |  | 17148958 |  | - | [11 empty] | 1 | https://www.unikeyic.com/media/pdf/OtherRelatedDocuments/schneider-electric/4e/b9/3ab6/nsycusx1k1ul/2025/12/10d49ec6c57fbf06efd4dcd99a2469e59ae06bcc.pdf | https://www.unikeyic.com/products/circuit-protection-modules/nsycrs50w240v/997535457.html
NSYCRTM1U1PS | Schneider Electric | 1: 104.256 | 19" FRONT PANEL, GREY, STEEL, 1U; | [63 empty] | 9 | https://www.unikeyic.com/media/about_us/Unikey_ISO_9001_Certification.pdf | https://www.unikeyic.com/products/circuit-protection-modules/nsycrtm1u1ps/997550221.html
NSYCS200PLM | Schneider Electric | 1: 7.1853 | Schneider Electric NSYCS200PLM DINGuide rail | [29 empty] | Steel | [15 empty] | Bulk |  |  |  | 17148580 |  | - | [11 empty] | 45 | https://www.unikeyic.com/media/about_us/Unikey_ISO_9001_Certification.pdf | https://www.unikeyic.com/products/circuit-protection-modules/nsycs200plm/997710767.html
NSYCS400PLM | Schneider Electric | 1: 6.6379 | Schneider Electric NSYCS400PLM DINGuide rail | [29 empty] | Steel | Not Applicable | [14 empty] | Bulk | [5 empty] | - | [11 empty] | 48 | https://www.unikeyic.com/media/about_us/Unikey_ISO_9001_Certification.pdf | https://www.unikeyic.com/products/circuit-protection-modules/nsycs400plm/997749409.html
NSYCVF170M230 | Schneider Electric | 1: 83.8836 5: 78.892 | Schneider Electric NSYCVF170M230 |  | Fan | [19 empty] | Boxes | [23 empty] | Bulk |  |  |  | 17149420 |  | - | [11 empty] | 1 | https://www.unikeyic.com/media/about_us/Unikey_ISO_9001_Certification.pdf | https://www.unikeyic.com/products/circuit-protection-modules/nsycvf170m230/997622420.html
NSYCVF38M115PF | Schneider Electric | 1: 117.4078 | FILTERFAN 38M3/H 115V IP54 |  | Outlet Grille | [19 empty] | - | [8 empty] | 1 (Unlimited) | [14 empty] | Box | [5 empty] | - | [11 empty] | 1 | https://www.unikeyic.com/media/about_us/Unikey_ISO_9001_Certification.pdf | https://www.unikeyic.com/products/circuit-protection-modules/nsycvf38m115pf/997648086.html
NSYCVF38M230PF | Schneider Electric | 1: 121.3357 | Schneider Electric NSYCVF38M230PF Filter fan |  | Outlet Grille | [19 empty] | Boxes | [23 empty] | Bulk |  |  |  | 17149189 |  | - | [11 empty] | 52 | https://www.unikeyic.com/media/about_us/Unikey_ISO_9001_Certification.pdf | https://www.unikeyic.com/products/circuit-protection-modules/nsycvf38m230pf/997689599.html
NSYCVF550M230FB | Schneider Electric | 1: 346.4347 5: 318.7197 | Schneider Electric NSYCVF550M230FB Cabinet fan | [27 empty] | 260mm(width)*260mm(height) | [35 empty] | 1 | https://www.unikeyic.com/media/about_us/Unikey_ISO_9001_Certification.pdf | https://www.unikeyic.com/products/circuit-protection-modules/nsycvf550m230fb/997609976.html
NSYCVF560M230PF | Schneider Electric | 1: 396.693 | FILTER WITH FAN, 562 M3/H, 68W, IP54; Product Range:ClimaSys; Enclosure Material:ASA, Polycarbonate; Cooling Capacity:-; External Height - Metric:336mm; External Width - Metric:316mm; External Depth - Metric:161mm; Exter |  | Outlet Grille | [19 empty] | Boxes | [23 empty] | Bulk | [5 empty] | - | [11 empty] | 1 | https://www.unikeyic.com/media/about_us/Unikey_ISO_9001_Certification.pdf | https://www.unikeyic.com/products/circuit-protection-modules/nsycvf560m230pf/997637550.html
NSYCVF65M230PF | Schneider Electric | 1: 82.3424 5: 80.872 | FILTER, PU, 124MM; Product Range:ClimaSys CV Series; Enclosure Material:ABS; Cooling Capacity:-; External Height - Metric:124mm; External Width - Metric:124mm; External Depth - Metric:55mm; External Height - Imperial:4.8 |  | Fan | [19 empty] | Enclosures | [23 empty] | Bulk | [5 empty] | - | [11 empty] | 7 | https://www.unikeyic.com/media/about_us/Unikey_ISO_9001_Certification.pdf | https://www.unikeyic.com/products/circuit-protection-modules/nsycvf65m230pf/997544398.html
NSYCVF850M115PF | Schneider Electric | 1: 646.4448 | FILTERFAN 850M3/H 115V IP54 |  | Outlet Grille | [19 empty] | - | [8 empty] | 1 (Unlimited) | [14 empty] | Box | [5 empty] | - | [11 empty] | 1 | https://www.unikeyic.com/media/about_us/Unikey_ISO_9001_Certification.pdf | https://www.unikeyic.com/products/circuit-protection-modules/nsycvf850m115pf/997601769.html
NSYCVF850M230PF | Schneider Electric | 1: 446.8108 | Schneider Electric NSYCVF850M230PF Filter fan |  | Outlet Grille | [19 empty] | Boxes | [23 empty] | Bulk | [5 empty] | - | [11 empty] | 24 | https://www.unikeyic.com/media/about_us/Unikey_ISO_9001_Certification.pdf | https://www.unikeyic.com/products/circuit-protection-modules/nsycvf850m230pf/997550585.html
NSYCVF85M230PF | Schneider Electric | 1: 145.656 | FILTER WITH FAN, 85 M3/H, 17W, IP54; Product Range:ClimaSys; Enclosure Material:ASA, Polycarbonate; Cooling Capacity:-; External Height - Metric:170mm; External Width - Metric:150mm; External Depth - Metric:62mm; Externa |  | Outlet Grille | [19 empty] | Boxes | [23 empty] | Bulk |  |  |  | 17148521 |  | - | [11 empty] | 72 | https://www.unikeyic.com/media/about_us/Unikey_ISO_9001_Certification.pdf | https://www.unikeyic.com/products/circuit-protection-modules/nsycvf85m230pf/997550512.html
NSYDBN1510 | Schneider Electric | 1: 41.0397 12: 31.5289 | Schneider Electric NSYDBN1510 |  | Cover | [19 empty] | Multiple Series | [23 empty] | Bulk | [5 empty] | - | [11 empty] | 161 | https://www.unikeyic.com/media/about_us/Unikey_ISO_9001_Certification.pdf | https://www.unikeyic.com/products/circuit-protection-modules/nsydbn1510/997522841.html
NSYEB1516D8 | Schneider Electric | 10: 6.6734 | Schneider Electric NSYEB1516D8 grounding strap | [29 empty] | Copper, Tinned | [15 empty] | Bulk | [5 empty] | Spacial | [11 empty] | 352 | https://www.unikeyic.com/media/about_us/Unikey_ISO_9001_Certification.pdf | https://www.unikeyic.com/products/circuit-protection-modules/nsyeb1516d8/997496452.html
NSYEB156D6 | Schneider Electric | 10: 6.9858 | Schneider Electric NSYEB156D6 grounding strap | [29 empty] | Copper, Tinned | [15 empty] | Bulk |  |  |  | 17147896 |  | Spacial | [11 empty] | 598 | https://www.unikeyic.com/media/about_us/Unikey_ISO_9001_Certification.pdf | https://www.unikeyic.com/products/circuit-protection-modules/nsyeb156d6/997665679.html
NSYEBP250 | Schneider Electric | 10: 0.8695 100: 0.797 500: 0.797 1,000: 0.7826 2,500: 0.7826 | TERMINAL PLUG, POWER DISTR BLOCK; For Use With:IEC Enclosed Power Distribution Blocks; Accessory Type:Terminal Plug; Product Range:NSYEB Series 50AC4418 | [8 empty] | Black | [12 empty] | FieldPower® Power Distribution Block Assemblies | [15 empty] | - | [7 empty] | Bulk | [5 empty] | Linergy | [11 empty] | 280 | https://www.unikeyic.com/media/about_us/Unikey_ISO_9001_Certification.pdf | https://www.unikeyic.com/products/circuit-protection-modules/nsyebp250/997704938.html
NSYEDCOS | Schneider Electric | 1: 69.7393 | Schneider Electric NSYEDCOS Bracket Kit |  | Bracket | [19 empty] | Multiple Series | [23 empty] | Bulk |  |  |  | 17149026 |  | - | [11 empty] | 1 | https://www.unikeyic.com/media/about_us/Unikey_ISO_9001_Certification.pdf | https://www.unikeyic.com/products/circuit-protection-modules/nsyedcos/997686247.html
NSYINLCRN | Schneider Electric | 1: 73.113 | Schneider Electric NSYINLCRN |  | Door | [19 empty] | Multiple Series | [23 empty] | Bulk | [5 empty] | - | [11 empty] | 19 | https://www.unikeyic.com/media/about_us/Unikey_ISO_9001_Certification.pdf | https://www.unikeyic.com/products/circuit-protection-modules/nsyinlcrn/997647523.html
NSYMM22SB | Schneider Electric | 1: 17.8647 3: 17.5165 | Schneider Electric NSYMM22SB Installation plate |  | Mounting Plate | [19 empty] | Multiple Series | [23 empty] | Bulk |  |  |  | 17149145 |  | - | [11 empty] | 20 | https://www.unikeyic.com/media/about_us/Unikey_ISO_9001_Certification.pdf | https://www.unikeyic.com/products/circuit-protection-modules/nsymm22sb/997510596.html
NSYMM28SB | Schneider Electric | 1: 58.45 | MOUNTING PLATE, METAL, 200X800, FOR SBM; Plate Type:Mounting; Plate Material:Galvanised Steel; Plate Colour:-; For Use With:Spacial SBM Enclosures; External Depth - Metric:2mm; External Width - Metric:785mm; External Hei |  | Mounting Plate | [19 empty] | Multiple Series | [23 empty] | Bulk |  |  |  | 17149604 |  | - | [11 empty] | 4 | https://www.unikeyic.com/media/about_us/Unikey_ISO_9001_Certification.pdf | https://www.unikeyic.com/products/circuit-protection-modules/nsymm28sb/997748121.html
NSYMM33 | Schneider Electric | 1: 13.8043 12: 10.4987 25: 10.2882 | Schneider Electric NSYMM33 Installation plate |  | Mounting Plate | [19 empty] | - | [8 empty] | 1 (Unlimited) | [14 empty] | Box | [5 empty] | - | [11 empty] | 191 | https://www.unikeyic.com/media/about_us/Unikey_ISO_9001_Certification.pdf | https://www.unikeyic.com/products/circuit-protection-modules/nsymm33/997488929.html
NSYMM33SB | Schneider Electric | 1: 24.036 5: 22.4336 10: 22.033 20: 22.033 50: 22.033 | MOUNTING PLATE, METAL, 300X300, FOR SBM; Plate Type:Mounting; Plate Material:Galvanised Steel; Plate Colour:-; For Use With:Spacial SBM Enclosures; External Depth - Metric:1.5mm; External Width - Metric:285mm; External H |  | Mounting Plate | [19 empty] | Multiple Series | [23 empty] | Bulk | [5 empty] | - | [11 empty] | 167 | https://www.unikeyic.com/media/about_us/Unikey_ISO_9001_Certification.pdf | https://www.unikeyic.com/products/circuit-protection-modules/nsymm33sb/997599482.html
NSYMM33WH | Schneider Electric | 1: 27.48 5: 25.648 10: 25.19 20: 25.19 50: 25.19 | MOUNTING PLATE, STEEL, 250MM X 250MM; Plate Type:Mounting; Plate Material:Steel; Plate Color:-; For Use With:Schneider Spacial S3DC & S3DCD Enclosures; External Depth - Metric:1.8mm; External Width - 33AC4254 |  | Mounting Plate | [19 empty] | Enclosures | [8 empty] | 1 (Unlimited) | [14 empty] | Box |  |  |  | 16749559 |  | - | [11 empty] | 1 | https://www.unikeyic.com/media/about_us/Unikey_ISO_9001_Certification.pdf | https://www.unikeyic.com/products/circuit-protection-modules/nsymm33wh/997463456.html
NSYMM36SB | Schneider Electric | 1: 52.5804 3: 50.4802 | Schneider Electric NSYMM36SB |  | Mounting Plate | [19 empty] | Multiple Series | [23 empty] | Bulk |  |  |  | 17147438 |  | - | [11 empty] | 1 | https://www.unikeyic.com/media/about_us/Unikey_ISO_9001_Certification.pdf | https://www.unikeyic.com/products/circuit-protection-modules/nsymm36sb/997490719.html
NSYMM45SB | Schneider Electric | 1: 74.4737 3: 71.0983 | Schneider Electric NSYMM45SB Installation plate |  | Mounting Plate | [19 empty] | Multiple Series | [23 empty] | Bulk |  |  |  | 17148088 |  | - | [11 empty] | 3 | https://www.unikeyic.com/media/about_us/Unikey_ISO_9001_Certification.pdf | https://www.unikeyic.com/products/circuit-protection-modules/nsymm45sb/997627890.html
NSYMM54WH | Schneider Electric | 1: 36.3618 | WHITE MOUNTING PLATE 500X400 |  | Mounting Plate | [19 empty] | - | [8 empty] | 1 (Unlimited) | [14 empty] | Box | [5 empty] | - | [11 empty] | 4 | https://www.unikeyic.com/media/about_us/Unikey_ISO_9001_Certification.pdf | https://www.unikeyic.com/products/circuit-protection-modules/nsymm54wh/997623003.html
NSYMM86WH | Schneider Electric | 1: 90.0902 | WHITE MOUNTING PLATE 800X600 |  | Mounting Plate | [19 empty] | - | [8 empty] | 1 (Unlimited) | [14 empty] | Box |  |  |  | 16749567 |  | - | [11 empty] | 9 | https://www.unikeyic.com/media/about_us/Unikey_ISO_9001_Certification.pdf | https://www.unikeyic.com/products/circuit-protection-modules/nsymm86wh/997688777.html
NSYMR32 | Schneider Electric | 1: 41.5808 12: 32.1521 25: 29.5955 | Schneider Electric NSYMR32 Installation plate |  | Mounting Plate | [19 empty] | Multiple Series | [23 empty] | Bulk |  |  |  | 17147388 |  | - | [11 empty] | 3 | https://www.unikeyic.com/media/about_us/Unikey_ISO_9001_Certification.pdf | https://www.unikeyic.com/products/circuit-protection-modules/nsymr32/997674956.html
NSYMR33 | Schneider Electric | 1: 51.3101 12: 49.262 | Schneider Electric NSYMR33 |  | Mounting Plate | [19 empty] | Multiple Series | [23 empty] | Bulk | [5 empty] | - | [11 empty] | 1 | https://www.unikeyic.com/media/about_us/Unikey_ISO_9001_Certification.pdf | https://www.unikeyic.com/products/circuit-protection-modules/nsymr33/997596309.html
NSYMR44 | Schneider Electric | 1: 94.2822 12: 81.6395 25: 79.1914 | Schneider Electric NSYMR44 Installation plate |  | Plate | [19 empty] | Enclosures | [23 empty] | Bulk | [5 empty] | - | [11 empty] | 7 | https://www.unikeyic.com/media/about_us/Unikey_ISO_9001_Certification.pdf | https://www.unikeyic.com/products/circuit-protection-modules/nsymr44/997712841.html
NSYNM5 | Schneider Electric | 100: 2.254 | Schneider Electric NSYNM5 Sliding Nut |  | Nut | [19 empty] | Multiple Series | [23 empty] | Bulk |  |  |  | 17150006 |  | - | [11 empty] | 100 | https://www.unikeyic.com/media/about_us/Unikey_ISO_9001_Certification.pdf | https://www.unikeyic.com/products/circuit-protection-modules/nsynm5/997534354.html
NSYNM6 | Schneider Electric | 100: 0.7531 | Schneider Electric NSYNM6 |  | Nut | [19 empty] | Multiple Series | [23 empty] | Bulk |  |  |  | 17149782 |  | - | [11 empty] | 3332 | https://www.unikeyic.com/media/about_us/Unikey_ISO_9001_Certification.pdf | https://www.unikeyic.com/products/circuit-protection-modules/nsynm6/997714081.html
NSYOPB12U6P | Schneider Electric | 1: 1630.5516 | 19" WALL CABINET, 12U, STEEL, LIGHT GREY; | [63 empty] | 1 | https://www.unikeyic.com/media/about_us/Unikey_ISO_9001_Certification.pdf | https://www.unikeyic.com/products/circuit-protection-modules/nsyopb12u6p/997688034.html
NSYOPB15U4F | Schneider Electric | 1: 1267.805 | 19" WALL CABINET, 15U, STEEL, LIGHT GREY; | [31 empty] | wall mount | [31 empty] | 1 | https://www.unikeyic.com/media/about_us/Unikey_ISO_9001_Certification.pdf | https://www.unikeyic.com/products/circuit-protection-modules/nsyopb15u4f/997557450.html
NSYOPB15U6F | Schneider Electric | 1: 1522.044 | 19" WALL CABINET, 15U, STEEL, LIGHT GREY; | [31 empty] | wall mount | [31 empty] | 1 | https://www.unikeyic.com/media/about_us/Unikey_ISO_9001_Certification.pdf | https://www.unikeyic.com/products/circuit-protection-modules/nsyopb15u6f/997515153.html
NSYOPB18U4F | Schneider Electric | 1: 1373.4468 | 19" WALL CABINET, 18U, STEEL, LIGHT GREY; | [63 empty] | 1 | https://www.unikeyic.com/media/about_us/Unikey_ISO_9001_Certification.pdf | https://www.unikeyic.com/products/circuit-protection-modules/nsyopb18u4f/997722522.html
NSYOPB18U5F | Schneider Electric | 1: 1456.1208 | 19" WALL CABINET, 18U, STEEL, LIGHT GREY; | [63 empty] | 1 | https://www.unikeyic.com/media/about_us/Unikey_ISO_9001_Certification.pdf | https://www.unikeyic.com/products/circuit-protection-modules/nsyopb18u5f/997638866.html
NSYOPB18U5P | Schneider Electric | 1: 1788.8904 | 19" WALL CABINET, 18U, STEEL, LIGHT GREY; | [63 empty] | 1 | https://www.unikeyic.com/media/about_us/Unikey_ISO_9001_Certification.pdf | https://www.unikeyic.com/products/circuit-protection-modules/nsyopb18u5p/997587101.html
NSYOPB9UTPN | Schneider Electric | 1: 117.832 5: 117.832 10: 117.832 | BLANKING PLATE, 9U, 19" OPEN BOX, STEEL; | [63 empty] | 23 | https://www.unikeyic.com/media/about_us/Unikey_ISO_9001_Certification.pdf | https://www.unikeyic.com/products/circuit-protection-modules/nsyopb9utpn/997720809.html
NSYPAP43G | Schneider Electric | 1: 64.065 5: 62.921 10: 62.921 | INTERNAL DOOR, ENCLOSURE, STEEL, PET; Accessory Type:Internal Door; For Use With:Schneider Thalassa PLM Series Enclosures; Enclosure Material:Polyester (PET); Body Color:Gray; External Height:12.4"; External Width:8.07" |  | Door | [19 empty] | Multiple Series | [23 empty] | Box |  |  |  | 16897898 |  | - | [11 empty] | 1 | https://www.unikeyic.com/media/about_us/Unikey_ISO_9001_Certification.pdf | https://www.unikeyic.com/products/circuit-protection-modules/nsypap43g/997692074.html
NSYPAP54G | Schneider Electric | 1: 70.1475 | Schneider Electric NSYPAP54G |  | Door | [19 empty] | Multiple Series | [23 empty] | Box |  |  |  | 16897799 |  | - | [11 empty] | 5 | https://www.unikeyic.com/media/about_us/Unikey_ISO_9001_Certification.pdf | https://www.unikeyic.com/products/circuit-protection-modules/nsypap54g/997679804.html
NSYPF27N | Schneider Electric | 1: 10.7989 | Schneider Electric NSYPF27N Installation bracket |  | Wall Fixing Support | [19 empty] | Multiple Series | [23 empty] | Box |  |  |  | 16897782 |  | - | [11 empty] | 20 | https://www.unikeyic.com/media/about_us/Unikey_ISO_9001_Certification.pdf | https://www.unikeyic.com/products/circuit-protection-modules/nsypf27n/997652714.html
NSYPFC2X | Schneider Electric | 1: 53.2542 | Schneider Electric NSYPFC2X Installation bracket |  | Wall Fixing Support | [19 empty] | S3X Series | [23 empty] | Box |  |  |  | 16897860 |  | - | [11 empty] | 22 | https://www.unikeyic.com/media/about_us/Unikey_ISO_9001_Certification.pdf | https://www.unikeyic.com/products/circuit-protection-modules/nsypfc2x/997697304.html
NSYPFXPLM | Schneider Electric | 1: 54.9551 6: 41.7924 | Schneider Electric NSYPFXPLM Installation bracket |  | Wall Mount Lugs | [19 empty] | PLM3025 | [23 empty] | Box |  |  |  | 16897718 |  | - | [11 empty] | 67 | https://www.unikeyic.com/media/about_us/Unikey_ISO_9001_Certification.pdf | https://www.unikeyic.com/products/circuit-protection-modules/nsypfxplm/997560751.html
NSYPLA1073G | Schneider Electric | 1: 804.2116 | Schneider Electric NSYPLA1073G |  |  | 1163in² (7500cm²) | [5 empty] | Gray | [6 empty] | Enclosure |  |  |  |  | - |  |  |  | 12.598" (320.00mm) |  |  |  |  | Fiberglass/Polyester | Not Applicable | [14 empty] | Box | IP65, NEMA 1,2,3,3R,3S,3X,5,12,13 |  |  | 16897791 |  | - | 39.370" L x 29.528" W (1000.00mm x 750.00mm) | [10 empty] | 2 | https://www.unikeyic.com/media/about_us/Unikey_ISO_9001_Certification.pdf | https://www.unikeyic.com/products/circuit-protection-modules/nsypla1073g/997614514.html
NSYPLM32G | Schneider Electric | 1: 96.1811 |  |  |  | 103in² (665cm²) | [5 empty] | Gray | [6 empty] | Enclosure |  |  |  |  | - |  |  |  | 6.299" (160.00mm) |  |  |  |  | Plastic, ABS/PC Blend | [15 empty] | Box | IP66, NEMA 4X,13 |  |  | 16897758 |  | - | 12.205" L x 8.465" W (310.00mm x 215.00mm) | [10 empty] | 7 | https://www.unikeyic.com/media/about_us/Unikey_ISO_9001_Certification.pdf | https://www.unikeyic.com/products/circuit-protection-modules/nsyplm32g/997718175.html
NSYPLM32PG | Schneider Electric | 1: 149.576 | Schneider Electric NSYPLM32PG |  |  | 103in² (665cm²) | [5 empty] | Gray | [6 empty] | Enclosure |  |  |  |  | - |  |  |  | 6.299" (160.00mm) |  |  |  |  | Plastic, ABS/PC Blend | [15 empty] | Box | IP66, NEMA 4X,13 |  |  |  |  | - | 12.205" L x 8.465" W (310.00mm x 215.00mm) | [10 empty] | 1 | https://www.unikeyic.com/media/about_us/Unikey_ISO_9001_Certification.pdf | https://www.unikeyic.com/products/circuit-protection-modules/nsyplm32pg/997534390.html
NSYPLM75PG | Schneider Electric | 1: 524.0318 | Schneider Electric NSYPLM75PG Wall Box |  |  | 620in² (4003cm²) | [5 empty] | Gray | [6 empty] | Enclosure |  |  |  |  | - |  |  |  | 11.811" (300.00mm) |  |  |  |  | Fiberglass/Polyester | [15 empty] | Box | IP66, NEMA 4X,13 |  |  | 16897992 |  | - | 29.409" L x 21.102" W (747.00mm x 536.00mm) | [10 empty] | 6 | https://www.unikeyic.com/media/about_us/Unikey_ISO_9001_Certification.pdf | https://www.unikeyic.com/products/circuit-protection-modules/nsyplm75pg/997709477.html
NSYPLS2727G | Schneider Electric | 1: 65.1852 | Schneider Electric NSYPLS2727G Enclosure |  |  | 113in² (729cm²) | [5 empty] | Gray, Clear Cover | [6 empty] | Box |  |  |  |  | - |  |  |  | 7.087" (180.00mm) |  |  |  |  | Fiberglass/Polyester | [15 empty] | Box | IP66, NEMA 4X,13 |  |  | 16897884 |  | - | 10.630" L x 10.630" W (270.00mm x 270.00mm) | [10 empty] | 4 | https://www.unikeyic.com/media/about_us/Unikey_ISO_9001_Certification.pdf | https://www.unikeyic.com/products/circuit-protection-modules/nsypls2727g/997491337.html
NSYPMM2736 | Schneider Electric | 1: 24.7186 | Schneider Electric NSYPMM2736 Installation plate |  | Mounting Plate | [19 empty] | PLS Boxes | [23 empty] | Box | [5 empty] | - | [11 empty] | 3 | https://www.unikeyic.com/media/about_us/Unikey_ISO_9001_Certification.pdf | https://www.unikeyic.com/products/circuit-protection-modules/nsypmm2736/997521116.html
NSYPMM77 | Schneider Electric | 1: 93.8275 | Schneider Electric NSYPMM77 Installation plate |  | Mounting Plate | [19 empty] | PLA Series | [23 empty] | Box | [5 empty] | - | [11 empty] | 1 | https://www.unikeyic.com/media/about_us/Unikey_ISO_9001_Certification.pdf | https://www.unikeyic.com/products/circuit-protection-modules/nsypmm77/997601248.html
NSYPMP8560 | Schneider Electric | 1: 105.4358 | Schneider Electric NSYPMP8560 |  | Mounting Plate | [19 empty] | PLA Series | [23 empty] | Box | [5 empty] | - | [11 empty] | 1 | https://www.unikeyic.com/media/about_us/Unikey_ISO_9001_Certification.pdf | https://www.unikeyic.com/products/circuit-protection-modules/nsypmp8560/997694718.html
NSYPMR2736 | Schneider Electric | 1: 55.1332 | Schneider Electric NSYPMR2736 |  | Mounting Plate | [19 empty] | PLS Boxes | [23 empty] | Box | [5 empty] | - | [11 empty] | 1 | https://www.unikeyic.com/media/about_us/Unikey_ISO_9001_Certification.pdf | https://www.unikeyic.com/products/circuit-protection-modules/nsypmr2736/997472465.html
NSYS3D10840P | Schneider Electric | 1: 600.853 | ENCLOSURE, ELECTRICAL/INDUSTRIAL, STEEL; Enclosure Type:Electrical / Industrial; Enclosure Material:Steel; External Height - Metric:1m; External Width - Metric:800mm; External Depth - Metric:400mm; IP Rating:IK10, IP66; |  |  | 1240in² (8000cm²) | [5 empty] | Light Gray | [6 empty] | Enclosure |  |  |  |  | - |  |  |  | 15.748" (400.00mm) |  |  |  |  | Metal, Steel | [15 empty] | Bulk | IP66 |  |  |  |  | - | 39.370" L x 31.496" W (1000.00mm x 800.00mm) | [10 empty] | 4 | https://www.unikeyic.com/media/about_us/Unikey_ISO_9001_Certification.pdf | https://www.unikeyic.com/products/circuit-protection-modules/nsys3d10840p/997699957.html
NSYS3D12630 | Schneider Electric | 1: 385.4315 | Schneider Electric NSYS3D12630 Wall Box |  |  | 1116in² (7200cm²) | [5 empty] | Light Gray | [6 empty] | Enclosure |  |  |  |  | - |  |  |  | 11.811" (300.00mm) |  |  |  |  | Metal, Steel | [15 empty] | Bulk | IP66 |  |  |  |  | - | 47.244" L x 23.622" W (1200.00mm x 600.00mm) | [10 empty] | 1 | https://www.unikeyic.com/media/about_us/Unikey_ISO_9001_Certification.pdf | https://www.unikeyic.com/products/circuit-protection-modules/nsys3d12630/997758940.html
NSYS3D12640P | Schneider Electric | 1: 644.9536 | Schneider Electric NSYS3D12640P |  |  | 1116in² (7200cm²) | [5 empty] | Light Gray | [6 empty] | Enclosure |  |  |  |  | - |  |  |  | 15.748" (400.00mm) |  |  |  |  | Metal, Steel | [15 empty] | Bulk | IP66 |  |  | 17149033 |  | - | 47.244" L x 23.622" W (1200.00mm x 600.00mm) | [10 empty] | 6 | https://www.unikeyic.com/media/about_us/Unikey_ISO_9001_Certification.pdf | https://www.unikeyic.com/products/circuit-protection-modules/nsys3d12640p/997628904.html
NSYS3D12830P | Schneider Electric | 1: 605.0608 | Schneider Electric NSYS3D12830P |  |  | 1488in² (9600cm²) | [5 empty] | Light Gray | [6 empty] | Enclosure |  |  |  |  | - |  |  |  | 11.811" (300.00mm) |  |  |  |  | Metal, Steel | [15 empty] | Bulk | IP66 |  |  | 17149981 |  | - | 47.244" L x 31.496" W (1200.00mm x 800.00mm) | [10 empty] | 3 | https://www.unikeyic.com/media/about_us/Unikey_ISO_9001_Certification.pdf | https://www.unikeyic.com/products/circuit-protection-modules/nsys3d12830p/997520045.html
NSYS3D3420P | Schneider Electric | 1: 159.218 | Schneider Electric NSYS3D3420P |  |  | 186in² (1200cm²) | [5 empty] | Light Gray | [6 empty] | Enclosure |  |  |  |  | - |  |  |  | 7.874" (200.00mm) |  |  |  |  | Metal, Steel | [15 empty] | Bulk | IP66 |  |  | 17149319 |  | - | 11.811" L x 15.748" W (300.00mm x 400.00mm) | [10 empty] | 12 | https://www.unikeyic.com/media/about_us/Unikey_ISO_9001_Certification.pdf | https://www.unikeyic.com/products/circuit-protection-modules/nsys3d3420p/997612515.html
NSYS3D4320P | Schneider Electric | 1: 133.518 5: 133.518 10: 131.0904 | ENCLOSURE, IP66, 400X300X200MM; Enclosure Type:Electrical / Industrial; Enclosure Material:Steel; External Height - Metric:400mm; External Width - Metric:300mm; External Depth - Metric:200mm; IP Rating:IP66; Body Colour: |  |  | 186in² (1200cm²) | [5 empty] | Light Gray | [6 empty] | Enclosure |  |  |  |  | - |  |  |  | 0.787" (20.00mm) |  |  |  |  | Metal, Steel | [15 empty] | Bulk | IP66 |  |  |  |  | - | 15.748" L x 11.811" W (400.00mm x 300.00mm) | [10 empty] | 9 | https://www.unikeyic.com/media/about_us/Unikey_ISO_9001_Certification.pdf | https://www.unikeyic.com/products/circuit-protection-modules/nsys3d4320p/997745141.html
NSYS3D4625P | Schneider Electric | 1: 318.0464 | ENCLOSURE, IP66, 400X600X250MM; Enclosure Type:Electrical / Industrial; Enclosure Material:Steel; External Height - Metric:400mm; External Width - Metric:600mm; External Depth - Metric:250mm; IP Rating:IP66; Body Colour: |  |  | 372in² (2400cm²) | [5 empty] | Light Gray | [6 empty] | Enclosure |  |  |  |  | - |  |  |  | 9.843" (250.00mm) |  |  |  |  | Metal, Steel | [15 empty] | Bulk | IP66 |  |  |  |  | - | 15.748" L x 23.622" W (400.00mm x 600.00mm) | [10 empty] | 1 | https://www.unikeyic.com/media/about_us/Unikey_ISO_9001_Certification.pdf | https://www.unikeyic.com/products/circuit-protection-modules/nsys3d4625p/997624556.html
NSYS3D5320P | Schneider Electric | 1: 163.7151 6: 149.0795 | Schneider Electric NSYS3D5320P |  |  | 233in² (1503cm²) | [5 empty] | Light Gray | [6 empty] | Enclosure |  |  |  |  | - |  |  |  | 7.874" (200.00mm) |  |  |  |  | Metal, Steel | [15 empty] | Bulk | IP66 |  |  |  |  | - | 19.685" L x 11.811" W (500.00mm x 300.00mm) | [10 empty] | 50 | https://www.unikeyic.com/media/about_us/Unikey_ISO_9001_Certification.pdf | https://www.unikeyic.com/products/circuit-protection-modules/nsys3d5320p/997664409.html
NSYS3D6525 | Schneider Electric | 1: 273.5824 | ENCLOSURE, ELECTRICAL/INDUSTRIAL, STEEL; Enclosure Type:Electrical / Industrial; Enclosure Material:Steel; External Height - Metric:600mm; External Width - Metric:500mm; External Depth - Metric:250mm; IP Rating:IK10, IP6 |  |  | 465in² (3000cm²) | [5 empty] | Light Gray | [6 empty] | Enclosure |  |  |  |  | - |  |  |  | 9.843" (250.00mm) |  |  |  |  | Metal, Steel | [15 empty] | Bulk | IP66 |  |  |  |  | - | 23.622" L x 19.685" W (600.00mm x 500.00mm) | [10 empty] | 1 | https://www.unikeyic.com/media/about_us/Unikey_ISO_9001_Certification.pdf | https://www.unikeyic.com/products/circuit-protection-modules/nsys3d6525/997536978.html
NSYS3D6620P | Schneider Electric | 1: 236.3146 6: 215.1919 | Schneider Electric NSYS3D6620P |  |  | 558in² (3600cm²) | [5 empty] | Light Gray | [6 empty] | Enclosure |  |  |  |  | - |  |  |  | 7.874" (200.00mm) |  |  |  |  | Metal, Steel | [15 empty] | Bulk | IP66 |  |  | 17148795 |  | - | 23.622" L x 23.622" W (600.00mm x 600.00mm) | [10 empty] | 17 | https://www.unikeyic.com/media/about_us/Unikey_ISO_9001_Certification.pdf | https://www.unikeyic.com/products/circuit-protection-modules/nsys3d6620p/997621178.html
NSYS3D6830P | Schneider Electric | 1: 469.403 | ENCLOSURE, IP66, 600X800X300MM; Enclosure Type:Electrical / Industrial; Enclosure Material:Steel; External Height - Metric:600mm; External Width - Metric:800mm; External Depth - Metric:300mm; IP Rating:IP66; Body Colour: |  |  | 744in² (4800cm²) | [5 empty] | Light Gray | [6 empty] | Enclosure |  |  |  |  | - |  |  |  | 11.811" (300.00mm) |  |  |  |  | Metal, Steel | [15 empty] | Bulk | IP66 |  |  | 17147824 |  | - | 23.622" L x 31.496" W (600.00mm x 800.00mm) | [10 empty] | 2 | https://www.unikeyic.com/media/about_us/Unikey_ISO_9001_Certification.pdf | https://www.unikeyic.com/products/circuit-protection-modules/nsys3d6830p/997548726.html
NSYS3D7525P | Schneider Electric | 1: 319.6928 | ENCLOSURE, GREY, STEEL, WALL MOUNT; |  |  | 543in² (3500cm²) | [5 empty] | Light Gray | [6 empty] | Enclosure |  |  |  |  | - |  |  |  | 9.843" (250.00mm) |  |  |  |  | Metal, Steel | [15 empty] | Bulk | IP66 |  |  | 17147538 |  | - | 27.559" L x 19.685" W (700.00mm x 500.00mm) | [10 empty] | 5 | https://www.unikeyic.com/media/about_us/Unikey_ISO_9001_Certification.pdf | https://www.unikeyic.com/products/circuit-protection-modules/nsys3d7525p/997561802.html
NSYS3D8630P | Schneider Electric | 1: 318.6498 | Schneider Electric NSYS3D8630P |  |  | 744in² (4800cm²) | [5 empty] | Light Gray | [6 empty] | Enclosure |  |  |  |  | - |  |  |  | 11.811" (300.00mm) |  |  |  |  | Metal, Steel | [15 empty] | Bulk | IP66 |  |  |  |  | - | 31.496" L x 23.622" W (800.00mm x 600.00mm) | [10 empty] | 14 | https://www.unikeyic.com/media/about_us/Unikey_ISO_9001_Certification.pdf | https://www.unikeyic.com/products/circuit-protection-modules/nsys3d8630p/997655975.html
NSYS3D8825P | Schneider Electric | 1: 482.911 | ENCLOSURE, GREY, STEEL, WALL MOUNT; |  |  | 992in² (6401cm²) | [5 empty] | Light Gray | [6 empty] | Enclosure |  |  |  |  | - |  |  |  | 9.843" (250.00mm) |  |  |  |  | Metal, Steel | [15 empty] | Bulk | IP66 |  |  |  |  | - | 31.496" L x 31.496" W (800.00mm x 800.00mm) | [10 empty] | 1 | https://www.unikeyic.com/media/about_us/Unikey_ISO_9001_Certification.pdf | https://www.unikeyic.com/products/circuit-protection-modules/nsys3d8825p/997684701.html
NSYS3DC10625 | Schneider Electric | 1: 392.9796 | ENCLOSURE STL 39.37"L X 23.62"W |  |  | 930in² (6000cm²) | [5 empty] | Gray | [6 empty] | Enclosure |  |  |  |  | - |  |  |  | 9.843" (250.00mm) |  |  |  |  | Metal, Steel | 1 (Unlimited) | [14 empty] | Box | IP66, NEMA 4X,13 |  |  | 16749526 |  | - | 39.370" L x 23.622" W (1000.00mm x 600.00mm) | [10 empty] | 1 | https://www.unikeyic.com/media/about_us/Unikey_ISO_9001_Certification.pdf | https://www.unikeyic.com/products/circuit-protection-modules/nsys3dc10625/997563602.html
NSYS3DEX3215 | Schneider Electric | 1: 135.1936 6: 124.3772 | Schneider Electric NSYS3DEX3215 |  |  | 93.0in² (600cm²) | [5 empty] | Light Gray | [6 empty] | Enclosure |  |  |  |  | - |  |  |  | 5.906" (150.00mm) |  |  |  |  | Metal, Steel | Not Applicable | [14 empty] | Bulk | IP66 |  |  | 17147659 |  | - | 11.811" L x 7.874" W (300.00mm x 200.00mm) | [10 empty] | 12 | https://www.unikeyic.com/media/about_us/Unikey_ISO_9001_Certification.pdf | https://www.unikeyic.com/products/circuit-protection-modules/nsys3dex3215/997694683.html
NSYS3DEX5420 | Schneider Electric | 1: 180.2811 6: 165.8569 | Schneider Electric NSYS3DEX5420 |  |  | 310in² (2000cm²) | [5 empty] | Light Gray | [6 empty] | Enclosure |  |  |  |  | - |  |  |  | 7.874" (200.00mm) |  |  |  |  | Metal, Steel | [15 empty] | Bulk | IP66 |  |  |  |  | - | 19.685" L x 15.748" W (500.00mm x 400.00mm) | [10 empty] | 1 | https://www.unikeyic.com/media/about_us/Unikey_ISO_9001_Certification.pdf | https://www.unikeyic.com/products/circuit-protection-modules/nsys3dex5420/997671647.html
NSYS3DEX8630 | Schneider Electric | 1: 429.4359 | Schneider Electric NSYS3DEX8630 |  |  | 744in² (4800cm²) | [5 empty] | Light Gray | [6 empty] | Enclosure |  |  |  |  | - |  |  |  | 11.811" (300.00mm) |  |  |  |  | Metal, Steel | Not Applicable | [14 empty] | Bulk | IP66 |  |  |  |  | - | 31.496" L x 23.622" W (800.00mm x 600.00mm) | [10 empty] | 1 | https://www.unikeyic.com/media/about_us/Unikey_ISO_9001_Certification.pdf | https://www.unikeyic.com/products/circuit-protection-modules/nsys3dex8630/997587639.html
NSYS3X302515 | Schneider Electric | 1: 406.934 | ENCLOSURE, GREY, STEEL, WALL MOUNT; |  |  | 116in² (748cm²) | [5 empty] | Gray | [6 empty] | Enclosure |  |  |  |  | - |  |  |  | 5.906" (150.00mm) |  |  |  |  | Metal, Stainless Steel | 1 (Unlimited) | [14 empty] | Box | IP66 |  |  |  |  | - | 11.811" L x 9.843" W (300.00mm x 250.00mm) | [10 empty] | 1 | https://www.unikeyic.com/media/about_us/Unikey_ISO_9001_Certification.pdf | https://www.unikeyic.com/products/circuit-protection-modules/nsys3x302515/997676281.html
NSYS3X4315 | Schneider Electric | 1: 301.4524 | Schneider Electric NSYS3X4315 |  |  | 186in² (1200cm²) | [5 empty] | Gray | [6 empty] | Enclosure |  |  |  |  | - |  |  |  | 5.906" (150.00mm) |  |  |  |  | Stainless Steel | [15 empty] | Bulk | IP66 |  |  | 17149457 |  | - | 15.748" L x 11.811" W (400.00mm x 300.00mm) | [10 empty] | 26 | https://www.unikeyic.com/media/about_us/Unikey_ISO_9001_Certification.pdf | https://www.unikeyic.com/products/circuit-protection-modules/nsys3x4315/997466042.html
NSYS3X5420 | Schneider Electric | 1: 470.201 | Schneider Electric NSYS3X5420 |  |  | 310in² (2000cm²) | [5 empty] | Gray | [6 empty] | Enclosure |  |  |  |  | - |  |  |  | 7.874" (200.00mm) |  |  |  |  | Metal, Stainless Steel | 1 (Unlimited) | [14 empty] | Box | IP66 |  |  | 16749580 |  | - | 19.685" L x 15.748" W (500.00mm x 400.00mm) | [10 empty] | 11 | https://www.unikeyic.com/media/about_us/Unikey_ISO_9001_Certification.pdf | https://www.unikeyic.com/products/circuit-protection-modules/nsys3x5420/997546933.html
NSYS3X6420 | Schneider Electric | 1: 549.56 | CABINET, S/S, 600X400X200MM; Enclosure Type:Electrical / Industrial; Enclosure Material:Steel; External Height - Metric:600mm; External Width - Metric:400mm; External Depth - Metric:200mm; IP Rating:IP66; Body Colour:Unf |  |  | 372in² (2400cm²) | [5 empty] | Gray | [6 empty] | Enclosure |  |  |  |  | - |  |  |  | 7.874" (200.00mm) |  |  |  |  | Metal, Stainless Steel | 1 (Unlimited) | [14 empty] | Box | IP66 |  |  | 16749530 |  | - | 23.622" L x 15.748" W (600.00mm x 400.00mm) | [10 empty] | 1 | https://www.unikeyic.com/media/about_us/Unikey_ISO_9001_Certification.pdf | https://www.unikeyic.com/products/circuit-protection-modules/nsys3x6420/997610690.html
NSYSBM151512 | Schneider Electric | 1: 58.5984 5: 57.552 10: 57.552 | ENCLOSURE, STEEL, GREY, 150X150X120MM; Enclosure Type:Electrical / Industrial; Enclosure Material:Steel; External Height - Metric:150mm; External Width - Metric:150mm; External Depth - Metric:120mm; IP Rating:IP66; Body |  |  | 35in² (225cm²) | [5 empty] | Gray | [6 empty] | Box |  |  |  |  | - |  |  |  | 4.724" (120.00mm) |  |  |  |  | Metal, Steel | [15 empty] | Box | IP66 |  |  |  |  | - | 5.906" L x 5.906" W (150.00mm x 150.00mm) | [10 empty] | 1 | https://www.unikeyic.com/media/about_us/Unikey_ISO_9001_Certification.pdf | https://www.unikeyic.com/products/circuit-protection-modules/nsysbm151512/997654676.html
NSYSBM153012 | Schneider Electric | 1: 73.1365 3: 70.24 | Schneider Electric NSYSBM153012 |  |  | 70.0in² (452cm²) | [5 empty] | Gray | [6 empty] | Box |  |  |  |  | - |  |  |  | 4.724" (120.00mm) |  |  |  |  | Metal, Steel | Not Applicable | [14 empty] | Box | IP66 |  |  | 16897375 |  | - | 11.811" L x 5.906" W (300.00mm x 150.00mm) | [10 empty] | 23 | https://www.unikeyic.com/media/about_us/Unikey_ISO_9001_Certification.pdf | https://www.unikeyic.com/products/circuit-protection-modules/nsysbm153012/997486350.html
NSYSBM203012 | Schneider Electric | 1: 63.8313 3: 61.9989 | Schneider Electric NSYSBM203012 |  |  | 93.0in² (600cm²) | [5 empty] | Gray | [6 empty] | Box |  |  |  |  | - |  |  |  | 4.724" (120.00mm) |  |  |  |  | Metal, Steel | [15 empty] | Box | IP66 |  |  |  |  | - | 11.811" L x 7.874" W (300.00mm x 200.00mm) | [10 empty] | 102 | https://www.unikeyic.com/media/about_us/Unikey_ISO_9001_Certification.pdf | https://www.unikeyic.com/products/circuit-protection-modules/nsysbm203012/997663440.html
NSYSBM206012 | Schneider Electric | 1: 175.4454 3: 161.6367 | Schneider Electric NSYSBM206012 | [63 empty] | 4 | https://www.unikeyic.com/media/about_us/Unikey_ISO_9001_Certification.pdf | https://www.unikeyic.com/products/circuit-protection-modules/nsysbm206012/997742056.html
NSYSBM303012 | Schneider Electric | 1: 77.392 5: 76.01 10: 76.01 | ENCLOSURE, STEEL, GREY, 300X300X120MM; Enclosure Type:Electrical / Industrial; Enclosure Material:Steel; External Height - Metric:300mm; External Width - Metric:300mm; External Depth - Metric:120mm; IP Rating:IP66; Body |  |  | 140in² (900cm²) | [5 empty] | Gray | [6 empty] | Box |  |  |  |  | - |  |  |  | 4.724" (120.00mm) |  |  |  |  | Metal, Steel | [15 empty] | Box | IP66 |  |  | 16897543 |  | - | 11.811" L x 11.811" W (300.00mm x 300.00mm) | [10 empty] | 51 | https://www.unikeyic.com/media/about_us/Unikey_ISO_9001_Certification.pdf | https://www.unikeyic.com/products/circuit-protection-modules/nsysbm303012/997539818.html
NSYSBM406012 | Schneider Electric | 1: 143.8951 3: 141.0176 | Schneider Electric NSYSBM406012 |  |  | 372in² (2400cm²) | [5 empty] | Gray | [6 empty] | Box |  |  |  |  | - |  |  |  | 4.724" (120.00mm) |  |  |  |  | Metal, Steel | [15 empty] | Box | IP66 |  |  |  |  | - | 23.622" L x 15.748" W (600.00mm x 400.00mm) | [10 empty] | 8 | https://www.unikeyic.com/media/about_us/Unikey_ISO_9001_Certification.pdf | https://www.unikeyic.com/products/circuit-protection-modules/nsysbm406012/997513132.html
NSYSBM408012 | Schneider Electric | 1: 192.85 3: 175.6109 | Schneider Electric NSYSBM408012 |  |  | 496in² (3200cm²) | [5 empty] | Gray | [6 empty] | Box |  |  |  |  | - |  |  |  | 4.724" (120.00mm) |  |  |  |  | Metal, Steel | [15 empty] | Box | IP66 |  |  | 16897662 |  | - | 31.496" L x 15.748" W (800.00mm x 400.00mm) | [10 empty] | 1 | https://www.unikeyic.com/media/about_us/Unikey_ISO_9001_Certification.pdf | https://www.unikeyic.com/products/circuit-protection-modules/nsysbm408012/997539499.html
NSYSBX15158 | Schneider Electric | 1: 328.2688 | Schneider Electric NSYSBX15158 | [63 empty] | 15 | https://www.unikeyic.com/media/about_us/Unikey_ISO_9001_Certification.pdf | https://www.unikeyic.com/products/circuit-protection-modules/nsysbx15158/997519765.html
NSYSDCR200 | Schneider Electric | 1: 76.1503 | Schneider Electric NSYSDCR200 guide pillar |  | Slide | [18 empty] | - | Multiple Series | [8 empty] | Not Applicable | [14 empty] | Box | [5 empty] | - | [11 empty] | 1 | https://www.unikeyic.com/media/about_us/Unikey_ISO_9001_Certification.pdf | https://www.unikeyic.com/products/circuit-protection-modules/nsysdcr200/997518071.html
NSYSDH | Schneider Electric | 1: 59.2126 | Schneider Electric NSYSDH | [24 empty] | - |  |  |  |  | Polyamide |  |  | Screw Holes, Back | [12 empty] | Box | [5 empty] | - | [11 empty] | 38 | https://www.unikeyic.com/media/about_us/Unikey_ISO_9001_Certification.pdf | https://www.unikeyic.com/products/circuit-protection-modules/nsysdh/997641119.html
NSYSFLOCKT7 | Schneider Electric | 1: 34.2892 | Schneider Electric NSYSFLOCKT7 |  | Escutcheon Lock | [19 empty] | Multiple Series | [23 empty] | Box |  |  |  | 16897447 |  | - | [11 empty] | 2 | https://www.unikeyic.com/media/about_us/Unikey_ISO_9001_Certification.pdf | https://www.unikeyic.com/products/circuit-protection-modules/nsysflockt7/997558957.html
NSYSM2016402DP | Schneider Electric | 1: 2164.1851 | Schneider Electric NSYSM2016402DP |  |  | 4960in² (3.2m²) | [5 empty] | Light Gray | [6 empty] | Enclosure |  |  |  |  | - |  |  |  | 15.748" (400.00mm) |  |  |  |  | Metal, Steel | [15 empty] | Bulk | IP55 |  |  |  |  | - | 78.740" L x 62.992" W (2000.00mm x 1600.00mm) | [10 empty] | 1 | https://www.unikeyic.com/media/about_us/Unikey_ISO_9001_Certification.pdf | https://www.unikeyic.com/products/circuit-protection-modules/nsysm2016402dp/997469178.html
NSYSPF8100 | Schneider Electric | 1: 151.8418 3: 140.6437 | Schneider Electric NSYSPF8100 |  | Plinth | [19 empty] | Multiple Series | [23 empty] | Bulk |  |  |  | 17147307 |  | - | [11 empty] | 12 | https://www.unikeyic.com/media/about_us/Unikey_ISO_9001_Certification.pdf | https://www.unikeyic.com/products/circuit-protection-modules/nsyspf8100/997635763.html
NSYTBP1176 | Schneider Electric | 5: 21.2453 | Schneider Electric NSYTBP1176 |  |  | 13.1in² (85cm²) | [5 empty] | Light Gray | [6 empty] | Box |  |  |  |  | - |  |  |  | 2.441" (62.00mm) |  |  |  |  | Plastic, Polycarbonate | [15 empty] | Bulk | IP66 |  |  | 17149203 |  | - | 4.567" L x 2.913" W (116.00mm x 74.00mm) | [10 empty] | 19 | https://www.unikeyic.com/media/about_us/Unikey_ISO_9001_Certification.pdf | https://www.unikeyic.com/products/circuit-protection-modules/nsytbp1176/997605553.html
NSYTBP241910H | Schneider Electric | 1: 72.2736 5: 70.983 10: 69.6924 20: 69.6924 | INDUSTRIAL BOX, WALL MOUNT, PC, GREY; Enclosure Type:Multipurpose; Enclosure Material:Polycarbonate; External Height - Metric:241mm; External Width - Metric:194mm; External Depth - Metric:107mm; IP Rating:IP66; Body Colo |  |  | 72.5in² (468cm²) | [5 empty] | Light Gray | [6 empty] | Box |  |  |  |  | - |  |  |  | 4.213" (107.00mm) |  |  |  |  | Plastic, Polycarbonate | [15 empty] | Bulk | IP66 |  |  |  |  | - | 9.488" L x 7.638" W (241.00mm x 194.00mm) | [10 empty] | 2 | https://www.unikeyic.com/media/about_us/Unikey_ISO_9001_Certification.pdf | https://www.unikeyic.com/products/circuit-protection-modules/nsytbp241910h/997530092.html
NSYTBS19128 | Schneider Electric | 2: 26.1353 | Schneider Electric NSYTBS19128 Universal housing |  |  | 35.9in² (232cm²) | [5 empty] | Light Gray | [6 empty] | Box |  |  |  |  | - |  |  |  | 3.425" (87.00mm) |  |  |  |  | Plastic, ABS | [15 empty] | Bulk | IP66 |  |  | 17147743 |  | - | 7.559" L x 4.764" W (192.00mm x 121.00mm) | [10 empty] | 27 | https://www.unikeyic.com/media/about_us/Unikey_ISO_9001_Certification.pdf | https://www.unikeyic.com/products/circuit-protection-modules/nsytbs19128/997584567.html
NSYTBS191610HT | Schneider Electric | 1: 43.7248 5: 42.944 10: 42.944 20: 42.944 | INDUSTRIAL BOX, WALL MNT, ABS, GRY/CLEAR; Enclosure Type:Multipurpose; Enclosure Material:ABS; External Height - Metric:192mm; External Width - Metric:164mm; External Depth - Metric:105mm; IP Rating:IP66; Body Colour:Gre |  |  | 48.9in² (316cm²) | [5 empty] | Light Gray, Clear Cover/Door | [6 empty] | Box |  |  |  |  | - |  |  |  | 4.134" (105.00mm) |  |  |  |  | Plastic, ABS | [15 empty] | Bulk | IP66 |  |  | 17147616 |  | - | 7.598" L x 6.457" W (193.00mm x 164.00mm) | [10 empty] | 78 | https://www.unikeyic.com/media/about_us/Unikey_ISO_9001_Certification.pdf | https://www.unikeyic.com/products/circuit-protection-modules/nsytbs191610ht/997578152.html
NSYTBS241910 | Schneider Electric | 1: 33.8396 |  |  |  | 72.5in² (468cm²) | [5 empty] | Light Gray | [6 empty] | Box |  |  |  |  | - |  |  |  | 4.213" (107.00mm) |  |  |  |  | Plastic, ABS | [15 empty] | Bulk | IP66 |  |  | 17147998 |  | - | 9.488" L x 7.638" W (241.00mm x 194.00mm) | [10 empty] | 7 | https://www.unikeyic.com/media/about_us/Unikey_ISO_9001_Certification.pdf | https://www.unikeyic.com/products/circuit-protection-modules/nsytbs241910/997547227.html
NSYTBS241912H | Schneider Electric | 1: 49.7504 5: 48.862 10: 48.862 20: 48.862 | INDUSTRIAL BOX, WALL MOUNT, ABS, GREY; Enclosure Type:Multipurpose; Enclosure Material:ABS; External Height - Metric:241mm; External Width - Metric:194mm; External Depth - Metric:127mm; IP Rating:IP66; Body Colour:Grey; |  |  | 72.5in² (468cm²) | [5 empty] | Light Gray | [6 empty] | Box |  |  |  |  | - |  |  |  | 5.000" (127.00mm) |  |  |  |  | Plastic, ABS | [15 empty] | Bulk | IP66 |  |  |  |  | - | 9.488" L x 7.638" W (241.00mm x 194.00mm) | [10 empty] | 1321 | https://www.unikeyic.com/media/about_us/Unikey_ISO_9001_Certification.pdf | https://www.unikeyic.com/products/circuit-protection-modules/nsytbs241912h/997611947.html
NSYTBS24198 | Schneider Electric | 1: 30.7104 5: 30.7104 10: 30.162 20: 30.162 | INDUSTRIAL BOX, WALL MOUNT, ABS, GREY; Enclosure Type:Multipurpose; Enclosure Material:ABS; External Height - Metric:241mm; External Width - Metric:194mm; External Depth - Metric:87mm; IP Rating:IP66; Body Colour:Grey; N |  |  | 72.5in² (468cm²) | [5 empty] | Light Gray | [6 empty] | Box |  |  |  |  | - |  |  |  | 3.425" (87.00mm) |  |  |  |  | Plastic, ABS | Not Applicable | [14 empty] | Bulk | IP66 |  |  |  |  | - | 9.488" L x 7.638" W (241.00mm x 194.00mm) | [10 empty] | 180 | https://www.unikeyic.com/media/about_us/Unikey_ISO_9001_Certification.pdf | https://www.unikeyic.com/products/circuit-protection-modules/nsytbs24198/997718926.html
NSYTBS292416H | Schneider Electric | 1: 84.5222 | Schneider Electric NSYTBS292416H |  |  | 109in² (700cm²) | [5 empty] | Light Gray | [6 empty] | Box |  |  |  |  | - |  |  |  | 6.614" (168.00mm) |  |  |  |  | Plastic, ABS | [15 empty] | Bulk | IP66 |  |  | 17148486 |  | - | 11.457" L x 9.488" W (291.00mm x 241.00mm) | [10 empty] | 11 | https://www.unikeyic.com/media/about_us/Unikey_ISO_9001_Certification.pdf | https://www.unikeyic.com/products/circuit-protection-modules/nsytbs292416h/997514926.html
NSYTEX8 | Schneider Electric | 8: 4.1348 | Schneider Electric NSYTEX8 |  | Insert | [19 empty] | Multiple Series | [23 empty] | Bulk |  |  |  | 17148235 |  | - | [11 empty] | 232 | https://www.unikeyic.com/media/about_us/Unikey_ISO_9001_Certification.pdf | https://www.unikeyic.com/products/circuit-protection-modules/nsytex8/997688764.html
NSYTHL1242EPLM | Schneider Electric | 1: 15.8702 15: 11.9456 40: 10.745 | Schneider Electric NSYTHL1242EPLM Lock | [29 empty] | - |  |  | Panel Mount | [12 empty] | Bulk |  |  |  | 17150075 |  | - | [11 empty] | 122 | https://www.unikeyic.com/media/about_us/Unikey_ISO_9001_Certification.pdf | https://www.unikeyic.com/products/circuit-protection-modules/nsythl1242eplm/997696261.html
NSYTPLS1827 | Schneider Electric | 1: 28.2299 | Schneider Electric NSYTPLS1827 Cover |  | Cover | [19 empty] | Enclosures | [23 empty] | Bulk | [5 empty] | - | [11 empty] | 1 | https://www.unikeyic.com/media/about_us/Unikey_ISO_9001_Certification.pdf | https://www.unikeyic.com/products/circuit-protection-modules/nsytpls1827/997714060.html
NSYTPLS2727 | Schneider Electric | 1: 24.8277 | Schneider Electric NSYTPLS2727 cover |  | Cover | [19 empty] | Enclosures | [23 empty] | Bulk |  |  |  | 17147481 |  | - | [11 empty] | 5 | https://www.unikeyic.com/media/about_us/Unikey_ISO_9001_Certification.pdf | https://www.unikeyic.com/products/circuit-protection-modules/nsytpls2727/997625317.html
NSYTPLS2727A | Schneider Electric | 1: 50.1188 | Schneider Electric NSYTPLS2727A cover |  | Cover | [19 empty] | Multiple Series | [23 empty] | Bulk | [5 empty] | - | [11 empty] | 6 | https://www.unikeyic.com/media/about_us/Unikey_ISO_9001_Certification.pdf | https://www.unikeyic.com/products/circuit-protection-modules/nsytpls2727a/997641613.html
NSYTRAABV35 | Schneider Electric | 50: 4.9881 | Schneider Electric NSYTRAABV35 Terminal block | [8 empty] | Gray | [12 empty] | Terminal Blocks | [8 empty] | Not Applicable | [6 empty] | - | [7 empty] | Bulk |  |  |  | 17149669 |  | Linergy TR | [11 empty] | 990 | https://www.unikeyic.com/media/about_us/Unikey_ISO_9001_Certification.pdf | https://www.unikeyic.com/products/circuit-protection-modules/nsytraabv35/997503675.html
NSYTRABPV6 | Schneider Electric | 10: 5.9777 | Schneider Electric NSYTRABPV6 |  | Marking Strip | [19 empty] | Boxes | [8 empty] | Not Applicable | [14 empty] | Bulk |  |  |  | 17150003 |  | - | [11 empty] | 100 | https://www.unikeyic.com/media/about_us/Unikey_ISO_9001_Certification.pdf | https://www.unikeyic.com/products/circuit-protection-modules/nsytrabpv6/997543915.html
NSYTRV22 | Schneider Electric | 50: 1.7177 | [9 empty] | Gray | [11 empty] | - | [16 empty] | 2 | [7 empty] | Box |  |  |  | 17150441 |  | Linergy TR |  |  |  |  | Screw | [6 empty] | 1650 | https://www.unikeyic.com/media/about_us/Unikey_ISO_9001_Certification.pdf | https://www.unikeyic.com/products/circuit-protection-modules/nsytrv22/997518066.html
NSYTRV24D | Schneider Electric | 50: 4.8516 | [9 empty] | Gray | [11 empty] | - | [16 empty] | 4 | [7 empty] | Box |  |  |  | 17151836 |  | Linergy TR |  |  |  |  | Screw | [6 empty] | 50 | https://www.unikeyic.com/media/about_us/Unikey_ISO_9001_Certification.pdf | https://www.unikeyic.com/products/circuit-protection-modules/nsytrv24d/997485857.html
NSYTRV42 | Schneider Electric | 50: 1.6259 | [9 empty] | Gray | [11 empty] | - | [9 empty] | Not Applicable | [6 empty] | 2 | [7 empty] | Box |  |  |  | 17151431 |  | Linergy TR |  |  |  |  | Screw | [6 empty] | 5700 | https://www.unikeyic.com/media/about_us/Unikey_ISO_9001_Certification.pdf | https://www.unikeyic.com/products/circuit-protection-modules/nsytrv42/997633681.html
NSYTRV42SF6 | Schneider Electric | 1: 22.792 10: 22.385 25: 21.978 100: 21.978 250: 21.978 500: 21.978 | TERMINAL BLOCK, FUSE, 2 POSITION, 26-8AWG; No. of Positions:2Positions; Wire Size AWG Min:26AWG; Wire Size AWG Max:8AWG; Conductor Area CSA:16mm²; Wire Connection Method:Screw; Rated Current:10A; Rated Voltage:500V 06X33 | [8 empty] | Black | [11 empty] | - | [16 empty] | 2 | [7 empty] | Box | [5 empty] | Linergy TR |  |  |  |  | Screw | [6 empty] | 47 | https://www.unikeyic.com/media/about_us/Unikey_ISO_9001_Certification.pdf | https://www.unikeyic.com/products/circuit-protection-modules/nsytrv42sf6/997661345.html
NSYTX4020 | Schneider Electric | 1: 447.9978 | Schneider Electric NSYTX4020 |  | Canopy | [19 empty] | Multiple Series | [23 empty] | Box | [5 empty] | - | [11 empty] | 1 | https://www.unikeyic.com/media/about_us/Unikey_ISO_9001_Certification.pdf | https://www.unikeyic.com/products/circuit-protection-modules/nsytx4020/997628633.html
OSM26924KG | Schneider Electric | 1: 6.7885 5: 6.6754 10: 6.5057 | [64 empty] | 216 | https://www.unikeyic.com/media/about_us/Unikey_ISO_9001_Certification.pdf | https://www.unikeyic.com/products/circuit-protection-modules/osm26924kg/997355165.html
OSMC32A1C63KG | Schneider Electric | 1: 3.9733 5: 3.9071 10: 3.8078 | [64 empty] | 16 | https://www.unikeyic.com/media/about_us/Unikey_ISO_9001_Certification.pdf | https://www.unikeyic.com/products/circuit-protection-modules/osmc32a1c63kg/997364619.html
OSMC32A1D10KG | Schneider Electric | 1: 2.9755 5: 2.926 10: 2.8516 | [64 empty] | 14 | https://www.unikeyic.com/media/about_us/Unikey_ISO_9001_Certification.pdf | https://www.unikeyic.com/products/circuit-protection-modules/osmc32a1d10kg/997443429.html
OSMC32A3C50KG | Schneider Electric | 1: 12.4189 5: 12.2119 10: 11.9014 | [64 empty] | 170 | https://www.unikeyic.com/media/about_us/Unikey_ISO_9001_Certification.pdf | https://www.unikeyic.com/products/circuit-protection-modules/osmc32a3c50kg/997369151.html
OSMC32A3D10KG | Schneider Electric | 1: 10.7084 5: 10.5299 10: 10.2622 | [64 empty] | 895 | https://www.unikeyic.com/media/about_us/Unikey_ISO_9001_Certification.pdf | https://www.unikeyic.com/products/circuit-protection-modules/osmc32a3d10kg/997409164.html
OSMC32A3D2KG | Schneider Electric | 1: 16.1784 5: 15.9088 10: 15.5043 | [64 empty] | 12 | https://www.unikeyic.com/media/about_us/Unikey_ISO_9001_Certification.pdf | https://www.unikeyic.com/products/circuit-protection-modules/osmc32a3d2kg/997454382.html
OSMC32A4D40KG | Schneider Electric | 1: 17.8533 3: 17.5557 6: 17.1094 | [64 empty] | 48 | https://www.unikeyic.com/media/about_us/Unikey_ISO_9001_Certification.pdf | https://www.unikeyic.com/products/circuit-protection-modules/osmc32a4d40kg/997441127.html
OSMC32N1C1 | Schneider Electric | 1: 6.842 5: 6.7279 10: 6.5569 | [64 empty] | 36 | https://www.unikeyic.com/media/about_us/Unikey_ISO_9001_Certification.pdf | https://www.unikeyic.com/products/circuit-protection-modules/osmc32n1c1/997381238.html
OSMC32N1C10 | Schneider Electric | 1: 3.1359 5: 3.0836 10: 3.0052 | [64 empty] | 473 | https://www.unikeyic.com/media/about_us/Unikey_ISO_9001_Certification.pdf | https://www.unikeyic.com/products/circuit-protection-modules/osmc32n1c10/997444271.html
OSMC32N1C10KG | Schneider Electric | 1: 2.1381 5: 2.1025 10: 2.049 | [64 empty] | 2952 | https://www.unikeyic.com/media/about_us/Unikey_ISO_9001_Certification.pdf | https://www.unikeyic.com/products/circuit-protection-modules/osmc32n1c10kg/997370254.html
OSMC32N1C16KG | Schneider Electric | 1: 2.1203 5: 2.085 10: 2.032 | [64 empty] | 960 | https://www.unikeyic.com/media/about_us/Unikey_ISO_9001_Certification.pdf | https://www.unikeyic.com/products/circuit-protection-modules/osmc32n1c16kg/997411654.html
OSMC32N1C40 | Schneider Electric | 1: 4.7573 5: 4.678 10: 4.5591 | [64 empty] | 85 | https://www.unikeyic.com/media/about_us/Unikey_ISO_9001_Certification.pdf | https://www.unikeyic.com/products/circuit-protection-modules/osmc32n1c40/997406855.html
OSMC32N1D10 | Schneider Electric | 1: 4.3831 5: 4.3101 10: 4.2005 | [64 empty] | 288 | https://www.unikeyic.com/media/about_us/Unikey_ISO_9001_Certification.pdf | https://www.unikeyic.com/products/circuit-protection-modules/osmc32n1d10/997412167.html
OSMC32N1D32 | Schneider Electric | 1: 5.078 5: 4.9934 10: 4.8664 | [64 empty] | 10 | https://www.unikeyic.com/media/about_us/Unikey_ISO_9001_Certification.pdf | https://www.unikeyic.com/products/circuit-protection-modules/osmc32n1d32/997347430.html
OSMC32N2C16KG | Schneider Electric | 1: 5.2027 5: 5.116 10: 4.986 | [64 empty] | 431 | https://www.unikeyic.com/media/about_us/Unikey_ISO_9001_Certification.pdf | https://www.unikeyic.com/products/circuit-protection-modules/osmc32n2c16kg/997448280.html
OSMC32N2C2KG | Schneider Electric | 1: 8.303 5: 8.1646 10: 7.9571 | [64 empty] | 189 | https://www.unikeyic.com/media/about_us/Unikey_ISO_9001_Certification.pdf | https://www.unikeyic.com/products/circuit-protection-modules/osmc32n2c2kg/997460680.html
OSMC32N2C4 | Schneider Electric | 1: 12.4011 5: 12.1944 10: 11.8844 | [64 empty] | 21 | https://www.unikeyic.com/media/about_us/Unikey_ISO_9001_Certification.pdf | https://www.unikeyic.com/products/circuit-protection-modules/osmc32n2c4/997399738.html
OSMC32N2D1 | Schneider Electric | 1: 18.2274 3: 17.9237 6: 17.468 | [64 empty] | 24 | https://www.unikeyic.com/media/about_us/Unikey_ISO_9001_Certification.pdf | https://www.unikeyic.com/products/circuit-protection-modules/osmc32n2d1/997329248.html
OSMC32N2D2 | Schneider Electric | 1: 17.0693 5: 16.7848 10: 16.3581 | [64 empty] | 18 | https://www.unikeyic.com/media/about_us/Unikey_ISO_9001_Certification.pdf | https://www.unikeyic.com/products/circuit-protection-modules/osmc32n2d2/997330604.html
OSMC32N2D3 | Schneider Electric | 1: 16.9624 5: 16.6797 10: 16.2556 | [64 empty] | 90 | https://www.unikeyic.com/media/about_us/Unikey_ISO_9001_Certification.pdf | https://www.unikeyic.com/products/circuit-protection-modules/osmc32n2d3/997407902.html
OSMC32N2D63 | Schneider Electric | 1: 18.2631 3: 17.9587 6: 17.5021 | [64 empty] | 15 | https://www.unikeyic.com/media/about_us/Unikey_ISO_9001_Certification.pdf | https://www.unikeyic.com/products/circuit-protection-modules/osmc32n2d63/997353291.html
OSMC32N3C16 | Schneider Electric | 1: 12.6683 5: 12.4572 10: 12.1405 | [64 empty] | 320 | https://www.unikeyic.com/media/about_us/Unikey_ISO_9001_Certification.pdf | https://www.unikeyic.com/products/circuit-protection-modules/osmc32n3c16/997333911.html
OSMC32N3C16KG | Schneider Electric | 1: 8.3387 5: 8.1997 10: 7.9912 | [64 empty] | 384 | https://www.unikeyic.com/media/about_us/Unikey_ISO_9001_Certification.pdf | https://www.unikeyic.com/products/circuit-protection-modules/osmc32n3c16kg/997431128.html
OSMC32N3C2 | Schneider Electric | 1: 18.4056 3: 18.0989 6: 17.6387 | [64 empty] | 6 | https://www.unikeyic.com/media/about_us/Unikey_ISO_9001_Certification.pdf | https://www.unikeyic.com/products/circuit-protection-modules/osmc32n3c2/997372593.html
OSMC32N3C20 | Schneider Electric | 1: 12.6149 5: 12.4046 10: 12.0893 | [64 empty] | 118 | https://www.unikeyic.com/media/about_us/Unikey_ISO_9001_Certification.pdf | https://www.unikeyic.com/products/circuit-protection-modules/osmc32n3c20/997413035.html
OSMC32N3C25 | Schneider Electric | 1: 13.5592 5: 13.3332 10: 12.9943 | [64 empty] | 138 | https://www.unikeyic.com/media/about_us/Unikey_ISO_9001_Certification.pdf | https://www.unikeyic.com/products/circuit-protection-modules/osmc32n3c25/997386116.html
OSMC32N3C25KG | Schneider Electric | 1: 9.0514 5: 8.9005 10: 8.6742 | [64 empty] | 288 | https://www.unikeyic.com/media/about_us/Unikey_ISO_9001_Certification.pdf | https://www.unikeyic.com/products/circuit-protection-modules/osmc32n3c25kg/997440081.html
OSMC32N3C3 | Schneider Electric | 1: 18.0314 3: 17.7309 6: 17.2801 | [64 empty] | 20 | https://www.unikeyic.com/media/about_us/Unikey_ISO_9001_Certification.pdf | https://www.unikeyic.com/products/circuit-protection-modules/osmc32n3c3/997455680.html
OSMC32N3C4KG | Schneider Electric | 1: 12.3298 5: 12.1243 10: 11.8161 | [64 empty] | 24 | https://www.unikeyic.com/media/about_us/Unikey_ISO_9001_Certification.pdf | https://www.unikeyic.com/products/circuit-protection-modules/osmc32n3c4kg/997430360.html
OSMC32N3C50 | Schneider Electric | 1: 17.7107 5: 17.4156 10: 16.9728 | [64 empty] | 5 | https://www.unikeyic.com/media/about_us/Unikey_ISO_9001_Certification.pdf | https://www.unikeyic.com/products/circuit-protection-modules/osmc32n3c50/997382740.html
OSMC32N3D3 | Schneider Electric | 1: 23.9113 3: 23.5127 6: 22.915 | [64 empty] | 128 | https://www.unikeyic.com/media/about_us/Unikey_ISO_9001_Certification.pdf | https://www.unikeyic.com/products/circuit-protection-modules/osmc32n3d3/997401788.html
OSMC32N3D50 | Schneider Electric | 1: 21.1852 3: 20.8321 6: 20.3025 | [64 empty] | 48 | https://www.unikeyic.com/media/about_us/Unikey_ISO_9001_Certification.pdf | https://www.unikeyic.com/products/circuit-protection-modules/osmc32n3d50/997440406.html
OSMC32N4C10 | Schneider Electric | 1: 17.0693 5: 16.7848 10: 16.3581 | [64 empty] | 24 | https://www.unikeyic.com/media/about_us/Unikey_ISO_9001_Certification.pdf | https://www.unikeyic.com/products/circuit-protection-modules/osmc32n4c10/997334162.html
OSMC32N4C20KG | Schneider Electric | 1: 11.6706 5: 11.476 10: 11.1843 | [64 empty] | 46 | https://www.unikeyic.com/media/about_us/Unikey_ISO_9001_Certification.pdf | https://www.unikeyic.com/products/circuit-protection-modules/osmc32n4c20kg/997454278.html
OSMC32N4D25 | Schneider Electric | 1: 24.8556 3: 24.4413 6: 23.82 | [64 empty] | 34 | https://www.unikeyic.com/media/about_us/Unikey_ISO_9001_Certification.pdf | https://www.unikeyic.com/products/circuit-protection-modules/osmc32n4d25/997356432.html
OSMC65H1C2 | Schneider Electric | 1: 7.1627 5: 7.0433 10: 6.8642 | [64 empty] | 36 | https://www.unikeyic.com/media/about_us/Unikey_ISO_9001_Certification.pdf | https://www.unikeyic.com/products/circuit-protection-modules/osmc65h1c2/997397311.html
OSMC65H1C3 | Schneider Electric | 1: 7.1983 5: 7.0784 10: 6.8984 | [64 empty] | 48 | https://www.unikeyic.com/media/about_us/Unikey_ISO_9001_Certification.pdf | https://www.unikeyic.com/products/circuit-protection-modules/osmc65h1c3/997334988.html
OSMC65H1D4 | Schneider Electric | 1: 10.0848 5: 9.9167 10: 9.6646 | [64 empty] | 22 | https://www.unikeyic.com/media/about_us/Unikey_ISO_9001_Certification.pdf | https://www.unikeyic.com/products/circuit-protection-modules/osmc65h1d4/997343312.html
OSMC65H2C3 | Schneider Electric | 1: 16.5882 5: 16.3117 10: 15.897 | [64 empty] | 35 | https://www.unikeyic.com/media/about_us/Unikey_ISO_9001_Certification.pdf | https://www.unikeyic.com/products/circuit-protection-modules/osmc65h2c3/997456670.html
OSMC65H2C32 | Schneider Electric | 1: 11.6884 5: 11.4936 10: 11.2014 | [64 empty] | 79 | https://www.unikeyic.com/media/about_us/Unikey_ISO_9001_Certification.pdf | https://www.unikeyic.com/products/circuit-protection-modules/osmc65h2c32/997424252.html
OSMC65H2C4 | Schneider Electric | 1: 16.4457 5: 16.1716 10: 15.7604 | [32 empty] | DIN rail mounting | [31 empty] | 177 | https://www.unikeyic.com/media/about_us/Unikey_ISO_9001_Certification.pdf | https://www.unikeyic.com/products/circuit-protection-modules/osmc65h2c4/997462245.html
OSMC65H2C40 | Schneider Electric | 1: 14.4145 5: 14.1742 10: 13.8139 | [64 empty] | 38 | https://www.unikeyic.com/media/about_us/Unikey_ISO_9001_Certification.pdf | https://www.unikeyic.com/products/circuit-protection-modules/osmc65h2c40/997342118.html
OSMC65H2D25 | Schneider Electric | 1: 16.0893 5: 15.8212 10: 15.4189 | [64 empty] | 34 | https://www.unikeyic.com/media/about_us/Unikey_ISO_9001_Certification.pdf | https://www.unikeyic.com/products/circuit-protection-modules/osmc65h2d25/997379733.html
OSMC65H3B16 | Schneider Electric | 1: 18.8013 3: 18.3501 6: 18.0493 | [64 empty] | 10 | https://www.unikeyic.com/media/about_us/Unikey_ISO_9001_Certification.pdf | https://www.unikeyic.com/products/circuit-protection-modules/osmc65h3b16/997351825.html
OSMC65H3C50 | Schneider Electric | 1: 24.6418 3: 24.2311 6: 23.615 | [64 empty] | 22 | https://www.unikeyic.com/media/about_us/Unikey_ISO_9001_Certification.pdf | https://www.unikeyic.com/products/circuit-protection-modules/osmc65h3c50/997425534.html
OSMC65H3C6 | Schneider Electric | 1: 21.4168 3: 21.0599 6: 20.5244 | [64 empty] | 34 | https://www.unikeyic.com/media/about_us/Unikey_ISO_9001_Certification.pdf | https://www.unikeyic.com/products/circuit-protection-modules/osmc65h3c6/997383551.html
OSMC65H3D16 | Schneider Electric | 1: 21.8622 3: 21.4979 6: 20.9513 | [64 empty] | 59 | https://www.unikeyic.com/media/about_us/Unikey_ISO_9001_Certification.pdf | https://www.unikeyic.com/products/circuit-protection-modules/osmc65h3d16/997461473.html
OSMC65H3D6 | Schneider Electric | 1: 24.5349 3: 24.126 6: 23.5126 | [64 empty] | 48 | https://www.unikeyic.com/media/about_us/Unikey_ISO_9001_Certification.pdf | https://www.unikeyic.com/products/circuit-protection-modules/osmc65h3d6/997386369.html
OSMC65H3D63 | Schneider Electric | 1: 32.3212 3: 31.7825 6: 30.9745 | [64 empty] | 48 | https://www.unikeyic.com/media/about_us/Unikey_ISO_9001_Certification.pdf | https://www.unikeyic.com/products/circuit-protection-modules/osmc65h3d63/997373835.html
OSMFU132 | Schneider Electric | 1: 1.8709 5: 1.8397 10: 1.7929 | [64 empty] | 1043 | https://www.unikeyic.com/media/about_us/Unikey_ISO_9001_Certification.pdf | https://www.unikeyic.com/products/circuit-protection-modules/osmfu132/997430193.html
OSMFU232 | Schneider Electric | 1: 3.7417 5: 3.6793 10: 3.5858 | [64 empty] | 216 | https://www.unikeyic.com/media/about_us/Unikey_ISO_9001_Certification.pdf | https://www.unikeyic.com/products/circuit-protection-modules/osmfu232/997390731.html
OSMFU332 | Schneider Electric | 1: 6.0224 5: 5.922 10: 5.7714 | [64 empty] | 117 | https://www.unikeyic.com/media/about_us/Unikey_ISO_9001_Certification.pdf | https://www.unikeyic.com/products/circuit-protection-modules/osmfu332/997360713.html
OSMFU332X | Schneider Electric | 1: 6.8063 5: 6.6929 10: 6.5227 | [64 empty] | 1 | https://www.unikeyic.com/media/about_us/Unikey_ISO_9001_Certification.pdf | https://www.unikeyic.com/products/circuit-protection-modules/osmfu332x/997378628.html
PA33628 | Schneider Electric | 1: 23.3589 3: 22.9696 6: 22.3856 | [64 empty] | 82 | https://www.unikeyic.com/media/about_us/Unikey_ISO_9001_Certification.pdf | https://www.unikeyic.com/products/circuit-protection-modules/pa33628/997366635.html
PA33662 | Schneider Electric | 1: 90.0325 3: 88.532 6: 86.2812 | [64 empty] | 22 | https://www.unikeyic.com/media/about_us/Unikey_ISO_9001_Certification.pdf | https://www.unikeyic.com/products/circuit-protection-modules/pa33662/997436520.html
PCC26720 | celduc | 1: 25.726 10: 25.2666 20: 25.2666 50: 24.8072 100: 24.8072 | Celduc Magnetic Proximity Sensor, 400V, Cylindrical | [30 empty] | 1 (Unlimited) | [10 empty] | -40°C ~ 75°C | NO |  | Cylinder, Threaded - M8 | Box | [5 empty] | - |  |  |  |  | Wire Leads | [5 empty] | 400VAC | 7 | https://www.unikeyic.com/media/datasheet/3d/6f/491a/3d/792f1428c12f25a3e8f5f09ae4da59aa.pdf | https://www.unikeyic.com/products/circuit-protection-modules/pcc26720/6237314.html
PDC3HD2 | Schneider Electric | 1: 468.9807 | CB POWER DISTRIBUTION CONNECTOR | [63 empty] | 1 | https://www.unikeyic.com/media/about_us/Unikey_ISO_9001_Certification.pdf | https://www.unikeyic.com/products/circuit-protection-modules/pdc3hd2/997498858.html
PDC6JD4 | Schneider Electric | 1: 329.5837 | CB POWER DISTRIBUTION CONNECTOR | [63 empty] | 1 | https://www.unikeyic.com/media/about_us/Unikey_ISO_9001_Certification.pdf | https://www.unikeyic.com/products/circuit-protection-modules/pdc6jd4/997758874.html
PDC6LA20 | Schneider Electric | 1: 139.3971 | CB POWER DISTRIBUTION CONNECTOR | [63 empty] | 1 | https://www.unikeyic.com/media/about_us/Unikey_ISO_9001_Certification.pdf | https://www.unikeyic.com/products/circuit-protection-modules/pdc6la20/997563067.html
PK23GTA | Schneider Electric | 1: 35.4535 2: 35.4535 3: 31.7663 5: 31.7663 10: 31.1991 20: 31.1991 | LOAD CENTER EQUIPMENT GROUND BAR ASSEMBLY; For Use With:Homeline Circuit Breakers; Accessory Type:Ground Bar; Product Range:QO Series 51R1340 | [63 empty] | 190 | https://www.unikeyic.com/media/about_us/Unikey_ISO_9001_Certification.pdf | https://www.unikeyic.com/products/circuit-protection-modules/pk23gta/997632459.html
PLC13701 | celduc | 1: 21.6476 | Celduc Magnetic Proximity Sensor, 48V, Rectangular | [30 empty] | 1 (Unlimited) | [10 empty] | -40°C ~ 100°C | NO/NC |  | Module | Box |  |  |  | 14310561 |  | - |  |  |  |  | Wire Leads | [5 empty] | 100V | 107 | https://www.unikeyic.com/media/datasheet/07/d5/556c/07/e43f182e6cd479838e512d28a3ebc849.pdf | https://www.unikeyic.com/products/circuit-protection-modules/plc13701/31104791.html
QOU110 | Schneider Electric | 1: 48.4879 2: 46.5484 3: 43.4451 5: 42.6693 10: 42.6693 20: 42.6693 | CIRCUIT BREAKER, THERMAL MAGNETIC, 1P, 10A; Product Range:QO Series; Current Rating:10A; No. of Poles:1 Pole; Voltage Rating VDC:-; Voltage Rating VAC:240V; Circuit Breaker Mounting:DIN Rail; Operating Voltage Max:240VAC | [31 empty] | DIN rail mounting | [31 empty] | 35 | https://www.unikeyic.com/media/about_us/Unikey_ISO_9001_Certification.pdf | https://www.unikeyic.com/products/circuit-protection-modules/qou110/997497797.html
RE17LAMW | Schneider Electric | 1: 80.5728 5: 79.134 10: 77.6952 20: 77.6952 | TIME DELAY RELAY, SPDT, 100H, 250VAC; Contact Voltage VDC:-; Time Min:1s; Time Max:100h; Product Range:-; Contact Configuration:SPDT; Contact Current:0.7A; Relay Mounting:DIN Rail; Contact Voltage VAC:250VAC; Relay Termi |  |  |  |  | SPDT (1 Form C) | [9 empty] | 20A @ 250VAC/DC |  |  |  | 0.1 Sec ~ 100 Hrs |  |  |  | On-Delay | [7 empty] | 1 (Unlimited) |  | DIN Rail | [12 empty] | Box |  | Solid State Relay |  |  |  | Harmony |  |  |  |  | Screw Terminal | Screwdriver Slot |  |  |  |  | 24 ~ 240VAC/DC | 4 | https://www.unikeyic.com/media/about_us/Unikey_ISO_9001_Certification.pdf | https://www.unikeyic.com/products/circuit-protection-modules/re17lamw/997362852.html
RE17LCBM | Schneider Electric | 1: 50.3474 25: 35.2034 | Schneider Electric RE17LCBM Time relay |  |  |  |  | - | [9 empty] | 20A @ 250VAC |  |  |  | 0.1 Sec ~ 100 Hrs |  |  |  | Off-Delay | [7 empty] | 1 (Unlimited) |  | DIN Rail | [12 empty] | Box |  | Solid State Relay |  |  |  | Harmony |  |  |  |  | Screw Terminal | Screwdriver Slot |  |  |  |  | 24 ~ 240VAC | 5 | https://www.unikeyic.com/media/about_us/Unikey_ISO_9001_Certification.pdf | https://www.unikeyic.com/products/circuit-protection-modules/re17lcbm/997453756.html
RE17LMBM | Schneider Electric | 1: 66.7734 25: 64.1194 | Schneider Electric RE17LMBM Timer Relay |  |  |  |  | - | [9 empty] | 20A @ 250VAC |  |  |  | 0.1 Sec ~ 100 Hrs |  |  |  | Programmable (Multi-Function) | [7 empty] | 1 (Unlimited) |  | DIN Rail | [12 empty] | Box |  | Solid State Relay |  |  |  | Harmony |  |  |  |  | Screw Terminal | Screwdriver Slot |  |  |  |  | 24 ~ 240VAC | 18 | https://www.unikeyic.com/media/about_us/Unikey_ISO_9001_Certification.pdf | https://www.unikeyic.com/products/circuit-protection-modules/re17lmbm/997432640.html
RE17RCMU | Schneider Electric | 1: 33.319 | [5 empty] | SPDT (1 Form C) | [9 empty] | 8A @ 250VAC |  |  |  | 0.1 Sec ~ 100 Hrs |  |  |  | Off-Delay | [7 empty] | 1 (Unlimited) |  | DIN Rail | [12 empty] | Box |  | Mechanical Relay |  | 16613496 |  | Harmony |  |  |  |  | Screw Terminal | Screwdriver Slot |  |  |  |  | 24 ~ 240VAC | 88 | https://www.unikeyic.com/media/about_us/Unikey_ISO_9001_Certification.pdf | https://www.unikeyic.com/products/circuit-protection-modules/re17rcmu/997454650.html
RE17RHMU | Schneider Electric | 1: 58.0832 5: 57.046 10: 57.046 20: 57.046 | TIME DELAY RELAY, SPDT, 1S-100HOUR, 24V; Contact Voltage VDC:-; Time Min:1s; Time Max:100h; Product Range:Zelio Series; Contact Configuration:SPDT; Contact Current:8A; Relay Mounting:DIN Rail; Contact Voltage VAC:250V; R |  |  |  |  | SPDT (1 Form C) | [9 empty] | 8A @ 250VAC |  |  |  | 0.1 Sec ~ 100 Hrs |  |  |  | Interval | [7 empty] | 1 (Unlimited) |  | DIN Rail | [12 empty] | Box |  | Mechanical Relay |  |  |  | Harmony |  |  |  |  | Screw Terminal | Screwdriver Slot |  |  |  |  | 24 ~ 240VAC | 17 | https://www.unikeyic.com/media/about_us/Unikey_ISO_9001_Certification.pdf | https://www.unikeyic.com/products/circuit-protection-modules/re17rhmu/997408956.html
RE17RLMU | Schneider Electric | 1: 35.6887 3: 35.0939 6: 34.2017 | [5 empty] | SPDT (1 Form C) | [9 empty] | 8A @ 250VAC |  |  |  | 0.1 Sec ~ 100 Hrs |  |  |  | Repeat Cycle, Twin Timer | [7 empty] | Not Applicable |  | DIN Rail | [12 empty] | Box |  | Mechanical Relay |  |  |  | Harmony |  |  |  |  | Screw Terminal | Screwdriver Slot |  |  |  |  | 24 ~ 240VAC | 6 | https://www.unikeyic.com/media/about_us/Unikey_ISO_9001_Certification.pdf | https://www.unikeyic.com/products/circuit-protection-modules/re17rlmu/997360033.html
RE17RMEMU | Schneider Electric | 1: 70.7238 25: 63.7631 50: 62.4912 | Schneider Electric RE17RMEMU Time relay |  |  |  |  | SPDT (1 Form C) | [9 empty] | 8A @ 250VAC |  |  |  | 0.1 Sec ~ 10 Hrs |  |  |  | Programmable (Multi-Function) | [7 empty] | 1 (Unlimited) |  | DIN Rail | [12 empty] | Box |  | Mechanical Relay |  |  |  | Harmony |  |  |  |  | Screw Terminal | Screwdriver Slot |  |  |  |  | 24 ~ 240VAC | 3 | https://www.unikeyic.com/media/about_us/Unikey_ISO_9001_Certification.pdf | https://www.unikeyic.com/products/circuit-protection-modules/re17rmemu/997362254.html
RE22R1ACMR | Schneider Electric | 1: 95.5842 5: 86.1793 10: 84.8857 | Schneider Electric RE22R1ACMR Time relay |  |  |  |  | SPDT (1 Form C) | [9 empty] | 8A @ 250VAC |  |  |  | 0.05 Sec ~ 300 Hrs |  |  |  | Off-Delay, On-Delay | [7 empty] | 1 (Unlimited) |  | DIN Rail | [12 empty] | Box |  | Mechanical Relay |  |  |  | Harmony |  |  |  |  | Screw Terminal | Screwdriver Slot |  |  |  |  | 24 ~ 240VAC/DC | 22 | https://www.unikeyic.com/media/about_us/Unikey_ISO_9001_Certification.pdf | https://www.unikeyic.com/products/circuit-protection-modules/re22r1acmr/997411389.html
RE22R1AKMR | Schneider Electric | 1: 78.108 5: 72.6994 10: 69.803 | Schneider Electric RE22R1AKMR |  |  |  |  | SPDT (1 Form C) | [9 empty] | 8A @ 250VAC |  |  |  | 0.05 Sec ~ 300 Hrs |  |  |  | Off-Delay, On-Delay | [7 empty] | Not Applicable |  | DIN Rail | [12 empty] | Box |  | Mechanical Relay |  |  |  | Harmony |  |  |  |  | Screw Terminal | Screwdriver Slot |  |  |  |  | 24 ~ 240VAC/DC | 1 | https://www.unikeyic.com/media/about_us/Unikey_ISO_9001_Certification.pdf | https://www.unikeyic.com/products/circuit-protection-modules/re22r1akmr/997452766.html
RE22R1CMR | Schneider Electric | 1: 50.3348 3: 49.4959 6: 48.2375 | [5 empty] | SPDT (1 Form C) | [9 empty] | 8A @ 250VAC |  |  |  | 0.05 Sec ~ 300 Hrs |  |  |  | Off-Delay | [7 empty] | 1 (Unlimited) |  | DIN Rail | [12 empty] | Box |  | Mechanical Relay |  |  |  | Harmony |  |  |  |  | Screw Terminal | Screwdriver Slot |  |  |  |  | 24 ~ 240VAC/DC | 1 | https://www.unikeyic.com/media/about_us/Unikey_ISO_9001_Certification.pdf | https://www.unikeyic.com/products/circuit-protection-modules/re22r1cmr/997337761.html
RE22R1HMR | Schneider Electric | 1: 54.8887 | [5 empty] | SPDT (1 Form C) | [9 empty] | 8A @ 250VAC |  |  |  | 0.05 Sec ~ 300 Hrs |  |  |  | Interval | [7 empty] | 1 (Unlimited) |  | DIN Rail | [12 empty] | Box |  | Mechanical Relay |  |  |  | Harmony |  |  |  |  | Screw Terminal | Screwdriver Slot |  |  |  |  | 24 ~ 240VAC/DC | 39 | https://www.unikeyic.com/media/about_us/Unikey_ISO_9001_Certification.pdf | https://www.unikeyic.com/products/circuit-protection-modules/re22r1hmr/997357708.html
RE22R1QCMU | Schneider Electric | 1: 90.1584 | RELAY TIME DELAY 300SEC 8A 250V |  |  |  |  | SPDT (1 Form C) | [9 empty] | 8A @ 250VAC |  |  |  | 0.05 Sec ~ 300 Sec |  |  |  | Star Delta Controller | [7 empty] | Not Applicable |  | DIN Rail | [12 empty] | Box |  | Mechanical Relay |  | 17180914 |  | Harmony |  |  |  |  | Screw Terminal | Screwdriver Slot |  |  |  |  | 24VDC | 2 | https://www.unikeyic.com/media/about_us/Unikey_ISO_9001_Certification.pdf | https://www.unikeyic.com/products/circuit-protection-modules/re22r1qcmu/997411203.html
RE22R1QMU | Schneider Electric | 1: 92.8745 5: 84.0336 10: 81.8803 | Schneider Electric RE22R1QMU Time relay | [27 empty] | 22.9mm(Length)*22.5mm(width) |  |  |  | DIN rail mounting | [8 empty] | -20℃~60℃ | [22 empty] | 42 | https://www.unikeyic.com/media/about_us/Unikey_ISO_9001_Certification.pdf | https://www.unikeyic.com/products/circuit-protection-modules/re22r1qmu/997754645.html
RE22R2CMR | Schneider Electric | 1: 55.4663 3: 54.5419 6: 53.1552 | [5 empty] | 3PDT (3 Form C) | [9 empty] | 8A @ 250VAC |  |  |  | 0.05 Sec ~ 300 Hrs |  |  |  | Off-Delay | [7 empty] | 1 (Unlimited) |  | DIN Rail | [12 empty] | Box |  | Mechanical Relay |  |  |  | Harmony |  |  |  |  | Screw Terminal | Screwdriver Slot |  |  |  |  | 24 ~ 240VAC/DC | 233 | https://www.unikeyic.com/media/about_us/Unikey_ISO_9001_Certification.pdf | https://www.unikeyic.com/products/circuit-protection-modules/re22r2cmr/997343380.html
RE22R2HMR | Schneider Electric | 1: 69.2337 | [5 empty] | DPDT (2 Form C) | [9 empty] | 8A @ 250VAC |  |  |  | 0.05 Sec ~ 300 Hrs |  |  |  | Interval | [7 empty] | 1 (Unlimited) |  | DIN Rail | [12 empty] | Box |  | Mechanical Relay |  |  |  | Harmony |  |  |  |  | Screw Terminal | Screwdriver Slot |  |  |  |  | 24 ~ 240VAC/DC | 6 | https://www.unikeyic.com/media/about_us/Unikey_ISO_9001_Certification.pdf | https://www.unikeyic.com/products/circuit-protection-modules/re22r2hmr/997460522.html
RE22R2KMR | Schneider Electric | 1: 66.7449 3: 65.6325 6: 63.9638 | [5 empty] | DPDT (2 Form C) | [9 empty] | 5A @ 250VAC |  |  |  | 0.05 Sec ~ 10 Min |  |  |  | Off-Delay | [7 empty] | 1 (Unlimited) |  | DIN Rail | [12 empty] | Box |  | Mechanical Relay |  |  |  | Harmony |  |  |  |  | Screw Terminal | Screwdriver Slot |  |  |  |  | 24 ~ 240VAC/DC | 198 | https://www.unikeyic.com/media/about_us/Unikey_ISO_9001_Certification.pdf | https://www.unikeyic.com/products/circuit-protection-modules/re22r2kmr/997457381.html
RE22R2MMW | Schneider Electric | 1: 75.8103 | [5 empty] | DPDT (2 Form C) | [9 empty] | 8A @ 250VAC |  |  |  | 0.1 Sec ~ 100 Hrs |  |  |  | Programmable (Multi-Function) | [9 empty] | DIN Rail | [12 empty] | Box |  | Mechanical Relay |  |  |  | Harmony |  |  |  |  | Screw Terminal | Screwdriver Slot |  |  |  |  | 12 ~ 240VAC/DC | 21 | https://www.unikeyic.com/media/about_us/Unikey_ISO_9001_Certification.pdf | https://www.unikeyic.com/products/circuit-protection-modules/re22r2mmw/997479603.html
RE22R2MWMR | Schneider Electric | 1: 74.5846 3: 73.3415 6: 71.4769 | [5 empty] | DPDT (2 Form C) | [9 empty] | 8A @ 250VAC |  |  |  | 0.05 Sec ~ 300 Hrs |  |  |  | Interval | [7 empty] | 1 (Unlimited) |  | DIN Rail | [12 empty] | Box |  | Mechanical Relay |  |  |  | Harmony |  |  |  |  | Screw Terminal | Screwdriver Slot |  |  |  |  | 24 ~ 240VAC/DC | 15 | https://www.unikeyic.com/media/about_us/Unikey_ISO_9001_Certification.pdf | https://www.unikeyic.com/products/circuit-protection-modules/re22r2mwmr/997335215.html
RE22R2MXMU | Schneider Electric | 1: 112.0067 5: 101.2031 10: 98.5914 | Schneider Electric RE22R2MXMU Time relay |  |  |  |  | DPDT (2 Form C) | [9 empty] | 8A @ 250VAC |  |  |  | 0.1 Sec ~ 100 Hrs |  |  |  | Programmable (Multi-Function) | [9 empty] | DIN Rail | [12 empty] | Box |  | Mechanical Relay |  |  |  | Harmony |  |  |  |  | Screw Terminal | Screwdriver Slot |  |  |  |  | 24 ~ 240VAC | 84 | https://www.unikeyic.com/media/about_us/Unikey_ISO_9001_Certification.pdf | https://www.unikeyic.com/products/circuit-protection-modules/re22r2mxmu/997727464.html
RE22R2QEMT | Schneider Electric | 1: 86.6816 5: 83.2494 10: 76.9809 | Schneider Electric RE22R2QEMT Time relay |  |  |  |  | DPDT (2 Form C) | [9 empty] | 8A @ 250VAC |  |  |  | 0.3 Sec ~ 30 Sec |  |  |  | Star Delta Controller | [9 empty] | DIN Rail | [12 empty] | Box |  | Mechanical Relay |  |  |  | Harmony |  |  |  |  | Screw Terminal | Screwdriver Slot |  |  |  |  | 380 ~ 415VAC | 3 | https://www.unikeyic.com/media/about_us/Unikey_ISO_9001_Certification.pdf | https://www.unikeyic.com/products/circuit-protection-modules/re22r2qemt/997376661.html
RE22R2QGMR | Schneider Electric | 1: 86.6816 5: 83.2494 10: 76.9809 | Schneider Electric RE22R2QGMR Time relay |  |  |  |  | DPDT (2 Form C) | [9 empty] | 8A @ 250VAC |  |  |  | 0.05 Sec ~ 300 Hrs |  |  |  | Star Delta Controller | [7 empty] | 1 (Unlimited) |  | DIN Rail | [12 empty] | Box |  | Mechanical Relay |  | 16606356 |  | Harmony |  |  |  |  | Screw Terminal | Screwdriver Slot |  |  |  |  | 24 ~ 240VAC/DC | 3 | https://www.unikeyic.com/media/about_us/Unikey_ISO_9001_Certification.pdf | https://www.unikeyic.com/products/circuit-protection-modules/re22r2qgmr/997419591.html
RE22R2QTMR | Schneider Electric | 1: 86.6816 5: 83.2494 10: 76.9809 | Schneider Electric RE22R2QTMR Time relay |  |  |  |  | DPDT (2 Form C) | [9 empty] | 8A @ 250VAC |  |  |  | 0.05 Sec ~ 300 Hrs |  |  |  | Star Delta Controller | [7 empty] | 1 (Unlimited) |  | DIN Rail | [12 empty] | Box |  | Mechanical Relay |  |  |  | Harmony |  |  |  |  | Screw Terminal | Screwdriver Slot |  |  |  |  | 24 ~ 240VAC/DC | 8 | https://www.unikeyic.com/media/about_us/Unikey_ISO_9001_Certification.pdf | https://www.unikeyic.com/products/circuit-protection-modules/re22r2qtmr/997377930.html
REXL2TMP7 | Schneider Electric | 1: 12.9 5: 12.685 10: 12.3625 | [5 empty] | DPDT (2 Form C) | [9 empty] | - |  |  |  | 0.1 Sec ~ 100 Hrs |  |  |  | On-Delay | [7 empty] | 1 (Unlimited) |  | Socketable | [12 empty] | Box |  | Mechanical Relay |  | 16606550 |  | Harmony |  |  |  |  | Plug In | Hand Dial |  |  |  |  | 230VAC | 491 | https://www.unikeyic.com/media/about_us/Unikey_ISO_9001_Certification.pdf | https://www.unikeyic.com/products/circuit-protection-modules/rexl2tmp7/997440321.html
REXL4TMF7 | Schneider Electric | 1: 71.7956 | RELAY TIME DELAY 100HR |  |  |  |  | 4PDT (4 Form C) | [9 empty] | - |  |  |  | 0.1 Sec ~ 100 Hrs |  |  |  | On-Delay | [7 empty] | 1 (Unlimited) |  | Socketable | [12 empty] | Box |  | Mechanical Relay |  | 16614356 |  | Harmony |  |  |  |  | Plug In | Hand Dial |  |  |  |  | 120VAC | 1 | https://www.unikeyic.com/media/about_us/Unikey_ISO_9001_Certification.pdf | https://www.unikeyic.com/products/circuit-protection-modules/rexl4tmf7/997428110.html
REXL4TMP7 | Schneider Electric | 1: 14.8243 5: 14.5772 10: 14.2066 | [5 empty] | 4PDT (4 Form C) | [9 empty] | - |  |  |  | 0.1 Sec ~ 100 Hrs |  |  |  | On-Delay | [7 empty] | 1 (Unlimited) |  | Socketable | [12 empty] | Box |  | Mechanical Relay |  |  |  | Harmony |  |  |  |  | Plug In | Hand Dial |  |  |  |  | 230VAC | 122 | https://www.unikeyic.com/media/about_us/Unikey_ISO_9001_Certification.pdf | https://www.unikeyic.com/products/circuit-protection-modules/rexl4tmp7/997353100.html
RM22JA31MR | Schneider Electric | 1: 93.2041 3: 91.6507 6: 89.3206 | [5 empty] | DPDT (2 Form C) | [9 empty] | 8A @ 250VAC |  |  |  | 0.1 Sec ~ 30 Sec | [11 empty] | 1 (Unlimited) |  | DIN Rail | [8 empty] | -20°C ~ 50°C | Relay |  |  | Box |  |  |  | 16613722 |  | Harmony | [6 empty] | 0.004 ~ 1A AC/DC |  |  |  | 24 ~ 240VAC/DC | 28 | https://www.unikeyic.com/media/about_us/Unikey_ISO_9001_Certification.pdf | https://www.unikeyic.com/products/circuit-protection-modules/rm22ja31mr/997355946.html
RM22LG11MR | Schneider Electric | 1: 50.3705 3: 49.531 6: 48.2717 | [5 empty] | DPDT (2 Form C) | [9 empty] | 8A @ 250VAC |  |  |  | No Delay | [11 empty] | 1 (Unlimited) |  | DIN Rail | [8 empty] | - | Relay |  |  | Box | [5 empty] | Harmony | [6 empty] | - |  |  |  | 24 ~ 240VAC/DC | 78 | https://www.unikeyic.com/media/about_us/Unikey_ISO_9001_Certification.pdf | https://www.unikeyic.com/products/circuit-protection-modules/rm22lg11mr/997345627.html
RM22TA33 | Schneider Electric | 1: 81.7473 3: 80.3849 6: 78.3412 | [5 empty] | DPDT (2 Form C) | [9 empty] | 8A @ 250VAC |  |  |  | 0.1 Sec ~ 30 Sec | [11 empty] | 1 (Unlimited) |  | DIN Rail | [8 empty] | -20°C ~ 50°C | Relay |  |  | Box | [5 empty] | Harmony | [6 empty] | 380 ~ 480V AC |  |  |  | 380 ~ 480VAC | 138 | https://www.unikeyic.com/media/about_us/Unikey_ISO_9001_Certification.pdf | https://www.unikeyic.com/products/circuit-protection-modules/rm22ta33/997331307.html
RM22TR31 | Schneider Electric | 1: 94.9858 3: 93.4027 6: 91.0281 | [28 empty] | 79.5mm(Length)*90mm(height) |  |  |  | DIN rail mounting | [8 empty] | -20℃~60℃ | [22 empty] | 95 | https://www.unikeyic.com/media/about_us/Unikey_ISO_9001_Certification.pdf | https://www.unikeyic.com/products/circuit-protection-modules/rm22tr31/997363800.html
RM22UA31MR | Schneider Electric | 1: 168.3372 | Schneider Electric RM22UA31MR Monitoring relay |  |  |  |  | DPDT (2 Form C) | [9 empty] | 8A @ 250VAC |  |  |  | 0.1 Sec ~ 30 Sec | [11 empty] | 1 (Unlimited) |  | DIN Rail | [8 empty] | -20°C ~ 50°C | Relay |  |  | Box |  |  |  | 16607183 |  | Harmony | [6 empty] | 0.05 ~ 5V AC/DC |  |  |  | 24 ~ 240VAC/DC | 5 | https://www.unikeyic.com/media/about_us/Unikey_ISO_9001_Certification.pdf | https://www.unikeyic.com/products/circuit-protection-modules/rm22ua31mr/997378881.html
RM35BA10 | Schneider Electric | 1: 363.9276 | HARMONY, MODULAR 3-PHASE AND 1-P |  |  |  |  | SPDT (1 Form C) | [9 empty] | 5A @ 250VAC/250VDC |  |  |  | Fixed, 0.3 Sec; 0.1 Sec ~ 60 Sec | [11 empty] | 1 (Unlimited) |  | DIN Rail | [8 empty] | -20°C ~ 50°C | Relay |  |  | Box | [5 empty] | Harmony | [6 empty] | 1 ~ 10A AC |  |  |  | 208 ~ 480VAC | 2 | https://www.unikeyic.com/media/about_us/Unikey_ISO_9001_Certification.pdf | https://www.unikeyic.com/products/circuit-protection-modules/rm35ba10/997387861.html
RM35JA31MW | Schneider Electric | 1: 127.2694 | [5 empty] | DPDT (2 Form C) | [9 empty] | 5A @ 250VAC |  |  |  | 0.3 Sec ~ 20 Sec | [11 empty] | 1 (Unlimited) |  | DIN Rail | [8 empty] | -20°C ~ 50°C | Relay |  |  | Box |  |  |  | 16613491 |  | Harmony | [6 empty] | 2 ~ 500mA AC/DC |  |  |  | 24 ~ 240VAC/DC | 7 | https://www.unikeyic.com/media/about_us/Unikey_ISO_9001_Certification.pdf | https://www.unikeyic.com/products/circuit-protection-modules/rm35ja31mw/997421421.html
RM35JA32MR | Schneider Electric | 1: 126.1205 | Schneider Electric RM35JA32MR Monitoring relay |  |  |  |  | DPDT (2 Form C) | [9 empty] | 8A @ 250VAC |  |  |  | 0.1 Sec ~ 30 Sec | [11 empty] | Not Applicable |  | DIN Rail | [8 empty] | -20°C ~ 50°C | Relay |  |  | Box | [5 empty] | Harmony | [6 empty] | 0.15 ~ 15A AC/DC |  |  |  | 24 ~ 240VAC/DC | 1 | https://www.unikeyic.com/media/about_us/Unikey_ISO_9001_Certification.pdf | https://www.unikeyic.com/products/circuit-protection-modules/rm35ja32mr/997415787.html
RM35S0MW | Schneider Electric | 1: 278.2224 | HARMONY, MODULAR SPEED CONTROL R |  |  |  |  | SPDT (1 Form C) | [9 empty] | 5A @ 250VAC/250VDC |  |  |  | 0.6 Sec ~ 60 Sec | [11 empty] | 1 (Unlimited) |  | DIN Rail | [8 empty] | -20°C ~ 50°C | Relay |  |  | Box |  |  |  | 16613134 |  | Harmony | [6 empty] | 0.004 ~ 1A AC/DC |  |  |  | 24 ~ 240VAC/DC | 3 | https://www.unikeyic.com/media/about_us/Unikey_ISO_9001_Certification.pdf | https://www.unikeyic.com/products/circuit-protection-modules/rm35s0mw/997420719.html
RM35UA12MW | Schneider Electric | 1: 107.476 3: 105.6847 6: 102.9978 | [5 empty] | DPDT (2 Form C) | [9 empty] | 5A @ 250VAC/250VDC |  |  |  | 0.3 Sec ~ 30 Sec | [11 empty] | 1 (Unlimited) |  | DIN Rail | [8 empty] | -20°C ~ 50°C | Relay |  |  | Box |  |  |  | 16613278 |  | Harmony | [6 empty] | 1 ~ 100V AC/DC |  |  |  | 24 ~ 240VAC/DC | 40 | https://www.unikeyic.com/media/about_us/Unikey_ISO_9001_Certification.pdf | https://www.unikeyic.com/products/circuit-protection-modules/rm35ua12mw/997431105.html
RMCV60BD | Schneider Electric | 1: 197.4471 | HARMONY ANALOG, ISOLATED ANALOG | [31 empty] | DIN rail mounting | [8 empty] | 0℃~50℃ | [22 empty] | 42 | https://www.unikeyic.com/media/about_us/Unikey_ISO_9001_Certification.pdf | https://www.unikeyic.com/products/circuit-protection-modules/rmcv60bd/997386090.html
RMNF22TB30 | Schneider Electric | 1: 157.696 | PHASE MONITORING RELAY, 208-480VAC; | [27 empty] | 99mm*22.5mm*90mm |  |  |  | DIN rail mounting | [8 empty] | -20℃~60℃ | [22 empty] | 5 | https://www.unikeyic.com/media/about_us/Unikey_ISO_9001_Certification.pdf | https://www.unikeyic.com/products/circuit-protection-modules/rmnf22tb30/997378893.html
RMPT30BD | Schneider Electric | 1: 180.9795 | HARMONY ANALOG, TEMPERATURE TRAN | [40 empty] | 0℃~50℃ | [22 empty] | 1 | https://www.unikeyic.com/media/about_us/Unikey_ISO_9001_Certification.pdf | https://www.unikeyic.com/products/circuit-protection-modules/rmpt30bd/997348948.html
RPF2AB7 | Schneider Electric | 1: 17.4305 | Schneider Electric RPF2AB7 Power relay |  |  |  | RPF2A |  | 141.2 mA | 170 Ohms | 24VAC |  |  |  | DPST-NO (2 Form A) | Silver Tin Oxide (AgSnO) | 25 A | [6 empty] | - | [9 empty] | 1 (Unlimited) |  | Chassis Mount | - | 3.6 VAC |  |  |  |  | 25 ms |  | -40°C ~ 55°C |  |  |  | Box |  | General Purpose | 25 ms |  | - | Harmony |  |  | 250VAC, 28VDC - Max |  | Quick Connect - Multiple Sizes | [6 empty] | 104 | https://www.unikeyic.com/media/about_us/Unikey_ISO_9001_Certification.pdf | https://www.unikeyic.com/products/circuit-protection-modules/rpf2ab7/997353839.html
RPF2AF7 | Schneider Electric | 1: 24.036 5: 22.4336 10: 22.033 20: 22.033 50: 22.033 | RELAY, DPST-NO, 120VAC, 30A, DIN RAIL; Contact Configuration:DPST-NO; Coil Voltage:120VAC; Contact Current:30A; Product Range:Zelio RPF Series; Relay Mounting:DIN Rail, Panel; Coil Type:-; Contact Voltage VAC:250VAC; Rel |  |  |  | RPF2A |  | 28.2 mA | 4.25 kOhms | 120VAC |  |  |  | DPST-NO (2 Form A) | Silver Tin Oxide (AgSnO) | 25 A | [6 empty] | - | [9 empty] | 1 (Unlimited) |  | Chassis Mount | - | 18 VAC |  |  |  |  | 25 ms |  | -40°C ~ 55°C |  |  |  | Box |  | General Purpose | 25 ms |  | - | Harmony |  |  | 250VAC, 28VDC - Max |  | Quick Connect - Multiple Sizes | [6 empty] | 3 | https://www.unikeyic.com/media/about_us/Unikey_ISO_9001_Certification.pdf | https://www.unikeyic.com/products/circuit-protection-modules/rpf2af7/997341754.html
RPF2BP7 | Schneider Electric | 1: 17.5125 5: 15.6912 10: 15.6912 20: 15.411 50: 15.411 | RELAY, DPDT, 250VAC, 30A; Contact Configuration:DPDT; Coil Voltage:230VAC; Contact Current:30A; Product Range:Zelio RPF Series; Relay Mounting:DIN Rail, Panel; Coil Type:-; Contact Voltage VAC:250VAC; R | [40 empty] | -40℃~55℃ | [22 empty] | 45 | https://www.unikeyic.com/media/about_us/Unikey_ISO_9001_Certification.pdf | https://www.unikeyic.com/products/circuit-protection-modules/rpf2bp7/997352108.html
RPM11F7 | Schneider Electric | 1: 7.2375 5: 7.2375 10: 6.4848 20: 6.4848 50: 6.4848 | RELAY, SPDT, 250VAC, 15A; Contact Configuration:SPDT; Coil Voltage:120VAC; Contact Current:15A; Product Range:Harmony RPM Series; Relay Mounting:Socket; Coil Type:-; Contact Voltage VAC:250V; Relay Terminals:Quick Connec | [31 empty] | Bracket mounting | [8 empty] | -40℃~55℃ | [22 empty] | 4 | https://www.unikeyic.com/media/about_us/Unikey_ISO_9001_Certification.pdf | https://www.unikeyic.com/products/circuit-protection-modules/rpm11f7/997454916.html
RPM22FD | Schneider Electric | 1: 9.6215 5: 9.4612 10: 9.2206 | [32 empty] | Bracket mounting | [8 empty] | -40℃~55℃ | [22 empty] | 100 | https://www.unikeyic.com/media/about_us/Unikey_ISO_9001_Certification.pdf | https://www.unikeyic.com/products/circuit-protection-modules/rpm22fd/997410942.html
RPM22JD | Schneider Electric | 1: 18.475 5: 16.5536 10: 16.5536 20: 16.5536 | RELAY, DPDT, 12VDC, 15A, SOCKET; Contact Configuration:DPDT; Coil Voltage:12VDC; Contact Current:15A; Product Range:Zelio RPM Series; Relay Mounting:Socket; Coil Type:-; Contact Voltage VAC:250VAC; Relay Terminals:Quick |  |  |  | RPM22 |  | 75 mA | 160 Ohms | 12VDC |  |  |  | DPDT (2 Form C) | Silver Nickel (AgNi) | 15 A | [6 empty] | Lighted Indicator, Test Button | [9 empty] | 1 (Unlimited) |  | Socketable | 9.6 VDC | 1.2 VDC |  |  |  |  | 20 ms |  | -40°C ~ 55°C |  |  |  | Box |  | General Purpose | 20 ms |  | - | Harmony |  |  | 250VAC, 28VDC - Max |  | Plug In | [6 empty] | 9 | https://www.unikeyic.com/media/about_us/Unikey_ISO_9001_Certification.pdf | https://www.unikeyic.com/products/circuit-protection-modules/rpm22jd/997330075.html
RPM42E7 | Schneider Electric | 1: 30.7101 | HARMONY, POWER PLUG-IN RELAY, 15 | [31 empty] | Bracket mounting | [8 empty] | -40℃~55℃ | [22 empty] | 25 | https://www.unikeyic.com/media/about_us/Unikey_ISO_9001_Certification.pdf | https://www.unikeyic.com/products/circuit-protection-modules/rpm42e7/997372553.html
RPM42P7 | Schneider Electric | 1: 10.4233 5: 10.2496 10: 9.989 | [32 empty] | Bracket mounting | [8 empty] | -40℃~55℃ | [22 empty] | 150 | https://www.unikeyic.com/media/about_us/Unikey_ISO_9001_Certification.pdf | https://www.unikeyic.com/products/circuit-protection-modules/rpm42p7/997341565.html
RPZF2 | Schneider Electric | 1: 2.3519 5: 2.3127 10: 2.2539 | [21 empty] | - | Harmony Series | [8 empty] | 1 (Unlimited) |  | DIN Rail |  |  |  |  | 8 | [7 empty] | Box |  |  |  | 16614015 |  | Harmony |  |  |  |  | Screw Terminal | [6 empty] | 5514 | https://www.unikeyic.com/media/about_us/Unikey_ISO_9001_Certification.pdf | https://www.unikeyic.com/products/circuit-protection-modules/rpzf2/997389627.html
RSB1A120BDPV | Schneider Electric | 1: 21.396 5: 19.9696 10: 19.613 20: 19.613 50: 19.613 | POWER RELAY, SPDT, 24VDC, 12A, SOCKET; Contact Configuration:SPDT; Coil Voltage:24VDC; Contact Current:12A; Product Range:Harmony RSB Series; Relay Mounting:Socket; Coil Type:Non Latching; Contact Voltage VAC:250V 12AJ78 | [31 empty] | DIN rail mounting | [31 empty] | 131 | https://www.unikeyic.com/media/about_us/Unikey_ISO_9001_Certification.pdf | https://www.unikeyic.com/products/circuit-protection-modules/rsb1a120bdpv/997591693.html
RSB1A120F7PV | Schneider Electric | 1: 60.816 5: 59.73 10: 59.73 20: 59.73 | POWER RELAY, SPDT, 120VAC, 12A, SOCKET; Contact Configuration:SPDT; Coil Voltage:120VAC; Contact Current:12A; Product Range:Harmony RSB Series; Relay Mounting:Socket; Coil Type:Non Latching; Contact Voltage VAC:250V 12AJ |  |  |  | RSB1A |  | 13.6 mA | 8.8 kOhms | 120VAC |  |  |  | SPDT (1 Form C) | Silver Nickel (AgNi) | 12 A | [6 empty] | Lighted Indicator | [9 empty] | Not Applicable |  | DIN Rail | 96 VAC | 18 VAC |  |  |  |  | 20 ms |  | -40°C ~ 70°C |  |  |  | Box |  | General Purpose | 20 ms |  | - | Harmony |  |  | 300VDC - Max |  | Screw Terminal | [6 empty] | 10 | https://www.unikeyic.com/media/about_us/Unikey_ISO_9001_Certification.pdf | https://www.unikeyic.com/products/circuit-protection-modules/rsb1a120f7pv/997678502.html
RSB1A120P7PV | Schneider Electric | 1: 31.7252 | Schneider Electric RSB1A120P7PV |  |  |  | RSB1A |  | 7.1 mA | 32.5 kOhms | 230VAC |  |  |  | SPDT (1 Form C) | Silver Nickel (AgNi) | 12 A | [6 empty] | Lighted Indicator | [9 empty] | Not Applicable |  | Chassis Mount | 180 VAC | 34.5 VAC |  |  |  |  | 20 ms |  | -40°C ~ 70°C |  |  |  | Box |  | General Purpose | 20 ms | 17180506 | - | Harmony |  |  | 250VAC, 28VDC - Max |  | Spring Terminal | [6 empty] | 12 | https://www.unikeyic.com/media/about_us/Unikey_ISO_9001_Certification.pdf | https://www.unikeyic.com/products/circuit-protection-modules/rsb1a120p7pv/997699960.html
RSB1A160B7S | Schneider Electric | 1: 20.358 | HARMONY, INTERFACE PLUG-IN RELAY |  |  |  | RSB1A |  | 60 mA | 400 Ohms | 24VAC |  |  |  | SPDT (1 Form C) | Silver Nickel (AgNi) | 16 A | [6 empty] | - | [9 empty] | 1 (Unlimited) |  | DIN Rail | 19.2 VAC | 3.6 VAC |  |  |  |  | 12 ms |  | -40°C ~ 70°C |  |  |  | Box |  | General Purpose | 10 ms |  | - | Harmony |  |  | 400VAC, 300VDC - Max |  | Screw Terminal | [6 empty] | 5 | https://www.unikeyic.com/media/pdf/PCNObsolescenceEOL/schneider-electric/b3/09/6872/rsb1a160b7s/2025/11/RAL230012-IDSIG.pdf | https://www.unikeyic.com/products/circuit-protection-modules/rsb1a160b7s/997531360.html
RSB1A160F7 | Schneider Electric | 1: 22.4032 10: 17.2122 20: 16.8686 | Schneider Electric RSB1A160F7 Power relay |  |  |  | RSB1A |  | 14.4 mA | 8.36 kOhms | 120VAC |  |  |  | SPDT (1 Form C) | Silver Nickel (AgNi) | 16 A | [6 empty] | - | [9 empty] | 1 (Unlimited) |  | Socketable | - | 18 VAC |  |  |  |  | 20 ms |  | -40°C ~ 70°C |  |  |  | Box |  | General Purpose | 20 ms |  | - | Harmony |  |  | 250VAC, 28VDC - Max |  | Plug In | [6 empty] | 6 | https://www.unikeyic.com/media/about_us/Unikey_ISO_9001_Certification.pdf | https://www.unikeyic.com/products/circuit-protection-modules/rsb1a160f7/997402711.html
RSB1A160U7 | Schneider Electric | 1: 9.984 | HARMONY, INTERFACE PLUG-IN RELAY |  |  |  | RSB1A |  | 7.3 mA | 33 kOhms | 240VAC |  |  |  | SPDT (1 Form C) | Silver Nickel (AgNi) | 16 A | [6 empty] | - | [9 empty] | 1 (Unlimited) |  | Socketable | 192 VAC | 36 VAC |  |  |  |  | 20 ms |  | -40°C ~ 70°C |  |  |  | Box |  | General Purpose | 20 ms |  | - | Harmony |  |  | 250VAC, 300VDC - Max |  | Plug In | [6 empty] | 10 | https://www.unikeyic.com/media/about_us/Unikey_ISO_9001_Certification.pdf | https://www.unikeyic.com/products/circuit-protection-modules/rsb1a160u7/997445027.html
RSB2A080F7 | Schneider Electric | 1: 11.7846 10: 9.3388 20: 9.0238 | Schneider Electric RSB2A080F7 Power relay |  |  |  | RSB2A |  | 14.4 mA | 8.36 kOhms | 120VAC |  |  |  | DPDT (2 Form C) | Silver Nickel (AgNi) | 8 A | [6 empty] | - | [9 empty] | 1 (Unlimited) |  | Socketable | - | 18 VAC |  |  |  |  | 20 ms |  | -40°C ~ 70°C |  |  |  | Box |  | General Purpose | 20 ms | 16613549 | - | Harmony |  |  | 250VAC, 28VDC - Max |  | Plug In | [6 empty] | 38 | https://www.unikeyic.com/media/about_us/Unikey_ISO_9001_Certification.pdf | https://www.unikeyic.com/products/circuit-protection-modules/rsb2a080f7/997450168.html
RSB2A080F7PV | Schneider Electric | 1: 29.3397 | Schneider Electric RSB2A080F7PV | [31 empty] | DIN rail mounting | [31 empty] | 57 | https://www.unikeyic.com/media/about_us/Unikey_ISO_9001_Certification.pdf | https://www.unikeyic.com/products/circuit-protection-modules/rsb2a080f7pv/997603980.html
RSB2A080M7 | Schneider Electric | 1: 7.4478 5: 7.3236 10: 7.1374 |  |  |  |  | RSB2A |  | 6.7 mA | 33 kOhms | 220VAC |  |  |  | DPDT (2 Form C) | Silver Nickel (AgNi) | 8 A | [6 empty] | - | [9 empty] | 1 (Unlimited) |  | Socketable | 176 VAC | 33 VAC |  |  |  |  | 20 ms |  | -40°C ~ 70°C |  |  |  | Box |  | General Purpose | 20 ms |  | - | Harmony |  |  | 250VAC, 300VDC - Max |  | Plug In | [6 empty] | 1 | https://www.unikeyic.com/media/about_us/Unikey_ISO_9001_Certification.pdf | https://www.unikeyic.com/products/circuit-protection-modules/rsb2a080m7/997347431.html
RSB2A080M7PV | Schneider Electric | 1: 31.7072 5: 31.7072 10: 31.7072 | POWER RELAY, DPDT, 220VAC, 8A, SOCKET; Contact Configuration:DPDT; Coil Voltage:220VAC; Contact Current:8A; Product Range:Harmony RSB Series; Relay Mounting:Socket; Coil Type:Non Latching; Contact Vol 12AJ7838 | [63 empty] | 4 | https://www.unikeyic.com/media/about_us/Unikey_ISO_9001_Certification.pdf | https://www.unikeyic.com/products/circuit-protection-modules/rsb2a080m7pv/997701995.html
RSL1AB4ND | Schneider Electric | 1: 12.875 5: 12.36 10: 11.536 20: 11.33 50: 11.33 | INTERFACE RELAY, SPDT, 6A, 60VDC, SOCKET; Contact Configuration:SPDT; Coil Voltage:60VDC; Contact Current:6A; Product Range:Zelio RSL Series; Relay Mounting:Socket; Coil Type:-; Contact Voltage VAC:250VAC; Relay Terminal |  |  |  | RSL1A |  | 3.6 mA | 16.6 kOhms | 60VDC |  |  |  | SPDT (1 Form C) | Silver Tin Oxide (AgSnO) | 6 A | [6 empty] | - | [9 empty] | 1 (Unlimited) |  | Socketable | 45 VDC | 3 VDC |  |  |  |  | 12 ms |  | -40°C ~ 55°C |  |  |  | Box |  | General Purpose | 5 ms |  | - | Harmony |  |  | 277VAC - Max |  | Plug In | [6 empty] | 11 | https://www.unikeyic.com/media/about_us/Unikey_ISO_9001_Certification.pdf | https://www.unikeyic.com/products/circuit-protection-modules/rsl1ab4nd/997434706.html
RSL1GB4BD | Schneider Electric | 1: 13.8903 | Schneider Electric RSL1GB4BD Power relay |  |  |  | RSL1G |  | 7.1 mA | 3.39 kOhms | 24VDC |  |  |  | SPDT (1 Form C) | Silver Tin Oxide (AgSnO) | 6 A | [6 empty] | - | [11 empty] | Through Hole | 18 VDC | 1.2 VDC |  |  |  |  | 12 ms |  | -40°C ~ 55°C |  |  |  | Box |  | General Purpose | 5 ms | 17152183 | - | Harmony |  |  | 277VAC - Max |  | PC Pin | [6 empty] | 31 | https://www.unikeyic.com/media/about_us/Unikey_ISO_9001_Certification.pdf | https://www.unikeyic.com/products/circuit-protection-modules/rsl1gb4bd/997338694.html
RSL1GB4JD | Schneider Electric | 1: 13.8043 | Schneider Electric RSL1GB4JD Power relay |  |  |  | RSL1G |  | 14.2 mA | 848 Ohms | 12VDC |  |  |  | SPDT (1 Form C) | Silver (Ag), Gold (Au) | 6 A | [6 empty] | - | [11 empty] | Through Hole | 9 VDC | 0.6 VDC |  |  |  |  | 12 ms |  | -40°C ~ 55°C |  |  |  | Box |  | General Purpose | 5 ms | 17151101 | - | Harmony |  |  | 277VAC - Max |  | PC Pin | [6 empty] | 8 | https://www.unikeyic.com/media/about_us/Unikey_ISO_9001_Certification.pdf | https://www.unikeyic.com/products/circuit-protection-modules/rsl1gb4jd/997434528.html
RSL1PREU | Schneider Electric | 1: 54.8461 5: 42.1213 10: 41.2794 | Schneider Electric RSL1PREU Interface relay |  |  |  | RSL1P |  | 4.5 mA | 10.6 kOhms | 48VDC |  |  |  | SPDT (1 Form C) | Silver Tin Oxide (AgSnO) | 6 A | [6 empty] | Lighted Indicator | [9 empty] | 1 (Unlimited) |  | DIN Rail | 38.4 VDC | 2.4 VDC |  |  |  |  | 5 ms |  | -40°C ~ 55°C |  |  |  | Box |  | General Purpose | 12 ms |  | - | Harmony |  |  | 277VAC - Max |  | Screw Terminal | [6 empty] | 5 | https://www.unikeyic.com/media/about_us/Unikey_ISO_9001_Certification.pdf | https://www.unikeyic.com/products/circuit-protection-modules/rsl1preu/997372855.html
RSL1PRJU | Schneider Electric | 1: 40.7356 5: 30.9781 10: 30.3598 | Schneider Electric RSL1PRJU Interface relay |  |  |  | RSL1P |  | 14.2 mA | 848 Ohms | 12VDC |  |  |  | SPDT (1 Form C) | Silver Tin Oxide (AgSnO) | 6 A | [6 empty] | Lighted Indicator | [9 empty] | 1 (Unlimited) |  | DIN Rail | - | 0.6 VDC |  |  |  |  | 12 ms |  | -40°C ~ 55°C |  |  |  | Box |  | General Purpose | 5 ms | 16607033 | - | Harmony |  |  | 277VAC - Max |  | Spring Terminal | [6 empty] | 29 | https://www.unikeyic.com/media/about_us/Unikey_ISO_9001_Certification.pdf | https://www.unikeyic.com/products/circuit-protection-modules/rsl1prju/997450380.html
RSL1PVJU | Schneider Electric | 1: 12.4011 5: 12.1944 10: 11.8844 |  |  |  |  | RSL1P |  | 14.2 mA | 848 Ohms | 12VDC |  |  |  | SPDT (1 Form C) | Silver Tin Oxide (AgSnO) | 6 A | [6 empty] | Lighted Indicator | [9 empty] | 1 (Unlimited) |  | DIN Rail | - | 0.6 VDC |  |  |  |  | 12 ms |  | -40°C ~ 55°C |  |  |  | Box |  | General Purpose | 5 ms | 16613937 | - | Harmony |  |  | 277VAC - Max |  | Screw Terminal | [6 empty] | 3 | https://www.unikeyic.com/media/about_us/Unikey_ISO_9001_Certification.pdf | https://www.unikeyic.com/products/circuit-protection-modules/rsl1pvju/997341586.html
RSLZRA1 | Schneider Electric | 1: 6.45 5: 6.3425 10: 6.1812 | [21 empty] | - | RSL1 Series | [8 empty] | 1 (Unlimited) |  | DIN Rail |  |  |  |  | - | [7 empty] | Box | [5 empty] | Harmony |  |  |  |  | Spring Terminal | [6 empty] | 100 | https://www.unikeyic.com/media/about_us/Unikey_ISO_9001_Certification.pdf | https://www.unikeyic.com/products/circuit-protection-modules/rslzra1/997461994.html
RSLZRA2 | Schneider Electric | 1: 24.5298 | Schneider Electric RSLZRA2 Relay base | [20 empty] | - | RSL1 Relays | [10 empty] | DIN Rail |  |  |  |  | - | [7 empty] | Box | [5 empty] | Harmony |  |  |  |  | Spring Terminal | [6 empty] | 6 | https://www.unikeyic.com/media/about_us/Unikey_ISO_9001_Certification.pdf | https://www.unikeyic.com/products/circuit-protection-modules/rslzra2/997395381.html
RUMC21B7 | Schneider Electric | 1: 18.902 | RLY 2CO CYL PINS 10A@250V 24VAC | [31 empty] | Bracket mounting | [31 empty] | 10 | https://www.unikeyic.com/media/about_us/Unikey_ISO_9001_Certification.pdf | https://www.unikeyic.com/products/circuit-protection-modules/rumc21b7/997406355.html
RUMC22F7 | Schneider Electric | 1: 21.1622 | ZELIO RUM, UNIVERSAL PLUGIN RELA | [31 empty] | Bracket mounting | [8 empty] | -40℃~55℃ | [22 empty] | 31 | https://www.unikeyic.com/media/about_us/Unikey_ISO_9001_Certification.pdf | https://www.unikeyic.com/products/circuit-protection-modules/rumc22f7/997427012.html
RUMC31B7 | Schneider Electric | 10: 17.603 | Schneider Electric RUMC31B7 Power Relay | [31 empty] | Bracket mounting | [31 empty] | 40 | https://www.unikeyic.com/media/about_us/Unikey_ISO_9001_Certification.pdf | https://www.unikeyic.com/products/circuit-protection-modules/rumc31b7/997413785.html
RUMC31MD | Schneider Electric | 1: 11.3677 5: 11.1782 10: 10.894 |  |  |  |  | RUMC31 |  | 5.9 mA | 37 kOhms | 220VDC |  |  |  | 3PDT (3 Form C) | Silver Nickel (AgNi) | 10 A | [6 empty] | Test Button | [9 empty] | 1 (Unlimited) |  | Socketable | 176 VDC | 22 VDC |  |  |  |  | 20 ms |  | -40°C ~ 55°C |  |  |  | Box |  | General Purpose | 20 ms | 16606098 | - | Harmony |  |  | 250VAC, 28VDC - Max |  | Plug In | [6 empty] | 2 | https://www.unikeyic.com/media/about_us/Unikey_ISO_9001_Certification.pdf | https://www.unikeyic.com/products/circuit-protection-modules/rumc31md/997389960.html
RUMC31P7 | Schneider Electric | 10: 22.7198 | Schneider Electric RUMC31P7 Power Relay | [31 empty] | Bracket mounting | [8 empty] | -40℃~55℃ | [22 empty] | 10 | https://www.unikeyic.com/media/about_us/Unikey_ISO_9001_Certification.pdf | https://www.unikeyic.com/products/circuit-protection-modules/rumc31p7/997369407.html
RUMC32ED | Schneider Electric | 1: 29.1656 | HARMONY, UNIVERSAL PLUG-IN RELAY |  |  |  | RUMC32 |  | 26.7 mA | 1.8 kOhms | 48VDC |  |  |  | 3PDT (3 Form C) | Silver Nickel (AgNi) | 10 A | [6 empty] | Lighted Indicator, Test Button | [9 empty] | 1 (Unlimited) |  | Socketable | 38.4 VDC | 4.8 VDC |  |  |  |  | 20 ms |  | -40°C ~ 55°C |  |  |  | Box |  | General Purpose | 20 ms | 16605539 | - | Harmony |  |  | 250VAC, 28VDC - Max |  | Plug In | [6 empty] | 10 | https://www.unikeyic.com/media/about_us/Unikey_ISO_9001_Certification.pdf | https://www.unikeyic.com/products/circuit-protection-modules/rumc32ed/997388380.html
RUMC32P7 | Schneider Electric | 10: 21.5122 | Schneider Electric RUMC32P7 Power Relay | [31 empty] | Bracket mounting | [8 empty] | -40℃~55℃ | [22 empty] | 10 | https://www.unikeyic.com/media/about_us/Unikey_ISO_9001_Certification.pdf | https://www.unikeyic.com/products/circuit-protection-modules/rumc32p7/997408421.html
RUMF33F7 | Schneider Electric | 1: 21.71 | HARMONY, UNIVERSAL PLUG-IN RELAY |  |  |  | RUMF33 |  | 70.6 mA | 1.7 kOhms | 120VAC |  |  |  | 3PDT (3 Form C) | Silver Nickel (AgNi) | 10 A | [6 empty] | Lighted Indicator | [9 empty] | 1 (Unlimited) |  | Socketable | 96 VAC | 18 VAC |  |  |  |  | 20 ms |  | -40°C ~ 55°C |  |  |  | Box |  | General Purpose | 20 ms |  | - | Harmony |  |  | 250VAC, 28VDC - Max |  | Plug In | [6 empty] | 4 | https://www.unikeyic.com/media/about_us/Unikey_ISO_9001_Certification.pdf | https://www.unikeyic.com/products/circuit-protection-modules/rumf33f7/997586321.html
RUW240BD | Schneider Electric | 5: 1.4789 20: 1.4542 50: 1.4172 |  |  | Module, LED and/or Protection | [19 empty] | Harmony Series | [8 empty] | 1 (Unlimited) | [14 empty] | Box | [5 empty] | Harmony | [11 empty] | 360 | https://www.unikeyic.com/media/about_us/Unikey_ISO_9001_Certification.pdf | https://www.unikeyic.com/products/circuit-protection-modules/ruw240bd/997358267.html
RUZC200 | Schneider Electric | 5: 0.784 20: 0.7709 50: 0.7513 |  |  | Clip, Hold Down | [19 empty] | Harmony Series | [8 empty] | 1 (Unlimited) | [14 empty] | Box |  |  |  | 16612504 |  | Harmony | [11 empty] | 8 | https://www.unikeyic.com/media/about_us/Unikey_ISO_9001_Certification.pdf | https://www.unikeyic.com/products/circuit-protection-modules/ruzc200/997394771.html
RXG11B7 | Schneider Electric | 1: 9.3161 | Schneider Electric RXG11B7 Power relay |  |  |  | RXG11 |  | 92.3 mA | 260 Ohms | 24VAC |  |  |  | SPDT (1 Form C) | Silver Tin Oxide Indium Oxide (AgSnOInO) | 10 A | [6 empty] | Test Button | [11 empty] | Socketable | 19.2 VAC | 7.2 VAC |  |  |  |  | 20 ms |  | -40°C ~ 70°C |  |  |  | Box |  | General Purpose | 20 ms |  | - | Harmony |  |  | 250VAC, 30VDC - Max |  | Plug In | [6 empty] | 12 | https://www.unikeyic.com/media/about_us/Unikey_ISO_9001_Certification.pdf | https://www.unikeyic.com/products/circuit-protection-modules/rxg11b7/997451999.html
RXG12BDPV | Schneider Electric | 1: 33.3762 | Schneider Electric RXG12BDPV Interface relay | [31 empty] | DIN rail mounting | [31 empty] | 254 | https://www.unikeyic.com/media/about_us/Unikey_ISO_9001_Certification.pdf | https://www.unikeyic.com/products/circuit-protection-modules/rxg12bdpv/997555393.html
RXG12F7 | Schneider Electric | 1: 4.2762 5: 4.205 10: 4.0981 | [64 empty] | 1 | https://www.unikeyic.com/media/about_us/Unikey_ISO_9001_Certification.pdf | https://www.unikeyic.com/products/circuit-protection-modules/rxg12f7/997333688.html
RXG12JD | Schneider Electric | 1: 7.6719 | Schneider Electric RXG12JD Power relay |  |  |  | RXG12 |  |  |  | 12VDC |  |  |  | SPDT (1 Form C) | Silver Tin Oxide Indium Oxide (AgSnOInO) | 10 A | [6 empty] | Lighted Indicator, Test Button | [9 empty] | 1 (Unlimited) |  | Socketable | - | 1.2 VDC |  |  |  |  | 20 ms |  | -40°C ~ 70°C |  |  |  | Box |  | General Purpose | 20 ms | 16613534 | - | Harmony |  |  | 250VAC, 30VDC - Max |  | Plug In | [6 empty] | 26 | https://www.unikeyic.com/media/about_us/Unikey_ISO_9001_Certification.pdf | https://www.unikeyic.com/products/circuit-protection-modules/rxg12jd/997379158.html
RXG13BDPV | Schneider Electric | 1: 31.6879 | Schneider Electric RXG13BDPV Interface relay | [31 empty] | DIN rail mounting | [31 empty] | 191 | https://www.unikeyic.com/media/about_us/Unikey_ISO_9001_Certification.pdf | https://www.unikeyic.com/products/circuit-protection-modules/rxg13bdpv/997661187.html
RXG21B7 | Schneider Electric | 1: 10.499 | Schneider Electric RXG21B7 Power relay |  |  |  | RXG21 |  |  |  | 24VAC |  |  |  | DPDT (2 Form C) | Silver Tin Oxide Indium Oxide (AgSnOInO) | 5 A | [6 empty] | Lighted Indicator | [9 empty] | 1 (Unlimited) |  | Socketable | - | 7.2 VAC |  |  |  |  | 20 ms |  | -40°C ~ 70°C |  |  |  | Box |  | General Purpose | 20 ms | 16612872 | - | Harmony |  |  | 250VAC, 30VDC - Max |  | Plug In | [6 empty] | 15 | https://www.unikeyic.com/media/about_us/Unikey_ISO_9001_Certification.pdf | https://www.unikeyic.com/products/circuit-protection-modules/rxg21b7/997428057.html
RXG21P7PV | Schneider Electric | 1: 27.5538 | Schneider Electric RXG21P7PV | [31 empty] | DIN rail mounting | [31 empty] | 84 | https://www.unikeyic.com/media/about_us/Unikey_ISO_9001_Certification.pdf | https://www.unikeyic.com/products/circuit-protection-modules/rxg21p7pv/997662146.html
RXG22E7 | Schneider Electric | 1: 9.1253 | Schneider Electric RXG22E7 Power relay |  |  |  | RXG22 |  |  |  | 48VAC |  |  |  | DPDT (2 Form C) | Silver Tin Oxide Indium Oxide (AgSnOInO) | 5 A | [6 empty] | Lighted Indicator, Test Button | [9 empty] | 1 (Unlimited) |  | Socketable | 38.4 VAC | 14.4 VAC |  |  |  |  | 20 ms |  | -40°C ~ 70°C |  |  |  | Box |  | General Purpose | 20 ms | 16606179 | - | Harmony |  |  | 250VAC, 30VDC - Max |  | Plug In | [6 empty] | 98 | https://www.unikeyic.com/media/about_us/Unikey_ISO_9001_Certification.pdf | https://www.unikeyic.com/products/circuit-protection-modules/rxg22e7/997439658.html
RXG22F7 | Schneider Electric | 1: 10.3123 | Schneider Electric RXG22F7 Power relay |  |  |  | RXG22 |  | 19 mA | 6.3 kOhms | 120VAC |  |  |  | DPDT (2 Form C) | Silver Tin Oxide Indium Oxide (AgSnOInO) | 5 A | [6 empty] | Lighted Indicator, Test Button | [9 empty] | Not Applicable |  | Socketable | 96 VAC | 36 VAC |  |  |  |  | 20 ms |  | -40°C ~ 70°C |  |  |  | Box |  | General Purpose | 20 ms | 17150684 | - | Harmony |  |  | 250VAC, 30VDC - Max |  | Plug In | [6 empty] | 12 | https://www.unikeyic.com/media/about_us/Unikey_ISO_9001_Certification.pdf | https://www.unikeyic.com/products/circuit-protection-modules/rxg22f7/997362290.html
RXG22P7 | Schneider Electric | 1: 3.9199 5: 3.8545 10: 3.7566 |  |  |  |  | RXG22 |  |  |  | 230VAC |  |  |  | DPDT (2 Form C) | Silver Tin Oxide Indium Oxide (AgSnOInO) | 5 A | [6 empty] | Lighted Indicator, Test Button | [9 empty] | 1 (Unlimited) |  | Socketable | 184 VAC | 69 VAC |  |  |  |  | 20 ms |  | -40°C ~ 70°C |  |  |  | Box |  | General Purpose | 20 ms | 16605188 | - | Harmony |  |  | 250VAC, 30VDC - Max |  | Plug In | [6 empty] | 720 | https://www.unikeyic.com/media/about_us/Unikey_ISO_9001_Certification.pdf | https://www.unikeyic.com/products/circuit-protection-modules/rxg22p7/997427579.html
RXG23B7 | Schneider Electric | 1: 6.5603 | Schneider Electric RXG23B7 Power relay |  |  |  | RXG23 |  |  |  | 24VAC |  |  |  | DPDT (2 Form C) | Silver Tin Oxide Indium Oxide (AgSnOInO) | 5 A | [6 empty] | Lighted Indicator | [9 empty] | 1 (Unlimited) |  | Socketable | 19.2 VAC | 7.2 VAC |  |  |  |  | 20 ms |  | -40°C ~ 70°C |  |  |  | Box |  | General Purpose | 20 ms | 16605304 | - | Harmony |  |  | 250VAC, 30VDC - Max |  | Plug In | [6 empty] | 12 | https://www.unikeyic.com/media/about_us/Unikey_ISO_9001_Certification.pdf | https://www.unikeyic.com/products/circuit-protection-modules/rxg23b7/997431660.html
RXG23P7PV | Schneider Electric | 1: 39.3408 | Schneider Electric RXG23P7PV | [31 empty] | DIN rail mounting | [31 empty] | 41 | https://www.unikeyic.com/media/about_us/Unikey_ISO_9001_Certification.pdf | https://www.unikeyic.com/products/circuit-protection-modules/rxg23p7pv/997644254.html
RXG25BD | Schneider Electric | 1: 4.1295 | Schneider Electric RXG25BD Power relay |  |  |  | RXG25 |  |  |  | 24VDC |  |  |  | DPDT (2 Form C) | Silver Tin Oxide Indium Oxide (AgSnOInO) | 5 A | [6 empty] | - | [9 empty] | 1 (Unlimited) |  | Socketable | 19.2 VDC | 2.4 VDC |  |  |  |  | 20 ms |  | -40°C ~ 70°C |  |  |  | Box |  | General Purpose | 20 ms | 16606604 | - | Harmony |  |  | 250VAC, 30VDC - Max |  | Plug In | [6 empty] | 38 | https://www.unikeyic.com/media/about_us/Unikey_ISO_9001_Certification.pdf | https://www.unikeyic.com/products/circuit-protection-modules/rxg25bd/997340037.html
RXM021FP | Schneider Electric | 1: 3.559 | Schneider Electric RXM021FP |  | Module, LED and/or Protection | [19 empty] | Harmony Series | [8 empty] | 1 (Unlimited) | [14 empty] | Box |  |  |  | 16614292 |  | Harmony | [11 empty] | 4 | https://www.unikeyic.com/media/about_us/Unikey_ISO_9001_Certification.pdf | https://www.unikeyic.com/products/circuit-protection-modules/rxm021fp/997348761.html
RXM2AB1E7 | Schneider Electric | 1: 9.8572 | Schneider Electric RXM2AB1E7 Power relay |  |  |  | RXM2A |  | 67.6 mA | 710 Ohms | 48VAC |  |  |  | DPDT (2 Form C) | Silver Nickel (AgNi) | 12 A | [6 empty] | Test Button | [9 empty] | 1 (Unlimited) |  | Socketable | 38.4 VAC | 7.2 VAC |  |  |  |  | 20 ms |  | -40°C ~ 55°C |  |  |  | Box |  | General Purpose | 20 ms |  | - | Harmony |  |  | 250VAC, 28VDC - Max |  | Plug In | [6 empty] | 22 | https://www.unikeyic.com/media/about_us/Unikey_ISO_9001_Certification.pdf | https://www.unikeyic.com/products/circuit-protection-modules/rxm2ab1e7/997426533.html
RXM2AB1FD | Schneider Electric | 1: 6.5213 5: 6.4126 10: 6.2495 |  |  |  |  | RXM2A |  | 8.2 mA | 13.44 kOhms | 110VDC |  |  |  | DPDT (2 Form C) | Silver Nickel (AgNi) | 12 A | [6 empty] | Test Button | [9 empty] | 1 (Unlimited) |  | Socketable | 88 VDC | 11 VDC |  |  |  |  | 20 ms |  | -40°C ~ 55°C |  |  |  | Box |  | General Purpose | 20 ms |  | - | Harmony |  |  | 250VAC, 28VDC - Max |  | Plug In | [6 empty] | 3 | https://www.unikeyic.com/media/about_us/Unikey_ISO_9001_Certification.pdf | https://www.unikeyic.com/products/circuit-protection-modules/rxm2ab1fd/997362508.html
RXM2AB2B7PVM | Schneider Electric | 1: 28.6384 5: 28.6384 10: 28.127 20: 28.127 | POWER RELAY, DPDT, 24VAC, 10A, SOCKET; Contact Configuration:DPDT; Coil Voltage:24VAC; Contact Current:10A; Product Range:Harmony RXM Series; Relay Mounting:Socket; Coil Type:Non Latching; Contact Voltage VAC:250V 12AJ78 |  |  |  | RXM2A |  | 133.3 mA | 180 Ohms | 24VAC |  |  |  | DPDT (2 Form C) | Silver Nickel (AgNi) | 10 A | [6 empty] | - | [9 empty] | Not Applicable |  | DIN Rail | 19.2 VAC | 7.2 VAC |  |  |  |  | 20 ms |  | -40°C ~ 55°C |  |  |  | Box |  | General Purpose | 20 ms | 17150699 | - | Harmony |  |  | 250VAC, 28VDC - Max |  | Screw Terminal | [6 empty] | 8 | https://www.unikeyic.com/media/about_us/Unikey_ISO_9001_Certification.pdf | https://www.unikeyic.com/products/circuit-protection-modules/rxm2ab2b7pvm/997646251.html
RXM2AB2BDPVS | Schneider Electric | 1: 37.6274 | Schneider Electric RXM2AB2BDPVS Interface relay |  |  |  | RXM2A |  | 36.9 mA | 650 Ohms | 24VDC |  |  |  | DPDT (2 Form C) | Silver Nickel (AgNi) | 12 A | [6 empty] | Lighted Indicator, Test Button | [11 empty] | DIN Rail | 19.2 VDC | 2.4 VDC |  |  |  |  | 20 ms |  | -40°C ~ 55°C |  |  |  | Box |  | General Purpose | 20 ms | 17150689 | - | Harmony |  |  | 250VAC, 28VDC - Max |  | Screw Terminal | [6 empty] | 108 | https://www.unikeyic.com/media/about_us/Unikey_ISO_9001_Certification.pdf | https://www.unikeyic.com/products/circuit-protection-modules/rxm2ab2bdpvs/997586921.html
RXM2AB2ED | Schneider Electric | 1: 10.5577 | Schneider Electric RXM2AB2ED Power relay |  |  |  | RXM2A |  | 18.8 mA | 2.56 kOhms | 48VDC |  |  |  | DPDT (2 Form C) | Silver Nickel (AgNi) | 12 A | [6 empty] | Lighted Indicator, Test Button | [9 empty] | 1 (Unlimited) |  | Socketable | 38.4 VDC | 4.8 VDC |  |  |  |  | 20 ms |  | -40°C ~ 55°C |  |  |  | Box |  | General Purpose | 20 ms | 16606158 | - | Harmony |  |  | 250VAC, 28VDC - Max |  | Plug In | [6 empty] | 39 | https://www.unikeyic.com/media/about_us/Unikey_ISO_9001_Certification.pdf | https://www.unikeyic.com/products/circuit-protection-modules/rxm2ab2ed/997382797.html
RXM2AB3BD | Schneider Electric | 1: 10.09 | Schneider Electric RXM2AB3BD Power relay |  |  |  | RXM2A |  | 36.9 mA | 650 Ohms | 24VDC |  |  |  | DPDT (2 Form C) | Silver Nickel (AgNi) | 10 A | [6 empty] | Lighted Indicator | [9 empty] | 1 (Unlimited) |  | Socketable | 19.2 VDC | 2.4 VDC |  |  |  |  | 20 ms |  | -40°C ~ 55°C |  |  |  | Box |  | General Purpose | 20 ms | 16612476 | - | Harmony |  |  | 250VAC, 28VDC - Max |  | Plug In | [6 empty] | 39 | https://www.unikeyic.com/media/about_us/Unikey_ISO_9001_Certification.pdf | https://www.unikeyic.com/products/circuit-protection-modules/rxm2ab3bd/997369499.html
RXM2LB2F7 | Schneider Electric | 1: 3.5101 5: 3.4516 10: 3.3638 | [64 empty] | 1002 | https://www.unikeyic.com/media/about_us/Unikey_ISO_9001_Certification.pdf | https://www.unikeyic.com/products/circuit-protection-modules/rxm2lb2f7/997368387.html
RXM3AB1B7 | Schneider Electric | 1: 10.7926 | Schneider Electric RXM3AB1B7 Power relay |  |  |  | RXM3A |  | 133.3 mA | 180 Ohms | 24VAC |  |  |  | 3PDT (3 Form C) | Silver Nickel (AgNi) | 10 A | [6 empty] | Test Button | [9 empty] | 1 (Unlimited) |  | Socketable | 19.2 VAC | 3.6 VAC |  |  |  |  | 20 ms |  | -40°C ~ 55°C |  |  |  | Box |  | General Purpose | 20 ms |  | - | Harmony |  |  | 250VAC, 28VDC - Max |  | Plug In | [6 empty] | 37 | https://www.unikeyic.com/media/about_us/Unikey_ISO_9001_Certification.pdf | https://www.unikeyic.com/products/circuit-protection-modules/rxm3ab1b7/997359998.html
RXM3AB1BD | Schneider Electric | 1: 4.401 5: 4.3276 10: 4.2176 |  |  |  |  | RXM3A |  | 36.9 mA | 650 Ohms | 24VDC |  |  |  | 3PDT (3 Form C) | Silver Nickel (AgNi) | 6.7 A | [6 empty] | Lighted Indicator | [9 empty] | 1 (Unlimited) |  | Socketable | 19.2 VDC | 2.4 VDC |  |  |  |  | 20 ms |  | -40°C ~ 55°C |  |  |  | Box |  | General Purpose | 20 ms |  | - | Harmony |  |  | 250VAC, 28VDC - Max |  | Plug In | [6 empty] | 48 | https://www.unikeyic.com/media/about_us/Unikey_ISO_9001_Certification.pdf | https://www.unikeyic.com/products/circuit-protection-modules/rxm3ab1bd/997448511.html
RXM3AB1P7 | Schneider Electric | 1: 11.1408 | Schneider Electric RXM3AB1P7 Power relay |  |  |  | RXM3A |  | 15.3 mA | 15 kOhms | 230VAC |  |  |  | 3PDT (3 Form C) | Silver Nickel (AgNi) | 10 A | [6 empty] | Test Button | [9 empty] | 1 (Unlimited) |  | Socketable | 184 VAC | 34.5 VAC |  |  |  |  | 20 ms |  | -40°C ~ 55°C |  |  |  | Box |  | General Purpose | 20 ms | 16606941 | - | Harmony |  |  | 250VAC, 28VDC - Max |  | Plug In | [6 empty] | 24 | https://www.unikeyic.com/media/about_us/Unikey_ISO_9001_Certification.pdf | https://www.unikeyic.com/products/circuit-protection-modules/rxm3ab1p7/997421499.html
RXM3AB2F7 | Schneider Electric | 1: 12.3425 | Schneider Electric RXM3AB2F7 Power relay |  |  |  | RXM3A |  | 27.1 mA | 4.43 kOhms | 120VAC |  |  |  | 3PDT (3 Form C) | Silver Nickel (AgNi) | 6.7 A | [6 empty] | Lighted Indicator, Test Button | [9 empty] | 1 (Unlimited) |  | Socketable | 96 VAC | 18 VAC |  |  |  |  | 20 ms |  | -40°C ~ 55°C |  |  |  | Box |  | General Purpose | 20 ms | 16613572 | - | Harmony |  |  | 250VAC, 28VDC - Max |  | Plug In | [6 empty] | 26 | https://www.unikeyic.com/media/about_us/Unikey_ISO_9001_Certification.pdf | https://www.unikeyic.com/products/circuit-protection-modules/rxm3ab2f7/997442879.html
RXM4AB1B7 | Schneider Electric | 1: 12.9625 5: 12.444 10: 11.6144 20: 11.407 50: 11.407 | RELAY, 4PDT, 250VAC, 6A; Contact Configuration:4PDT; Coil Voltage:24VAC; Contact Current:6A; Product Range:Zelio RXM Series; Relay Mounting:Socket; Coil Type:-; Contact Voltage VAC:250VAC; Relay Terminals:Quick Connect; |  |  |  | RXM4A |  | 133.3 mA | 180 Ohms | 24VAC |  |  |  | 4PDT (4 Form C) | Silver Nickel (AgNi) | 5 A | [6 empty] | Lighted Indicator | [9 empty] | 1 (Unlimited) |  | Socketable | 19.2 VAC | 3.6 VAC |  |  |  |  | 20 ms |  | -40°C ~ 55°C |  |  |  | Box |  | General Purpose | 20 ms | 16613643 | - | Harmony |  |  | 250VAC, 28VDC - Max |  | Plug In | [6 empty] | 64 | https://www.unikeyic.com/media/about_us/Unikey_ISO_9001_Certification.pdf | https://www.unikeyic.com/products/circuit-protection-modules/rxm4ab1b7/997427554.html
RXM4AB1BDPVM | Schneider Electric | 3: 38.5676 5: 36.4563 10: 34.5532 | [32 empty] | DIN rail mounting | [31 empty] | 15 | https://www.unikeyic.com/media/about_us/Unikey_ISO_9001_Certification.pdf | https://www.unikeyic.com/products/circuit-protection-modules/rxm4ab1bdpvm/997483518.html
RXM4AB1P7PVM | Schneider Electric | 1: 19.3581 10: 18.8229 | [64 empty] | 28 | https://www.unikeyic.com/media/about_us/Unikey_ISO_9001_Certification.pdf | https://www.unikeyic.com/products/circuit-protection-modules/rxm4ab1p7pvm/997588163.html
RXM4AB1P7PVS | Schneider Electric | 1: 27.0368 5: 27.0368 10: 26.554 20: 26.554 | POWER RELAY, 4PDT, 230VAC, 6A, SOCKET; Contact Configuration:4PDT; Coil Voltage:230VAC; Contact Current:6A; Product Range:Harmony RXM Series; Relay Mounting:Socket; Coil Type:Non Latching; Contact Voltage VAC:250V 12AJ78 | [63 empty] | 20 | https://www.unikeyic.com/media/about_us/Unikey_ISO_9001_Certification.pdf | https://www.unikeyic.com/products/circuit-protection-modules/rxm4ab1p7pvs/997481125.html
RXM4AB2BDPVM | Schneider Electric | 1: 41.0229 | Schneider Electric RXM4AB2BDPVM Interface relay | [31 empty] | DIN rail mounting | [31 empty] | 14 | https://www.unikeyic.com/media/about_us/Unikey_ISO_9001_Certification.pdf | https://www.unikeyic.com/products/circuit-protection-modules/rxm4ab2bdpvm/997654162.html
RXM4AB2ED | Schneider Electric | 1: 15.0333 | Schneider Electric RXM4AB2ED Power relay |  |  |  | RXM4A |  | 18.8 mA | 2.56 kOhms | 48VDC |  |  |  | 4PDT (4 Form C) | Silver Nickel (AgNi) | 6 A | [6 empty] | Lighted Indicator, Test Button | [9 empty] | 1 (Unlimited) |  | Socketable | 38.4 VDC | 4.8 VDC |  |  |  |  | 20 ms |  | -40°C ~ 55°C |  |  |  | Box |  | General Purpose | 20 ms | 16605657 | - | Harmony |  |  | 250VAC, 28VDC - Max |  | Plug In | [6 empty] | 3 | https://www.unikeyic.com/media/about_us/Unikey_ISO_9001_Certification.pdf | https://www.unikeyic.com/products/circuit-protection-modules/rxm4ab2ed/997433448.html
RXM4AB2P7PVM | Schneider Electric | 1: 39.2402 | Schneider Electric RXM4AB2P7PVM Interface relay | [27 empty] | 26.9mm(Length)*79mm(height) |  |  |  | DIN rail mounting | [8 empty] | -40℃~85℃ | [22 empty] | 35 | https://www.unikeyic.com/media/about_us/Unikey_ISO_9001_Certification.pdf | https://www.unikeyic.com/products/circuit-protection-modules/rxm4ab2p7pvm/997618842.html
RXM4AB3ED | Schneider Electric | 1: 14.6724 | HARMONY, MINIATURE PLUG-IN RELAY |  |  |  | RXM4A |  | 18.8 mA | 2.56 kOhms | 48VDC |  |  |  | 4PDT (4 Form C) | Silver Nickel (AgNi) | 6 A | [6 empty] | Lighted Indicator | [9 empty] | 1 (Unlimited) |  | Socketable | 38.4 VDC | 4.8 VDC |  |  |  |  | 20 ms |  | -40°C ~ 55°C |  |  |  | Box |  | General Purpose | 20 ms |  | - | Harmony |  |  | 250VAC, 28VDC - Max |  | Plug In | [6 empty] | 115 | https://www.unikeyic.com/media/about_us/Unikey_ISO_9001_Certification.pdf | https://www.unikeyic.com/products/circuit-protection-modules/rxm4ab3ed/997588447.html
RXM4GB2E7 | Schneider Electric | 1: 14.5132 | Schneider Electric RXM4GB2E7 Power relay |  |  |  | RXM4G |  | 67.6 mA | 710 Ohms | 48VAC |  |  |  | 4PDT (4 Form C) | Silver (Ag), Gold (Au) | 3 A | [6 empty] | Lighted Indicator, Test Button | [11 empty] | Socketable | 38.4 VAC | 7.2 VAC |  |  |  |  | 20 ms |  | -40°C ~ 55°C |  |  |  | Box |  | General Purpose | 20 ms |  | - | Harmony |  |  | 250VAC, 28VDC - Max |  | Plug In | [6 empty] | 11 | https://www.unikeyic.com/media/about_us/Unikey_ISO_9001_Certification.pdf | https://www.unikeyic.com/products/circuit-protection-modules/rxm4gb2e7/997368209.html
RXM4GB2F7 | Schneider Electric | 1: 13.8232 | Schneider Electric RXM4GB2F7 Power relay |  |  |  | RXM4G |  | 27.1 mA | 4.43 kOhms | 120VAC |  |  |  | 4PDT (4 Form C) | Silver (Ag), Gold (Au) | 3 A | [6 empty] | Lighted Indicator, Test Button | [9 empty] | 1 (Unlimited) |  | Socketable | 96 VAC | 18 VAC |  |  |  |  | 20 ms |  | -40°C ~ 55°C |  |  |  | Box |  | General Purpose | 20 ms |  | - | Harmony |  |  | 250VAC, 28VDC - Max |  | Plug In | [6 empty] | 9 | https://www.unikeyic.com/media/about_us/Unikey_ISO_9001_Certification.pdf | https://www.unikeyic.com/products/circuit-protection-modules/rxm4gb2f7/997399108.html
RXM4GB3FD | Schneider Electric | 10: 10.2592 | HARMONY, MINIATURE PLUG-IN RELAY |  |  |  | RXM4G |  | 8.2 mA | 13.44 kOhms | 110VDC |  |  |  | 4PDT (4 Form C) | Silver (Ag), Gold (Au) | 3 A | [6 empty] | Lighted Indicator | [9 empty] | 1 (Unlimited) |  | Socketable | 88 VDC | 11 VDC |  |  |  |  | 20 ms |  | -40°C ~ 55°C |  |  |  | Box |  | General Purpose | 20 ms | 16605329 | - | Harmony |  |  | 250VAC, 28VDC - Max |  | Plug In | [6 empty] | 10 | https://www.unikeyic.com/media/about_us/Unikey_ISO_9001_Certification.pdf | https://www.unikeyic.com/products/circuit-protection-modules/rxm4gb3fd/997620660.html
RXM4LB1B7 | Schneider Electric | 1: 3.813 5: 3.7494 10: 3.6541 | [28 empty] | 21mm(Length)*27mm(height) |  |  |  | Through hole mounting | [31 empty] | 77 | https://www.unikeyic.com/media/about_us/Unikey_ISO_9001_Certification.pdf | https://www.unikeyic.com/products/circuit-protection-modules/rxm4lb1b7/997355931.html
RXM4LB2F7 | Schneider Electric | 1: 93.757 | Schneider Electric RXM4LB2F7 | [27 empty] | 21mm(Length)*27mm(height) |  |  |  | Through hole mounting | [31 empty] | 19 | https://www.unikeyic.com/media/about_us/Unikey_ISO_9001_Certification.pdf | https://www.unikeyic.com/products/circuit-protection-modules/rxm4lb2f7/997394574.html
RXZ400 | Schneider Electric | 5: 0.1782 20: 0.1752 50: 0.1708 |  |  | Clip, Hold Down | [19 empty] | Harmony Series | [8 empty] | 1 (Unlimited) | [14 empty] | Box |  |  |  | 16614537 |  | Harmony | [11 empty] | 3000 | https://www.unikeyic.com/media/about_us/Unikey_ISO_9001_Certification.pdf | https://www.unikeyic.com/products/circuit-protection-modules/rxz400/997373248.html
RXZE14P | Schneider Electric | 1: 13.675 5: 12.2528 10: 12.2528 20: 12.034 50: 12.034 | RELAY SOCKET, 14PIN, 250V, DIN RAIL; Socket Mounting:DIN Rail; Socket Terminals:Spring Clamp; No. of Pins:14Pins; Current Rating:-; Voltage Rating:250V; Product Range:Harmony RXZ Series 12AJ8172 | [31 empty] | DIN rail mounting | [31 empty] | 59 | https://www.unikeyic.com/media/about_us/Unikey_ISO_9001_Certification.pdf | https://www.unikeyic.com/products/circuit-protection-modules/rxze14p/997393571.html
RXZE2S111M | Schneider Electric | 1: 2.3163 5: 2.2777 10: 2.2198 | [21 empty] | - | Harmony Series | [8 empty] | 1 (Unlimited) |  | DIN Rail |  |  |  |  | 11 | [7 empty] | Box | [5 empty] | Harmony |  |  |  |  | Screw Terminal | [6 empty] | 267 | https://www.unikeyic.com/media/about_us/Unikey_ISO_9001_Certification.pdf | https://www.unikeyic.com/products/circuit-protection-modules/rxze2s111m/997454590.html
RXZR335 | Schneider Electric | 5: 0.3029 20: 0.2979 50: 0.2903 |  |  | Clip, Hold Down | [19 empty] | Harmony Series | [8 empty] | 1 (Unlimited) | [14 empty] | Box |  |  |  | 16614017 |  | Harmony | [11 empty] | 2400 | https://www.unikeyic.com/media/about_us/Unikey_ISO_9001_Certification.pdf | https://www.unikeyic.com/products/circuit-protection-modules/rxzr335/997412953.html
RXZS2 | Schneider Electric | 10: 0.1604 50: 0.1577 100: 0.1537 | [64 empty] | 150 | https://www.unikeyic.com/media/about_us/Unikey_ISO_9001_Certification.pdf | https://www.unikeyic.com/products/circuit-protection-modules/rxzs2/997441346.html
RZM021BN | Schneider Electric | 1: 3.5635 5: 3.5041 10: 3.415 |  |  | Module, LED and/or Protection | [19 empty] | Harmony RSZ, Harmony RGZ Socket | [8 empty] | 1 (Unlimited) | [14 empty] | Box | [5 empty] | Harmony | [11 empty] | 28 | https://www.unikeyic.com/media/about_us/Unikey_ISO_9001_Certification.pdf | https://www.unikeyic.com/products/circuit-protection-modules/rzm021bn/997395800.html
RZM021RB | Schneider Electric | 1: 11.3025 | HARMONY, PROTECTION MODULE, VARI | [63 empty] | 8 | https://www.unikeyic.com/media/about_us/Unikey_ISO_9001_Certification.pdf | https://www.unikeyic.com/products/circuit-protection-modules/rzm021rb/997350209.html
SC841110 | celduc | 1: 59.4295 25: 57.0543 100: 54.679 | Celduc Solid State Relay SC8 Series Panel Mount 12A 280VAC |  |  |  |  | SPST-NO (1 Form A) | [23 empty] | 12 A |  | 1 (Unlimited) |  | Chassis Mount | [9 empty] | AC, Zero Cross |  | Hockey Puck | Box | [5 empty] | - |  | - |  |  | - |  |  |  | 4 ~ 30VDC | 12 V ~ 280 V |  | 110 | https://www.unikeyic.com/media/datasheet/70/c3/e9e2/70/9c4c2858aac9ee51a83e918f1bed9ca4.pdf | https://www.unikeyic.com/products/circuit-protection-modules/sc841110/29535744.html
SC864110 | celduc | 1: 116.0363 5: 116.0363 10: 116.0363 | Celduc Solid State Relay, SC8 Series, Panel Mount, 50A Max Load, 520Vrms Max Load |  |  |  |  | SPST-NO (1 Form A) | [23 empty] | 50 A |  | 1 (Unlimited) |  | Chassis Mount | [9 empty] | AC, Zero Cross |  | Hockey Puck | Box | [5 empty] | - |  | - |  |  | - |  |  |  | 5 ~ 30VDC | 24 V ~ 520 V |  | 26 | https://www.unikeyic.com/media/datasheet/2e/ea/8da0/82/d6fa138811b22504ab08ec9bfa90710f.pdf | https://www.unikeyic.com/products/circuit-protection-modules/sc864110/30021342.html
SCC20506 | celduc | 1: 88.4912 | Celduc Solid State Relay SCC Series Panel Mount 5A 60V DC |  |  |  |  | SPST-NO (1 Form A) | [23 empty] | 5 A |  | 1 (Unlimited) |  | Chassis Mount | [9 empty] | DC |  | Hockey Puck | Box |  |  |  | 14310922 |  | - |  | - |  |  | - |  |  |  | 10 ~ 32VDC | 2 V ~ 60 V |  | 19 | https://www.unikeyic.com/media/datasheet/f3/86/c8ce/f3/94158293cafdadc4f62caef597ef4a2e.pdf | https://www.unikeyic.com/products/circuit-protection-modules/scc20506/483854.html
SEA91252 | Schneider Electric | 1: 70.4302 | 2P Isolator Switch, DIN Rail Mount, Panel Mount | [31 empty] | DINRail installation, panel mount | [31 empty] | 40 | https://www.unikeyic.com/media/about_us/Unikey_ISO_9001_Certification.pdf | https://www.unikeyic.com/products/circuit-protection-modules/sea91252/997758140.html
SEA91253N | Schneider Electric | 1: 204.8252 | Schneider Electric SEA91253N Isolating switch | [31 empty] | DIN rail mounting | [8 empty] | -35℃~70℃ | [22 empty] | 1 | https://www.unikeyic.com/media/about_us/Unikey_ISO_9001_Certification.pdf | https://www.unikeyic.com/products/circuit-protection-modules/sea91253n/997738914.html
SEA9BN8PEV | Schneider Electric | 1: 574.0684 | Schneider Electric SEA9BN8PEV Switchboard | [63 empty] | 3 | https://www.unikeyic.com/media/about_us/Unikey_ISO_9001_Certification.pdf | https://www.unikeyic.com/products/circuit-protection-modules/sea9bn8pev/997547248.html
SEA9BNEX034N | Schneider Electric | 1: 390.9106 | Schneider Electric SEA9BNEX034N Switchboard | [63 empty] | 5 | https://www.unikeyic.com/media/about_us/Unikey_ISO_9001_Certification.pdf | https://www.unikeyic.com/products/circuit-protection-modules/sea9bnex034n/997483955.html
SEA9TB1254 | Schneider Electric | 1: 71.1168 | Schneider Electric SEA9TB1254 Terminal block | [63 empty] | 1 | https://www.unikeyic.com/media/about_us/Unikey_ISO_9001_Certification.pdf | https://www.unikeyic.com/products/circuit-protection-modules/sea9tb1254/997570736.html
SGT8879200 | celduc | 1: 178.8682 | Celduc SGT8879200 Solid State Relay |  |  |  |  | SPST-NO (1 Form A) | [23 empty] | 75 A |  | 1 (Unlimited) |  | Chassis Mount | [5 empty] | 4.5 mOhms |  |  |  | AC, Zero Cross |  | Module | Box |  |  |  | 14310788 |  | - |  | - |  |  | - |  |  |  | 90 ~ 280VAC/DC | 24 V ~ 640 V |  | 10 | https://www.unikeyic.com/media/about_us/Unikey_ISO_9001_Certification.pdf | https://www.unikeyic.com/products/circuit-protection-modules/sgt8879200/1031546.html
SILD865170 | celduc | 1: 129.4144 5: 124.4336 10: 121.9372 | Celduc Solid State Relay, SILD Series, DIN Rail, 32A Max Load Current, 510Vrms Max Load Voltage |  |  |  |  | SPST-NO (1 Form A) | [23 empty] | 32 A |  | 1 (Unlimited) |  | Chassis Mount | [5 empty] | 2 Ohms |  |  |  | AC, Zero Cross |  | Module | Box | [5 empty] | Celpac® |  | - |  |  | - |  |  |  | 3.5 ~ 32VDC | 150 V ~ 510 V |  | 55 | https://www.unikeyic.com/media/pdf/HTMLDatasheet/celduc/2e/43/b46f/sild865170/2025/11/sild865170.pdf | https://www.unikeyic.com/products/circuit-protection-modules/sild865170/27889013.html
SKA10440 | celduc | 1: 44.982 10: 43.2842 | Solid State Relay 3mA 10V DC-IN 0.03A 10V AC-OUT 4-Pin |  |  |  |  | SPST-NO (1 Form A) | [23 empty] | 5 A |  | 1 (Unlimited) |  | Through Hole | [5 empty] | 40 mOhms |  |  |  | AC, Zero Cross |  | 4-SIP | Box |  |  |  | 14310697 |  | - |  | 4-SIP |  |  | - |  |  |  | 5VDC | 12 V ~ 460 V |  | 20 | https://www.unikeyic.com/media/datasheet/2e/ea/8da0/f2/fe08a31df5703f84c1dc3e10f1ed2dd1.pdf | https://www.unikeyic.com/products/circuit-protection-modules/ska10440/30270945.html
SKA20440 | celduc | 1: 39.4218 10: 38.2341 100: 37.0586 | Solid State Relay, 30V DC-IN, 30V AC-OUT, 3mA, 0.03A, 4-Pin |  |  |  |  | SPST-NO (1 Form A) | [23 empty] | 5 A |  | 1 (Unlimited) |  | Through Hole | [5 empty] | 40 mOhms |  |  |  | AC, Zero Cross |  | 4-SIP | Tube | [5 empty] | - |  | 4-SIP |  |  | - |  |  |  | 4 ~ 30VDC | 12 V ~ 460 V |  | 43 | https://www.unikeyic.com/media/datasheet/ac/de/0db5/acde0db5235ed86708682e6ee6bc3d3b.pdf | https://www.unikeyic.com/products/circuit-protection-modules/ska20440/1156442.html
SKA20441 | celduc | 1: 41.4966 | Solid State Relay, 30V DC-IN, 30V AC-OUT, 3mA, 0.03A, 4-Pin |  |  |  |  | SPST-NO (1 Form A) | [23 empty] | 5 A |  | 1 (Unlimited) |  | Through Hole | [5 empty] | 40 mOhms |  |  |  | AC |  | 4-SIP | Box |  |  |  | 14310975 |  | - |  | 4-SIP |  |  | - |  |  |  | 3 ~ 30VDC | 12 V ~ 460 V |  | 18 | https://www.unikeyic.com/media/datasheet/65/d1/2e7b/65/23a612c2e7df9158851c391909dc77d4.pdf | https://www.unikeyic.com/products/circuit-protection-modules/ska20441/189655.html
SKH10240 | celduc | 1: 68.0937 | PCB 10A/400Vac/Ctrl 4-14V/450 |  |  |  |  | SPST-NO (1 Form A) | [23 empty] | 10 A |  | 1 (Unlimited) |  | Through Hole | [9 empty] | AC, Zero Cross |  | 4-SIP | Box | [5 empty] | - |  | 4-SIP |  |  | - |  |  |  | 12VDC | 24 V ~ 600 V |  | 40 | https://www.unikeyic.com/media/datasheet/5c/05/162a/5c05162af9e867c9f9dd7d0ee9426d3f.pdf | https://www.unikeyic.com/products/circuit-protection-modules/skh10240/29947241.html
SKH20240 | celduc | 1: 74.196 10: 73.8169 | SPST- (1 Form A) 4-SIP |  |  |  |  | SPST-NO (1 Form A) | [23 empty] | 10 A |  | 1 (Unlimited) |  | Through Hole | [9 empty] | AC, Zero Cross |  | 4-SIP | Box | [5 empty] | - |  | 4-SIP |  |  | - |  |  |  | 24VDC | 24 V ~ 600 V |  | 38 | https://www.unikeyic.com/media/about_us/Unikey_ISO_9001_Certification.pdf | https://www.unikeyic.com/products/circuit-protection-modules/skh20240/30422145.html
SKL20241 | celduc | 1: 57.0415 | Solid State Relay, 4-Pin |  |  |  |  | SPST-NO (1 Form A) | [23 empty] | 25 A |  | 1 (Unlimited) |  | Through Hole | [9 empty] | AC |  | 4-SIP | Box | [5 empty] | - |  | 4-SIP |  |  | - |  |  |  | 24VDC | 24 V ~ 600 V |  | 20 | https://www.unikeyic.com/media/datasheet/0b/e1/6d8e/0be16d8e088e9b2446d96d356694b214.pdf | https://www.unikeyic.com/products/circuit-protection-modules/skl20241/33864925.html
SLD03205 | celduc | 1: 28.5832 5: 28.5832 10: 28.0728 20: 27.5624 50: 27.5624 | Solid State Relay DC-IN 1000A 24V DC-OUT 4-Pin |  |  |  |  | SPST-NO (1 Form A) | [23 empty] | 4 A |  | 1 (Unlimited) |  | Through Hole | [5 empty] | 120 mOhms |  |  |  | DC |  | 4-SIP | Box | [5 empty] | - |  | 4-SIP |  |  | - |  |  |  | 24VDC | 0 V ~ 32 V |  | 37 | https://www.unikeyic.com/media/datasheet/f0/35/b599/f035b59965d9c425a328824679824bad.pdf | https://www.unikeyic.com/products/circuit-protection-modules/sld03205/30259129.html
SMCW6151 | celduc | 1: 735.1375 | Celduc SMCW6151 Solid State Relay | [20 empty] | - | - | [8 empty] | 1 (Unlimited) |  | Chassis Mount | [8 empty] | -40°C ~ 100°C |  |  |  | Box | [5 empty] | - | [9 empty] | 200 ~ 480V | 10 ~ 24VDC | 2 | https://www.unikeyic.com/media/pdf/HTMLDatasheet/celduc/5e/6f/e332/smcw6151/2025/11/smcw6151.pdf | https://www.unikeyic.com/products/circuit-protection-modules/smcw6151/24873125.html
SMT8628521 | celduc | 1: 195.2574 | Three Phase Power Solid State Relay |  |  |  |  | SPST-NO (1 Form A) | [23 empty] | 17 A |  | 1 (Unlimited) |  | Chassis Mount | [5 empty] | 20 mOhms |  |  |  | AC, Zero Cross |  | Module | Box |  |  |  | 14310966 |  | Sightpac® |  | - |  |  | - |  |  |  | 24 ~ 255VAC/DC | 24 V ~ 520 V |  | 32 | https://www.unikeyic.com/media/datasheet/5e/48/af33/5e/8d852eb3e94e5b670f4c3e1d4e1ad2a4.pdf | https://www.unikeyic.com/products/circuit-protection-modules/smt8628521/30396128.html
SO467420 | celduc | 2: 182.2824 6: 172.7775 10: 170.7195 20: 167.9055 50: 164.2095 100: 162.1515 | SPST- (1 Form A) |  |  |  |  | SPST-NO (1 Form A) | [23 empty] | 75 A |  | 1 (Unlimited) |  | Chassis Mount | [5 empty] | 4.5 mOhms |  |  |  | AC |  | Module | Box |  |  |  | 14310825 |  | okpac® |  | - |  |  | - |  |  |  | 4mA ~ 20mA (Current Loop) | 200 V ~ 480 V |  | 3 | https://www.unikeyic.com/media/datasheet/2e/ea/8da0/ec/5ecde7d3b6a01d935ca253548632c269.pdf | https://www.unikeyic.com/products/circuit-protection-modules/so467420/96389.html
SO745090 | celduc | 1: 57.385 5: 53.2656 19: 50.274 38: 50.148 57: 50.022 114: 49.896 266: 49.7805 | Celduc Solid State Relay SO7 Series Panel Mount 50A 275VAC |  |  |  |  | SPST-NO (1 Form A) | [23 empty] | 50 A |  | 1 (Unlimited) |  | Chassis Mount | [5 empty] | 7.5 mOhms |  |  |  | AC |  | Module | Box | [5 empty] | okpac® |  | - |  |  | - |  |  |  | 3 ~ 32VDC | 12 V ~ 275 V |  | 10 | https://www.unikeyic.com/media/datasheet/15/c2/6396/15c26396654dac3970ad591689205b0b.pdf | https://www.unikeyic.com/products/circuit-protection-modules/so745090/32051627.html
SO765090 | celduc | 1: 95.9767 5: 95.9767 10: 95.9767 | Celduc SSR, SO7 Series, Panel Mount, 50A Max Load Current, 510Vrms Max Load Voltage |  |  |  |  | SPST-NO (1 Form A) | [23 empty] | 50 A |  | 1 (Unlimited) |  | Chassis Mount | [5 empty] | 7.5 mOhms |  |  |  | AC |  | Module | Box | [5 empty] | okpac® |  | - |  |  | - |  |  |  | 3.5 ~ 32VDC | 24 V ~ 510 V |  | 1 | https://www.unikeyic.com/media/datasheet/bb/79/6190/bb796190bfccef1a7cbd1e4f3fd3c3fe.pdf | https://www.unikeyic.com/products/circuit-protection-modules/so765090/33724726.html
SO769090 | celduc | 1: 164.9916 5: 150.2445 19: 141.8235 38: 137.4555 57: 134.8935 114: 131.3445 | Celduc SO769090 Solid State Relay |  |  |  |  | SPST-NO (1 Form A) | [23 empty] | 125 A |  | 1 (Unlimited) |  | Chassis Mount | [5 empty] | 2 mOhms |  |  |  | AC |  | Module | Box |  |  |  | 14310580 |  | okpac® |  | - |  |  | - |  |  |  | 3.5 ~ 32VDC | 24 V ~ 510 V |  | 4 | https://www.unikeyic.com/media/about_us/Unikey_ISO_9001_Certification.pdf | https://www.unikeyic.com/products/circuit-protection-modules/so769090/33555376.html
SO849070 | celduc | 1: 122.7007 5: 117.1261 10: 115.272 | Celduc SO849070 Solid State Relay |  |  |  |  | SPST-NO (1 Form A) | [23 empty] | 125 A |  | 1 (Unlimited) |  | Chassis Mount | [5 empty] | 2 mOhms |  |  |  | AC, Zero Cross |  | Module | Box |  |  |  | 14310777 |  | okpac® |  | - |  |  | - |  |  |  | 3 ~ 32VDC | 12 V ~ 275 V |  | 22 | https://www.unikeyic.com/media/datasheet/34/46/ab4f/34/4c1a6db9e1073187b35be4683ca823ec.pdf | https://www.unikeyic.com/products/circuit-protection-modules/so849070/29980550.html
SO863070 | celduc | 1: 64.7929 5: 63.6359 10: 63.6359 20: 63.6359 | Celduc Solid State Relay, SO8 Series, Panel Mount, 40A Max Load Current, 510Vrms Max Load Voltage |  |  |  |  | SPST-NO (1 Form A) | [23 empty] | 35 A |  | 1 (Unlimited) |  | Chassis Mount | [5 empty] | 14 mOhms |  |  |  | AC, Zero Cross |  | Module | Box |  |  |  | 14311161 |  | okpac® |  | - |  |  | - |  |  |  | 3.5 ~ 32VDC | 24 V ~ 510 V |  | 18 | https://www.unikeyic.com/media/datasheet/88/35/79b2/883579b2f4d3203be02b5aa4aaa46f08.pdf | https://www.unikeyic.com/products/circuit-protection-modules/so863070/977360.html
SO863970 | celduc | 1: 62.9064 5: 58.3631 10: 57.5027 | Celduc SO863970 Solid State Relay |  |  |  |  | SPST-NO (1 Form A) | [23 empty] | 35 A |  | 1 (Unlimited) |  | Chassis Mount | [5 empty] | 14 mOhms |  |  |  | AC, Zero Cross |  | Module | Box | [5 empty] | okpac® |  | - |  |  | - |  |  |  | 20 ~ 265VAC/DC | 24 V ~ 510 V |  | 33 | https://www.unikeyic.com/media/datasheet/b5/e4/83d2/b5e483d280ec9320f5bd68c3fd99f1ba.pdf | https://www.unikeyic.com/products/circuit-protection-modules/so863970/203930.html
SO865070 | celduc | 1: 74.451 5: 73.1215 10: 71.792 20: 71.792 | Celduc Solid State Relay, SO8 Series, Panel Mount, 60A Max Load Current, 510Vrms Max Load Voltage |  |  |  |  | SPST-NO (1 Form A) | [23 empty] | 50 A |  | 1 (Unlimited) |  | Chassis Mount | [5 empty] | 7.5 mOhms |  |  |  | AC, Zero Cross |  | Module | Box |  |  |  | 14310607 |  | okpac® |  | - |  |  | - |  |  |  | 3.5 ~ 32VDC | 24 V ~ 510 V |  | 20 | https://www.unikeyic.com/media/datasheet/0a/d2/b6a4/0ad2b6a4b6d054a3f794a37f94da23e6.pdf | https://www.unikeyic.com/products/circuit-protection-modules/so865070/29741874.html
SO867970 | celduc | 1: 92.653 5: 85.7088 19: 79.0965 38: 76.8915 57: 75.6 114: 73.4055 | Celduc Solid State Relay, SO8 Series, Panel Mount, 90A Max Load Current, 510Vrms Max Load Voltage |  |  |  |  | SPST-NO (1 Form A) | [23 empty] | 75 A |  | 1 (Unlimited) |  | Chassis Mount | [5 empty] | 4.5 mOhms |  |  |  | AC, Zero Cross |  | Module | Box | [5 empty] | okpac® |  | - |  |  | - |  |  |  | 20 ~ 265VAC/DC | 24 V ~ 510 V |  | 5 | https://www.unikeyic.com/media/datasheet/2e/ea/8da0/2a/607e44802a60e70a915dd04f421d1924.pdf | https://www.unikeyic.com/products/circuit-protection-modules/so867970/30002119.html
SO889060 | celduc | 1: 211.4964 5: 198.156 19: 191.961 38: 188.748 57: 186.8685 114: 185.7555 | Celduc SO889060 Solid State Relay |  |  |  |  | SPST-NO (1 Form A) | [23 empty] | 125 A |  | 1 (Unlimited) |  | Chassis Mount | [5 empty] | 2 mOhms |  |  |  | AC, Zero Cross |  | Module | Box |  |  |  | 14310622 |  | okpac® |  | - |  |  | - |  |  |  | 3.5 ~ 32VDC | 24 V ~ 690 V |  | 5 | https://www.unikeyic.com/media/datasheet/25/f6/0e8f/25f60e8f6ba564c8e26fef47bc0168e0.pdf | https://www.unikeyic.com/products/circuit-protection-modules/so889060/30618285.html
SO942860 | celduc | 1: 35.0635 5: 31.0284 19: 29.715 38: 29.0745 57: 28.497 114: 28.1295 266: 27.9615 | Celduc Solid State Relay SO9 Series Panel Mount 25A 280VAC |  |  |  |  | SPST-NO (1 Form A) | [23 empty] | 25 A |  | 1 (Unlimited) |  | Chassis Mount | [5 empty] | 16 mOhms |  |  |  | AC, Zero Cross |  | Module | Box | [5 empty] | okpac® |  | - |  |  | - |  |  |  | 24VDC | 12 V ~ 280 V |  | 20 | https://www.unikeyic.com/media/about_us/Unikey_ISO_9001_Certification.pdf | https://www.unikeyic.com/products/circuit-protection-modules/so942860/29862607.html
SO945460 | celduc | 1: 51.5085 5: 45.4464 19: 41.832 38: 40.6035 57: 39.8895 114: 38.661 266: 37.17 | Solid State Relay 13mA 32V DC-IN 60A 280V AC-OUT 4-Pin |  |  |  |  | SPST-NO (1 Form A) | [23 empty] | 60 A |  | 1 (Unlimited) |  | Chassis Mount | [5 empty] | 7.5 mOhms |  |  |  | AC, Zero Cross |  | Module | Box |  |  |  | 14310560 |  | okpac® |  | - |  |  | - |  |  |  | 3 ~ 32VDC | 12 V ~ 280 V |  | 7 | https://www.unikeyic.com/media/datasheet/9c/24/27fb/9c2427fbb83e71aa5e8b329366ceb732.pdf | https://www.unikeyic.com/products/circuit-protection-modules/so945460/30551643.html
SO967460 | celduc | 1: 82.9575 5: 81.4761 10: 81.4761 | Celduc Solid State Relay, SO9 Series, Panel Mount, 90 A Max Load Current, 600 Vrms Max Load Voltage |  |  |  |  | SPST-NO (1 Form A) | [23 empty] | 90 A |  | 1 (Unlimited) |  | Chassis Mount | [5 empty] | 4.5 mOhms |  |  |  | AC, Zero Cross |  | Module | Box |  |  |  | 14311006 |  | okpac® |  | - |  |  | - |  |  |  | 3.5 ~ 32VDC | 24 V ~ 600 V |  | 48 | https://www.unikeyic.com/media/datasheet/2e/ea/8da0/ab/802e0902f7d73f72811a5a5e3b6046c1.pdf | https://www.unikeyic.com/products/circuit-protection-modules/so967460/34104660.html
SOB542460 | celduc | 1: 108.5486 | Celduc SOB542460 Solid State Relay |  |  |  |  | SPST-NO (1 Form A) | [23 empty] | 25 A |  | 1 (Unlimited) |  | Chassis Mount | [9 empty] | AC, Zero Cross |  | Hockey Puck | Box | [5 empty] | dual okpac® |  | - |  |  | - |  |  |  | 3 ~ 32VDC | 12 V ~ 280 V |  | 3 | https://www.unikeyic.com/media/datasheet/18/b4/24b1/18b424b1b88eca523d751e769f6d1e6b.pdf | https://www.unikeyic.com/products/circuit-protection-modules/sob542460/146470.html
SOB863860 | celduc | 1: 151.803 | Solid State Relay, 8.2mA, 30V AC-IN, 40A, 600V AC-OUT, 8-Pin |  |  |  |  | SPST-NO (1 Form A) | [23 empty] | 35 A |  | 1 (Unlimited) |  | Chassis Mount | [5 empty] | 9.5 mOhms |  |  |  | AC, Zero Cross |  | Module | Box | [5 empty] | okpac® |  | - |  |  | - |  |  |  | 24VAC/DC | 24 V ~ 600 V |  | 11 | https://www.unikeyic.com/media/datasheet/0f/a3/123c/0fa3123c3eb2593ece83b0432a4067b0.pdf | https://www.unikeyic.com/products/circuit-protection-modules/sob863860/33717885.html
SOB865660 | celduc | 1: 145.3273 | Celduc Solid State Relay, SOB8 Series, DIN Rail, 50A Max Load Current, 600V AC Max Load Voltage |  |  |  |  | SPST-NO (1 Form A) | [23 empty] | 50 A |  | 1 (Unlimited) |  | Chassis Mount | [5 empty] | 7.5 mOhms |  |  |  | AC, Zero Cross |  | Module | Box | [5 empty] | okpac® |  | - |  |  | - |  |  |  | 8 ~ 30VDC | 24 V ~ 600 V |  | 2 | https://www.unikeyic.com/media/about_us/Unikey_ISO_9001_Certification.pdf | https://www.unikeyic.com/products/circuit-protection-modules/sob865660/1155297.html
SOB867640 | celduc | 1: 171.3925 | Celduc Solid State Relay, SOB8 Series, Panel Mount, Max Load Current 2 x 75A, Max Load Voltage 510V AC |  |  |  |  | SPST-NO (1 Form A) | [23 empty] | 75 A |  | 1 (Unlimited) |  | Chassis Mount | [5 empty] | 4.5 mOhms |  |  |  | AC, Zero Cross |  | Module | Box | [5 empty] | okpac® |  | - |  |  | - |  |  |  | 8 ~ 30VDC | 24 V ~ 510 V |  | 13 | https://www.unikeyic.com/media/datasheet/39/14/b781/39/cedfc83f5dd105e7cf03ee2ede6078bd.pdf | https://www.unikeyic.com/products/circuit-protection-modules/sob867640/30717233.html
SOB965660 | celduc | 1: 179.658 | Solid State Relay 24mA 30V DC-IN 50A 600V AC-OUT 8-Pin |  |  |  |  | SPST-NO (1 Form A) | [23 empty] | 50 A |  | 1 (Unlimited) |  | Chassis Mount | [5 empty] | 7.5 mOhms |  |  |  | AC, Zero Cross |  | Module | Box | [5 empty] | okpac® |  | - |  |  | - |  |  |  | 10 ~ 30VDC | 24 V ~ 600 V |  | 11 | https://www.unikeyic.com/media/datasheet/a1/7f/7563/a17f7563de50a4909eb862809efcb221.pdf | https://www.unikeyic.com/products/circuit-protection-modules/sob965660/433067.html
SOM040100 | celduc | 1: 116.9112 5: 116.9112 10: 116.9112 | Solid State Relay 35mA 32V DC-IN 48V DC-OUT 4-Pin |  |  |  |  | SPST-NO (1 Form A) | [23 empty] | 40 A |  | 1 (Unlimited) |  | Chassis Mount | [5 empty] | 30 mOhms |  |  |  | DC |  | Module | Box | [5 empty] | - |  | - |  |  | - |  |  |  | 3.5 ~ 32VDC | 0 V ~ 60 V |  | 4 | https://www.unikeyic.com/media/pdf/HTMLDatasheet/celduc/8d/bc/d04a/som040100/2025/11/som040100.pdf | https://www.unikeyic.com/products/circuit-protection-modules/som040100/30274954.html
SPD03505 | celduc | 1: 34.9929 5: 34.9929 10: 34.3681 20: 34.3681 | Celduc Solid State Relay, SP-ST-SL Series, PCB Mount, 5A Max Load, 30V DC Max Voltage |  |  |  |  | SPST-NO (1 Form A) | [23 empty] | 5 A |  | 1 (Unlimited) |  | Through Hole | [9 empty] | DC |  | 4-SIP | Tube |  |  |  | 14311052 |  | - |  | 4-SIP |  |  | - |  |  |  | 24VDC | 0 V ~ 30 V |  | 69 | https://www.unikeyic.com/media/datasheet/12/09/aa22/1209aa2265f2b71491c894d3781f174e.pdf | https://www.unikeyic.com/products/circuit-protection-modules/spd03505/1280077.html
SR2A101BD | Schneider Electric | 1: 245.1164 | Schneider Electric SR2A101BD logic module | [19 empty] | Non-Expandable | - | [5 empty] | IP20, IP40 |  |  |  | Not Applicable |  | DIN Rail |  |  |  | 4 - Relay |  |  |  |  | -20°C ~ 55°C |  |  |  | Box | [5 empty] | Zelio Control | [10 empty] | 24VDC | 7 | https://www.unikeyic.com/media/about_us/Unikey_ISO_9001_Certification.pdf | https://www.unikeyic.com/products/circuit-protection-modules/sr2a101bd/997422657.html
SR2COM01 | Schneider Electric | 1: 273.24 | INTERFACE MODULE MULTIPLE SERIES |  | Interface Module | [19 empty] | Multiple Series | [8 empty] | 1 (Unlimited) | [14 empty] | Box | [5 empty] | Zelio Logic | [11 empty] | 2 | https://www.unikeyic.com/media/about_us/Unikey_ISO_9001_Certification.pdf | https://www.unikeyic.com/products/circuit-protection-modules/sr2com01/997355871.html
SR2E121BD | Schneider Electric | 1: 182.9876 | Schneider Electric SR2E121BD logic module | [19 empty] | Non-Expandable | - | [5 empty] | IP20, IP40 |  |  |  | 1 (Unlimited) |  | DIN Rail |  |  |  | 4 - Relay |  |  |  |  | -20°C ~ 55°C |  |  |  | Box | [5 empty] | Zelio Logic | [10 empty] | 24VDC | 14 | https://www.unikeyic.com/media/about_us/Unikey_ISO_9001_Certification.pdf | https://www.unikeyic.com/products/circuit-protection-modules/sr2e121bd/997417089.html
SR2E201B | Schneider Electric | 1: 412.106 | Schneider Electric SR2E201B logic module | [19 empty] | Non-Expandable | - | [5 empty] | IP20, IP40 |  |  |  | 1 (Unlimited) |  | DIN Rail |  |  |  | 8 - Relay |  |  |  |  | -20°C ~ 55°C |  |  |  | Box | [5 empty] | Zelio Logic | [10 empty] | 24VAC | 1 | https://www.unikeyic.com/media/about_us/Unikey_ISO_9001_Certification.pdf | https://www.unikeyic.com/products/circuit-protection-modules/sr2e201b/997446458.html
SSD1A320BDC3 | Schneider Electric | 1: 111.056 5: 111.056 10: 111.056 | SOLID STATE CONTACTOR, 20A, 48-600VAC; Load Current:20A; Operating Voltage Max:600VAC; Control Voltage Max:32VDC; Switching Mode:Zero Voltage Turn On; Contactor Mounting:DIN Rail; Contactor Terminals:Spring; Control Volt | [31 empty] | DIN rail mounting | [31 empty] | 1 | https://www.unikeyic.com/media/about_us/Unikey_ISO_9001_Certification.pdf | https://www.unikeyic.com/products/circuit-protection-modules/ssd1a320bdc3/997415024.html
SSD1A320BDRC1 | Schneider Electric | 1: 147.0406 | Schneider Electric SSD1A320BDRC1 Solid State Relays - SSRs |  |  |  |  | SPST-NO (1 Form A) | [23 empty] | 20 A |  | Not Applicable |  | DIN Rail | [9 empty] | AC |  | Module | Box |  |  |  | 17151682 |  | Harmony |  | - |  |  | Screw Terminal |  |  |  | 4 ~ 32VDC | 48 V ~ 600 V |  | 1 | https://www.unikeyic.com/media/about_us/Unikey_ISO_9001_Certification.pdf | https://www.unikeyic.com/products/circuit-protection-modules/ssd1a320bdrc1/997609138.html
SSD1A320M7C2 | Schneider Electric | 1: 100.419 5: 100.419 10: 100.419 | SOLID STATE CONTACTOR, 20A, 48-600VAC; Load Current:20A; Operating Voltage Max:600VAC; Control Voltage Max:280V; Switching Mode:Zero Voltage Turn On; Contactor Mounting:DIN Rail; Contactor Terminals:S 12AJ8132 | [31 empty] | DIN rail mounting | [31 empty] | 3 | https://www.unikeyic.com/media/about_us/Unikey_ISO_9001_Certification.pdf | https://www.unikeyic.com/products/circuit-protection-modules/ssd1a320m7c2/997425773.html
SSD1A320M7C3 | Schneider Electric | 1: 121.44 5: 121.44 10: 121.44 | SOLID STATE CONTACTOR, 20A, 48-600VAC; Load Current:20A; Operating Voltage Max:600VAC; Control Voltage Max:280V; Switching Mode:Zero Voltage Turn On; Contactor Mounting:DIN Rail; Contactor Terminals:Spring; Control Volta |  |  |  |  | SPST-NO (1 Form A) | [23 empty] | 20 A |  | Not Applicable |  | DIN Rail | [9 empty] | AC, Zero Cross |  | Module | Box |  |  |  | 17151351 |  | Harmony |  | - |  |  | Screw Terminal |  |  |  | 90 ~ 280VAC/DC | 48 V ~ 600 V |  | 9 | https://www.unikeyic.com/media/about_us/Unikey_ISO_9001_Certification.pdf | https://www.unikeyic.com/products/circuit-protection-modules/ssd1a320m7c3/997431680.html
SSD1A335BDC1 | Schneider Electric | 1: 110.385 5: 110.385 10: 110.385 | SOLID STATE RELAY, SPST, 35A, 48-600VAC; Contact Configuration:SPST-NO; Load Current:35A; Operating Voltage Max:600VAC; Relay Mounting:DIN Rail; Relay Terminals:Screw; Switching Mode:Zero Crossing; Op 12AJ8137 | [31 empty] | DIN rail mounting | [31 empty] | 55 | https://www.unikeyic.com/media/about_us/Unikey_ISO_9001_Certification.pdf | https://www.unikeyic.com/products/circuit-protection-modules/ssd1a335bdc1/997378627.html
SSD1A335M7C2 | Schneider Electric | 1: 121.99 5: 121.99 10: 121.99 | SOLID STATE CONTACTOR, 35A, 48-600VAC; Load Current:35A; Operating Voltage Max:600VAC; Control Voltage Max:280V; Switching Mode:Zero Voltage Turn On; Contactor Mounting:DIN Rail; Contactor Terminals:S 12AJ8144 | [31 empty] | DIN rail mounting | [31 empty] | 9 | https://www.unikeyic.com/media/about_us/Unikey_ISO_9001_Certification.pdf | https://www.unikeyic.com/products/circuit-protection-modules/ssd1a335m7c2/997386596.html
SSD1A345M7C2 | Schneider Electric | 1: 152.361 5: 149.5908 10: 149.5908 | SOLID STATE CONTACTOR, 45A, 48-600VAC; Load Current:45A; Operating Voltage Max:600VAC; Control Voltage Max:280V; Switching Mode:Zero Voltage Turn On; Contactor Mounting:DIN Rail; Contactor Terminals:S 12AJ8153 | [31 empty] | DIN rail mounting | [31 empty] | 15 | https://www.unikeyic.com/media/about_us/Unikey_ISO_9001_Certification.pdf | https://www.unikeyic.com/products/circuit-protection-modules/ssd1a345m7c2/997349476.html
SSD1A360M7C2 | Schneider Electric | 1: 255.0352 | SOLID STATE CONTACTOR, 60A, 48-600VAC; Load Current:60A; Operating Voltage Max:600VAC; Control Voltage Max:280V; Switching Mode:Zero Voltage Turn On; Contactor Mounting:DIN Rail; Contactor Terminals:S 12AJ8161 | [31 empty] | DIN rail mounting | [31 empty] | 1 | https://www.unikeyic.com/media/about_us/Unikey_ISO_9001_Certification.pdf | https://www.unikeyic.com/products/circuit-protection-modules/ssd1a360m7c2/997373304.html
SSD1D520BDC1 | Schneider Electric | 1: 196.295 5: 192.726 10: 192.726 | MOSFET RELAY, SPST, 20A, 150VDC, SCREW; Contact Form:SPST-NO (1 Form A); Load Type:DC; Load Voltage Max:150V; Load Current:20A; MOSFET Relay Package Style:Module; Relay Mounting:DIN Rail; Relay Termin 12AJ8165 | [31 empty] | DIN rail mounting | [31 empty] | 48 | https://www.unikeyic.com/media/about_us/Unikey_ISO_9001_Certification.pdf | https://www.unikeyic.com/products/circuit-protection-modules/ssd1d520bdc1/997372260.html
SSL1A12BDR | Schneider Electric | 1: 20.6328 3: 20.2889 6: 19.7731 | [5 empty] | SPST-NO (1 Form A) | [23 empty] | 2 A |  | 1 (Unlimited) |  | Through Hole | [9 empty] | AC |  | 4-SIP | Box |  |  |  | 16606432 |  | Harmony |  |  |  |  | PC Pin |  |  |  | 15 ~ 30VDC | 24 V ~ 280 V |  | 1 | https://www.unikeyic.com/media/about_us/Unikey_ISO_9001_Certification.pdf | https://www.unikeyic.com/products/circuit-protection-modules/ssl1a12bdr/997390239.html
SSL1A12BDRPR | Schneider Electric | 1: 47.4921 | Schneider Electric SSL1A12BDRPR |  |  |  |  | SPST-NO (1 Form A) | [23 empty] | 2 A |  | Not Applicable |  | DIN Rail | [9 empty] | AC |  | Module | Box |  |  |  | 17150649 |  | Harmony |  | - |  |  | Screw Terminal |  |  |  | 16 ~ 30VDC | 24 V ~ 250 V |  | 29 | https://www.unikeyic.com/media/about_us/Unikey_ISO_9001_Certification.pdf | https://www.unikeyic.com/products/circuit-protection-modules/ssl1a12bdrpr/997755837.html
SSL1A12BDRPV | Schneider Electric | 1: 28.383 | Schneider Electric SSL1A12BDRPV |  |  |  |  | SPST-NO (1 Form A) | [23 empty] | 2 A |  |  |  | DIN Rail | [9 empty] | AC |  | Module | Box |  |  |  | 17151112 |  | Harmony |  | - |  |  | Screw Terminal |  |  |  | 16 ~ 30VDC | 24 V ~ 250 V |  | 21 | https://www.unikeyic.com/media/about_us/Unikey_ISO_9001_Certification.pdf | https://www.unikeyic.com/products/circuit-protection-modules/ssl1a12bdrpv/997527490.html
SSL1D03BDPV | Schneider Electric | 1: 65.1064 | Schneider Electric SSL1D03BDPV Solid State Interface Relay | [31 empty] | threaded mounting | [31 empty] | 52 | https://www.unikeyic.com/media/about_us/Unikey_ISO_9001_Certification.pdf | https://www.unikeyic.com/products/circuit-protection-modules/ssl1d03bdpv/997390909.html
SSL1D101BDPV | Schneider Electric | 1: 35.1344 5: 35.1344 10: 34.507 20: 34.507 | SOLID STATE RELAY, SPST, 0.1A, 1-48VDC; |  |  |  |  | SPST-NO (1 Form A) | [23 empty] | 100 mA |  |  |  | DIN Rail | [9 empty] | DC |  | Module | Box |  |  |  | 17151529 |  | Harmony |  | - |  |  | Screw Terminal |  |  |  | 16 ~ 30VDC | 1 V ~ 48 V |  | 1 | https://www.unikeyic.com/media/about_us/Unikey_ISO_9001_Certification.pdf | https://www.unikeyic.com/products/circuit-protection-modules/ssl1d101bdpv/997678256.html
SSM1A112P7 | Schneider Electric | 1: 71.9138 | Schneider Electric SSM1A112P7 Solid State Relays - SSRs | [27 empty] | 18mm(width) |  |  |  | DIN rail mounting | [31 empty] | 7 | https://www.unikeyic.com/media/about_us/Unikey_ISO_9001_Certification.pdf | https://www.unikeyic.com/products/circuit-protection-modules/ssm1a112p7/997402938.html
SSM1A312BD | Schneider Electric | 1: 70.3912 | Schneider Electric SSM1A312BD Solid State Relays - SSRs |  |  |  |  | SPST-NO (1 Form A) | [23 empty] | 12 A |  | 1 (Unlimited) |  | DIN Rail | [9 empty] | AC, Zero Cross |  | Module | Box |  |  |  | 16613913 |  | Harmony |  |  |  |  | Screw Terminal |  |  |  | 4 ~ 32VDC | 48 V ~ 600 V |  | 12 | https://www.unikeyic.com/media/about_us/Unikey_ISO_9001_Certification.pdf | https://www.unikeyic.com/products/circuit-protection-modules/ssm1a312bd/997385301.html
SSM1A312F7 | Schneider Electric | 1: 54.9504 | SSR RELAY SPST-NO 12A 48-600V | [27 empty] | 18mm(width) |  |  |  | DIN rail mounting | [31 empty] | 3 | https://www.unikeyic.com/media/about_us/Unikey_ISO_9001_Certification.pdf | https://www.unikeyic.com/products/circuit-protection-modules/ssm1a312f7/997377853.html
SSM1A312P7R | Schneider Electric | 1: 67.5324 | SSR RELAY SPST-NO 12A 48-600V |  |  |  |  | SPST-NO (1 Form A) | [23 empty] | 12 A |  | 1 (Unlimited) |  | DIN Rail | [9 empty] | AC |  | Module | Box |  |  |  | 16607287 |  | Harmony |  |  |  |  | Screw Terminal |  |  |  | 200 ~ 265VAC | 48 V ~ 600 V |  | 5 | https://www.unikeyic.com/media/about_us/Unikey_ISO_9001_Certification.pdf | https://www.unikeyic.com/products/circuit-protection-modules/ssm1a312p7r/997342129.html
SSM1A36BDR | Schneider Electric | 1: 63.4324 | Schneider Electric SSM1A36BDR Solid State Relays - SSRs |  |  |  |  | SPST-NO (1 Form A) | [23 empty] | 6 A |  |  |  | DIN Rail | [9 empty] | AC |  | Module | Box |  |  |  | 17150918 |  | Harmony |  | - |  |  | Screw Terminal |  |  |  | 4 ~ 32VDC | 48 V ~ 600 V |  | 3 | https://www.unikeyic.com/media/about_us/Unikey_ISO_9001_Certification.pdf | https://www.unikeyic.com/products/circuit-protection-modules/ssm1a36bdr/997355658.html
SSP1A125BD | Schneider Electric | 1: 67.0586 | Schneider Electric SSP1A125BD Solid State Relays - SSRs |  |  |  |  | SPST-NO (1 Form A) | [23 empty] | 25 A |  | 1 (Unlimited) |  | Chassis Mount | [9 empty] | AC, Zero Cross |  | Module | Box | [5 empty] | Harmony |  |  |  |  | Screw Terminal |  |  |  | 3 ~ 32VDC | 24 V ~ 300 V |  | 14 | https://www.unikeyic.com/media/about_us/Unikey_ISO_9001_Certification.pdf | https://www.unikeyic.com/products/circuit-protection-modules/ssp1a125bd/997544907.html
SSP1A125BDS | Schneider Electric | 1: 121.715 5: 121.715 10: 121.715 | SOLID STATE RELAY, SPST, 25A, 24-300VAC; Contact Configuration:SPST-NO; Load Current:25A; Operating Voltage Max:300VAC; Relay Mounting:Panel Mount; Relay Terminals:Screw; Switching Mode:Zero Crossing; O |  |  |  |  | SPST-NO (1 Form A) | [23 empty] | 25 A |  | Not Applicable |  | Chassis Mount | [9 empty] | AC, Zero Cross |  | Hockey Puck | Box | [5 empty] | Harmony |  | - |  |  | Screw Terminal |  |  |  | 4 ~ 32VDC | 24 V ~ 300 V |  | 4 | https://www.unikeyic.com/media/about_us/Unikey_ISO_9001_Certification.pdf | https://www.unikeyic.com/products/circuit-protection-modules/ssp1a125bds/997338454.html
SSP1A125BDT | Schneider Electric | 1: 26.4414 3: 26.0007 6: 25.3396 | [5 empty] | SPST-NO (1 Form A) | [23 empty] | 25 A |  | 1 (Unlimited) |  | Chassis Mount | [9 empty] | AC, Zero Cross |  | Module | Box | [5 empty] | Harmony |  |  |  |  | Screw Terminal |  |  |  | 3 ~ 32VDC | 24 V ~ 300 V |  | 7 | https://www.unikeyic.com/media/about_us/Unikey_ISO_9001_Certification.pdf | https://www.unikeyic.com/products/circuit-protection-modules/ssp1a125bdt/997391979.html
SSP1A125M7T | Schneider Electric | 1: 53.2479 | Schneider Electric SSP1A125M7T Solid State Relays - SSRs |  |  |  |  | SPST-NO (1 Form A) | [23 empty] | 25 A |  |  |  | Chassis Mount | [9 empty] | AC, Zero Cross |  | Hockey Puck | Box | [5 empty] | Harmony |  | Hockey Puck |  |  | Screw Terminal |  |  |  | 90 ~ 280VAC | 24 V ~ 300 V |  | 8 | https://www.unikeyic.com/media/about_us/Unikey_ISO_9001_Certification.pdf | https://www.unikeyic.com/products/circuit-protection-modules/ssp1a125m7t/997425322.html
SSP1A150M7T | Schneider Electric | 1: 71.7397 | Schneider Electric SSP1A150M7T Solid State Relays - SSRs |  |  |  |  | SPST-NO (1 Form A) | [23 empty] | 50 A |  | 1 (Unlimited) |  | Chassis Mount | [9 empty] | AC, Zero Cross |  | Module | Box | [5 empty] | Harmony |  |  |  |  | Screw Terminal |  |  |  | 90 ~ 280VAC | 24 V ~ 300 V |  | 20 | https://www.unikeyic.com/media/about_us/Unikey_ISO_9001_Certification.pdf | https://www.unikeyic.com/products/circuit-protection-modules/ssp1a150m7t/997344175.html
SSP1A4125BDS | Schneider Electric | 1: 200.1888 | SOLID STATE RELAY, SPST, 125A, 48-660VAC; Contact Configuration:SPST-NO; Load Current:125A; Operating Voltage Max:660VAC; Relay Mounting:Panel Mount; Relay Terminals:Screw; Switching Mode:Zero Crossing; Operating Voltage |  |  |  |  | SPST-NO (1 Form A) | [23 empty] | 125 A |  | Not Applicable |  | Chassis Mount | [9 empty] | AC, Zero Cross |  | Hockey Puck | Box | [5 empty] | Harmony |  | Hockey Puck |  |  | Screw Terminal |  |  |  | 4 ~ 32VDC | 48 V ~ 660 V |  | 6 | https://www.unikeyic.com/media/about_us/Unikey_ISO_9001_Certification.pdf | https://www.unikeyic.com/products/circuit-protection-modules/ssp1a4125bds/997431101.html
SSP1A450BD | Schneider Electric | 1: 70.4922 | Schneider Electric SSP1A450BD Solid State Relays - SSRs |  |  |  |  | SPST-NO (1 Form A) | [23 empty] | 50 A |  | Not Applicable |  | Chassis Mount | [9 empty] | AC, Zero Cross |  | Hockey Puck | Box | [5 empty] | Harmony |  | Hockey Puck |  |  | Screw Terminal |  |  |  | 4 ~ 32VDC | 48 V ~ 660 V |  | 4 | https://www.unikeyic.com/media/about_us/Unikey_ISO_9001_Certification.pdf | https://www.unikeyic.com/products/circuit-protection-modules/ssp1a450bd/997746930.html
SSP1A450M7T | Schneider Electric | 1: 81.3564 | SSR RELAY SPST-NO 50A 48-600V |  |  |  |  | SPST-NO (1 Form A) | [23 empty] | 50 A |  | 1 (Unlimited) |  | Chassis Mount | [9 empty] | AC |  | Module | Box | [5 empty] | Harmony |  |  |  |  | Screw Terminal |  |  |  | 90 ~ 280VAC | 48 V ~ 600 V |  | 1 | https://www.unikeyic.com/media/about_us/Unikey_ISO_9001_Certification.pdf | https://www.unikeyic.com/products/circuit-protection-modules/ssp1a450m7t/997332111.html
SSP1A475BDT | Schneider Electric | 1: 92.3594 | Schneider Electric SSP1A475BDT Solid State Relays - SSRs |  |  |  |  | SPST-NO (1 Form A) | [23 empty] | 75 A |  | 1 (Unlimited) |  | Chassis Mount | [9 empty] | AC, Zero Cross |  | Module | Box | [5 empty] | Harmony |  |  |  |  | Screw Terminal |  |  |  | 4 ~ 32VDC | 48 V ~ 600 V |  | 5 | https://www.unikeyic.com/media/about_us/Unikey_ISO_9001_Certification.pdf | https://www.unikeyic.com/products/circuit-protection-modules/ssp1a475bdt/997397325.html
SSP1A490BDS | Schneider Electric | 1: 209.3796 | SSR RELAY SPST-NO 90A 48-660V |  |  |  |  | SPST-NO (1 Form A) | [23 empty] | 90 A |  | Not Applicable |  | Chassis Mount | [9 empty] | AC, Zero Cross |  | Hockey Puck | Box | [5 empty] | Harmony |  | - |  |  | Screw Terminal |  |  |  | 4 ~ 32VAC | 48 V ~ 660 V |  | 2 | https://www.unikeyic.com/media/about_us/Unikey_ISO_9001_Certification.pdf | https://www.unikeyic.com/products/circuit-protection-modules/ssp1a490bds/997443435.html
SSP1A490BDT | Schneider Electric | 1: 72.0895 | Schneider Electric SSP1A490BDT Solid State Relays - SSRs |  |  |  |  | SPST-NO (1 Form A) | [23 empty] | 90 A |  |  |  | Chassis Mount | [9 empty] | AC, Zero Cross |  | Hockey Puck | Box | [5 empty] | Harmony |  | Hockey Puck |  |  | Screw Terminal |  |  |  | 4 ~ 32VDC | 48 V ~ 660 V |  | 9 | https://www.unikeyic.com/media/about_us/Unikey_ISO_9001_Certification.pdf | https://www.unikeyic.com/products/circuit-protection-modules/ssp1a490bdt/997378678.html
SSP1D425BD | Schneider Electric | 1: 87.0558 | Schneider Electric SSP1D425BD Solid State Relays - SSRs |  |  |  |  | SPST-NO (1 Form A) | [23 empty] | 25 A |  |  |  | Chassis Mount | [9 empty] | DC |  | Hockey Puck | Box | [5 empty] | Harmony |  | Hockey Puck |  |  | Screw Terminal |  |  |  | 3.5 ~ 32VDC | 1 V ~ 150 V |  | 22 | https://www.unikeyic.com/media/about_us/Unikey_ISO_9001_Certification.pdf | https://www.unikeyic.com/products/circuit-protection-modules/ssp1d425bd/997514479.html
SSP1D425BDT | Schneider Electric | 1: 74.2858 | Schneider Electric SSP1D425BDT Solid State Relays - SSRs |  |  |  |  | SPST-NO (1 Form A) | [23 empty] | 25 A |  | 1 (Unlimited) |  | Chassis Mount | [9 empty] | DC |  | Module | Box | [5 empty] | Harmony |  |  |  |  | Screw Terminal |  |  |  | 3.5 ~ 32VDC | 1 V ~ 150 V |  | 18 | https://www.unikeyic.com/media/about_us/Unikey_ISO_9001_Certification.pdf | https://www.unikeyic.com/products/circuit-protection-modules/ssp1d425bdt/997426513.html
SSP3A225BDT | Schneider Electric | 1: 199.0128 | SOLID STATE RELAY, 3PST-NO, 25A, 4-32VDC; Contact Configuration:3PST-NO; Load Current:25A; Operating Voltage Max:530VAC; Relay Mounting:Panel; Relay Terminals:Screw; Switching Mode:Zero Crossing; Operating Voltage Min:48 |  |  |  |  | SPST-NO (1 Form A) | [23 empty] | 25 A |  |  |  | Chassis Mount | [9 empty] | AC, Zero Cross |  | Hockey Puck | Box | [5 empty] | Harmony |  | Hockey Puck |  |  | Screw Terminal |  |  |  | 4 ~ 32VDC | 48 V ~ 530 V |  | 1 | https://www.unikeyic.com/media/about_us/Unikey_ISO_9001_Certification.pdf | https://www.unikeyic.com/products/circuit-protection-modules/ssp3a225bdt/997446522.html
SSP3A225P7 | Schneider Electric | 1: 219.8596 | SSR RELAY SPST-NO 25A 48-530V | [31 empty] | panel mount | [8 empty] | -40℃~80℃ | [22 empty] | 2 | https://www.unikeyic.com/media/about_us/Unikey_ISO_9001_Certification.pdf | https://www.unikeyic.com/products/circuit-protection-modules/ssp3a225p7/997329572.html
SSP3A250P7 | Schneider Electric | 1: 181.926 | SSR RELAY SPST-NO 50A 48-530V |  |  |  |  | SPST-NO (1 Form A) | [23 empty] | 50 A |  | 1 (Unlimited) |  | Chassis Mount | [9 empty] | AC, Zero Cross |  | Module | Box | [5 empty] | Harmony |  |  |  |  | Screw Terminal |  |  |  | 180 ~ 280VAC | 48 V ~ 530 V |  | 9 | https://www.unikeyic.com/media/about_us/Unikey_ISO_9001_Certification.pdf | https://www.unikeyic.com/products/circuit-protection-modules/ssp3a250p7/997385590.html
SSP3A250P7RT | Schneider Electric | 1: 229.284 | SSR RELAY SPST-NO 50A 48-530V | [31 empty] | panel mount | [31 empty] | 1 | https://www.unikeyic.com/media/about_us/Unikey_ISO_9001_Certification.pdf | https://www.unikeyic.com/products/circuit-protection-modules/ssp3a250p7rt/997453882.html
SSR-TP-1 | Schneider Electric | 1: 56.1995 5: 55.1959 10: 55.1959 20: 55.1959 | HEAT SINK PAD, ALUMINIUM, 56.3X43.63 MM; Thickness:-; Conductive Material:Aluminium; Thermal Conductivity:-; Thermal Impedance:-; Volume Resistivity:-; External Length:56.3mm; External Width:43.63mm; Pr | [27 empty] | 43.63mm(width)*56.3mm(height) | [35 empty] | 1 | https://www.unikeyic.com/media/about_us/Unikey_ISO_9001_Certification.pdf | https://www.unikeyic.com/products/circuit-protection-modules/ssr-tp-1/997630663.html
SSR210DIN-AC22 | Schneider Electric | 1: 161.1649 | Schneider Electric SSR210DIN-AC22 Solid State Relays - SSRs | [27 empty] | 97.7mm(height) |  |  |  | DIN rail mounting | [31 empty] | 9 | https://www.unikeyic.com/media/about_us/Unikey_ISO_9001_Certification.pdf | https://www.unikeyic.com/products/circuit-protection-modules/ssr210din-ac22/997632225.html
SSRAL1 | Schneider Electric | 1: 44.4519 | COPPER LUG, TERMINAL |  | Terminal | [19 empty] | Harmony Series | [8 empty] | 1 (Unlimited) | [14 empty] | Box | [5 empty] | Harmony | [11 empty] | 40 | https://www.unikeyic.com/media/about_us/Unikey_ISO_9001_Certification.pdf | https://www.unikeyic.com/products/circuit-protection-modules/ssral1/997406874.html
SSRHP05 | Schneider Electric | 1: 86.2286 | Schneider Electric SSRHP05 |  | Heat Sink | [19 empty] | SSR Relays | [8 empty] | 1 (Unlimited) | [14 empty] | Box | [5 empty] | Harmony | [11 empty] | 13 | https://www.unikeyic.com/media/about_us/Unikey_ISO_9001_Certification.pdf | https://www.unikeyic.com/products/circuit-protection-modules/ssrhp05/997400668.html
SSRHP25 | Schneider Electric | 1: 43.634 | Schneider Electric SSRHP25 |  | Heat Sink | [19 empty] | SSR Relays | [8 empty] | 1 (Unlimited) | [14 empty] | Box | [5 empty] | Harmony | [11 empty] | 8 | https://www.unikeyic.com/media/about_us/Unikey_ISO_9001_Certification.pdf | https://www.unikeyic.com/products/circuit-protection-modules/ssrhp25/997422721.html
STD03205 | celduc | 1: 38.111 5: 33.5016 15: 31.9572 30: 30.114 60: 29.1585 105: 28.3815 255: 27.1635 | Solid State Relay 12mA 30V DC-IN 2.5A 30V DC-OUT 4-Pin |  |  |  |  | SPST-NO (1 Form A) | [23 empty] | 2.5 A |  | 1 (Unlimited) |  | Through Hole | [9 empty] | DC |  | 4-SIP | Box | [5 empty] | - |  | 4-SIP |  |  | - |  |  |  | 24VDC | 0 V ~ 30 V |  | 25 | https://www.unikeyic.com/media/datasheet/2e/ea/8da0/60/da90d2a7bbd6bd6e22520097c10c8487.pdf | https://www.unikeyic.com/products/circuit-protection-modules/std03205/1250461.html
SU967460 | celduc | 1: 85.3173 5: 85.3173 10: 85.3173 | Solid State Relay, 13mA, 32V DC-IN, 75A, 600V AC-OUT, 4-Pin |  |  |  |  | SPST-NO (1 Form A) | [23 empty] | 75 A |  | 1 (Unlimited) |  | Chassis Mount | [5 empty] | 4.5 mOhms |  |  |  | AC, Zero Cross |  | Module | Box | [5 empty] | celpac 2G® |  | - |  |  | - |  |  |  | 3.5 ~ 32VDC | 24 V ~ 600 V |  | 38 | https://www.unikeyic.com/media/datasheet/d1/cd/5c31/d1cd5c313bc5286f736b3847dcbe225c.pdf | https://www.unikeyic.com/products/circuit-protection-modules/su967460/30027164.html
SUL965460 | celduc | 1: 77.88 5: 71.7552 10: 67.788 38: 63.9975 76: 62.0235 114: 60.879 266: 59.052 | Celduc Solid State Relay, SUL9-SUM9 Series, DIN Rail, 32A Max Load Current, 600VAC Max Load Voltage |  |  |  |  | SPST-NO (1 Form A) | [23 empty] | 32 A |  | 1 (Unlimited) |  | Chassis Mount | [5 empty] | 7.5 mOhms |  |  |  | AC, Zero Cross |  | Module | Box |  |  |  | 14310867 |  | celpac 2G® |  | - |  |  | - |  |  |  | 3.5 ~ 32VDC | 24 V ~ 600 V |  | 44 | https://www.unikeyic.com/media/datasheet/7c/01/6832/7c016832e25ab94047b9b3483b9d7f2d.pdf | https://www.unikeyic.com/products/circuit-protection-modules/sul965460/30426097.html
SUM867070 | celduc | 1: 93.599 5: 88.344 10: 84.651 20: 82.3725 60: 81.3225 100: 80.8185 | Celduc Solid State Relay, SUL8-SUM8 Series, DIN Rail, 75A, 510V AC |  |  |  |  | SPST-NO (1 Form A) | [23 empty] | 45 A |  | 1 (Unlimited) |  | Chassis Mount | [5 empty] | 4.5 mOhms |  |  |  | AC, Zero Cross |  | Module | Box | [5 empty] | celpac 2G® |  | - |  |  | - |  |  |  | 3.5 ~ 32VDC | 24 V ~ 510 V |  | 10 | https://www.unikeyic.com/media/about_us/Unikey_ISO_9001_Certification.pdf | https://www.unikeyic.com/products/circuit-protection-modules/sum867070/12805087.html
TDRPRO-5102 | Schneider Electric | 1: 253.2384 3: 242.592 5: 241.374 10: 240.1665 | TIMING RELAY |  |  |  |  | DPDT (2 Form C) | [9 empty] | - |  |  |  | 0.1 Sec ~ 9990 Hrs |  |  |  | Programmable (Multi-Function) | [9 empty] | Socketable | [12 empty] | Box |  | Mechanical Relay |  |  |  | Legacy |  |  |  |  | Plug In | Thumbwheel Switches |  |  |  |  | 12 ~ 240VAC/DC | 32 | https://www.unikeyic.com/media/pdf/PCNObsolescenceEOL/te-connectivity/0d/2e/9752/4-641192-6/2025/11/DK-OBS-NOTICE.pdf | https://www.unikeyic.com/products/circuit-protection-modules/tdrpro-5102/997523686.html
TM241C24U | Schneider Electric | 1: 231.5847 3: 226.0267 6: 222.3213 | [20 empty] | 21 Modules Max | - | [5 empty] | IP20 |  |  |  | 1 (Unlimited) |  | DIN Rail |  |  |  | 10 - Solid State |  |  |  |  | -10°C ~ 55°C |  |  |  | Box | [5 empty] | Modicon M241 | [10 empty] | 24VDC | 2 | https://www.unikeyic.com/media/about_us/Unikey_ISO_9001_Certification.pdf | https://www.unikeyic.com/products/circuit-protection-modules/tm241c24u/997427073.html
TM3DI16 | Schneider Electric | 1: 54.2725 3: 53.368 6: 52.0112 | [21 empty] | - | Modicon TM3 Series |  |  |  |  | IP20 |  |  |  | 1 (Unlimited) |  | DIN Rail |  |  |  | - |  |  |  |  | -10°C ~ 55°C |  |  |  | Box | [5 empty] | Modicon TM3 |  |  |  |  | Screw Terminal | [5 empty] | 24VDC | 37 | https://www.unikeyic.com/media/about_us/Unikey_ISO_9001_Certification.pdf | https://www.unikeyic.com/products/circuit-protection-modules/tm3di16/997374885.html
TM3DI32K | Schneider Electric | 1: 398.013 | DISCRETE INPUT MODULE, 32 I/P, 24VDC; Current Rating:-; Product Range:Modicon Series; SVHC:No SVHC (15-Jan-2019) | [20 empty] | - | Multiple Series |  |  |  |  | IP20 |  |  |  | Not Applicable |  | DIN Rail |  |  |  | - |  |  |  |  | -10°C ~ 55°C |  |  |  | Box | [5 empty] | Modicon TM3 |  |  |  |  | D-Sub | [5 empty] | 24VDC | 1 | https://www.unikeyic.com/media/about_us/Unikey_ISO_9001_Certification.pdf | https://www.unikeyic.com/products/circuit-protection-modules/tm3di32k/997366390.html
TM3DM24R | Schneider Electric | 1: 322.7079 | Schneider Electric TM3DM24R PLC I/Omodule | [20 empty] | - | Modicon TM3 Series |  |  |  |  | IP20 |  |  |  | 1 (Unlimited) |  | DIN Rail |  |  |  | 8 - Relay |  |  |  |  | -10°C ~ 55°C |  |  |  | Box | [5 empty] | Modicon TM3 |  |  |  |  | Screw Terminal | [5 empty] | 24VDC | 15 | https://www.unikeyic.com/media/about_us/Unikey_ISO_9001_Certification.pdf | https://www.unikeyic.com/products/circuit-protection-modules/tm3dm24r/997396060.html
TM3DM8R | Schneider Electric | 1: 158.0194 | Schneider Electric TM3DM8R PLC I/Omodule | [20 empty] | - | Modicon TM3 Series |  |  |  |  | IP20 |  |  |  | 1 (Unlimited) |  | DIN Rail |  |  |  | 4 - Relay |  |  |  |  | -10°C ~ 55°C |  |  |  | Box | [5 empty] | Modicon TM3 |  |  |  |  | Screw Terminal | [5 empty] | 24VDC | 19 | https://www.unikeyic.com/media/about_us/Unikey_ISO_9001_Certification.pdf | https://www.unikeyic.com/products/circuit-protection-modules/tm3dm8r/997400698.html
TM3DM8RG | Schneider Electric | 1: 207.6911 | Schneider Electric TM3DM8RG PLC I/Omodule | [20 empty] | - | Modicon TM3 Series |  |  |  |  | IP20 |  |  |  | 1 (Unlimited) |  | DIN Rail |  |  |  | 4 - Relay |  |  |  |  | -10°C ~ 55°C |  |  |  | Box | [5 empty] | Modicon TM3 |  |  |  |  | Screw Terminal | [5 empty] | 240VAC, 24VDC | 3 | https://www.unikeyic.com/media/about_us/Unikey_ISO_9001_Certification.pdf | https://www.unikeyic.com/products/circuit-protection-modules/tm3dm8rg/997356956.html
TM3DQ16R | Schneider Electric | 1: 59.7069 3: 58.7118 6: 57.2191 | [21 empty] | - | Modicon TM3 Series |  |  |  |  | IP20 |  |  |  | 1 (Unlimited) |  | DIN Rail |  |  |  | 16 - Relay |  |  |  |  | -10°C ~ 55°C |  |  |  | Box |  |  |  | 16614359 |  | Modicon TM3 |  |  |  |  | Screw Terminal | [5 empty] | 240VAC, 30VDC | 5 | https://www.unikeyic.com/media/about_us/Unikey_ISO_9001_Certification.pdf | https://www.unikeyic.com/products/circuit-protection-modules/tm3dq16r/997372535.html
TM3DQ16TK | Schneider Electric | 1: 223.4285 | Schneider Electric TM3DQ16TK PLC I/Omodule | [20 empty] | - | Multiple Series |  |  |  |  | IP20 | [5 empty] | DIN Rail |  |  |  | 16 - Solid State |  |  |  |  | -10°C ~ 55°C |  |  |  | Box | [5 empty] | Modicon TM3 |  |  |  |  | D-Sub | [5 empty] | 24VDC | 1 | https://www.unikeyic.com/media/about_us/Unikey_ISO_9001_Certification.pdf | https://www.unikeyic.com/products/circuit-protection-modules/tm3dq16tk/997415781.html
TM3DQ32TK | Schneider Electric | 1: 363.5187 | Schneider Electric TM3DQ32TK PLC I/Omodule | [20 empty] | - | Multiple Series |  |  |  |  | IP20 | [5 empty] | DIN Rail |  |  |  | 32 - Solid State |  |  |  |  | -10°C ~ 55°C |  |  |  | Box | [5 empty] | Modicon TM3 |  |  |  |  | D-Sub | [5 empty] | 24VDC | 3 | https://www.unikeyic.com/media/about_us/Unikey_ISO_9001_Certification.pdf | https://www.unikeyic.com/products/circuit-protection-modules/tm3dq32tk/997456909.html
TM3DQ8T | Schneider Electric | 1: 43.083 3: 42.365 6: 41.2879 | [21 empty] | - | Multiple Series |  |  |  |  | IP20 |  |  |  | Not Applicable |  | DIN Rail |  |  |  | 8 - Solid State |  |  |  |  | -10°C ~ 55°C |  |  |  | Box |  |  |  | 17178575 |  | Modicon TM3 |  |  |  |  | Screw Terminal | [5 empty] | 24VDC | 10 | https://www.unikeyic.com/media/about_us/Unikey_ISO_9001_Certification.pdf | https://www.unikeyic.com/products/circuit-protection-modules/tm3dq8t/997435484.html
TM3TI4 | Schneider Electric | 1: 107.0484 3: 105.2642 6: 102.588 | [21 empty] | RTD, Type B, C, E, J, K, N, R, S, T | Multiple Series |  |  |  |  | IP20 |  |  |  | Not Applicable |  | DIN Rail |  |  |  | - |  |  |  |  | -10°C ~ 55°C |  |  |  | Box | [5 empty] | Modicon TM3 |  |  |  |  | Screw Terminal | [5 empty] | 24VDC | 17 | https://www.unikeyic.com/media/about_us/Unikey_ISO_9001_Certification.pdf | https://www.unikeyic.com/products/circuit-protection-modules/tm3ti4/997459728.html
TM3TI8TG | Schneider Electric | 1: 401.6806 | Schneider Electric TM3TI8TG PLC I/Omodule | [20 empty] | - | Modicon TM3 Series |  |  |  |  | IP20 |  |  |  | 1 (Unlimited) |  | DIN Rail |  |  |  | - |  |  |  |  | -10°C ~ 55°C |  |  |  | Box | [5 empty] | Modicon TM3 |  |  |  |  | Screw Terminal | [5 empty] | 24VDC | 1 | https://www.unikeyic.com/media/about_us/Unikey_ISO_9001_Certification.pdf | https://www.unikeyic.com/products/circuit-protection-modules/tm3ti8tg/997401192.html
TM4ES4 | Schneider Electric | 1: 159.7592 3: 155.925 6: 153.3689 | [21 empty] | - | Modicon M241, Modicon M251 |  |  |  |  | IP20 |  |  |  | 1 (Unlimited) |  | DIN Rail |  |  |  | - |  |  |  |  | -10°C ~ 50°C |  |  |  | Box |  |  |  | 16612711 |  | Modicon TM4 |  |  |  |  | Screw Terminal | [5 empty] | - | 1 | https://www.unikeyic.com/media/about_us/Unikey_ISO_9001_Certification.pdf | https://www.unikeyic.com/products/circuit-protection-modules/tm4es4/997383797.html
VW3A3628 | Schneider Electric | 1: 124.935 | Schneider Electric VW3A3628 |  | Communication Module | [19 empty] | - | [8 empty] | 1 (Unlimited) | [14 empty] | Box |  |  |  | 16605929 |  | Altivar | [11 empty] | 10 | https://www.unikeyic.com/media/about_us/Unikey_ISO_9001_Certification.pdf | https://www.unikeyic.com/products/circuit-protection-modules/vw3a3628/997353828.html
VW3A4553 | Schneider Electric | 1: 460.9703 | Schneider Electric VW3A4553 EMI |  | Motor Choke | [19 empty] | Multiple Series | [8 empty] | 1 (Unlimited) | [14 empty] | Box |  |  |  | 16606799 |  | - | [11 empty] | 7 | https://www.unikeyic.com/media/about_us/Unikey_ISO_9001_Certification.pdf | https://www.unikeyic.com/products/circuit-protection-modules/vw3a4553/997364097.html
VW3G22101 | Schneider Electric | 1: 83.0776 | Schneider Electric VW3G22101 | [45 empty] | Box |  |  |  | 17177744 |  | * | [11 empty] | 1 | https://www.unikeyic.com/media/about_us/Unikey_ISO_9001_Certification.pdf | https://www.unikeyic.com/products/circuit-protection-modules/vw3g22101/997371238.html
VW3M5101R50 | Schneider Electric | 1: 175.8762 | Schneider Electric VW3M5101R50 cable | [27 empty] | 500cm(Length) | [35 empty] | 4 | https://www.unikeyic.com/media/about_us/Unikey_ISO_9001_Certification.pdf | https://www.unikeyic.com/products/circuit-protection-modules/vw3m5101r50/997368487.html
VZ13 | Schneider Electric | 1: 28.8675 | [64 empty] | 150 | https://www.unikeyic.com/media/about_us/Unikey_ISO_9001_Certification.pdf | https://www.unikeyic.com/products/circuit-protection-modules/vz13/997446466.html
VZ18C | Schneider Electric | 1: 9.3186 5: 9.1633 10: 8.9303 | [64 empty] | 66 | https://www.unikeyic.com/media/about_us/Unikey_ISO_9001_Certification.pdf | https://www.unikeyic.com/products/circuit-protection-modules/vz18c/997379479.html
VZ26 | Schneider Electric | 1: 2.5836 5: 2.5405 10: 2.4759 | [64 empty] | 350 | https://www.unikeyic.com/media/about_us/Unikey_ISO_9001_Certification.pdf | https://www.unikeyic.com/products/circuit-protection-modules/vz26/997327460.html
VZ27 | Schneider Electric | 1: 2.3417 | [64 empty] | 228 | https://www.unikeyic.com/media/about_us/Unikey_ISO_9001_Certification.pdf | https://www.unikeyic.com/products/circuit-protection-modules/vz27/997420432.html
VZ3 | Schneider Electric | 1: 20.0448 3: 19.7108 6: 19.2096 | [41 empty] | -20℃~50℃ | [22 empty] | 48 | https://www.unikeyic.com/media/about_us/Unikey_ISO_9001_Certification.pdf | https://www.unikeyic.com/products/circuit-protection-modules/vz3/997414827.html
VZ30 | Schneider Electric | 1: 11.6693 | [28 empty] | 400mm(Length) | [35 empty] | 15 | https://www.unikeyic.com/media/about_us/Unikey_ISO_9001_Certification.pdf | https://www.unikeyic.com/products/circuit-protection-modules/vz30/997426017.html
VZ4 | Schneider Electric | 1: 37.3736 15: 28.7123 25: 26.4172 | Schneider Electric VZ4 Auxiliary contact | [40 empty] | -20℃~50℃ | [22 empty] | 12 | https://www.unikeyic.com/media/about_us/Unikey_ISO_9001_Certification.pdf | https://www.unikeyic.com/products/circuit-protection-modules/vz4/997386083.html
VZ7 | Schneider Electric | 1: 12.6327 5: 12.4222 10: 12.1063 | [41 empty] | -20℃~50℃ | [22 empty] | 4 | https://www.unikeyic.com/media/about_us/Unikey_ISO_9001_Certification.pdf | https://www.unikeyic.com/products/circuit-protection-modules/vz7/997447824.html
VZN05 | Schneider Electric | 1: 9.4317 | [64 empty] | 23 | https://www.unikeyic.com/media/about_us/Unikey_ISO_9001_Certification.pdf | https://www.unikeyic.com/products/circuit-protection-modules/vzn05/997539049.html
W171DIP-27 | Schneider Electric | 5: 13.013 10: 12.1392 25: 11.5344 50: 10.6575 100: 10.227 | Miniature Reed Relay | [31 empty] | Through hole mounting | [8 empty] | -40℃~55℃ | [22 empty] | 168 | https://www.unikeyic.com/media/about_us/Unikey_ISO_9001_Certification.pdf | https://www.unikeyic.com/products/circuit-protection-modules/w171dip-27/997506267.html
W171DIP-28 | Schneider Electric | 5: 12.936 10: 12.1932 25: 11.7072 50: 10.9305 100: 10.4895 | Miniature Reed Relay | [27 empty] | 20.14mm(Length)*7.62mm(height) |  |  |  | Through hole mounting | [8 empty] | -40℃(min) | [22 empty] | 346 | https://www.unikeyic.com/media/about_us/Unikey_ISO_9001_Certification.pdf | https://www.unikeyic.com/products/circuit-protection-modules/w171dip-28/997660090.html
W171DIP-4 | Schneider Electric | 5: 8.809 10: 8.008 25: 7.4736 50: 7.0956 100: 6.6255 250: 6.363 | Miniature Reed Relay | [31 empty] | PCBinstall, Through hole mounting | [31 empty] | 59 | https://www.unikeyic.com/media/about_us/Unikey_ISO_9001_Certification.pdf | https://www.unikeyic.com/products/circuit-protection-modules/w171dip-4/997640099.html
W172DIP-7 | Schneider Electric | 5: 18.172 10: 17.118 25: 16.4268 50: 15.3405 100: 14.7315 250: 14.133 | Miniature Reed Relay | [31 empty] | Through hole mounting | [31 empty] | 477 | https://www.unikeyic.com/media/about_us/Unikey_ISO_9001_Certification.pdf | https://www.unikeyic.com/products/circuit-protection-modules/w172dip-7/997714661.html
W174DIP-1 | Schneider Electric | 1: 14.858 5: 13.926 10: 13.4028 25: 13.1328 50: 12.5055 100: 12.2535 250: 12.012 | [64 empty] | 143 | https://www.unikeyic.com/media/about_us/Unikey_ISO_9001_Certification.pdf | https://www.unikeyic.com/products/circuit-protection-modules/w174dip-1/997499834.html
XB5DSB | Schneider Electric | 1: 252.5758 | Schneider Electric XB5DSB Counter | [26 empty] | IP66 - Dust Tight, Water Resistant, NEMA 4X, 13 |  |  |  | 1 (Unlimited) |  | Panel Mount | [8 empty] | -25°C ~ 70°C | - |  |  | Box |  |  |  | 16612630 |  | Harmony XB5 |  |  |  |  | Connector | [5 empty] | 12 ~ 24VDC | 1 | https://www.unikeyic.com/media/about_us/Unikey_ISO_9001_Certification.pdf | https://www.unikeyic.com/products/circuit-protection-modules/xb5dsb/997338256.html
XB5DT1S | Schneider Electric | 1: 47.6188 | Schneider Electric XB5DT1S Fuse holder | [63 empty] | 17 | https://www.unikeyic.com/media/about_us/Unikey_ISO_9001_Certification.pdf | https://www.unikeyic.com/products/circuit-protection-modules/xb5dt1s/997557400.html
XB5DTB24 | Schneider Electric | 1: 114.4278 | Schneider Electric XB5DTB24 Time relay |  |  |  |  | - | [9 empty] | - |  |  |  | 0.5 Min ~ 10 Min |  |  |  | Programmable (Multi-Function) | [7 empty] | 1 (Unlimited) |  | Panel Mount | [12 empty] | Box |  | Timer Only, Relay Not Included |  | 16606822 |  | Harmony |  |  |  |  | Screw Terminal | - |  |  |  |  | 24VDC | 15 | https://www.unikeyic.com/media/about_us/Unikey_ISO_9001_Certification.pdf | https://www.unikeyic.com/products/circuit-protection-modules/xb5dtb24/997467868.html
XB5DTB25 | Schneider Electric | 1: 48.2328 | RELAY TIME DELAY 60MIN PNL MT |  |  |  |  | - | [9 empty] | - |  |  |  | 3 Min ~ 60 Min |  |  |  | Programmable (Multi-Function) | [7 empty] | 1 (Unlimited) |  | Panel Mount | [12 empty] | Box |  | Timer Only, Relay Not Included |  | 16606768 |  | Harmony |  |  |  |  | Screw Terminal | - |  |  |  |  | 24VDC | 2 | https://www.unikeyic.com/media/about_us/Unikey_ISO_9001_Certification.pdf | https://www.unikeyic.com/products/circuit-protection-modules/xb5dtb25/997531093.html
XB5DTGM2 | Schneider Electric | 1: 119.1093 | Schneider Electric XB5DTGM2 Time relay |  |  |  |  | - | [9 empty] | - |  |  |  | 0.5 Sec ~ 10 Sec |  |  |  | Programmable (Multi-Function) | [7 empty] | 1 (Unlimited) |  | Panel Mount | [12 empty] | Box |  | Timer Only, Relay Not Included |  | 16606241 |  | Harmony |  |  |  |  | Screw Terminal | - |  |  |  |  | 110 ~ 230VAC/DC | 12 | https://www.unikeyic.com/media/about_us/Unikey_ISO_9001_Certification.pdf | https://www.unikeyic.com/products/circuit-protection-modules/xb5dtgm2/997603747.html
XB5KS2G4 | Schneider Electric | 1: 60.5528 | Schneider Electric XB5KS2G4 Audible alarm | [30 empty] | 1 (Unlimited) | [14 empty] | Box | [5 empty] | Harmony XB5 | [11 empty] | 9 | https://www.unikeyic.com/media/about_us/Unikey_ISO_9001_Certification.pdf | https://www.unikeyic.com/products/circuit-protection-modules/xb5ks2g4/997361811.html
XB5KS2M8 | Schneider Electric | 1: 60.5528 | Schneider Electric XB5KS2M8 Audible alarm | [26 empty] | NEMA 4X, 13 | [5 empty] | Panel Mount | [8 empty] | -40°C ~ 70°C |  |  |  | Box | - |  |  | 17177527 |  | Harmony XB5 | 0.866" Dia (22.00mm) |  |  | - | [7 empty] | 10 | https://www.unikeyic.com/media/about_us/Unikey_ISO_9001_Certification.pdf | https://www.unikeyic.com/products/circuit-protection-modules/xb5ks2m8/997393522.html
XE2SP4151 | Schneider Electric | 1: 15.2934 | Schneider Electric XE2SP4151 | [63 empty] | 34 | https://www.unikeyic.com/media/about_us/Unikey_ISO_9001_Certification.pdf | https://www.unikeyic.com/products/circuit-protection-modules/xe2sp4151/997399456.html
XESD1291 | Schneider Electric | 1: 162.7918 3: 158.3956 | [64 empty] | 175 | https://www.unikeyic.com/media/about_us/Unikey_ISO_9001_Certification.pdf | https://www.unikeyic.com/products/circuit-protection-modules/xesd1291/997542362.html
XKA70440 | celduc | 1: 61.952 5: 57.1104 10: 53.97 30: 51.513 50: 50.3685 100: 48.8145 250: 46.7565 | Solid State Relay 14mA 30V AC/DC-IN 4A 440V AC-OUT 4-Pin | [31 empty] | DIN rail mounting | [31 empty] | 8 | https://www.unikeyic.com/media/datasheet/a2/3f/661e/a23f661eb4f3e79ca58d3c3ed59aa283.pdf | https://www.unikeyic.com/products/circuit-protection-modules/xka70440/33773987.html
XPEA110 | Schneider Electric | 1: 160.637 | Schneider Electric XPEA110 Foot Switch | [27 empty] | 161mm*94mm*54mm | [12 empty] | -25℃~55℃ | [22 empty] | 19 | https://www.unikeyic.com/media/about_us/Unikey_ISO_9001_Certification.pdf | https://www.unikeyic.com/products/circuit-protection-modules/xpea110/997519269.html
XPEB111 | Schneider Electric | 1: 162.9604 | Schneider Electric XPEB111 Foot Switch | [27 empty] | 282mm(Length)*141mm(width) | [35 empty] | 2 | https://www.unikeyic.com/media/about_us/Unikey_ISO_9001_Certification.pdf | https://www.unikeyic.com/products/circuit-protection-modules/xpeb111/997673675.html
XPEB311 | Schneider Electric | 1: 191.8091 | Schneider Electric XPEB311 Foot Switch | [27 empty] | 282mm(Length)*141mm(width) | [35 empty] | 46 | https://www.unikeyic.com/media/about_us/Unikey_ISO_9001_Certification.pdf | https://www.unikeyic.com/products/circuit-protection-modules/xpeb311/997571003.html
XPEB511 | Schneider Electric | 1: 220.0972 | Schneider Electric XPEB511 Foot Switch | [27 empty] | 282mm(Length)*141mm(width) | [35 empty] | 4 | https://www.unikeyic.com/media/about_us/Unikey_ISO_9001_Certification.pdf | https://www.unikeyic.com/products/circuit-protection-modules/xpeb511/997492808.html
XPEM511 | Schneider Electric | 1: 523.1342 | Schneider Electric XPEM511 Foot Switch | [27 empty] | 172.5mm(Length)*137mm(width) | [35 empty] | 1 | https://www.unikeyic.com/media/about_us/Unikey_ISO_9001_Certification.pdf | https://www.unikeyic.com/products/circuit-protection-modules/xpem511/997370481.html
XPER510 | Schneider Electric | 1: 237.9493 | Schneider Electric XPER510 Foot Switch | [63 empty] | 4 | https://www.unikeyic.com/media/about_us/Unikey_ISO_9001_Certification.pdf | https://www.unikeyic.com/products/circuit-protection-modules/xper510/997408372.html
XPER711 | Schneider Electric | 1: 324.8706 | Schneider Electric XPER711 Foot Switch | [63 empty] | 2 | https://www.unikeyic.com/media/about_us/Unikey_ISO_9001_Certification.pdf | https://www.unikeyic.com/products/circuit-protection-modules/xper711/997757350.html
XPEZ901 | Schneider Electric | 1: 81.2838 | Schneider Electric XPEZ901 | [63 empty] | 2 | https://www.unikeyic.com/media/about_us/Unikey_ISO_9001_Certification.pdf | https://www.unikeyic.com/products/circuit-protection-modules/xpez901/997399413.html
XPSMCMDI1200MT | Schneider Electric | 1: 558.6713 | 12 IN 8 OUT MOD 4WIRE SAFE MAT | [31 empty] | DIN rail mounting | [31 empty] | 1 | https://www.unikeyic.com/media/about_us/Unikey_ISO_9001_Certification.pdf | https://www.unikeyic.com/products/circuit-protection-modules/xpsmcmdi1200mt/997456896.html
XPSMCMDI1600G | Schneider Electric | 1: 584.8219 | 16 IN EXP SPRING TERM | [63 empty] | 1 | https://www.unikeyic.com/media/about_us/Unikey_ISO_9001_Certification.pdf | https://www.unikeyic.com/products/circuit-protection-modules/xpsmcmdi1600g/997527697.html
XPSMCMDO0002 | Schneider Electric | 1: 319.5826 | Schneider Electric XPSMCMDO0002 | [31 empty] | DIN rail mounting | [31 empty] | 1 | https://www.unikeyic.com/media/about_us/Unikey_ISO_9001_Certification.pdf | https://www.unikeyic.com/products/circuit-protection-modules/xpsmcmdo0002/997397411.html
XPSMCMMX0802 | Schneider Electric | 1: 437.1798 3: 426.6875 6: 419.6926 | [32 empty] | DIN rail mounting | [31 empty] | 1 | https://www.unikeyic.com/media/about_us/Unikey_ISO_9001_Certification.pdf | https://www.unikeyic.com/products/circuit-protection-modules/xpsmcmmx0802/997329271.html
XPSPVK1184 | Schneider Electric | 1: 1060.884 | MODULE XPSPV - DOUBLE-BODIED SOL | [63 empty] | 2 | https://www.unikeyic.com/media/about_us/Unikey_ISO_9001_Certification.pdf | https://www.unikeyic.com/products/circuit-protection-modules/xpspvk1184/997704119.html
XPSPVT1180 | Schneider Electric | 1: 848.7046 | MODULE XPS-PV - HYDRAULIC VALVES | [27 empty] | 73mm(Length)*100mm(width) |  |  |  | DIN rail mounting | [31 empty] | 1 | https://www.unikeyic.com/media/about_us/Unikey_ISO_9001_Certification.pdf | https://www.unikeyic.com/products/circuit-protection-modules/xpspvt1180/997718712.html
XPSUAF13AP | Schneider Electric | 1: 82.3175 3: 80.9455 6: 78.8876 | [32 empty] | DIN rail mounting | [31 empty] | 251 | https://www.unikeyic.com/media/about_us/Unikey_ISO_9001_Certification.pdf | https://www.unikeyic.com/products/circuit-protection-modules/xpsuaf13ap/997346141.html
XPSUAF33AP | Schneider Electric | 1: 210.9965 3: 207.4798 6: 202.2049 | [28 empty] | 100mm(Length)*22.5mm(width) | [35 empty] | 3 | https://www.unikeyic.com/media/about_us/Unikey_ISO_9001_Certification.pdf | https://www.unikeyic.com/products/circuit-protection-modules/xpsuaf33ap/997430907.html
XPSUAK32AP | Schneider Electric | 1: 299.5806 | Schneider Electric XPSUAK32AP | [63 empty] | 11 | https://www.unikeyic.com/media/about_us/Unikey_ISO_9001_Certification.pdf | https://www.unikeyic.com/products/circuit-protection-modules/xpsuak32ap/997396853.html
XPSUDN33AC | Schneider Electric | 1: 657.404 | SAFETY MODULE, 3PST-NO/SPST-NC, 5A, 240V; Coil Voltage:240V; Contact Configuration:3PST-NO, SPST-NC; Product Range:Harmony XPS Series; Relay Mounting:DIN Rail; Contact Current:5A; Relay Terminals:Spring; Contact Voltage | [27 empty] | 100mm(Length)*45mm(width) | [35 empty] | 4 | https://www.unikeyic.com/media/about_us/Unikey_ISO_9001_Certification.pdf | https://www.unikeyic.com/products/circuit-protection-modules/xpsudn33ac/997423981.html
XPSUEP14AC | Schneider Electric | 1: 289.6729 | Schneider Electric XPSUEP14AC Safety relay | [27 empty] | 100mm(Length)*22.5mm(width) | [35 empty] | 5 | https://www.unikeyic.com/media/about_us/Unikey_ISO_9001_Certification.pdf | https://www.unikeyic.com/products/circuit-protection-modules/xpsuep14ac/997458719.html
XPSUS12AC | Schneider Electric | 1: 485.705 | SAFETY MOD, DPST-NO, 5A, 24V, DIN RAIL; Coil Voltage:24VAC/VDC; Contact Configuration:DPST-NO; Product Range:Harmony XPS Series; Relay Mounting:DIN Rail; Contact Current:5A; Relay Terminals:Spring; Cont | [27 empty] | 100mm*22.5mm*100mm |  |  |  | DIN rail mounting | [31 empty] | 3 | https://www.unikeyic.com/media/about_us/Unikey_ISO_9001_Certification.pdf | https://www.unikeyic.com/products/circuit-protection-modules/xpsus12ac/997337685.html