## Current Transformers (CT)
Part Number | Manufacturer | Price | Description | Accuracy | Base Product Number | Current Ratio | Current - Sensing | Current - Supply (Max) | Current Rating (Amps) | Current Ratio | DC Resistance (DCR) | DC Resistance (DCR) | Datasheet | ET (Volt-Time) | Et (Volt-Time) | For Measuring | Frequency | Frequency Range | Frequency Range | Height-Seated (Max) | Inductance | Length/Width/Height | Linearity | Moisture Sensitivity Level (MSL) | Mounting Type | Mounting Type | Number of Channels | Operating Temperature | Operating Temperature | Output | Package / Case (Metric) | Package/Case | Packaging | Polarization | Product Status | Rated Current | Response Time | Rid | RoHS | SPM | Sensitivity | Sensor Type | Series | Size / Dimension | Supplier Device Package | Termination Style | Turns Ratio | Turns Ratio - Primary : Secondary | Voltage - Supply | Weight | Stock | Datasheet URL | Source URL
01293 | Simpson Electric | 1: 82.9116 | 10:1 50A Wire Mount, Free Hanging, TH, 90.42mm (L) × 27.94mm (H) | [5 empty] | 50 A | - |  | - |  | - |  |  |  |  | - | 1.100" (27.94mm) | [5 empty] | Free Hanging (In-Line) | [6 empty] | Retail Package | [9 empty] | - | 3.560" Dia (90.42mm) |  | Wire Leads |  | 10:1 |  | - | 10 | https://www.unikeyic.com/media/datasheet/78/0a/962b/78/815c678cef8e814a97a9e9c8e3a8fdcb.pdf | https://www.unikeyic.com/products/current-transformers/01293/17217392.html
01297 | Simpson Electric | 1: 91.4328 | 20:1 100A wire mounting，free hanging，Through hole mounting 90.42mm(Length)*27.94mm(height) | [5 empty] | 100 A | - |  | - |  | - |  |  |  |  | - | 1.100" (27.94mm) | [5 empty] | Free Hanging (In-Line) | [6 empty] | Retail Package | [9 empty] | - | 3.560" Dia (90.42mm) |  | Wire Leads |  | 20:1 |  | - | 15 | https://www.unikeyic.com/media/datasheet/78/0a/962b/78/815c678cef8e814a97a9e9c8e3a8fdcb.pdf | https://www.unikeyic.com/products/current-transformers/01297/19845565.html
01299 | Simpson Electric | 1: 85.4928 | 40:1 Current Transformer, 200A, Wire Mount, Free Hanging, TH, 90.42mm L × 27.94mm H | [5 empty] | 200 A | - |  | - |  | - |  |  |  |  | - | 1.100" (27.94mm) | [5 empty] | Free Hanging (In-Line) | [6 empty] | Retail Package | [9 empty] | - | 3.560" Dia (90.42mm) |  | Wire Leads |  | 40:1 |  | - | 8 | https://www.unikeyic.com/media/datasheet/78/0a/962b/78/815c678cef8e814a97a9e9c8e3a8fdcb.pdf | https://www.unikeyic.com/products/current-transformers/01299/24220867.html
02303 | Simpson Electric | 1: 14.625 | 1:120 center mounting 90.4mm(Length)*90.4mm(height) | [5 empty] | 600 A | - |  | - |  | - |  |  |  |  | - | 1.100" (27.94mm) | [5 empty] | Free Hanging (In-Line) | [6 empty] | Retail Package | [9 empty] | - | 3.560" Dia (90.42mm) |  | Wire Leads |  | 120:1 |  | - | 9 | https://www.unikeyic.com/media/datasheet/78/0a/962b/78/815c678cef8e814a97a9e9c8e3a8fdcb.pdf | https://www.unikeyic.com/products/current-transformers/02303/17425264.html
055650-000 | BOURNS | 120: 3.9032 | 50:1 50:1 |  |  | 50:1 |  |  |  |  | - |  |  |  | - |  |  | - |  |  | - | [14 empty] | - | [10 empty] | 50:1 |  |  |  | 120 | https://www.unikeyic.com/media/about_us/Unikey_ISO_9001_Certification.pdf | https://www.unikeyic.com/products/current-transformers/055650-000/724130369.html
055651 | BOURNS | 5: 5.6745 10: 5.0844 25: 5.0844 50: 4.9936 120: 4.9936 | 24mH 10kHz~300kHz 360Vμs 470Ω TH Inductor, 27mm × 18mm × 17.5mm | [6 empty] | - |  | 470Ohm |  | 360VµS |  |  |  |  | 10kHz ~ 300kHz | 0.689" (17.50mm) | 24 mH |  |  | Not Applicable |  | Through Hole | [6 empty] | Tray |  |  |  |  | 20114504 |  |  |  |  | 0556xx, Kaschke | 1.063" L x 0.709" W (27.00mm x 18.00mm) |  | PC Pin |  |  |  | - | 114 | https://www.unikeyic.com/media/about_us/Unikey_ISO_9001_Certification.pdf | https://www.unikeyic.com/products/current-transformers/055651/647898736.html
055651-000 | BOURNS | 120: 3.9032 | 4.16736111111111A 4.16736111111111A |  |  | 4.16736111111111A |  |  |  |  | - |  |  |  | - |  |  | - |  |  | - | [14 empty] | - | [10 empty] | 4.16736111111111A |  |  |  | 120 | https://www.unikeyic.com/media/about_us/Unikey_ISO_9001_Certification.pdf | https://www.unikeyic.com/products/current-transformers/055651-000/724132183.html
055652 | BOURNS | 5: 5.2259 10: 4.6824 25: 4.6824 50: 4.5988 120: 4.5988 | 96mH 10kHz-300kHz 715Vμs 1.8Ω TH Inductor 27mm × 18mm × 17.5mm | [6 empty] | - |  | 1.8Ohm |  | 715VµS |  |  |  |  | 10kHz ~ 300kHz | 0.689" (17.50mm) | 96 mH |  |  | Not Applicable |  | Through Hole | [6 empty] | Tray |  |  |  |  | 20114499 |  |  |  |  | 0556xx, Kaschke | 1.063" L x 0.709" W (27.00mm x 18.00mm) |  | PC Pin |  |  |  | - | 112 | https://www.unikeyic.com/media/about_us/Unikey_ISO_9001_Certification.pdf | https://www.unikeyic.com/products/current-transformers/055652/647738480.html
055652-000 | BOURNS | 120: 3.9032 | 8.33402777777778A 8.33402777777778A |  |  | 8.33402777777778A |  |  |  |  | - |  |  |  | - |  |  | - |  |  | - | [14 empty] | - | [10 empty] | 8.33402777777778A |  |  |  | 120 | https://www.unikeyic.com/media/about_us/Unikey_ISO_9001_Certification.pdf | https://www.unikeyic.com/products/current-transformers/055652-000/724129670.html
055653-000 | BOURNS | 120: 3.9032 | 12.5006944444444A 12.5006944444444A |  |  | 12.5006944444444A |  |  |  |  | - |  |  |  | - |  |  | - |  |  | - | [14 empty] | - | [10 empty] | 12.5006944444444A |  |  |  | 120 | https://www.unikeyic.com/media/about_us/Unikey_ISO_9001_Certification.pdf | https://www.unikeyic.com/products/current-transformers/055653-000/724128884.html
055654-000 | BOURNS | 120: 3.9032 | 16.6673611111111A 16.6673611111111A |  |  | 16.6673611111111A |  |  |  |  | - |  |  |  | - |  |  | - |  |  | - | [14 empty] | - | [10 empty] | 16.6673611111111A |  |  |  | 120 | https://www.unikeyic.com/media/about_us/Unikey_ISO_9001_Certification.pdf | https://www.unikeyic.com/products/current-transformers/055654-000/724130152.html
055655-000 | BOURNS | 120: 3.8721 | 20.8340277777778A 20.8340277777778A |  |  | 20.8340277777778A |  |  |  |  | - |  |  |  | - |  |  | - |  |  | - | [14 empty] | - | [10 empty] | 20.8340277777778A |  |  |  | 120 | https://www.unikeyic.com/media/about_us/Unikey_ISO_9001_Certification.pdf | https://www.unikeyic.com/products/current-transformers/055655-000/724131461.html
055656 | BOURNS | 1: 6.2323 5: 6.2323 10: 5.5841 25: 5.5841 50: 5.4844 120: 5.4844 | Inductor 864mH 10kHz-300kHz 2.14kV·μs 13.5Ω TH 27mm × 18mm × 17.5mm | [6 empty] | - |  | 13.5Ohm |  | 2140VµS |  |  |  |  | 10kHz ~ 300kHz | 0.689" (17.50mm) | 864 mH |  |  | Not Applicable |  | Through Hole | [6 empty] | Tray |  |  |  |  | 20114490 |  |  |  |  | 0556xx, Kaschke | 1.063" L x 0.709" W (27.00mm x 18.00mm) |  | PC Pin |  |  |  | - | 114 | https://www.unikeyic.com/media/about_us/Unikey_ISO_9001_Certification.pdf | https://www.unikeyic.com/products/current-transformers/055656/665644656.html
055656-000 | BOURNS | 120: 3.977 | 25.0006944444444A 25.0006944444444A |  |  | 25.0006944444444A |  |  |  |  | - |  |  |  | - |  |  | - |  |  | - | [14 empty] | - | [10 empty] | 25.0006944444444A |  |  |  | 120 | https://www.unikeyic.com/media/about_us/Unikey_ISO_9001_Certification.pdf | https://www.unikeyic.com/products/current-transformers/055656-000/724133213.html
055657 | BOURNS | 50: 3.949 | Inductor 2.4H 10kHz~300kHz 3.57kVμs 35Ω TH, 27mm × 18mm × 17.5mm | [6 empty] | - |  | 35Ohm |  | 3570VµS |  |  |  |  | 10kHz ~ 300kHz | 0.689" (17.50mm) | 2.4 H |  |  | Not Applicable |  | Through Hole | [6 empty] | Tray |  |  |  |  | 20114506 |  |  |  |  | 0556xx, Kaschke | 1.063" L x 0.709" W (27.00mm x 18.00mm) |  | PC Pin |  |  |  | - | 108 | https://www.unikeyic.com/media/about_us/Unikey_ISO_9001_Certification.pdf | https://www.unikeyic.com/products/current-transformers/055657/676199536.html
055657-000 | BOURNS | 120: 4.0188 | 41.6673611111111A 41.6673611111111A |  |  | 41.6673611111111A |  |  |  |  | - |  |  |  | - |  |  | - |  |  | - | [14 empty] | - | [10 empty] | 41.6673611111111A |  |  |  | 120 | https://www.unikeyic.com/media/about_us/Unikey_ISO_9001_Certification.pdf | https://www.unikeyic.com/products/current-transformers/055657-000/724132112.html
055658 | BOURNS | 36: 5.555 89: 5.324 | 1000:1 30H 50Hz 6.4kVµS 25Ω Through hole mounting 27mm*18mm*17.5mm | [6 empty] | - |  | 25Ohm |  | 6.4kVµS |  |  |  |  | 50Hz | 0.689" (17.50mm) | 30 H |  |  | Not Applicable |  | Through Hole | [6 empty] | Tray |  |  |  |  | 20114496 |  |  |  |  | 0556xx, Kaschke | 1.063" L x 0.709" W (27.00mm x 18.00mm) |  | PC Pin |  | 1000:1 |  | - | 117 | https://www.unikeyic.com/media/about_us/Unikey_ISO_9001_Certification.pdf | https://www.unikeyic.com/products/current-transformers/055658/648741744.html
055658-000 | BOURNS | 1: 10.5496 5: 9.5035 10: 8.3884 20: 7.1742 50: 6.6757 | 41.6673611111111A 41.6673611111111A |  |  | 41.6673611111111A |  |  |  |  | - |  |  |  | - |  |  | - |  |  | - | [14 empty] | - | [10 empty] | 41.6673611111111A |  |  |  | 119 | https://www.unikeyic.com/media/about_us/Unikey_ISO_9001_Certification.pdf | https://www.unikeyic.com/products/current-transformers/055658-000/724133066.html
055659 | BOURNS | 1: 6.1231 5: 6.1231 10: 5.4863 25: 5.4863 50: 5.3884 120: 5.3884 | Inductor 67.5H 50Hz 9.5kVμs 52Ω TH 27mm × 18mm × 17.5mm |  |  | - |  |  |  |  | 52Ω |  |  |  | 9.5KVμs |  |  | 50Hz |  |  | 67.5H | 27mm*18mm*17.5mm |  |  | Through hole mounting |  |  | -30℃~125℃ | [7 empty] | - |  |  | Compliant | [7 empty] | 1500:1 |  |  |  | 109 | https://www.unikeyic.com/media/about_us/Unikey_ISO_9001_Certification.pdf | https://www.unikeyic.com/products/current-transformers/055659/683202198.html
055659-000 | BOURNS | 120: 5.7561 | Inductor 67.5μH 62.5006944444444A 1:2500 17.5mm H |  |  | 62.5006944444444A |  |  |  |  | - |  |  |  | - |  |  | - |  |  | 67.5μH | 17.5mm(height) | [5 empty] | -30℃~125℃ | [7 empty] | - | [10 empty] | 1 : 2500 |  |  |  | 120 | https://www.unikeyic.com/media/about_us/Unikey_ISO_9001_Certification.pdf | https://www.unikeyic.com/products/current-transformers/055659-000/724129556.html
055660 | BOURNS | 1: 8.924 5: 8.567 10: 7.9959 25: 7.8531 50: 7.8531 120: 7.8531 | Transformer 2000:1 120H 50Hz 12.7kVµS 100Ω TH 27mm × 18mm × 17.5mm |  |  | - |  |  |  |  | 100Ω |  |  |  | 12.7kVµS |  |  | 50Hz |  |  | 120H | 27mm*18mm*17.5mm |  |  | Through hole mounting | [10 empty] | - |  |  | Compliant | [7 empty] | 2000:1 |  |  |  | 117 | https://www.unikeyic.com/media/about_us/Unikey_ISO_9001_Certification.pdf | https://www.unikeyic.com/products/current-transformers/055660/683376224.html
055660-000 | BOURNS | 120: 5.8606 | 83.3340277777778A 83.3340277777778A |  |  | 83.3340277777778A |  |  |  |  | - |  |  |  | - |  |  | - |  |  | - | [14 empty] | - | [10 empty] | 83.3340277777778A |  |  |  | 120 | https://www.unikeyic.com/media/about_us/Unikey_ISO_9001_Certification.pdf | https://www.unikeyic.com/products/current-transformers/055660-000/724129836.html
055661-000 | BOURNS | 120: 5.9653 | 104.167361111111A 104.167361111111A |  |  | 104.167361111111A |  |  |  |  | - |  |  |  | - |  |  | - |  |  | - | [14 empty] | - | [10 empty] | 104.167361111111A |  |  |  | 120 | https://www.unikeyic.com/media/about_us/Unikey_ISO_9001_Certification.pdf | https://www.unikeyic.com/products/current-transformers/055661-000/724132223.html
055662-000 | BOURNS | 1: 6.8502 5: 6.1103 10: 5.1755 20: 4.388 50: 3.9879 | 50:1 50:1 |  |  | 50:1 |  |  |  |  | - |  |  |  | - |  |  | - |  |  | - | [14 empty] | - | [10 empty] | 50:1 |  |  |  | 115 | https://www.unikeyic.com/media/about_us/Unikey_ISO_9001_Certification.pdf | https://www.unikeyic.com/products/current-transformers/055662-000/724129060.html
055663-000 | BOURNS | 120: 3.5818 | 4.16736111111111A 4.16736111111111A |  |  | 4.16736111111111A |  |  |  |  | - |  |  |  | - |  |  | - |  |  | - | [14 empty] | - | [10 empty] | 4.16736111111111A |  |  |  | 120 | https://www.unikeyic.com/media/about_us/Unikey_ISO_9001_Certification.pdf | https://www.unikeyic.com/products/current-transformers/055663-000/724129799.html
055664 | BOURNS | 58: 3.377 | Inductor 12.4mH 200kHz~3MHz 715Vμs 1.8Ω TH 27mm × 18mm × 17.5mm |  |  | - |  |  |  |  | 1.8Ω |  |  |  | 715Vμs |  |  | 200KHz~3MHz |  |  | 12.4mH | 27mm*18mm*17.5mm |  |  | Through hole mounting | [10 empty] | - |  |  | Compliant | [7 empty] | - |  |  |  | 120 | https://www.unikeyic.com/media/about_us/Unikey_ISO_9001_Certification.pdf | https://www.unikeyic.com/products/current-transformers/055664/683144437.html
055664-000 | BOURNS | 1: 6.8502 5: 6.1103 10: 5.1755 20: 4.388 50: 3.9879 | 8.33402777777778A 8.33402777777778A |  |  | 8.33402777777778A |  |  |  |  | - |  |  |  | - |  |  | - |  |  | - | [14 empty] | - | [10 empty] | 8.33402777777778A |  |  |  | 110 | https://www.unikeyic.com/media/about_us/Unikey_ISO_9001_Certification.pdf | https://www.unikeyic.com/products/current-transformers/055664-000/724132489.html
101990028 | Seeed Studio | 1: 6.4391 | 30A Wire Mount, Base Mount 13mm L × 13mm W | [5 empty] | 30 A | - |  | - |  | - |  |  |  |  | - | - |  |  |  | 1 (Unlimited) |  | Chassis Mount | [6 empty] | Bulk | [9 empty] | SCT013 | - |  | Wire Leads with Connector |  | 1800:1 |  | - | 48 | https://www.unikeyic.com/media/datasheet/dd/5b/29cc/dd/476100eb3ee240240a144572d99f39dd.pdf | https://www.unikeyic.com/products/current-transformers/101990028/27906879.html
101990058 | Seeed Studio | 1: 8.9753 | 5A, Wire Mount, Base Mount | [5 empty] | 5 A | - |  | - |  | - |  |  |  |  | - | - |  |  |  | 1 (Unlimited) |  | Chassis Mount | [6 empty] | Bulk | [9 empty] | SCT013 | - |  | Wire Leads with Connector |  | - |  | - | 163 | https://www.unikeyic.com/media/datasheet/de/55/1475/de/cfabf9b1b43f241a0547b7e737c8ee02.pdf | https://www.unikeyic.com/products/current-transformers/101990058/24177786.html
101990059 | Seeed Studio | 1: 8.9753 | 10A Wire Mount, Bracket Mount | [5 empty] | 10 A | - |  | - |  | - |  |  |  |  | - | - |  |  |  | 1 (Unlimited) |  | Chassis Mount | [6 empty] | Bulk | [9 empty] | SCT013 | - |  | Wire Leads with Connector |  | - |  | - | 150 | https://www.unikeyic.com/media/datasheet/ec/64/0576/ec/df6f80f3e21d06a2efb6b8401718cdf0.pdf | https://www.unikeyic.com/products/current-transformers/101990059/28308649.html
101990060 | Seeed Studio | 1: 8.9753 | 15A Wire Mount, Bracket Mount | [5 empty] | 15 A | - |  | - |  | - |  |  |  |  | - | - |  |  |  | 1 (Unlimited) |  | Chassis Mount | [6 empty] | Bulk |  |  |  |  | 5487436 |  |  |  |  | - | - |  | Wire Leads with Connector |  | - |  | - | 86 | https://www.unikeyic.com/media/datasheet/53/a8/b434/53/c71f23aab28f26a840a2f896e5f6d0ec.pdf | https://www.unikeyic.com/products/current-transformers/101990060/27908551.html
101990061 | Seeed Studio | 1: 7.935 | 1800:1 20A Wire Mount Base Mount 13mm L × 13mm W | [5 empty] | 20 A | - |  | - |  | - |  |  |  |  | - | - |  |  |  | 1 (Unlimited) |  | Chassis Mount | [6 empty] | Bulk | [9 empty] | SCT013 | - |  | Wire Leads with Connector |  | 1800:1 |  | - | 40 | https://www.unikeyic.com/media/datasheet/de/55/1475/de/cfabf9b1b43f241a0547b7e737c8ee02.pdf | https://www.unikeyic.com/products/current-transformers/101990061/27904488.html
101990064 | Seeed Studio | 1: 8.9753 | 60A Wire Mount, Base Mount 13mm × 13mm | [5 empty] | 60 A | - |  | - |  | - |  |  |  |  | - | - |  |  |  | 1 (Unlimited) |  | Chassis Mount | [6 empty] | Bulk | [9 empty] | SCT013 | - |  | Wire Leads with Connector |  | - |  | - | 563 | https://www.unikeyic.com/media/datasheet/de/55/1475/de/cfabf9b1b43f241a0547b7e737c8ee02.pdf | https://www.unikeyic.com/products/current-transformers/101990064/27947296.html
101990065 | Seeed Studio | 1: 8.9753 | 70A Wire Mount, Base Mount | [5 empty] | 70 A | - |  | - |  | - |  |  |  |  | - | - |  |  |  | 1 (Unlimited) |  | Chassis Mount | [6 empty] | Bulk | [9 empty] | SCT013 | - |  | Wire Leads with Connector |  | - |  | - | 106 | https://www.unikeyic.com/media/datasheet/de/55/1475/de/cfabf9b1b43f241a0547b7e737c8ee02.pdf | https://www.unikeyic.com/products/current-transformers/101990065/24217959.html
1033483 | PHOENIX CONTACT | 1: 387.722 | Phoenix Current Transformers, PACT RCPseries, 1 Aoutput, Rogowski coil type | [5 empty] | 4 kA | - |  | - |  | - |  |  |  |  | 45Hz ~ 65Hz | 3.346" (85.00mm) | [5 empty] | DIN Rail | [6 empty] | Bulk | [9 empty] | - | 2.772" L x 0.886" W (70.40mm x 22.50mm) |  | Terminal Block |  | - |  | - | 1 | https://www.unikeyic.com/media/datasheet/c3/2a/0984/c32a098414d6358e682e77d6f665c6cb.pdf | https://www.unikeyic.com/products/current-transformers/1033483/29237275.html
1069882 | PHOENIX CONTACT | 1: 11.2181 10: 10.9794 | Phoenix Contact CT-ES-30I-3010-60-75-5A-C10 Current Transformer |  |  | - |  |  |  |  | - |  |  |  | - |  |  | - |  |  | - | [14 empty] | - | [10 empty] | - |  |  |  | 100 | https://www.unikeyic.com/media/about_us/Unikey_ISO_9001_Certification.pdf | https://www.unikeyic.com/products/current-transformers/1069882/22710906.html
1076381 | PHOENIX CONTACT | 1: 25.327 | Phoenix Contact CT-ES-M8-67-25-5A-C10 Current Transformer |  |  | - |  |  |  |  | - |  |  |  | - |  |  | - |  |  | - | [14 empty] | - | [10 empty] | - |  |  |  | 40 | https://www.unikeyic.com/media/about_us/Unikey_ISO_9001_Certification.pdf | https://www.unikeyic.com/products/current-transformers/1076381/12879909.html
1243880 | RS |  | RS PRO Current Transformer, 15A, Turns Ratio 300:1 |  |  | 300:1 |  |  |  |  | - |  |  |  | - |  |  | - |  |  | - | 17.2mm*9.53mm*20.4mm |  |  | PCBinstall, board mount |  |  | -40℃~120℃ | [7 empty] | - | [10 empty] | 300:1 |  |  |  |  | https://www.unikeyic.com/media/about_us/Unikey_ISO_9001_Certification.pdf | https://www.unikeyic.com/products/current-transformers/1243880/50651.html
1243882 | RS | 1: 3.983 88: 3.0542 176: 2.8072 | RS PRO Current Transformers, 10A, turns_ratio 10:1 |  |  | 10:1 |  |  |  |  | - |  |  |  | - |  |  | - |  |  | - | 17.2mm*9.53mm*20.4mm |  |  | PCBinstall, board mount |  |  | -40℃~120℃ | [7 empty] | - | [10 empty] | 10:1 |  |  |  | 9 | https://www.unikeyic.com/media/about_us/Unikey_ISO_9001_Certification.pdf | https://www.unikeyic.com/products/current-transformers/1243882/13461781.html
1243883 | RS | 1: 6.1212 25: 4.6942 49: 4.5923 | RS PRO Current Transformer, 50A, 50:1 Ratio |  |  | 50:1 |  |  |  |  | - |  |  |  | - |  |  | - |  |  | - | 32mm*20.5mm*35mm |  |  | PCBinstall, board mount |  |  | -40℃~120℃ | [7 empty] | - | [10 empty] | 50:1 |  |  |  | 141 | https://www.unikeyic.com/media/about_us/Unikey_ISO_9001_Certification.pdf | https://www.unikeyic.com/products/current-transformers/1243883/24283963.html
1243894 | RS | 1: 10.6683 7: 8.3446 13: 8.0016 | RS PRO Current Transformer, 250A, Turns Ratio 1000:1 |  |  | 1000:1 |  |  |  |  | - |  |  |  | - |  |  | - |  |  | - | 44.5mm*14.3mm*44.5mm |  |  | PCBinstall, board mount |  |  | -55℃~130℃ | [7 empty] | - | [10 empty] | 1000:1 |  |  |  | 159 | https://www.unikeyic.com/media/about_us/Unikey_ISO_9001_Certification.pdf | https://www.unikeyic.com/products/current-transformers/1243894/12535864.html
1243898 | RS |  | RS PRO Current Transformer, 5A, 500:1 |  |  | 500:1 |  |  |  |  | - |  |  |  | - |  |  | - |  |  | - | 17.2mm*9.53mm*20.4mm |  |  | PCBinstall, board mount |  |  | -40℃~120℃ | [7 empty] | - | [10 empty] | 500:1 |  |  |  |  | https://www.unikeyic.com/media/about_us/Unikey_ISO_9001_Certification.pdf | https://www.unikeyic.com/products/current-transformers/1243898/20950892.html
1243902 | RS | 1: 5.5588 55: 4.262 275: 3.2935 | RS PRO Current Transformer, 50A, 2500:1 |  |  | 2500:1 |  |  |  |  | - |  |  |  | - |  |  | - |  |  | - | 23.8mm*11.12mm*23.8mm |  |  | PCBinstall, board mount |  |  | -40℃~85℃ | [7 empty] | - | [10 empty] | 2500:1 |  |  |  | 92 | https://www.unikeyic.com/media/about_us/Unikey_ISO_9001_Certification.pdf | https://www.unikeyic.com/products/current-transformers/1243902/23458773.html
1382378 | PHOENIX CONTACT | 1: 119.8368 | Phoenix Current Transformers, 20A, 1 Aoutput, turns_ratio 20:1A, Separate core type | [5 empty] | 20 A | - |  | - |  | - |  |  |  |  | 50Hz ~ 60Hz | 1.378" (35.00mm) |  |  |  | 1 (Unlimited) |  | Free Hanging (In-Line) | [6 empty] | Bulk |  |  |  |  | 17940670 |  |  |  |  | PACT | 2.874" L x 0.866" W (73.00mm x 22.00mm) |  | Wire Leads |  | - |  | - | 1 | https://www.unikeyic.com/media/about_us/Unikey_ISO_9001_Certification.pdf | https://www.unikeyic.com/products/current-transformers/1382378/20288625.html
1382387 | PHOENIX CONTACT | 1: 102.923 | 100:1 100A 50Hz~60Hz wire mounting，free hanging，Through hole mounting 73mm*22mm*35mm | [5 empty] | 100 A | - |  | - |  | - |  |  |  |  | 50Hz ~ 60Hz | 1.378" (35.00mm) |  |  |  | 1 (Unlimited) |  | Free Hanging (In-Line) | [6 empty] | Bulk | [9 empty] | PACT | 2.874" L x 0.866" W (73.00mm x 22.00mm) |  | Wire Leads |  | - |  | - | 7 | https://www.unikeyic.com/media/datasheet/a8/cf/2a7b/a8cf2a7bf12c8ade152fa842a873abb4.pdf | https://www.unikeyic.com/products/current-transformers/1382387/18433986.html
170SHT-501-E | Littelfuse | 1: 395.172 10: 354.6277 25: 339.6263 | 500:5 50Hz~400Hz Base Mount, Threaded Mount, Pivoted Mount 6.73mm × 6.73mm × 3.05mm | [6 empty] | 500:5 |  | - |  | - |  |  |  |  | 50Hz ~ 400Hz | 0.120" (3.05mm) |  |  |  | 1 (Unlimited) |  | Chassis Mount | [6 empty] | Bulk |  |  |  |  | 8552093 |  |  |  |  | CT | 0.265" L x 0.265" W (6.73mm x 6.73mm) |  | Stud |  | - |  |  | 2 | https://www.unikeyic.com/media/datasheet/ec/76/2c30/ec/19ac427c3d9d468dffbc65945b707927.pdf | https://www.unikeyic.com/products/current-transformers/170sht-501-e/28199989.html
1718749 | RS | 1: 29.3527 5: 19.3262 | RS PRO Current Transformer, 50:1 |  |  | 50:1 |  |  |  |  | - |  |  |  | - |  |  | - |  |  | - | 45mm*7.2mm*65mm | [13 empty] | - | [10 empty] | 50:1 |  |  |  | 53 | https://www.unikeyic.com/media/about_us/Unikey_ISO_9001_Certification.pdf | https://www.unikeyic.com/products/current-transformers/1718749/11757803.html
1718750 | RS |  | RS PRO Current Transformer, 50A, 5A Output, 50:5 Ratio, Base Mount |  |  | 50:5 |  |  |  |  | - |  |  |  | - |  |  | - |  |  | - | 65mm*7.2mm*40mm |  |  | SMD mount |  |  | 55℃~55℃ | [7 empty] | - | [10 empty] | 50:5 |  |  |  |  | https://www.unikeyic.com/media/about_us/Unikey_ISO_9001_Certification.pdf | https://www.unikeyic.com/products/current-transformers/1718750/23461517.html
1718751 | RS |  | RS PRO Current Transformers, 60A, 5 Aoutput, turns_ratio 60:5, Base mounted type |  |  | 60:5 |  |  |  |  | - |  |  |  | - |  |  | - |  |  | - | 45mm*7.2mm*65mm |  |  | SMD mount |  |  | -5℃~55℃ | [7 empty] | - | [10 empty] | 60:5 |  |  |  |  | https://www.unikeyic.com/media/about_us/Unikey_ISO_9001_Certification.pdf | https://www.unikeyic.com/products/current-transformers/1718751/18317459.html
1718753 | RS |  | RS PRO Current Transformers, 80A, 5 Aoutput, turns_ratio 80:5, Base mounted type |  |  | 80:5 |  |  |  |  | - |  |  |  | - |  |  | - |  |  | - | 45mm*7.2mm*65mm |  |  | SMD mount |  |  | -5℃~55℃ | [7 empty] | - | [10 empty] | 80:5 |  |  |  |  | https://www.unikeyic.com/media/about_us/Unikey_ISO_9001_Certification.pdf | https://www.unikeyic.com/products/current-transformers/1718753/25652185.html
1718754 | RS | 1: 21.0972 | RS PRO Current Transformer, 100:1 Turns Ratio |  |  | 100:1 |  |  |  |  | - |  |  |  | - |  |  | - |  |  | - | 45mm*45mm*40mm |  |  | wall mount, wire mounting |  |  | -5℃~55℃ | [7 empty] | - | [10 empty] | 100:1 |  |  |  | 56 | https://www.unikeyic.com/media/about_us/Unikey_ISO_9001_Certification.pdf | https://www.unikeyic.com/products/current-transformers/1718754/27365600.html
1718757 | RS | 1: 26.9436 5: 17.7389 | RS PRO Current Transformer |  |  | - |  |  |  |  | - |  |  |  | - |  |  | - |  |  | - | [14 empty] | - | [10 empty] | - |  |  |  | 16 | https://www.unikeyic.com/media/about_us/Unikey_ISO_9001_Certification.pdf | https://www.unikeyic.com/products/current-transformers/1718757/15487630.html
1718758 | RS | 1: 18.8812 5: 12.4322 | RS PRO Current Transformer, 150A, 5A Output, 150:5 Ratio, Base Mount |  |  | 150:5 |  |  |  |  | - |  |  |  | - |  |  | - |  |  | - | 45mm*45mm*65mm |  |  | SMD mount |  |  | -5℃~55℃ | [7 empty] | - | [10 empty] | 150:5 |  |  |  | 27 | https://www.unikeyic.com/media/about_us/Unikey_ISO_9001_Certification.pdf | https://www.unikeyic.com/products/current-transformers/1718758/32714018.html
1718759 | RS | 1: 26.9436 | RS PRO Current Transformers, turns_ratio 200:1 |  |  | 200:1 |  |  |  |  | - |  |  |  | - |  |  | - |  |  | - | 45mm*45mm*65mm | [13 empty] | - | [10 empty] | 200:1 |  |  |  | 12 | https://www.unikeyic.com/media/about_us/Unikey_ISO_9001_Certification.pdf | https://www.unikeyic.com/products/current-transformers/1718759/17775164.html
1718760 | RS | 1: 18.8812 5: 12.4322 | RS PRO Current Transformer, 200A, 5A Output, 200:5 Ratio, Base Mount |  |  | 200:5 |  |  |  |  | - |  |  |  | - |  |  | - |  |  | - | 45mm*45mm*65mm |  |  | SMD mount |  |  | -5℃~55℃ | [7 empty] | - | [10 empty] | 200:5 |  |  |  | 77 | https://www.unikeyic.com/media/about_us/Unikey_ISO_9001_Certification.pdf | https://www.unikeyic.com/products/current-transformers/1718760/13581645.html
1718762 | RS | 1: 18.8812 5: 12.4322 | RS PRO Current Transformer, 300A, 5A Output, 300:5 Ratio, Base Mount |  |  | 300:5 |  |  |  |  | - |  |  |  | - |  |  | - |  |  | - | 45mm*45mm*65mm |  |  | SMD mount |  |  | -5℃~55℃ | [7 empty] | - | [10 empty] | 300:5 |  |  |  | 9 | https://www.unikeyic.com/media/about_us/Unikey_ISO_9001_Certification.pdf | https://www.unikeyic.com/products/current-transformers/1718762/10324664.html
1718763 | RS |  | RS PRO Current Transformer 80A 5A Output 80:5 Ratio Base Mount |  |  | 80:5 |  |  |  |  | - |  |  |  | - |  |  | - |  |  | - | 50mm*50mm*70mm |  |  | SMD mount |  |  | -5℃~55℃ | [7 empty] | - | [10 empty] | 80:5 |  |  |  |  | https://www.unikeyic.com/media/about_us/Unikey_ISO_9001_Certification.pdf | https://www.unikeyic.com/products/current-transformers/1718763/6862883.html
1718766 | RS | 1: 15.4865 5: 12.7452 | RS PRO Current Transformer, 125A, 5A Output, 125:5 Ratio, Base Mount |  |  | 125:5 |  |  |  |  | - |  |  |  | - |  |  | - |  |  | - | 50mm*50mm*70mm |  |  | SMD mount |  |  | -5℃~55℃ | [7 empty] | - | [10 empty] | 125:5 |  |  |  | 34 | https://www.unikeyic.com/media/about_us/Unikey_ISO_9001_Certification.pdf | https://www.unikeyic.com/products/current-transformers/1718766/6452545.html
1718767 | RS | 1: 23.5861 5: 15.5296 | RS PRO Current Transformer |  |  | - |  |  |  |  | - |  |  |  | - |  |  | - |  |  | - | [14 empty] | - | [10 empty] | - |  |  |  | 21 | https://www.unikeyic.com/media/about_us/Unikey_ISO_9001_Certification.pdf | https://www.unikeyic.com/products/current-transformers/1718767/2745334.html
1718769 | RS | 1: 15.4865 | RS PRO Current Transformer, 150A, 5A Output, 150:5 Ratio, Base Mount |  |  | 150:5 |  |  |  |  | - |  |  |  | - |  |  | - |  |  | - | 50mm*50mm*70mm |  |  | SMD mount |  |  | -5℃~55℃ | [7 empty] | - | [10 empty] | 150:5 |  |  |  | 55 | https://www.unikeyic.com/media/about_us/Unikey_ISO_9001_Certification.pdf | https://www.unikeyic.com/products/current-transformers/1718769/33132653.html
1718770 | RS | 1: 25.2175 5: 16.6045 | RS PRO Current Transformers, turns_ratio 200:1 |  |  | 200:1 |  |  |  |  | - |  |  |  | - |  |  | - |  |  | - | 50mm*50mm*70mm | [13 empty] | - | [10 empty] | 200:1 |  |  |  | 14 | https://www.unikeyic.com/media/about_us/Unikey_ISO_9001_Certification.pdf | https://www.unikeyic.com/products/current-transformers/1718770/8617104.html
1718771 | RS | 1: 17.0214 5: 11.2073 | RS PRO Current Transformer 200A 5A Output 200:5 Base Mount |  |  | 200:5 |  |  |  |  | - |  |  |  | - |  |  | - |  |  | - | 50mm*50mm*31mm |  |  | wall mount, wire mounting |  |  | -5℃~55℃ | [7 empty] | - | [10 empty] | 200:5 |  |  |  | 57 | https://www.unikeyic.com/media/about_us/Unikey_ISO_9001_Certification.pdf | https://www.unikeyic.com/products/current-transformers/1718771/26738501.html
1718772 | RS | 1: 24.5048 | RS PRO Current Transformer, 250:1 Ratio |  |  | 250:1 |  |  |  |  | - |  |  |  | - |  |  | - |  |  | - | 50mm*50mm*70mm | [13 empty] | - | [10 empty] | 250:1 |  |  |  | 24 | https://www.unikeyic.com/media/about_us/Unikey_ISO_9001_Certification.pdf | https://www.unikeyic.com/products/current-transformers/1718772/6001086.html
1718773 | RS | 1: 16.3866 5: 13.4876 | RS PRO Current Transformer, 250A, 5A Output, 250:5 Ratio, Base Mount |  |  | 250:5 |  |  |  |  | - |  |  |  | - |  |  | - |  |  | - | 50mm*50mm*70mm |  |  | SMD mount |  |  | -5℃~55℃ | [7 empty] | - | [10 empty] | 250:5 |  |  |  | 106 | https://www.unikeyic.com/media/about_us/Unikey_ISO_9001_Certification.pdf | https://www.unikeyic.com/products/current-transformers/1718773/21491194.html
1718775 | RS |  | RS PRO Current Transformer, 300A, 5A Output, 300:5 Ratio, Base Mount |  |  | 300:5 |  |  |  |  | - |  |  |  | - |  |  | - |  |  | - | 50mm*50mm*70mm |  |  | SMD mount |  |  | -5℃~55℃ | [7 empty] | - | [10 empty] | 300:5 |  |  |  |  | https://www.unikeyic.com/media/about_us/Unikey_ISO_9001_Certification.pdf | https://www.unikeyic.com/products/current-transformers/1718775/32813540.html
1718778 | RS | 1: 15.9635 | RS PRO Current Transformer, 500A, 5A Output, 500:5 Ratio, Base Mount |  |  | 500:5 |  |  |  |  | - |  |  |  | - |  |  | - |  |  | - | 50mm*50mm*70mm |  |  | SMD mount |  |  | -5℃~55℃ | [7 empty] | - | [10 empty] | 500:5 |  |  |  | 57 | https://www.unikeyic.com/media/about_us/Unikey_ISO_9001_Certification.pdf | https://www.unikeyic.com/products/current-transformers/1718778/12738197.html
1718782 | RS | 1: 27.6173 | RS PRO Current Transformer 125A 5A Output 125:5 Ratio Base Mount |  |  | 125:5 |  |  |  |  | - |  |  |  | - |  |  | - |  |  | - | 62mm*62mm*40mm |  |  | wall mount, wire mounting |  |  | -5℃~55℃ | [7 empty] | - | [10 empty] | 125:5 |  |  |  | 19 | https://www.unikeyic.com/media/about_us/Unikey_ISO_9001_Certification.pdf | https://www.unikeyic.com/products/current-transformers/1718782/23887129.html
1718783 | RS |  | RS PRO Current Transformer 150A 5A Output 150:5 Base Mount |  |  | 150:5 |  |  |  |  | - |  |  |  | - |  |  | - |  |  | - | 62mm*62mm*78mm |  |  | SMD mount |  |  | -5℃~55℃ | [7 empty] | - | [10 empty] | 150:5 |  |  |  |  | https://www.unikeyic.com/media/about_us/Unikey_ISO_9001_Certification.pdf | https://www.unikeyic.com/products/current-transformers/1718783/5053623.html
1718785 | RS | 1: 17.2404 | RS PRO Current Transformer 100A 5A Output Ratio 100:5 Bracket Mount |  |  | 100:5 |  |  |  |  | - |  |  |  | - |  |  | - |  |  | - | 62mm*62mm*78mm |  |  | SMD mount |  |  | -5℃~55℃ | [7 empty] | - | [10 empty] | 100:5 |  |  |  | 17 | https://www.unikeyic.com/media/about_us/Unikey_ISO_9001_Certification.pdf | https://www.unikeyic.com/products/current-transformers/1718785/26624071.html
1718786 | RS | 1: 21.112 | RS PRO Current Transformer, 150A, 5A Output, 150:5 Ratio, Base Mount |  |  | 150:5 |  |  |  |  | - |  |  |  | - |  |  | - |  |  | - | 62mm*62mm*78mm |  |  | SMD mount |  |  | -5℃~55℃ | [7 empty] | - | [10 empty] | 150:5 |  |  |  | 23 | https://www.unikeyic.com/media/about_us/Unikey_ISO_9001_Certification.pdf | https://www.unikeyic.com/products/current-transformers/1718786/25312996.html
1718788 | RS |  | RS PRO Current Transformer, 250A, 5A Output, 250:5 Ratio, Base Mount |  |  | 250:5 |  |  |  |  | - |  |  |  | - |  |  | - |  |  | - | 62mm*62mm*78mm |  |  | SMD mount |  |  | -5℃~55℃ | [7 empty] | - | [10 empty] | 250:5 |  |  |  |  | https://www.unikeyic.com/media/about_us/Unikey_ISO_9001_Certification.pdf | https://www.unikeyic.com/products/current-transformers/1718788/8064144.html
1718789 | RS | 1: 21.112 5: 13.9007 | RS PRO Current Transformer, 300A, 5A Output, 300:5 Ratio, Base Mount |  |  | 300:5 |  |  |  |  | - |  |  |  | - |  |  | - |  |  | - | 62mm*62mm*78mm |  |  | SMD mount |  |  | -5℃~55℃ | [7 empty] | - | [10 empty] | 300:5 |  |  |  | 50 | https://www.unikeyic.com/media/about_us/Unikey_ISO_9001_Certification.pdf | https://www.unikeyic.com/products/current-transformers/1718789/24584101.html
1718790 | RS | 1: 31.4426 5: 20.7012 | RS PRO Current Transformer 400:1 |  |  | 400:1 |  |  |  |  | - |  |  |  | - |  |  | - |  |  | - | 62mm*62mm*78mm | [13 empty] | - | [10 empty] | 400:1 |  |  |  | 32 | https://www.unikeyic.com/media/about_us/Unikey_ISO_9001_Certification.pdf | https://www.unikeyic.com/products/current-transformers/1718790/7878096.html
1718792 | RS | 1: 22.0122 5: 14.4947 | RS PRO Current Transformer, 500A, 5A Output, 500:5 Ratio, Base Mount |  |  | 500:5 |  |  |  |  | - |  |  |  | - |  |  | - |  |  | - | 62mm*62mm*78mm |  |  | SMD mount |  |  | -5℃~55℃ | [7 empty] | - | [10 empty] | 500:5 |  |  |  | 52 | https://www.unikeyic.com/media/about_us/Unikey_ISO_9001_Certification.pdf | https://www.unikeyic.com/products/current-transformers/1718792/23010579.html
1718793 | RS | 1: 25.4625 5: 16.7635 | RS PRO Current Transformer, Turns Ratio 600:1 |  |  | 600:1 |  |  |  |  | - |  |  |  | - |  |  | - |  |  | - | 62mm*62mm*78mm | [13 empty] | - | [10 empty] | 600:1 |  |  |  | 16 | https://www.unikeyic.com/media/about_us/Unikey_ISO_9001_Certification.pdf | https://www.unikeyic.com/products/current-transformers/1718793/21328463.html
1718794 | RS | 1: 22.0122 | RS PRO Current Transformer, 600A, 5A Output, Turns Ratio 600:5, Base Mount |  |  | 600:5 |  |  |  |  | - |  |  |  | - |  |  | - |  |  | - | 62mm*62mm*78mm |  |  | SMD mount |  |  | -5℃~55℃ | [7 empty] | - | [10 empty] | 600:5 |  |  |  | 20 | https://www.unikeyic.com/media/about_us/Unikey_ISO_9001_Certification.pdf | https://www.unikeyic.com/products/current-transformers/1718794/8681502.html
1718795 | RS | 1: 23.3615 | RS PRO Current Transformer, 750A, 5A Output, 750:5 Ratio, Base Mount |  |  | 750:5 |  |  |  |  | - |  |  |  | - |  |  | - |  |  | - | 62mm*62mm*78mm |  |  | SMD mount |  |  | -5℃~55℃ | [7 empty] | - | [10 empty] | 750:5 |  |  |  | 31 | https://www.unikeyic.com/media/about_us/Unikey_ISO_9001_Certification.pdf | https://www.unikeyic.com/products/current-transformers/1718795/33174275.html
1718797 | RS | 1: 31.4426 | RS PRO Current Transformer, 800A, 1A Output, 800:1 Ratio, Base Mount |  |  | 800:1A |  |  |  |  | - |  |  |  | - |  |  | - |  |  | - | 78mm*62mm*78mm |  |  | SMD mount |  |  | -5℃~55℃ | [7 empty] | - | [10 empty] | 800:1 |  |  |  | 10 | https://www.unikeyic.com/media/about_us/Unikey_ISO_9001_Certification.pdf | https://www.unikeyic.com/products/current-transformers/1718797/27622644.html
1718798 | RS | 1: 23.3615 | RS PRO Current Transformer, 800A, 5A Output, 800:5 Ratio, Bracket Mount |  |  | 800:5 |  |  |  |  | - |  |  |  | - |  |  | - |  |  | - | 62mm*62mm*78mm |  |  | SMD mount |  |  | -5℃~55℃ | [7 empty] | - | [10 empty] | 800:5 |  |  |  | 31 | https://www.unikeyic.com/media/about_us/Unikey_ISO_9001_Certification.pdf | https://www.unikeyic.com/products/current-transformers/1718798/995421.html
1718800 | RS | 1: 33.3876 | RS PRO Current Transformer, 500A, 5A Output, 500:5 Ratio, Base Mount |  |  | 500:5 |  |  |  |  | - |  |  |  | - |  |  | - |  |  | - | 74mm*74mm*98mm |  |  | SMD mount |  |  | -5℃~55℃ | [7 empty] | - | [10 empty] | 500:5 |  |  |  | 26 | https://www.unikeyic.com/media/about_us/Unikey_ISO_9001_Certification.pdf | https://www.unikeyic.com/products/current-transformers/1718800/17685372.html
1718801 | RS |  | RS PRO Current Transformer 600A 5A Output 600:5 Base Mount |  |  | 600:5 |  |  |  |  | - |  |  |  | - |  |  | - |  |  | - | 74mm*74mm*98mm |  |  | SMD mount |  |  | -5℃~55℃ | [7 empty] | - | [10 empty] | 600:5 |  |  |  |  | https://www.unikeyic.com/media/about_us/Unikey_ISO_9001_Certification.pdf | https://www.unikeyic.com/products/current-transformers/1718801/18537901.html
1718802 | RS |  | RS PRO Current Transformer, 800A, 5A Output, 800:5 Ratio, Bracket Mount |  |  | 800:5 |  |  |  |  | - |  |  |  | - |  |  | - |  |  | - | 74mm*74mm*98mm |  |  | SMD mount |  |  | -5℃~55℃ | [7 empty] | - | [10 empty] | 800:5 |  |  |  |  | https://www.unikeyic.com/media/about_us/Unikey_ISO_9001_Certification.pdf | https://www.unikeyic.com/products/current-transformers/1718802/26925494.html
1718805 | RS | 1: 40.1992 | RS PRO Current Transformer, 1000A, 5A Output, 1000:5 Ratio, Bracket Mount |  |  | 1000:5 |  |  |  |  | - |  |  |  | - |  |  | - |  |  | - | 86mm*86mm*45mm |  |  | SMD mount |  |  | -5℃~55℃ | [7 empty] | - | [10 empty] | 1000:5 |  |  |  | 46 | https://www.unikeyic.com/media/about_us/Unikey_ISO_9001_Certification.pdf | https://www.unikeyic.com/products/current-transformers/1718805/4185410.html
1718807 | RS | 1: 26.6902 5: 21.9647 | RS PRO Current Transformer, 1250A, 5A Output, 1250:5 Ratio, Base Mount |  |  | 1250:5 |  |  |  |  | - |  |  |  | - |  |  | - |  |  | - | 86mm*86mm*45mm |  |  | SMD mount |  |  | -5℃~55℃ | [7 empty] | - | [10 empty] | 1250:5 |  |  |  | 1 | https://www.unikeyic.com/media/about_us/Unikey_ISO_9001_Certification.pdf | https://www.unikeyic.com/products/current-transformers/1718807/17585712.html
1718808 | RS | 1: 40.3606 | RS PRO Current Transformer, 1500:1 Turns Ratio |  |  | 1500:1 |  |  |  |  | - |  |  |  | - |  |  | - |  |  | - | 86mm*86mm*45mm | [13 empty] | - | [10 empty] | 1500:1 |  |  |  | 9 | https://www.unikeyic.com/media/about_us/Unikey_ISO_9001_Certification.pdf | https://www.unikeyic.com/products/current-transformers/1718808/22841603.html
1718809 | RS | 1: 26.6902 5: 21.9647 | RS PRO Current Transformer, 1500A, 5A Output, 1500:5 Ratio, Base Mount |  |  | 1500:5 |  |  |  |  | - |  |  |  | - |  |  | - |  |  | - | 86mm*86mm*45mm |  |  | SMD mount |  |  | -5℃~55℃ | [7 empty] | - | [10 empty] | 1500:5 |  |  |  | 1 | https://www.unikeyic.com/media/about_us/Unikey_ISO_9001_Certification.pdf | https://www.unikeyic.com/products/current-transformers/1718809/17090824.html
1718811 | RS | 1: 46.0493 | RS PRO Current Transformer, 800A, 5A Output, 800:5 Ratio, Base Mount |  |  | 800:5 |  |  |  |  | - |  |  |  | - |  |  | - |  |  | - | 104mm*45mm*45mm |  |  | SMD mount |  |  | -5℃~55℃ | [7 empty] | - | [10 empty] | 800:5 |  |  |  | 32 | https://www.unikeyic.com/media/about_us/Unikey_ISO_9001_Certification.pdf | https://www.unikeyic.com/products/current-transformers/1718811/2195233.html
1718812 | RS | 1: 48.3173 5: 31.1757 | RS PRO Current Transformer, 1000A, 5A Output, 1000:5 Ratio, Bracket Mount |  |  | 1000:5 |  |  |  |  | - |  |  |  | - |  |  | - |  |  | - | 104mm*45mm*45mm |  |  | SMD mount |  |  | -5℃~55℃ | [7 empty] | - | [10 empty] | 1000:5 |  |  |  | 28 | https://www.unikeyic.com/media/about_us/Unikey_ISO_9001_Certification.pdf | https://www.unikeyic.com/products/current-transformers/1718812/16182338.html
1718814 | RS |  | RS PRO Current Transformer, 1250A, 5A Output, 1250:5 Ratio, Bracket Mount |  |  | 1250:5 |  |  |  |  | - |  |  |  | - |  |  | - |  |  | - | 104mm*45mm*45mm |  |  | SMD mount |  |  | -5℃~55℃ | [7 empty] | - | [10 empty] | 1250:5 |  |  |  |  | https://www.unikeyic.com/media/about_us/Unikey_ISO_9001_Certification.pdf | https://www.unikeyic.com/products/current-transformers/1718814/3897888.html
1718815 | RS | 1: 51.6544 | RS PRO Current Transformer, 1500A, 5A Output, 1500:5 Ratio, Base Mount |  |  | 1500:5 |  |  |  |  | - |  |  |  | - |  |  | - |  |  | - | 104mm*45mm*45mm |  |  | SMD mount |  |  | -5℃~55℃ | [7 empty] | - | [10 empty] | 1500:5 |  |  |  | 6 | https://www.unikeyic.com/media/about_us/Unikey_ISO_9001_Certification.pdf | https://www.unikeyic.com/products/current-transformers/1718815/1318171.html
1718816 | RS | 1: 53.9039 | RS PRO Current Transformer, 1600A, 5A Output, 1600:5 Ratio, Base Mount |  |  | 1600:5 |  |  |  |  | - |  |  |  | - |  |  | - |  |  | - | 104mm*45mm*45mm |  |  | SMD mount |  |  | -5℃~55℃ | [7 empty] | - | [10 empty] | 1600:5 |  |  |  | 20 | https://www.unikeyic.com/media/about_us/Unikey_ISO_9001_Certification.pdf | https://www.unikeyic.com/products/current-transformers/1718816/11857433.html
1718817 | RS | 1: 58.3862 | RS PRO Current Transformer, 2000A, 5A Output, 2000:5 Ratio, Base Mount |  |  | 2000:5 |  |  |  |  | - |  |  |  | - |  |  | - |  |  | - | 104mm*45mm*45mm |  |  | SMD mount |  |  | -5℃~55℃ | [7 empty] | - | [10 empty] | 2000:5 |  |  |  | 18 | https://www.unikeyic.com/media/about_us/Unikey_ISO_9001_Certification.pdf | https://www.unikeyic.com/products/current-transformers/1718817/11976698.html
1718818 | RS | 1: 54.8041 | RS PRO Current Transformer, 1500A, 5A Output, 1500:5 Ratio, Base Mount |  |  | 1500:5 |  |  |  |  | - |  |  |  | - |  |  | - |  |  | - | 140mm*45mm*45mm |  |  | SMD mount |  |  | -5℃~55℃ | [7 empty] | - | [10 empty] | 1500:5 |  |  |  | 28 | https://www.unikeyic.com/media/about_us/Unikey_ISO_9001_Certification.pdf | https://www.unikeyic.com/products/current-transformers/1718818/1398688.html
1718820 | RS | 1: 54.8041 | RS PRO Current Transformer, 1600A, 5A Output, 1600:5 Ratio, Base Mount |  |  | 1600:5 |  |  |  |  | - |  |  |  | - |  |  | - |  |  | - | 140mm*45mm*45mm |  |  | SMD mount |  |  | -5℃~55℃ | [7 empty] | - | [10 empty] | 1600:5 |  |  |  | 16 | https://www.unikeyic.com/media/about_us/Unikey_ISO_9001_Certification.pdf | https://www.unikeyic.com/products/current-transformers/1718820/29507261.html
1718822 | RS | 1: 63.8038 | RS PRO Current Transformer, 2500A, 5A Output, 2500:5 Ratio, Base Mount |  |  | 2500:5 |  |  |  |  | - |  |  |  | - |  |  | - |  |  | - | 140mm*45mm*45mm |  |  | SMD mount |  |  | -5℃~55℃ | [7 empty] | - | [10 empty] | 2500:5 |  |  |  | 26 | https://www.unikeyic.com/media/about_us/Unikey_ISO_9001_Certification.pdf | https://www.unikeyic.com/products/current-transformers/1718822/23383948.html
1718824 | RS |  | RS PRO Current Transformer 100A 5A Output 100:5 Base Mount For MCCB |  |  | 100:5 |  |  |  |  | - |  |  |  | - |  |  | - |  |  | - | 105mm*38mm*87.5mm |  |  | SMD mount | [10 empty] | - | [10 empty] | 100:5 |  |  |  |  | https://www.unikeyic.com/media/about_us/Unikey_ISO_9001_Certification.pdf | https://www.unikeyic.com/products/current-transformers/1718824/10380340.html
1718825 | RS | 1: 38.1928 | RS PRO Current Transformer, 125A, 5A Out, 125:5 Ratio, Base Mount, For MCCB |  |  | 125:5 |  |  |  |  | - |  |  |  | - |  |  | - |  |  | - | 105mm*38mm*87.5mm |  |  | SMD mount | [10 empty] | - | [10 empty] | 125:5 |  |  |  | 21 | https://www.unikeyic.com/media/about_us/Unikey_ISO_9001_Certification.pdf | https://www.unikeyic.com/products/current-transformers/1718825/14826660.html
1718826 | RS | 1: 39.5607 | RS PRO Current Transformers, 150A, 5 Aoutput, turns_ratio 150:5, Base mounted type, Used forMCCB |  |  | 150:5 |  |  |  |  | - |  |  |  | - |  |  | - |  |  | - | 105mm*38mm*87.5mm |  |  | SMD mount | [10 empty] | - | [10 empty] | 150:5 |  |  |  | 63 | https://www.unikeyic.com/media/about_us/Unikey_ISO_9001_Certification.pdf | https://www.unikeyic.com/products/current-transformers/1718826/32983525.html
1718827 | RS |  | RS PRO Current Transformer, 160A, 5A Output, 160:5 Ratio, Base Mount, For MCCB |  |  | 160:5 |  |  |  |  | - |  |  |  | - |  |  | - |  |  | - | 105mm*38mm*87.5mm |  |  | SMD mount | [10 empty] | - | [10 empty] | 160:5 |  |  |  |  | https://www.unikeyic.com/media/about_us/Unikey_ISO_9001_Certification.pdf | https://www.unikeyic.com/products/current-transformers/1718827/4225192.html
1718828 | RS | 1: 38.1928 5: 24.6422 | RS PRO Current Transformer, 200A, 5A Output, 200:5 Ratio, Base Mount, For MCCB |  |  | 200:5 |  |  |  |  | - |  |  |  | - |  |  | - |  |  | - | 105mm*38mm*87.5mm |  |  | SMD mount | [10 empty] | - | [10 empty] | 200:5 |  |  |  | 10 | https://www.unikeyic.com/media/about_us/Unikey_ISO_9001_Certification.pdf | https://www.unikeyic.com/products/current-transformers/1718828/23485080.html
1718830 | RS | 1: 51.363 5: 33.1401 | RS PRO Current Transformer, 250A, 5A Output, 250:5 Ratio, Base Mount, For MCCB |  |  | 250:5 |  |  |  |  | - |  |  |  | - |  |  | - |  |  | - | 141mm*38mm*38mm |  |  | SMD mount | [10 empty] | - | [10 empty] | 250:5 |  |  |  | 2 | https://www.unikeyic.com/media/about_us/Unikey_ISO_9001_Certification.pdf | https://www.unikeyic.com/products/current-transformers/1718830/14080222.html
1718838 | RS |  | RS PRO Current Transformer, 2000A, 5A Output, 2000:5 Ratio, Bracket Mount |  |  | 2000:5 |  |  |  |  | - |  |  |  | - |  |  | - |  |  | - | 99mm*99mm*45mm |  |  | SMD mount |  |  | -5℃~55℃ | [7 empty] | - | [10 empty] | 2000:5 |  |  |  |  | https://www.unikeyic.com/media/about_us/Unikey_ISO_9001_Certification.pdf | https://www.unikeyic.com/products/current-transformers/1718838/25181596.html
1718839 | RS |  | RS PRO Current Transformer, 2500A, 5A Output, 2500:5 Ratio, Base Mount |  |  | 2500:5 |  |  |  |  | - |  |  |  | - |  |  | - |  |  | - | 99mm*99mm*45mm |  |  | SMD mount |  |  | -5℃~55℃ | [7 empty] | - | [10 empty] | 2500:5 |  |  |  |  | https://www.unikeyic.com/media/about_us/Unikey_ISO_9001_Certification.pdf | https://www.unikeyic.com/products/current-transformers/1718839/17099057.html
1718840 | RS | 1: 70.2579 | RS PRO Current Transformer, 1000A, 5A Output, 1000:5 Ratio, Base Mount |  |  | 1000:5 |  |  |  |  | - |  |  |  | - |  |  | - |  |  | - | 130mm*60mm*60mm |  |  | SMD mount |  |  | -5℃~55℃ | [7 empty] | - | [10 empty] | 1000:5 |  |  |  | 7 | https://www.unikeyic.com/media/about_us/Unikey_ISO_9001_Certification.pdf | https://www.unikeyic.com/products/current-transformers/1718840/24653320.html
1718845 | RS | 1: 100.6326 5: 76.1951 | RS PRO Current Transformer, 2500A, 5A Output, 2500:5 Ratio, Base Mount |  |  | 2500:5 |  |  |  |  | - |  |  |  | - |  |  | - |  |  | - | 130mm*60mm*60mm |  |  | SMD mount |  |  | -5℃~55℃ | [7 empty] | - | [10 empty] | 2500:5 |  |  |  | 2 | https://www.unikeyic.com/media/about_us/Unikey_ISO_9001_Certification.pdf | https://www.unikeyic.com/products/current-transformers/1718845/8695656.html
1718846 | RS |  | RS PRO Current Transformer 100A 5A Output Ratio 100:5 Bracket Mount |  |  | 100:5 |  |  |  |  | - |  |  |  | - |  |  | - |  |  | - | 93mm*93mm*40mm |  |  | SMD mount |  |  | 70℃(max) | [7 empty] | - | [10 empty] | 100:5 |  |  |  |  | https://www.unikeyic.com/media/about_us/Unikey_ISO_9001_Certification.pdf | https://www.unikeyic.com/products/current-transformers/1718846/18062142.html
1718847 | RS | 1: 56.1552 5: 36.2336 | RS PRO Current Transformer, 150A, 5A Output, 150:5 Ratio, Bracket Mount |  |  | 150:5 |  |  |  |  | - |  |  |  | - |  |  | - |  |  | - | 93mm*93mm*40mm |  |  | SMD mount |  |  | 70℃(max) | [7 empty] | - | [10 empty] | 150:5 |  |  |  | 38 | https://www.unikeyic.com/media/about_us/Unikey_ISO_9001_Certification.pdf | https://www.unikeyic.com/products/current-transformers/1718847/11125262.html
1718849 | RS | 1: 68.3974 | RS PRO Current Transformer, 250A, 5A Output, 250:5 Ratio, Base Mount |  |  | 250:5 |  |  |  |  | - |  |  |  | - |  |  | - |  |  | - | 93mm*93mm*40mm |  |  | SMD mount |  |  | 70℃(max) | [7 empty] | - | [10 empty] | 250:5 |  |  |  | 33 | https://www.unikeyic.com/media/about_us/Unikey_ISO_9001_Certification.pdf | https://www.unikeyic.com/products/current-transformers/1718849/15235695.html
1718850 | RS | 1: 55.0342 | RS PRO Current Transformer, 300A, 5A Output, 300:5 Ratio, Bracket Mount |  |  | 300:5 |  |  |  |  | - |  |  |  | - |  |  | - |  |  | - | 93mm*93mm*40mm |  |  | SMD mount |  |  | 70℃(max) | [7 empty] | - | [10 empty] | 300:5 |  |  |  | 23 | https://www.unikeyic.com/media/about_us/Unikey_ISO_9001_Certification.pdf | https://www.unikeyic.com/products/current-transformers/1718850/20142640.html
1718854 | RS | 1: 69.8081 5: 56.3025 | RS PRO Current Transformer, 600A, 5A Output, 600:5 Ratio, Base Mount |  |  | 600:5 |  |  |  |  | - |  |  |  | - |  |  | - |  |  | - | 108mm*51mm*51mm |  |  | SMD mount |  |  | 70℃(max) | [7 empty] | - | [10 empty] | 600:5 |  |  |  | 55 | https://www.unikeyic.com/media/about_us/Unikey_ISO_9001_Certification.pdf | https://www.unikeyic.com/products/current-transformers/1718854/32413870.html
1718855 | RS | 1: 31.2068 5: 20.5437 | RS PRO Current Transformer, 5A, 5A Output, 5:5 Ratio, Bracket Mount |  |  | 5:5 |  |  |  |  | - |  |  |  | - |  |  | - |  |  | - | 62mm*62mm*78mm |  |  | SMD mount |  |  | -5℃~55℃ | [7 empty] | - | [10 empty] | 5:5 |  |  |  | 119 | https://www.unikeyic.com/media/about_us/Unikey_ISO_9001_Certification.pdf | https://www.unikeyic.com/products/current-transformers/1718855/9889806.html
1718856 | RS |  | RS PRO Current Transformer, 10A, 5A Output, 10:5 Ratio, Base Mount |  |  | 10:5 |  |  |  |  | - |  |  |  | - |  |  | - |  |  | - | 62mm*62mm*78mm |  |  | SMD mount |  |  | -5℃~55℃ | [7 empty] | - | [10 empty] | 10:5 |  |  |  |  | https://www.unikeyic.com/media/about_us/Unikey_ISO_9001_Certification.pdf | https://www.unikeyic.com/products/current-transformers/1718856/24884721.html
1718857 | RS | 1: 29.2488 5: 19.2564 | RS PRO Current Transformer 15A 5A Output Turns Ratio 15:5 Base Mount |  |  | 15:5 |  |  |  |  | - |  |  |  | - |  |  | - |  |  | - | 62mm*62mm*78mm |  |  | SMD mount |  |  | -5℃~55℃ | [7 empty] | - | [10 empty] | 15:5 |  |  |  | 181 | https://www.unikeyic.com/media/about_us/Unikey_ISO_9001_Certification.pdf | https://www.unikeyic.com/products/current-transformers/1718857/23966330.html
1718860 | RS |  | RS PRO Current Transformers, 40A, 5 Aoutput, turns_ratio 40:5, Base mounted type |  |  | 40:5 |  |  |  |  | - |  |  |  | - |  |  | - |  |  | - | 74mm*74mm*98mm |  |  | SMD mount |  |  | -5℃~55℃ | [7 empty] | - | [10 empty] | 40:5 |  |  |  |  | https://www.unikeyic.com/media/about_us/Unikey_ISO_9001_Certification.pdf | https://www.unikeyic.com/products/current-transformers/1718860/1609381.html
1730181 | RS | 351: 3.2205 702: 3.1399 1,404: 3.0917 | RS PRO Current Transformer 10A 10:1 |  |  | 10:1 |  |  |  |  | - |  |  |  | - |  |  | - |  |  | - | 17.2mm*9.53mm*20.4mm |  |  | PCBinstall, board mount |  |  | -40℃~120℃ | [7 empty] | - | [10 empty] | 10:1 |  |  |  | 368 | https://www.unikeyic.com/media/about_us/Unikey_ISO_9001_Certification.pdf | https://www.unikeyic.com/products/current-transformers/1730181/30557964.html
1730218 | RS |  | RS PRO Current Transformers, 250A, turns_ratio 1000:1 |  |  | 1000:1 |  |  |  |  | - |  |  |  | - |  |  | - |  |  | - | 44.5mm*14.3mm*44.5mm |  |  | PCBinstall, board mount |  |  | -55℃~130℃ | [7 empty] | - | [10 empty] | 1000:1 |  |  |  |  | https://www.unikeyic.com/media/about_us/Unikey_ISO_9001_Certification.pdf | https://www.unikeyic.com/products/current-transformers/1730218/3139460.html
17696202 | LEM |  | LEM LAH 125-P Current Transformers |  |  | - |  |  |  |  | - |  |  |  | - |  |  | - |  |  | - | [14 empty] | - | [10 empty] | - |  |  |  |  | https://www.unikeyic.com/media/about_us/Unikey_ISO_9001_Certification.pdf | https://www.unikeyic.com/products/current-transformers/17696202/870449132.html
17696267 | LEM | 1: 50.3726 | LEM HAS 600-S Current Transformers |  |  | - |  |  |  |  | - |  |  |  | - |  |  | - |  |  | - | [14 empty] | - | [10 empty] | - |  |  |  | 84 | https://www.unikeyic.com/media/about_us/Unikey_ISO_9001_Certification.pdf | https://www.unikeyic.com/products/current-transformers/17696267/870058025.html
17696333 | LEM |  | LEM AP 400 B10 Current Sensors |  |  | - |  |  |  |  | - |  |  |  | - |  |  | - |  |  | - | [14 empty] | - | [10 empty] | - |  |  |  |  | https://www.unikeyic.com/media/about_us/Unikey_ISO_9001_Certification.pdf | https://www.unikeyic.com/products/current-transformers/17696333/870055401.html
180439 | RS | 1: 24.6311 | 5:1 DIN Rail Mount 65mm × 45mm × 65mm |  |  | 5:1 |  |  |  |  | - |  |  |  | - |  |  | - |  |  | - | 65mm*45mm*65mm |  |  | DIN rail mounting |  |  | -10℃~55℃ | [7 empty] | - | [10 empty] | 5:1 |  |  |  | 150 | https://www.unikeyic.com/media/about_us/Unikey_ISO_9001_Certification.pdf | https://www.unikeyic.com/products/current-transformers/180439/996817741.html
180441 | RS |  | 10A/4-20mAA 10A/4-20mAA Bracket mounting 65mm*44mm*65mm |  |  | 10A/4-20mAA |  |  |  |  | - |  |  |  | - |  |  | - |  |  | - | 65mm*44mm*65mm |  |  | Bracket mounting |  |  | -5℃~55℃ | [7 empty] | - | [10 empty] | 10A/4-20mAA |  |  |  |  | https://www.unikeyic.com/media/about_us/Unikey_ISO_9001_Certification.pdf | https://www.unikeyic.com/products/current-transformers/180441/999186904.html
180445 | RS | 1: 57.7484 | 100A/4-20mA Bracket Mount, 65mm × 44mm × 65mm |  |  | 100A/4-20mAA |  |  |  |  | - |  |  |  | - |  |  | - |  |  | - | 65mm*44mm*65mm |  |  | Bracket mounting |  |  | -5℃~55℃ | [7 empty] | - | [10 empty] | 100A/4-20mAA |  |  |  | 26 | https://www.unikeyic.com/media/about_us/Unikey_ISO_9001_Certification.pdf | https://www.unikeyic.com/products/current-transformers/180445/999194678.html
180448 | RS | 1: 55.3108 | 10A/5-10VA, Bracket Mount, 65mm × 44mm × 65mm |  |  | 10A/5-10VA |  |  |  |  | - |  |  |  | - |  |  | - |  |  | - | 65mm*44mm*65mm |  |  | Bracket mounting |  |  | -5℃~55℃ | [7 empty] | - | [10 empty] | 10A/5-10VA |  |  |  | 3 | https://www.unikeyic.com/media/about_us/Unikey_ISO_9001_Certification.pdf | https://www.unikeyic.com/products/current-transformers/180448/999196380.html
180449 | RS | 1: 55.3108 | 20A/5-10VA 20A/5-10VA Bracket mounting 65mm*44mm*65mm |  |  | 20A/5-10VA |  |  |  |  | - |  |  |  | - |  |  | - |  |  | - | 65mm*44mm*65mm |  |  | Bracket mounting |  |  | -5℃~55℃ | [7 empty] | - | [10 empty] | 20A/5-10VA |  |  |  | 22 | https://www.unikeyic.com/media/about_us/Unikey_ISO_9001_Certification.pdf | https://www.unikeyic.com/products/current-transformers/180449/999193273.html
180454 | RS | 1: 61.4976 | 20:1 Wire Mount 110mm × 62mm × 56.2mm |  |  | 20:1 |  |  |  |  | - |  |  |  | - |  |  | - |  |  | - | 110mm*62mm*56.2mm |  |  | wire mounting |  |  | -20℃~50℃ | [7 empty] | - | [10 empty] | 20:1 |  |  |  | 69 | https://www.unikeyic.com/media/about_us/Unikey_ISO_9001_Certification.pdf | https://www.unikeyic.com/products/current-transformers/180454/996815017.html
180455 | RS | 1: 61.4976 | 25:1 25:1 wire mounting 110mm*62mm*56.2mm |  |  | 25:1 |  |  |  |  | - |  |  |  | - |  |  | - |  |  | - | 110mm*62mm*56.2mm |  |  | wire mounting |  |  | -20℃~50℃ | [7 empty] | - | [10 empty] | 25:1 |  |  |  | 32 | https://www.unikeyic.com/media/about_us/Unikey_ISO_9001_Certification.pdf | https://www.unikeyic.com/products/current-transformers/180455/996819936.html
180457 | RS | 1: 61.4976 | 30:1 30:1 wire mounting 110mm*62mm*56.2mm |  |  | 30:1 |  |  |  |  | - |  |  |  | - |  |  | - |  |  | - | 110mm*62mm*56.2mm |  |  | wire mounting |  |  | -20℃~50℃ | [7 empty] | - | [10 empty] | 30:1 |  |  |  | 19 | https://www.unikeyic.com/media/about_us/Unikey_ISO_9001_Certification.pdf | https://www.unikeyic.com/products/current-transformers/180457/996805888.html
180458 | RS | 1: 61.4976 | 40:1 40:1 Wire Mount 110mm × 62mm × 56.2mm |  |  | 40:1 |  |  |  |  | - |  |  |  | - |  |  | - |  |  | - | 110mm*62mm*56.2mm |  |  | wire mounting |  |  | -20℃~50℃ | [7 empty] | - | [10 empty] | 40:1 |  |  |  | 16 | https://www.unikeyic.com/media/about_us/Unikey_ISO_9001_Certification.pdf | https://www.unikeyic.com/products/current-transformers/180458/996811720.html
180460 | RS | 1: 61.4976 | 50:1 Wire Mount 110mm × 62mm × 56.2mm |  |  | 50:1 |  |  |  |  | - |  |  |  | - |  |  | - |  |  | - | 110mm*62mm*56.2mm |  |  | wire mounting |  |  | -20℃~50℃ | [7 empty] | - | [10 empty] | 50:1 |  |  |  | 19 | https://www.unikeyic.com/media/about_us/Unikey_ISO_9001_Certification.pdf | https://www.unikeyic.com/products/current-transformers/180460/996819413.html
180461 | RS | 1: 65.6224 | 50:1 Wire Mount 110mm × 62mm × 56.2mm |  |  | 50:1 |  |  |  |  | - |  |  |  | - |  |  | - |  |  | - | 110mm*62mm*56.2mm |  |  | wire mounting |  |  | -20℃~50℃ | [7 empty] | - | [10 empty] | 50:1 |  |  |  | 18 | https://www.unikeyic.com/media/about_us/Unikey_ISO_9001_Certification.pdf | https://www.unikeyic.com/products/current-transformers/180461/996805243.html
180463 | RS | 1: 65.6224 | 60:1 Wire Mount, 110mm × 62mm × 56.2mm |  |  | 60:1 |  |  |  |  | - |  |  |  | - |  |  | - |  |  | - | 110mm*62mm*56.2mm |  |  | wire mounting |  |  | -20℃~50℃ | [7 empty] | - | [10 empty] | 60:1 |  |  |  | 47 | https://www.unikeyic.com/media/about_us/Unikey_ISO_9001_Certification.pdf | https://www.unikeyic.com/products/current-transformers/180463/996809963.html
180464 | RS |  | 80:1 Wire Mount 110mm × 62mm × 56.2mm |  |  | 80:1 |  |  |  |  | - |  |  |  | - |  |  | - |  |  | - | 110mm*62mm*56.2mm |  |  | wire mounting |  |  | -20℃~50℃ | [7 empty] | - | [10 empty] | 80:1 |  |  |  |  | https://www.unikeyic.com/media/about_us/Unikey_ISO_9001_Certification.pdf | https://www.unikeyic.com/products/current-transformers/180464/996810409.html
180466 | RS | 1: 65.6224 | 100:1 100:1 wire mounting 110mm*62mm*56.2mm |  |  | 100:1 |  |  |  |  | - |  |  |  | - |  |  | - |  |  | - | 110mm*62mm*56.2mm |  |  | wire mounting |  |  | -20℃~50℃ | [7 empty] | - | [10 empty] | 100:1 |  |  |  | 35 | https://www.unikeyic.com/media/about_us/Unikey_ISO_9001_Certification.pdf | https://www.unikeyic.com/products/current-transformers/180466/996806693.html
180467 | RS | 1: 65.6224 | Transformer 120:1 Wire Mount 110mm × 62mm × 56.2mm |  |  | 120:1 |  |  |  |  | - |  |  |  | - |  |  | - |  |  | - | 110mm*62mm*56.2mm |  |  | wire mounting |  |  | -20℃~50℃ | [7 empty] | - | [10 empty] | 120:1 |  |  |  | 8 | https://www.unikeyic.com/media/about_us/Unikey_ISO_9001_Certification.pdf | https://www.unikeyic.com/products/current-transformers/180467/996813605.html
180469 | RS | 1: 24.8329 | Transformer Accessory 30/333mVA Wire Mount 41mm × 29mm × 41mm |  |  | 30/333mVA |  |  |  |  | - |  |  |  | - |  |  | - |  |  | - | 41mm*29mm*41mm |  |  | wire mounting |  |  | -10℃~50℃ | [7 empty] | - | [10 empty] | 30/333mVA |  |  |  | 1 | https://www.unikeyic.com/media/about_us/Unikey_ISO_9001_Certification.pdf | https://www.unikeyic.com/products/current-transformers/180469/996805875.html
180472 | RS |  | 120/333mVA 120/333mVA wire mounting 46mm*39mm*46mm |  |  | 120/333mVA |  |  |  |  | - |  |  |  | - |  |  | - |  |  | - | 46mm*39mm*46mm |  |  | wire mounting |  |  | -10℃~50℃ | [7 empty] | - | [10 empty] | 120/333mVA |  |  |  |  | https://www.unikeyic.com/media/about_us/Unikey_ISO_9001_Certification.pdf | https://www.unikeyic.com/products/current-transformers/180472/996818849.html
180475 | RS | 1: 59.0599 | 500/333mVA 500/333mVA wire mounting 85mm*68mm*85mm |  |  | 500/333mVA |  |  |  |  | - |  |  |  | - |  |  | - |  |  | - | 85mm*68mm*85mm |  |  | wire mounting |  |  | -10℃~50℃ | [7 empty] | - | [10 empty] | 500/333mVA |  |  |  | 21 | https://www.unikeyic.com/media/about_us/Unikey_ISO_9001_Certification.pdf | https://www.unikeyic.com/products/current-transformers/180475/996815074.html
192T0510 | SOCOMEC | 1: 67.5107 | Schneider Electric Current Transformer TCA14 Series 10A 5A Output 10:5 Ratio DIN Rail Mount Energy Meter Multi-Function Meter |  |  | 10:5 |  |  |  |  | - |  |  |  | - |  |  | - |  |  | - | 75.5mm*61mm*75.5mm |  |  | DIN rail mounting | [10 empty] | - | [10 empty] | 10:5 |  |  |  | 2 | https://www.unikeyic.com/media/about_us/Unikey_ISO_9001_Certification.pdf | https://www.unikeyic.com/products/current-transformers/192t0510/21287484.html
192T0520 | SOCOMEC | 1: 61.9706 | 20:5 20:5 61mm(width)*75.1mm(height) |  |  | 20:5 |  |  |  |  | - |  |  |  | - |  |  | - |  |  | - | 61mm(width)*75.1mm(height) | [13 empty] | - | [10 empty] | 20:5 |  |  |  | 1 | https://www.unikeyic.com/media/about_us/Unikey_ISO_9001_Certification.pdf | https://www.unikeyic.com/products/current-transformers/192t0520/28014166.html
192T0522 | SOCOMEC | 1: 67.5107 | 10:5 71mm(width)*85.5mm(height) |  |  | - |  |  |  |  | - |  |  |  | - |  |  | - |  |  | - | 71mm(width)*85.5mm(height) | [13 empty] | - | [10 empty] | 10:5 |  |  |  | 1 | https://www.unikeyic.com/media/about_us/Unikey_ISO_9001_Certification.pdf | https://www.unikeyic.com/products/current-transformers/192t0522/23562478.html
192T0523 | SOCOMEC | 1: 67.5107 | Transformer, 15:5 Ratio, 71mm W × 85.5mm H |  |  | - |  |  |  |  | - |  |  |  | - |  |  | - |  |  | - | 71mm(width)*85.5mm(height) | [13 empty] | - | [10 empty] | 15:5 |  |  |  | 1 | https://www.unikeyic.com/media/about_us/Unikey_ISO_9001_Certification.pdf | https://www.unikeyic.com/products/current-transformers/192t0523/27986652.html
192T0524 | SOCOMEC | 1: 67.5107 | Connector, 20:5, W71mm × H85.5mm |  |  | - |  |  |  |  | - |  |  |  | - |  |  | - |  |  | - | 71mm(width)*85.5mm(height) | [13 empty] | - | [10 empty] | 20:5 |  |  |  | 3 | https://www.unikeyic.com/media/about_us/Unikey_ISO_9001_Certification.pdf | https://www.unikeyic.com/products/current-transformers/192t0524/23833079.html
192T0525 | SOCOMEC | 1: 67.5107 | Hoguet Current Transformer, TCA 14 Series, 25A, 5A Output, 25:5 Ratio, DIN Rail Mount, For Energy Meters, Multi-Function Meters |  |  | 25:5 |  |  |  |  | - |  |  |  | - |  |  | - |  |  | - | 85.5mm*71mm*85.5mm |  |  | DIN rail mounting | [10 empty] | - | [10 empty] | 25:5 |  |  |  | 2 | https://www.unikeyic.com/media/about_us/Unikey_ISO_9001_Certification.pdf | https://www.unikeyic.com/products/current-transformers/192t0525/6708883.html
192T0541 | SOCOMEC | 1: 103.3981 | 40:5 71mm (W) × 85.5mm (H) |  |  | - |  |  |  |  | - |  |  |  | - |  |  | - |  |  | - | 71mm(width)*85.5mm(height) | [13 empty] | - | [10 empty] | 40:5 |  |  |  | 2 | https://www.unikeyic.com/media/about_us/Unikey_ISO_9001_Certification.pdf | https://www.unikeyic.com/products/current-transformers/192t0541/28313653.html
192T0802 | SOCOMEC | 1: 217.2972 | Honeywell Current Transformer, BSA 02 Series, 5 A Output, CT Type |  |  | - |  |  |  |  | - |  |  |  | - |  |  | - |  |  | - | [14 empty] | - | [10 empty] | - |  |  |  | 1 | https://www.unikeyic.com/media/about_us/Unikey_ISO_9001_Certification.pdf | https://www.unikeyic.com/products/current-transformers/192t0802/16727319.html
192T1404 | SOCOMEC | 1: 39.9148 | Socomec Current Transformers, TCA 14series, 40A, 5 Aoutput, turns_ratio 40:5, Ring Type, Used in measuring equipment |  |  | 40:5 |  |  |  |  | - |  |  |  | - |  |  | - |  |  | - | 45mm*45mm*8.5mm |  |  | DIN rail mounting | [10 empty] | - | [10 empty] | 40:5 |  |  |  | 15 | https://www.unikeyic.com/media/about_us/Unikey_ISO_9001_Certification.pdf | https://www.unikeyic.com/products/current-transformers/192t1404/23335482.html
192T1406 | SOCOMEC | 1: 43.4802 | 60:5, 45mm W × 65mm H |  |  | - |  |  |  |  | - |  |  |  | - |  |  | - |  |  | - | 45mm(width)*65mm(height) | [13 empty] | - | [10 empty] | 60:5 |  |  |  | 2 | https://www.unikeyic.com/media/about_us/Unikey_ISO_9001_Certification.pdf | https://www.unikeyic.com/products/current-transformers/192t1406/23865508.html
192T1410 | SOCOMEC | 1: 43.4802 | 100:5 45mm W × 65mm H |  |  | - |  |  |  |  | - |  |  |  | - |  |  | - |  |  | - | 45mm(width)*65mm(height) | [13 empty] | - | [10 empty] | 100:5 |  |  |  | 9 | https://www.unikeyic.com/media/about_us/Unikey_ISO_9001_Certification.pdf | https://www.unikeyic.com/products/current-transformers/192t1410/28226041.html
192T1415 | SOCOMEC | 1: 43.4802 | Component, 150:5 Ratio, 45mm W × 65mm H |  |  | - |  |  |  |  | - |  |  |  | - |  |  | - |  |  | - | 45mm(width)*65mm(height) | [13 empty] | - | [10 empty] | 150:5 |  |  |  | 1 | https://www.unikeyic.com/media/about_us/Unikey_ISO_9001_Certification.pdf | https://www.unikeyic.com/products/current-transformers/192t1415/27771613.html
192T2008 | SOCOMEC | 1: 43.4802 | 80:5, 45mm W × 65mm H |  |  | - |  |  |  |  | - |  |  |  | - |  |  | - |  |  | - | 45mm(width)*65mm(height) | [13 empty] | - | [10 empty] | 80:5 |  |  |  | 7 | https://www.unikeyic.com/media/about_us/Unikey_ISO_9001_Certification.pdf | https://www.unikeyic.com/products/current-transformers/192t2008/27933003.html
192T2010 | SOCOMEC | 1: 45.9345 | Transformer Accessory 100:5 45mm W × 65mm H |  |  | - |  |  |  |  | - |  |  |  | - |  |  | - |  |  | - | 45mm(width)*65mm(height) | [13 empty] | - | [10 empty] | 100:5 |  |  |  | 4 | https://www.unikeyic.com/media/about_us/Unikey_ISO_9001_Certification.pdf | https://www.unikeyic.com/products/current-transformers/192t2010/28206668.html
192T2015 | SOCOMEC | 1: 46.8543 | 150:5 45mm(W) × 65mm(H) |  |  | - |  |  |  |  | - |  |  |  | - |  |  | - |  |  | - | 45mm(width)*65mm(height) | [13 empty] | - | [10 empty] | 150:5 |  |  |  | 8 | https://www.unikeyic.com/media/about_us/Unikey_ISO_9001_Certification.pdf | https://www.unikeyic.com/products/current-transformers/192t2015/28224955.html
192T2016 | SOCOMEC | 1: 46.8543 | 250:5 45mm(width)*65mm(height) |  |  | - |  |  |  |  | - |  |  |  | - |  |  | - |  |  | - | 45mm(width)*65mm(height) | [13 empty] | - | [10 empty] | 250:5 |  |  |  | 12 | https://www.unikeyic.com/media/about_us/Unikey_ISO_9001_Certification.pdf | https://www.unikeyic.com/products/current-transformers/192t2016/24065037.html
192T2023 | SOCOMEC | 1: 40.2158 | 150:5, 49.5mm W × 65mm H |  |  | - |  |  |  |  | - |  |  |  | - |  |  | - |  |  | - | 49.5mm(width)*65mm(height) | [13 empty] | - | [10 empty] | 150:5 |  |  |  | 3 | https://www.unikeyic.com/media/about_us/Unikey_ISO_9001_Certification.pdf | https://www.unikeyic.com/products/current-transformers/192t2023/23925248.html
192T2034 | SOCOMEC | 1: 69.4331 | Current Transformer TCA22 Series 400A 5A Output 400:5 Ratio Cable Through Hole |  |  | 400:5A |  |  |  |  | - |  |  |  | - |  |  | - |  |  | - | [14 empty] | - | [10 empty] | 400:5 |  |  |  | 4 | https://www.unikeyic.com/media/about_us/Unikey_ISO_9001_Certification.pdf | https://www.unikeyic.com/products/current-transformers/192t2034/5645950.html
192T2110 | SOCOMEC | 1: 30.9088 | Socomec 192T2110 Current Transformer |  |  | - |  |  |  |  | - |  |  |  | - |  |  | - |  |  | - | [14 empty] | - | [10 empty] | - |  |  |  | 3 | https://www.unikeyic.com/media/about_us/Unikey_ISO_9001_Certification.pdf | https://www.unikeyic.com/products/current-transformers/192t2110/5101986.html
192T2116 | SOCOMEC | 1: 37.6263 | 160:5 49.5mm(width)*65mm(height) |  |  | - |  |  |  |  | - |  |  |  | - |  |  | - |  |  | - | 49.5mm(width)*65mm(height) | [13 empty] | - | [10 empty] | 160:5 |  |  |  | 6 | https://www.unikeyic.com/media/about_us/Unikey_ISO_9001_Certification.pdf | https://www.unikeyic.com/products/current-transformers/192t2116/24238617.html
192T2120 | SOCOMEC | 1: 54.0744 | Socomec Current Transformers, TCB 17-20series, 200A, 5 Aoutput, turns_ratio 200:5A, Crossbar Type |  |  | 200:5 |  |  |  |  | - |  |  |  | - |  |  | - |  |  | - | [14 empty] | - | [10 empty] | 200:5 |  |  |  | 92 | https://www.unikeyic.com/media/about_us/Unikey_ISO_9001_Certification.pdf | https://www.unikeyic.com/products/current-transformers/192t2120/2773016.html
192T2310 | SOCOMEC | 1: 38.2998 | 100:5 61mm W × 75.5mm H |  |  | - |  |  |  |  | - |  |  |  | - |  |  | - |  |  | - | 61mm(width)*75.5mm(height) | [13 empty] | - | [10 empty] | 100:5 |  |  |  | 1 | https://www.unikeyic.com/media/about_us/Unikey_ISO_9001_Certification.pdf | https://www.unikeyic.com/products/current-transformers/192t2310/28326012.html
192T2350 | SOCOMEC | 1: 48.3072 | 500:5 61mm W × 75.5mm H |  |  | - |  |  |  |  | - |  |  |  | - |  |  | - |  |  | - | 61mm(width)*75.5mm(height) | [13 empty] | - | [10 empty] | 500:5 |  |  |  | 7 | https://www.unikeyic.com/media/about_us/Unikey_ISO_9001_Certification.pdf | https://www.unikeyic.com/products/current-transformers/192t2350/24053116.html
192T2415 | SOCOMEC | 1: 49.4413 | 49.9mm W × 70mm H |  |  | - |  |  |  |  | - |  |  |  | - |  |  | - |  |  | - | 49.9mm(width)*70mm(height) | [13 empty] | - | [10 empty] | 150:5 |  |  |  | 3 | https://www.unikeyic.com/media/about_us/Unikey_ISO_9001_Certification.pdf | https://www.unikeyic.com/products/current-transformers/192t2415/23554581.html
192T3310 | SOCOMEC | 1: 93.3386 | Socomec Current Transformer, TCB3 Series 18-20 |  |  | - |  |  |  |  | - |  |  |  | - |  |  | - |  |  | - | 115mm*65mm*37mm |  |  | DIN rail mounting | [10 empty] | - | [10 empty] | - |  |  |  | 2 | https://www.unikeyic.com/media/about_us/Unikey_ISO_9001_Certification.pdf | https://www.unikeyic.com/products/current-transformers/192t3310/28736533.html
192T4010 | SOCOMEC | 1: 69.4331 | Huike Current Transformer, TCB32 Series, 100A, 5A Output, 100:5 Ratio, Bar Type |  |  | 100:5 |  |  |  |  | - |  |  |  | - |  |  | - |  |  | - | [14 empty] | - | [10 empty] | 100:5 |  |  |  | 2 | https://www.unikeyic.com/media/about_us/Unikey_ISO_9001_Certification.pdf | https://www.unikeyic.com/products/current-transformers/192t4010/3620338.html
192T4040 | SOCOMEC | 1: 54.6191 | 400:5 71mm W x 88.5mm H |  |  | - |  |  |  |  | - |  |  |  | - |  |  | - |  |  | - | 71mm(width)*88.5mm(height) | [13 empty] | - | [10 empty] | 400:5 |  |  |  | 5 | https://www.unikeyic.com/media/about_us/Unikey_ISO_9001_Certification.pdf | https://www.unikeyic.com/products/current-transformers/192t4040/23622853.html
192T4610 | SOCOMEC | 1: 258.5926 | 1000:5, 125mm W × 158mm H |  |  | - |  |  |  |  | - |  |  |  | - |  |  | - |  |  | - | 125mm(width)*158mm(height) | [13 empty] | - | [10 empty] | 1000:5 |  |  |  | 1 | https://www.unikeyic.com/media/about_us/Unikey_ISO_9001_Certification.pdf | https://www.unikeyic.com/products/current-transformers/192t4610/23946848.html
192T4680 | SOCOMEC | 1: 360.2734 | Schaffner Current Transformer TO-58 Series 800A 5A Output Turns Ratio 800:5 Split Core |  |  | 800:5A |  |  |  |  | - |  |  |  | - |  |  | - |  |  | - | [14 empty] | - | [10 empty] | 800:5 |  |  |  | 5 | https://www.unikeyic.com/media/about_us/Unikey_ISO_9001_Certification.pdf | https://www.unikeyic.com/products/current-transformers/192t4680/22410829.html
192T5025 | SOCOMEC | 1: 55.6715 | 250:5 86mm(width)*98.5mm(height) |  |  | - |  |  |  |  | - |  |  |  | - |  |  | - |  |  | - | 86mm(width)*98.5mm(height) | [13 empty] | - | [10 empty] | 250:5 |  |  |  | 3 | https://www.unikeyic.com/media/about_us/Unikey_ISO_9001_Certification.pdf | https://www.unikeyic.com/products/current-transformers/192t5025/24057772.html
192T5040 | SOCOMEC | 1: 55.6715 | 400:5 86mm W × 98.5mm H |  |  | - |  |  |  |  | - |  |  |  | - |  |  | - |  |  | - | 86mm(width)*98.5mm(height) | [13 empty] | - | [10 empty] | 400:5 |  |  |  | 2 | https://www.unikeyic.com/media/about_us/Unikey_ISO_9001_Certification.pdf | https://www.unikeyic.com/products/current-transformers/192t5040/28260900.html
192T6490 | SOCOMEC | 1: 123.4751 | Hochiki Current Transformer, TCB 44-63 Series, 1kA, 5A Output, 1000:5 Ratio, Bar Mount |  |  | 1000:5A |  |  |  |  | - |  |  |  | - |  |  | - |  |  | - | [14 empty] | - | [10 empty] | 1000:5 |  |  |  | 1 | https://www.unikeyic.com/media/about_us/Unikey_ISO_9001_Certification.pdf | https://www.unikeyic.com/products/current-transformers/192t6490/25644258.html
192Y0015 | SOCOMEC | 1: 351.851 | Socomec 192Y0015 Current Transducer |  |  | - |  |  |  |  | - |  |  |  | - |  |  | - |  |  | - | 60mm(width)*50.5mm(height) | [13 empty] | - | [10 empty] | - |  |  |  | 1 | https://www.unikeyic.com/media/about_us/Unikey_ISO_9001_Certification.pdf | https://www.unikeyic.com/products/current-transformers/192y0015/28190205.html
192Y0612 | SOCOMEC | 1: 475.3636 | Honeywell Current Transformer CTA-VA4 Series 100A 0.004→0.02A Output CT Type |  |  | - |  |  |  |  | - |  |  |  | - |  |  | - |  |  | - | [14 empty] | - | [10 empty] | - |  |  |  | 1 | https://www.unikeyic.com/media/about_us/Unikey_ISO_9001_Certification.pdf | https://www.unikeyic.com/products/current-transformers/192y0612/23588266.html
192Y1106 | SOCOMEC | 1: 419.0243 | Socomec 192Y1106 Current Transformer |  |  | - |  |  |  |  | - |  |  |  | - |  |  | - |  |  | - | 150mm(width)*73mm(height) | [13 empty] | - | [10 empty] | - |  |  |  | 1 | https://www.unikeyic.com/media/about_us/Unikey_ISO_9001_Certification.pdf | https://www.unikeyic.com/products/current-transformers/192y1106/23490456.html
1SVR450116R1000 | ABB | 1: 56.6391 5: 55.7678 10: 54.4607 100: 53.1537 | Order Number: Product Model:CM-CT 50/1 |  |  | - |  |  |  |  | - |  |  |  | - |  |  | - |  |  | - | [14 empty] | - | [10 empty] | - |  |  |  | 100 | https://www.unikeyic.com/media/about_us/Unikey_ISO_9001_Certification.pdf | https://www.unikeyic.com/products/current-transformers/1svr450116r1000/24067824.html
1SVR450116R5000 | ABB | 1: 56.6391 5: 55.7678 10: 54.4607 100: 53.1537 | Order Number: Product Model:CM-CT 50/5 |  |  | - |  |  |  |  | - |  |  |  | - |  |  | - |  |  | - | [14 empty] | - | [10 empty] | - |  |  |  | 100 | https://www.unikeyic.com/media/about_us/Unikey_ISO_9001_Certification.pdf | https://www.unikeyic.com/products/current-transformers/1svr450116r5000/23842384.html
1SVR450117R5200 | ABB | 1: 56.6391 5: 55.7678 10: 54.4607 100: 53.1537 | Order Number: Product Model:CM-CT 400/5 |  |  | - |  |  |  |  | - |  |  |  | - |  |  | - |  |  | - | [14 empty] | - | [10 empty] | - |  |  |  | 100 | https://www.unikeyic.com/media/about_us/Unikey_ISO_9001_Certification.pdf | https://www.unikeyic.com/products/current-transformers/1svr450117r5200/27867734.html
2100639 | RS | 1: 153.6957 5: 118.7481 | Current transducer, CVH150IP01series, 15A, Separate core type |  |  | - |  |  |  |  | - |  |  |  | - |  |  | - |  |  | - | 51mm(height) |  |  | panel mount |  |  | -25℃~65℃ | [7 empty] | - | [10 empty] | - |  |  |  | 8 | https://www.unikeyic.com/media/about_us/Unikey_ISO_9001_Certification.pdf | https://www.unikeyic.com/products/current-transformers/2100639/18874172.html
2100642 | RS | 1: 153.9736 5: 118.9597 | Current Transformer, CVH500IP01 Series, 50A, Split Core Type |  |  | - |  |  |  |  | - |  |  |  | - |  |  | - |  |  | - | 51mm(height) |  |  | panel mount |  |  | -25℃~65℃ | [7 empty] | - | [10 empty] | - |  |  |  | 82 | https://www.unikeyic.com/media/about_us/Unikey_ISO_9001_Certification.pdf | https://www.unikeyic.com/products/current-transformers/2100642/17051952.html
2100644 | RS |  | RS PRO Current transducer, 5A, Separate core type |  |  | - |  |  |  |  | - |  |  |  | - |  |  | - |  |  | - | 51mm(height) |  |  | panel mount |  |  | -25℃~65℃ | [7 empty] | - | [10 empty] | - |  |  |  |  | https://www.unikeyic.com/media/about_us/Unikey_ISO_9001_Certification.pdf | https://www.unikeyic.com/products/current-transformers/2100644/18381587.html
2276117 | PHOENIX CONTACT | 1: 99.4063 10: 97.2913 | Phoenix Contact PACTMCR-V2-5012-85-150-5A-1 Current Transformer 1:30 150A 50Hz~60Hz DIN Rail Mount 85mm × 30mm × 108mm | [5 empty] | 150 A |  |  | - |  | - |  |  |  |  | 50Hz ~ 60Hz | 4.252" (108.00mm) |  |  |  | 1 (Unlimited) |  | DIN Rail | [6 empty] | Bulk |  |  |  |  | 5198060 |  |  |  |  | PACT | 3.346" L x 1.181" W (85.00mm x 30.00mm) |  | Terminal Block |  | 1:30 |  | - | 100 | https://www.unikeyic.com/media/datasheet/b0/e2/b0b6/b0e2b0b6a956cff4b7a079f7490701fb.pdf | https://www.unikeyic.com/products/current-transformers/2276117/23576603.html
2276120 | PHOENIX CONTACT | 1: 62.1756 | Phoenix Contact PACTMCR-V2-5012-85-200-5A-1 Current Transformer 1:40 200A 50Hz~60Hz DIN Rail Mount 85mm × 30mm × 108mm | [5 empty] | 200 A |  |  | - |  | - |  |  |  |  | 50Hz ~ 60Hz | 4.252" (108.00mm) |  |  |  | 1 (Unlimited) |  | DIN Rail | [6 empty] | Bulk | [9 empty] | PACT | 3.346" L x 1.181" W (85.00mm x 30.00mm) |  | Terminal Block |  | 1:40 |  | - | 2 | https://www.unikeyic.com/media/datasheet/70/ba/0183/70ba01837a1b32fe3caa637f4c56e891.pdf | https://www.unikeyic.com/products/current-transformers/2276120/23545412.html
2276188 | PHOENIX CONTACT | 1: 87.4475 | Phoenix Contact PACTMCR-V2-5012-85-1500-5A-1 Current Transformer, 1.5kA 50Hz~60Hz DIN Rail Mount 85mm × 30mm × 108mm | [5 empty] | 1.5 kA | - |  | - |  | - |  |  |  |  | 50Hz ~ 60Hz | 4.252" (108.00mm) | [5 empty] | DIN Rail | [6 empty] | Bulk | [9 empty] | - | 3.346" L x 1.181" W (85.00mm x 30.00mm) |  | Terminal Block |  | - |  | - | 8 | https://www.unikeyic.com/media/datasheet/ad/63/7903/ad6379039f89087f6d9b59e7dedbe2a9.pdf | https://www.unikeyic.com/products/current-transformers/2276188/23592547.html
2277019 | PHOENIX CONTACT | 1: 60.5948 | Phoenix Contact PACTMCR-V1-21-44-50-5A-1 Current Transformer, PACT MCR Series, 50A, 5A Output, 50/5A Ratio | [5 empty] | 50 A |  |  | - |  | - |  |  |  |  | 50Hz ~ 60Hz | 2.598" (66.00mm) |  |  |  | Not Applicable |  | DIN Rail | [6 empty] | Bulk | [9 empty] | PACT | 1.732" L x 1.181" W (44.00mm x 30.00mm) |  | Terminal Block |  |  |  | - | 2 | https://www.unikeyic.com/media/datasheet/2e/df/697b/2e/763947d15a994af44408c6d6eb8db83e.pdf | https://www.unikeyic.com/products/current-transformers/2277019/24019227.html
2277022 | PHOENIX CONTACT | 1: 54.6387 10: 53.4762 | Phoenix Contact PACTMCR-V1-21-44-100-5A-1 Current Transformer 100A 50Hz~60Hz DIN Rail Mount, 44mm × 30mm × 66mm | [5 empty] | 100 A |  |  | - |  | - |  |  |  |  | 50Hz ~ 60Hz | 2.598" (66.00mm) |  |  |  | Not Applicable |  | DIN Rail | [6 empty] | Bulk | [9 empty] | PACT | 1.732" L x 1.181" W (44.00mm x 30.00mm) |  | Terminal Block |  |  |  | - | 100 | https://www.unikeyic.com/media/datasheet/25/ec/7d2a/25/9a2766a66a097ff40593eb2f6650f182.pdf | https://www.unikeyic.com/products/current-transformers/2277022/27934421.html
2277064 | PHOENIX CONTACT | 1: 32.4999 5: 32.4999 10: 32.4999 | Phoenix Contact PACTMCR-V2-3015-60-100-5A-1 Current Transformer, PACT Series, 100A, 5A Output, 100:1 Ratio, DIN Rail Mount | [5 empty] | 100 A |  |  | - |  | - |  |  |  |  | 50Hz ~ 60Hz | 3.150" (80.00mm) |  |  |  | Not Applicable |  | DIN Rail | [6 empty] | Bulk |  |  |  |  | 4483319 |  |  |  |  | PACT | 2.362" L x 1.181" W (60.00mm x 30.00mm) |  | Terminal Block |  |  |  | - | 2 | https://www.unikeyic.com/media/datasheet/66/5b/684c/665b684c4bf29a5262e1c444129d41cd.pdf | https://www.unikeyic.com/products/current-transformers/2277064/23963252.html
2277077 | PHOENIX CONTACT | 1: 54.5925 | Phoenix,PACTMCR-V2-3015-60-150-5A-1,Current Transformers,1:30 150A 50Hz~60Hz 150:5 DINRail installation 60mm*30mm*80mm | [5 empty] | 150 A |  |  | - |  | - |  |  |  |  | 50Hz ~ 60Hz | 3.150" (80.00mm) |  |  |  | Not Applicable |  | DIN Rail | [6 empty] | Bulk | [9 empty] | PACT | 2.362" L x 1.181" W (60.00mm x 30.00mm) |  | Terminal Block |  | 1:30 |  | - | 2 | https://www.unikeyic.com/media/datasheet/5f/d7/adf7/5fd7adf775dc497a7ce6d961fe689693.pdf | https://www.unikeyic.com/products/current-transformers/2277077/28248527.html
2277080 | PHOENIX CONTACT | 1: 54.5925 | Phoenix Contact PACTMCR-V2-3015-60-250-5A-1 Current Transformer 1:50 250A 50Hz-60Hz DIN Rail Mount 60mm × 30mm × 80mm | [5 empty] | 250 A |  |  | - |  | - |  |  |  |  | 50Hz ~ 60Hz | 3.150" (80.00mm) |  |  |  | Not Applicable |  | DIN Rail | [6 empty] | Bulk | [9 empty] | PACT | 2.362" L x 1.181" W (60.00mm x 30.00mm) |  | Terminal Block |  | 1:50 |  | - | 7 | https://www.unikeyic.com/media/datasheet/52/7f/58ec/527f58ec2688bce1f41374f3e30e3d68.pdf | https://www.unikeyic.com/products/current-transformers/2277080/24293918.html
2277093 | PHOENIX CONTACT | 1: 54.5925 | Phoenix Contact PACTMCR-V2-3015-60-400-5A-1 Current Transformer, 400A 50Hz~60Hz DIN Rail Mount 60mm × 30mm × 80mm | [5 empty] | 400 A |  |  | - |  | - |  |  |  |  | 50Hz ~ 60Hz | 3.150" (80.00mm) |  |  |  | Not Applicable |  | DIN Rail | [6 empty] | Bulk | [9 empty] | PACT | 2.362" L x 1.181" W (60.00mm x 30.00mm) |  | Terminal Block |  |  |  | - | 49 | https://www.unikeyic.com/media/datasheet/b3/a9/b5ba/b3a9b5bae570e2daedcb19754873b0b6.pdf | https://www.unikeyic.com/products/current-transformers/2277093/24007535.html
2277103 | PHOENIX CONTACT | 1: 54.5925 | Phoenix Contact PACTMCR-V2-3015-60-600-5A-1 Current Transformer 1:120 600A 50Hz~60Hz DIN Rail Mount 60mm × 30mm × 80mm | [5 empty] | 600 A |  |  | - |  | - |  |  |  |  | 50Hz ~ 60Hz | 3.150" (80.00mm) |  |  |  | 1 (Unlimited) |  | DIN Rail | [6 empty] | Bulk |  |  |  |  | 3605102 |  |  |  |  | PACT | 2.362" L x 1.181" W (60.00mm x 30.00mm) |  | Terminal Block |  | 1:120 |  | - | 9 | https://www.unikeyic.com/media/datasheet/71/26/1f65/71261f65f9707a44b1ca8bacc979700a.pdf | https://www.unikeyic.com/products/current-transformers/2277103/24259216.html
2277116 | PHOENIX CONTACT | 1: 56.5582 | Phoenix,PACTMCR-V2-4012-70-250-5A-1,Current Transformers,1:50 250A 50Hz~60Hz DINRail installation 70mm*30mm*90mm | [5 empty] | 250 A |  |  | - |  | - |  |  |  |  | 50Hz ~ 60Hz | 3.543" (90.00mm) |  |  |  | 1 (Unlimited) |  | DIN Rail | [6 empty] | Bulk |  |  |  |  | 3605101 |  |  |  |  | PACT | 2.756" L x 1.181" W (70.00mm x 30.00mm) |  | Terminal Block |  | 1:50 |  | - | 1 | https://www.unikeyic.com/media/datasheet/28/08/ba62/2808ba620d54a7cbe6f799e1b7d1c277.pdf | https://www.unikeyic.com/products/current-transformers/2277116/24279525.html
2277129 | PHOENIX CONTACT | 1: 67.7404 | Phoenix Contact PACTMCR-V2-4012-70-400-5A-1 Current Transformer, PACT MCR Series, 400A, 5A Output, 5/500A Ratio, Window Mount | [5 empty] | 400 A |  |  | - |  | - |  |  |  |  | 50Hz ~ 60Hz | 3.543" (90.00mm) |  |  |  | Not Applicable |  | DIN Rail | [6 empty] | Bulk | [9 empty] | PACT | 2.756" L x 1.181" W (70.00mm x 30.00mm) |  | Terminal Block |  |  |  | - | 1 | https://www.unikeyic.com/media/datasheet/fa/3a/9bda/fa/b2b51cd26f618111a9c1ea687de48ba6.pdf | https://www.unikeyic.com/products/current-transformers/2277129/27762685.html
2277132 | PHOENIX CONTACT | 1: 67.7404 | Phoenix,PACTMCR-V2-4012-70-600-5A-1,Current Transformers,1:120 600A 50Hz~60Hz DINRail installation 70mm*30mm*90mm | [5 empty] | 600 A |  |  | - |  | - |  |  |  |  | 50Hz ~ 60Hz | 3.543" (90.00mm) |  |  |  | Not Applicable |  | DIN Rail | [6 empty] | Bulk | [9 empty] | PACT | 2.756" L x 1.181" W (70.00mm x 30.00mm) |  | Terminal Block |  | 1:120 |  | - | 2 | https://www.unikeyic.com/media/datasheet/8c/b7/beed/8c/3a6ae6d6842622c47881ea0bab3a9a5f.pdf | https://www.unikeyic.com/products/current-transformers/2277132/27970415.html
2277161 | PHOENIX CONTACT | 1: 78.0902 10: 76.4288 | Phoenix,PACTMCR-V2-5012-85-400-5A-1,Current Transformers,400A 50Hz~60Hz DINRail installation 85mm*30mm*108mm | [5 empty] | 400 A |  |  | - |  | - |  |  |  |  | 50Hz ~ 60Hz | 4.252" (108.00mm) |  |  |  | Not Applicable |  | DIN Rail | [6 empty] | Bulk | [9 empty] | PACT | 3.346" L x 1.181" W (85.00mm x 30.00mm) |  | Terminal Block |  |  |  | - | 100 | https://www.unikeyic.com/media/datasheet/10/87/f180/1087f1805a28ae48c44b6b9897cead13.pdf | https://www.unikeyic.com/products/current-transformers/2277161/28020935.html
2277174 | PHOENIX CONTACT | 1: 86.6086 | Phoenix Contact PACTMCR-V2-5012-85-600-5A-1 Current Transformer 1:120 600A 50Hz~60Hz DIN Rail Mount 85mm × 30mm × 108mm | [5 empty] | 600 A |  |  | - |  | - |  |  |  |  | 50Hz ~ 60Hz | 4.252" (108.00mm) |  |  |  | 1 (Unlimited) |  | DIN Rail | [6 empty] | Bulk |  |  |  |  | 3605100 |  |  |  |  | PACT | 3.346" L x 1.181" W (85.00mm x 30.00mm) |  | Terminal Block |  | 1:120 |  | - | 48 | https://www.unikeyic.com/media/datasheet/7f/77/814b/7f77814b1f5807dd2ad9879106264ffa.pdf | https://www.unikeyic.com/products/current-transformers/2277174/23583859.html
2277187 | PHOENIX CONTACT | 1: 86.6086 | Phoenix Contact PACTMCR-V2-5012-85-800-5A-1 Current Transformer, 800A 50Hz~60Hz DIN Rail Mount 85mm × 30mm × 108mm | [5 empty] | 800 A |  |  | - |  | - |  |  |  |  | 50Hz ~ 60Hz | 4.252" (108.00mm) |  |  |  | Not Applicable |  | DIN Rail | [6 empty] | Bulk | [9 empty] | PACT | 3.346" L x 1.181" W (85.00mm x 30.00mm) |  | Terminal Block |  |  |  | - | 4 | https://www.unikeyic.com/media/datasheet/d9/a1/9031/d9a19031be983a94ef10a41e619dfdc8.pdf | https://www.unikeyic.com/products/current-transformers/2277187/23938243.html
2277611 | PHOENIX CONTACT | 1: 59.5554 | Phoenix Contact PACTMCR-V1-21-44-75-5A-1 Current Transformer, PACT MCR Series, 0-75 A, DIN Rail Mount | [5 empty] | 75 A | - |  | - |  | - |  |  |  |  | 50Hz ~ 60Hz | 2.598" (66.00mm) |  |  |  | Not Applicable |  | DIN Rail | [6 empty] | Bulk | [9 empty] | - | 1.732" L x 1.181" W (44.00mm x 30.00mm) |  | Terminal Block |  | - |  | 0.441 lb (200.00 g) | 4 | https://www.unikeyic.com/media/datasheet/54/47/6a10/d6/558cd1849aa801d5bc541966899cac31.pdf | https://www.unikeyic.com/products/current-transformers/2277611/28117028.html
2277624 | PHOENIX CONTACT | 1: 62.5919 | Phoenix Contact PACTMCR-V2-3015-60-125-5A-1 Current Transformer 125A 50Hz~60Hz DIN Rail Mount 60mm × 30mm × 80mm | [5 empty] | 125 A | - |  | - |  | - |  |  |  |  | 50Hz ~ 60Hz | 3.150" (80.00mm) |  |  |  | 1 (Unlimited) |  | DIN Rail | [6 empty] | Bulk | [9 empty] | - | 2.362" L x 1.181" W (60.00mm x 30.00mm) |  | Terminal Block |  | - |  | 0.617 lb (280.00 g) | 400 | https://www.unikeyic.com/media/datasheet/ca/9f/2060/ca/ec1a813da1dbfa0770bd87a43aa13874.pdf | https://www.unikeyic.com/products/current-transformers/2277624/23709314.html
2277637 | PHOENIX CONTACT | 1: 52.8741 | Phoenix,PACTMCR-V2-3015-60-200-5A-1,Current Transformers,200A 50Hz~60Hz DINRail installation 60mm*30mm*80mm | [5 empty] | 200 A | - |  | - |  | - |  |  |  |  | 50Hz ~ 60Hz | 3.150" (80.00mm) |  |  |  | Not Applicable |  | DIN Rail | [6 empty] | Bulk | [9 empty] | - | 2.362" L x 1.181" W (60.00mm x 30.00mm) |  | Terminal Block |  | - |  | 0.617 lb (280.00 g) | 1 | https://www.unikeyic.com/media/datasheet/10/9e/ce3e/109ece3eb3f8a1b017e0a9c504bc2aa1.pdf | https://www.unikeyic.com/products/current-transformers/2277637/23891605.html
2277640 | PHOENIX CONTACT | 1: 54.6593 | Phoenix,PACTMCR-V2-3015-60-300-5A-1,Current Transformers,Phoenix Current Transformers, PACTseries, 300A, 5 Aoutput, turns_ratio 5 - 300A, Window Type | [5 empty] | 300 A | - |  | - |  | - |  |  |  |  | 50Hz ~ 60Hz | 3.150" (80.00mm) |  |  |  | Not Applicable |  | DIN Rail | [6 empty] | Bulk | [9 empty] | - | 2.362" L x 1.181" W (60.00mm x 30.00mm) |  | Terminal Block |  | - |  | 0.617 lb (280.00 g) | 1 | https://www.unikeyic.com/media/datasheet/da/dc/3845/dadc3845ad74d8916c3a476a5b863e28.pdf | https://www.unikeyic.com/products/current-transformers/2277640/23842309.html
2277653 | PHOENIX CONTACT | 1: 47.9149 10: 46.8954 | Phoenix Contact PACTMCR-V2-3015-60-500-5A-1 Current Transformer, 500A 50Hz~60Hz DIN Rail Mount 60mm × 30mm × 80mm | [5 empty] | 500 A | - |  | - |  | - |  |  |  |  | 50Hz ~ 60Hz | 3.150" (80.00mm) |  |  |  | Not Applicable |  | DIN Rail | [6 empty] | Bulk | [9 empty] | - | 2.362" L x 1.181" W (60.00mm x 30.00mm) |  | Terminal Block |  | - |  | 0.573 lb (260.00 g) | 100 | https://www.unikeyic.com/media/datasheet/95/97/183c/9597183c655a7f65f4153d32d990a947.pdf | https://www.unikeyic.com/products/current-transformers/2277653/24327379.html
2277666 | PHOENIX CONTACT | 1: 49.2827 10: 48.2341 | Phoenix Contact PACTMCR-V2-3015-60-750-5A-1 Current Transformer, 750A 50Hz~60Hz 3015 DIN Rail Mount 60mm × 30mm × 80mm | [5 empty] | 750 A | - |  | - |  | - |  |  |  |  | 50Hz ~ 60Hz | 3.150" (80.00mm) | [5 empty] | DIN Rail | [6 empty] | Bulk |  |  |  |  | 17939975 |  |  |  |  | - | 2.362" L x 1.181" W (60.00mm x 30.00mm) |  | Terminal Block |  | - |  | - | 100 | https://www.unikeyic.com/media/datasheet/38/8d/f330/388df330da756f59c90b64cc39edbb34.pdf | https://www.unikeyic.com/products/current-transformers/2277666/28235779.html
2277682 | PHOENIX CONTACT | 1: 72.1132 | Phoenix Contact PACTMCR-V2-4012-70-500-5A-1 Current Transformer, 50Hz~60Hz, 90mm H | [5 empty] | 500 A | - |  | - |  | - |  |  |  |  | 50Hz ~ 60Hz | 3.543" (90.00mm) |  |  |  | 1 (Unlimited) |  | DIN Rail | [6 empty] | Bulk | [9 empty] | - | 2.756" L x 1.181" W (70.00mm x 30.00mm) |  | Terminal Block |  | - |  | - | 38 | https://www.unikeyic.com/media/datasheet/55/25/72d0/552572d09ecf2b7c7d196b9a3d448ecf.pdf | https://www.unikeyic.com/products/current-transformers/2277682/24011618.html
2277763 | PHOENIX CONTACT | 1: 72.5104 | Phoenix Contact PACTMCR-V1-21-44-125-5A-1 Current Transformer, 1-4000A, 5A Output, 125:5A Ratio, Busbar Mount | [5 empty] | 125 A | - |  | - |  | - |  |  |  |  | 50Hz ~ 60Hz | 2.598" (66.00mm) | [5 empty] | DIN Rail | [6 empty] | Bulk |  |  |  |  | 17939406 |  |  |  |  | - | 1.732" L x 1.181" W (44.00mm x 30.00mm) |  | Terminal Block |  | - |  | - | 4 | https://www.unikeyic.com/media/datasheet/41/d0/8717/41d0871786ba362389b40e2d96bd9d6d.pdf | https://www.unikeyic.com/products/current-transformers/2277763/27958544.html
2277776 | PHOENIX CONTACT | 1: 61.6824 | Phoenix Contact PACTMCR-V1-21-44-200-5A-1 Current Transformer, 200A 50Hz~60Hz DIN Rail Mount 44mm × 30mm × 66mm | [5 empty] | 200 A | - |  | - |  | - |  |  |  |  | 50Hz ~ 60Hz | 2.598" (66.00mm) |  |  |  | 1 (Unlimited) |  | DIN Rail | [6 empty] | Bulk |  |  |  |  | 6162840 |  |  |  |  | - | 1.732" L x 1.181" W (44.00mm x 30.00mm) |  | Terminal Block |  | - |  | 0.441 lb (200.00 g) | 8 | https://www.unikeyic.com/media/datasheet/a1/cf/cca7/a1cfcca705ec7af01d9dc727d49bf89c.pdf | https://www.unikeyic.com/products/current-transformers/2277776/28104808.html
2277831 | PHOENIX CONTACT | 1: 67.2542 | Phoenix,PACTMCR-V2-3015-60-80-5A-1,Current Transformers,80:5 50Hz~60Hz 80:5 3015 80mm(height) | [5 empty] | 80 A | - |  | - |  | - |  |  |  |  | 50Hz ~ 60Hz | 3.150" (80.00mm) | [5 empty] | DIN Rail | [6 empty] | Bulk | [9 empty] | - | 2.362" L x 1.181" W (60.00mm x 30.00mm) |  | Terminal Block |  | - |  | - | 160 | https://www.unikeyic.com/media/datasheet/30/ea/949c/30ea949c98248db741cafb694a373ac0.pdf | https://www.unikeyic.com/products/current-transformers/2277831/24194088.html
2277844 | PHOENIX CONTACT | 1: 47.9149 10: 46.8954 | Phoenix,PACTMCR-V2-3015-60-150-5A-1,Current Transformers,150A 50Hz~60Hz DINRail installation 60mm*30mm*80mm | [5 empty] | 150 A | - |  | - |  | - |  |  |  |  | 50Hz ~ 60Hz | 3.150" (80.00mm) |  |  |  | Not Applicable |  | DIN Rail | [6 empty] | Bulk |  |  |  |  | 4483347 |  |  |  |  | - | 2.362" L x 1.181" W (60.00mm x 30.00mm) |  | Terminal Block |  | - |  | 0.617 lb (280.00 g) | 100 | https://www.unikeyic.com/media/datasheet/fb/d4/6c63/fb/b3ef45d074ad0b1ae14f53b9265f825a.pdf | https://www.unikeyic.com/products/current-transformers/2277844/23983156.html
2277857 | PHOENIX CONTACT | 1: 51.2368 | Phoenix,PACTMCR-V2-3015-60-200-5A-1,Current Transformers,200A 50Hz~60Hz DINRail installation 60mm*30mm*80mm | [5 empty] | 200 A | - |  | - |  | - |  |  |  |  | 50Hz ~ 60Hz | 3.150" (80.00mm) |  |  |  | 1 (Unlimited) |  | DIN Rail | [6 empty] | Bulk | [9 empty] | - | 2.362" L x 1.181" W (60.00mm x 30.00mm) |  | Terminal Block |  | - |  | 0.617 lb (280.00 g) | 66 | https://www.unikeyic.com/media/datasheet/07/75/be9b/07/45ecc8928e877993189ad9ab2a89ea1e.pdf | https://www.unikeyic.com/products/current-transformers/2277857/23515677.html
2277860 | PHOENIX CONTACT | 1: 51.2368 | Phoenix,PACTMCR-V2-3015-60-250-5A-1,Current Transformers,250:5 50Hz~60Hz 250:5 3015 80mm(height) | [5 empty] | 250 A | - |  | - |  | - |  |  |  |  | 50Hz ~ 60Hz | 3.150" (80.00mm) | [5 empty] | DIN Rail | [6 empty] | Bulk |  |  |  |  | 17941080 |  |  |  |  | - | 2.362" L x 1.181" W (60.00mm x 30.00mm) |  | Terminal Block |  | - |  | - | 27 | https://www.unikeyic.com/media/datasheet/69/f1/802e/69f1802ee432f80b0be006120c929a8f.pdf | https://www.unikeyic.com/products/current-transformers/2277860/24293952.html
2277967 | PHOENIX CONTACT | 1: 111.5351 10: 109.162 | Phoenix,PACTMCR-V2-6015-85-1250-5A-1,Current Transformers,1.25KA 50Hz~60Hz DINRail installation 85mm*30mm*80mm | [5 empty] | 1.25 kA | - |  | - |  | - |  |  |  |  | 50Hz ~ 60Hz | 3.150" (80.00mm) | [5 empty] | DIN Rail | [6 empty] | Bulk |  |  |  |  | 17938796 |  |  |  |  | - | 3.346" L x 1.181" W (85.00mm x 30.00mm) |  | Terminal Block |  | - |  | - | 100 | https://www.unikeyic.com/media/datasheet/ff/5d/73d1/ff5d73d14f068926ab769cc86ba64376.pdf | https://www.unikeyic.com/products/current-transformers/2277967/28155804.html
2640996 | RS |  | 3 x 60A 3 x 60A DIN Rail Mount, Bracket Mount 76mm (W) × 80mm (H) |  |  | 3 x 60A |  |  |  |  | - |  |  |  | - |  |  | - |  |  | - | 76mm(width)*80mm(height) |  |  | DINRail installation, Bracket mounting |  |  | -25℃~40℃ | [7 empty] | - | [10 empty] | 3 x 60A |  |  |  |  | https://www.unikeyic.com/media/about_us/Unikey_ISO_9001_Certification.pdf | https://www.unikeyic.com/products/current-transformers/2640996/697271998.html
2640998 | RS | 1: 58.5072 10: 49.5769 | 3 x 125A 3 x 125A DIN Rail Mount, Bracket Mount 76mm(W) × 80mm(H) |  |  | 3 x 125A |  |  |  |  | - |  |  |  | - |  |  | - |  |  | - | 76mm(width)*80mm(height) |  |  | DINRail installation, Bracket mounting |  |  | -25℃~40℃ | [7 empty] | - | [10 empty] | 3 x 125A |  |  |  | 4 | https://www.unikeyic.com/media/about_us/Unikey_ISO_9001_Certification.pdf | https://www.unikeyic.com/products/current-transformers/2640998/697270228.html
2640999 | RS | 1: 59.6431 10: 50.54 | 3 x 125A 3 x 125A DINRail installation，Bracket mounting 105mm(width)*80mm(height) |  |  | 3 x 125A |  |  |  |  | - |  |  |  | - |  |  | - |  |  | - | 105mm(width)*80mm(height) |  |  | DINRail installation, Bracket mounting |  |  | -25℃~40℃ | [7 empty] | - | [10 empty] | 3 x 125A |  |  |  | 21 | https://www.unikeyic.com/media/about_us/Unikey_ISO_9001_Certification.pdf | https://www.unikeyic.com/products/current-transformers/2640999/697272015.html
2641000 | RS | 1: 62.7835 10: 53.4277 | 3 x 160A 3 x 160A DINRail installation，Bracket mounting 105mm(width)*80mm(height) |  |  | 3 x 160A |  |  |  |  | - |  |  |  | - |  |  | - |  |  | - | 105mm(width)*80mm(height) |  |  | DINRail installation, Bracket mounting |  |  | -25℃~40℃ | [7 empty] | - | [10 empty] | 3 x 160A |  |  |  | 2 | https://www.unikeyic.com/media/about_us/Unikey_ISO_9001_Certification.pdf | https://www.unikeyic.com/products/current-transformers/2641000/697271274.html
2641001 | RS | 1: 65.9208 10: 56.3155 | 3 x 250A 3 x 250A DIN Rail Mount, Bracket Mount 105mm (W) × 80mm (H) |  |  | 3 x 250A |  |  |  |  | - |  |  |  | - |  |  | - |  |  | - | 105mm(width)*80mm(height) |  |  | DINRail installation, Bracket mounting |  |  | -25℃~40℃ | [7 empty] | - | [10 empty] | 3 x 250A |  |  |  | 24 | https://www.unikeyic.com/media/about_us/Unikey_ISO_9001_Certification.pdf | https://www.unikeyic.com/products/current-transformers/2641001/697271868.html
2641002 | RS | 1: 83.7726 10: 69.9948 | 3 x 400A 3 x 400A DINRail installation，Bracket mounting 140mm(width)*90mm(height) |  |  | 3 x 400A |  |  |  |  | - |  |  |  | - |  |  | - |  |  | - | 140mm(width)*90mm(height) |  |  | DINRail installation, Bracket mounting |  |  | -25℃~40℃ | [7 empty] | - | [10 empty] | 3 x 400A |  |  |  | 8 | https://www.unikeyic.com/media/about_us/Unikey_ISO_9001_Certification.pdf | https://www.unikeyic.com/products/current-transformers/2641002/697273033.html
2641003 | RS | 1: 98.5063 10: 81.7317 | 3 x 630A 3 x 630A DINRail installation，Bracket mounting 140mm(width)*90mm(height) |  |  | 3 x 630A |  |  |  |  | - |  |  |  | - |  |  | - |  |  | - | 140mm(width)*90mm(height) |  |  | DINRail installation, Bracket mounting |  |  | -25℃~40℃ | [7 empty] | - | [10 empty] | 3 x 630A |  |  |  | 8 | https://www.unikeyic.com/media/about_us/Unikey_ISO_9001_Certification.pdf | https://www.unikeyic.com/products/current-transformers/2641003/697269428.html
2641004 | RS | 1: 110.3058 10: 94.6132 | 3 x 800A 3 x 800A DINRail installation，Bracket mounting 215mm(width)*54mm(height) |  |  | 3 x 800A |  |  |  |  | - |  |  |  | - |  |  | - |  |  | - | 215mm(width)*54mm(height) |  |  | DINRail installation, Bracket mounting |  |  | -25℃~40℃ | [7 empty] | - | [10 empty] | 3 x 800A |  |  |  | 8 | https://www.unikeyic.com/media/about_us/Unikey_ISO_9001_Certification.pdf | https://www.unikeyic.com/products/current-transformers/2641004/697270032.html
2641005 | RS |  | 3 x 12500A 3 x 12500A DIN Rail Mount, Bracket Mount 215mm(W) × 54mm(H) |  |  | 3 x 12500A |  |  |  |  | - |  |  |  | - |  |  | - |  |  | - | 215mm(width)*54mm(height) |  |  | DINRail installation, Bracket mounting |  |  | -25℃~40℃ | [7 empty] | - | [10 empty] | 3 x 12500A |  |  |  |  | https://www.unikeyic.com/media/about_us/Unikey_ISO_9001_Certification.pdf | https://www.unikeyic.com/products/current-transformers/2641005/697268799.html
2641008 | RS | 1: 48.7294 10: 34.7843 | 3 x 63A 3 x 63A DIN Rail Mount Bracket Mount 61mm W × 53mm H |  |  | 3 x 63A |  |  |  |  | - |  |  |  | - |  |  | - |  |  | - | 61mm(width)*53mm(height) |  |  | DINRail installation, Bracket mounting |  |  | -25℃~40℃ | [7 empty] | - | [10 empty] | 3 x 63A |  |  |  | 7 | https://www.unikeyic.com/media/about_us/Unikey_ISO_9001_Certification.pdf | https://www.unikeyic.com/products/current-transformers/2641008/697273799.html
2904921 | PHOENIX CONTACT | 1: 456.9553 | Phoenix,PACTRCP-4000A-1A-D95,Current Transformers,Phoenix Current Transformers, PACT RCP-D95series, 4000A, 0 → 1 aoutput, Rogowski coil type | ±1% |  |  | 100A ~ 4000A (Selectable) | - | [7 empty] | AC | 10Hz ~ 5kHz | [5 empty] | ±0.5% | 1 (Unlimited) |  | DIN Rail | 1 |  | 20°C ~ 70°C | Ratiometric, Voltage |  | Module | Bulk | Bidirectional |  |  | - |  |  |  | - | Transformer w/Conditioning | - |  | - |  |  |  | 24V |  | 2 | https://www.unikeyic.com/media/datasheet/8c/de/2106/8c/85f8ed76069f3eae9b9e9c1734279467.pdf | https://www.unikeyic.com/products/current-transformers/2904921/35028430.html
2905883 | PHOENIX CONTACT | 1: 101.9535 10: 99.7843 | Phoenix,PACTMCR-V2-4012-70-400-1A-1,Current Transformers,50Hz~60Hz 90mm(height) | [5 empty] | 400 A | - |  | - |  | - |  |  |  |  | 50Hz ~ 60Hz | 3.543" (90.00mm) | [5 empty] | DIN Rail | [6 empty] | Bulk | [9 empty] | PACT | 2.756" L x 1.181" W (70.00mm x 30.00mm) |  | Terminal Block |  | - |  | - | 100 | https://www.unikeyic.com/media/datasheet/b7/42/bfb8/b742bfb805db2a3c051df7642e7c0d66.pdf | https://www.unikeyic.com/products/current-transformers/2905883/28294408.html
2906233 | PHOENIX CONTACT | 1: 437.36 | Phoenix Contact Current Transformer, PACT RCP Series, 4000A, 0→21mA Output, Rogowski Coil Type, Retrofit | [5 empty] | 4000 A | - |  | - |  | - |  |  |  |  | 16Hz ~ 1kHz | 4.350" (110.50mm) |  |  |  | 1 (Unlimited) |  | DIN Rail | [6 empty] | Bulk |  |  |  |  | 5699614 |  |  |  |  | - | 4.744" L x 0.244" W (120.50mm x 6.20mm) |  | Terminal Block |  | - |  | 0.970 lb (440.00 g) | 1 | https://www.unikeyic.com/media/datasheet/bc/67/b142/bc/65738056c1cc421c87338fdb330bbe49.pdf | https://www.unikeyic.com/products/current-transformers/2906233/24104182.html
2906236 | PHOENIX CONTACT | 1: 437.36 | Phoenix Contact PACTRCP-4000A-UIRO-PT-D190 Current Transformer, PACT RCP Series, 4000A, 0→10mA, 0→20mA, 0→21mA, 2→10mA, 4→20mA Output | [5 empty] | 4000 A | - |  | - |  | - |  |  |  |  | 45Hz ~ 65Hz | 4.350" (110.50mm) |  |  |  | 1 (Unlimited) |  | DIN Rail | [6 empty] | Bulk | [9 empty] | - | 4.744" L x 0.244" W (120.50mm x 6.20mm) |  | Terminal Block |  | - |  | 1.1 lbs (499 g) | 1 | https://www.unikeyic.com/media/datasheet/75/c0/23a6/75c023a60ae14feb8d4612179437a054.pdf | https://www.unikeyic.com/products/current-transformers/2906236/24050193.html
2908798 | PHOENIX CONTACT | 1: 537.339 | Phoenix Current transducer, 0 → 100A, Current transformer type | - | [21 empty] | DIN Rail |  |  | -20°C ~ 60°C | ±10VDC, 0 ~ 20mA |  |  | Bulk |  |  |  | 40ms, 330ms | [5 empty] | MCR |  |  | Screw Terminal |  |  | 20 ~ 30VDC |  | 1 | https://www.unikeyic.com/media/datasheet/6d/6c/5182/6d/77286f2c47ba2fd7021c15532bfa01de.pdf | https://www.unikeyic.com/products/current-transformers/2908798/4637959.html
2CCA880118R0001 CMS-201CA 80A | ABB | 1: 151.503 | ABB Current Sensor, CMS Series, 0.1A-80A, Solid Core |  |  | - |  |  |  |  | - |  |  |  | - |  |  | - |  |  | - | [14 empty] | - | [10 empty] | - |  |  |  | 1 | https://www.unikeyic.com/media/about_us/Unikey_ISO_9001_Certification.pdf | https://www.unikeyic.com/products/current-transformers/2cca880118r0001-cms-201ca-80a/255634109.html
30002272 | LEM |  | LEM LV 100 Current Transformers |  |  | - |  |  |  |  | - |  |  |  | - |  |  | - |  |  | - | [14 empty] | - | [10 empty] | - |  |  |  |  | https://www.unikeyic.com/media/about_us/Unikey_ISO_9001_Certification.pdf | https://www.unikeyic.com/products/current-transformers/30002272/870057973.html
30016770 | LEM | 1: 157.8319 | LEM LV 25-600 Current Sensors |  |  | - |  |  |  |  | - |  |  |  | - |  |  | - |  |  | - | [14 empty] | - | [10 empty] | - |  |  |  | 4 | https://www.unikeyic.com/media/about_us/Unikey_ISO_9001_Certification.pdf | https://www.unikeyic.com/products/current-transformers/30016770/870052870.html
30025148 | LEM |  | LEM HAZ 10000-SB Current Sensors |  |  | - |  |  |  |  | - |  |  |  | - |  |  | - |  |  | - |  |  |  | panel mount |  |  | -25℃~85℃ | [7 empty] | - | [10 empty] | - |  |  |  |  | https://www.unikeyic.com/media/about_us/Unikey_ISO_9001_Certification.pdf | https://www.unikeyic.com/products/current-transformers/30025148/870060285.html
30027566 | LEM | 1: 22.3361 | LEM HX 10-P/SP30 Current Transformers |  |  | - |  |  |  |  | - |  |  |  | - |  |  | - |  |  | - | [14 empty] | - | [10 empty] | - |  |  |  | 136 | https://www.unikeyic.com/media/about_us/Unikey_ISO_9001_Certification.pdf | https://www.unikeyic.com/products/current-transformers/30027566/870298860.html
30027567 | LEM |  | LEM HX 20-P/SP30 Current Transformers |  |  | - |  |  |  |  | - |  |  |  | - |  |  | - |  |  | - | [14 empty] | - | [10 empty] | - |  |  |  |  | https://www.unikeyic.com/media/about_us/Unikey_ISO_9001_Certification.pdf | https://www.unikeyic.com/products/current-transformers/30027567/870849266.html
30048076 | LEM | 1: 94.1765 | LEM HAC 200-S Current Transformers |  |  | - |  |  |  |  | - |  |  |  | - |  |  | - |  |  | - | [14 empty] | - | [10 empty] | - |  |  |  | 37 | https://www.unikeyic.com/media/about_us/Unikey_ISO_9001_Certification.pdf | https://www.unikeyic.com/products/current-transformers/30048076/870058295.html
30048077 | LEM | 1: 103.6226 | LEM HAC 400-S Current Transformers |  |  | - |  |  |  |  | - |  |  |  | - |  |  | - |  |  | - | [14 empty] | - | [10 empty] | - |  |  |  | 39 | https://www.unikeyic.com/media/about_us/Unikey_ISO_9001_Certification.pdf | https://www.unikeyic.com/products/current-transformers/30048077/870054752.html
30096417 | LEM | 1: 65.5527 | LEM CTSR 0.3-P Current Sensors |  |  | - |  |  |  |  | - |  |  |  | - |  |  | - |  |  | - | [14 empty] | - | [10 empty] | - |  |  |  | 104 | https://www.unikeyic.com/media/about_us/Unikey_ISO_9001_Certification.pdf | https://www.unikeyic.com/products/current-transformers/30096417/870058302.html
30110901 | LEM | 1: 161.4773 | LEM LV 25-1200 Current Sensors |  |  | - |  |  |  |  | - |  |  |  | - |  |  | - |  |  | - | [14 empty] | - | [10 empty] | - |  |  |  | 4 | https://www.unikeyic.com/media/about_us/Unikey_ISO_9001_Certification.pdf | https://www.unikeyic.com/products/current-transformers/30110901/870057724.html
30186170 | LEM |  | LEM HLSR 16-P Current Sensors |  |  | - |  |  |  |  | - |  |  |  | - |  |  | - |  |  | - | [14 empty] | - | [10 empty] | - |  |  |  |  | https://www.unikeyic.com/media/about_us/Unikey_ISO_9001_Certification.pdf | https://www.unikeyic.com/products/current-transformers/30186170/870059743.html
30186180 | LEM | 1: 33.9634 | LEM HO 100-P-0100 Current Sensors |  |  | - |  |  |  |  | - |  |  |  | - |  |  | - |  |  | - | [14 empty] | - | [10 empty] | - |  |  |  | 80 | https://www.unikeyic.com/media/about_us/Unikey_ISO_9001_Certification.pdf | https://www.unikeyic.com/products/current-transformers/30186180/870053688.html
30186181 | LEM |  | LEM HO 100-S-0100 Current Sensors |  |  | - |  |  |  |  | - |  |  |  | - |  |  | - |  |  | - | [14 empty] | - | [10 empty] | - |  |  |  |  | https://www.unikeyic.com/media/about_us/Unikey_ISO_9001_Certification.pdf | https://www.unikeyic.com/products/current-transformers/30186181/870055678.html
30186186 | LEM |  | LEM HO 250-P-0100 Current Sensors |  |  | - |  |  |  |  | - |  |  |  | - |  |  | - |  |  | - | [14 empty] | - | [10 empty] | - |  |  |  |  | https://www.unikeyic.com/media/about_us/Unikey_ISO_9001_Certification.pdf | https://www.unikeyic.com/products/current-transformers/30186186/870056394.html
30186187 | LEM | 1: 36.3564 | LEM HO 250-S-0100 Current Sensors |  |  | - |  |  |  |  | - |  |  |  | - |  |  | - |  |  | - | [14 empty] | - | [10 empty] | - |  |  |  | 75 | https://www.unikeyic.com/media/about_us/Unikey_ISO_9001_Certification.pdf | https://www.unikeyic.com/products/current-transformers/30186187/870053717.html
30186188 | LEM |  | LEM HO 50-S-0100 Current Sensors |  |  | - |  |  |  |  | - |  |  |  | - |  |  | - |  |  | - | [14 empty] | - | [10 empty] | - |  |  |  |  | https://www.unikeyic.com/media/about_us/Unikey_ISO_9001_Certification.pdf | https://www.unikeyic.com/products/current-transformers/30186188/870055771.html
30379976 | LEM | 1: 433.8162 | LEM AHR 800 B420 Current Sensors |  |  | - |  |  |  |  | - |  |  |  | - |  |  | - |  |  | - | [14 empty] | - | [10 empty] | - |  |  |  | 4 | https://www.unikeyic.com/media/about_us/Unikey_ISO_9001_Certification.pdf | https://www.unikeyic.com/products/current-transformers/30379976/870054606.html
31RT35 | Lovato Electric | 1: 163.4754 | Lovato Current Transformer, 31RT Series, Ring Type |  |  | - |  |  |  |  | - |  |  |  | - |  |  | - |  |  | - | [14 empty] | - | [10 empty] | - |  |  |  | 4 | https://www.unikeyic.com/media/about_us/Unikey_ISO_9001_Certification.pdf | https://www.unikeyic.com/products/current-transformers/31rt35/25788350.html
37020 | Simpson Electric | 1: 66.5928 | 50Hz~400Hz Bracket Mount 96.01mm × 89.66mm × 54.61mm | [6 empty] | - |  | - |  | - |  |  |  |  | 50Hz ~ 400Hz | 2.150" (54.61mm) | [5 empty] | Chassis Mount | [6 empty] | Retail Package |  |  |  |  | 16646545 |  |  |  |  | - | 3.780" L x 3.530" W (96.01mm x 89.66mm) |  | Terminal Block |  | - |  | - | 4 | https://www.unikeyic.com/media/datasheet/f0/85/e61d/f0/f1ff3c488ef5e59c94658e1c05f60d04.pdf | https://www.unikeyic.com/products/current-transformers/37020/17045435.html
37027 | Simpson Electric | 1: 208.2456 | 1:20, 50Hz~400Hz, 100:5, Base Mount, Threaded Mount, Hinge Mount, 181.1mm × 56.39mm × 81.79mm | [6 empty] | 100:5 |  | - |  | - |  |  |  |  | 50Hz ~ 400Hz | 3.220" (81.79mm) | [5 empty] | Chassis Mount | [6 empty] | Retail Package |  |  |  |  | 16644599 |  |  |  |  | - | 7.130" L x 2.220" W (181.10mm x 56.39mm) |  | Stud |  | - |  | - | 10 | https://www.unikeyic.com/media/datasheet/a2/37/f17d/a2/7081704c21e05295d472a4d59c54fd24.pdf | https://www.unikeyic.com/products/current-transformers/37027/14397933.html
429774 | RS | 1: 65.6227 | RS PRO RCM-EV-06 Current Transformers |  |  | - |  |  |  |  | - |  |  |  | - |  |  | - |  |  | - | 34mm*49mm*49mm |  |  | PCB mounting |  |  | -40℃~85℃ | [7 empty] | - | [10 empty] | - |  |  |  | 28 | https://www.unikeyic.com/media/about_us/Unikey_ISO_9001_Certification.pdf | https://www.unikeyic.com/products/current-transformers/429774/1000340376.html
429775 | RS | 1: 65.6227 | RS PRO RCM-EV-09 Current Transformers |  |  | - |  |  |  |  | - |  |  |  | - |  |  | - |  |  | - | 34mm*49mm*49mm |  |  | PCB mounting |  |  | -40℃~85℃ | [7 empty] | - | [10 empty] | - |  |  |  | 29 | https://www.unikeyic.com/media/about_us/Unikey_ISO_9001_Certification.pdf | https://www.unikeyic.com/products/current-transformers/429775/1000339964.html
48290505 | SOCOMEC | 1: 130.8008 | Socomec 48290505 Current Transformer |  |  | - |  |  |  |  | - |  |  |  | - |  |  | - |  |  | - | 55mm(width)*100mm(height) | [13 empty] | - | [10 empty] | - |  |  |  | 2 | https://www.unikeyic.com/media/about_us/Unikey_ISO_9001_Certification.pdf | https://www.unikeyic.com/products/current-transformers/48290505/27867678.html
48290556 | SOCOMEC | 1: 111.4989 | Socomec 48290556 Current Transformer |  |  | - |  |  |  |  | - |  |  |  | - |  |  | - |  |  | - | 29mm(width)*67mm(height) | [13 empty] | - | [10 empty] | - |  |  |  | 1 | https://www.unikeyic.com/media/about_us/Unikey_ISO_9001_Certification.pdf | https://www.unikeyic.com/products/current-transformers/48290556/24118212.html
48290557 | SOCOMEC | 1: 162.9949 5: 134.1285 | Socomec 48290557 Current Transformer |  |  | - |  |  |  |  | - |  |  |  | - |  |  | - |  |  | - | 37mm(width)*65mm(height) | [13 empty] | - | [10 empty] | - |  |  |  | 12 | https://www.unikeyic.com/media/about_us/Unikey_ISO_9001_Certification.pdf | https://www.unikeyic.com/products/current-transformers/48290557/27993879.html
48290599 | SOCOMEC | 1: 41.739 | Socomec 48290599 Current Transformer |  |  | - |  |  |  |  | - |  |  |  | - |  |  | - |  |  | - | 28mm(width)*45mm(height) | [13 empty] | - | [10 empty] | - |  |  |  | 15 | https://www.unikeyic.com/media/about_us/Unikey_ISO_9001_Certification.pdf | https://www.unikeyic.com/products/current-transformers/48290599/24015793.html
48290655 | SOCOMEC | 1: 154.0532 | Socomec 48290655 Current Transformer |  |  | - |  |  |  |  | - |  |  |  | - |  |  | - |  |  | - | 26mm(width)*44mm(height) | [13 empty] | - | [10 empty] | - |  |  |  | 1 | https://www.unikeyic.com/media/about_us/Unikey_ISO_9001_Certification.pdf | https://www.unikeyic.com/products/current-transformers/48290655/24054390.html
49506050 | SOCOMEC | 1: 137.339 | Socomec 49506050 Current Transformer |  |  | - |  |  |  |  | - |  |  |  | - |  |  | - |  |  | - | 102.5mm(width)*125mm(height) | [13 empty] | - | [10 empty] | - |  |  |  | 1 | https://www.unikeyic.com/media/about_us/Unikey_ISO_9001_Certification.pdf | https://www.unikeyic.com/products/current-transformers/49506050/23550528.html
4NC5112-0CB21 | SIEMENS | 1: 88.8356 | Siemens Current Transformer, Sentron Series, 50A, 1A Output, 50:1 Ratio, Window Type, For Sentron Power Monitoring |  |  | 50:1 |  |  |  |  | - |  | 4NC5112-0CB21 SIEMENS |  | - |  |  | - |  |  | - | 60mm*75.3mm*75.3mm |  |  | base mount |  |  | -30℃~55℃ | [7 empty] | - | [10 empty] | 50:1 |  |  |  | 5 | https://www.unikeyic.com/media/datasheet/d0/69/bcb6/d069bcb673c3dc532c219b5f91fc3994.pdf | https://www.unikeyic.com/products/current-transformers/4nc5112-0cb21/23864132.html
4NC5112-2CB21 | SIEMENS | 1: 85.9527 | current transformer 50/5 A, 1.2 VA CL 1.0 |  |  | - |  |  |  |  | - |  | 4NC5112-2CB21 SIEMENS |  | - |  |  | - |  |  | - | [14 empty] | - | [10 empty] | - |  |  |  | 9 | https://www.unikeyic.com/media/datasheet/aa/eb/14cc/aaeb14cc61a2d1f024df3256cae6f1e2.pdf | https://www.unikeyic.com/products/current-transformers/4nc5112-2cb21/23677851.html
4NC5121-2FA21 | SIEMENS | 1: 94.206 | Current Transformer 150/5 A 1.0 VA CL 0.2s |  |  | - |  |  |  |  | - |  | 4NC5121-2FA21 SIEMENS |  | - |  |  | - |  |  | - | [14 empty] | - | [10 empty] | - |  |  |  | 3 | https://www.unikeyic.com/media/datasheet/dd/a4/280e/dda4280eb43808c680e66f1dd4c4e4c9.pdf | https://www.unikeyic.com/products/current-transformers/4nc5121-2fa21/23804926.html
4NC5122-2CE21 | SIEMENS | 1: 114.1962 | current transformer 200/5 A, 5 VA CL 1.0 |  |  | - |  |  |  |  | - |  | 4NC5122-2CE21 SIEMENS |  | - |  |  | - |  |  | - | [14 empty] | - | [10 empty] | - |  |  |  | 100 | https://www.unikeyic.com/media/datasheet/d4/26/270a/d426270abb823b4fde63a9e25d725070.pdf | https://www.unikeyic.com/products/current-transformers/4nc5122-2ce21/23801284.html
4NC5125-2FE21 | SIEMENS | 1: 88.9377 | Current Transformer 400/5A 5VA CL 0.2s |  |  | - |  |  |  |  | - |  | 4NC5125-2FE21 SIEMENS |  | - |  |  | - |  |  | - | [14 empty] | - | [10 empty] | - |  |  |  | 3 | https://www.unikeyic.com/media/datasheet/72/47/9e7f/72479e7f608f3a3ff36f872630da69c1.pdf | https://www.unikeyic.com/products/current-transformers/4nc5125-2fe21/23820042.html
53020C | Murata Manufacturing | 1,000: 0.462 | Inductor 1:20 80μH 50kHz~500kHz SMD 7.2mm × 8.3mm × 5.4mm |  | 53 |  |  |  |  | - |  | 7mOhm Primary, 550mOhm Secondary |  | - |  |  |  |  | 50kHz ~ 500kHz | 0.213" (5.40mm) | 80 µH |  |  | 1 (Unlimited) |  | Surface Mount | [11 empty] | 1924957 |  |  |  |  | 5300 | 0.283" L x 0.327" W (7.20mm x 8.30mm) |  | Gull Wing |  | 1:20 |  | - | 1000 | https://www.unikeyic.com/media/datasheet/85/4a/bded/85/8f34c180fcfaeed4cbacbb7a63d4e778.pdf | https://www.unikeyic.com/products/current-transformers/53020c/23834199.html
53050C | Murata Manufacturing | 10: 1.308 25: 1.219 50: 1.196 100: 1.1526 250: 1.1164 500: 1.1006 1,000: 1.0486 2,000: 0.8193 | Inductor 500μH 50kHz-500kHz SMD, 7.2mm × 8.3mm × 5.4mm |  | 53 |  |  |  |  | - |  | 7mOhm Primary, 1.75Ohm Secondary |  | - |  |  |  |  | 50kHz ~ 500kHz | 0.213" (5.40mm) | 500 µH |  |  | 1 (Unlimited) |  | Surface Mount | [11 empty] | 1924524 |  |  |  |  | 5300 | 0.283" L x 0.327" W (7.20mm x 8.30mm) |  | Gull Wing |  | 1:50 |  | - | 2768 | https://www.unikeyic.com/media/datasheet/85/4a/bded/85/8f34c180fcfaeed4cbacbb7a63d4e778.pdf | https://www.unikeyic.com/products/current-transformers/53050c/28035238.html
54050C | Murata Power Solutions | 450: 1.6708 900: 1.6191 1,350: 1.5895 2,250: 1.5528 3,150: 1.5291 4,500: 1.5042 | 1150 15A 3.8mH 50kHz-500kHz 15:1 Transformer SMD 10.8mm × 9mm × 8.2mm |  |  | 15:1 |  |  |  |  | - |  |  |  | - |  |  | 50KHz~500KHz |  |  | 3.8mH | 10.8mm*9mm*8.2mm |  |  | SMD mount |  |  | -40℃~125℃ | [7 empty] | 15A | [10 empty] | 1150 |  |  |  | 512 | https://www.unikeyic.com/media/about_us/Unikey_ISO_9001_Certification.pdf | https://www.unikeyic.com/products/current-transformers/54050c/779138108.html
557781 | RS | 1: 10.969 | 300/5A 300/5A |  |  | 300/5A |  |  |  |  | - |  |  |  | - |  |  | - |  |  | - | [14 empty] | - | [10 empty] | 300/5A |  |  |  | 182 | https://www.unikeyic.com/media/about_us/Unikey_ISO_9001_Certification.pdf | https://www.unikeyic.com/products/current-transformers/557781/35415151.html
557784 | RS | 1: 10.969 | 200/5A 200/5A |  |  | 200/5A |  |  |  |  | - |  |  |  | - |  |  | - |  |  | - | [14 empty] | - | [10 empty] | 200/5A |  |  |  | 123 | https://www.unikeyic.com/media/about_us/Unikey_ISO_9001_Certification.pdf | https://www.unikeyic.com/products/current-transformers/557784/35415848.html
557785 | RS | 1: 10.969 | 60/5A 60/5A |  |  | 60/5A |  |  |  |  | - |  |  |  | - |  |  | - |  |  | - | [14 empty] | - | [10 empty] | 60/5A |  |  |  | 141 | https://www.unikeyic.com/media/about_us/Unikey_ISO_9001_Certification.pdf | https://www.unikeyic.com/products/current-transformers/557785/35415247.html
557790 | RS | 1: 10.969 | 40/5A 40/5A |  |  | 40/5A |  |  |  |  | - |  |  |  | - |  |  | - |  |  | - | [14 empty] | - | [10 empty] | 40/5A |  |  |  | 112 | https://www.unikeyic.com/media/about_us/Unikey_ISO_9001_Certification.pdf | https://www.unikeyic.com/products/current-transformers/557790/35416602.html
557793 | RS | 1: 10.969 | 100/5A 100/5A |  |  | 100/5A |  |  |  |  | - |  |  |  | - |  |  | - |  |  | - | [14 empty] | - | [10 empty] | 100/5A |  |  |  | 131 | https://www.unikeyic.com/media/about_us/Unikey_ISO_9001_Certification.pdf | https://www.unikeyic.com/products/current-transformers/557793/35413956.html
557794 | RS |  | 125/5A 125/5A |  |  | 125/5A |  |  |  |  | - |  |  |  | - |  |  | - |  |  | - | [14 empty] | - | [10 empty] | 125/5A |  |  |  |  | https://www.unikeyic.com/media/about_us/Unikey_ISO_9001_Certification.pdf | https://www.unikeyic.com/products/current-transformers/557794/35416014.html
56200C | Murata Manufacturing | 1: 3.072 10: 2.784 25: 2.484 50: 2.373 100: 2.2261 250: 2.1809 500: 2.1357 1,000: 2.0566 2,500: 1.9549 | 10A 72mH 20KHz~200KHz 200:1 SIP Through hole mounting 16.79mm*8.89mm*20.19mm |  | 56 |  |  |  | 10 A | 200:1 |  | 1.87mOhm Primary, 2.81mOhm Secondary |  | - |  |  |  |  | 20kHz ~ 200kHz | 0.795" (20.19mm) | 72 mH |  |  | Not Applicable |  | Through Hole | [6 empty] | Tube | [9 empty] | 5600 | 0.661" L x 0.350" W (16.79mm x 8.89mm) |  | PC Pin |  | - |  | 0.013 lb (5.70 g) | 874 | https://www.unikeyic.com/media/datasheet/d8/2f/990d/d82f990dfd3767c85a0df92ef55a225b.pdf | https://www.unikeyic.com/products/current-transformers/56200c/27761320.html
56200C | Murata Power Solutions | 7: 2.2069 | 2001 10A 72mH 20KHz~200KHz 10:1 Through hole mounting 16.79mm*8.89mm*20.19mm |  |  | 10:1 |  |  |  |  | - |  |  |  | - |  |  | 20KHz~200KHz |  |  | 72mH | 16.79mm*8.89mm*20.19mm |  |  | Through hole mounting |  |  | -40℃~85℃ | [7 empty] | 10A | [10 empty] | 2001 |  |  |  | 14 | https://www.unikeyic.com/media/about_us/Unikey_ISO_9001_Certification.pdf | https://www.unikeyic.com/products/current-transformers/56200c/779112893.html
56T100C | Murata Power Solutions | 25: 1.8431 50: 1.7976 | 100CT 10A 18mH 20kHz~200kHz 10:1 TH 16.79mm × 8.89mm × 20.19mm |  |  | 10:1 |  |  |  |  | - |  |  |  | - |  |  | 20KHz~200KHz |  |  | 18mH | 16.79mm*8.89mm*20.19mm |  |  | Through hole mounting |  |  | -40℃~85℃ | [7 empty] | 10A | [10 empty] | 100CT |  |  |  | 75 | https://www.unikeyic.com/media/about_us/Unikey_ISO_9001_Certification.pdf | https://www.unikeyic.com/products/current-transformers/56t100c/779105419.html
7-1616353-7 | TE Connectivity | 1: 10998.13 | Relay Sockets & Fixings CURRENT TRANSFORMER |  | 1616353 | [18 empty] | Not Applicable | [8 empty] | Bulk |  |  |  |  | 6060017 |  |  |  |  | * | [7 empty] | 72 | https://www.unikeyic.com/media/about_us/Unikey_ISO_9001_Certification.pdf | https://www.unikeyic.com/products/current-transformers/7-1616353-7/27940318.html
749251020 | WURTH | 1: 4.2375 10: 3.7968 50: 3.729 200: 3.6612 400: 3.6612 750: 3.6612 | 1:20 80μH 10Vμs SMD 7.7mm × 6.9mm × 5.33mm |  |  | - |  |  |  |  | - |  | 749251020 WURTH |  | 10Vμs |  |  | - |  |  | 80μH | 7.7mm*6.9mm*5.33mm |  |  | SMD mount | [9 empty] | On sale | - |  |  | Compliant | Tape and reel packaging | [6 empty] | 1:20 |  |  |  | 147 | https://www.unikeyic.com/media/datasheet/11/34/6a4b/11/603582da54092c63ed72523a01787053.pdf | https://www.unikeyic.com/products/current-transformers/749251020/23822654.html
749251030 | WURTH | 1: 3.237 10: 2.3868 50: 2.214 100: 2.0304 250: 1.8576 | 1:30 180μH 15Vμs SMD 7.7mm × 6.9mm × 5.33mm |  |  | - |  |  |  |  | - |  | 749251030 WURTH |  | 15Vμs |  |  | - |  |  | 180μH | 7.7mm*6.9mm*5.33mm |  |  | SMD mount | [9 empty] | On sale | - |  |  | Compliant | Tape and reel packaging | [6 empty] | 1:30 |  |  |  | 610 | https://www.unikeyic.com/media/datasheet/58/ac/eb27/58/c830aa7c19be8d992e980e039443ba6f.pdf | https://www.unikeyic.com/products/current-transformers/749251030/24004790.html
749251040 | WURTH | 1: 39.6086 | 1:40 320μH 20Vμs SMD mount 7.7mm*6.9mm*5.33mm |  |  | - |  |  |  |  | - |  | 749251040 WURTH |  | 20Vμs |  |  | - |  |  | 320μH | 7.7mm*6.9mm*5.33mm |  |  | SMD mount | [9 empty] | On sale | - |  |  | Compliant | Tape and reel packaging | [6 empty] | 1:40 |  |  |  | 50 | https://www.unikeyic.com/media/datasheet/91/a1/92c7/91a192c72c2f00389663eeab365cd0dc.pdf | https://www.unikeyic.com/products/current-transformers/749251040/24328658.html
749251060 | WURTH | 1: 39.6086 | Inductor 720μH 30Vμs SMD 7.7mm × 6.9mm × 5.33mm |  |  | - |  |  |  |  | - |  | 749251060 WURTH |  | 30Vμs |  |  | - |  |  | 720μH | 7.7mm*6.9mm*5.33mm |  |  | SMD mount | [9 empty] | On sale | - |  |  | Compliant | Tape and reel packaging | [6 empty] | 1:60 |  |  |  | 50 | https://www.unikeyic.com/media/datasheet/e6/67/4b88/e6674b88d3942e3413e7e69623677a57.pdf | https://www.unikeyic.com/products/current-transformers/749251060/24065164.html
749251070 | WURTH | 1: 4.275 10: 3.8304 50: 3.762 200: 3.6936 400: 3.6936 | 1:70 980μH 35Vμs SMD mount 7.7mm*6.9mm*5.33mm |  |  | - |  |  |  |  | - |  | 749251070 WURTH |  | 35Vμs |  |  | - |  |  | 980μH | 7.7mm*6.9mm*5.33mm |  |  | SMD mount | [9 empty] | On sale | - |  |  | Compliant | Tape and reel packaging | [6 empty] | 1:70 |  |  |  | 46 | https://www.unikeyic.com/media/datasheet/d4/d4/c42c/d4d4c42ca1e7104020ee3b15ebd3763a.pdf | https://www.unikeyic.com/products/current-transformers/749251070/23625098.html
749251100 | WURTH | 1: 4.3125 10: 3.864 50: 3.795 200: 3.726 400: 3.726 750: 3.726 | Ferrite Bead 1:100 10A 2mH 50Vμs SMD 7.7mm × 6.9mm × 5.33mm |  |  | - |  |  |  |  | - |  | 749251100 WURTH |  | 50Vμs |  |  | - |  |  | 2mH | 7.7mm*6.9mm*5.33mm |  |  | SMD mount |  |  | -40℃~125℃ | [6 empty] | On sale | 10A |  |  | Compliant | Tape and reel packaging | [6 empty] | 1:100 |  |  |  | 696 | https://www.unikeyic.com/media/datasheet/36/a1/ee81/36a1ee813d1c6db17073bb8bfa2d8d1f.pdf | https://www.unikeyic.com/products/current-transformers/749251100/23724242.html
749251125 | WURTH | 1: 5.2125 10: 4.6704 50: 4.587 200: 4.5036 400: 4.5036 750: 4.5036 | 1:125 3mH 68Vμs SMD mount 7.7mm*6.9mm*5.33mm |  |  | - |  |  |  |  | - |  | 749251125 WURTH |  | 68Vμs |  |  | - |  |  | 3mH | 7.7mm*6.9mm*5.33mm |  |  | SMD mount |  |  | -40℃~125℃ | [6 empty] | On sale | - |  |  | Compliant | Tape and reel packaging | [6 empty] | 1:125 |  |  |  | 87 | https://www.unikeyic.com/media/datasheet/3e/cb/6ed6/3ecb6ed64f94c897c8798cc1f41abd15.pdf | https://www.unikeyic.com/products/current-transformers/749251125/23706193.html
749252020 | WURTH | 5: 3.1808 50: 3.124 250: 3.0672 500: 3.0672 1,000: 3.0672 2,000: 3.0672 | 1:20 Transformer, 7A, 33μH, 1MHz, 9Vμs, SMD, 4.7mm × 4.65mm × 3.55mm |  |  | - |  |  |  |  | - |  | 749252020 WURTH |  | 9Vμs |  |  | 1MHz |  |  | 33μH | 4.7mm*4.65mm*3.55mm |  |  | SMD mount | [9 empty] | On sale | 7A |  |  | Compliant | Tape and reel packaging | [6 empty] | 1:20 |  |  |  | 48 | https://www.unikeyic.com/media/datasheet/11/ef/19e2/11ef19e22136e9f8c98d9ced6d6ed534.pdf | https://www.unikeyic.com/products/current-transformers/749252020/23945939.html
749252070 | WURTH | 5: 3.575 | 1:70 7A 400μH 1MHz 31.5Vμs SMD mount 4.7mm*4.65mm*3.55mm |  |  | - |  |  |  |  | - |  | 749252070 WURTH |  | 31.5Vμs |  |  | 1MHz |  |  | 400μH | 4.7mm*4.65mm*3.55mm |  |  | SMD mount |  |  | -40℃~125℃ | [6 empty] | On sale | 7A |  |  | Compliant | Tape and reel packaging | [6 empty] | 1:70 |  |  |  | 167 | https://www.unikeyic.com/media/datasheet/12/80/ed26/1280ed26bbb8f81c61040ff92e857716.pdf | https://www.unikeyic.com/products/current-transformers/749252070/24176580.html
7492540020 | WURTH | 1: 4.5056 10: 4.0771 25: 3.9135 50: 3.7936 100: 3.6766 | 1MHz |  |  | - |  |  |  |  | - |  | 7492540020 WURTH |  | - |  |  | 1MHz |  |  | - | [14 empty] | - |  |  | Compliant | Tape and reel packaging | [6 empty] | - |  |  |  | 193 | https://www.unikeyic.com/media/datasheet/19/97/c3eb/1997c3ebb3a49695f64064c297e90204.pdf | https://www.unikeyic.com/products/current-transformers/7492540020/14686782.html
7492540050 | WURTH | 225: 3.7542 450: 3.6371 675: 3.5701 1,125: 3.4872 1,575: 3.4335 2,250: 3.3774 | 1MHz |  |  | - |  |  |  |  | - |  | 7492540050 WURTH |  | - |  |  | 1MHz |  |  | - | [14 empty] | - |  |  | Compliant | Tape and reel packaging | [6 empty] | - |  |  |  | 3728 | https://www.unikeyic.com/media/datasheet/c1/2d/56ea/c12d56ea4bb92e03ecd4b60e2b36ddfc.pdf | https://www.unikeyic.com/products/current-transformers/7492540050/23380458.html
7492540060 | WURTH | 1: 4.5056 10: 4.0771 25: 3.9135 50: 3.7936 100: 3.6766 | 1:60 40A 2mH 1MHz SMD mount 10.5mm(height) |  |  | - |  |  |  |  | - |  | 7492540060 WURTH |  | - |  |  | 1MHz |  |  | 2mH | 10.5mm(height) |  |  | SMD mount | [9 empty] | On sale | 40A |  |  | Compliant | Tape and reel packaging | [6 empty] | 1:60 |  |  |  | 30 | https://www.unikeyic.com/media/datasheet/48/9c/cce9/489ccce9b09c46513ac523e92d02d223.pdf | https://www.unikeyic.com/products/current-transformers/7492540060/28249654.html
7492540070 | WURTH | 1: 4.5036 10: 4.0748 25: 3.9113 50: 3.7914 100: 3.6746 | 1MHz |  |  | - |  |  |  |  | - |  | 7492540070 WURTH |  | - |  |  | 1MHz |  |  | - | [13 empty] | On sale | - |  |  | Compliant | Tape and reel packaging | [6 empty] | - |  |  |  | 139 | https://www.unikeyic.com/media/datasheet/0e/c6/6980/0ec6698088735e8bd51d0103f567098b.pdf | https://www.unikeyic.com/products/current-transformers/7492540070/17374514.html
7492540500 | WURTH | 225: 3.5436 450: 3.4332 675: 3.3699 1,125: 3.2917 1,575: 3.241 2,250: 3.188 | 40A 135mH 1MHz 1.24kVμs SMD 14.48mm × 13.3mm × 10.5mm |  |  | - |  |  |  |  | - |  | 7492540500 WURTH |  | 1.24KVμs |  |  | 1MHz |  |  | 135mH | 14.48mm*13.3mm*10.5mm |  |  | SMD mount | [9 empty] | On sale | 40A |  |  | Compliant | Tape and reel packaging | [6 empty] | 1:500 |  |  |  | 557 | https://www.unikeyic.com/media/datasheet/9d/2b/1a5e/9d2b1a5ed5c08de0eaf143cb1107a4b7.pdf | https://www.unikeyic.com/products/current-transformers/7492540500/28321352.html
7492541000 | WURTH | 225: 3.5417 450: 3.4313 675: 3.368 1,125: 3.2898 1,575: 3.2392 2,250: 3.1862 | 1MHz |  |  | - |  |  |  |  | - |  | 7492541000 WURTH |  | - |  |  | 1MHz |  |  | - | [14 empty] | - |  |  | Compliant | Tape and reel packaging | [6 empty] | - |  |  |  | 573 | https://www.unikeyic.com/media/datasheet/b5/b5/bbfe/b5b5bbfe61a03d992c03b0cf4428643a.pdf | https://www.unikeyic.com/products/current-transformers/7492541000/592873.html
7492550500 | WURTH | 3: 7.5625 5: 7.5625 10: 6.776 20: 6.776 | CURRENT SENSE TRANSFORMER, 0.4H, TH; |  |  | - |  |  |  |  | - |  |  |  | - |  |  | - |  |  | - | [14 empty] | - | [10 empty] | - |  |  |  | 18 | https://www.unikeyic.com/media/about_us/Unikey_ISO_9001_Certification.pdf | https://www.unikeyic.com/products/current-transformers/7492550500/722243667.html
7492551000 | WURTH | 3: 7.5625 5: 7.5625 10: 6.776 20: 6.776 | CURRENT SENSE TRANSFORMER, 1.6H, TH; |  |  | - |  |  |  |  | - |  |  |  | - |  |  | - |  |  | - | [14 empty] | - | [10 empty] | - |  |  |  | 22 | https://www.unikeyic.com/media/about_us/Unikey_ISO_9001_Certification.pdf | https://www.unikeyic.com/products/current-transformers/7492551000/722310199.html
7492551500 | WURTH | 1: 6.5185 | CURRENT SENSE TRANSFORMER 187EI |  |  | - |  |  |  |  | - |  |  |  | - |  |  | - |  |  | - | [14 empty] | - | [10 empty] | - |  |  |  | 26 | https://www.unikeyic.com/media/about_us/Unikey_ISO_9001_Certification.pdf | https://www.unikeyic.com/products/current-transformers/7492551500/722281278.html
7492552000 | WURTH | 1: 6.0338 | CURRENT SENSE TRANSFORMER 187EI |  |  | - |  |  |  |  | - |  |  |  | - |  |  | - |  |  | - | [14 empty] | - | [10 empty] | - |  |  |  | 29 | https://www.unikeyic.com/media/about_us/Unikey_ISO_9001_Certification.pdf | https://www.unikeyic.com/products/current-transformers/7492552000/722275377.html
7492552500 | WURTH | 3: 7.5625 5: 7.5625 10: 6.776 20: 6.776 | CURRENT SENSE TRANSFORMER, 10H, TH; |  |  | - |  |  |  |  | - |  |  |  | - |  |  | - |  |  | - | [14 empty] | - | [10 empty] | - |  |  |  | 16 | https://www.unikeyic.com/media/about_us/Unikey_ISO_9001_Certification.pdf | https://www.unikeyic.com/products/current-transformers/7492552500/722283100.html
7492553000 | WURTH | 3: 7.5625 5: 7.5625 10: 6.776 20: 6.776 | CURRENT SENSE TRANSFORMER, 14.4H, TH; |  |  | - |  |  |  |  | - |  |  |  | - |  |  | - |  |  | - | [14 empty] | - | [10 empty] | - |  |  |  | 20 | https://www.unikeyic.com/media/about_us/Unikey_ISO_9001_Certification.pdf | https://www.unikeyic.com/products/current-transformers/7492553000/722251010.html
855-1700/032-000 | WAGO | 1: 81.4091 5: 80.2461 10: 76.7571 | 32:0.32, 32A, 50Hz~60Hz, 32:0.32, Base Mount, 23mm × 19.1mm × 34mm | [5 empty] | 32 A | - |  | - |  | - |  |  |  |  | 50Hz ~ 60Hz | 1.339" (34.00mm) |  |  |  | Not Applicable |  | Chassis Mount | [6 empty] | Box | [9 empty] | - | 0.906" L x 0.752" W (23.00mm x 19.10mm) |  | Terminal Block |  | - |  | - | 20000 | https://www.unikeyic.com/media/about_us/Unikey_ISO_9001_Certification.pdf | https://www.unikeyic.com/products/current-transformers/855-1700-032-000/24107371.html
855-2701/035-001 | WAGO | 1: 67.6501 5: 66.4421 10: 66.4421 20: 65.2341 | Wago Current Transformer, 855 Series, 35A, 1A Output, DIN Rail Mount | [5 empty] | 35 A | - |  | - |  | - |  |  |  |  | 50Hz ~ 60Hz | 1.823" (46.30mm) |  |  |  | Not Applicable |  | Chassis Mount | [6 empty] | Box | [9 empty] | - | 1.063" L x 0.906" W (27.00mm x 23.00mm) |  | Terminal Block |  | - |  | - | 1 | https://www.unikeyic.com/media/datasheet/19/ac/5d75/19/b3230622d9dbc5ad658016ab28bf9384.pdf | https://www.unikeyic.com/products/current-transformers/855-2701-035-001/23878501.html
855-3001/060-003 | WAGO | 1: 152.2125 2: 149.6756 3: 145.8703 4: 143.3334 | Transformer 60:1 60A 50Hz~60Hz Wire Mount, Base Mount 48mm × 36mm × 50.4mm | [5 empty] | 60 A | - |  | - |  | - |  |  |  |  | 50Hz ~ 60Hz | 1.984" (50.40mm) |  |  |  | Not Applicable |  | Chassis Mount | [6 empty] | Box |  |  |  |  | 15563983 |  |  |  |  | - | 1.890" L x 1.417" W (48.00mm x 36.00mm) |  | Wire Leads |  | - |  | - | 205 | https://www.unikeyic.com/media/datasheet/ea/a4/59c0/ea/71795a5fdfddc02a131616add1adc1e7.pdf | https://www.unikeyic.com/products/current-transformers/855-3001-060-003/28291995.html
855-3001/075-003 | WAGO | 1: 201.26 5: 198.3849 10: 189.7594 | Transformer 75:1 75A 50Hz~60Hz Wire Mount, Bracket Mount 48mm × 36mm × 50.4mm | [5 empty] | 75 A | - |  | - |  | - |  |  |  |  | 50Hz ~ 60Hz | 1.984" (50.40mm) |  |  |  | Not Applicable |  | Chassis Mount | [6 empty] | Box | [9 empty] | - | 1.890" L x 1.417" W (48.00mm x 36.00mm) |  | Wire Leads |  | - |  | - | 20000 | https://www.unikeyic.com/media/about_us/Unikey_ISO_9001_Certification.pdf | https://www.unikeyic.com/products/current-transformers/855-3001-075-003/32515860.html
855-3001/100-003 | WAGO | 1: 201.26 5: 198.3849 10: 189.7594 | 100:1 50Hz~60Hz 100:1 | [5 empty] | 100 A | - |  | - |  | - |  |  |  |  | 50Hz ~ 60Hz | 1.984" (50.40mm) |  |  |  | Not Applicable |  | Chassis Mount | [6 empty] | Box |  |  |  |  | 15532969 |  |  |  |  | - | 1.890" L x 1.417" W (48.00mm x 36.00mm) |  | Wire Leads |  | - |  | - | 20000 | https://www.unikeyic.com/media/about_us/Unikey_ISO_9001_Certification.pdf | https://www.unikeyic.com/products/current-transformers/855-3001-100-003/11181687.html
855-3001/125-003 | WAGO | 1: 201.26 5: 198.3849 10: 189.7594 | Inductor, Wire Mount, Base Mount, 125A, 50Hz-60Hz, 48mm × 36mm × 50.4mm | [5 empty] | 125 A | - |  | - |  | - |  |  |  |  | 50Hz ~ 60Hz | 1.984" (50.40mm) |  |  |  | Not Applicable |  | Chassis Mount | [6 empty] | Box |  |  |  |  | 15581774 |  |  |  |  | - | 1.890" L x 1.417" W (48.00mm x 36.00mm) |  | Wire Leads |  | - |  | - | 20000 | https://www.unikeyic.com/media/datasheet/12/c1/aa64/12/a7f412523dd82f9ead051e51ff1538ba.pdf | https://www.unikeyic.com/products/current-transformers/855-3001-125-003/27887009.html
855-3001/150-003 | WAGO | 1: 201.26 5: 198.3849 10: 189.7594 | 150:1 150A 50Hz~60Hz Wire Mount, Base Mount, 48mm × 36mm × 50.4mm | [5 empty] | 150 A | - |  | - |  | - |  |  |  |  | 50Hz ~ 60Hz | 1.984" (50.40mm) |  |  |  | Not Applicable |  | Chassis Mount | [6 empty] | Box | [9 empty] | - | 1.890" L x 1.417" W (48.00mm x 36.00mm) |  | Wire Leads |  | - |  | - | 20000 | https://www.unikeyic.com/media/about_us/Unikey_ISO_9001_Certification.pdf | https://www.unikeyic.com/products/current-transformers/855-3001-150-003/9212075.html
855-3001/200-001 | WAGO | 1: 336.6615 5: 316.0649 10: 308.3841 25: 299.186 | 200:1 200A 50Hz~60Hz Wire Mount, Bracket Mount 48mm × 36mm × 50.4mm | [5 empty] | 200 A | - |  | - |  | - |  |  |  |  | 50Hz ~ 60Hz | 1.984" (50.40mm) |  |  |  | Not Applicable |  | Chassis Mount | [6 empty] | Box | [9 empty] | - | 1.890" L x 1.417" W (48.00mm x 36.00mm) |  | Wire Leads |  | - |  | - | 1 | https://www.unikeyic.com/media/about_us/Unikey_ISO_9001_Certification.pdf | https://www.unikeyic.com/products/current-transformers/855-3001-200-001/24129823.html
855-3001/250-001 | WAGO | 1: 201.26 5: 198.3849 10: 189.7594 | 250:1 250A 50Hz~60Hz 250:1 Wire Mount, Base Mount 48mm × 36mm × 50.4mm | [5 empty] | 250 A | - |  | - |  | - |  |  |  |  | 50Hz ~ 60Hz | 1.984" (50.40mm) |  |  |  | Not Applicable |  | Chassis Mount | [6 empty] | Box |  |  |  |  | 15571974 |  |  |  |  | - | 1.890" L x 1.417" W (48.00mm x 36.00mm) |  | Wire Leads |  | - |  | - | 20000 | https://www.unikeyic.com/media/about_us/Unikey_ISO_9001_Certification.pdf | https://www.unikeyic.com/products/current-transformers/855-3001-250-001/14047058.html
855-301/050-103 | WAGO | 1: 84.0059 | Transformer 50:1 50A 50Hz~60Hz Bracket Mount 60mm × 35mm × 80.6mm | [5 empty] | 50 A | - |  | - |  | - |  |  |  |  | 50Hz ~ 60Hz | 3.173" (80.60mm) |  |  |  | Not Applicable |  | Chassis Mount | [6 empty] | Box | [9 empty] | - | 2.362" L x 1.378" W (60.00mm x 35.00mm) |  | Terminal Block |  | - |  | - | 40 | https://www.unikeyic.com/media/about_us/Unikey_ISO_9001_Certification.pdf | https://www.unikeyic.com/products/current-transformers/855-301-050-103/29943462.html
855-301/060-101 | WAGO | 1: 53.0831 2: 52.1984 3: 50.8713 4: 49.9866 | 60:1 60A 50Hz~60Hz 60:1 base mount 60mm*35mm*80.6mm | [5 empty] | 60 A | - |  | - |  | - |  |  |  |  | 50Hz ~ 60Hz | 3.173" (80.60mm) |  |  |  | Not Applicable |  | Chassis Mount | [6 empty] | Box | [9 empty] | - | 2.362" L x 1.378" W (60.00mm x 35.00mm) |  | Terminal Block |  | - |  | - | 96 | https://www.unikeyic.com/media/about_us/Unikey_ISO_9001_Certification.pdf | https://www.unikeyic.com/products/current-transformers/855-301-060-101/23586754.html
855-301/075-201 | WAGO | 1: 68.7642 5: 67.7819 10: 64.8348 | 75:1 Transformer, 75A, 50Hz~60Hz, Base Mount, 60mm × 35mm × 80.6mm | [5 empty] | 75 A | - |  | - |  | - |  |  |  |  | 50Hz ~ 60Hz | 3.173" (80.60mm) |  |  |  | Not Applicable |  | Chassis Mount | [6 empty] | Box | [9 empty] | - | 2.362" L x 1.378" W (60.00mm x 35.00mm) |  | Terminal Block |  | - |  | - | 20000 | https://www.unikeyic.com/media/about_us/Unikey_ISO_9001_Certification.pdf | https://www.unikeyic.com/products/current-transformers/855-301-075-201/31744680.html
855-301/100-201 | WAGO | 1: 52.0059 2: 51.1392 3: 49.839 4: 48.9723 | 100:1 100A 50Hz~60Hz 100:1 base mount 60mm*35mm*80.6mm | [5 empty] | 100 A | - |  | - |  | - |  |  |  |  | 50Hz ~ 60Hz | 3.173" (80.60mm) |  |  |  | Not Applicable |  | Chassis Mount | [6 empty] | Box |  |  |  |  | 15579890 |  |  |  |  | - | 2.362" L x 1.378" W (60.00mm x 35.00mm) |  | Terminal Block |  | - |  | - | 50 | https://www.unikeyic.com/media/datasheet/98/26/6630/98/bf327dab1feb143b3515be69d342506d.pdf | https://www.unikeyic.com/products/current-transformers/855-301-100-201/16977592.html
855-301/150-501 | WAGO | 1: 52.0059 2: 51.1392 3: 49.839 4: 48.9723 | 150:1 150A 50Hz~60Hz 150:1 Bracket Mount 60mm × 35mm × 80.6mm | [5 empty] | 150 A | - |  | - |  | - |  |  |  |  | 50Hz ~ 60Hz | 3.173" (80.60mm) |  |  |  | Not Applicable |  | Chassis Mount | [6 empty] | Box | [9 empty] | - | 2.362" L x 1.378" W (60.00mm x 35.00mm) |  | Terminal Block |  | - |  | - | 38 | https://www.unikeyic.com/media/about_us/Unikey_ISO_9001_Certification.pdf | https://www.unikeyic.com/products/current-transformers/855-301-150-501/23934092.html
855-301/200-501 | WAGO | 1: 70.1881 5: 69.1854 10: 66.1774 | Wago Current Transformer, 855 Series, 200A, 1A Output, DIN Rail Mount | [5 empty] | 200 A | - |  | - |  | - |  |  |  |  | 50Hz ~ 60Hz | 3.173" (80.60mm) |  |  |  | Not Applicable |  | Chassis Mount | [6 empty] | Box |  |  |  |  | 15572088 |  |  |  |  | - | 2.362" L x 1.378" W (60.00mm x 35.00mm) |  | Terminal Block |  | - |  | - | 20000 | https://www.unikeyic.com/media/datasheet/37/c9/d15b/37/3ac60770f1287aa725ede0daeb39ed17.pdf | https://www.unikeyic.com/products/current-transformers/855-301-200-501/27661601.html
855-301/250-501 | WAGO | 1: 52.0059 2: 51.1392 3: 49.839 4: 48.9723 | 250:1 250A 50Hz~60Hz 250:1 Base Mount 60mm × 35mm × 80.6mm | [5 empty] | 250 A | - |  | - |  | - |  |  |  |  | 50Hz ~ 60Hz | 3.173" (80.60mm) |  |  |  | Not Applicable |  | Chassis Mount | [6 empty] | Box | [9 empty] | - | 2.362" L x 1.378" W (60.00mm x 35.00mm) |  | Terminal Block |  | - |  | - | 9 | https://www.unikeyic.com/media/datasheet/d7/a1/a2c7/d7/1794ddded14a82601adc7200504e752f.pdf | https://www.unikeyic.com/products/current-transformers/855-301-250-501/18697904.html
855-301/400-1001 | WAGO | 1: 70.1881 5: 69.1854 10: 66.1774 | 400:1 400A 50Hz~60Hz 400:1 Base Mount 60mm × 35mm × 80.6mm | [5 empty] | 400 A | - |  | - |  | - |  |  |  |  | 50Hz ~ 60Hz | 3.173" (80.60mm) |  |  |  | Not Applicable |  | Chassis Mount | [6 empty] | Box | [9 empty] | - | 2.362" L x 1.378" W (60.00mm x 35.00mm) |  | Terminal Block |  | - |  | - | 20000 | https://www.unikeyic.com/media/datasheet/57/b7/9bc6/57/2c029a081a72f6b637ef4509e3e1a672.pdf | https://www.unikeyic.com/products/current-transformers/855-301-400-1001/31752772.html
855-301/600-1001 | WAGO | 1: 133.4671 | 600:1 600A 50Hz~60Hz 600:1 Base Mount 60mm × 35mm × 80.6mm | [5 empty] | 600 A | - |  | - |  | - |  |  |  |  | 50Hz ~ 60Hz | 3.173" (80.60mm) |  |  |  | Not Applicable |  | Chassis Mount | [6 empty] | Box |  |  |  |  | 15546881 |  |  |  |  | - | 2.362" L x 1.378" W (60.00mm x 35.00mm) |  | Terminal Block |  | - |  | - | 5 | https://www.unikeyic.com/media/about_us/Unikey_ISO_9001_Certification.pdf | https://www.unikeyic.com/products/current-transformers/855-301-600-1001/24047702.html
855-305/050-103 | WAGO | 1: 60.8695 | 50:5 50Hz~60Hz 50:5 | [5 empty] | 50 A | - |  | - |  | - |  |  |  |  | 50Hz ~ 60Hz | 3.173" (80.60mm) |  |  |  | Not Applicable |  | Chassis Mount | [6 empty] | Box |  |  |  |  | 15567938 |  |  |  |  | - | 2.362" L x 1.378" W (60.00mm x 35.00mm) |  | Terminal Block |  | - |  | - | 14 | https://www.unikeyic.com/media/datasheet/a2/c9/2bd9/a2/07b80cfa2c0f81099e00f8575cc7c41f.pdf | https://www.unikeyic.com/products/current-transformers/855-305-050-103/32627290.html
855-305/060-101 | WAGO | 1: 43.0564 2: 42.3388 3: 41.2624 4: 40.5448 | 60:5, 60:5 | [5 empty] | 60 A | - |  | - |  | - |  |  |  |  | 50Hz ~ 60Hz | 3.173" (80.60mm) |  |  |  | Not Applicable |  | Chassis Mount | [6 empty] | Box | [9 empty] | - | 2.362" L x 1.378" W (60.00mm x 35.00mm) |  | Terminal Block |  | - |  | - | 140 | https://www.unikeyic.com/media/about_us/Unikey_ISO_9001_Certification.pdf | https://www.unikeyic.com/products/current-transformers/855-305-060-101/14022315.html
855-305/075-201 | WAGO | 1: 43.0564 2: 42.3388 3: 41.2624 4: 40.5448 | 75:5 75A 50Hz~60Hz 75:5 base mount 60mm*35mm*80.6mm | [5 empty] | 75 A | - |  | - |  | - |  |  |  |  | 50Hz ~ 60Hz | 3.173" (80.60mm) |  |  |  | Not Applicable |  | Chassis Mount | [6 empty] | Box | [9 empty] | - | 2.362" L x 1.378" W (60.00mm x 35.00mm) |  | Terminal Block |  | - |  | - | 82 | https://www.unikeyic.com/media/about_us/Unikey_ISO_9001_Certification.pdf | https://www.unikeyic.com/products/current-transformers/855-305-075-201/27953473.html
855-305/100-209 | WAGO | 1: 532.2989 5: 524.6947 10: 501.8818 | Transformer 100A 50Hz-60Hz Bracket Mount 60mm × 35mm × 80.6mm | [5 empty] | 100 A | - |  | - |  | - |  |  |  |  | 50Hz ~ 60Hz | 3.173" (80.60mm) |  |  |  | Not Applicable |  | Chassis Mount | [6 empty] | Box |  |  |  |  | 15582148 |  |  |  |  | - | 2.362" L x 1.378" W (60.00mm x 35.00mm) |  | Terminal Block |  | - |  | - | 20000 | https://www.unikeyic.com/media/about_us/Unikey_ISO_9001_Certification.pdf | https://www.unikeyic.com/products/current-transformers/855-305-100-209/24186632.html
855-305/150-209 | WAGO | 1: 532.2989 5: 524.6947 10: 501.8818 | 150A 50Hz~60Hz Bracket Mount 60mm × 35mm × 80.6mm | [5 empty] | 150 A | - |  | - |  | - |  |  |  |  | 50Hz ~ 60Hz | 3.173" (80.60mm) |  |  |  | Not Applicable |  | Chassis Mount | [6 empty] | Box |  |  |  |  | 15579928 |  |  |  |  | - | 2.362" L x 1.378" W (60.00mm x 35.00mm) |  | Terminal Block |  | - |  | - | 20000 | https://www.unikeyic.com/media/about_us/Unikey_ISO_9001_Certification.pdf | https://www.unikeyic.com/products/current-transformers/855-305-150-209/24113730.html
855-305/150-501 | WAGO | 1: 42.0094 2: 41.3093 3: 40.2591 4: 39.5589 | 150:5 50Hz~60Hz 150:5 | [5 empty] | 150 A | - |  | - |  | - |  |  |  |  | 50Hz ~ 60Hz | 3.173" (80.60mm) |  |  |  | Not Applicable |  | Chassis Mount | [6 empty] | Box |  |  |  |  | 15527271 |  |  |  |  | - | 2.362" L x 1.378" W (60.00mm x 35.00mm) |  | Terminal Block |  | - |  | - | 6 | https://www.unikeyic.com/media/about_us/Unikey_ISO_9001_Certification.pdf | https://www.unikeyic.com/products/current-transformers/855-305-150-501/13291526.html
855-305/200-501 | WAGO | 1: 115.25 | 200:5 50Hz~60Hz 200:5 | [5 empty] | 200 A | - |  | - |  | - |  |  |  |  | 50Hz ~ 60Hz | 3.173" (80.60mm) |  |  |  | Not Applicable |  | Chassis Mount | [6 empty] | Box | [9 empty] | - | 2.362" L x 1.378" W (60.00mm x 35.00mm) |  | Terminal Block |  | - |  | - | 1 | https://www.unikeyic.com/media/datasheet/98/fd/07f7/98/dbb857d28e2d880ca0453a1d8a6c070a.pdf | https://www.unikeyic.com/products/current-transformers/855-305-200-501/28823170.html
855-305/200-509 | WAGO | 1: 213.4233 | 200A 50Hz~60Hz base mount 60mm*35mm*80.6mm | [5 empty] | 200 A | - |  | - |  | - |  |  |  |  | 50Hz ~ 60Hz | 3.173" (80.60mm) |  |  |  | Not Applicable |  | Chassis Mount | [6 empty] | Box | [9 empty] | - | 2.362" L x 1.378" W (60.00mm x 35.00mm) |  | Terminal Block |  | - |  | - | 8 | https://www.unikeyic.com/media/about_us/Unikey_ISO_9001_Certification.pdf | https://www.unikeyic.com/products/current-transformers/855-305-200-509/24128429.html
855-305/250-501 | WAGO | 1: 42.0094 2: 41.3093 3: 40.2591 4: 39.5589 | 250:5 50Hz~60Hz 250:5 | [5 empty] | 250 A | - |  | - |  | - |  |  |  |  | 50Hz ~ 60Hz | 3.173" (80.60mm) |  |  |  | Not Applicable |  | Chassis Mount | [6 empty] | Box |  |  |  |  | 15550504 |  |  |  |  | - | 2.362" L x 1.378" W (60.00mm x 35.00mm) |  | Terminal Block |  | - |  | - | 22 | https://www.unikeyic.com/media/about_us/Unikey_ISO_9001_Certification.pdf | https://www.unikeyic.com/products/current-transformers/855-305-250-501/321284.html
855-305/250-509 | WAGO | 1: 189.5225 | 250A 50Hz~60Hz base mount 60mm*35mm*80.6mm | [5 empty] | 250 A | - |  | - |  | - |  |  |  |  | 50Hz ~ 60Hz | 3.173" (80.60mm) |  |  |  | Not Applicable |  | Chassis Mount | [6 empty] | Box |  |  |  |  | 15550475 |  |  |  |  | - | 2.362" L x 1.378" W (60.00mm x 35.00mm) |  | Terminal Block |  | - |  | - | 6 | https://www.unikeyic.com/media/about_us/Unikey_ISO_9001_Certification.pdf | https://www.unikeyic.com/products/current-transformers/855-305-250-509/23987996.html
855-305/300-501 | WAGO | 1: 43.0564 2: 42.3388 3: 41.2624 4: 40.5448 | 300:5 300A 50Hz~60Hz 300:5 base mount 60mm*35mm*80.6mm | [5 empty] | 300 A | - |  | - |  | - |  |  |  |  | 50Hz ~ 60Hz | 3.173" (80.60mm) |  |  |  | Not Applicable |  | Chassis Mount | [6 empty] | Box | [9 empty] | - | 2.362" L x 1.378" W (60.00mm x 35.00mm) |  | Terminal Block |  | - |  | - | 13 | https://www.unikeyic.com/media/datasheet/fc/48/8d38/fc/027978814388dd84b47a40db3174ce5d.pdf | https://www.unikeyic.com/products/current-transformers/855-305-300-501/26778732.html
855-305/300-509 | WAGO | 1: 189.5225 | 300A 50Hz-60Hz Base Mount, 60mm × 35mm × 80.6mm | [5 empty] | 300 A | - |  | - |  | - |  |  |  |  | 50Hz ~ 60Hz | 3.173" (80.60mm) |  |  |  | Not Applicable |  | Chassis Mount | [6 empty] | Box |  |  |  |  | 15521350 |  |  |  |  | - | 2.362" L x 1.378" W (60.00mm x 35.00mm) |  | Terminal Block |  | - |  | - | 3 | https://www.unikeyic.com/media/about_us/Unikey_ISO_9001_Certification.pdf | https://www.unikeyic.com/products/current-transformers/855-305-300-509/27925655.html
855-305/400-1001 | WAGO | 1: 43.0564 2: 42.3388 3: 41.2624 4: 40.5448 | 400:5 CT, 50Hz~60Hz, 400:5 | [5 empty] | 400 A | - |  | - |  | - |  |  |  |  | 50Hz ~ 60Hz | 3.173" (80.60mm) |  |  |  | Not Applicable |  | Chassis Mount | [6 empty] | Box |  |  |  |  | 15580815 |  |  |  |  | - | 2.362" L x 1.378" W (60.00mm x 35.00mm) |  | Terminal Block |  | - |  | - | 27 | https://www.unikeyic.com/media/about_us/Unikey_ISO_9001_Certification.pdf | https://www.unikeyic.com/products/current-transformers/855-305-400-1001/18411179.html
855-305/400-509 | WAGO | 1: 192.4666 | 400A 50Hz~60Hz base mount 60mm*35mm*80.6mm | [5 empty] | 400 A | - |  | - |  | - |  |  |  |  | 50Hz ~ 60Hz | 3.173" (80.60mm) |  |  |  | Not Applicable |  | Chassis Mount | [6 empty] | Box | [9 empty] | - | 2.362" L x 1.378" W (60.00mm x 35.00mm) |  | Terminal Block |  | - |  | - | 6 | https://www.unikeyic.com/media/about_us/Unikey_ISO_9001_Certification.pdf | https://www.unikeyic.com/products/current-transformers/855-305-400-509/28224873.html
855-305/500-509 | WAGO | 1: 189.5225 | 50Hz~60Hz | [5 empty] | 500 A | - |  | - |  | - |  |  |  |  | 50Hz ~ 60Hz | 3.173" (80.60mm) |  |  |  | Not Applicable |  | Chassis Mount | [6 empty] | Box |  |  |  |  | 15528461 |  |  |  |  | - | 2.362" L x 1.378" W (60.00mm x 35.00mm) |  | Terminal Block |  | - |  | - | 6 | https://www.unikeyic.com/media/about_us/Unikey_ISO_9001_Certification.pdf | https://www.unikeyic.com/products/current-transformers/855-305-500-509/25370159.html
855-305/600-1001 | WAGO | 1: 43.0564 2: 42.3388 3: 41.2624 4: 40.5448 | Wago Current Transformers, 855series, 600A, 5Aoutput, DIN Rail Mount Type | [5 empty] | 600 A | - |  | - |  | - |  |  |  |  | 50Hz ~ 60Hz | 3.173" (80.60mm) |  |  |  | Not Applicable |  | Chassis Mount | [6 empty] | Box | [9 empty] | - | 2.362" L x 1.378" W (60.00mm x 35.00mm) |  | Terminal Block |  | - |  | - | 68 | https://www.unikeyic.com/media/about_us/Unikey_ISO_9001_Certification.pdf | https://www.unikeyic.com/products/current-transformers/855-305-600-1001/27772882.html
855-305/600-509 | WAGO | 1: 213.4233 | 600A 50Hz~60Hz base mount 60mm*35mm*80.6mm | [5 empty] | 600 A | - |  | - |  | - |  |  |  |  | 50Hz ~ 60Hz | 3.173" (80.60mm) |  |  |  | Not Applicable |  | Chassis Mount | [6 empty] | Box | [9 empty] | - | 2.362" L x 1.378" W (60.00mm x 35.00mm) |  | Terminal Block |  | - |  | - | 9 | https://www.unikeyic.com/media/about_us/Unikey_ISO_9001_Certification.pdf | https://www.unikeyic.com/products/current-transformers/855-305-600-509/27973259.html
855-305/750-509 | WAGO | 1: 222.1579 | 750A, 50Hz~60Hz, Base Mount, 60mm × 35mm × 80.6mm | [5 empty] | 750 A | - |  | - |  | - |  |  |  |  | 50Hz ~ 60Hz | 3.173" (80.60mm) |  |  |  | Not Applicable |  | Chassis Mount | [6 empty] | Box |  |  |  |  | 15545936 |  |  |  |  | - | 2.362" L x 1.378" W (60.00mm x 35.00mm) |  | Terminal Block |  | - |  | - | 9 | https://www.unikeyic.com/media/about_us/Unikey_ISO_9001_Certification.pdf | https://www.unikeyic.com/products/current-transformers/855-305-750-509/23496898.html
855-4001/100-001 | WAGO | 1: 391.4055 | 100:1 100A 50Hz~60Hz 100:1 wire mounting，base mount 57.2mm*49mm*67mm | [5 empty] | 100 A | - |  | - |  | - |  |  |  |  | 50Hz ~ 60Hz | 2.638" (67.00mm) |  |  |  | Not Applicable |  | Chassis Mount | [6 empty] | Box | [9 empty] | - | 2.252" L x 1.929" W (57.20mm x 49.00mm) |  | Wire Leads |  | - |  | - | 1 | https://www.unikeyic.com/media/datasheet/ea/a4/59c0/ea/71795a5fdfddc02a131616add1adc1e7.pdf | https://www.unikeyic.com/products/current-transformers/855-4001-100-001/23711969.html
855-4001/125-001 | WAGO | 1: 223.889 5: 220.6906 10: 211.0953 | Transformer 125:1, 125A, 50Hz~60Hz, Wire Mount, Base Mount, 57.2mm × 49mm × 67mm | [5 empty] | 125 A | - |  | - |  | - |  |  |  |  | 50Hz ~ 60Hz | 2.638" (67.00mm) |  |  |  | Not Applicable |  | Chassis Mount | [6 empty] | Box | [9 empty] | - | 2.252" L x 1.929" W (57.20mm x 49.00mm) |  | Wire Leads |  | - |  | - | 20000 | https://www.unikeyic.com/media/about_us/Unikey_ISO_9001_Certification.pdf | https://www.unikeyic.com/products/current-transformers/855-4001-125-001/15526770.html
855-4001/150-001 | WAGO | 1: 169.3263 2: 166.5042 3: 162.2711 4: 159.449 | 150:1 150A 50Hz~60Hz 150:1 wire mounting，base mount 57.2mm*49mm*67mm | [5 empty] | 150 A | - |  | - |  | - |  |  |  |  | 50Hz ~ 60Hz | 2.638" (67.00mm) |  |  |  | Not Applicable |  | Chassis Mount | [6 empty] | Box |  |  |  |  | 15550654 |  |  |  |  | - | 2.252" L x 1.929" W (57.20mm x 49.00mm) |  | Wire Leads |  | - |  | - | 21 | https://www.unikeyic.com/media/datasheet/ea/a4/59c0/ea/71795a5fdfddc02a131616add1adc1e7.pdf | https://www.unikeyic.com/products/current-transformers/855-4001-150-001/35055523.html
855-4001/200-001 | WAGO | 1: 169.3263 2: 166.5042 3: 162.2711 4: 159.449 | 200:1 50Hz~60Hz 200:1 | [5 empty] | 200 A | - |  | - |  | - |  |  |  |  | 50Hz ~ 60Hz | 2.638" (67.00mm) |  |  |  | Not Applicable |  | Chassis Mount | [6 empty] | Box | [9 empty] | - | 2.252" L x 1.929" W (57.20mm x 49.00mm) |  | Wire Leads |  | - |  | - | 30 | https://www.unikeyic.com/media/datasheet/ea/a4/59c0/ea/71795a5fdfddc02a131616add1adc1e7.pdf | https://www.unikeyic.com/products/current-transformers/855-4001-200-001/27925720.html
855-4001/250-000 | WAGO | 1: 223.889 5: 220.6906 10: 211.0953 | 250:1 250A 50Hz~60Hz Wire Mount Base Mount 57.2mm × 49mm × 67mm | [5 empty] | 250 A | - |  | - |  | - |  |  |  |  | 50Hz ~ 60Hz | 2.638" (67.00mm) |  |  |  | Not Applicable |  | Chassis Mount | [6 empty] | Box |  |  |  |  | 15573253 |  |  |  |  | - | 2.252" L x 1.929" W (57.20mm x 49.00mm) |  | Wire Leads |  | - |  | - | 20000 | https://www.unikeyic.com/media/about_us/Unikey_ISO_9001_Certification.pdf | https://www.unikeyic.com/products/current-transformers/855-4001-250-000/23793574.html
855-4005/150-101 | WAGO | 1: 223.889 5: 220.6906 10: 211.0953 | Current Transformer 150:5 150A 50Hz~60Hz Wire Mount Base Mount 57.2mm × 49mm × 67mm | [5 empty] | 150 A | - |  | - |  | - |  |  |  |  | 50Hz ~ 60Hz | 2.638" (67.00mm) |  |  |  | Not Applicable |  | Chassis Mount | [6 empty] | Box |  |  |  |  | 15608144 |  |  |  |  | - | 2.252" L x 1.929" W (57.20mm x 49.00mm) |  | Wire Leads |  | - |  | - | 20000 | https://www.unikeyic.com/media/about_us/Unikey_ISO_9001_Certification.pdf | https://www.unikeyic.com/products/current-transformers/855-4005-150-101/26163685.html
855-4005/250-100 | WAGO | 1: 223.889 5: 220.6906 10: 211.0953 | Current Transformer 250:5 250A 50Hz-60Hz Wire Mount, Base Mount 57.2mm × 49mm × 67mm | [5 empty] | 250 A | - |  | - |  | - |  |  |  |  | 50Hz ~ 60Hz | 2.638" (67.00mm) |  |  |  | Not Applicable |  | Chassis Mount | [6 empty] | Box | [9 empty] | - | 2.252" L x 1.929" W (57.20mm x 49.00mm) |  | Wire Leads |  | - |  | - | 20000 | https://www.unikeyic.com/media/about_us/Unikey_ISO_9001_Certification.pdf | https://www.unikeyic.com/products/current-transformers/855-4005-250-100/28282563.html
855-401/400-501 | WAGO | 1: 48.1275 5: 47.2681 10: 47.2681 | Wago Current Transformer, 855 Series, 400A, 1A Output, DIN Rail Mount | [5 empty] | 400 A | - |  | - |  | - |  |  |  |  | 50Hz ~ 60Hz | 3.589" (91.15mm) |  |  |  | Not Applicable |  | Chassis Mount | [6 empty] | Box | [9 empty] | - | 2.756" L x 1.378" W (70.00mm x 35.00mm) |  | Terminal Block |  | - |  | - | 11 | https://www.unikeyic.com/media/about_us/Unikey_ISO_9001_Certification.pdf | https://www.unikeyic.com/products/current-transformers/855-401-400-501/34989016.html
855-405/200-209 | WAGO | 1: 489.0386 5: 482.0523 10: 461.0935 | 200A 50Hz~60Hz Bracket Mount 70mm × 35mm × 91.15mm | [5 empty] | 200 A | - |  | - |  | - |  |  |  |  | 50Hz ~ 60Hz | 3.589" (91.15mm) |  |  |  | Not Applicable |  | Chassis Mount | [6 empty] | Box | [9 empty] | - | 2.756" L x 1.378" W (70.00mm x 35.00mm) |  | Terminal Block |  | - |  | - | 20000 | https://www.unikeyic.com/media/about_us/Unikey_ISO_9001_Certification.pdf | https://www.unikeyic.com/products/current-transformers/855-405-200-209/24320711.html
855-405/250-209 | WAGO | 1: 189.5225 | 250A 50Hz~60Hz Bracket Mount 70mm × 35mm × 91.15mm | [5 empty] | 250 A | - |  | - |  | - |  |  |  |  | 50Hz ~ 60Hz | 3.589" (91.15mm) |  |  |  | Not Applicable |  | Chassis Mount | [6 empty] | Box |  |  |  |  | 15540542 |  |  |  |  | - | 2.756" L x 1.378" W (70.00mm x 35.00mm) |  | Terminal Block |  | - |  | - | 8 | https://www.unikeyic.com/media/about_us/Unikey_ISO_9001_Certification.pdf | https://www.unikeyic.com/products/current-transformers/855-405-250-209/28302418.html
855-405/250-501 | WAGO | 1: 49.2202 | 250A 50Hz~60Hz Bracket Mount 70mm × 35mm × 91.15mm | [5 empty] | 250 A | - |  | - |  | - |  |  |  |  | 50Hz ~ 60Hz | 3.589" (91.15mm) |  |  |  | Not Applicable |  | Chassis Mount | [6 empty] | Box | [9 empty] | - | 2.756" L x 1.378" W (70.00mm x 35.00mm) |  | Terminal Block |  | - |  | - | 100 | https://www.unikeyic.com/media/about_us/Unikey_ISO_9001_Certification.pdf | https://www.unikeyic.com/products/current-transformers/855-405-250-501/23675168.html
855-405/300-509 | WAGO | 1: 189.5225 | 300A 50Hz~60Hz, Bracket Mount, 70mm × 35mm × 91.15mm | [5 empty] | 300 A | - |  | - |  | - |  |  |  |  | 50Hz ~ 60Hz | 3.589" (91.15mm) |  |  |  | Not Applicable |  | Chassis Mount | [6 empty] | Box |  |  |  |  | 15581052 |  |  |  |  | - | 2.756" L x 1.378" W (70.00mm x 35.00mm) |  | Terminal Block |  | - |  | - | 9 | https://www.unikeyic.com/media/about_us/Unikey_ISO_9001_Certification.pdf | https://www.unikeyic.com/products/current-transformers/855-405-300-509/28087295.html
855-405/400-501 | WAGO | 1: 65.3842 5: 64.4501 10: 61.648 | 400:5 CT, 50Hz~60Hz, 400:5 | [5 empty] | 400 A | - |  | - |  | - |  |  |  |  | 50Hz ~ 60Hz | 3.589" (91.15mm) |  |  |  | Not Applicable |  | Chassis Mount | [6 empty] | Box |  |  |  |  | 15520951 |  |  |  |  | - | 2.756" L x 1.378" W (70.00mm x 35.00mm) |  | Terminal Block |  | - |  | - | 20000 | https://www.unikeyic.com/media/datasheet/e6/e7/b42d/e6/d701e9f95020a43eba910830b1f25a3b.pdf | https://www.unikeyic.com/products/current-transformers/855-405-400-501/32116128.html
855-405/400-509 | WAGO | 1: 489.0386 5: 482.0523 10: 461.0935 | 400A 50Hz-60Hz Base Mount, 70mm × 35mm × 91.15mm | [5 empty] | 400 A | - |  | - |  | - |  |  |  |  | 50Hz ~ 60Hz | 3.589" (91.15mm) |  |  |  | Not Applicable |  | Chassis Mount | [6 empty] | Box | [9 empty] | - | 2.756" L x 1.378" W (70.00mm x 35.00mm) |  | Terminal Block |  | - |  | - | 20000 | https://www.unikeyic.com/media/about_us/Unikey_ISO_9001_Certification.pdf | https://www.unikeyic.com/products/current-transformers/855-405-400-509/23795199.html
855-405/500-509 | WAGO | 1: 278.466 | 50Hz~60Hz | [5 empty] | 500 A | - |  | - |  | - |  |  |  |  | 50Hz ~ 60Hz | 3.589" (91.15mm) |  |  |  | Not Applicable |  | Chassis Mount | [6 empty] | Box | [9 empty] | - | 2.756" L x 1.378" W (70.00mm x 35.00mm) |  | Terminal Block |  | - |  | - | 4 | https://www.unikeyic.com/media/about_us/Unikey_ISO_9001_Certification.pdf | https://www.unikeyic.com/products/current-transformers/855-405-500-509/22428687.html
855-405/600-509 | WAGO | 1: 219.757 | 600A, 50Hz~60Hz, Base Mount, 70mm × 35mm × 91.15mm | [5 empty] | 600 A | - |  | - |  | - |  |  |  |  | 50Hz ~ 60Hz | 3.589" (91.15mm) |  |  |  | Not Applicable |  | Chassis Mount | [6 empty] | Box |  |  |  |  | 15553969 |  |  |  |  | - | 2.756" L x 1.378" W (70.00mm x 35.00mm) |  | Terminal Block |  | - |  | - | 9 | https://www.unikeyic.com/media/about_us/Unikey_ISO_9001_Certification.pdf | https://www.unikeyic.com/products/current-transformers/855-405-600-509/23738865.html
855-405/750-501 | WAGO | 1: 65.3842 5: 64.4501 10: 61.648 | 750A 50Hz~60Hz Base Mount 70mm × 35mm × 91.15mm | [5 empty] | 750 A | - |  | - |  | - |  |  |  |  | 50Hz ~ 60Hz | 3.589" (91.15mm) |  |  |  | Not Applicable |  | Chassis Mount | [6 empty] | Box | [9 empty] | - | 2.756" L x 1.378" W (70.00mm x 35.00mm) |  | Terminal Block |  | - |  | - | 20000 | https://www.unikeyic.com/media/about_us/Unikey_ISO_9001_Certification.pdf | https://www.unikeyic.com/products/current-transformers/855-405-750-501/23833077.html
855-405/750-509 | WAGO | 1: 219.757 | 750A 50Hz~60Hz Base Mount 70mm × 35mm × 91.15mm | [5 empty] | 750 A | - |  | - |  | - |  |  |  |  | 50Hz ~ 60Hz | 3.589" (91.15mm) |  |  |  | Not Applicable |  | Chassis Mount | [6 empty] | Box | [9 empty] | - | 2.756" L x 1.378" W (70.00mm x 35.00mm) |  | Terminal Block |  | - |  | - | 6 | https://www.unikeyic.com/media/about_us/Unikey_ISO_9001_Certification.pdf | https://www.unikeyic.com/products/current-transformers/855-405-750-509/23868278.html
855-4101/200-001 | WAGO | 1: 373.0666 5: 350.5858 10: 342.1951 25: 332.1534 | 200:1 200A 50Hz~60Hz Wire Mount, Base Mount 57.2mm × 49mm × 67mm | [5 empty] | 200 A | - |  | - |  | - |  |  |  |  | 50Hz ~ 60Hz | 2.638" (67.00mm) |  |  |  | Not Applicable |  | Chassis Mount | [6 empty] | Box | [9 empty] | - | 2.252" L x 1.929" W (57.20mm x 49.00mm) |  | Wire Leads |  | - |  | - | 1 | https://www.unikeyic.com/media/datasheet/61/4f/613e/61/79909424cc52773ec5514322b44a7437.pdf | https://www.unikeyic.com/products/current-transformers/855-4101-200-001/18280673.html
855-4101/250-001 | WAGO | 1: 223.889 5: 220.6906 10: 211.0953 | 250:1 250A 50Hz~60Hz Wire Mount Base Mount 57.2mm × 49mm × 67mm | [5 empty] | 250 A | - |  | - |  | - |  |  |  |  | 50Hz ~ 60Hz | 2.638" (67.00mm) |  |  |  | Not Applicable |  | Chassis Mount | [6 empty] | Box | [9 empty] | - | 2.252" L x 1.929" W (57.20mm x 49.00mm) |  | Wire Leads |  | - |  | - | 20000 | https://www.unikeyic.com/media/about_us/Unikey_ISO_9001_Certification.pdf | https://www.unikeyic.com/products/current-transformers/855-4101-250-001/32382330.html
855-4101/300-001 | WAGO | 1: 223.889 5: 220.6906 10: 211.0953 | 300:1, 300A, 50Hz-60Hz, 300:1, Wire Mount, Base Mount, 57.2mm × 49mm × 67mm | [5 empty] | 300 A | - |  | - |  | - |  |  |  |  | 50Hz ~ 60Hz | 2.638" (67.00mm) |  |  |  | Not Applicable |  | Chassis Mount | [6 empty] | Box |  |  |  |  | 15537828 |  |  |  |  | - | 2.252" L x 1.929" W (57.20mm x 49.00mm) |  | Wire Leads |  | - |  | - | 20000 | https://www.unikeyic.com/media/about_us/Unikey_ISO_9001_Certification.pdf | https://www.unikeyic.com/products/current-transformers/855-4101-300-001/13089599.html
855-4101/400-001 | WAGO | 1: 223.889 5: 220.6906 10: 211.0953 | 400:1 Transformer, 400A, 50Hz~60Hz, Wire Mount, Base Mount, 57.2mm × 49mm × 67mm | [5 empty] | 400 A | - |  | - |  | - |  |  |  |  | 50Hz ~ 60Hz | 2.638" (67.00mm) |  |  |  | Not Applicable |  | Chassis Mount | [6 empty] | Box | [9 empty] | - | 2.252" L x 1.929" W (57.20mm x 49.00mm) |  | Wire Leads |  | - |  | - | 20000 | https://www.unikeyic.com/media/about_us/Unikey_ISO_9001_Certification.pdf | https://www.unikeyic.com/products/current-transformers/855-4101-400-001/17004760.html
855-4101/500-000 | WAGO | 1: 223.889 5: 220.6906 10: 211.0953 | 500:1 500A 50Hz~60Hz 500:1 Wire Mount, Bracket Mount 57.2mm × 49mm × 67mm | [5 empty] | 500 A | - |  | - |  | - |  |  |  |  | 50Hz ~ 60Hz | 2.638" (67.00mm) |  |  |  | Not Applicable |  | Chassis Mount | [6 empty] | Box | [9 empty] | - | 2.252" L x 1.929" W (57.20mm x 49.00mm) |  | Wire Leads |  | - |  | - | 20000 | https://www.unikeyic.com/media/datasheet/dd/13/bff1/dd/3a888143d96651a20eb9fdd10eb6a032.pdf | https://www.unikeyic.com/products/current-transformers/855-4101-500-000/11536356.html
855-4105/250-101 | WAGO | 1: 223.889 5: 220.6906 10: 211.0953 | 250:5 50Hz~60Hz 250:5 | [5 empty] | 250 A | - |  | - |  | - |  |  |  |  | 50Hz ~ 60Hz | 2.638" (67.00mm) |  |  |  | Not Applicable |  | Chassis Mount | [6 empty] | Box | [9 empty] | - | 2.252" L x 1.929" W (57.20mm x 49.00mm) |  | Wire Leads |  | - |  | - | 20000 | https://www.unikeyic.com/media/about_us/Unikey_ISO_9001_Certification.pdf | https://www.unikeyic.com/products/current-transformers/855-4105-250-101/13895716.html
855-4105/300-101 | WAGO | 1: 223.889 5: 220.6906 10: 211.0953 | 300:5 300A 50Hz~60Hz 300:5 Wire Mount, Base Mount 57.2mm × 49mm × 67mm | [5 empty] | 300 A | - |  | - |  | - |  |  |  |  | 50Hz ~ 60Hz | 2.638" (67.00mm) |  |  |  | Not Applicable |  | Chassis Mount | [6 empty] | Box | [9 empty] | - | 2.252" L x 1.929" W (57.20mm x 49.00mm) |  | Wire Leads |  | - |  | - | 20000 | https://www.unikeyic.com/media/about_us/Unikey_ISO_9001_Certification.pdf | https://www.unikeyic.com/products/current-transformers/855-4105-300-101/28685152.html
855-4105/500-101 | WAGO | 1: 223.889 5: 220.6906 10: 211.0953 | Current Transformer 500:5 500A 50Hz-60Hz Wire Mount, Base Mount 57.2mm × 49mm × 67mm | [5 empty] | 500 A | - |  | - |  | - |  |  |  |  | 50Hz ~ 60Hz | 2.638" (67.00mm) |  |  |  | Not Applicable |  | Chassis Mount | [6 empty] | Box |  |  |  |  | 15553998 |  |  |  |  | - | 2.252" L x 1.929" W (57.20mm x 49.00mm) |  | Wire Leads |  | - |  | - | 20000 | https://www.unikeyic.com/media/about_us/Unikey_ISO_9001_Certification.pdf | https://www.unikeyic.com/products/current-transformers/855-4105-500-101/24292722.html
855-5001/1000-000 | WAGO | 1: 282.0559 5: 278.0265 10: 265.9384 | 1000:1 1kA 50Hz-60Hz Wire Mount, Base Mount, 66.2mm × 66mm × 97mm Transformer | [5 empty] | 1000 A | - |  | - |  | - |  |  |  |  | 50Hz ~ 60Hz | 3.819" (97.00mm) |  |  |  | Not Applicable |  | Chassis Mount | [6 empty] | Box | [9 empty] | - | 2.606" L x 2.598" W (66.20mm x 66.00mm) |  | Wire Leads |  | - |  | - | 20000 | https://www.unikeyic.com/media/about_us/Unikey_ISO_9001_Certification.pdf | https://www.unikeyic.com/products/current-transformers/855-5001-1000-000/23738634.html
855-5001/250-001 | WAGO | 1: 456.1604 | 250:1 250A 50Hz~60Hz Wire Mount, Base Mount 66.2mm × 66mm × 97mm | [5 empty] | 250 A | - |  | - |  | - |  |  |  |  | 50Hz ~ 60Hz | 3.819" (97.00mm) |  |  |  | Not Applicable |  | Chassis Mount | [6 empty] | Box |  |  |  |  | 15543851 |  |  |  |  | - | 2.606" L x 2.598" W (66.20mm x 66.00mm) |  | Wire Leads |  | - |  | - | 27 | https://www.unikeyic.com/media/about_us/Unikey_ISO_9001_Certification.pdf | https://www.unikeyic.com/products/current-transformers/855-5001-250-001/23701261.html
855-5001/300-001 | WAGO | 1: 282.0559 5: 278.0265 10: 265.9384 | 300:1 300A 50Hz~60Hz Wire Mount Base Mount 66.2mm × 66mm × 97mm | [5 empty] | 300 A | - |  | - |  | - |  |  |  |  | 50Hz ~ 60Hz | 3.819" (97.00mm) |  |  |  | Not Applicable |  | Chassis Mount | [6 empty] | Box | [9 empty] | - | 2.606" L x 2.598" W (66.20mm x 66.00mm) |  | Wire Leads |  | - |  | - | 20000 | https://www.unikeyic.com/media/about_us/Unikey_ISO_9001_Certification.pdf | https://www.unikeyic.com/products/current-transformers/855-5001-300-001/18245082.html
855-5001/500-000 | WAGO | 1: 282.0559 5: 278.0265 10: 265.9384 | Current Transformer 500:1 500A 50Hz-60Hz Wire Mount, Base Mount 66.2mm × 66mm × 97mm | [5 empty] | 500 A | - |  | - |  | - |  |  |  |  | 50Hz ~ 60Hz | 3.819" (97.00mm) |  |  |  | Not Applicable |  | Chassis Mount | [6 empty] | Box | [9 empty] | - | 2.606" L x 2.598" W (66.20mm x 66.00mm) |  | Wire Leads |  | - |  | - | 20000 | https://www.unikeyic.com/media/about_us/Unikey_ISO_9001_Certification.pdf | https://www.unikeyic.com/products/current-transformers/855-5001-500-000/11300018.html
855-5001/600-000 | WAGO | 1: 282.0559 5: 278.0265 10: 265.9384 | Current Transformer, Wire Mount, Bracket Mount, 600:1, 600A, 50Hz~60Hz, 66.2mm × 66mm × 97mm | [5 empty] | 600 A | - |  | - |  | - |  |  |  |  | 50Hz ~ 60Hz | 3.819" (97.00mm) |  |  |  | Not Applicable |  | Chassis Mount | [6 empty] | Box | [9 empty] | - | 2.606" L x 2.598" W (66.20mm x 66.00mm) |  | Wire Leads |  | - |  | - | 20000 | https://www.unikeyic.com/media/datasheet/ea/a4/59c0/ea/71795a5fdfddc02a131616add1adc1e7.pdf | https://www.unikeyic.com/products/current-transformers/855-5001-600-000/28285869.html
855-5001/750-000 | WAGO | 1: 282.0559 5: 278.0265 10: 265.9384 | 750:1 750A 50Hz~60Hz Wire Mount, Base Mount 66.2mm × 66mm × 97mm | [5 empty] | 750 A | - |  | - |  | - |  |  |  |  | 50Hz ~ 60Hz | 3.819" (97.00mm) |  |  |  | Not Applicable |  | Chassis Mount | [6 empty] | Box | [9 empty] | - | 2.606" L x 2.598" W (66.20mm x 66.00mm) |  | Wire Leads |  | - |  | - | 20000 | https://www.unikeyic.com/media/about_us/Unikey_ISO_9001_Certification.pdf | https://www.unikeyic.com/products/current-transformers/855-5001-750-000/24854549.html
855-5001/800-000 | WAGO | 1: 282.0559 5: 278.0265 10: 265.9384 | 800:1 Transformer, 800A, 50Hz~60Hz, Wire Mount, Base Mount, 66.2mm × 66mm × 97mm | [5 empty] | 800 A | - |  | - |  | - |  |  |  |  | 50Hz ~ 60Hz | 3.819" (97.00mm) |  |  |  | Not Applicable |  | Chassis Mount | [6 empty] | Box | [9 empty] | - | 2.606" L x 2.598" W (66.20mm x 66.00mm) |  | Wire Leads |  | - |  | - | 20000 | https://www.unikeyic.com/media/about_us/Unikey_ISO_9001_Certification.pdf | https://www.unikeyic.com/products/current-transformers/855-5001-800-000/21291138.html
855-5005/1000-000 | WAGO | 1: 282.0559 5: 278.0265 10: 265.9384 | 1kA 50Hz-60Hz Wire Mount, Base Mount 66.2mm × 66mm × 97mm | [5 empty] | 1000 A | - |  | - |  | - |  |  |  |  | 50Hz ~ 60Hz | 3.819" (97.00mm) |  |  |  | Not Applicable |  | Chassis Mount | [6 empty] | Box |  |  |  |  | 15521002 |  |  |  |  | - | 2.606" L x 2.598" W (66.20mm x 66.00mm) |  | Wire Leads |  | - |  | - | 20000 | https://www.unikeyic.com/media/datasheet/ea/a4/59c0/ea/71795a5fdfddc02a131616add1adc1e7.pdf | https://www.unikeyic.com/products/current-transformers/855-5005-1000-000/27812447.html
855-5005/300-001 | WAGO | 1: 282.0559 5: 278.0265 10: 265.9384 | 300:5 300A 50Hz~60Hz Wire Mount, Base Mount 66.2mm × 66mm × 97mm | [5 empty] | 300 A | - |  | - |  | - |  |  |  |  | 50Hz ~ 60Hz | 3.819" (97.00mm) |  |  |  | Not Applicable |  | Chassis Mount | [6 empty] | Box |  |  |  |  | 15587472 |  |  |  |  | - | 2.606" L x 2.598" W (66.20mm x 66.00mm) |  | Wire Leads |  | - |  | - | 20000 | https://www.unikeyic.com/media/about_us/Unikey_ISO_9001_Certification.pdf | https://www.unikeyic.com/products/current-transformers/855-5005-300-001/27999699.html
855-5005/400-001 | WAGO | 1: 282.0559 5: 278.0265 10: 265.9384 | 400:5 CT, 50Hz~60Hz, 400:5 | [5 empty] | 400 A | - |  | - |  | - |  |  |  |  | 50Hz ~ 60Hz | 3.819" (97.00mm) |  |  |  | Not Applicable |  | Chassis Mount | [6 empty] | Box |  |  |  |  | 15575489 |  |  |  |  | - | 2.606" L x 2.598" W (66.20mm x 66.00mm) |  | Wire Leads |  | - |  | - | 20000 | https://www.unikeyic.com/media/datasheet/ea/a4/59c0/ea/71795a5fdfddc02a131616add1adc1e7.pdf | https://www.unikeyic.com/products/current-transformers/855-5005-400-001/23756624.html
855-5005/600-000 | WAGO | 1: 282.0559 5: 278.0265 10: 265.9384 | 600:5 600A 50Hz~60Hz Wire Mount, Base Mount 66.2mm × 66mm × 97mm | [5 empty] | 600 A | - |  | - |  | - |  |  |  |  | 50Hz ~ 60Hz | 3.819" (97.00mm) |  |  |  | Not Applicable |  | Chassis Mount | [6 empty] | Box |  |  |  |  | 15522172 |  |  |  |  | - | 2.606" L x 2.598" W (66.20mm x 66.00mm) |  | Wire Leads |  | - |  | - | 20000 | https://www.unikeyic.com/media/datasheet/ea/a4/59c0/ea/71795a5fdfddc02a131616add1adc1e7.pdf | https://www.unikeyic.com/products/current-transformers/855-5005-600-000/27959875.html
855-5005/750-000 | WAGO | 1: 282.0559 5: 278.0265 10: 265.9384 | Transformer, 750:5, 750A, 50Hz~60Hz, Wire Mount, Base Mount, 66.2mm × 66mm × 97mm | [5 empty] | 750 A | - |  | - |  | - |  |  |  |  | 50Hz ~ 60Hz | 3.819" (97.00mm) |  |  |  | Not Applicable |  | Chassis Mount | [6 empty] | Box |  |  |  |  | 15582595 |  |  |  |  | - | 2.606" L x 2.598" W (66.20mm x 66.00mm) |  | Wire Leads |  | - |  | - | 20000 | https://www.unikeyic.com/media/about_us/Unikey_ISO_9001_Certification.pdf | https://www.unikeyic.com/products/current-transformers/855-5005-750-000/29493075.html
855-5005/800-000 | WAGO |  | 800:5 800A 50Hz~60Hz Wire Mount, Base Mount, 66.2mm × 66mm × 97mm | [5 empty] | 800 A | - |  | - |  | - |  |  |  |  | 50Hz ~ 60Hz | 3.819" (97.00mm) |  |  |  | Not Applicable |  | Chassis Mount | [6 empty] | Box |  |  |  |  | 15537982 |  |  |  |  | - | 2.606" L x 2.598" W (66.20mm x 66.00mm) |  | Wire Leads |  | - |  | - |  | https://www.unikeyic.com/media/about_us/Unikey_ISO_9001_Certification.pdf | https://www.unikeyic.com/products/current-transformers/855-5005-800-000/32439836.html
855-501/1000-1001 | WAGO | 1: 95.8521 5: 94.4827 10: 90.3748 | Current Transformer, 1000:1, 1kA, 50Hz-60Hz, Bracket Mount, 85mm × 35mm × 105.25mm | [5 empty] | 1000 A | - |  | - |  | - |  |  |  |  | 50Hz ~ 60Hz | 4.144" (105.25mm) |  |  |  | Not Applicable |  | Chassis Mount | [6 empty] | Box | [9 empty] | - | 3.346" L x 1.378" W (85.00mm x 35.00mm) |  | Terminal Block |  | - |  | - | 20000 | https://www.unikeyic.com/media/datasheet/3b/df/2be0/3b/181ea16992a08e3b78a8f0c95861678e.pdf | https://www.unikeyic.com/products/current-transformers/855-501-1000-1001/27976149.html
855-505/1000-1001 | WAGO | 1: 84.8307 5: 83.6188 10: 79.9832 | 50Hz~60Hz | [5 empty] | 1000 A | - |  | - |  | - |  |  |  |  | 50Hz ~ 60Hz | 4.144" (105.25mm) |  |  |  | Not Applicable |  | Chassis Mount | [6 empty] | Box | [9 empty] | - | 3.346" L x 1.378" W (85.00mm x 35.00mm) |  | Terminal Block |  | - |  | - | 20000 | https://www.unikeyic.com/media/datasheet/3b/df/2be0/3b/181ea16992a08e3b78a8f0c95861678e.pdf | https://www.unikeyic.com/products/current-transformers/855-505-1000-1001/23908398.html
855-505/400-1001 | WAGO | 1: 84.8307 5: 83.6188 10: 79.9832 | 400A 50Hz-60Hz Bracket Mount 85mm × 35mm × 105.25mm | [5 empty] | 400 A | - |  | - |  | - |  |  |  |  | 50Hz ~ 60Hz | 4.144" (105.25mm) |  |  |  | Not Applicable |  | Chassis Mount | [6 empty] | Box |  |  |  |  | 15521080 |  |  |  |  | - | 3.346" L x 1.378" W (85.00mm x 35.00mm) |  | Terminal Block |  | - |  | - | 20000 | https://www.unikeyic.com/media/about_us/Unikey_ISO_9001_Certification.pdf | https://www.unikeyic.com/products/current-transformers/855-505-400-1001/14194770.html
855-505/600-1001 | WAGO | 1: 84.8307 5: 83.6188 10: 79.9832 | 600A 50Hz~60Hz Base Mount 85mm × 35mm × 105.25mm | [5 empty] | 600 A | - |  | - |  | - |  |  |  |  | 50Hz ~ 60Hz | 4.144" (105.25mm) |  |  |  | Not Applicable |  | Chassis Mount | [6 empty] | Box | [9 empty] | - | 3.346" L x 1.378" W (85.00mm x 35.00mm) |  | Terminal Block |  | - |  | - | 20000 | https://www.unikeyic.com/media/about_us/Unikey_ISO_9001_Certification.pdf | https://www.unikeyic.com/products/current-transformers/855-505-600-1001/23615849.html
855-505/800-1001 | WAGO | 1: 64.1568 2: 63.0875 3: 61.4836 4: 60.4143 | 800:5 800A 50Hz~60Hz Base Mount 85mm × 35mm × 105.25mm | [5 empty] | 800 A | - |  | - |  | - |  |  |  |  | 50Hz ~ 60Hz | 4.144" (105.25mm) |  |  |  | Not Applicable |  | Chassis Mount | [6 empty] | Box | [9 empty] | - | 3.346" L x 1.378" W (85.00mm x 35.00mm) |  | Terminal Block |  | - |  | - | 147 | https://www.unikeyic.com/media/about_us/Unikey_ISO_9001_Certification.pdf | https://www.unikeyic.com/products/current-transformers/855-505-800-1001/22344639.html
855-5101/1000-000 | WAGO | 1: 344.218 5: 339.3006 10: 324.5484 | 1000:1 1kA 50Hz-60Hz Wire Mount, Base Mount, 66.2mm × 66mm × 97mm Transformer | [5 empty] | 1000 A | - |  | - |  | - |  |  |  |  | 50Hz ~ 60Hz | 3.819" (97.00mm) |  |  |  | Not Applicable |  | Chassis Mount | [6 empty] | Box |  |  |  |  | 15522942 |  |  |  |  | - | 2.606" L x 2.598" W (66.20mm x 66.00mm) |  | Wire Leads |  | - |  | - | 20000 | https://www.unikeyic.com/media/datasheet/ea/a4/59c0/ea/71795a5fdfddc02a131616add1adc1e7.pdf | https://www.unikeyic.com/products/current-transformers/855-5101-1000-000/24245409.html
855-5101/250-001 | WAGO | 1: 344.218 5: 339.3006 10: 324.5484 | 250:1 250A 50Hz~60Hz Wire Mount, Base Mount 66.2mm × 66mm × 97mm | [5 empty] | 250 A | - |  | - |  | - |  |  |  |  | 50Hz ~ 60Hz | 3.819" (97.00mm) |  |  |  | Not Applicable |  | Chassis Mount | [6 empty] | Box |  |  |  |  | 15552221 |  |  |  |  | - | 2.606" L x 2.598" W (66.20mm x 66.00mm) |  | Wire Leads |  | - |  | - | 20000 | https://www.unikeyic.com/media/about_us/Unikey_ISO_9001_Certification.pdf | https://www.unikeyic.com/products/current-transformers/855-5101-250-001/28686108.html
855-5101/300-001 | WAGO | 1: 344.218 5: 339.3006 10: 324.5484 | 300:1 300A 50Hz~60Hz Wire Mount Base Mount 66.2mm × 66mm × 97mm | [5 empty] | 300 A | - |  | - |  | - |  |  |  |  | 50Hz ~ 60Hz | 3.819" (97.00mm) |  |  |  | Not Applicable |  | Chassis Mount | [6 empty] | Box | [9 empty] | - | 2.606" L x 2.598" W (66.20mm x 66.00mm) |  | Wire Leads |  | - |  | - | 20000 | https://www.unikeyic.com/media/about_us/Unikey_ISO_9001_Certification.pdf | https://www.unikeyic.com/products/current-transformers/855-5101-300-001/35057131.html
855-5101/400-000 | WAGO | 1: 344.218 5: 339.3006 10: 324.5484 | 400:1 400A 50Hz~60Hz Wire Mount, Base Mount 66.2mm × 66mm × 97mm | [5 empty] | 400 A | - |  | - |  | - |  |  |  |  | 50Hz ~ 60Hz | 3.819" (97.00mm) |  |  |  | Not Applicable |  | Chassis Mount | [6 empty] | Box | [9 empty] | - | 2.606" L x 2.598" W (66.20mm x 66.00mm) |  | Wire Leads |  | - |  | - | 20000 | https://www.unikeyic.com/media/about_us/Unikey_ISO_9001_Certification.pdf | https://www.unikeyic.com/products/current-transformers/855-5101-400-000/35007481.html
855-5101/500-000 | WAGO | 1: 344.218 5: 339.3006 10: 324.5484 | Current Transformer 500:1 500A 50Hz-60Hz Wire Mount, Base Mount 66.2mm × 66mm × 97mm | [5 empty] | 500 A | - |  | - |  | - |  |  |  |  | 50Hz ~ 60Hz | 3.819" (97.00mm) |  |  |  | Not Applicable |  | Chassis Mount | [6 empty] | Box | [9 empty] | - | 2.606" L x 2.598" W (66.20mm x 66.00mm) |  | Wire Leads |  | - |  | - | 20000 | https://www.unikeyic.com/media/about_us/Unikey_ISO_9001_Certification.pdf | https://www.unikeyic.com/products/current-transformers/855-5101-500-000/11101543.html
855-5101/600-000 | WAGO | 1: 344.218 5: 339.3006 10: 324.5484 | Current Transformer, Wire Mount, Bracket Mount, 600:1, 600A, 50Hz~60Hz, 66.2mm × 66mm × 97mm | [5 empty] | 600 A | - |  | - |  | - |  |  |  |  | 50Hz ~ 60Hz | 3.819" (97.00mm) |  |  |  | Not Applicable |  | Chassis Mount | [6 empty] | Box | [9 empty] | - | 2.606" L x 2.598" W (66.20mm x 66.00mm) |  | Wire Leads |  | - |  | - | 20000 | https://www.unikeyic.com/media/about_us/Unikey_ISO_9001_Certification.pdf | https://www.unikeyic.com/products/current-transformers/855-5101-600-000/20192997.html
855-5101/750-000 | WAGO | 1: 344.218 5: 339.3006 10: 324.5484 | 750:1 750A 50Hz~60Hz Wire Mount, Base Mount 66.2mm × 66mm × 97mm | [5 empty] | 750 A | - |  | - |  | - |  |  |  |  | 50Hz ~ 60Hz | 3.819" (97.00mm) |  |  |  | Not Applicable |  | Chassis Mount | [6 empty] | Box |  |  |  |  | 15557937 |  |  |  |  | - | 2.606" L x 2.598" W (66.20mm x 66.00mm) |  | Wire Leads |  | - |  | - | 20000 | https://www.unikeyic.com/media/about_us/Unikey_ISO_9001_Certification.pdf | https://www.unikeyic.com/products/current-transformers/855-5101-750-000/22203339.html
855-5101/800-000 | WAGO | 1: 558.1193 5: 526.4083 10: 514.5758 | 800:1 Transformer, 800A, 50Hz~60Hz, Wire Mount, Base Mount, 66.2mm × 66mm × 97mm | [5 empty] | 800 A | - |  | - |  | - |  |  |  |  | 50Hz ~ 60Hz | 3.819" (97.00mm) |  |  |  | Not Applicable |  | Chassis Mount | [6 empty] | Box | [9 empty] | - | 2.606" L x 2.598" W (66.20mm x 66.00mm) |  | Wire Leads |  | - |  | - | 1 | https://www.unikeyic.com/media/about_us/Unikey_ISO_9001_Certification.pdf | https://www.unikeyic.com/products/current-transformers/855-5101-800-000/24313125.html
855-5105/1000-000 | WAGO | 1: 549.7088 | Current Transformer 1000:5 1kA 50Hz-60Hz Wire Mount, Base Mount 66.2mm × 66mm × 97mm | [5 empty] | 1000 A | - |  | - |  | - |  |  |  |  | 50Hz ~ 60Hz | 3.819" (97.00mm) |  |  |  | Not Applicable |  | Chassis Mount | [6 empty] | Box | [9 empty] | - | 2.606" L x 2.598" W (66.20mm x 66.00mm) |  | Wire Leads |  | - |  | - | 14 | https://www.unikeyic.com/media/datasheet/1a/7a/3517/1a/5f6e5395fc9f34e7adfcbd128c1fad9b.pdf | https://www.unikeyic.com/products/current-transformers/855-5105-1000-000/28279897.html
855-5105/300-001 | WAGO | 1: 442.3162 | 300:5 300A 50Hz~60Hz Wire Mount, Base Mount 66.2mm × 66mm × 97mm | [5 empty] | 300 A | - |  | - |  | - |  |  |  |  | 50Hz ~ 60Hz | 3.819" (97.00mm) |  |  |  | Not Applicable |  | Chassis Mount | [6 empty] | Box |  |  |  |  | 15569327 |  |  |  |  | - | 2.606" L x 2.598" W (66.20mm x 66.00mm) |  | Wire Leads |  | - |  | - | 1 | https://www.unikeyic.com/media/about_us/Unikey_ISO_9001_Certification.pdf | https://www.unikeyic.com/products/current-transformers/855-5105-300-001/24041360.html
855-5105/400-001 | WAGO |  | 400:5 400A 50Hz~60Hz Wire Mount, Base Mount 66.2mm × 66mm × 97mm | [5 empty] | 400 A | - |  | - |  | - |  |  |  |  | 50Hz ~ 60Hz | 3.819" (97.00mm) |  |  |  | Not Applicable |  | Chassis Mount | [6 empty] | Box | [9 empty] | - | 2.606" L x 2.598" W (66.20mm x 66.00mm) |  | Wire Leads |  | - |  | - |  | https://www.unikeyic.com/media/about_us/Unikey_ISO_9001_Certification.pdf | https://www.unikeyic.com/products/current-transformers/855-5105-400-001/24295348.html
855-5105/500-001 | WAGO | 1: 344.218 5: 339.3006 10: 324.5484 | 500:5 500A 50Hz~60Hz Wire Mount, Base Mount 66.2mm × 66mm × 97mm | [5 empty] | 500 A | - |  | - |  | - |  |  |  |  | 50Hz ~ 60Hz | 3.819" (97.00mm) |  |  |  | Not Applicable |  | Chassis Mount | [6 empty] | Box |  |  |  |  | 15575535 |  |  |  |  | - | 2.606" L x 2.598" W (66.20mm x 66.00mm) |  | Wire Leads |  | - |  | - | 20000 | https://www.unikeyic.com/media/about_us/Unikey_ISO_9001_Certification.pdf | https://www.unikeyic.com/products/current-transformers/855-5105-500-001/27876516.html
855-5105/600-000 | WAGO | 1: 344.218 5: 339.3006 10: 324.5484 | 600:5 600A 50Hz~60Hz Wire Mount, Base Mount 66.2mm × 66mm × 97mm | [5 empty] | 600 A | - |  | - |  | - |  |  |  |  | 50Hz ~ 60Hz | 3.819" (97.00mm) |  |  |  | Not Applicable |  | Chassis Mount | [6 empty] | Box | [9 empty] | - | 2.606" L x 2.598" W (66.20mm x 66.00mm) |  | Wire Leads |  | - |  | - | 20000 | https://www.unikeyic.com/media/about_us/Unikey_ISO_9001_Certification.pdf | https://www.unikeyic.com/products/current-transformers/855-5105-600-000/23861437.html
855-5105/750-000 | WAGO | 1: 344.218 5: 339.3006 10: 324.5484 | Transformer, 750:5, 750A, 50Hz~60Hz, Wire Mount, Base Mount, 66.2mm × 66mm × 97mm | [5 empty] | 750 A | - |  | - |  | - |  |  |  |  | 50Hz ~ 60Hz | 3.819" (97.00mm) |  |  |  | Not Applicable |  | Chassis Mount | [6 empty] | Box | [9 empty] | - | 2.606" L x 2.598" W (66.20mm x 66.00mm) |  | Wire Leads |  | - |  | - | 20000 | https://www.unikeyic.com/media/about_us/Unikey_ISO_9001_Certification.pdf | https://www.unikeyic.com/products/current-transformers/855-5105-750-000/27864576.html
855-5105/800-000 | WAGO | 1: 344.218 5: 339.3006 10: 324.5484 | 800:5 800A 50Hz~60Hz Wire Mount, Base Mount, 66.2mm × 66mm × 97mm | [5 empty] | 800 A | - |  | - |  | - |  |  |  |  | 50Hz ~ 60Hz | 3.819" (97.00mm) |  |  |  | Not Applicable |  | Chassis Mount | [6 empty] | Box | [9 empty] | - | 2.606" L x 2.598" W (66.20mm x 66.00mm) |  | Wire Leads |  | - |  | - | 20000 | https://www.unikeyic.com/media/about_us/Unikey_ISO_9001_Certification.pdf | https://www.unikeyic.com/products/current-transformers/855-5105-800-000/23523675.html
855-605/1500-501 | WAGO | 1: 98.7167 2: 97.0714 3: 94.6035 4: 92.9582 | 1.5kA 50Hz-60Hz Base Mount 95mm × 35mm × 114.85mm | [5 empty] | 1500 A | - |  | - |  | - |  |  |  |  | 50Hz ~ 60Hz | 4.522" (114.85mm) |  |  |  | Not Applicable |  | Chassis Mount | [6 empty] | Box | [9 empty] | - | 3.740" L x 1.378" W (95.00mm x 35.00mm) |  | Terminal Block |  | - |  | - | 203 | https://www.unikeyic.com/media/datasheet/8a/7a/1b5d/8a/3bff8b49e719dc3885c9b34624e0f10a.pdf | https://www.unikeyic.com/products/current-transformers/855-605-1500-501/23581091.html
855-9150/2000-1251 | WAGO | 1: 362.9848 5: 357.7993 10: 342.2428 | 4kA 50Hz~60Hz Wire Mount, Free Hanging, TH 56mm × 33.7mm × 18.91mm | [5 empty] | 4000 A | - |  | - |  | - |  |  |  |  | 50Hz ~ 60Hz | 0.744" (18.91mm) |  |  |  | Not Applicable |  | Free Hanging (In-Line) | [6 empty] | Bag | [9 empty] | - | 2.205" L x 1.327" W (56.00mm x 33.70mm) |  | Wire Leads |  | Rogowski Coil |  | - | 20000 | https://www.unikeyic.com/media/datasheet/5f/d9/325e/5f/093e77d321d35a6efa1a98867e203898.pdf | https://www.unikeyic.com/products/current-transformers/855-9150-2000-1251/23658649.html
855-9150/2000-1751 | WAGO | 1: 374.2992 5: 368.9521 10: 352.9107 | 4kA 50Hz~60Hz Wire Mount, Free Hanging, TH 56mm × 33.7mm × 18.91mm | [5 empty] | 4000 A | - |  | - |  | - |  |  |  |  | 50Hz ~ 60Hz | 0.744" (18.91mm) |  |  |  | Not Applicable |  | Free Hanging (In-Line) | [6 empty] | Bag | [9 empty] | - | 2.205" L x 1.327" W (56.00mm x 33.70mm) |  | Wire Leads |  | Rogowski Coil |  | - | 20000 | https://www.unikeyic.com/media/datasheet/5f/d9/325e/5f/093e77d321d35a6efa1a98867e203898.pdf | https://www.unikeyic.com/products/current-transformers/855-9150-2000-1751/23862998.html
855-9150/2000-701 | WAGO | 1: 240.3991 2: 236.3925 3: 230.3825 4: 226.3758 | 1kA 50Hz~60Hz Wire Mount, Free Hanging, TH, 56mm×33.7mm×18.91mm | [5 empty] | 1000 A | - |  | - |  | - |  |  |  |  | 50Hz ~ 60Hz | 0.744" (18.91mm) |  |  |  | Not Applicable |  | Free Hanging (In-Line) | [6 empty] | Bag | [9 empty] | - | 2.205" L x 1.327" W (56.00mm x 33.70mm) |  | Wire Leads |  | Rogowski Coil |  | - | 6 | https://www.unikeyic.com/media/datasheet/5f/d9/325e/5f/093e77d321d35a6efa1a98867e203898.pdf | https://www.unikeyic.com/products/current-transformers/855-9150-2000-701/27934295.html
855-9450/2000-1251 | WAGO | 1: 383.7512 5: 378.269 10: 361.8226 | 1kA 50Hz~60Hz Wire Mount, Free Hanging, TH, 56mm×33.7mm×18.91mm | [5 empty] | 1000 A | - |  | - |  | - |  |  |  |  | 50Hz ~ 60Hz | 0.744" (18.91mm) |  |  |  | Not Applicable |  | Free Hanging (In-Line) | [6 empty] | Bag |  |  |  |  | 15552258 |  |  |  |  | - | 2.205" L x 1.327" W (56.00mm x 33.70mm) |  | Wire Leads |  | Rogowski Coil |  | - | 20000 | https://www.unikeyic.com/media/datasheet/5f/d9/325e/5f/093e77d321d35a6efa1a98867e203898.pdf | https://www.unikeyic.com/products/current-transformers/855-9450-2000-1251/23545351.html
855-9450/2000-1751 | WAGO | 1: 394.9306 5: 389.2887 10: 372.3631 | 1kA 50Hz~60Hz Wire Mount, Free Hanging, TH 56mm × 33.7mm × 18.91mm | [5 empty] | 1000 A | - |  | - |  | - |  |  |  |  | 50Hz ~ 60Hz | 0.744" (18.91mm) |  |  |  | Not Applicable |  | Free Hanging (In-Line) | [6 empty] | Bag |  |  |  |  | 15608408 |  |  |  |  | - | 2.205" L x 1.327" W (56.00mm x 33.70mm) |  | Wire Leads |  | Rogowski Coil |  | - | 20000 | https://www.unikeyic.com/media/datasheet/5f/d9/325e/5f/093e77d321d35a6efa1a98867e203898.pdf | https://www.unikeyic.com/products/current-transformers/855-9450-2000-1751/24236184.html
855-9450/2000-701 | WAGO | 1: 334.7661 5: 329.9837 10: 315.6366 | 1kA 50Hz~60Hz Wire Mount, Free Hanging, TH 56mm × 33.7mm × 18.91mm | [5 empty] | 1000 A | - |  | - |  | - |  |  |  |  | 50Hz ~ 60Hz | 0.744" (18.91mm) |  |  |  | Not Applicable |  | Free Hanging (In-Line) | [6 empty] | Bag | [9 empty] | - | 2.205" L x 1.327" W (56.00mm x 33.70mm) |  | Wire Leads |  | Rogowski Coil |  | - | 20000 | https://www.unikeyic.com/media/datasheet/5f/d9/325e/5f/093e77d321d35a6efa1a98867e203898.pdf | https://www.unikeyic.com/products/current-transformers/855-9450-2000-701/23931423.html
90.H9.50.000.0 | LEM |  | LEM Current Transformer, DVL Series, -75 to 75mA Output |  |  | - |  |  |  |  | - |  |  |  | - |  |  | - |  |  | - | [14 empty] | - | [10 empty] | - |  |  |  |  | https://www.unikeyic.com/media/about_us/Unikey_ISO_9001_Certification.pdf | https://www.unikeyic.com/products/current-transformers/90-h9-50-000-0/7248425.html
90.M4.99.003.0 | LEM |  | LEM Current Transformer, ART Series, 1000A, 22.5mV/kA Output, Rogowski Coil Type |  |  | - |  |  |  |  | - |  |  |  | - |  |  | - |  |  | - |  |  |  | DIN rail mounting | [10 empty] | - | [10 empty] | - |  |  |  |  | https://www.unikeyic.com/media/about_us/Unikey_ISO_9001_Certification.pdf | https://www.unikeyic.com/products/current-transformers/90-m4-99-003-0/22527562.html
90.M7.99.003.0 | LEM | 1: 130.8741 | LEM Current Transformers, ARTseries, 1000A, turns_ratio 1000:1, Rogowski coil type |  |  | 1000:1 |  |  |  |  | - |  |  |  | - |  |  | - |  |  | - |  |  |  | DIN rail mounting | [10 empty] | - | [10 empty] | 1000:1 |  |  |  | 5 | https://www.unikeyic.com/media/about_us/Unikey_ISO_9001_Certification.pdf | https://www.unikeyic.com/products/current-transformers/90-m7-99-003-0/25398396.html
90.N8.25.000.0 | LEM | 1: 31.1803 | LEM Current Transformer, LKSR Series, 20A, Turns Ratio 20:1 |  |  | 20:1 |  |  |  |  | - |  |  |  | - |  |  | - |  |  | - | [14 empty] | - | [10 empty] | 20:1 |  |  |  | 20 | https://www.unikeyic.com/media/about_us/Unikey_ISO_9001_Certification.pdf | https://www.unikeyic.com/products/current-transformers/90-n8-25-000-0/17855693.html
90.N9.09.000.0 | LEM | 1: 24.5802 | LEM Current Transformer, LES Series, 6A, Turns Ratio 6:1 |  |  | 6:1 |  |  |  |  | - |  |  |  | - |  |  | - |  |  | - | [14 empty] | - | [10 empty] | 6:1 |  |  |  | 188 | https://www.unikeyic.com/media/about_us/Unikey_ISO_9001_Certification.pdf | https://www.unikeyic.com/products/current-transformers/90-n9-09-000-0/29096486.html
90.N9.25.000.0 | LEM |  | LEM Current Transformers, LESseries, 50A, turns_ratio 50:1 |  |  | 50:1 |  |  |  |  | - |  |  |  | - |  |  | - |  |  | - | [14 empty] | - | [10 empty] | 50:1 |  |  |  |  | https://www.unikeyic.com/media/about_us/Unikey_ISO_9001_Certification.pdf | https://www.unikeyic.com/products/current-transformers/90-n9-25-000-0/7726512.html
90.O8.15.000.0 | LEM | 1: 22.4556 | LEM Current Transformer, LESR Series, 15A, Turns Ratio 15:1 |  |  | 15:1 |  |  |  |  | - |  |  |  | - |  |  | - |  |  | - | 23.7mm(Length)*13.4mm(height) |  |  | PCB mounting |  |  | -40℃~105℃ | [7 empty] | - | [10 empty] | 15:1 |  |  |  | 100 | https://www.unikeyic.com/media/about_us/Unikey_ISO_9001_Certification.pdf | https://www.unikeyic.com/products/current-transformers/90-o8-15-000-0/4095779.html
90.O8.19.000.0 | LEM |  | LEM LESR Current Transformer, 25A, Turns Ratio 25:1 |  |  | 25:1 |  |  |  |  | - |  |  |  | - |  |  | - |  |  | - | [14 empty] | - | [10 empty] | 25:1 |  |  |  |  | https://www.unikeyic.com/media/about_us/Unikey_ISO_9001_Certification.pdf | https://www.unikeyic.com/products/current-transformers/90-o8-19-000-0/9318863.html
90.O8.25.000.0 | LEM |  | LEM Current Transformer, LESR Series, 50A, 50:1 Ratio |  |  | 50:1 |  |  |  |  | - |  |  |  | - |  |  | - |  |  | - | [14 empty] | - | [10 empty] | 50:1 |  |  |  |  | https://www.unikeyic.com/media/about_us/Unikey_ISO_9001_Certification.pdf | https://www.unikeyic.com/products/current-transformers/90-o8-25-000-0/26914741.html
90.O9.09.000.0 | LEM | 1: 21.5412 | LEM Current Transformers, LXSseries, 6A, turns_ratio 6:1 |  |  | 6:1 |  |  |  |  | - |  |  |  | - |  |  | - |  |  | - | [14 empty] | - | [10 empty] | 6:1 |  |  |  | 176 | https://www.unikeyic.com/media/about_us/Unikey_ISO_9001_Certification.pdf | https://www.unikeyic.com/products/current-transformers/90-o9-09-000-0/13544667.html
90.P2.09.000.0 | LEM | 1: 21.9187 | LEM Current Transformers, LXSRseries, 6A, turns_ratio 6:1 |  |  | 6:1 |  |  |  |  | - |  |  |  | - |  |  | - |  |  | - | [14 empty] | - | [10 empty] | 6:1 |  |  |  | 173 | https://www.unikeyic.com/media/about_us/Unikey_ISO_9001_Certification.pdf | https://www.unikeyic.com/products/current-transformers/90-p2-09-000-0/13915216.html
90.P3.15.000.0 | LEM | 1: 30.5574 | LEM Current Transformer, LPSR Series, 15A, Turns Ratio 15:1 |  |  | 15:1 |  |  |  |  | - |  |  |  | - |  |  | - |  |  | - | [14 empty] | - | [10 empty] | 15:1 |  |  |  | 32 | https://www.unikeyic.com/media/about_us/Unikey_ISO_9001_Certification.pdf | https://www.unikeyic.com/products/current-transformers/90-p3-15-000-0/12677203.html
90.P3.19.000.0 | LEM | 1: 23.7685 | LEM Current Transformer, LPSR Series, 25A, Turns Ratio 25:1 |  |  | 25:1 |  |  |  |  | - |  |  |  | - |  |  | - |  |  | - | [14 empty] | - | [10 empty] | 25:1 |  |  |  | 49 | https://www.unikeyic.com/media/about_us/Unikey_ISO_9001_Certification.pdf | https://www.unikeyic.com/products/current-transformers/90-p3-19-000-0/12806050.html
90.T5.99.000.0 | LEM | 1: 387.8227 | LEM Current Transformers, AI-PMULseries, DIN Rail Mount Type |  |  | - |  |  |  |  | - |  |  |  | - |  |  | - |  |  | - |  |  |  | DIN rail mounting | [10 empty] | - | [10 empty] | - |  |  |  | 22 | https://www.unikeyic.com/media/about_us/Unikey_ISO_9001_Certification.pdf | https://www.unikeyic.com/products/current-transformers/90-t5-99-000-0/14496751.html
93482 P1 | talema | 1: 27.3903 10: 25.752 25: 24.9522 50: 24.4311 100: 23.8978 | Nuvotem Talema Current Transformers, 934series, 100A, turns_ratio 100:5 |  |  | 100:5 |  |  |  |  | - |  |  |  | - |  |  | - |  |  | - | 23.8mm(width)*36mm(height) | [5 empty] | -20℃~70℃ | [7 empty] | - | [10 empty] | 100:5 |  |  |  | 39 | https://www.unikeyic.com/media/about_us/Unikey_ISO_9001_Certification.pdf | https://www.unikeyic.com/products/current-transformers/93482-p1/30762082.html
93484 P1 | talema | 1: 21.5147 10: 20.2259 25: 19.6079 50: 19.1837 100: 18.7717 | Nuvotem Talema Current Transformer, 934 Series, 200A, 200:1 Turns Ratio |  |  | 200:1 |  |  |  |  | - |  |  |  | - |  |  | - |  |  | - | 30.2mm(width)*20mm(height) | [5 empty] | -20℃~70℃ | [7 empty] | - | [10 empty] | 200:1 |  |  |  | 42 | https://www.unikeyic.com/media/about_us/Unikey_ISO_9001_Certification.pdf | https://www.unikeyic.com/products/current-transformers/93484-p1/17718366.html
93485 P1 | talema | 1: 27.6528 10: 26.0186 25: 25.2067 50: 24.6613 100: 24.1402 | Nuvotem Talema Current Transformer 934 Series 250A Turns Ratio 250:1 |  |  | 250:1 |  |  |  |  | - |  |  |  | - |  |  | - |  |  | - | 38.1mm(width)*20mm(height) | [5 empty] | -20℃~70℃ | [7 empty] | - | [10 empty] | 250:1 |  |  |  | 58 | https://www.unikeyic.com/media/about_us/Unikey_ISO_9001_Certification.pdf | https://www.unikeyic.com/products/current-transformers/93485-p1/9527024.html
93486 P1 | talema | 1: 22.3898 10: 21.05 25: 20.4077 50: 19.9714 100: 19.5352 | Nuvotem Talema Current Transformer 934 Series 300A 300:5 |  |  | 300:5 |  |  |  |  | - |  |  |  | - |  |  | - |  |  | - | 20.4mm(width)*20mm(height) | [5 empty] | -20℃~70℃ | [7 empty] | - | [10 empty] | 300:5 |  |  |  | 58 | https://www.unikeyic.com/media/about_us/Unikey_ISO_9001_Certification.pdf | https://www.unikeyic.com/products/current-transformers/93486-p1/27570282.html
93487 P1 | talema | 1: 33.3659 10: 31.2175 25: 30.5994 50: 29.9693 100: 29.3149 | Nuvotem Talema Current Transformers, 934series, 400A, turns_ratio 400:1 |  |  | 400:1 |  |  |  |  | - |  |  |  | - |  |  | - |  |  | - | 20.4mm(width)*20mm(height) | [5 empty] | -20℃~70℃ | [7 empty] | - | [10 empty] | 400:1 |  |  |  | 35 | https://www.unikeyic.com/media/about_us/Unikey_ISO_9001_Certification.pdf | https://www.unikeyic.com/products/current-transformers/93487-p1/5718954.html
93489 P1 | talema | 1: 27.2653 10: 25.6429 25: 24.8431 50: 24.322 100: 23.7888 | Nuvotem Talema Current Transformer, 934 Series, 600A, Turns Ratio 600:1 |  |  | - |  |  |  |  | - |  |  |  | - |  |  | - |  |  | - | 20.4mm(width)*20mm(height) | [5 empty] | -20℃~70℃ | [7 empty] | - | [10 empty] | 600:5 |  |  |  | 1 | https://www.unikeyic.com/media/about_us/Unikey_ISO_9001_Certification.pdf | https://www.unikeyic.com/products/current-transformers/93489-p1/33330980.html
93490 P1 | talema | 1: 36.5287 10: 34.3441 25: 33.2897 50: 32.5748 100: 31.8598 | Nuvotem Talema Current Transformer, 934 Series, 800A, 800:1 Turns Ratio |  |  | 800:1 |  |  |  |  | - |  |  |  | - |  |  | - |  |  | - | 5.54mm(width)*20mm(height) | [5 empty] | -20℃~70℃ | [7 empty] | - | [10 empty] | 800:1 |  |  |  | 63 | https://www.unikeyic.com/media/about_us/Unikey_ISO_9001_Certification.pdf | https://www.unikeyic.com/products/current-transformers/93490-p1/6931164.html
99-1905 | Broyce Control | 1: 276.1155 | 1/1000A |  |  | - |  |  |  |  | - |  |  |  | - |  |  | - |  |  | - | [14 empty] | - | [10 empty] | 1/1000A |  |  |  | 9 | https://www.unikeyic.com/media/about_us/Unikey_ISO_9001_Certification.pdf | https://www.unikeyic.com/products/current-transformers/99-1905/997232792.html
99-1906 | Broyce Control | 1: 334.4711 | 1/1000A |  |  | - |  |  |  |  | - |  |  |  | - |  |  | - |  |  | - | [14 empty] | - | [10 empty] | 1/1000A |  |  |  | 9 | https://www.unikeyic.com/media/about_us/Unikey_ISO_9001_Certification.pdf | https://www.unikeyic.com/products/current-transformers/99-1906/997218121.html
A82-10100 | Carlo Gavazzi | 1: 337.799 2: 321.706 | Transformer, Wire Mount, Base Mount, 100A, 40Hz-1kHz, 95mm × 20mm × 67.5mm |  | A82-1 |  |  |  | 100 A | - |  | - |  | - |  |  |  |  | 40Hz ~ 1kHz | 2.657" (67.50mm) |  |  |  | Not Applicable |  | Chassis Mount | [6 empty] | Box |  |  |  |  | 8346630 |  |  |  |  | - | 3.740" L x 0.787" W (95.00mm x 20.00mm) |  | Wire Leads |  | - |  | - | 2 | https://www.unikeyic.com/media/datasheet/e2/54/b7be/e2/57658080e97f545ff5f66b48e13b0369.pdf | https://www.unikeyic.com/products/current-transformers/a82-10100/24254061.html
A82-20 250 | Carlo Gavazzi | 1: 219.945 5: 208.945 | 250A 40Hz~1KHz wire mounting，base mount 95mm*20mm*67.5mm |  | A82-2 |  |  |  | 250 A | - |  | - |  | - |  |  |  |  | 40Hz ~ 1kHz | 2.657" (67.50mm) |  |  |  | Not Applicable |  | Chassis Mount | [6 empty] | Bag |  |  |  |  | 7696374 |  |  |  |  | - | 3.740" L x 0.787" W (95.00mm x 20.00mm) |  | Wire Leads |  | - |  | 0.596 lb (270.34 g) | 5 | https://www.unikeyic.com/media/datasheet/e2/54/b7be/e2/57658080e97f545ff5f66b48e13b0369.pdf | https://www.unikeyic.com/products/current-transformers/a82-20-250/27947278.html
A82-20 50 | Carlo Gavazzi | 1: 219.945 5: 208.945 10: 202.345 25: 195.756 | 250A 40Hz~1KHz wire mounting，base mount 95mm*20mm*67.5mm |  | A82-20 |  |  |  | 250 A | - |  | - |  | - |  |  |  |  | 40Hz ~ 1kHz | 2.657" (67.50mm) |  |  |  | Not Applicable |  | Chassis Mount | [6 empty] | Bag |  |  |  |  | 7696375 |  |  |  |  | - | 3.740" L x 0.787" W (95.00mm x 20.00mm) |  | Wire Leads |  | - |  | 0.596 lb (270.34 g) | 200 | https://www.unikeyic.com/media/datasheet/e2/54/b7be/e2/57658080e97f545ff5f66b48e13b0369.pdf | https://www.unikeyic.com/products/current-transformers/a82-20-50/28059989.html
A82-20100 | Carlo Gavazzi | 1: 219.945 | Transformer, Wire Mount, Base Mount, 100A, 40Hz-1kHz, 95mm × 20mm × 67.5mm |  | A82-2 |  |  |  | 100 A | - |  | - |  | - |  |  |  |  | 40Hz ~ 1kHz | 2.657" (67.50mm) |  |  |  | Not Applicable |  | Chassis Mount | [6 empty] | Box |  |  |  |  | 8346633 |  |  |  |  | - | 3.740" L x 0.787" W (95.00mm x 20.00mm) |  | Wire Leads |  | - |  | - | 1 | https://www.unikeyic.com/media/datasheet/e2/54/b7be/e2/57658080e97f545ff5f66b48e13b0369.pdf | https://www.unikeyic.com/products/current-transformers/a82-20100/27786463.html
A82-2025 | Carlo Gavazzi | 1: 264.8554 5: 251.6137 10: 243.668 25: 235.7223 | 25A 40Hz~1KHz wire mounting，base mount 95mm*20mm*67.5mm |  | A82-20 |  |  |  | 25 A | - |  | - |  | - |  |  |  |  | 40Hz ~ 1kHz | 2.657" (67.50mm) |  |  |  | Not Applicable |  | Chassis Mount | [6 empty] | Box | [9 empty] | - | 3.740" L x 0.787" W (95.00mm x 20.00mm) |  | Wire Leads |  | - |  | - | 11 | https://www.unikeyic.com/media/datasheet/e2/54/b7be/e2/57658080e97f545ff5f66b48e13b0369.pdf | https://www.unikeyic.com/products/current-transformers/a82-2025/23734387.html
A82-20500 | Carlo Gavazzi | 1: 264.708 5: 251.4737 10: 243.5324 25: 235.5912 | Current Sensor 500A 40Hz-1kHz Wire Mount, Base Mount 95mm × 20mm × 67.5mm |  | A82-2 |  |  |  | 500 A | - |  | - |  | - |  |  |  |  | 40Hz ~ 1kHz | 2.657" (67.50mm) |  |  |  | Not Applicable |  | Chassis Mount | [6 empty] | Bag | [9 empty] | - | 3.740" L x 0.787" W (95.00mm x 20.00mm) |  | Wire Leads |  | - |  | 0.596 lb (270.34 g) | 1 | https://www.unikeyic.com/media/datasheet/e2/54/b7be/e2/57658080e97f545ff5f66b48e13b0369.pdf | https://www.unikeyic.com/products/current-transformers/a82-20500/27935604.html
ABB1SAJ929500R0185 | ABB | 1: 681.784 | ABB CT4 Current Transformer, 185A |  |  | - |  |  |  |  | - |  |  |  | - |  |  | - |  |  | - | [14 empty] | - | [10 empty] | - |  |  |  | 1 | https://www.unikeyic.com/media/about_us/Unikey_ISO_9001_Certification.pdf | https://www.unikeyic.com/products/current-transformers/abb1saj929500r0185/32843655.html
ABB1SAJ929500R0310 | ABB | 1: 435.6267 | ABB Current Transformer, 1SAJ9 Series, 310A, 4A Output |  |  | - |  |  |  |  | - |  |  |  | - |  |  | - |  |  | - | [14 empty] | - | [10 empty] | - |  |  |  | 1 | https://www.unikeyic.com/media/about_us/Unikey_ISO_9001_Certification.pdf | https://www.unikeyic.com/products/current-transformers/abb1saj929500r0310/29070801.html
ABB1SVR450116R5300 | ABB | 1: 66.2876 | 150:5 48mm*61mm*78.5mm |  |  | - |  |  |  |  | - |  |  |  | - |  |  | - |  |  | - | 48mm*61mm*78.5mm | [13 empty] | - | [10 empty] | 150:5 |  |  |  | 25 | https://www.unikeyic.com/media/about_us/Unikey_ISO_9001_Certification.pdf | https://www.unikeyic.com/products/current-transformers/abb1svr450116r5300/21185878.html
AC1005 | talema | 50: 4.122 250: 3.772 | 5A 50Hz, 60Hz 41.8Ω 1000:1 TH, 23.8mm × 11.12mm × 23.8mm | [5 empty] | 5 A | 1000:1 |  | 41.8Ohm |  | - |  |  |  |  | 50/60Hz | 0.937" (23.80mm) |  |  |  | 1 (Unlimited) |  | Through Hole | [6 empty] | Tray | [9 empty] | AC | 0.937" L x 0.438" W (23.80mm x 11.12mm) |  | PC Pin |  | - |  | 0.036 lb (16.33 g) | 3299 | https://www.unikeyic.com/media/datasheet/91/9b/da9d/91/02e4c2bd846bf48bfdeac02166fcc7ae.pdf | https://www.unikeyic.com/products/current-transformers/ac1005/23820143.html
AC1010 | talema | 50: 4.3425 250: 4.0702 | 10A 50Hz，60Hz 41.8Ω 1000:1 Through hole mounting 23.8mm*11.12mm*23.8mm | [5 empty] | 10 A | 1000:1 |  | 41.8Ohm |  | - |  |  |  |  | 50/60Hz | 0.937" (23.80mm) |  |  |  | 1 (Unlimited) |  | Through Hole | [6 empty] | Tray | [9 empty] | AC | 0.937" L x 0.438" W (23.80mm x 11.12mm) |  | PC Pin |  | - |  | 0.036 lb (16.33 g) | 2000 | https://www.unikeyic.com/media/datasheet/91/9b/da9d/91/02e4c2bd846bf48bfdeac02166fcc7ae.pdf | https://www.unikeyic.com/products/current-transformers/ac1010/28141559.html
AC1015 | talema | 50: 4.122 250: 3.772 | 15A 50Hz/60Hz 41.8Ω 1000:1 TH, 23.8mm × 11.12mm × 23.8mm | [5 empty] | 15 A | 1000:1 |  | 41.8Ohm |  | - |  |  |  |  | 50/60Hz | 0.937" (23.80mm) |  |  |  | 1 (Unlimited) |  | Through Hole | [6 empty] | Tray |  |  |  |  | 3881397 |  |  |  |  | AC | 0.937" L x 0.438" W (23.80mm x 11.12mm) |  | PC Pin |  | - |  | 0.036 lb (16.33 g) | 224 | https://www.unikeyic.com/media/datasheet/91/9b/da9d/91/02e4c2bd846bf48bfdeac02166fcc7ae.pdf | https://www.unikeyic.com/products/current-transformers/ac1015/27832138.html
AC1020 | talema | 50: 4.122 250: 3.772 | Current Transformer, 20A, 50Hz/60Hz, 41.8Ω, 1000:1, TH, 23.8mm × 11.12mm × 23.8mm | [5 empty] | 20 A | 1000:1 |  | 41.8Ohm |  | - |  |  |  |  | 50/60Hz | 0.937" (23.80mm) |  |  |  | 1 (Unlimited) |  | Through Hole | [6 empty] | Tray | [9 empty] | AC | 0.937" L x 0.438" W (23.80mm x 11.12mm) |  | PC Pin |  | - |  | 0.036 lb (16.33 g) | 10747 | https://www.unikeyic.com/media/datasheet/91/9b/da9d/91/02e4c2bd846bf48bfdeac02166fcc7ae.pdf | https://www.unikeyic.com/products/current-transformers/ac1020/27814056.html
AC1030 | talema | 1: 5.0005 30: 4.888 60: 4.788 | Transformer, 30A, 50Hz, 60Hz, 48Ω, 1000:1, TH, 30.2mm × 14.3mm × 30.2mm | [5 empty] | 30 A | 1000:1 |  | 48Ohm |  | - |  |  |  |  | 50/60Hz | 1.189" (30.20mm) |  |  |  | 1 (Unlimited) |  | Through Hole | [6 empty] | Tray | [9 empty] | AC | 1.189" L x 0.563" W (30.20mm x 14.30mm) |  | PC Pin |  | - |  | 0.079 lb (35.83 g) | 78 | https://www.unikeyic.com/media/datasheet/91/9b/da9d/91/02e4c2bd846bf48bfdeac02166fcc7ae.pdf | https://www.unikeyic.com/products/current-transformers/ac1030/28099726.html
AC1050 | talema | 1: 6.0853 | Current Transformer, TH, 50A 50Hz, 60Hz 49.3Ω 1000:1 34.9mm × 14.3mm × 34.9mm | [5 empty] | 50 A | 1000:1 |  | 49.3Ohm |  | - |  |  |  |  | 50/60Hz | 1.374" (34.90mm) |  |  |  | 1 (Unlimited) |  | Through Hole | [6 empty] | Tray |  |  |  |  | 3881360 |  |  |  |  | AC | 1.374" L x 0.563" W (34.90mm x 14.30mm) |  | PC Pin |  | - |  | 0.104 lb (47.17 g) | 184 | https://www.unikeyic.com/media/datasheet/91/9b/da9d/91/02e4c2bd846bf48bfdeac02166fcc7ae.pdf | https://www.unikeyic.com/products/current-transformers/ac1050/28019488.html
ACHS-7122-500E | BROADCOM | 5: 3.0819 10: 2.9447 25: 2.7802 50: 2.6676 100: 2.5645 500: 2.3572 | 20A 80KHz 700μΩ SOIC-8 SMD mount 5.08mm(Length)*1.908mm(height) | - | ACHS-7122 |  | 20A | 15mA | [7 empty] | AC/DC | 80kHz | [5 empty] | ±0.18% |  |  | Surface Mount |  |  | -40°C ~ 110°C | Ratiometric, Voltage |  | 8-SOIC (0.154", 3.90mm Width) | Tape & Reel (TR) | Bidirectional |  |  | 4µs |  |  |  | 100mV/A | Hall Effect | - |  | 8-SO |  |  |  | 4.5V ~ 5.5V |  | 1487 | https://www.unikeyic.com/media/datasheet/55/87/2cf1/55/7e6b7bb85fe9819f184b6cd113218dc1.pdf | https://www.unikeyic.com/products/current-transformers/achs-7122-500e/27982691.html
ACS37002KMABTR-050B3 | Allegro MicroSystems | 1: 5.9915 5: 5.382 10: 4.928 25: 4.5792 50: 4.4064 100: 4.2444 500: 3.9312 1,000: 3.8016 | Current Sensor, DC Current, 3.3V, 16-Pin SOIC W, T/R | ±1.75% | ACS370 |  | 50A | 15mA | [7 empty] | AC/DC | 400kHz | [5 empty] | ±0.75% | 3 (168 Hours) |  | Surface Mount | 1 |  | -40°C ~ 125°C (TA) | Ratiometric, Voltage |  | 16-SOIC (0.295", 7.50mm Width) |  | Bidirectional |  |  | 2.5µs | 12749919 |  |  | 26.4mV/A | Hall Effect | ACS37002 |  | 16-SOIC |  |  |  | 3V ~ 3.6V |  | 46 | https://www.unikeyic.com/media/datasheet/d4/c9/0486/d4c90486d8b72b600aae99ee5bfde3fe.pdf | https://www.unikeyic.com/products/current-transformers/acs37002kmabtr-050b3/28335296.html
ACS710KLATR-6BB-NL-T | Allegro MicroSystems | 1,000: 4.3711 2,000: 4.2472 | Current Sensor, AC/DC, 3.3V/5V, 16-Pin SOIC W, T/R | ±1.6% | ACS710 |  | 6A | 14.5mA | [7 empty] | AC/DC | DC ~ 120kHz | [5 empty] | ±0.25% | 3 (168 Hours) |  | Surface Mount | 1 |  | -40°C ~ 125°C | Ratiometric, Voltage |  | 16-SOIC (0.295", 7.50mm Width) |  | Bidirectional |  |  | 4µs | 5014048 |  |  | 151mV/A | Hall Effect, Open Loop | - |  | 16-SOIC |  |  |  | 3V ~ 5.5V |  | 1564 | https://www.unikeyic.com/media/datasheet/b1/33/1978/b1/76615b23cc80ab533d17eeef2d1c5fa1.pdf | https://www.unikeyic.com/products/current-transformers/acs710klatr-6bb-nl-t/27797493.html
ACS714ELCTR-20A-T | Allegro MicroSystems | 3,000: 3.844 | 80KHz 1.2mΩ SOIC-8 SMD mount 4.9mm*3.9mm*1.75mm | ±1.5% | ACS714 |  | 20A | 13mA | [7 empty] | AC/DC | DC ~ 80kHz | [5 empty] | ±1.5% | 2 (1 Year) |  | Surface Mount | 1 |  | -40°C ~ 85°C | Ratiometric, Voltage |  | 8-SOIC (0.154", 3.90mm Width) |  | Bidirectional |  |  | 3.5µs | 1955915 |  |  | 100mV/A | Hall Effect, Open Loop | - |  | 8-SOIC |  |  |  | 5V |  | 3736 | https://www.unikeyic.com/media/datasheet/12/12/6128/12126128a13026e8f1b0b84954c80b3c.pdf | https://www.unikeyic.com/products/current-transformers/acs714elctr-20a-t/27863043.html
ACS715ELCTR-20A-T | Allegro MicroSystems | 1,000: 3.2028 2,000: 3.0491 5,000: 2.9722 | Current Sensor, DC Current, 5V, Automotive, 8-Pin SOIC N T/R | ±1.5% | ACS715 |  | 20A | 13mA | [7 empty] | DC | DC ~ 80kHz | [5 empty] | ±1.5% | 2 (1 Year) |  | Surface Mount | 1 |  | -40°C ~ 85°C | Ratiometric, Voltage |  | 8-SOIC (0.154", 3.90mm Width) |  | Unidirectional |  |  | 3.5µs | 1955917 |  |  | 185mV/A | Hall Effect, Open Loop | - |  | 8-SOIC |  |  |  | 5V |  | 1500 | https://www.unikeyic.com/media/datasheet/45/6e/d2ae/45/42d5eedc897e0b3e372cdbe4a43081d0.pdf | https://www.unikeyic.com/products/current-transformers/acs715elctr-20a-t/23599365.html
ACS722LLCTR-10AB-T | Allegro MicroSystems | 1: 1.9395 10: 1.8254 50: 1.7632 100: 1.6684 | 10A 650μΩ SOIC-8 SMD mount 4.9mm*3.9mm*1.75mm | ±3% | ACS722 |  | 10A | 12mA | [7 empty] | AC/DC | DC ~ 80kHz | [5 empty] | ±1% | 2 (1 Year) |  | Surface Mount | 1 |  | -40°C ~ 150°C | Ratiometric, Voltage |  | 8-SOIC (0.154", 3.90mm Width) |  | Bidirectional |  |  | 5µs | 4948887 |  |  | 132mV/A | Hall Effect, Open Loop | - |  | 8-SOIC |  |  |  | 3V ~ 3.6V |  |  | https://www.unikeyic.com/media/datasheet/1e/a1/637c/1e/bd7a704c27b90b04fb027d69fe3bac1b.pdf | https://www.unikeyic.com/products/current-transformers/acs722llctr-10ab-t/23842488.html
ACS723LLCTR-10AB-T | Allegro MicroSystems | 1: 2.4685 10: 2.3233 50: 2.2441 100: 2.1234 | Allegro Microsystems Current sensor chip, maximum input5.5 V, disorder±15mV, surface mount, 8Pin | ±3% | ACS723 |  | 10A | 14mA | [7 empty] | AC/DC | DC ~ 80kHz | [5 empty] | ±1% | 2 (1 Year) |  | Surface Mount | 1 |  | -40°C ~ 150°C | Ratiometric, Voltage |  | 8-SOIC (0.154", 3.90mm Width) |  | Bidirectional |  |  | 5µs | 4948894 |  |  | 200mv/A | Hall Effect, Open Loop | - |  | 8-SOIC |  |  |  | 5V |  |  | https://www.unikeyic.com/media/datasheet/02/cf/ea44/02/9e30109c362931d33fa49d5733ae2fb4.pdf | https://www.unikeyic.com/products/current-transformers/acs723llctr-10ab-t/28106202.html
ACS724LMATR-65AB-T | Allegro MicroSystems | 100: 2.7642 500: 2.7242 1,000: 2.662 10,000: 2.5308 | Automotive Grade High Accuracy Hall Effect Current Sensor IC, Common Mode Field Rejection, High Isolation, SOIC-16 | ±1% | ACS724 |  | 65A | 14mA | [7 empty] | AC/DC | DC ~ 120kHz | [5 empty] | ±1.5% | 3 (168 Hours) |  | Surface Mount | 1 |  | -40°C ~ 150°C (TA) | Ratiometric, Voltage |  | 16-SOIC (0.295", 7.50mm Width) |  | Bidirectional |  |  | 4µs | 11656880 |  |  | 30.75mV/A | Hall Effect, Differential | - |  | 16-SOIC |  |  |  | 4.5V ~ 5.5V |  | 1696 | https://www.unikeyic.com/media/datasheet/ce/0f/418c/ce0f418c3ddf8c978db64081b514c992.pdf | https://www.unikeyic.com/products/current-transformers/acs724lmatr-65ab-t/28035266.html
ACS725LLCTR-20AU-T | Allegro MicroSystems | 3,000: 2.9486 | Closed Loop/Open Loop Current Sensor AC/DC Current 3.3V Automotive 8-Pin SOIC N T/R | ±0.8% | ACS725 |  | 20A | 14mA | [7 empty] | DC | DC ~ 120kHz | [5 empty] | ±1.5% | 2 (1 Year) |  | Surface Mount | 1 |  | -40°C ~ 150°C | Ratiometric, Voltage |  | 8-SOIC (0.154", 3.90mm Width) | Tape & Reel (TR) | Unidirectional |  |  | 4µs | 6167405 |  |  | 132mV/A | Hall Effect, Differential | - |  | 8-SOIC |  |  |  | 3V ~ 3.6V |  | 4608 | https://www.unikeyic.com/media/datasheet/8b/af/2bec/8baf2beca635f03471cec8ed8b192314.pdf | https://www.unikeyic.com/products/current-transformers/acs725llctr-20au-t/24061267.html
ACS72981KLRATR-150B5 | Allegro MicroSystems | 3,000: 3.7475 | Current Sensor AC/DC Current 5V T/R | - | ACS729 |  | 150A | 14mA (Typ) | [7 empty] | AC/DC | DC ~ 250kHz | [5 empty] | ±0.8% | 3 (168 Hours) |  | Surface Mount | 1 |  | -40°C ~ 125°C (TA) | Ratiometric, Voltage |  | 7-PowerSMD Module |  | Bidirectional |  |  | 1.8µs | 9674763 |  |  | 13.33mV/A | Hall Effect, Differential | ACS72981 |  | 7-PSOF |  |  |  | 4.5V ~ 5.5V |  | 9019 | https://www.unikeyic.com/media/datasheet/8a/08/dad2/8a08dad2e4e3d2d8b725b34006a08df5.pdf | https://www.unikeyic.com/products/current-transformers/acs72981klratr-150b5/23652467.html
ACS732KMATR-65AB-T | Allegro MicroSystems | 1: 7.636 5: 6.149 10: 5.72 25: 5.0976 50: 4.7304 100: 4.3956 500: 3.8016 1,000: 3.2184 | 1:00 ±65A 0MHz~1 MHz 850μΩ 1:01 SOIC-16 SMD mount | ±2.5% | ACS732 |  | 65A | 35mA | [7 empty] | AC/DC | 100kHz | [5 empty] | ±0.5% | 3 (168 Hours) |  | Surface Mount | 1 |  | -40°C ~ 125°C (TA) | Ratiometric, Voltage |  | 16-SOIC (0.295", 7.50mm Width) |  | Bidirectional |  |  | 0.3µs | 10498732 |  |  | 30.77mV/A | Hall Effect | - |  | 16-SOIC |  |  |  | 4.75V ~ 5.25V |  | 2257 | https://www.unikeyic.com/media/datasheet/2f/b2/f35a/2fb2f35a8c612622baaee38e25cee1aa.pdf | https://www.unikeyic.com/products/current-transformers/acs732kmatr-65ab-t/23818516.html
ACS772ECB-300B-PFF-T | Allegro MicroSystems | 1: 6.2 34: 6.0187 680: 5.9597 1,700: 5.8993 | Open Loop Current Sensor AC/DC, 5V, Automotive, 5-Pin Case CB-PFF Tube |  |  | - |  |  |  |  | - |  |  |  | - |  |  | - |  |  | - | [6 empty] | -40℃~85℃ | [7 empty] | - |  |  | Compliant | Tube | [6 empty] | - |  |  |  |  | https://www.unikeyic.com/media/about_us/Unikey_ISO_9001_Certification.pdf | https://www.unikeyic.com/products/current-transformers/acs772ecb-300b-pff-t/23665211.html
ACS772LCB-100B-PFF-T | Allegro MicroSystems | 1: 10.9026 5: 9.8593 10: 9.4747 34: 8.8708 68: 8.5676 102: 8.4021 510: 7.8218 1,020: 7.6055 | Open Loop Current Sensor AC/DC Current 5V Automotive 5-Pin Tube |  |  | - |  |  |  |  | - |  | ACS772LCB-100B-PFF-T Allegro MicroSystems |  | - |  |  | - |  |  | - | 10mm*13mm*7mm |  |  | Through hole mounting |  |  | -40℃~150℃ | [6 empty] | On sale | - |  |  | Compliant | [7 empty] | - |  |  |  | 943 | https://www.unikeyic.com/media/datasheet/51/ac/9f7d/51/e67ea23586203842cd8479fd72501be7.pdf | https://www.unikeyic.com/products/current-transformers/acs772lcb-100b-pff-t/28079652.html
ACS780LLRTR-050B-T | Allegro MicroSystems | 25: 3.41 100: 3.3048 500: 3.2542 1,000: 3.19 10,000: 3.0303 | Current Sensor Current Sensor AC/DC Current 5V Automotive 7-Pin PSOF T/R | ±1.5% | ACS780 |  | 50A | 15mA | [7 empty] | AC/DC | DC ~ 120kHz | [5 empty] | ±1% | 3 (168 Hours) |  | Surface Mount | 1 |  | -40°C ~ 150°C | Ratiometric, Voltage |  | 7-PowerSMD Module |  | Bidirectional |  |  | 3.6µs |  |  |  | 40mV/A | Hall Effect, Differential | Automotive, AEC-Q100 |  | 7-PSOF |  |  |  | 4.5V ~ 5.5V |  | 2240 | https://www.unikeyic.com/media/datasheet/7c/51/329f/7c/b83eb3af6ac949fbe514203781389e1b.pdf | https://www.unikeyic.com/products/current-transformers/acs780llrtr-050b-t/23881246.html
ACS780LLSTR-100B-T | Allegro MicroSystems | 100: 1.224 500: 1.1978 1,000: 1.177 10,000: 1.1211 |  |  |  | - |  |  |  |  | - |  |  |  | - |  |  | - |  |  | - |  |  |  | SMD mount |  |  | -40℃~150℃ | [6 empty] | On sale | - |  |  | Compliant | bulk | [6 empty] | - |  |  |  | 20949 | https://www.unikeyic.com/media/about_us/Unikey_ISO_9001_Certification.pdf | https://www.unikeyic.com/products/current-transformers/acs780llstr-100b-t/23955543.html
ACTL-0750-050 OPT C0.6 | Aim Dynamics | 1: 133.7904 | CURR SENSE XFMR 100:1 50A INLINE |  |  | - |  |  |  |  | - |  |  |  | - |  |  | - |  |  | - | [13 empty] | On sale | - |  |  |  | Bagged | [6 empty] | - |  |  |  | 64 | https://www.unikeyic.com/media/about_us/Unikey_ISO_9001_Certification.pdf | https://www.unikeyic.com/products/current-transformers/actl-0750-050-opt-c0-6/23812682.html
ACTL-0750-150 OPT C0.6 | Aim Dynamics | 1: 133.7904 | 100:1 150A 50Hz, 60Hz Wire Mount, Free Hanging, TH 60.4mm × 22.9mm × 61mm |  |  | - |  |  |  |  | - |  |  |  | - |  |  | 50Hz, 60Hz |  |  | - | 60.4mm*22.9mm*61mm |  |  | wire mounting, free hanging, Through hole mounting | [9 empty] | On sale | 150A |  |  |  | Bagged | [6 empty] | 100:1 |  |  |  | 91 | https://www.unikeyic.com/media/about_us/Unikey_ISO_9001_Certification.pdf | https://www.unikeyic.com/products/current-transformers/actl-0750-150-opt-c0-6/24141946.html
ACTL-0750-250 OPT C0.6 | Aim Dynamics | 1: 133.7904 | CURR SENS XFMR 100:1 250A INLINE |  |  | - |  |  |  |  | - |  |  |  | - |  |  | - |  |  | - | [13 empty] | On sale | - |  |  |  | Bagged | [6 empty] | - |  |  |  | 24 | https://www.unikeyic.com/media/about_us/Unikey_ISO_9001_Certification.pdf | https://www.unikeyic.com/products/current-transformers/actl-0750-250-opt-c0-6/23645200.html
ACX-1100 | talema | 5: 10.8601 | 2500:1 100A 50Hz~60Hz Plugins Through hole mounting 34.9mm*14.3mm*34.9mm | [5 empty] | 100 A | - |  | - |  | - |  |  |  |  | 50Hz ~ 60Hz | 1.374" (34.90mm) |  |  |  | 1 (Unlimited) |  | Through Hole | [6 empty] | Tray | [9 empty] | ACX | 1.374" L x 0.563" W (34.90mm x 14.30mm) |  | PC Pin |  | 2500:1 |  | - | 210 | https://www.unikeyic.com/media/datasheet/93/bf/ed08/93/f227063ed151929a310860672c4aff24.pdf | https://www.unikeyic.com/products/current-transformers/acx-1100/23830411.html
AK 5 C420L | LEM | 1: 503.3961 6: 493.3288 | 5:1 5A 5:1 panel mount 88.9mm(width)*23.7mm(height) |  |  | 5:1 |  |  |  |  | - |  | AK 5 C420L LEM |  | - |  |  | - |  |  | - | 88.9mm(width)*23.7mm(height) |  |  | panel mount |  |  | -20℃~50℃ | [7 empty] | 5A | [10 empty] | 5:1 |  |  |  | 14 | https://www.unikeyic.com/media/datasheet/ac/c5/dfb6/ac/e306ea00f89dcbfb0fcc743e01c94d6c.pdf | https://www.unikeyic.com/products/current-transformers/ak-5-c420l/23347459.html
AKR 5 C420L | LEM | 1: 640.505 | 5:1 5A 5:1 panel mount 88.9mm(width)*55.4mm(height) |  |  | 5:1 |  |  |  |  | - |  | AKR 5 C420L LEM |  | - |  |  | - |  |  | - | 88.9mm(width)*55.4mm(height) |  |  | panel mount |  |  | -20℃~50℃ | [7 empty] | 5A | [10 empty] | 5:1 |  |  |  | 10 | https://www.unikeyic.com/media/datasheet/ac/c5/dfb6/ac/e306ea00f89dcbfb0fcc743e01c94d6c.pdf | https://www.unikeyic.com/products/current-transformers/akr-5-c420l/22726542.html
AKR 50 C420L | LEM | 1: 502.4971 | 50:1 50A 50:1 panel mount 88.9mm(width)*55.4mm(height) |  |  | 50:1 |  |  |  |  | - |  | AKR 50 C420L LEM |  | - |  |  | - |  |  | - | 88.9mm(width)*55.4mm(height) |  |  | panel mount |  |  | -20℃~50℃ | [7 empty] | 50A | [10 empty] | 50:1 |  |  |  | 1 | https://www.unikeyic.com/media/datasheet/ac/c5/dfb6/ac/e306ea00f89dcbfb0fcc743e01c94d6c.pdf | https://www.unikeyic.com/products/current-transformers/akr-50-c420l/23255577.html
AKR200C420L | LEM | 1: 636.8775 | LEM Current Transformer, AKR Series, 200A, 4-20mA Output, 200:1 Turns Ratio | [5 empty] | 200 A | - |  | - |  | - |  |  |  |  | 10Hz ~ 400Hz | 0.933" (23.70mm) |  |  |  | 1 (Unlimited) |  | - | [6 empty] | Bulk | [9 empty] | AKR | 3.500" L x 2.181" W (88.90mm x 55.40mm) |  | - |  | - |  | - | 1 | https://www.unikeyic.com/media/datasheet/73/01/067e/4e/53699df23e52cbd895d31d4eed31d578.pdf | https://www.unikeyic.com/products/current-transformers/akr200c420l/23590053.html
AP 100 B10 | LEM |  | LEM Current Transformers, APseries, 100A, turns_ratio 100:1 |  |  | 100:1 |  |  |  |  | - |  | AP 100 B10 LEM |  | - |  |  | - |  |  | - | 67mm(width)*69mm(height) |  |  | DIN rail mounting |  |  | -20℃~60℃ | [7 empty] | - |  |  |  | bulk | [6 empty] | 100:1 |  |  |  |  | https://www.unikeyic.com/media/datasheet/03/09/9c8d/03/031ecaac21968785520b5a53cd3ae396.pdf | https://www.unikeyic.com/products/current-transformers/ap-100-b10/34493446.html
AP 100 B420L | LEM | 1: 283.4756 6: 260.688 12: 259.0719 | 100:1 100A 100:1 DINRail installation 67mm(width)*69mm(height) |  |  | 100:1 |  |  |  |  | - |  | AP 100 B420L LEM |  | - |  |  | - |  |  | - | 67mm(width)*69mm(height) |  |  | DIN rail mounting |  |  | -20℃~60℃ | [7 empty] | 100A | [10 empty] | 100:1 |  |  |  | 22 | https://www.unikeyic.com/media/datasheet/ee/a6/8299/ee/1518baae757f82e22784981de73d13d7.pdf | https://www.unikeyic.com/products/current-transformers/ap-100-b420l/22836260.html
AP 200 B420L | LEM | 1: 206.7572 6: 185.8511 12: 185.2723 | 200:1 200A 200:1 DINRail installation 67mm(width)*69mm(height) |  |  | 200:1 |  |  |  |  | - |  | AP 200 B420L LEM |  | - |  |  | - |  |  | - | 67mm(width)*69mm(height) |  |  | DIN rail mounting |  |  | -20℃~60℃ | [7 empty] | 200A | [10 empty] | 200:1 |  |  |  | 60 | https://www.unikeyic.com/media/datasheet/0a/f7/a2a8/0a/fc91eac161fa65f6fd87a7dd370a8a12.pdf | https://www.unikeyic.com/products/current-transformers/ap-200-b420l/34244027.html
AP 50 B10 | LEM | 1: 134.4633 5: 134.4633 10: 132.0186 25: 132.0186 50: 132.0186 | LEM Current Transformers, APseries, 50A, turns_ratio 50:1 |  |  | 50:1 |  |  |  |  | - |  | AP 50 B10 LEM |  | - |  |  | - |  |  | - | 67mm(width)*69mm(height) |  |  | DIN rail mounting |  |  | -20℃~60℃ | [7 empty] | - |  |  |  | bulk | [6 empty] | 50:1 |  |  |  | 75 | https://www.unikeyic.com/media/datasheet/32/76/2d07/32762d076653a7fca9be7a17d57a6b18.pdf | https://www.unikeyic.com/products/current-transformers/ap-50-b10/34213213.html
AP 50 B420L | LEM | 1: 146.243 5: 143.5841 10: 143.5841 25: 143.5841 50: 143.5841 | 50:1 50A 50:1 DINRail installation 67mm(width)*69mm(height) |  |  | 50:1 |  |  |  |  | - |  | AP 50 B420L LEM |  | - |  |  | - |  |  | - | 67mm(width)*69mm(height) |  |  | DIN rail mounting |  |  | -20℃~60℃ | [7 empty] | 50A | [10 empty] | 50:1 |  |  |  | 29 | https://www.unikeyic.com/media/datasheet/94/dd/0683/94/04a02046672c9f40621f1eea32449de5.pdf | https://www.unikeyic.com/products/current-transformers/ap-50-b420l/34465567.html
APR 100 B10 | LEM |  | LEM Current Transformers, APRseries, 100A, turns_ratio 100:1 | ±1% |  |  | 50A, 75A, 100A (Selectable) | 30mA | [7 empty] | AC | 30Hz ~ 6kHz | [5 empty] | ±0.5% | Not Applicable |  | Chassis Mount | 1 |  | -20°C ~ 60°C | Ratiometric, Voltage (Selectable) |  | Module | Bulk | Bidirectional |  |  | 400ms | 1992862 |  |  | - | Transformer w/Conditioning | APR |  | - |  |  |  | 24V |  |  | https://www.unikeyic.com/media/datasheet/83/ab/6ea4/83/e395fe60c1deea8a40e5426386eae47f.pdf | https://www.unikeyic.com/products/current-transformers/apr-100-b10/24137895.html
AQ-1020 | talema | 1: 9.3249 5: 9.1566 10: 8.5424 50: 8.3885 100: 8.237 | 1000:1 1000:1A 23.8mm(width)*23.8mm(height) |  |  | 1000:1A |  |  |  |  | - |  |  |  | - |  |  | - |  |  | - | 23.8mm(width)*23.8mm(height) | [13 empty] | - | [10 empty] | 1000:1 |  |  |  | 10 | https://www.unikeyic.com/media/about_us/Unikey_ISO_9001_Certification.pdf | https://www.unikeyic.com/products/current-transformers/aq-1020/695642678.html
AQ-1020-FL | talema | 1: 9.9168 5: 9.7395 10: 9.0865 50: 8.9229 100: 8.763 | Transformer 1000:1 21.5mm W × 19mm H |  |  | 1000:1A |  |  |  |  | - |  |  |  | - |  |  | - |  |  | - | 21.5mm(width)*19mm(height) | [13 empty] | - | [10 empty] | 1000:1 |  |  |  | 132 | https://www.unikeyic.com/media/about_us/Unikey_ISO_9001_Certification.pdf | https://www.unikeyic.com/products/current-transformers/aq-1020-fl/695637421.html
ART-B22-D125 | LEM | 1: 82.9795 10: 74.5831 30: 70.8521 60: 68.5881 120: 66.3909 | 258μH 50Hz 60Hz 81Ω Wire Mount, Free Hanging 56.01mm × 33.69mm × 18.91mm |  | ART-B22 |  |  |  |  | - |  | 81Ohm |  | - |  |  |  |  | 50/60Hz | 0.744" (18.91mm) | 258 µH |  |  | 1 (Unlimited) |  | Free Hanging (In-Line) | [6 empty] | Bulk | [9 empty] | ART | 2.205" L x 1.326" W (56.01mm x 33.69mm) |  | Wire Leads |  | Rogowski Coil |  |  | 48 | https://www.unikeyic.com/media/datasheet/af/ac/a89c/af/e54e7663c005fa650cc05b783282b3a2.pdf | https://www.unikeyic.com/products/current-transformers/art-b22-d125/23968342.html
ART-B22-D175 | LEM | 1: 83.0005 10: 74.5982 30: 70.8673 60: 68.6021 120: 66.4049 | 343μH 50Hz，60Hz 105Ω wire mounting，free hanging 56.01mm*33.69mm*18.91mm |  | ART-B22 |  |  |  |  | - |  | 105Ohm |  | - |  |  |  |  | 50/60Hz | 0.744" (18.91mm) | 343 µH |  |  | 1 (Unlimited) |  | Free Hanging (In-Line) | [6 empty] | Bulk | [9 empty] | ART | 2.205" L x 1.326" W (56.01mm x 33.69mm) |  | Wire Leads |  | Rogowski Coil |  |  | 47 | https://www.unikeyic.com/media/datasheet/af/ac/a89c/af/e54e7663c005fa650cc05b783282b3a2.pdf | https://www.unikeyic.com/products/current-transformers/art-b22-d175/27808538.html
ART-B22-D300 | LEM | 1: 107.6711 10: 96.7473 30: 91.8972 60: 88.9543 120: 86.1005 | 566μH 50Hz, 60Hz 170Ω Wire Mount, Free Hanging, TH 56.01mm × 33.69mm × 18.91mm |  | ART-B22 |  |  |  |  | - |  | 170Ohm |  | - |  |  |  |  | 50/60Hz | 0.744" (18.91mm) | 566 µH |  |  | 1 (Unlimited) |  | Free Hanging (In-Line) | [6 empty] | Bulk |  |  |  |  | 7314614 |  |  |  |  | ART | 2.205" L x 1.326" W (56.01mm x 33.69mm) |  | Wire Leads |  | Rogowski Coil |  |  | 36 | https://www.unikeyic.com/media/datasheet/af/ac/a89c/af/e54e7663c005fa650cc05b783282b3a2.pdf | https://www.unikeyic.com/products/current-transformers/art-b22-d300/28239313.html
ART-B22-D70 | LEM | 5: 127.0101 10: 103.6541 50: 103.6541 100: 86.0889 200: 74.8935 500: 69.1027 | 180μH Inductor, 50Hz/60Hz 55Ω Wire Mount, Free Hanging 56.01mm × 33.69mm × 18.91mm |  | ART-B22 |  |  |  |  | - |  | 55Ohm |  | - |  |  |  |  | 50/60Hz | 0.744" (18.91mm) | 180 µH |  |  | 1 (Unlimited) |  | Free Hanging (In-Line) | [6 empty] | Bulk |  |  |  |  | 7314611 |  |  |  |  | ART | 2.205" L x 1.326" W (56.01mm x 33.69mm) |  | Wire Leads |  | Rogowski Coil |  |  | 2000 | https://www.unikeyic.com/media/datasheet/6d/b9/d8be/6db9d8be856ed558d42c6519598fc6e0.pdf | https://www.unikeyic.com/products/current-transformers/art-b22-d70/23785740.html
ART-B22-D70/SP3 | LEM | 1: 94.6322 5: 94.6322 10: 92.9116 25: 92.9116 | CURRENT TRANSFORMER, SPLIT CORE/3M/70MM; |  |  | - |  |  |  |  | - |  | ART-B22-D70/SP3 LEM |  | - |  |  | - |  |  | - | [14 empty] | - |  |  |  | bulk | [6 empty] | - |  |  |  | 1 | https://www.unikeyic.com/media/datasheet/6d/b9/d8be/6db9d8be856ed558d42c6519598fc6e0.pdf | https://www.unikeyic.com/products/current-transformers/art-b22-d70-sp3/8570401.html
AS-100 | Amgis Toroids | 1: 4.0522 10: 3.6665 25: 3.5202 50: 3.4125 100: 3.3075 250: 3.1728 500: 3.074 1,000: 2.9778 | 1:50 6mH 20kHz~200kHz 175Vμs 600mΩ TH 17.2mm × 9.53mm × 20.4mm | [6 empty] | - |  | 600mOhm Max |  | 175VµS |  |  |  |  | 20kHz ~ 200kHz | 0.803" (20.40mm) | 6 mH |  |  | 1 (Unlimited) |  | Through Hole | [6 empty] | Tray | [9 empty] | AS | 0.677" L x 0.375" W (17.20mm x 9.53mm) |  | PC Pin |  | 1:50 |  | - | 1262 | https://www.unikeyic.com/media/datasheet/83/0b/600d/3d/0374a3167195cbb0e440d84dd6cdf439.pdf | https://www.unikeyic.com/products/current-transformers/as-100/28037655.html
AS-100 | talema | 100: 2.113 500: 1.9185 | 15:1 6mH 600mΩ 15:1 PCBinstall，board mount 17.2mm*20.4mm*9.53mm |  |  | 15:1 |  |  |  |  | 600mΩ |  | AS-100 talema |  | - |  |  | - |  |  | 6mH | 17.2mm*20.4mm*9.53mm |  |  | PCBinstall, board mount |  |  | -40℃~120℃ | [7 empty] | - | [10 empty] | 15:1 |  |  |  | 1490 | https://www.unikeyic.com/media/datasheet/0c/cc/1180/0c/88087380a59876ca16a5e280b77f7017.pdf | https://www.unikeyic.com/products/current-transformers/as-100/23496830.html
AS-101 | talema | 100: 2.1388 500: 1.9443 | 1:100, 15A, 25mH, 20kHz~200kHz, 350Vμs, 1.1Ω, TH, 17.2mm × 9.53mm × 20.4mm | [5 empty] | 15 A | - |  | 1.1Ohm Secondary |  | 350VµS |  |  |  |  | 20kHz ~ 200kHz | 0.803" (20.40mm) | 25 mH |  |  | 1 (Unlimited) |  | Through Hole | [6 empty] | Tray | [9 empty] | AS | 0.677" L x 0.375" W (17.20mm x 9.53mm) |  | PC Pin |  | 1:100 |  | - | 2111 | https://www.unikeyic.com/media/datasheet/f0/41/ec63/f0/60ed91c92e67b3a2164506f29fd783ae.pdf | https://www.unikeyic.com/products/current-transformers/as-101/28005806.html
AS-102 | talema | 100: 2.1777 | 1:200 15A 100mH 20kHz~200kHz 700Vμs 4.5Ω TH 17.2mm × 9.53mm × 20.4mm | [5 empty] | 15 A | - |  | 4.5Ohm Secondary |  | 700VµS |  |  |  |  | 20kHz ~ 200kHz | 0.803" (20.40mm) |  |  |  | 1 (Unlimited) |  | Through Hole | [6 empty] | Tray | [9 empty] | AS | 0.677" L x 0.375" W (17.20mm x 9.53mm) |  | PC Pin |  | 1:200 |  | - | 3115 | https://www.unikeyic.com/media/datasheet/f0/41/ec63/f0/60ed91c92e67b3a2164506f29fd783ae.pdf | https://www.unikeyic.com/products/current-transformers/as-102/23468119.html
AS-104 | talema | 100: 2.5017 | 1:500 15A 700mH 20KHz~200KHz 1.5KVμs Plugins Through hole mounting 17.2mm*9.53mm*20.4mm | [5 empty] | 15 A | - |  | 25Ohm Secondary |  | 1500VµS |  |  |  |  | 20kHz ~ 200kHz | 0.803" (20.40mm) | 700 mH |  |  | 1 (Unlimited) |  | Through Hole | [6 empty] | Tray | [9 empty] | AS | 0.677" L x 0.375" W (17.20mm x 9.53mm) |  | PC Pin |  | 1:500 |  | - | 1200 | https://www.unikeyic.com/media/datasheet/f0/41/ec63/f0/60ed91c92e67b3a2164506f29fd783ae.pdf | https://www.unikeyic.com/products/current-transformers/as-104/24132852.html
AS-105 | talema | 100: 2.573 |  |  |  | - |  |  |  |  | - |  |  |  | - |  |  | - |  |  | - | [14 empty] | - | [10 empty] | - |  |  |  | 3192 | https://www.unikeyic.com/media/about_us/Unikey_ISO_9001_Certification.pdf | https://www.unikeyic.com/products/current-transformers/as-105/28094879.html
AS-404 | talema | 25: 5.6322 125: 5.1915 | 1:100 |  |  | - |  |  |  |  | - |  | AS-404 talema |  | - |  |  | - |  |  | - | [14 empty] | - | [10 empty] | 1:100 |  |  |  | 92 | https://www.unikeyic.com/media/datasheet/0c/cc/1180/0c/88087380a59876ca16a5e280b77f7017.pdf | https://www.unikeyic.com/products/current-transformers/as-404/24159955.html
AS-407 | talema | 1: 7.6478 5: 6.9415 25: 5.9045 125: 5.5545 | 1:500 80A 20kHz~200kHz 7.5kV/μs TH 17.2mm × 9.53mm × 20.4mm | [5 empty] | 80 A | - |  | - |  | 7500VµS |  |  |  |  | 20kHz ~ 200kHz | 0.803" (20.40mm) |  |  |  | 1 (Unlimited) |  | Through Hole | [6 empty] | - | [9 empty] | AS | 0.677" L x 0.375" W (17.20mm x 9.53mm) |  | PC Pin |  | 1:500 |  | - | 2491 | https://www.unikeyic.com/media/datasheet/f0/41/ec63/f0/60ed91c92e67b3a2164506f29fd783ae.pdf | https://www.unikeyic.com/products/current-transformers/as-407/28077240.html
ASM-010 | Amgis Toroids | 500: 3.7937 1,000: 3.6747 | 50Hz/60Hz TH 17.2mm × 9.53mm × 20.4mm | [6 empty] | - |  | - |  | - |  |  |  |  | 50/60Hz | 0.803" (20.40mm) |  |  |  | 1 (Unlimited) |  | Through Hole | [6 empty] | Tray |  |  |  |  | 2260662 |  |  |  |  | ASM | 0.677" L x 0.375" W (17.20mm x 9.53mm) |  | PC Pin |  | - |  | - | 509 | https://www.unikeyic.com/media/datasheet/ab/6d/fdc8/ab/3c1366b4bc81ad0177047dbc878e3a2f.pdf | https://www.unikeyic.com/products/current-transformers/asm-010/27805282.html
ASM-010 | talema | 100: 3.4155 | Nuvotem Talema Current Transformer, ASM Series, 10A, 10:1 Turns Ratio | [5 empty] | 10 A | - |  | - |  | - |  |  |  |  | 50Hz ~ 60Hz | 0.803" (20.40mm) |  |  |  | 1 (Unlimited) |  | Through Hole | [6 empty] | Tray | [9 empty] | ASM | 0.677" L x 0.375" W (17.20mm x 9.53mm) |  | PC Pin |  | - |  | - | 2500 | https://www.unikeyic.com/media/datasheet/04/c1/3203/04/33477c3a1bf2f258d1ed77ae6cfad9e3.pdf | https://www.unikeyic.com/products/current-transformers/asm-010/28057506.html
AT 10 B10 | LEM | 1: 146.94 | LEM Current Transformers, ATseries, 10A, turns_ratio 10:1 |  |  | 10:1 |  |  |  |  | - |  | AT 10 B10 LEM |  | - |  |  | - |  |  | - | 44.5mm(width)*78mm(height) |  |  | wire mounting |  |  | -20℃~60℃ | [7 empty] | - | [10 empty] | 10:1 |  |  |  | 42 | https://www.unikeyic.com/media/datasheet/50/12/b513/25/65dcbbdfd9f9d2bad530ff27e575b578.pdf | https://www.unikeyic.com/products/current-transformers/at-10-b10/10997979.html
AT 10 B420L | LEM |  | 10:1 10A 10:1 wire mounting 44.5mm(width)*67mm(height) |  |  | 10:1 |  |  |  |  | - |  | AT 10 B420L LEM |  | - |  |  | - |  |  | - | 44.5mm(width)*67mm(height) |  |  | wire mounting |  |  | -20℃~60℃ | [7 empty] | 10A | [10 empty] | 10:1 |  |  |  |  | https://www.unikeyic.com/media/datasheet/50/12/b513/5c/9b574b6e9e53d676fafd996f7ae05099.pdf | https://www.unikeyic.com/products/current-transformers/at-10-b420l/34277929.html
ATO-100-B333-D16 | LEM | 5: 80.6842 10: 76.7643 50: 76.7643 100: 72.6811 200: 54.8783 500: 48.5085 | 100:1 100A 100:1 DINRail installation 40.8mm(width)*56.1mm(height) |  |  | 100:1 |  |  |  |  | - |  | ATO-100-B333-D16 LEM |  | - |  |  | - |  |  | - | 40.8mm(width)*56.1mm(height) |  |  | DIN rail mounting |  |  | -10℃~55℃ | [7 empty] | 100A | [10 empty] | 100:1 |  |  |  | 2000 | https://www.unikeyic.com/media/datasheet/50/12/b513/ff/0d084e1a94088f51f379c9a532af2980.pdf | https://www.unikeyic.com/products/current-transformers/ato-100-b333-d16/34367665.html
AX-1500 | talema |  | 15A 50Hz~60Hz 1500:1 Plugins Through hole mounting 17.2mm*9.53mm*20.4mm | [5 empty] | 15 A | 1500:1 |  | - |  | - |  |  |  |  | 50Hz ~ 60Hz | 0.803" (20.40mm) |  |  |  | 1 (Unlimited) |  | Through Hole | [6 empty] | Tray | [9 empty] | AX | 0.677" L x 0.375" W (17.20mm x 9.53mm) |  | PC Pin |  | - |  | - |  | https://www.unikeyic.com/media/datasheet/2a/f9/f531/2a/46ab02101fcc1fa0afd2a71e651a27b5.pdf | https://www.unikeyic.com/products/current-transformers/ax-1500/23575518.html
AZ-0500 | talema | 1: 9.99 10: 9.0202 25: 8.6538 50: 8.3851 140: 7.9991 280: 7.7479 560: 7.5037 1,120: 7.2663 | 500:1 25A 50Hz~60Hz wire mounting，free hanging，Through hole mounting 19mm*11.5mm*11.5mm | [5 empty] | 25 A | - |  | 18Ohm Primary |  | - |  |  |  |  | 50Hz ~ 60Hz | 0.453" (11.50mm) |  |  |  | 1 (Unlimited) |  | Free Hanging (In-Line) | [6 empty] | Tray |  |  |  |  | 4172201 |  |  |  |  | AZ | 0.748" Dia (19.00mm) |  | Wire Leads |  | 500:1 |  | - | 896 | https://www.unikeyic.com/media/datasheet/00/67/dd7b/00/b65bf9f01fd6020a671ae6cf2d6cc096.pdf | https://www.unikeyic.com/products/current-transformers/az-0500/28179028.html
AZ-0750 | talema | 1: 7.2329 10: 6.8382 25: 6.5077 84: 6.3744 168: 6.229 | 750:1 40A 50Hz~60Hz wire mounting，SMD mount 19mm*35mm*11.5mm | [5 empty] | 40 A | - |  | 35Ohm Primary |  | - |  |  |  |  | 50Hz ~ 60Hz | 0.453" (11.50mm) |  |  |  | 1 (Unlimited) |  | Surface Mount | [6 empty] | Tray | [9 empty] | AZ | 0.748" Dia (19.00mm) |  | Wire Leads |  | 750:1 |  | - | 1 | https://www.unikeyic.com/media/datasheet/00/67/dd7b/00/b65bf9f01fd6020a671ae6cf2d6cc096.pdf | https://www.unikeyic.com/products/current-transformers/az-0750/24234893.html
B78417A2185A003 | TDK | 320: 6.6663 640: 6.4565 960: 6.3365 1,600: 6.1881 | 1:100 7mH 50kHz~250kHz SMD 10.6mm × 12.2mm × 11mm | [6 empty] | - |  | 1.9mOhm Primary, 5Ohm Secondary |  | - |  |  |  |  | 50kHz ~ 250kHz | 0.433" (11.00mm) | 7 mH |  |  | 1 (Unlimited) |  | Surface Mount | [11 empty] | 5810311 |  |  |  |  | B78417 | 0.417" L x 0.480" W (10.60mm x 12.20mm) |  | Gull Wing |  | 1:100 |  | 0.006 lb (2.72 g) | 700 | https://www.unikeyic.com/media/datasheet/e7/9e/8556/e79e8556a46265439077b2da31ea34b2.pdf | https://www.unikeyic.com/products/current-transformers/b78417a2185a003/24085099.html
B78417A2287A003 | TDK | 320: 7.0662 640: 6.8439 960: 6.7167 1,600: 6.5595 | Inductor, 1:125, 11mH, 50kHz~250kHz, SMD, 10.6mm × 12.2mm × 11mm | [6 empty] | - |  | 1.9mOhm Primary, 5.3Ohm Secondary |  | - |  |  |  |  | 50kHz ~ 250kHz | 0.433" (11.00mm) | 11 mH |  |  | 1 (Unlimited) |  | Surface Mount | [11 empty] | 5810319 |  |  |  |  | B78417 | 0.417" L x 0.480" W (10.60mm x 12.20mm) |  | Gull Wing |  | 1:125 |  | 0.006 lb (2.72 g) | 2211 | https://www.unikeyic.com/media/datasheet/e7/9e/8556/e79e8556a46265439077b2da31ea34b2.pdf | https://www.unikeyic.com/products/current-transformers/b78417a2287a003/27901731.html
B78419A2251A003 | TDK | 200: 6.3801 400: 6.1802 600: 6.0657 1,000: 5.9242 1,400: 5.8325 2,000: 5.7367 | 1:100 7mH 50kHz~250kHz 500mΩ SMD 12.8mm × 13.6mm × 14.4mm | [6 empty] | - |  | 0.5mOhm Primary, 3.1Ohm Secondary |  | - |  |  |  |  | 50kHz ~ 250kHz | 0.567" (14.40mm) | 7 mH |  |  | 1 (Unlimited) |  | Surface Mount | [11 empty] | 5810300 |  |  |  |  | B78419 | 0.504" L x 0.535" W (12.80mm x 13.60mm) |  | Gull Wing |  | 1:100 |  | 0.011 lb (4.99 g) | 348 | https://www.unikeyic.com/media/datasheet/fa/bb/6fe1/fabb6fe1c1d2a2e7dd6b88aea4b97d97.pdf | https://www.unikeyic.com/products/current-transformers/b78419a2251a003/28257903.html
B78419A2271A003 | TDK | 1: 8.244 10: 6.6355 25: 6.2602 50: 6.0681 100: 5.5031 200: 5.2658 400: 5.1076 1,000: 4.9381 | 1:180 25mH 50kHz-250kHz SMD, 12.8mm × 13.6mm × 14.4mm | [6 empty] | - |  | 0.5mOhm Primary, 7.4Ohm Secondary |  | - |  |  |  |  | 50kHz ~ 250kHz | 0.567" (14.40mm) | 25 mH |  |  | 1 (Unlimited) |  | Surface Mount | [11 empty] | 5810316 |  |  |  |  | B78419 | 0.504" L x 0.535" W (12.80mm x 13.60mm) |  | Gull Wing |  | 1:180 |  | 0.011 lb (4.99 g) | 100 | https://www.unikeyic.com/media/datasheet/fa/bb/6fe1/fabb6fe1c1d2a2e7dd6b88aea4b97d97.pdf | https://www.unikeyic.com/products/current-transformers/b78419a2271a003/24241199.html
B82801A1135A125 | TDK | 600: 3.1765 1,200: 3.0773 1,800: 3.0204 3,000: 2.9501 4,200: 2.9046 | 1:125 1.28mH 50kHz~1MHz SMD 4.85mm(L) × 3.5mm(H) | [15 empty] | 50kHz ~ 1MHz | 0.138" (3.50mm) | 1.28 mH |  |  | 1 (Unlimited) |  | Surface Mount | [11 empty] | 11657836 |  |  |  |  | B82801A | 0.185" L x 0.138" W (4.70mm x 3.50mm) |  | J Lead |  |  |  |  | 830 | https://www.unikeyic.com/media/datasheet/3c/fb/ab3f/3cfbab3fb481d96aa2850b47aec09f83.pdf | https://www.unikeyic.com/products/current-transformers/b82801a1135a125/27977913.html
B82801A1185A150 | TDK | 1: 3.924 10: 3.404 25: 3.174 50: 3.0171 100: 2.9267 250: 2.8702 600: 2.7798 1,200: 2.6329 2,400: 2.5764 | 1:150 1.84mH 50kHz~1MHz 43.2Vμs SMD 4.7mm × 3.5mm × 3.5mm | [6 empty] | - |  | 2.5mOhm Primary, 21Ohm Secondary |  | 43.2VµS |  |  |  |  | 50kHz ~ 1MHz | 0.138" (3.50mm) | 1.84 mH |  |  | Not Applicable |  | Surface Mount | [11 empty] | 10821448 |  |  |  |  | B82801A | 0.185" L x 0.138" W (4.70mm x 3.50mm) |  | J Lead |  | 1:150 |  |  | 239 | https://www.unikeyic.com/media/datasheet/3c/fb/ab3f/3cfbab3fb481d96aa2850b47aec09f83.pdf | https://www.unikeyic.com/products/current-transformers/b82801a1185a150/27879085.html
B82801A1304A060 | TDK | 1: 4.0266 10: 3.6369 25: 3.4923 50: 3.3857 100: 3.2817 250: 3.1484 | 1:60 295μH 50kHz~1MHz SMD 4.7mm × 3.5mm × 3.5mm Inductor | [6 empty] | - |  | - |  | - |  |  |  |  | 50kHz ~ 1MHz | 0.138" (3.50mm) | 295 µH |  |  | 1 (Unlimited) |  | Surface Mount | [11 empty] | 11657842 |  |  |  |  | B82801A | 0.185" L x 0.138" W (4.70mm x 3.50mm) |  | J Lead |  | - |  | - | 528 | https://www.unikeyic.com/media/pdf/HTMLDatasheet/tdk/7d/cd/99f7/b82801a1214a050/2025/11/b82801a1333a020.pdf | https://www.unikeyic.com/products/current-transformers/b82801a1304a060/27983915.html
B82801A1333A020 | TDK | 10: 2.2706 50: 2.2706 100: 2.23 200: 2.1895 600: 2.1895 | Inductor 1:20 33μH 50kHz~1MHz, SMD, 3.5mm × 4.7mm × 3.5mm | [6 empty] | - |  | 2.5mOhm Primary, 320mOhm Secondary |  | - |  |  |  |  | 50kHz ~ 1MHz | 0.138" (3.50mm) | 33 µH |  |  | 1 (Unlimited) |  | Surface Mount | [6 empty] | Tape & Reel (TR)Cut Tape (CT) |  |  |  |  | 2045158 |  |  |  |  | B82801A | 0.138" L x 0.185" W (3.50mm x 4.70mm) |  | J Lead |  | 1:20 |  | 0.006 oz (0.17 g) | 129 | https://www.unikeyic.com/media/datasheet/3c/fb/ab3f/3cfbab3fb481d96aa2850b47aec09f83.pdf | https://www.unikeyic.com/products/current-transformers/b82801a1333a020/27865469.html
B82801A1404A070 | TDK | 1: 4.02 10: 3.4385 25: 3.1625 50: 3.0058 100: 2.9154 250: 2.8815 600: 2.7459 1,200: 2.6329 2,400: 2.4973 | 1:70 400μH 50kHz~1MHz SMD 4.7mm × 3.5mm × 3.5mm | [6 empty] | - |  | - |  | - |  |  |  |  | 50kHz ~ 1MHz | 0.138" (3.50mm) | 400 µH |  |  | 1 (Unlimited) |  | Surface Mount | [11 empty] | 11657834 |  |  |  |  | B82801A | 0.185" L x 0.138" W (4.70mm x 3.50mm) |  | J Lead |  | - |  | - | 559 | https://www.unikeyic.com/media/pdf/HTMLDatasheet/tdk/7d/cd/99f7/b82801a1214a050/2025/11/b82801a1333a020.pdf | https://www.unikeyic.com/products/current-transformers/b82801a1404a070/28232044.html
B82801A1824A100 | TDK | 600: 3.1765 1,200: 3.0773 1,800: 3.0204 3,000: 2.9501 4,200: 2.9046 | 1:100 820μH 50KHz~1MHz 28.8Vμs 2.5mΩ SMD SMD mount 4.7mm*3.5mm*3.5mm | [6 empty] | - |  | 2.5mOhm Primary, 8.7Ohm Secondary | [6 empty] | 50kHz ~ 1MHz | 0.138" (3.50mm) | 820 µH |  |  | 1 (Unlimited) |  | Surface Mount | [11 empty] | 9816159 |  |  |  |  | B82801A | 0.185" L x 0.138" W (4.70mm x 3.50mm) |  | J Lead |  |  |  | - | 3000 | https://www.unikeyic.com/media/datasheet/3c/fb/ab3f/3cfbab3fb481d96aa2850b47aec09f83.pdf | https://www.unikeyic.com/products/current-transformers/b82801a1824a100/28035185.html
B82801B0205A100 | TDK | 1: 1.1615 10: 0.9978 30: 0.8847 100: 0.8044 500: 0.7485 1,000: 0.7246 | 1:100 20A 2mH 50KHz~1MHz 600μΩ SMD SMD mount 7.11mm*8.13mm*5.08mm | [6 empty] | - |  | 0.8mOhm Primary, 5.5Ohm Secondary |  | - |  |  |  |  | 50kHz ~ 1MHz | 0.200" (5.08mm) | 2 mH |  |  | 1 (Unlimited) |  | Surface Mount | [11 empty] | 2045233 |  |  |  |  | B82801B | 0.280" L x 0.320" W (7.11mm x 8.13mm) |  | Gull Wing |  | 1:100 |  | 0.014 oz (0.4 g) |  | https://www.unikeyic.com/media/datasheet/73/6e/fe49/736efe49c05b9d257e330634e9721fea.pdf | https://www.unikeyic.com/products/current-transformers/b82801b0205a100/24100411.html
B82801B0305A125 | TDK | 10: 2.4129 25: 2.3164 50: 2.1619 100: 2.1233 500: 2.1233 | 1:125 20A 3mH 50KHz~1MHz SMD SMD mount 7.11mm*8.13mm*5.08mm | [6 empty] | - |  | 0.8mOhm Primary, 6.5Ohm Secondary |  | - |  |  |  |  | 50kHz ~ 1MHz | 0.200" (5.08mm) | 3 mH |  |  | 1 (Unlimited) |  | Surface Mount | [11 empty] | 2045172 |  |  |  |  | B82801B | 0.280" L x 0.320" W (7.11mm x 8.13mm) |  | Gull Wing |  | 1:125 |  | 0.014 oz (0.4 g) | 223 | https://www.unikeyic.com/media/datasheet/b0/66/41aa/b06641aa987628aabb707aeb49c5c637.pdf | https://www.unikeyic.com/products/current-transformers/b82801b0305a125/27963681.html
B82801B0324A040 | TDK | 900: 2.4486 1,800: 2.3721 2,700: 2.3283 4,500: 2.2742 | 20A 320μH 50kHz~1MHz SMD Inductor, 7.11mm × 8.13mm × 5.08mm | [6 empty] | - |  | 0.8mOhm Primary, 1.14Ohm Secondary |  | - |  |  |  |  | 50kHz ~ 1MHz | 0.200" (5.08mm) | 320 µH |  |  | 1 (Unlimited) |  | Surface Mount | [11 empty] | 2045295 |  |  |  |  | B82801B | 0.280" L x 0.320" W (7.11mm x 8.13mm) |  | Gull Wing |  | 1:40 |  | 0.014 oz (0.4 g) | 2699 | https://www.unikeyic.com/media/datasheet/b0/66/41aa/b06641aa987628aabb707aeb49c5c637.pdf | https://www.unikeyic.com/products/current-transformers/b82801b0324a040/23968491.html
B82801B0803A020 | TDK | 225: 2.2501 450: 2.1975 | 1:20 20A 80μH 50KHz~1MHz SMD SMD mount 7.11mm*8.13mm*5.08mm | [6 empty] | - |  | 0.8mOhm Primary, 400mOhm Secondary |  | - |  |  |  |  | 50kHz ~ 1MHz | 0.200" (5.08mm) | 80 µH |  |  | 1 (Unlimited) |  | Surface Mount | [16 empty] | B82801B | 0.280" L x 0.320" W (7.11mm x 8.13mm) |  | Gull Wing |  | 1:20 |  | 0.014 oz (0.4 g) | 765 | https://www.unikeyic.com/media/datasheet/b0/66/41aa/b06641aa987628aabb707aeb49c5c637.pdf | https://www.unikeyic.com/products/current-transformers/b82801b0803a020/28058630.html
B82801B0925A200 | TDK | 1: 1.7111 50: 1.597 100: 1.5685 250: 1.5685 500: 1.54 900: 1.54 | 1:200 20A 8mH 50Hz~1MHz 100Vμs SMD SMD mount 7.11mm*8.13mm*5.08mm | [5 empty] | 20 A | - |  | 0.6mOhm Primary, 33.24Ohm Secondary |  | 100VµS |  |  |  |  | 50kHz ~ 1MHz | 0.200" (5.08mm) | 8 mH |  |  | Not Applicable |  | Surface Mount | [11 empty] | 6160579 |  |  |  |  | B82801B | 0.280" L x 0.320" W (7.11mm x 8.13mm) |  | Gull Wing |  | 1:200 |  |  | 2121 | https://www.unikeyic.com/media/datasheet/b0/66/41aa/b06641aa987628aabb707aeb49c5c637.pdf | https://www.unikeyic.com/products/current-transformers/b82801b0925a200/28305016.html
B82801C0145A050 | TDK | 1: 3.6739 10: 3.2918 50: 3.2918 100: 3.233 200: 3.1742 600: 3.1742 | 1:50 1.4mH 50KHz~500KHz SMD mount 14.22mm*13.46mm*10mm | [6 empty] | - |  | 0.28mOhm Primary, 400mOhm Secondary |  | - |  |  |  |  | 50kHz ~ 500kHz | 0.394" (10.00mm) | 1.4 mH |  |  | 1 (Unlimited) |  | Surface Mount | [11 empty] | 2770004 |  |  |  |  | B82801C | 0.560" L x 0.530" W (14.22mm x 13.46mm) |  | Gull Wing |  | 1:50 |  | 0.011 lb (4.99 g) | 25 | https://www.unikeyic.com/media/datasheet/a6/f7/a685/a6f7a6856270417a35ff6a63c001c84a.pdf | https://www.unikeyic.com/products/current-transformers/b82801c0145a050/27871738.html
B82801C0565A100 | TDK | 1: 2.3014 10: 1.9451 30: 1.7105 100: 1.4922 500: 1.4106 | 1:100 40A 5.6mH 50KHz~500KHz SMD mount 14.22mm*13.46mm*10mm | [6 empty] | - |  | 0.28mOhm Primary, 1Ohm Secondary |  | - |  |  |  |  | 50kHz ~ 500kHz | 0.394" (10.00mm) | 5.6 mH |  |  | 1 (Unlimited) |  | Surface Mount | [16 empty] | B82801C | 0.560" L x 0.530" W (14.22mm x 13.46mm) |  | Gull Wing |  | 1:100 |  | 0.011 lb (4.99 g) |  | https://www.unikeyic.com/media/datasheet/d3/a5/fdea/d3a5fdea2e3038f850ba59c575ff8eae.pdf | https://www.unikeyic.com/products/current-transformers/b82801c0565a100/23618665.html
B82801C1265A150 | TDK | 200: 3.3334 400: 3.23 600: 3.1708 1,000: 3.0974 1,400: 3.05 2,000: 3.0004 | 1:150 40A 12.6mH 50KHz~500KHz SMD mount 14.22mm*13.46mm*10mm | [6 empty] | - |  | 0.28mOhm Primary, 2.2Ohm Secondary |  | - |  |  |  |  | 50kHz ~ 500kHz | 0.394" (10.00mm) | 12.6 mH |  |  | 1 (Unlimited) |  | Surface Mount | [16 empty] | B82801C | 0.560" L x 0.530" W (14.22mm x 13.46mm) |  | Gull Wing |  | 1:150 |  | 0.011 lb (4.99 g) | 616 | https://www.unikeyic.com/media/datasheet/7f/ed/598f/7f/f2e91c2cd915949a828aaae7093350bb.pdf | https://www.unikeyic.com/products/current-transformers/b82801c1265a150/23701381.html
B82801C2245A200 | TDK | 1: 4.656 10: 3.6455 25: 3.3235 50: 3.164 100: 2.9719 200: 2.8815 400: 2.8476 1,000: 2.7233 2,400: 2.5538 | 1:200 40A 22.4mH 50KHz~500KHz SMD mount 14.22mm*13.46mm*10mm | [6 empty] | - |  | 0.28mOhm Primary, 2.9Ohm Secondary |  | - |  |  |  |  | 50kHz ~ 500kHz | 0.394" (10.00mm) | 22.4 mH |  |  | 1 (Unlimited) |  | Surface Mount | [11 empty] | 2770012 |  |  |  |  | B82801C | 0.560" L x 0.530" W (14.22mm x 13.46mm) |  | Gull Wing |  | 1:200 |  | 0.011 lb (4.99 g) | 1166 | https://www.unikeyic.com/media/datasheet/d3/a5/fdea/d3a5fdea2e3038f850ba59c575ff8eae.pdf | https://www.unikeyic.com/products/current-transformers/b82801c2245a200/27818140.html
BZCT035 | Broyce Control | 1: 40.1572 | Broyce Control Current Transformer BZCT Series For Broyce A Type Ground Fault Relay |  |  | - |  |  |  |  | - |  |  |  | - |  |  | - |  |  | - | 64mm(width)*74mm(height) |  |  | SMD mount |  |  | -20℃~60℃ | [7 empty] | - | [10 empty] | - |  |  |  | 109 | https://www.unikeyic.com/media/about_us/Unikey_ISO_9001_Certification.pdf | https://www.unikeyic.com/products/current-transformers/bzct035/24243861.html
BZCT050 | Broyce Control | 1: 62.274 | Broyce Control Current Transformer, BZCT Series, 200mA Output, For Broyce Type A Ground Fault Relay |  |  | - |  |  |  |  | - |  | BZCT050 Broyce Control |  | - |  |  | - |  |  | - | 50mm(width) |  |  | SMD mount |  |  | -20℃~60℃ | [7 empty] | - | [10 empty] | - |  |  |  | 4 | https://www.unikeyic.com/media/datasheet/e0/09/88a7/e0/7bd68af17b5b4671c52abdc4f3eed6fe.pdf | https://www.unikeyic.com/products/current-transformers/bzct050/23773528.html
BZCT070 | Broyce Control | 1: 74.2576 5: 70.1787 10: 68.3367 | Broyce Control Current Transformer BZCT Series For Broyce A Type Ground Fault Relay |  |  | - |  |  |  |  | - |  | BZCT070 Broyce Control |  | - |  |  | - |  |  | - | 105mm(width)*40mm(height) |  |  | SMD mount |  |  | -20℃~60℃ | [7 empty] | - |  |  | Compliant | [7 empty] | - |  |  |  | 49 | https://www.unikeyic.com/media/datasheet/5e/72/3ff7/5e/849bd28e31174ba1abce94482d2361c6.pdf | https://www.unikeyic.com/products/current-transformers/bzct070/13926303.html
BZCT120 | Broyce Control | 1: 141.024 5: 135.3767 10: 129.7416 | Broyce Control Current Transformer BZCT Series For Broyce A Type Ground Fault Relay |  |  | - |  |  |  |  | - |  | BZCT120 Broyce Control |  | - |  |  | - |  |  | - | 155mm(width)*40mm(height) |  |  | SMD mount |  |  | -20℃~60℃ | [7 empty] | - | [10 empty] | - |  |  |  | 1 | https://www.unikeyic.com/media/datasheet/be/51/a6a2/be/a4dd5473716ce80d7620d5546af8c8a9.pdf | https://www.unikeyic.com/products/current-transformers/bzct120/23882974.html
C/CT-0306 | KEMET | 1: 19.376 10: 16.9502 25: 16.3765 50: 15.865 100: 15.6 | KEMET Current Sensor Chip, SMD, 8-Pin | [5 empty] | 30 A | - |  | - |  | - |  |  |  |  | 50Hz ~ 60Hz | 1.114" (28.30mm) |  |  |  | 1 (Unlimited) |  | Chassis Mount | [6 empty] | Bulk |  |  |  |  | 10718782 |  |  |  |  | C/CT | 1.134" L x 0.764" W (28.80mm x 19.40mm) |  | Wire Leads with Connector |  | - |  | 0.05 lb (23.70 g) | 19 | https://www.unikeyic.com/media/datasheet/61/1a/7769/61/c06b1917d0a16cea5cde4d25269b42b2.pdf | https://www.unikeyic.com/products/current-transformers/c-ct-0306/24303533.html
C/CT-0810 | KEMET | 36: 20.3149 72: 19.6756 108: 19.3264 504: 18.1488 | 3000:1 80A 50Hz~60Hz 3000:1 wire mounting，base mount 35.3mm*22.9mm*37.5mm | [5 empty] | 80 A | 3000:1 |  | - |  | - |  |  |  |  | 50Hz ~ 60Hz | 0.827" (37.50mm) |  |  |  | 1 (Unlimited) |  | Chassis Mount | [6 empty] | Box | [9 empty] | C/CT | 0.078" L x 0.050" W (35.30mm x 22.90mm) |  | Wire Leads with Connector |  | 3000:1 |  | 0.103 lb (46.50 g) | 48 | https://www.unikeyic.com/media/datasheet/40/df/71fa/40/825a6bbb5f87c8729501b236a9b7fd26.pdf | https://www.unikeyic.com/products/current-transformers/c-ct-0810/28052527.html
C/CT-1216 | KEMET | 1: 29.7606 10: 26.7352 | Current Transformer 3000:1 120A 50Hz 60Hz Wire Mount Base Mount 36.7mm × 23mm × 43mm | [5 empty] | 120 A | 3000:1 |  | - |  | - |  |  |  |  | 50/60Hz | 1.693" (43.00mm) |  |  |  | 1 (Unlimited) |  | Chassis Mount | [6 empty] | Bulk | [9 empty] | C/CT | 1.445" L x 0.906" W (36.70mm x 23.00mm) |  | Wire Leads with Connector |  | 3000:1 |  | 0.14 lb (63.30 g) | 7 | https://www.unikeyic.com/media/datasheet/40/df/71fa/40/825a6bbb5f87c8729501b236a9b7fd26.pdf | https://www.unikeyic.com/products/current-transformers/c-ct-1216/23572465.html
C/CT-2524 | KEMET | 1: 70.7262 5: 64.4668 10: 63.1789 | Current Transformer 2000:1 250A 50Hz~60Hz Wire Mount, Base Mount | [5 empty] | 250 A | 2000:1 |  | - |  | - |  |  |  |  | 50Hz ~ 60Hz | 2.161" (54.90mm) |  |  |  | Not Applicable |  | Chassis Mount | [6 empty] | Bulk |  |  |  |  | 15648284 |  |  |  |  | C/CT | 2.276" L x 1.220" W (57.80mm x 31.00mm) |  | Wire Leads with Connector |  | - |  | - | 1 | https://www.unikeyic.com/media/datasheet/40/df/71fa/40/825a6bbb5f87c8729501b236a9b7fd26.pdf | https://www.unikeyic.com/products/current-transformers/c-ct-2524/28262894.html
CAS 25-NP | LEM | 1: 6.2601 10: 5.9839 100: 5.813 | LEM Current Transformers, CASseries, 25A, turns_ratio 25:1 | ±0.8% |  |  | 25A | 20mA | [7 empty] | AC/DC | 300kHz | [5 empty] | ±1% | Not Applicable |  | Through Hole | 1 |  | -40°C ~ 85°C | Ratiometric, Voltage |  | Module | Tray | Bidirectional |  |  | 0.3µs | 2038402 |  |  | 25mV/A | Flux Gate, Closed Loop | CAS |  | - |  |  |  | 4.75V ~ 5.25V |  |  | https://www.unikeyic.com/media/datasheet/e3/45/c5e0/e3/ecd776136508ceaa449a52909a97a6c0.pdf | https://www.unikeyic.com/products/current-transformers/cas-25-np/23802582.html
CCT261631-30-06-00 | TDK | 1: 20.6844 10: 18.0958 25: 17.4832 50: 16.9367 100: 16.6533 500: 16.3217 1,000: 15.9883 | 30A 50Hz/60Hz 492Ω 3000:1 Wire Mount, Base Mount, 28.6mm × 18.5mm × 32mm | [5 empty] | 30 A | 3000:1 |  | 492Ohm |  | - |  |  |  |  | 50/60Hz | 1.260" (32.00mm) |  |  |  | 1 (Unlimited) |  | Chassis Mount | [6 empty] | Bulk |  |  |  |  | 5126209 |  |  |  |  | CCT | 1.126" L x 0.728" W (28.60mm x 18.50mm) |  | Wire Leads with Connector |  | - |  | 0.133 lb (60.33 g) | 273 | https://www.unikeyic.com/media/datasheet/88/e9/6745/88e967457098fa228a81b1ae76599f0b.pdf | https://www.unikeyic.com/products/current-transformers/cct261631-30-06-00/24177761.html
CCT261631-30-06-02 | TDK | 1: 20.5875 10: 18.0112 25: 17.4003 50: 16.8567 100: 16.575 500: 16.245 1,000: 15.9133 | 30A 50Hz, 60Hz 492Ω 3000:1 Wire Mount, Base Mount 28.6mm × 18.5mm × 32mm | [5 empty] | 30 A | 3000:1 |  | 492Ohm |  | - |  |  |  |  | 50/60Hz | 1.260" (32.00mm) |  |  |  | 1 (Unlimited) |  | Chassis Mount | [6 empty] | Bulk | [9 empty] | CCT | 1.126" L x 0.728" W (28.60mm x 18.50mm) |  | Wire Leads with Connector |  | - |  | 0.133 lb (60.33 g) | 267 | https://www.unikeyic.com/media/datasheet/5b/f8/8949/5b/fec15b6222c2f07eb5de64c21744285a.pdf | https://www.unikeyic.com/products/current-transformers/cct261631-30-06-02/23758055.html
CCT272440-80-10-00 | TDK | 1: 23.6181 10: 20.746 25: 20.4058 50: 19.76 100: 19.365 500: 18.97 1,000: 18.575 | 80A 50Hz, 60Hz 352Ω 3000:1 Wire Mount, Base Mount 30.5mm × 27.5mm × 41.5mm | [5 empty] | 80 A | 3000:1 |  | 352Ohm |  | - |  |  |  |  | 50/60Hz | 1.634" (41.50mm) |  |  |  | 1 (Unlimited) |  | Chassis Mount | [6 empty] | Bulk | [9 empty] | CCT | 1.201" L x 1.083" W (30.50mm x 27.50mm) |  | Wire Leads with Connector |  | - |  | 0.08 lb (36.29 g) | 151 | https://www.unikeyic.com/media/datasheet/5b/f8/8949/5b/fec15b6222c2f07eb5de64c21744285a.pdf | https://www.unikeyic.com/products/current-transformers/cct272440-80-10-00/27757542.html
CCT323047-100-16-00 | TDK | 1: 27.1921 10: 23.8835 25: 23.4926 50: 22.75 100: 22.295 500: 21.84 1,000: 21.385 | 100A 50Hz/60Hz 285Ω 3000:1 Wire Mount, Base Mount 35mm × 32.5mm × 47.5mm | [5 empty] | 100 A | 3000:1 |  | 285Ohm |  | - |  |  |  |  | 50/60Hz | 1.870" (47.50mm) |  |  |  | 1 (Unlimited) |  | Chassis Mount | [6 empty] | Bulk |  |  |  |  | 5126211 |  |  |  |  | CCT | 1.378" L x 1.280" W (35.00mm x 32.50mm) |  | Wire Leads with Connector |  | - |  | 0.155 lb (70.31 g) | 164 | https://www.unikeyic.com/media/datasheet/5b/f8/8949/5b/fec15b6222c2f07eb5de64c21744285a.pdf | https://www.unikeyic.com/products/current-transformers/cct323047-100-16-00/23737245.html
CCT354571-300-24-00 | TDK | 1: 41.9158 5: 39.0738 10: 37.5794 25: 36.3933 50: 35.6667 100: 34.9383 500: 34.21 | 300A 50Hz, 60Hz 103Ω 3000:1 Wire Mount, Bracket Mount 48.5mm × 39.5mm × 72mm | [5 empty] | 300 A | 3000:1 |  | 103Ohm |  | - |  |  |  |  | 50/60Hz | 2.835" (72.00mm) |  |  |  | 1 (Unlimited) |  | Chassis Mount | [6 empty] | Bulk |  |  |  |  | 5400517 |  |  |  |  | CCT | 1.909" L x 1.555" W (48.50mm x 39.50mm) |  | Wire Leads with Connector |  | - |  | 0.053 lb (24.04 g) | 93 | https://www.unikeyic.com/media/datasheet/5b/f8/8949/5b/fec15b6222c2f07eb5de64c21744285a.pdf | https://www.unikeyic.com/products/current-transformers/cct354571-300-24-00/23779573.html
CCT354571-300-24-02 | TDK | 1: 60.545 | 300A 50Hz, 60Hz 103Ω 3000:1 Wire Mount, Bracket Mount 48.5mm × 39.5mm × 72mm | [5 empty] | 300 A | 3000:1 |  | 103Ohm |  | - |  |  |  |  | 50/60Hz | 2.835" (72.00mm) |  |  |  | 1 (Unlimited) |  | Chassis Mount | [6 empty] | Bulk |  |  |  |  | 5400518 |  |  |  |  | CCT | 1.909" L x 1.555" W (48.50mm x 39.50mm) |  | Wire Leads with Connector |  | - |  | 0.053 lb (24.04 g) | 12 | https://www.unikeyic.com/media/datasheet/5b/f8/8949/5b/fec15b6222c2f07eb5de64c21744285a.pdf | https://www.unikeyic.com/products/current-transformers/cct354571-300-24-02/24086603.html
CCT40-202 | Dwyer Instruments | 1: 53.1196 | CURRENT SENSOR, 10/20/50A, VOLT; | [29 empty] | Retail Package |  |  |  |  | 19178290 |  |  |  |  | * | [7 empty] | 16 | https://www.unikeyic.com/media/about_us/Unikey_ISO_9001_Certification.pdf | https://www.unikeyic.com/products/current-transformers/cct40-202/733053776.html
CCT50-100 | Dwyer Instruments | 1: 81.2588 | Current Transformer, Isolation Voltage 2000V |  |  | - |  |  |  |  | - |  |  |  | - |  |  | - |  |  | - | [14 empty] | - | [10 empty] | - |  |  |  | 14 | https://www.unikeyic.com/media/about_us/Unikey_ISO_9001_Certification.pdf | https://www.unikeyic.com/products/current-transformers/cct50-100/681751224.html
CCX-1150 | Amgis Toroids | 1: 13.7232 5: 12.4507 10: 11.9774 25: 11.412 50: 11.0252 100: 10.6706 500: 9.9563 1,000: 9.69 | 50Hz~60Hz TH | [5 empty] | 150 A | - |  | 135Ohm |  | - |  |  |  |  | 50Hz ~ 60Hz | 1.500" (38.10mm) |  |  |  | 1 (Unlimited) |  | Through Hole | [6 empty] | Tray |  |  |  |  | 16351263 |  |  |  |  | CCX | 1.500" L x 0.626" W (38.10mm x 15.90mm) |  | PC Pin |  | 1:2500 |  | - | 42 | https://www.unikeyic.com/media/datasheet/7a/55/a53c/7a55a53c9910614ed4e237450c5d6a59.pdf | https://www.unikeyic.com/products/current-transformers/ccx-1150/29172452.html
CR2550-G | CR MAGNETICS | 1: 19.6996 10: 17.7468 25: 17.0164 50: 16.4815 100: 15.9613 250: 15.2963 500: 14.8099 | 50Hz~400Hz wire mounting，free hanging，Through hole mounting 27.8mm(Length)*22mm(width) | [6 empty] | - |  | - |  | - |  |  |  |  | 50Hz ~ 400Hz | - |  |  |  | 1 (Unlimited) |  | Free Hanging (In-Line) | [6 empty] | Bulk |  |  |  |  | 1045158 |  |  |  |  | CR2550 | 1.094" L x 0.866" W (27.80mm x 22.00mm) |  | - |  | - |  | 0.03 lb (13.61 g) | 131 | https://www.unikeyic.com/media/datasheet/be/05/29bd/be0529bdc49dd65d91be839cf7d4467f.pdf | https://www.unikeyic.com/products/current-transformers/cr2550-g/24311752.html
CR4110-25 | CR MAGNETICS | 1: 233.01 5: 217.9872 10: 212.3863 25: 205.6808 50: 201.0891 | CURRENT SENSOR XFMR 25A | ±0.5% |  |  | 25A | 25mA | [7 empty] | AC | 20Hz ~ 5kHz | [5 empty] | - | 1 (Unlimited) |  | DIN Rail, Panel | 1 |  | 0°C ~ 60°C | Ratiometric, 0 V ~ 5 V |  | Module | Bulk | Bidirectional |  |  | 250ms | 1833154 |  |  | - | Transformer w/Conditioning | CR4100 |  | - |  |  |  | 24V |  | 5 | https://www.unikeyic.com/media/about_us/Unikey_ISO_9001_Certification.pdf | https://www.unikeyic.com/products/current-transformers/cr4110-25/23592693.html
CR4120-100 | CR MAGNETICS | 1: 255.906 5: 239.6304 10: 233.5597 25: 226.292 | 100A 1 road 、 | ±0.5% |  |  | 100A | 40mA | [7 empty] | AC | 20Hz ~ 5kHz | [5 empty] | - | 1 (Unlimited) |  | DIN Rail, Panel | 1 |  | 0°C ~ 60°C | Ratiometric, 4mA ~ 20mA |  | Module | Bulk | Bidirectional |  |  | 250ms |  |  |  | - | Transformer w/Conditioning | CR4100 |  | - |  |  |  | 24V |  | 6 | https://www.unikeyic.com/media/about_us/Unikey_ISO_9001_Certification.pdf | https://www.unikeyic.com/products/current-transformers/cr4120-100/23676502.html
CR4150-10 | CR MAGNETICS |  | 10A 2 road 、 、 | ±0.5% |  |  | 10A | 75mA | [7 empty] | AC | 20Hz ~ 5kHz | [5 empty] | - | 1 (Unlimited) |  | DIN Rail, Panel | 2 |  | 0°C ~ 60°C | Ratiometric, 0 V ~ 5 V |  | Module, Dual Pass Through | Bulk | Bidirectional |  |  | 250ms | 2485737 |  |  | - | Transformer w/Conditioning | CR4100 |  | - |  |  |  | 24V |  |  | https://www.unikeyic.com/media/about_us/Unikey_ISO_9001_Certification.pdf | https://www.unikeyic.com/products/current-transformers/cr4150-10/23853610.html
CR45-R | CR MAGNETICS | 1: 20.682 10: 18.6278 | 50Hz~1kHz Panel Mount, 24.1mm × 11.7mm × 26.4mm | [6 empty] | - |  | - |  | - |  |  |  |  | 50Hz ~ 1kHz | 1.039" (26.40mm) |  |  |  | 1 (Unlimited) |  | Panel Mount | [6 empty] | Bulk | [9 empty] | CR45 | 0.949" L x 0.461" W (24.10mm x 11.70mm) |  | - |  | - |  | 0.03 lb (13.61 g) | 20 | https://www.unikeyic.com/media/datasheet/43/94/7fdf/43/c77e10ddda48ee0abf9861d4df2f731a.pdf | https://www.unikeyic.com/products/current-transformers/cr45-r/23521028.html
CR5410S-30 | CR MAGNETICS | 1: 262.98 5: 246.3178 10: 240.1013 25: 232.6618 | CURRENT SENSOR HE/CL 30A |  |  | - |  |  |  |  | - |  |  |  | - |  |  | - |  |  | - |  |  |  | DINRail installation, panel mount |  |  | 0℃~50℃ | [6 empty] | On sale | - | [10 empty] | - |  |  |  | 1 | https://www.unikeyic.com/media/about_us/Unikey_ISO_9001_Certification.pdf | https://www.unikeyic.com/products/current-transformers/cr5410s-30/24024576.html
CR5RL-201 | CR MAGNETICS | 1: 32.2812 10: 29.0596 25: 27.8558 50: 26.9745 100: 26.1183 250: 25.0243 | 200A, 50Hz~400Hz, 200:5, Free Hanging, 27.9mm H | [5 empty] | 200 A | 200:5 |  | - |  | - |  |  |  |  | 50Hz ~ 400Hz | 1.098" (27.90mm) |  |  |  | 1 (Unlimited) |  | Free Hanging (In-Line) | [6 empty] | Bulk | [9 empty] | CR5 | 3.560" Dia (90.40mm) |  | - |  | - |  | - | 2 | https://www.unikeyic.com/media/datasheet/73/70/7bcd/73/2466a7f08e6f276069b96526da500457.pdf | https://www.unikeyic.com/products/current-transformers/cr5rl-201/28008250.html
CR5SFT-201 | CR MAGNETICS | 1: 32.2812 10: 29.0596 25: 27.8558 50: 26.9745 100: 26.1183 250: 25.0243 | Current Transformer 200A 50Hz~400Hz 200:5 Base Mount 96mm × 54.6mm × 96mm | [5 empty] | 200 A | 200:5 |  | - |  | - |  |  |  |  | 50Hz ~ 400Hz | 3.780" (96.00mm) |  |  |  | 1 (Unlimited) |  | Chassis Mount | [6 empty] | Bulk |  |  |  |  | 2500090 |  |  |  |  | CR5 | 3.780" L x 2.150" W (96.00mm x 54.60mm) |  | - |  | - |  | - | 4 | https://www.unikeyic.com/media/datasheet/38/76/4e13/38764e136e63ff4f94d1ee1a640e362c.pdf | https://www.unikeyic.com/products/current-transformers/cr5sft-201/28204114.html
CR8450-1000 | CR MAGNETICS | 1: 16.6845 10: 15.0376 25: 14.4204 50: 13.9681 100: 13.5283 250: 12.9656 500: 12.554 | 100A 20Hz~1KHz 21Ω 1000:1 wire mounting，free hanging 43.18mm*36.83mm*13.97mm | [5 empty] | 100 A | 1000:1 |  | 21Ohm |  | - |  |  |  |  | 20Hz ~ 1kHz | 0.550" (13.97mm) |  |  |  | 1 (Unlimited) |  | Free Hanging (In-Line) | [6 empty] | Bulk |  |  |  |  | 2500066 |  |  |  |  | CR8400 | 1.700" L x 1.450" W (43.18mm x 36.83mm) |  | Wire Leads |  | - |  | - | 168 | https://www.unikeyic.com/media/datasheet/52/d4/3f77/52/4697dc8835044ba8eb2edaffaf5995a5.pdf | https://www.unikeyic.com/products/current-transformers/cr8450-1000/28102275.html
CR8459-2000-N | CR MAGNETICS | 1: 25.9308 10: 23.3528 25: 22.3888 50: 21.6823 100: 20.9958 250: 20.1746 | Current Sensor 200A 20Hz~1kHz 74Ω 2000:1 Wire Mount, Free Hanging 60mm × 48mm × 17.5mm | [5 empty] | 200 A | 2000:1 |  | 74Ohm |  | - |  |  |  |  | 20Hz ~ 1kHz | 0.689" (17.50mm) |  |  |  | 1 (Unlimited) |  | Free Hanging (In-Line) | [6 empty] | Bulk |  |  |  |  | 1045175 |  |  |  |  | CR8400 | 2.362" L x 1.890" W (60.00mm x 48.00mm) |  | Wire Leads |  | - |  | - | 884 | https://www.unikeyic.com/media/datasheet/52/d4/3f77/52/4697dc8835044ba8eb2edaffaf5995a5.pdf | https://www.unikeyic.com/products/current-transformers/cr8459-2000-n/23512843.html
CRZ8345-1K5W | CR MAGNETICS | 1: 22.1616 10: 19.9584 25: 19.1354 50: 18.533 100: 17.9474 250: 17.1986 500: 16.651 | 50Hz~60Hz 55Ω TH 31.95mm × 30.5mm × 9.5mm |  |  | - |  |  |  |  | 55Ω |  |  |  | - |  |  | 50Hz~60Hz |  |  | - | 31.95mm*30.5mm*9.5mm |  |  | Through hole mounting | [10 empty] | - |  |  | Compliant | boxed | [6 empty] | 1:1000:5 |  |  |  | 12 | https://www.unikeyic.com/media/about_us/Unikey_ISO_9001_Certification.pdf | https://www.unikeyic.com/products/current-transformers/crz8345-1k5w/106825048.html
CRZ8345-2K5W | CR MAGNETICS | 1: 20.9088 10: 18.8287 25: 18.0524 50: 17.4841 100: 16.9315 250: 16.2251 500: 15.7085 | 1:1000:5 50Hz~60Hz 115Ω TH, 31.95mm × 30.5mm × 9.5mm |  |  | - |  |  |  |  | 115Ω |  |  |  | - |  |  | 50Hz~60Hz |  |  | - | 31.95mm*30.5mm*9.5mm |  |  | Through hole mounting | [10 empty] | - |  |  | Compliant | boxed | [6 empty] | 1:1000:5 |  |  |  | 10 | https://www.unikeyic.com/media/about_us/Unikey_ISO_9001_Certification.pdf | https://www.unikeyic.com/products/current-transformers/crz8345-2k5w/309757225.html
CRZ8359-2K5W | CR MAGNETICS | 1: 32.778 10: 29.4991 25: 28.2774 50: 27.3825 100: 26.5132 250: 25.4026 | 1:2000:5 50Hz~60Hz 55Ω TH 56mm × 50mm × 20mm | [6 empty] | - |  | 55Ohm |  | - |  |  |  |  | 50Hz ~ 60Hz | 0.787" (20.00mm) |  |  |  | Not Applicable |  | Through Hole | [6 empty] | Box |  |  |  |  | 20380551 |  |  |  |  | - | 2.205" L x 1.969" W (56.00mm x 50.00mm) |  | PC Pin |  | 1:2000:5 |  | - | 8 | https://www.unikeyic.com/media/about_us/Unikey_ISO_9001_Certification.pdf | https://www.unikeyic.com/products/current-transformers/crz8359-2k5w/531915736.html
CSCA0400A000B15B01 | Honeywell | 3: 40.073 7: 39.325 14: 38.588 25: 37.103 | 400A DC~500KHz base mount 40mm*35.06mm*29mm | ±2% | CSCA0400 |  | 400A | 17mA | [7 empty] | AC/DC | DC ~ 50kHz | [5 empty] | ±1% | 1 (Unlimited) |  | Chassis Mount | 1 |  | -10°C ~ 80°C | Ratiometric, Voltage |  | Module | Bulk | Bidirectional |  |  | 3µs |  |  |  | - | Hall Effect, Open Loop | CSCA-A |  | - |  |  |  | ±15V |  | 37 | https://www.unikeyic.com/media/datasheet/8d/ff/8d6f/8d/2784d85562ebd5e2744b0f3c316829b1.pdf | https://www.unikeyic.com/products/current-transformers/csca0400a000b15b01/23772410.html
CSE184L | Triad Magnetics | 1: 2.9929 | 1:16.67 1A 50Hz~400Hz DIP TH, 21.5mm × 24mm × 18mm | [5 empty] | 1 A | - |  | 125mOhm Primary, 23Ohm Secondary |  | - |  |  |  |  | 50Hz ~ 400Hz | 0.709" (18.00mm) |  |  |  | Not Applicable |  | Through Hole | [6 empty] | Bulk |  |  |  |  | 5970093 |  |  |  |  | - | 0.846" L x 0.945" W (21.50mm x 24.00mm) |  | PC Pin |  |  |  | - | 16 | https://www.unikeyic.com/media/datasheet/18/2a/4652/182a4652139c62297478a372cc05f6d8.pdf | https://www.unikeyic.com/products/current-transformers/cse184l/23755472.html
CSE186L | Triad Magnetics | 250: 2.7523 500: 2.6668 1,000: 2.5837 | 1:166 10A 50Hz~400Hz DIP TH 21.5mm × 24mm × 18mm | [5 empty] | 10 A | - |  | 2mOhm Primary, 23Ohm Secondary |  | - |  |  |  |  | 50Hz ~ 400Hz | 0.709" (18.00mm) |  |  |  | Not Applicable |  | Through Hole | [6 empty] | Bulk |  |  |  |  | 5970095 |  |  |  |  | - | 0.846" L x 0.945" W (21.50mm x 24.00mm) |  | PC Pin |  | 1:166 |  | - | 1802 | https://www.unikeyic.com/media/datasheet/33/fe/95a1/23/a2c412ba4d223b226cd302b06de05365.pdf | https://www.unikeyic.com/products/current-transformers/cse186l/23942109.html
CSE187L | Triad Magnetics | 1: 4.6895 | 1:500 30A 50Hz~400Hz DIP Through hole mounting 21.84mm*18.29mm*18.03mm | [5 empty] | 30 A | - |  | 3mOhm Primary, 21Ohm Secondary |  | - |  |  |  |  | 50Hz ~ 400Hz | 0.710" (18.03mm) |  |  |  | Not Applicable |  | Through Hole | [6 empty] | Bulk | [9 empty] | CSE | 0.860" L x 0.720" W (21.84mm x 18.29mm) |  | PC Pin |  | 1:500 |  | - | 89 | https://www.unikeyic.com/media/datasheet/33/fe/95a1/37/30ced76e189ae02fb340b45f280991c3.pdf | https://www.unikeyic.com/products/current-transformers/cse187l/23741676.html
CSE187L-P | Triad Magnetics | 250: 3.7703 500: 3.6525 1,000: 3.538 | 1:500 30A 50Hz~400Hz DIP Through hole mounting 22.23mm*22.23mm*18.29mm | [5 empty] | 30 A | - |  | 3mOhm Primary, 21Ohm Secondary |  | - |  |  |  |  | 50Hz ~ 400Hz | 0.720" (18.29mm) |  |  |  | Not Applicable |  | Through Hole | [6 empty] | Bulk | [9 empty] | CSE | 0.875" L x 0.875" W (22.23mm x 22.23mm) |  | PC Pin |  | 1:500 |  | - | 2271 | https://www.unikeyic.com/media/datasheet/6c/da/3029/6c/440b7091654dc10cbb5834ec03323a71.pdf | https://www.unikeyic.com/products/current-transformers/cse187l-p/27935719.html
CSE5-100201 | Triad Magnetics | 1: 3.4845 25: 3.102 50: 2.9484 500: 1.566 750: 1.5552 | 1:200, 10A, 80μH, 250kHz(Min), SMD, 6.9mm × 7.7mm × 5.33mm | [5 empty] | 10 A | - |  | 550mOhm Secondary |  | - |  |  |  |  | 250kHz Min | 0.210" (5.33mm) | 80 µH |  |  | Not Applicable |  | Surface Mount | [16 empty] | - | 0.272" L x 0.303" W (6.90mm x 7.70mm) |  | Gull Wing |  | 1:200 |  | - | 470 | https://www.unikeyic.com/media/datasheet/33/fe/95a1/cb/f39c12d2f090e897b658cacf1ad6100c.pdf | https://www.unikeyic.com/products/current-transformers/cse5-100201/27749779.html
CSE5-100301 | Triad Magnetics | 1: 4.577 25: 4.081 50: 3.0996 100: 3.0564 250: 2.2356 500: 1.566 750: 1.5552 | 1:30 10A 180μH 250kHz(Min) SMD 6.9mm × 7.7mm × 5.33mm | [5 empty] | 10 A | - |  | 870mOhm Secondary |  | - |  |  |  |  | 250kHz Min | 0.210" (5.33mm) | 180 µH |  |  | Not Applicable |  | Surface Mount | [16 empty] | - | 0.272" L x 0.303" W (6.90mm x 7.70mm) |  | Gull Wing |  | 1:30 |  | - | 31 | https://www.unikeyic.com/media/datasheet/33/fe/95a1/98/61f857650ae16e826ee698a20e591f5d.pdf | https://www.unikeyic.com/products/current-transformers/cse5-100301/23734385.html
CSE5-101001 | Triad Magnetics | 25: 4.7088 250: 1.9224 500: 1.6485 1,000: 1.596 2,500: 1.5855 5,000: 1.575 7,500: 1.5645 10,000: 1.554 | Inductor 10A 2mH 250kHz SMD 6.9mm × 7.7mm × 5.33mm | [5 empty] | 10 A | - |  | 5.5Ohm Secondary |  | - |  |  |  |  | 250kHz Min | 0.210" (5.33mm) | 2 mH |  |  | Not Applicable |  | Surface Mount | [11 empty] | 5970155 |  |  |  |  | - | 0.272" L x 0.303" W (6.90mm x 7.70mm) |  | Gull Wing |  | 1:100 |  | - | 100 | https://www.unikeyic.com/media/datasheet/39/86/1ba7/39861ba7230b14d42b4b2d7ca9d3f3f9.pdf | https://www.unikeyic.com/products/current-transformers/cse5-101001/27809601.html
CSLA2EJ | Honeywell | 2: 70.4 5: 67.045 20: 63.998 49: 61.215 | 20mA Plugins Through hole mounting 63.5mm*15.85mm*57.4mm | - | CSLA2 |  | 310A | 20mA | [7 empty] | AC/DC | - | [5 empty] | - | 1 (Unlimited) |  | Through Hole | 1 |  | -25°C ~ 85°C | Ratiometric, Voltage |  | Module, Single Pass Through | Bulk | Bidirectional |  |  | 3µs |  |  |  | 7.6mV/N | Hall Effect, Open Loop | CSLA |  | - |  |  |  | 6V ~ 12V |  | 92 | https://www.unikeyic.com/media/datasheet/6b/0b/46a3/6b/b2e924a979bfcedffccc5880063efd67.pdf | https://www.unikeyic.com/products/current-transformers/csla2ej/24008749.html
CSNS300F | Honeywell | 1: 164.648 2: 161.601 4: 158.543 7: 155.496 | 600:1 300A 600:1 base mount 67.5mm*17.9mm*61.2mm | ±5% | CSNS300 |  | 300A | 160mA | [7 empty] | AC/DC | DC ~ 150kHz | [5 empty] | ±0.1% | 1 (Unlimited) |  | Chassis Mount | 1 |  | -40°C ~ 85°C | Ratiometric, Current |  | Module, Single Pass Through | Bulk | Bidirectional |  |  | 500ns | 6056399 |  |  | - | Hall Effect, Closed Loop | CSN |  | - |  |  |  | 15V |  | 21 | https://www.unikeyic.com/media/datasheet/39/4c/d098/b4/750a33e8a64ee56b90341dbbaead328d.pdf | https://www.unikeyic.com/products/current-transformers/csns300f/23919063.html
CST-1005 | Triad Magnetics | 5: 5.911 50: 4.0608 100: 3.9744 250: 3.801 500: 3.759 1,000: 3.738 2,500: 3.7275 5,000: 3.717 | 5A 50Hz/60Hz 40Ω 1000:1 TH 23.5mm × 12mm × 24.8mm | [5 empty] | 5 A | 1000:1 |  | 40Ohm |  | - |  |  |  |  | 50/60Hz | 0.976" (24.80mm) |  |  |  | Not Applicable |  | Through Hole | [6 empty] | Bulk | [9 empty] | CST | 0.925" L x 0.472" W (23.50mm x 12.00mm) |  | PC Pin |  | - |  | 0.044 lb (19.96 g) | 105 | https://www.unikeyic.com/media/datasheet/33/fe/95a1/99/938e01b848b0092289a3865a57b258a7.pdf | https://www.unikeyic.com/products/current-transformers/cst-1005/24152186.html
CST-1010 | Triad Magnetics | 5: 6.371 50: 5.6268 100: 5.2605 250: 4.956 500: 4.62 1,000: 4.536 2,500: 4.4835 5,000: 4.473 | Transformer 10A 50Hz 60Hz 40Ω 1000:1 TH 23.5mm × 12mm × 24.8mm | [5 empty] | 10 A | 1000:1 |  | 40Ohm |  | - |  |  |  |  | 50/60Hz | 0.976" (24.80mm) |  |  |  | Not Applicable |  | Through Hole | [6 empty] | Bulk |  |  |  |  | 4009887 |  |  |  |  | CST | 0.925" L x 0.472" W (23.50mm x 12.00mm) |  | PC Pin |  | - |  | 0.044 lb (19.96 g) | 105 | https://www.unikeyic.com/media/datasheet/33/fe/95a1/e2/4dd9fb49c77d25e3709f287f6fed986d.pdf | https://www.unikeyic.com/products/current-transformers/cst-1010/23865475.html
CST-1015 | Triad Magnetics | 1: 6.5988 10: 5.9616 25: 5.721 50: 5.5443 100: 5.3721 | 15A 50Hz/60Hz 40Ω 1000:1 Transformer, TH, 23.5mm × 12mm × 24.8mm | [5 empty] | 15 A | 1000:1 |  | 40Ohm |  | - |  |  |  |  | 50/60Hz | 0.976" (24.80mm) |  |  |  | Not Applicable |  | Through Hole | [6 empty] | Bulk | [9 empty] | CST | 0.925" L x 0.472" W (23.50mm x 12.00mm) |  | PC Pin |  | - |  | 0.044 lb (19.96 g) | 41 | https://www.unikeyic.com/media/datasheet/2f/21/62eb/2f/c6cbccc70d3bf68060bd1e5f5416d21b.pdf | https://www.unikeyic.com/products/current-transformers/cst-1015/23632857.html
CST-1020 | Triad Magnetics | 5: 6.5481 50: 5.3611 100: 5.1948 250: 4.7838 500: 4.6347 1,000: 4.4877 2,500: 4.4772 5,000: 4.4657 | 20A 50Hz, 60Hz 40Ω 1000:1 TH 23.5mm × 12mm × 24.8mm | [5 empty] | 20 A | 1000:1 |  | 40Ohm |  | - |  |  |  |  | 50/60Hz | 0.976" (24.80mm) |  |  |  | Not Applicable |  | Through Hole | [6 empty] | Bulk | [9 empty] | CST | 0.925" L x 0.472" W (23.50mm x 12.00mm) |  | PC Pin |  | - |  | 0.044 lb (19.96 g) | 170 | https://www.unikeyic.com/media/datasheet/71/31/9477/71/4cb3a985eb5dd7b5499e461a1b2876c5.pdf | https://www.unikeyic.com/products/current-transformers/cst-1020/27780346.html
CST-1025 | Triad Magnetics | 1: 8.165 10: 7.348 25: 6.6312 50: 6.4476 100: 6.2424 252: 6.2316 | 25A 50Hz/60Hz 46Ω 1000:1 TH 30.2mm × 14.3mm × 30.2mm | [5 empty] | 25 A | 1000:1 |  | 46Ohm |  | - |  |  |  |  | 50/60Hz | 1.189" (30.20mm) |  |  |  | Not Applicable |  | Through Hole | [6 empty] | Bulk | [9 empty] | CST | 1.189" L x 0.563" W (30.20mm x 14.30mm) |  | PC Pin |  | - |  | 0.066 lb (29.94 g) | 409 | https://www.unikeyic.com/media/datasheet/33/fe/95a1/94/53504ca34a803fb08f4a470f83c4570c.pdf | https://www.unikeyic.com/products/current-transformers/cst-1025/28134918.html
CST-1030 | Triad Magnetics | 250: 7.0544 500: 6.8323 1,000: 6.6163 | 30A, 50Hz/60Hz, 46Ω, 1000:1, TH, 30.2mm × 14.3mm × 30.2mm | [5 empty] | 30 A | 1000:1 |  | 46Ohm |  | - |  |  |  |  | 50/60Hz | 1.189" (30.20mm) |  |  |  | Not Applicable |  | Through Hole | [6 empty] | Bulk | [9 empty] | CST | 1.189" L x 0.563" W (30.20mm x 14.30mm) |  | PC Pin |  | - |  | 0.066 lb (29.94 g) | 730 | https://www.unikeyic.com/media/datasheet/24/49/1b2d/24/1b7ff98e1c6271ee855cfee2f1d528f2.pdf | https://www.unikeyic.com/products/current-transformers/cst-1030/23870773.html
CST206-1A | Triad Magnetics | 10: 5.731 100: 3.9312 250: 3.717 500: 3.612 1,000: 3.57 2,500: 3.5595 5,000: 3.549 7,500: 3.5385 | 110A, 14mH, 20kHz~200kHz, 2kVμs, 580mΩ, 100:1, TH, 27.31mm × 10.16mm × 31.12mm | [5 empty] | 110 A | 100:1 |  | 580mOhm Max |  | 2000VµS |  |  |  |  | 20kHz ~ 200kHz | 1.225" (31.12mm) | 14 mH |  |  | Not Applicable |  | Through Hole | [6 empty] | Bulk | [9 empty] | CST | 1.075" L x 0.400" W (27.31mm x 10.16mm) |  | PC Pin |  | - |  | - | 47 | https://www.unikeyic.com/media/datasheet/33/fe/95a1/f8/2104ea8bdb82217007dff0602bf64702.pdf | https://www.unikeyic.com/products/current-transformers/cst206-1a/23831607.html
CST206-1T | Triad Magnetics | 1: 6.1985 10: 5.544 25: 5.184 50: 5.0868 100: 4.3524 252: 4.1472 504: 4.0824 1,008: 3.9528 | 110A, 14mH, 20kHz~200kHz, 2kVμs, 580mΩ, 100:1, TH, 27.31mm × 10.16mm × 31.12mm | [5 empty] | 110 A | 100:1 |  | 580mOhm Max |  | 2000VµS |  |  |  |  | 20kHz ~ 200kHz | 1.225" (31.12mm) | 14 mH |  |  | Not Applicable |  | Through Hole | [6 empty] | Bulk |  |  |  |  | 242540 |  |  |  |  | CST | 1.075" L x 0.400" W (27.31mm x 10.16mm) |  | PC Pin |  | - |  | - | 22 | https://www.unikeyic.com/media/datasheet/e7/72/ce16/e7/2588d3d76feff501b6255b8daa82547a.pdf | https://www.unikeyic.com/products/current-transformers/cst206-1t/24054827.html
CST206-2A | Triad Magnetics | 10: 4.4965 100: 2.3976 250: 2.247 500: 2.2155 1,000: 2.205 2,500: 2.1945 5,000: 2.184 7,500: 2.1735 | 80A 56mH 20kHz-200kHz 4kV/μs 3.5Ω 200:1 TH 27.31mm × 10.16mm × 31.12mm | [5 empty] | 80 A | 200:1 |  | 3.5Ohm Max |  | 4000VµS |  |  |  |  | 20kHz ~ 200kHz | 1.225" (31.12mm) | 56 mH |  |  | Not Applicable |  | Through Hole | [6 empty] | Bulk |  |  |  |  | 242541 |  |  |  |  | CST | 1.075" L x 0.400" W (27.31mm x 10.16mm) |  | PC Pin |  | - |  | - | 100 | https://www.unikeyic.com/media/datasheet/33/fe/95a1/73/12c5323a664ff956e5bcbd6e52617480.pdf | https://www.unikeyic.com/products/current-transformers/cst206-2a/23584979.html
CST206-2T | Triad Magnetics | 1: 4.7495 10: 4.488 25: 4.246 50: 4.1256 100: 3.2616 252: 3.1752 504: 3.0996 1,008: 3.0672 2,520: 3.0564 | 80A 56mH 20kHz-200kHz 4kV/μs 3.5Ω 200:1 TH 27.31mm × 10.16mm × 31.12mm | [5 empty] | 80 A | 200:1 |  | 3.5Ohm Max |  | 4000VµS |  |  |  |  | 20kHz ~ 200kHz | 1.225" (31.12mm) | 56 mH |  |  | Not Applicable |  | Through Hole | [6 empty] | Bulk |  |  |  |  | 242542 |  |  |  |  | CST | 1.075" L x 0.400" W (27.31mm x 10.16mm) |  | PC Pin |  | - |  | - | 62 | https://www.unikeyic.com/media/datasheet/eb/ca/b401/eb/dc690ebbe342da6645144cb6e15de15f.pdf | https://www.unikeyic.com/products/current-transformers/cst206-2t/24158609.html
CST206-3A | Triad Magnetics | 10: 5.808 100: 4.8276 250: 4.494 500: 4.2945 1,000: 4.242 2,500: 3.969 5,000: 3.78 | 70A 130mH 20kHz-200kHz 6kVμs 12.4Ω 300:1 TH 27.31mm × 10.16mm × 31.12mm | [5 empty] | 70 A | 300:1 |  | 12.4Ohm Max |  | 6000VµS |  |  |  |  | 20kHz ~ 200kHz | 1.225" (31.12mm) | 130 mH |  |  | Not Applicable |  | Through Hole | [6 empty] | Bulk | [9 empty] | CST | 1.075" L x 0.400" W (27.31mm x 10.16mm) |  | PC Pin |  | - |  | - | 59 | https://www.unikeyic.com/media/datasheet/d2/20/d6e3/d2/2221edac2b4ac95b1c0bd2794e502cca.pdf | https://www.unikeyic.com/products/current-transformers/cst206-3a/28283153.html
CST206-3T | Triad Magnetics | 10: 3.772 100: 3.1644 250: 2.919 500: 2.835 1,000: 2.7405 2,500: 2.73 5,000: 2.7195 7,500: 2.709 | 70A 130mH 20kHz-200kHz 6kVμs 12.4Ω 300:1 TH 27.31mm × 10.16mm × 31.12mm | [5 empty] | 70 A | 300:1 |  | 12.4Ohm Max |  | 6000VµS |  |  |  |  | 20kHz ~ 200kHz | 1.225" (31.12mm) | 130 mH |  |  | Not Applicable |  | Through Hole | [6 empty] | Bulk | [9 empty] | CST | 1.075" L x 0.400" W (27.31mm x 10.16mm) |  | PC Pin |  | - |  | - | 326 | https://www.unikeyic.com/media/datasheet/84/05/a255/84/052a62b9fca7bff58cb198ad95f23589.pdf | https://www.unikeyic.com/products/current-transformers/cst206-3t/27905708.html
CST25-0100 | Triad Magnetics | 1: 2.5645 10: 2.3345 25: 2.145 50: 2.079 100: 1.9764 252: 1.89 504: 1.8252 1,008: 1.7712 2,520: 1.6416 | Inductor, 25A, 18mH, 50kHz-500kHz, 350Vμs, 2Ω, TH, 17mm × 15mm × 12mm | [5 empty] | 25 A | - |  | 2Ohm |  | 350VµS |  |  |  |  | 50kHz ~ 500kHz | 0.472" (12.00mm) | 18 mH |  |  | Not Applicable |  | Through Hole | [6 empty] | Tube | [9 empty] | CST | 0.669" L x 0.591" W (17.00mm x 15.00mm) |  | PC Pin |  | 1:100 |  | - | 89 | https://www.unikeyic.com/media/datasheet/d7/81/74b2/d7/2566ae876f31e855fae95ba95da27dad.pdf | https://www.unikeyic.com/products/current-transformers/cst25-0100/28083522.html
CST306-1A | Triad Magnetics | 250: 2.7848 500: 2.6982 1,000: 2.614 | 35A 3.5mH 20KHz~200KHz 500Vμs 340mΩ 50:1 Plugins Through hole mounting 17.53mm*9.78mm*23.24mm | [5 empty] | 35 A | 50:1 |  | 340mOhm Max |  | 500VµS |  |  |  |  | 20kHz ~ 200kHz | 0.915" (23.24mm) | 3.5 mH |  |  | Not Applicable |  | Through Hole | [6 empty] | Bulk | [9 empty] | CST | 0.690" L x 0.385" W (17.53mm x 9.78mm) |  | PC Pin |  | - |  | - | 597 | https://www.unikeyic.com/media/datasheet/d7/94/a24e/d7/4fcfa19e7e898f36dbc041ba32a2dd0a.pdf | https://www.unikeyic.com/products/current-transformers/cst306-1a/24111271.html
CST306-1T | Triad Magnetics |  | Inductor, TH, 35A 3.5mH 20kHz~200kHz 500Vμs 340mΩ 50CT:1 17.53mm × 9.78mm × 23.24mm | [5 empty] | 35 A | 50CT:1 |  | 340mOhm Max |  | 500VµS |  |  |  |  | 20kHz ~ 200kHz | 0.915" (23.24mm) | 3.5 mH |  |  | Not Applicable |  | Through Hole | [6 empty] | Bulk |  |  |  |  | 242548 |  |  |  |  | CST | 0.690" L x 0.385" W (17.53mm x 9.78mm) |  | PC Pin |  | - |  | - |  | https://www.unikeyic.com/media/datasheet/0f/86/faab/0f/fb42f6ad7e42a9a357472dc8830b30d5.pdf | https://www.unikeyic.com/products/current-transformers/cst306-1t/23654958.html
CST306-2A | Triad Magnetics | 10: 3.611 100: 3.0348 250: 2.814 500: 2.709 1,000: 2.625 2,500: 2.6145 5,000: 2.604 7,500: 2.5935 | 25A 14mH 20kHz-200kHz 1kV/μs 1.55Ω 100:1 TH 17.53mm × 9.78mm × 23.24mm | [5 empty] | 25 A | 100:1 |  | 1.55Ohm Max |  | 1000VµS |  |  |  |  | 20kHz ~ 200kHz | 0.915" (23.24mm) | 14 mH |  |  | Not Applicable |  | Through Hole | [6 empty] | Bulk |  |  |  |  | 242549 |  |  |  |  | CST | 0.690" L x 0.385" W (17.53mm x 9.78mm) |  | PC Pin |  | - |  | - | 637 | https://www.unikeyic.com/media/datasheet/33/fe/95a1/65/61dd1e9fdc204d2b80611b32fddb0363.pdf | https://www.unikeyic.com/products/current-transformers/cst306-2a/24224545.html
CST306-2T | Triad Magnetics | 1: 3.7835 100: 2.862 252: 2.754 504: 2.6784 1,008: 2.6028 | 25A 14mH 20KHz~200KHz 1KVμs 1.55Ω 100CT:1 Plugins Through hole mounting 17.53mm*9.78mm*23.24mm | [5 empty] | 25 A | 100CT:1 |  | 1.55Ohm Max |  | 1000VµS |  |  |  |  | 20kHz ~ 200kHz | 0.915" (23.24mm) | 14 mH |  |  | Not Applicable |  | Through Hole | [6 empty] | Bulk |  |  |  |  | 242550 |  |  |  |  | CST | 0.690" L x 0.385" W (17.53mm x 9.78mm) |  | PC Pin |  | - |  | - | 95 | https://www.unikeyic.com/media/datasheet/58/ce/a758/58/a8350a1978ed69ed656ea04816270ac9.pdf | https://www.unikeyic.com/products/current-transformers/cst306-2t/23640191.html
CT-0050-D10 | Littelfuse | 1: 105.3052 10: 94.6314 25: 90.662 50: 87.7623 100: 84.9492 | Current Transformer 50A 50:5 Wire Mount, Free Hanging, TH 62.5mm L | [5 empty] | 50 A | 50:5 |  | - |  | - |  |  |  |  | - | - |  |  |  | Not Applicable |  | Free Hanging (In-Line) | [6 empty] | Bulk |  |  |  |  | 7931230 |  |  |  |  | - | 2.461" Dia (62.50mm) |  | Wire Leads |  | - |  |  | 74 | https://www.unikeyic.com/media/datasheet/d0/67/5535/5d/c74033afd0aaa76840db9090a15f9f05.pdf | https://www.unikeyic.com/products/current-transformers/ct-0050-d10/28014220.html
CT-0100-F10 | Littelfuse | 1: 99.3498 10: 89.2749 25: 85.53 50: 82.7946 100: 80.1409 | 100A 100:5 60.96mm L × 79.25mm H | [5 empty] | 100 A | 100:5 |  | - |  | - |  |  |  |  | - | - |  |  |  | Not Applicable |  | - | [6 empty] | Bulk | [9 empty] | CT | - |  | Terminal Block |  | - |  | - | 2 | https://www.unikeyic.com/media/datasheet/d0/67/5535/5d/c74033afd0aaa76840db9090a15f9f05.pdf | https://www.unikeyic.com/products/current-transformers/ct-0100-f10/23730341.html
CT-0200-F10 | Littelfuse | 1: 93.6684 | Current Transformer 200A 200:5 | [5 empty] | 200 A | 200:5 |  | - |  | - |  |  |  |  | - | - |  |  |  | Not Applicable |  | - | [6 empty] | Bulk |  |  |  |  | 7941215 |  |  |  |  | CT | - |  | Terminal Block |  | - |  | - | 2 | https://www.unikeyic.com/media/datasheet/d0/67/5535/5d/c74033afd0aaa76840db9090a15f9f05.pdf | https://www.unikeyic.com/products/current-transformers/ct-0200-f10/23856178.html
CT-05 | KEMET | 1: 14.3619 10: 11.97 25: 9.4863 | 500:1 10A 50Hz，60Hz 500:1 Plugins,D17.5XL17.5MM Through hole mounting 17.5mm*17.5mm*10mm | [5 empty] | 10 A | 500:1 |  | - |  | - |  |  |  |  | 50/60Hz | 0.394" (10.00mm) |  |  |  | Not Applicable |  | Through Hole | [6 empty] | Bulk |  |  |  |  | 5409348 |  |  |  |  | CT | 0.689" L x 0.689" W (17.50mm x 17.50mm) |  | PC Pin |  | 500:1 |  | 0.010 lb (4.70 g) | 459 | https://www.unikeyic.com/media/datasheet/91/df/d8d5/91/082ef69e21aee6745f9a352b31fbc7f9.pdf | https://www.unikeyic.com/products/current-transformers/ct-05/24206296.html
CT-0500-D20 | Littelfuse | 1: 169.4604 10: 152.1821 25: 145.7718 50: 141.0926 | 500A 500:5 Wire Mount, Free Hanging TH | [5 empty] | 500 A | 500:5 |  | - |  | - |  |  |  |  | - | - |  |  |  | Not Applicable |  | Free Hanging (In-Line) | [6 empty] | Bulk | [9 empty] | CT | - |  | Wire Leads |  | - |  | - | 1 | https://www.unikeyic.com/media/datasheet/d0/67/5535/5d/c74033afd0aaa76840db9090a15f9f05.pdf | https://www.unikeyic.com/products/current-transformers/ct-0500-d20/23522515.html
CT-06-100 | KEMET | 1: 10.956 5: 9.7175 10: 8.9815 25: 8.2716 50: 7.8083 80: 7.5597 560: 7.2998 1,040: 7.1642 | 1000:1 10A 50Hz，60Hz 1000:1 Plugins,D18XL7.1MM wire mounting，Through hole mounting 18mm*7.1mm*22.4mm | [5 empty] | 10 A | 1000:1 |  | - |  | - |  |  |  |  | 50/60Hz | 0.882" (22.40mm) |  |  |  | Not Applicable |  | Through Hole | [6 empty] | Bulk | [9 empty] | CT | 0.709" L x 0.280" W (18.00mm x 7.10mm) |  | Wire Leads |  | 1000:1 |  | 0.011 lb (5.00 g) | 22 | https://www.unikeyic.com/media/datasheet/74/41/3362/7441336208a98a24717f968d171c0000.pdf | https://www.unikeyic.com/products/current-transformers/ct-06-100/28204071.html
CT-06-50 | KEMET | 1: 15.7774 80: 10.7174 | 500:1 10A 50Hz, 60Hz Wire Mount, TH D18xL7.1mm 22.4mm × 18mm × 7.1mm | [5 empty] | 10 A | 500:1 |  | - |  | - |  |  |  |  | 50/60Hz | 0.494" (22.40mm) |  |  |  | Not Applicable |  | Through Hole | [6 empty] | Bulk | [9 empty] | CT | 0.709" L x 0.280" W (18.00mm x 7.10mm) |  | Wire Leads |  | 500:1 |  | 0.010 lb (4.70 g) | 402 | https://www.unikeyic.com/media/datasheet/c5/ff/dc6d/c5/c35e39a633c4bf7920fef158a4743c66.pdf | https://www.unikeyic.com/products/current-transformers/ct-06-50/27812594.html
CT-06-75 | KEMET | 1: 14.6773 5: 12.3585 10: 10.5837 50: 9.834 100: 9.0283 250: 8.8483 | Current Sensor, AC Current, Tray | [6 empty] | - |  | - |  | - |  |  |  |  | - | 0.494" (22.40mm) |  |  |  | Not Applicable |  | Through Hole | [6 empty] | Bulk | [9 empty] | CT | 0.709" L x 0.280" W (18.00mm x 7.10mm) |  | PC Pin |  | - |  | 0.011 lb (5.00 g) | 9 | https://www.unikeyic.com/media/datasheet/d5/c3/2193/d5/c73d6e963f476b09b020742a788d279a.pdf | https://www.unikeyic.com/products/current-transformers/ct-06-75/27840053.html
CT-07-50 | KEMET | 1: 20.0492 | 500:1 Transformer, 10A, 50Hz/60Hz, TH, 19mm × 10mm × 20.2mm | [5 empty] | 10 A | 500:1 |  | - |  | - |  |  |  |  | 50/60Hz | 0.795" (20.20mm) |  |  |  | Not Applicable |  | Through Hole | [6 empty] | Bulk | [9 empty] | CT | 0.748" L x 0.394" W (19.00mm x 10.00mm) |  | PC Pin |  | 500:1 |  | 0.012 lb (5.60 g) | 112 | https://www.unikeyic.com/media/datasheet/d5/c3/2193/d5/c73d6e963f476b09b020742a788d279a.pdf | https://www.unikeyic.com/products/current-transformers/ct-07-50/23469520.html
CT-1075 | Amgis Toroids | 1: 11.778 10: 10.6191 25: 10.1862 50: 9.8683 100: 9.5591 250: 9.1633 500: 8.8735 1,000: 8.5921 | 75A 50Hz, 60Hz 24Ω 1000:1 TH 38.1mm × 15.9mm × 38.1mm | [5 empty] | 75 A | 1000:1 |  | 24Ohm |  | - |  |  |  |  | 50/60Hz | 1.500" (38.10mm) |  |  |  | 1 (Unlimited) |  | Through Hole | [6 empty] | Tray |  |  |  |  | 2362761 |  |  |  |  | CT | 1.500" L x 0.626" W (38.10mm x 15.90mm) |  | PC Pin |  | - |  | 0.146 lb (66.22 g) | 23 | https://www.unikeyic.com/media/datasheet/28/32/1422/28/6e5d316a5f8636590a8bec99fcbe13c5.pdf | https://www.unikeyic.com/products/current-transformers/ct-1075/23485370.html
CT-1100 | Amgis Toroids | 1: 12.7401 10: 11.4869 25: 11.0174 50: 10.6735 100: 10.3387 250: 9.9102 500: 9.5965 1,000: 9.2918 | 100A 50Hz, 60Hz 21.3Ω 1000:1 Current Transformer, TH, 44.5mm × 14.3mm × 44.5mm | [5 empty] | 100 A | 1000:1 |  | 21.3Ohm |  | - |  |  |  |  | 50/60Hz | 1.752" (44.50mm) |  |  |  | 1 (Unlimited) |  | Through Hole | [6 empty] | Tray | [9 empty] | CT | 1.752" L x 0.563" W (44.50mm x 14.30mm) |  | PC Pin |  | - |  | 0.176 lb (79.83 g) | 112 | https://www.unikeyic.com/media/datasheet/75/aa/13b7/75/fdcae88dff4be1edec81a96d9ed2dde6.pdf | https://www.unikeyic.com/products/current-transformers/ct-1100/27833670.html
CT-1150 | Amgis Toroids | 1: 20.1531 10: 18.1574 25: 17.4102 50: 16.863 100: 16.3307 250: 15.65 500: 15.1522 | 150A 50Hz/60Hz 11Ω 1000:1 Current Transformer TH 55.6mm × 20.6mm × 55.6mm | [5 empty] | 150 A | 1000:1 |  | 11Ohm |  | - |  |  |  |  | 50/60Hz | 2.189" (55.60mm) |  |  |  | 1 (Unlimited) |  | Through Hole | [6 empty] | Tray | [9 empty] | CT | 2.189" L x 0.811" W (55.60mm x 20.60mm) |  | PC Pin |  | - |  | 0.331 lb (150.14 g) | 29 | https://www.unikeyic.com/media/datasheet/2e/69/45f6/2e/f07cc159c32498e14d8581e55419d054.pdf | https://www.unikeyic.com/products/current-transformers/ct-1150/28015693.html
CT100A | Hammond Manufacturing | 1: 85.2481 10: 75.9349 25: 72.5131 50: 70.0264 100: 67.625 | 5A 100:5 Wire Mount, Base Mount 95.25mm × 44.45mm × 82.55mm |  | CT100 |  |  |  | 5 A | 100:5 |  | - |  | - |  |  |  |  | - | 3.250" (82.55mm) |  |  |  | Not Applicable |  | Chassis Mount | [6 empty] | Box |  |  |  |  | 2571131 |  |  |  |  | CT | 3.750" L x 1.750" W (95.25mm x 44.45mm) |  | Wire Leads |  | - |  | 1 lb (453.59 g) | 8 | https://www.unikeyic.com/media/datasheet/29/39/4ff1/29/4055da7ab8fde882237159d8116135c4.pdf | https://www.unikeyic.com/products/current-transformers/ct100a/24043845.html
CT105F200/5-2.5/1 | HOBUT | 1: 87.8354 | HOBUT Current Transformer, CT105 Series, 200:5 Ratio, Base Mount |  |  | 200:5 |  |  |  |  | - |  | CT105F200/5-2.5/1 HOBUT |  | - |  |  | - |  |  | - | 105mm(width)*79mm(height) |  |  | base mount |  |  | -30℃~80℃ | [7 empty] | - | [10 empty] | 200:5 |  |  |  | 11 | https://www.unikeyic.com/media/datasheet/ce/b4/46db/3c/839eb01ce54389abd38d379a22a8e3a7.pdf | https://www.unikeyic.com/products/current-transformers/ct105f200-5-2-5-1/23896607.html
CT132M120/5-2.5/1 | HOBUT | 1: 15.92 5: 14.9765 10: 14.3515 | HOBUT CT132 Series Current Transformer, 120A, 5A Output, 120:5 Ratio, DIN Rail Mount |  |  | 120:5 |  |  |  |  | - |  | CT132M120/5-2.5/1 HOBUT |  | - |  |  | - |  |  | - | 45mm(width)*65mm(height) |  |  | DIN rail mounting |  |  | -30℃~85℃ | [7 empty] | - | [10 empty] | 120:5 |  |  |  | 19 | https://www.unikeyic.com/media/datasheet/01/a1/cb6b/01/f3932117c4b189814be14120cc950d9d.pdf | https://www.unikeyic.com/products/current-transformers/ct132m120-5-2-5-1/23548132.html
CT132M300/5-2.5/0.5 | HOBUT | 1: 18.9305 5: 18.0894 10: 17.3143 | HOBUT Current Transformer, CT132 Series, 300A, 5A Output, 300:5 Ratio, DIN Rail Mount |  |  | 300:5 |  |  |  |  | - |  | CT132M300/5-2.5/0.5 HOBUT |  | - |  |  | - |  |  | - | 45mm(width)*65mm(height) |  |  | DIN rail mounting |  |  | -30℃~85℃ | [7 empty] | - | [10 empty] | 300:5 |  |  |  | 19 | https://www.unikeyic.com/media/datasheet/f6/2d/f432/f6/f489f7e2e94f203523f3149d87d663f0.pdf | https://www.unikeyic.com/products/current-transformers/ct132m300-5-2-5-0-5/24079157.html
CT132M40/5-1/3 | HOBUT | 1: 17.5401 5: 16.4892 10: 15.8016 | HOBUT CT132 Series Current Transformer, 40A, 5A Output, 40:5 Ratio, DIN Rail Mount |  |  | 40:5 |  |  |  |  | - |  | CT132M40/5-1/3 HOBUT |  | - |  |  | - |  |  | - | 45mm(width)*65mm(height) |  |  | DIN rail mounting |  |  | -30℃~85℃ | [7 empty] | - | [10 empty] | 40:5 |  |  |  | 240 | https://www.unikeyic.com/media/datasheet/5c/28/29f4/5c/f8f4b157c71a4be853d9bb1991cc1290.pdf | https://www.unikeyic.com/products/current-transformers/ct132m40-5-1-3/24324207.html
CT132TRAN10A-5/10V | HOBUT | 1: 62.0679 | 10:1 10A 10:1 DINRail installation 45mm(width)*65mm(height) |  |  | 10:1 |  |  |  |  | - |  | CT132TRAN10A-5/10V HOBUT |  | - |  |  | - |  |  | - | 45mm(width)*65mm(height) |  |  | DIN rail mounting |  |  | -15℃~50℃ | [7 empty] | 10A | [10 empty] | 10:1 |  |  |  | 38 | https://www.unikeyic.com/media/datasheet/75/9f/8348/75/df887ec27878061958e8dc8169083c49.pdf | https://www.unikeyic.com/products/current-transformers/ct132tran10a-5-10v/34591488.html
CT132TRAN20A-5/10V | HOBUT | 1: 50.6806 5: 49.7756 10: 49.7756 20: 49.7756 | 20:1 20A 20:1 DINRail installation 45mm(width)*65mm(height) |  |  | 20:1 |  |  |  |  | - |  | CT132TRAN20A-5/10V HOBUT |  | - |  |  | - |  |  | - | 45mm(width)*65mm(height) |  |  | DIN rail mounting |  |  | -15℃~50℃ | [7 empty] | 20A | [10 empty] | 20:1 |  |  |  | 1 | https://www.unikeyic.com/media/datasheet/52/41/a289/52/39ed8b0cc9ef054e9cbe41673c0a06c9.pdf | https://www.unikeyic.com/products/current-transformers/ct132tran20a-5-10v/22806539.html
CT132TRAN50A-4/20MA | HOBUT | 1: 62.0552 5: 60.947 10: 60.947 20: 60.947 | 50:1 50A 50:1 DINRail installation 45mm(width)*65mm(height) |  |  | 50:1 |  |  |  |  | - |  | CT132TRAN50A-4/20MA HOBUT |  | - |  |  | - |  |  | - | 45mm(width)*65mm(height) |  |  | DIN rail mounting |  |  | -15℃~50℃ | [7 empty] | 50A | [10 empty] | 50:1 |  |  |  | 94 | https://www.unikeyic.com/media/datasheet/76/75/9103/76/bada293c738e6bfc336169ab69f99f85.pdf | https://www.unikeyic.com/products/current-transformers/ct132tran50a-4-20ma/22732779.html
CT140F-400/5-2.5/1-31 | HOBUT | 1: 57.7734 5: 53.7653 10: 51.5246 | HOBUT Current Transformer, CT140 Series |  |  | - |  |  |  |  | - |  | CT140F-400/5-2.5/1-31 HOBUT |  | - |  |  | - |  |  | - | 140mm*90mm*38mm |  |  | Bracket mounting |  |  | -30℃~80℃ | [7 empty] | - | [10 empty] | - |  |  |  | 8 | https://www.unikeyic.com/media/datasheet/03/93/d1c1/03/0ab59cc4f3c856388c36ded9aec9e2a3.pdf | https://www.unikeyic.com/products/current-transformers/ct140f-400-5-2-5-1-31/27797403.html
CT140F-600/5-2.5/1-31 | HOBUT | 1: 53.0539 | HOBUT Current Transformers, CT140series |  |  | - |  |  |  |  | - |  | CT140F-600/5-2.5/1-31 HOBUT |  | - |  |  | - |  |  | - | 140mm*90mm*38mm |  |  | Bracket mounting |  |  | -30℃~80℃ | [7 empty] | - | [10 empty] | - |  |  |  | 12 | https://www.unikeyic.com/media/datasheet/c3/e1/89fc/c3/e96a911c2de4fb534eba17353d505fb2.pdf | https://www.unikeyic.com/products/current-transformers/ct140f-600-5-2-5-1-31/23986812.html
CT143M150/5-2.5/1-001 | HOBUT | 1: 18.9305 5: 17.8143 10: 17.0767 | HOBUT Current Transformer CT143 Series 150A 5A Output Turns Ratio 150:5 DIN Rail Mount |  |  | 150:5 |  |  |  |  | - |  | CT143M150/5-2.5/1-001 HOBUT |  | - |  |  | - |  |  | - | 49mm(width)*70mm(height) |  |  | DIN rail mounting |  |  | -30℃~85℃ | [7 empty] | - | [10 empty] | 150:5 |  |  |  | 14 | https://www.unikeyic.com/media/datasheet/06/24/5254/06/3f3aa52d38e3d5a2c043eb27bad2573f.pdf | https://www.unikeyic.com/products/current-transformers/ct143m150-5-2-5-1-001/27993869.html
CT143M400/5-5/0.5-001 | HOBUT | 1: 20.7419 | HOBUT Current Transformer, CT143 Series, 400A, 5A Out, 400:5 Ratio, DIN Rail Mount |  |  | 400:5 |  |  |  |  | - |  | CT143M400/5-5/0.5-001 HOBUT |  | - |  |  | - |  |  | - | 49mm(width)*70mm(height) |  |  | DIN rail mounting |  |  | -30℃~85℃ | [7 empty] | - | [10 empty] | 400:5 |  |  |  | 8 | https://www.unikeyic.com/media/datasheet/36/f8/56af/36/824d6d8525ea2b4e5094a7d6106d90ca.pdf | https://www.unikeyic.com/products/current-transformers/ct143m400-5-5-0-5-001/23562369.html
CT143M500/5-5/0.5-001 | HOBUT | 1: 21.6476 | HOBUT CT Current Transformer, CT143 Series, 500A, 5A Output, 500:5 Ratio, DIN Rail Mount |  |  | 500:5 |  |  |  |  | - |  | CT143M500/5-5/0.5-001 HOBUT |  | - |  |  | - |  |  | - | 49mm(width)*70mm(height) |  |  | DIN rail mounting |  |  | -30℃~85℃ | [7 empty] | - | [10 empty] | 500:5 |  |  |  | 3 | https://www.unikeyic.com/media/datasheet/52/18/c832/52/4e1c35dd6c8f6f391e5eb219652e5b86.pdf | https://www.unikeyic.com/products/current-transformers/ct143m500-5-5-0-5-001/24070285.html
CT143M60/5-1.5/1-001 | HOBUT | 1: 18.7902 5: 17.6768 10: 16.9267 | HOBUT Current Transformer, CT143 Series, 60A, 5A Output, 60:5 Ratio, DIN Rail Mount |  |  | 60:5 |  |  |  |  | - |  | CT143M60/5-1.5/1-001 HOBUT |  | - |  |  | - |  |  | - | 49mm(width)*70mm(height) |  |  | DIN rail mounting |  |  | -30℃~85℃ | [7 empty] | - | [10 empty] | 60:5 |  |  |  | 40 | https://www.unikeyic.com/media/datasheet/f4/b0/2eee/f4/f7201c5c5a0288e6a505983b4b1ce455.pdf | https://www.unikeyic.com/products/current-transformers/ct143m60-5-1-5-1-001/27916943.html
CT143M80/5-1.5/1-001 | HOBUT | 1: 16.4175 | HOBUT Current Transformers, CT143series, 80A, 5 Aoutput, turns_ratio 80:5, DIN Rail Mount Type |  |  | 80:5 |  |  |  |  | - |  | CT143M80/5-1.5/1-001 HOBUT |  | - |  |  | - |  |  | - | 49mm(width)*70mm(height) |  |  | DIN rail mounting |  |  | -30℃~85℃ | [7 empty] | - | [10 empty] | 80:5 |  |  |  | 16 | https://www.unikeyic.com/media/datasheet/64/57/11cc/64/a6f9a435ed4f398c2dc6d81692cd28c0.pdf | https://www.unikeyic.com/products/current-transformers/ct143m80-5-1-5-1-001/24273009.html
CT150A | Hammond Manufacturing | 1: 85.2481 10: 75.9349 25: 72.5131 50: 70.0264 100: 67.625 | 5A 150:5 Wire Mount, Base Mount, 95.25mm × 44.45mm × 82.55mm |  | CT150 |  |  |  | 5 A | 150:5 |  | - |  | - |  |  |  |  | - | 3.250" (82.55mm) |  |  |  | Not Applicable |  | Chassis Mount | [6 empty] | Box |  |  |  |  | 2571133 |  |  |  |  | CT | 3.750" L x 1.750" W (95.25mm x 44.45mm) |  | Wire Leads |  | - |  | 1.1 lbs (499 g) | 48 | https://www.unikeyic.com/media/datasheet/29/39/4ff1/29/4055da7ab8fde882237159d8116135c4.pdf | https://www.unikeyic.com/products/current-transformers/ct150a/23898068.html
CT160-5-F7 | HOBUT | 1: 27.6272 5: 27.6272 10: 27.1338 20: 26.6405 50: 26.6405 | HOBUT Current Transformer, Series 16 |  |  | - |  |  |  |  | - |  | CT160-5-F7 HOBUT |  | - |  |  | - |  |  | - | 60mm*43mm*85mm |  |  | DIN rail mounting |  |  | -30℃~85℃ | [7 empty] | - | [10 empty] | - |  |  |  | 2 | https://www.unikeyic.com/media/datasheet/e2/f1/aa53/e2/9c03afc536a33f3261f609b77044f755.pdf | https://www.unikeyic.com/products/current-transformers/ct160-5-f7/23745035.html
CT160-5-K7 | HOBUT | 1: 24.5051 | HOBUT CT160-5-K8 Current Transformer |  |  | - |  |  |  |  | - |  |  |  | - |  |  | - |  |  | - | 60mm*43mm*85mm |  |  | DIN rail mounting |  |  | -30℃~85℃ | [7 empty] | - | [10 empty] | - |  |  |  | 5 | https://www.unikeyic.com/media/about_us/Unikey_ISO_9001_Certification.pdf | https://www.unikeyic.com/products/current-transformers/ct160-5-k7/1001409338.html
CT160-5-L7 | HOBUT | 1: 29.7405 5: 28.5529 10: 27.3653 | HOBUT Current Transformer, Series 16 |  |  | - |  |  |  |  | - |  | CT160-5-L7 HOBUT |  | - |  |  | - |  |  | - | 60mm*43mm*85mm |  |  | DIN rail mounting |  |  | -30℃~85℃ | [7 empty] | - | [10 empty] | - |  |  |  | 39 | https://www.unikeyic.com/media/datasheet/8f/28/68b2/8f/c4cfff41eb38b1953fe62edfe63cbe35.pdf | https://www.unikeyic.com/products/current-transformers/ct160-5-l7/23623749.html
CT164M300/5-2.5/1-001 | HOBUT | 1: 22.1834 5: 20.9771 10: 20.002 | HOBUT Current Transformers, CT164series, 300A, 5 Aoutput, turns_ratio 300:5, DIN Rail Mount Type |  |  | 300:5 |  |  |  |  | - |  | CT164M300/5-2.5/1-001 HOBUT |  | - |  |  | - |  |  | - | 60mm(width)*78mm(height) |  |  | DIN rail mounting |  |  | -30℃~85℃ | [7 empty] | - | [10 empty] | 300:5 |  |  |  | 47 | https://www.unikeyic.com/media/datasheet/35/3e/de36/35/b79a4bd4eedef0768567dbffdb6556df.pdf | https://www.unikeyic.com/products/current-transformers/ct164m300-5-2-5-1-001/27889456.html
CT164M500/5-5/0.5-001 | HOBUT | 1: 24.3392 5: 23.0274 10: 21.9397 | HOBUT Current Transformer, CT164 Series, 500A, 5A Output, 500:5 Turns Ratio, DIN Rail Mount |  |  | 500:5 |  |  |  |  | - |  | CT164M500/5-5/0.5-001 HOBUT |  | - |  |  | - |  |  | - | 60mm(width)*78mm(height) |  |  | DIN rail mounting |  |  | -30℃~85℃ | [7 empty] | - | [10 empty] | 500:5 |  |  |  | 1 | https://www.unikeyic.com/media/datasheet/8e/19/828e/8e/68cfd612d386f70952b54f6123b2e609.pdf | https://www.unikeyic.com/products/current-transformers/ct164m500-5-5-0-5-001/28085874.html
CT173M120/5-2.5/1-002 | HOBUT | 1: 17.2084 5: 16.2892 10: 15.5141 | HOBUT Current Transformers, CT173series, 120A, 5 Aoutput, turns_ratio 120:5, Base mounted type |  |  | 120:5 |  |  |  |  | - |  |  |  | - |  |  | - |  |  | - | 70mm(width)*95mm(height) |  |  | base mount |  |  | -30℃~85℃ | [7 empty] | - | [10 empty] | 120:5 |  |  |  | 18 | https://www.unikeyic.com/media/about_us/Unikey_ISO_9001_Certification.pdf | https://www.unikeyic.com/products/current-transformers/ct173m120-5-2-5-1-002/28129820.html
CT173M150/5-2.5/1-001 | HOBUT | 1: 17.5273 5: 16.5767 10: 15.8016 | HOBUT Current Transformer CT173 Series 150A 5A Output 150:5 Ratio Base Mount |  |  | 150:5 |  |  |  |  | - |  | CT173M150/5-2.5/1-001 HOBUT |  | - |  |  | - |  |  | - | 70mm(width)*95mm(height) |  |  | base mount |  |  | -30℃~85℃ | [7 empty] | - | [10 empty] | 150:5 |  |  |  | 12 | https://www.unikeyic.com/media/datasheet/44/b2/12f0/44/66fc66901633295ff9c6363906cebf98.pdf | https://www.unikeyic.com/products/current-transformers/ct173m150-5-2-5-1-001/23460596.html
CT173M200/5-2.5/1-002 | HOBUT | 1: 19.0989 5: 18.0643 10: 17.2218 | HOBUT Current Transformer, CT173 Series |  |  | - |  |  |  |  | - |  |  |  | - |  |  | - |  |  | - | 70mm(width)*55mm(height) | [5 empty] | -30℃~85℃ | [7 empty] | - | [10 empty] | - |  |  |  | 12 | https://www.unikeyic.com/media/about_us/Unikey_ISO_9001_Certification.pdf | https://www.unikeyic.com/products/current-transformers/ct173m200-5-2-5-1-002/6295531.html
CT173M300/5-2.5/1-002 | HOBUT | 1: 17.5273 5: 16.4892 10: 15.8016 | HOBUT Current Transformer, CT173 Series, 300A, 5A Output, 300:5 Ratio, Base Mount |  |  | 300:5 |  |  |  |  | - |  | CT173M300/5-2.5/1-002 HOBUT |  | - |  |  | - |  |  | - | 70mm(width)*95mm(height) |  |  | base mount |  |  | -30℃~85℃ | [7 empty] | - | [10 empty] | 300:5 |  |  |  | 9 | https://www.unikeyic.com/media/datasheet/a8/0b/7074/a8/6f3dd6e0c18af889d6219c40ebcb5b2b.pdf | https://www.unikeyic.com/products/current-transformers/ct173m300-5-2-5-1-002/27980135.html
CT174M500/5-2.5/1-001 | HOBUT | 1: 20.7547 | HOBUT Current Transformers, CT174series, 500A, 5 Aoutput, turns_ratio 500:5, Base mounted type |  |  | 500:5 |  |  |  |  | - |  | CT174M500/5-2.5/1-001 HOBUT |  | - |  |  | - |  |  | - | 70mm(width)*95mm(height) |  |  | base mount |  |  | -30℃~85℃ | [7 empty] | - | [10 empty] | 500:5 |  |  |  | 5 | https://www.unikeyic.com/media/datasheet/30/b3/32c0/30/4b7f6d76d522ed494a8668ca3bd0152c.pdf | https://www.unikeyic.com/products/current-transformers/ct174m500-5-2-5-1-001/24285564.html
CT196M1600/5-5/1 | HOBUT | 1: 32.0408 5: 30.7581 10: 29.478 | HOBUT Current Transformer CT196 Series Turns Ratio 1600:5 Base Mount |  |  | 1600:5 |  |  |  |  | - |  | CT196M1600/5-5/1 HOBUT |  | - |  |  | - |  |  | - | 90mm(width)*60mm(height) |  |  | base mount |  |  | -30℃~85℃ | [7 empty] | - | [10 empty] | 1600:5 |  |  |  | 2 | https://www.unikeyic.com/media/datasheet/2c/c7/e73f/2c/e3b54292a49e5982886b91173ec20347.pdf | https://www.unikeyic.com/products/current-transformers/ct196m1600-5-5-1/23626330.html
CT196M800/5-5/1 | HOBUT | 1: 24.3775 5: 22.9398 10: 21.9772 | HOBUT Current Transformer, CT196 Series, 800:5 Ratio, Base Mount |  |  | 800:5 |  |  |  |  | - |  | CT196M800/5-5/1 HOBUT |  | - |  |  | - |  |  | - | 90mm(width)*60mm(height) |  |  | base mount |  |  | -30℃~85℃ | [7 empty] | - | [10 empty] | 800:5 |  |  |  | 13 | https://www.unikeyic.com/media/datasheet/47/33/e0de/47/23a4500593068bb1ff799eb4a0f783ac.pdf | https://www.unikeyic.com/products/current-transformers/ct196m800-5-5-1/28249752.html
CT200 | Littelfuse | 1: 193.4496 5: 184.4115 10: 171.0345 20: 167.4225 50: 158.172 100: 157.773 | 1:40 Flange mounting | [16 empty] | - |  |  |  | Not Applicable | [8 empty] | Bulk | [9 empty] | - | - | [6 empty] | 10 | https://www.unikeyic.com/media/datasheet/d0/67/5535/db/0a2a1c55ef1112bf692b7811114deec6.pdf | https://www.unikeyic.com/products/current-transformers/ct200/24313263.html
CT300A | Hammond Manufacturing | 1: 95.3949 10: 84.9731 25: 81.1428 50: 78.3604 100: 75.6741 | 5A 300:5 Wire Mount Base Mount 120.65mm × 44.45mm × 107.95mm |  | CT300 |  |  |  | 5 A | 300:5 |  | - |  | - |  |  |  |  | - | 4.250" (107.95mm) |  |  |  | Not Applicable |  | Chassis Mount | [6 empty] | Box |  |  |  |  | 2571136 |  |  |  |  | CT | 4.750" L x 1.750" W (120.65mm x 44.45mm) |  | Wire Leads |  | - |  | 1.5 lbs (680.4 g) | 1 | https://www.unikeyic.com/media/datasheet/29/39/4ff1/29/4055da7ab8fde882237159d8116135c4.pdf | https://www.unikeyic.com/products/current-transformers/ct300a/27934400.html
CT600A | Hammond Manufacturing |  | 5A 600:5 Wire Mount Base Mount 152.4mm × 44.45mm × 133.35mm |  | CT600 |  |  |  | 5 A | 600:5 |  | - |  | - |  |  |  |  | - | 5.250" (133.35mm) |  |  |  | Not Applicable |  | Chassis Mount | [6 empty] | Box |  |  |  |  | 2571140 |  |  |  |  | CT | 6.000" L x 1.750" W (152.40mm x 44.45mm) |  | Wire Leads |  | - |  | 2.2 lbs (997.9 g) |  | https://www.unikeyic.com/media/datasheet/29/39/4ff1/29/4055da7ab8fde882237159d8116135c4.pdf | https://www.unikeyic.com/products/current-transformers/ct600a/24061344.html
CTA5X100A5A | Carlo Gavazzi | 2: 106.04 4: 100.991 | Current Transformers, CTAseries, turns_ratio 100:5, Separate core type |  |  | 100:5 |  |  |  |  | - |  |  |  | - |  |  | - |  |  | - | 46mm(width)*85.5mm(height) | [13 empty] | - | [10 empty] | 100:5 |  |  |  | 6 | https://www.unikeyic.com/media/about_us/Unikey_ISO_9001_Certification.pdf | https://www.unikeyic.com/products/current-transformers/cta5x100a5a/14798867.html
CTA5X150A5A | Carlo Gavazzi | 1: 118.503 5: 112.574 10: 109.021 | Current Transformer, CTA Series, 150:5 Turns Ratio, Split Core Type |  |  | 150:5 |  |  |  |  | - |  |  |  | - |  |  | - |  |  | - | 46mm(width)*85.5mm(height) | [13 empty] | - | [10 empty] | 150:5 |  |  |  | 10 | https://www.unikeyic.com/media/about_us/Unikey_ISO_9001_Certification.pdf | https://www.unikeyic.com/products/current-transformers/cta5x150a5a/4754669.html
CTA5X250A5A | Carlo Gavazzi | 1: 116.391 4: 110.847 | Current Transformer, CTA Series, Turns Ratio 250:5, Split Core Type |  |  | 250:5 |  |  |  |  | - |  |  |  | - |  |  | - |  |  | - | 46mm(width)*85.5mm(height) | [13 empty] | - | [10 empty] | 250:5 |  |  |  | 6 | https://www.unikeyic.com/media/about_us/Unikey_ISO_9001_Certification.pdf | https://www.unikeyic.com/products/current-transformers/cta5x250a5a/18269390.html
CTA5X300A5A | Carlo Gavazzi | 1: 187.4941 | Current Transformer, CTA Series, 300:5 Ratio, Split Core Type |  |  | 300:5 |  |  |  |  | - |  |  |  | - |  |  | - |  |  | - | 46mm(width)*85.5mm(height) | [13 empty] | - | [10 empty] | 300:5 |  |  |  | 1 | https://www.unikeyic.com/media/about_us/Unikey_ISO_9001_Certification.pdf | https://www.unikeyic.com/products/current-transformers/cta5x300a5a/6815752.html
CTA6X200A5A | Carlo Gavazzi | 1: 137.94 3: 131.373 | Current Transformer, CTA Series, 200:5 Ratio, Split Core |  |  | 200:5 |  |  |  |  | - |  |  |  | - |  |  | - |  |  | - | 57mm(width)*84mm(height) | [13 empty] | - | [10 empty] | 200:5 |  |  |  | 6 | https://www.unikeyic.com/media/about_us/Unikey_ISO_9001_Certification.pdf | https://www.unikeyic.com/products/current-transformers/cta6x200a5a/3548480.html
CTA6X300A5A | Carlo Gavazzi | 1: 137.94 3: 131.373 | Current Transformer, CTA Series, 300:5 Ratio, Split Core Type |  |  | 300:5 |  |  |  |  | - |  |  |  | - |  |  | - |  |  | - | 57mm(width)*84mm(height) | [13 empty] | - | [10 empty] | 300:5 |  |  |  | 6 | https://www.unikeyic.com/media/about_us/Unikey_ISO_9001_Certification.pdf | https://www.unikeyic.com/products/current-transformers/cta6x300a5a/13200321.html
CTA6X400A5A | Carlo Gavazzi | 1: 137.94 3: 131.373 | Current Transformer, CTA Series, 400:5 Ratio, Split Core Type |  |  | 400:5 |  |  |  |  | - |  |  |  | - |  |  | - |  |  | - | 57mm(width)*84mm(height) | [13 empty] | - | [10 empty] | 400:5 |  |  |  | 6 | https://www.unikeyic.com/media/about_us/Unikey_ISO_9001_Certification.pdf | https://www.unikeyic.com/products/current-transformers/cta6x400a5a/9321364.html
CTA6X500A5A | Carlo Gavazzi | 1: 169.1548 | Current Transformer CTA Series 500:5 Ratio Split Core Type |  |  | 500:5 |  |  |  |  | - |  |  |  | - |  |  | - |  |  | - | 57mm(width)*84mm(height) | [13 empty] | - | [10 empty] | 500:5 |  |  |  | 24 | https://www.unikeyic.com/media/about_us/Unikey_ISO_9001_Certification.pdf | https://www.unikeyic.com/products/current-transformers/cta6x500a5a/12094709.html
CTA6X600A5A | Carlo Gavazzi | 1: 224.2604 | Current Transformer, CTA Series, 600:5 Ratio, Split Core Type |  |  | 600:5 |  |  |  |  | - |  |  |  | - |  |  | - |  |  | - | 57mm(width)*84mm(height) | [13 empty] | - | [10 empty] | 600:5 |  |  |  | 25 | https://www.unikeyic.com/media/about_us/Unikey_ISO_9001_Certification.pdf | https://www.unikeyic.com/products/current-transformers/cta6x600a5a/18972244.html
CTD1X1005AXXX | Carlo Gavazzi | 2: 61.38 5: 58.311 | 300A 48Hz~62Hz DIN Rail Mount, Panel Mount 46mm × 44mm × 65.2mm | [5 empty] | 300 A | - |  | - |  | - |  |  |  |  | 48Hz ~ 62Hz | 2.567" (65.20mm) |  |  |  | Not Applicable |  | DIN Rail, Panel | [6 empty] | Box | [9 empty] | - | 1.811" L x 1.732" W (46.00mm x 44.00mm) |  | - |  | - |  |  | 6 | https://www.unikeyic.com/media/datasheet/3e/8a/8d9c/3e/c0c507597b57035d76a43862b5a15810.pdf | https://www.unikeyic.com/products/current-transformers/ctd1x1005axxx/23780657.html
CTD1X1505AXXX | Carlo Gavazzi | 2: 61.38 5: 58.311 | 150/5A |  |  | - |  |  |  |  | - |  |  |  | - |  |  | - |  |  | - | [14 empty] | - | [10 empty] | 150/5A |  |  |  | 6 | https://www.unikeyic.com/media/about_us/Unikey_ISO_9001_Certification.pdf | https://www.unikeyic.com/products/current-transformers/ctd1x1505axxx/28552124.html
CTD1X2005AXXX | Carlo Gavazzi | 1: 64.726 | 48Hz~62Hz | [5 empty] | 200 A | - |  | - |  | - |  |  |  |  | 48Hz ~ 62Hz | 2.567" (65.20mm) |  |  |  | 1 (Unlimited) |  | DIN Rail | [6 empty] | Box | [9 empty] | CTD-1X | 1.811" L x 1.732" W (46.00mm x 44.00mm) |  | Terminal Block |  | - |  | - | 38 | https://www.unikeyic.com/media/datasheet/b6/90/4913/b6/2b3902a04d3f60476ef87fe76a91a46a.pdf | https://www.unikeyic.com/products/current-transformers/ctd1x2005axxx/30206738.html
CTD1X2505AXXX | Carlo Gavazzi | 2: 61.38 5: 58.311 | 250/5A |  |  | - |  |  |  |  | - |  |  |  | - |  |  | - |  |  | - | [14 empty] | - | [10 empty] | 250/5A |  |  |  | 6 | https://www.unikeyic.com/media/about_us/Unikey_ISO_9001_Certification.pdf | https://www.unikeyic.com/products/current-transformers/ctd1x2505axxx/25164044.html
CTD1X505AXXX | Carlo Gavazzi | 1: 51.6634 | Wire Mount 50/5A | [5 empty] | 50 A | - |  | - |  | - |  |  |  |  | 48Hz ~ 62Hz | 2.567" (65.20mm) |  |  |  | 1 (Unlimited) |  | DIN Rail | [6 empty] | Box | [9 empty] | CTD-1X | 1.811" L x 1.732" W (46.00mm x 44.00mm) |  | Terminal Block |  | - |  | - | 33 | https://www.unikeyic.com/media/datasheet/6f/18/85f2/6f/29b4c48f2736e4410b90c997f72c17dd.pdf | https://www.unikeyic.com/products/current-transformers/ctd1x505axxx/17462100.html
CTD2X1005AXXX | Carlo Gavazzi | 2: 62.931 | 100/5A |  |  | - |  |  |  |  | - |  |  |  | - |  |  | - |  |  | - | [14 empty] | - | [10 empty] | 100/5A |  |  |  | 6 | https://www.unikeyic.com/media/about_us/Unikey_ISO_9001_Certification.pdf | https://www.unikeyic.com/products/current-transformers/ctd2x1005axxx/15963199.html
CTD2X1505AXXX | Carlo Gavazzi | 2: 62.931 7: 59.939 | 150/5A |  |  | - |  |  |  |  | - |  |  |  | - |  |  | - |  |  | - | [14 empty] | - | [10 empty] | 150/5A |  |  |  | 8 | https://www.unikeyic.com/media/about_us/Unikey_ISO_9001_Certification.pdf | https://www.unikeyic.com/products/current-transformers/ctd2x1505axxx/11156334.html
CTD2X2005AXXX | Carlo Gavazzi | 2: 65.648 5: 62.359 | 200/5A |  |  | - |  |  |  |  | - |  |  |  | - |  |  | - |  |  | - | [14 empty] | - | [10 empty] | 200/5A |  |  |  | 6 | https://www.unikeyic.com/media/about_us/Unikey_ISO_9001_Certification.pdf | https://www.unikeyic.com/products/current-transformers/ctd2x2005axxx/4296113.html
CTD3X2505AXXX | Carlo Gavazzi | 1: 74.9181 5: 73.5803 10: 72.2425 25: 72.2425 50: 72.2425 | 250/5A DINRail installation，panel mount 77mm(Length)*127.5mm(height) |  |  | - |  |  |  |  | - |  | CTD3X2505AXXX Carlo Gavazzi |  | - |  |  | - |  |  | - | 77mm(Length)*127.5mm(height) |  |  | DINRail installation, panel mount |  |  | -25℃~60℃ | [7 empty] | - |  |  | Compliant | bulk | [6 empty] | 250/5A |  |  |  | 5 | https://www.unikeyic.com/media/datasheet/d9/7d/7fa0/d97d7fa0ff04dad5d8938d533ad39c68.pdf | https://www.unikeyic.com/products/current-transformers/ctd3x2505axxx/688359046.html
CTD3X4005AXXX | Carlo Gavazzi | 2: 87.945 5: 83.743 | 400 A Current Sense Transformer 45Hz ~ 65Hz DIN Rail |  |  | - |  |  |  |  | - |  | CTD3X4005AXXX Carlo Gavazzi |  | - |  |  | - |  |  | - | [14 empty] | - | [10 empty] | - |  |  |  | 6 | https://www.unikeyic.com/media/datasheet/ff/e5/83de/ffe583decef475ca4169782353083d28.pdf | https://www.unikeyic.com/products/current-transformers/ctd3x4005axxx/23534154.html
CTD4X10005AXXX | Carlo Gavazzi | 1: 118.965 4: 113.3 | 1000/5A |  |  | - |  |  |  |  | - |  |  |  | - |  |  | - |  |  | - | [14 empty] | - | [10 empty] | 1000/5A |  |  |  | 6 | https://www.unikeyic.com/media/about_us/Unikey_ISO_9001_Certification.pdf | https://www.unikeyic.com/products/current-transformers/ctd4x10005axxx/688303582.html
CTG035 | Carlo Gavazzi | 5: 46.548 10: 44.6364 25: 41.5695 50: 41.475 100: 41.37 250: 41.265 500: 41.16 | Current Transformer, CTG Series, Ratio 1000:1, Type CT | [16 empty] | 2.913" (74.00mm) |  |  |  | Not Applicable |  | Surface Mount | [6 empty] | Box | [9 empty] | CTG | [6 empty] | 0.176 lb (80.00 g) | 13 | https://www.unikeyic.com/media/datasheet/94/be/2a72/94/d5176bda573bcb2274a0211a59b94fcc.pdf | https://www.unikeyic.com/products/current-transformers/ctg035/27994675.html
CTG050 | Carlo Gavazzi | 1: 68.7825 | Current Transformer, CTG Series, Ratio 1000:1, Type CT | [16 empty] | - |  |  |  | Not Applicable |  | Surface Mount | [6 empty] | Box | [9 empty] | CTG | - | [5 empty] | - | 2 | https://www.unikeyic.com/media/datasheet/94/be/2a72/94/d5176bda573bcb2274a0211a59b94fcc.pdf | https://www.unikeyic.com/products/current-transformers/ctg050/23700235.html
CTG070 | Carlo Gavazzi | 1: 66.193 | Current Transformer, CTG Series, Ratio 1000:1, Type CT | [20 empty] | Not Applicable |  | Surface Mount | [6 empty] | Box | [9 empty] | CTG | [7 empty] | 7 | https://www.unikeyic.com/media/datasheet/94/be/2a72/94/d5176bda573bcb2274a0211a59b94fcc.pdf | https://www.unikeyic.com/products/current-transformers/ctg070/27757383.html
CTG120 | Carlo Gavazzi | 1: 122.4625 | Current Transformer, CTG Series, Turns Ratio 1000:1, Current Transformer Type | [16 empty] | 6.654" (169.00mm) |  |  |  | Not Applicable |  | Surface Mount | [6 empty] | Box |  |  |  |  | 9829268 |  |  |  |  | CTG | [7 empty] | 3 | https://www.unikeyic.com/media/datasheet/94/be/2a72/94/d5176bda573bcb2274a0211a59b94fcc.pdf | https://www.unikeyic.com/products/current-transformers/ctg120/27903200.html
CTG210 | Carlo Gavazzi | 1: 415.019 | Current Transformer, CTG Series, Ratio 1000:1, Type CT | [20 empty] | Not Applicable |  | Surface Mount | [6 empty] | Box | [9 empty] | CTG | [7 empty] | 3 | https://www.unikeyic.com/media/datasheet/ee/47/4e9e/ee/065ed191121f2e036441fcc17a45812c.pdf | https://www.unikeyic.com/products/current-transformers/ctg210/24007648.html
CTM2Z100A33MA | Carlo Gavazzi | 1: 48.0024 | 100/33.33A |  |  | - |  |  |  |  | - |  |  |  | - |  |  | - |  |  | - | [14 empty] | - | [10 empty] | 100/33.33A |  |  |  | 10 | https://www.unikeyic.com/media/about_us/Unikey_ISO_9001_Certification.pdf | https://www.unikeyic.com/products/current-transformers/ctm2z100a33ma/999221876.html
CTRA8120/5-2.5/1-1809 | HOBUT | 1: 19.3132 5: 18.2644 10: 17.4143 | HOBUT Current Transformers, CTRAseries, Used for5A Moving iron meter |  |  | - |  |  |  |  | - |  | CTRA8120/5-2.5/1-1809 HOBUT |  | - |  |  | - |  |  | - | 70mm(height) | [5 empty] | -30℃~85℃ | [7 empty] | - | [10 empty] | - |  |  |  | 1 | https://www.unikeyic.com/media/datasheet/51/41/1e63/51/680334e401d6dc3e17c43a7d2fa587e0.pdf | https://www.unikeyic.com/products/current-transformers/ctra8120-5-2-5-1-1809/27874462.html
CTSCEN100<400/5 | HOBUT | 1: 98.2575 5: 95.4944 10: 91.568 | HOBUT Current Transformers, CTSCENseries, turns_ratio 100:5, 200:5, 300:5, 400:5, Clamp mounting type |  |  | 100:5, 200:5, 300:5, 400:5 |  |  |  |  | - |  | CTSCEN100<400/5 HOBUT |  | - |  |  | - |  |  | - | 127mm(width)*40mm(height) | [5 empty] | -30℃~80℃ | [7 empty] | - | [10 empty] | 100:5, 200:5, 300:5, 400:5 |  |  |  | 24 | https://www.unikeyic.com/media/datasheet/d5/69/ee73/d5/d8d33daab0c87beff7945ba1a395f148.pdf | https://www.unikeyic.com/products/current-transformers/ctscen100-400-5/23534325.html
CTSCEN200<1000/5 | HOBUT | 1: 86.6543 | HOBUT Current Transformer, CTSCEN Series, Turns Ratio 1000:5, 200:5, 400:5, 600:5, 800:5, Clamp Mount |  |  | 1000:5, 200:5, 400:5, 600:5, 800:5 |  |  |  |  | - |  | CTSCEN200<1000/5 HOBUT |  | - |  |  | - |  |  | - | 132mm(width)*38mm(height) | [5 empty] | -30℃~80℃ | [7 empty] | - | [10 empty] | 1000:5, 200:5, 400:5, 600:5, 800:5 |  |  |  | 2 | https://www.unikeyic.com/media/datasheet/a5/50/bd5c/a5/d63c8e1551846cb136ba8b164ad71f9b.pdf | https://www.unikeyic.com/products/current-transformers/ctscen200-1000-5/24006105.html
CTSCMICRO19-100/5-T-S | HOBUT | 1: 61.0312 5: 57.5027 10: 55.1517 | HOBUT Current Transformer, CTSCM Series |  |  | - |  |  |  |  | - |  | CTSCMICRO19-100/5-T-S HOBUT |  | - |  |  | - |  |  | - | 58mm(width)*78mm(height) | [5 empty] | -30℃~55℃ | [7 empty] | - | [10 empty] | - |  |  |  | 21 | https://www.unikeyic.com/media/datasheet/28/0e/eac9/28/dfae4a85c838c542ab111a3807d903d1.pdf | https://www.unikeyic.com/products/current-transformers/ctscmicro19-100-5-t-s/24042643.html
CTSCMICRO19-150/5-T-S | HOBUT | 1: 61.3966 | HOBUT Current Transformer, CTSCM Series |  |  | - |  |  |  |  | - |  | CTSCMICRO19-150/5-T-S HOBUT |  | - |  |  | - |  |  | - | 58mm(width)*78mm(height) | [5 empty] | -30℃~55℃ | [7 empty] | - | [10 empty] | - |  |  |  | 53 | https://www.unikeyic.com/media/datasheet/55/4b/853d/55/a65f096857f92d1025669102adc36718.pdf | https://www.unikeyic.com/products/current-transformers/ctscmicro19-150-5-t-s/28233449.html
CTSCMICRO19-200/5-T-S | HOBUT | 1: 64.019 5: 59.5871 10: 57.0906 | HOBUT Current Transformer, CTSCM Series, 200:5 Ratio, Split Core |  |  | 200:5 |  |  |  |  | - |  | CTSCMICRO19-200/5-T-S HOBUT |  | - |  |  | - |  |  | - | 58mm(width)*78mm(height) | [5 empty] | -30℃~55℃ | [7 empty] | - | [10 empty] | 200:5 |  |  |  | 16 | https://www.unikeyic.com/media/datasheet/cc/87/c4c3/cc/564e49a6874fbf31802f3f6792585d80.pdf | https://www.unikeyic.com/products/current-transformers/ctscmicro19-200-5-t-s/24276841.html
CTSCMWH120/0.333V | HOBUT | 1: 25.9901 5: 24.9525 10: 23.9149 | HOBUT Current Transformer, CTSCM Series, 120A, 333 mV Output, Split Core Type, For Multi-function Meter |  |  | - |  |  |  |  | - |  | CTSCMWH120/0.333V HOBUT |  | - |  |  | - |  |  | - | 29.9mm*31mm*53mm |  |  | wire mounting |  |  | -15℃~50℃ | [7 empty] | - | [10 empty] | - |  |  |  | 100 | https://www.unikeyic.com/media/datasheet/34/f6/f728/34/a86cc5a325c98c8f23c827607575cfa0.pdf | https://www.unikeyic.com/products/current-transformers/ctscmwh120-0-333v/23726613.html
CTSCMWH30/0.333V | HOBUT | 1: 25.8901 5: 25.1776 10: 24.14 | HOBUT Current Transformer CTSCM Series 30A 333mV Output Split Core Type For Multimeter |  |  | - |  |  |  |  | - |  | CTSCMWH30/0.333V HOBUT |  | - |  |  | - |  |  | - | 28.7mm*26.4mm*41.7mm |  |  | wire mounting |  |  | -15℃~50℃ | [7 empty] | - | [10 empty] | - |  |  |  | 100 | https://www.unikeyic.com/media/datasheet/31/7e/7c90/31/d3fa7569de81e86b3577e94b159bcab0.pdf | https://www.unikeyic.com/products/current-transformers/ctscmwh30-0-333v/24251730.html
CTSCMWH60/0.333V | HOBUT | 1: 26.1152 5: 25.0651 10: 24.0275 | HOBUT Current Transformer, CTSCM Series, 60A, 333mV Output, Split Core, Multi-function Meter |  |  | - |  |  |  |  | - |  | CTSCMWH60/0.333V HOBUT |  | - |  |  | - |  |  | - | 28.7mm*26.4mm*41.7mm |  |  | wire mounting |  |  | -15℃~50℃ | [7 empty] | - | [10 empty] | - |  |  |  | 24 | https://www.unikeyic.com/media/datasheet/9d/26/1313/9d/136c458fc7cc5c5810664405b4d09a8f.pdf | https://www.unikeyic.com/products/current-transformers/ctscmwh60-0-333v/24316795.html
CTSR 0.3-TP/SP4 | LEM | 1: 43.308 5: 39.7332 10: 38.408 40: 36.0814 80: 35.0625 120: 34.5063 | 300mA 1 road 、 | ±1.9% |  |  | 300mA | 21.6mA | [7 empty] | AC/DC | 3.5kHz | [5 empty] | ±0.5% | Not Applicable |  | PCB, Through Hole | 1 |  | -40°C ~ 105°C | Ratiometric, Voltage |  | Module | Bulk | Bidirectional |  |  | 50µs | 2660528 |  |  | - | Flux Gate, Closed Loop | CTSR |  | - |  |  |  | 4.75V ~ 5.25V |  | 24 | https://www.unikeyic.com/media/datasheet/1c/4d/1254/1c/84c474125f21b8a949fddbdc570c848b.pdf | https://www.unikeyic.com/products/current-transformers/ctsr-0-3-tp-sp4/28118435.html
CTSR 1-P | LEM | 1: 32.3131 | CURRENT SENSOR, 1A, VOLTAGE O/P, 5VDC; Sensor Output:Voltage; Supply Voltage DC Min:4.75V; Supply Voltage DC Max:5.25V; Current Measuring Range DC:-1.7A to 1.7A; Current Measuring Range AC:-1.7A to 1.7A; Response Time:50 |  |  | - |  |  |  |  | - |  |  |  | - |  |  | - |  |  | - | [14 empty] | - |  |  | Non-compliant | [7 empty] | - |  |  |  | 212 | https://www.unikeyic.com/media/about_us/Unikey_ISO_9001_Certification.pdf | https://www.unikeyic.com/products/current-transformers/ctsr-1-p/28122311.html
CTV1X60A333MV | Carlo Gavazzi | 1: 47.8885 5: 47.0334 10: 47.0334 20: 47.0334 | 60A Wire Mount, Free Hanging, TH, 31mm × 28mm × 40mm | [5 empty] | 60 A | - |  | - |  | - |  |  |  |  | - | 1.575" (40.00mm) |  |  |  | Not Applicable |  | Free Hanging (In-Line) | [6 empty] | Box | [9 empty] | - | 1.220" L x 1.102" W (31.00mm x 28.00mm) |  | Wire Leads |  | - |  | - | 1 | https://www.unikeyic.com/media/pdf/HTMLDatasheet/carlo-gavazzi/0a/84/7898/ctv1x60a333mv/2025/11/ctv1x60a333mv.pdf | https://www.unikeyic.com/products/current-transformers/ctv1x60a333mv/28303708.html
CTV2X100A333MV | Carlo Gavazzi | 1: 54.8528 5: 53.8733 10: 53.8733 25: 52.8937 50: 52.8937 | Current Transformer, CTV Series, Split Core Type | [5 empty] | 100 A | - |  | - |  | - |  |  |  |  | - | 1.772" (45.00mm) |  |  |  | Not Applicable |  | Free Hanging (In-Line) | [6 empty] | Box | [9 empty] | - | 1.260" L x 1.220" W (32.00mm x 31.00mm) |  | Wire Leads |  | - |  | - | 4 | https://www.unikeyic.com/media/pdf/HTMLDatasheet/carlo-gavazzi/0a/84/7898/ctv1x60a333mv/2025/11/ctv1x60a333mv.pdf | https://www.unikeyic.com/products/current-transformers/ctv2x100a333mv/27797360.html
CTV3X200A333MV | Carlo Gavazzi | 1: 57.5186 | Current Transformer, CTV Series, Split Core Type |  |  | - |  |  |  |  | - |  |  |  | - |  |  | - |  |  | - | 41mm(width)*66mm(height) | [13 empty] | - | [10 empty] | - |  |  |  | 1 | https://www.unikeyic.com/media/about_us/Unikey_ISO_9001_Certification.pdf | https://www.unikeyic.com/products/current-transformers/ctv3x200a333mv/32108628.html
CTV8X800A333MV | Carlo Gavazzi | 1: 284.9291 | Current Transformer, CTV Series, Split Core Type |  |  | - |  |  |  |  | - |  |  |  | - |  |  | - |  |  | - | 110mm(width)*155mm(height) | [13 empty] | - | [10 empty] | - |  |  |  | 4 | https://www.unikeyic.com/media/about_us/Unikey_ISO_9001_Certification.pdf | https://www.unikeyic.com/products/current-transformers/ctv8x800a333mv/30637103.html
CTX16-18294-R | EATON | 1: 7.843 10: 6.083 20: 5.401 50: 5.2488 100: 4.4496 500: 4.266 1,000: 4.1148 | 8.25mH Through hole mounting |  |  | - |  |  |  |  | - |  | CTX16-18294-R EATON |  | - |  |  | - |  |  | 8.25mH |  |  |  | Through hole mounting | [9 empty] | On sale | - |  |  | Compliant | bulk | [6 empty] | - |  |  |  | 45 | https://www.unikeyic.com/media/datasheet/cb/13/4e3f/cb/0aad79da09a8892c0366b638c8ae4f8e.pdf | https://www.unikeyic.com/products/current-transformers/ctx16-18294-r/24092404.html
DHR 300 C10 | LEM | 1: 408.4352 | 300:1 1KA 300:1 panel mount 90mm(width)*70mm(height) |  |  | 300:1 |  |  |  |  | - |  | DHR 300 C10 LEM |  | - |  |  | - |  |  | - | 90mm(width)*70mm(height) |  |  | panel mount |  |  | -40℃~70℃ | [7 empty] | 1KA | [10 empty] | 300:1 |  |  |  | 5 | https://www.unikeyic.com/media/datasheet/56/6d/2cf9/56/364f47555d6237cf90388f688e1dfc67.pdf | https://www.unikeyic.com/products/current-transformers/dhr-300-c10/34080958.html
DHR 400 C10 | LEM | 1: 418.2088 5: 377.108 10: 368.5008 | 400:1 400A 400:1 panel mount 90mm(width)*70mm(height) |  |  | 400:1 |  |  |  |  | - |  | DHR 400 C10 LEM |  | - |  |  | - |  |  | - | 90mm(width)*70mm(height) |  |  | panel mount |  |  | -40℃~70℃ | [7 empty] | 400A | [10 empty] | 400:1 |  |  |  | 9 | https://www.unikeyic.com/media/datasheet/50/12/b513/48/75e493dcc96096912f5c1ed33bde1bc5.pdf | https://www.unikeyic.com/products/current-transformers/dhr-400-c10/3250306.html
DHR 400 C420 | LEM | 1: 373.3449 5: 341.7255 10: 333.1817 | LEM Current Transformers, DHRseries, 400A, 4 → 20 mA output, turns_ratio 400:1 |  |  | 400:1 |  |  |  |  | - |  | DHR 400 C420 LEM |  | - |  |  | - |  |  | - | 90mm(width)*70mm(height) |  |  | panel mount |  |  | -40℃~70℃ | [7 empty] | - | [10 empty] | 400:1 |  |  |  | 76 | https://www.unikeyic.com/media/datasheet/d9/a8/2aba/d9/acf11b1064b6921d6426392acab48a50.pdf | https://www.unikeyic.com/products/current-transformers/dhr-400-c420/3079766.html
DHR 600 C420 | LEM | 1: 395.3995 5: 361.9128 10: 352.8642 | LEM Current Transformers, DHRseries, 600A, 4 → 20 mA output, turns_ratio 600:1 |  |  | 600:1 |  |  |  |  | - |  |  |  | - |  |  | - |  |  | - | 90mm(width)*70mm(height) |  |  | panel mount |  |  | -40℃~70℃ | [7 empty] | - | [10 empty] | 600:1 |  |  |  | 10 | https://www.unikeyic.com/media/about_us/Unikey_ISO_9001_Certification.pdf | https://www.unikeyic.com/products/current-transformers/dhr-600-c420/1211829.html
DK 100 B420 | LEM |  | 100:1 100A 100:1 panel mount 89.7mm(width)*68.6mm(height) |  |  | 100:1 |  |  |  |  | - |  | DK 100 B420 LEM |  | - |  |  | - |  |  | - | 89.7mm(width)*68.6mm(height) |  |  | panel mount |  |  | -20℃~50℃ | [7 empty] | 100A | [10 empty] | 100:1 |  |  |  |  | https://www.unikeyic.com/media/datasheet/aa/11/dbe3/aa/4fce593ca7644d9d5862886e71b33d85.pdf | https://www.unikeyic.com/products/current-transformers/dk-100-b420/22817750.html
DK 200 B10 | LEM |  | LEM Current Transformers, DKseries, 200A, turns_ratio 200:1 |  |  | 200:1 |  |  |  |  | - |  | DK 200 B10 LEM |  | - |  |  | - |  |  | - | 89.7mm(width)*68.6mm(height) |  |  | panel mount |  |  | -20℃~50℃ | [7 empty] | - | [10 empty] | 200:1 |  |  |  |  | https://www.unikeyic.com/media/datasheet/2b/5a/364f/2b/56cf7e22f4077701959f84e20bf97e74.pdf | https://www.unikeyic.com/products/current-transformers/dk-200-b10/23414192.html
DK 300 B10 | LEM | 1: 579.2441 | LEM Current Transformers, DKseries, 300A, turns_ratio 300:1 |  |  | 300:1 |  |  |  |  | - |  | DK 300 B10 LEM |  | - |  |  | - |  |  | - | 89.7mm(width)*57.2mm(height) |  |  | panel mount |  |  | -20℃~50℃ | [7 empty] | - | [10 empty] | 300:1 |  |  |  | 1 | https://www.unikeyic.com/media/datasheet/c0/da/43b8/c0/5a3c881e6378790048658df8397b1b82.pdf | https://www.unikeyic.com/products/current-transformers/dk-300-b10/34418249.html
DK 300 B420 | LEM | 1: 1049.9545 | 300:1 300A 300:1 panel mount 89.7mm(width)*57.2mm(height) |  |  | 300:1 |  |  |  |  | - |  | DK 300 B420 LEM |  | - |  |  | - |  |  | - | 89.7mm(width)*57.2mm(height) |  |  | panel mount |  |  | -20℃~50℃ | [7 empty] | 300A | [10 empty] | 300:1 |  |  |  | 2 | https://www.unikeyic.com/media/datasheet/2a/24/dba3/2a/b61ca1cf449b080c031eb237fd9499b7.pdf | https://www.unikeyic.com/products/current-transformers/dk-300-b420/34195690.html
DK 400 B420 | LEM | 1: 735.1849 | 400:1 400A 400:1 panel mount 89.7mm(width)*57.2mm(height) |  |  | 400:1 |  |  |  |  | - |  | DK 400 B420 LEM |  | - |  |  | - |  |  | - | 89.7mm(width)*57.2mm(height) |  |  | panel mount |  |  | -20℃~50℃ | [7 empty] | 400A | [10 empty] | 400:1 |  |  |  | 8 | https://www.unikeyic.com/media/datasheet/a1/8b/03c9/a1/5b190f048a4a580204d7a854bc7932f4.pdf | https://www.unikeyic.com/products/current-transformers/dk-400-b420/34075826.html
DM0T0050 | Lovato Electric | 1: 48.4151 | Lovato Current Transformers, DMseries, turns_ratio 50:5, Base mounted type |  |  | - |  |  |  |  | - |  | DM0T0050 Lovato Electric |  | - |  |  | - |  |  | - | 44mm*66mm*66mm |  |  | base mount |  |  | -25℃~50℃ | [7 empty] | - | [10 empty] | 50:5 |  |  |  | 4 | https://www.unikeyic.com/media/datasheet/21/be/604b/21/09310061f4cee520473b1a181bcb1583.pdf | https://www.unikeyic.com/products/current-transformers/dm0t0050/24059093.html
DM0T080 | Lovato Electric | 1: 18.0631 5: 16.9892 10: 16.2892 | Lovato Current Transformer, DM Series, 80:5 Ratio, Base Mount |  |  | 80:5 |  |  |  |  | - |  | DM0T080 Lovato Electric |  | - |  |  | - |  |  | - | 32mm(width)*66mm(height) |  |  | base mount |  |  | -25℃~50℃ | [7 empty] | - | [10 empty] | 80:5 |  |  |  | 14 | https://www.unikeyic.com/media/datasheet/21/be/604b/21/09310061f4cee520473b1a181bcb1583.pdf | https://www.unikeyic.com/products/current-transformers/dm0t080/23902931.html
DM1TA0600 | Lovato Electric | 1: 128.7131 | Lovato Current Transformer, DM Series, 5A Output, 600:5A Ratio, Split Core |  |  | 600:5A |  |  |  |  | - |  |  |  | - |  |  | - |  |  | - | [14 empty] | - | [10 empty] | 600:5 |  |  |  | 2 | https://www.unikeyic.com/media/about_us/Unikey_ISO_9001_Certification.pdf | https://www.unikeyic.com/products/current-transformers/dm1ta0600/27854105.html
DM2T0100 | Lovato Electric | 1: 50.6946 | Lovato Current Transformers, DMseries, turns_ratio 100:5, Base mounted type |  |  | 100:5 |  |  |  |  | - |  | DM2T0100 Lovato Electric |  | - |  |  | - |  |  | - | 52mm(width)*65.5mm(height) |  |  | base mount |  |  | -25℃~50℃ | [7 empty] | - | [10 empty] | 100:5 |  |  |  | 9 | https://www.unikeyic.com/media/datasheet/b4/41/ee1b/b4/fd6490fe4eb56b6b900fb466a4fc7457.pdf | https://www.unikeyic.com/products/current-transformers/dm2t0100/28333507.html
DM2T0150 | Lovato Electric | 1: 36.6517 | 150:5 52mm W × 65.5mm H |  |  | - |  |  |  |  | - |  | DM2T0150 Lovato Electric |  | - |  |  | - |  |  | - | 52mm(width)*65.5mm(height) | [5 empty] | -25℃~50℃ | [7 empty] | - | [10 empty] | 150:5 |  |  |  | 8 | https://www.unikeyic.com/media/datasheet/b4/41/ee1b/b4/fd6490fe4eb56b6b900fb466a4fc7457.pdf | https://www.unikeyic.com/products/current-transformers/dm2t0150/27912158.html
DM2T0200 | Lovato Electric | 1: 51.6768 | Lovato Current Transformer, DM Series, 200:5 Ratio, Base Mount |  |  | 200:5 |  |  |  |  | - |  | DM2T0200 Lovato Electric |  | - |  |  | - |  |  | - | 52mm(width)*65.5mm(height) |  |  | base mount |  |  | -25℃~50℃ | [7 empty] | - | [10 empty] | 200:5 |  |  |  | 1 | https://www.unikeyic.com/media/datasheet/b4/41/ee1b/b4/fd6490fe4eb56b6b900fb466a4fc7457.pdf | https://www.unikeyic.com/products/current-transformers/dm2t0200/28127001.html
DM2T0300 | Lovato Electric | 1: 40.0704 | 300:5 52mm W × 65.5mm H |  |  | - |  |  |  |  | - |  | DM2T0300 Lovato Electric |  | - |  |  | - |  |  | - | 52mm(width)*65.5mm(height) | [5 empty] | -25℃~50℃ | [7 empty] | - | [10 empty] | 300:5 |  |  |  | 6 | https://www.unikeyic.com/media/datasheet/b4/41/ee1b/b4/fd6490fe4eb56b6b900fb466a4fc7457.pdf | https://www.unikeyic.com/products/current-transformers/dm2t0300/23820265.html
DN-843I-CT-1 | ICP DAS | 1: 452.52 | 1A DINRail installation 148mm*75.7mm*39mm |  |  | - |  |  |  |  | - |  |  |  | - |  |  | - |  |  | - | 148mm*75.7mm*39mm |  |  | DIN rail mounting | [9 empty] | On sale | 1A |  |  | Compliant | boxed | [6 empty] | - |  |  |  | 30 | https://www.unikeyic.com/media/about_us/Unikey_ISO_9001_Certification.pdf | https://www.unikeyic.com/products/current-transformers/dn-843i-ct-1/23816376.html
DN-843I-CT-10 | ICP DAS | 1: 366.12 | 10A DIN Rail Mount 148mm × 75.7mm × 39mm |  |  | - |  |  |  |  | - |  |  |  | - |  |  | - |  |  | - | 148mm*75.7mm*39mm |  |  | DIN rail mounting | [9 empty] | On sale | 10A |  |  | Compliant | boxed | [6 empty] | - |  |  |  | 29 | https://www.unikeyic.com/media/about_us/Unikey_ISO_9001_Certification.pdf | https://www.unikeyic.com/products/current-transformers/dn-843i-ct-10/24295312.html
DN-843I-CT-20 | ICP DAS | 1: 366.12 | 20A DIN Rail Mount 148mm × 75.7mm × 39mm |  |  | - |  |  |  |  | - |  |  |  | - |  |  | - |  |  | - | 148mm*75.7mm*39mm |  |  | DIN rail mounting | [9 empty] | On sale | 20A |  |  | Compliant | boxed | [6 empty] | - |  |  |  | 28 | https://www.unikeyic.com/media/about_us/Unikey_ISO_9001_Certification.pdf | https://www.unikeyic.com/products/current-transformers/dn-843i-ct-20/27910322.html
DN-843I-CT-50 | ICP DAS | 1: 452.52 | 50A DINRail installation 148mm*75.7mm*39mm |  |  | - |  |  |  |  | - |  |  |  | - |  |  | - |  |  | - | 148mm*75.7mm*39mm |  |  | DIN rail mounting | [9 empty] | On sale | 50A |  |  | Compliant | boxed | [6 empty] | - |  |  |  | 15 | https://www.unikeyic.com/media/about_us/Unikey_ISO_9001_Certification.pdf | https://www.unikeyic.com/products/current-transformers/dn-843i-ct-50/24325299.html
DVC1000 | LEM | 1: 201.3642 | VOLTAGE TRANSDUCER, CURRENT OUTPUT; |  |  | - |  |  |  |  | - |  |  |  | - |  |  | - |  |  | - | [14 empty] | - |  |  |  | bulk | [6 empty] | - |  |  |  | 46 | https://www.unikeyic.com/media/about_us/Unikey_ISO_9001_Certification.pdf | https://www.unikeyic.com/products/current-transformers/dvc1000/682385956.html
DVL 1000 | LEM | 1: 206.0016 5: 203.0587 10: 198.6444 | LEM Current Transformers, DVLseries, 50 mAoutput |  |  | - |  |  |  |  | - |  | DVL 1000 LEM |  | - |  |  | - |  |  | - | 63mm(width)*48.3mm(height) |  |  | panel mount |  |  | -40℃~85℃ | [7 empty] | - |  |  |  | bulk | [6 empty] | - |  |  |  | 78 | https://www.unikeyic.com/media/datasheet/0a/9f/96be/0a9f96be8982e83961a4342abcfa2b20.pdf | https://www.unikeyic.com/products/current-transformers/dvl-1000/34289173.html
DVL 150 | LEM | 1: 352.3438 5: 347.3103 10: 339.7601 | LEM Current Transformers, DVLseries, 50 mAoutput |  |  | - |  |  |  |  | - |  | DVL 150 LEM |  | - |  |  | - |  |  | - | 63mm(width)*48.3mm(height) |  |  | panel mount |  |  | -40℃~85℃ | [7 empty] | - | [10 empty] | - |  |  |  | 21 | https://www.unikeyic.com/media/datasheet/25/23/468a/25/2e59e3e7b2bfa1976905abdc5ac66dd4.pdf | https://www.unikeyic.com/products/current-transformers/dvl-150/34399492.html
DVL 1500 | LEM | 1: 352.3438 5: 347.3103 10: 339.7601 | LEM Current Transformers, DVLseries, 50 mAoutput |  |  | - |  |  |  |  | - |  | DVL 1500 LEM |  | - |  |  | - |  |  | - | 137.8mm(width)*64.3mm(height) |  |  | panel mount |  |  | -40℃~85℃ | [7 empty] | - | [10 empty] | - |  |  |  | 90 | https://www.unikeyic.com/media/datasheet/4b/fc/1c52/4b/6c184c2dfcd53a67d4cfa4b2f8290313.pdf | https://www.unikeyic.com/products/current-transformers/dvl-1500/23975876.html
DVL 250 | LEM | 1: 352.3438 5: 347.3103 10: 339.7601 | LEM Current Transformers, DVLseries, 50 mAoutput |  |  | - |  |  |  |  | - |  | DVL 250 LEM |  | - |  |  | - |  |  | - | 63mm(width)*48.3mm(height) |  |  | panel mount |  |  | -40℃~85℃ | [7 empty] | - | [10 empty] | - |  |  |  | 20 | https://www.unikeyic.com/media/datasheet/87/c5/48da/87/64d7290d03c8841d20c926b822a35cd4.pdf | https://www.unikeyic.com/products/current-transformers/dvl-250/34464629.html
DVL 50 | LEM | 1: 417.2469 5: 384.9556 10: 377.9863 | LEM Current Transformers, DVLseries, 50 mAoutput |  |  | - |  |  |  |  | - |  | DVL 50 LEM |  | - |  |  | - |  |  | - | 63mm(width)*48.3mm(height) |  |  | panel mount |  |  | -40℃~85℃ | [7 empty] | - |  |  |  | bulk | [6 empty] | - |  |  |  | 20 | https://www.unikeyic.com/media/datasheet/61/89/4f44/61894f44ad3a986d50a2b98e5303707a.pdf | https://www.unikeyic.com/products/current-transformers/dvl-50/34233245.html
DVL 750 | LEM | 1: 352.3438 5: 347.3103 10: 339.7601 | LEM Current Transformers, DVLseries, 50 mAoutput |  |  | - |  |  |  |  | - |  | DVL 750 LEM |  | - |  |  | - |  |  | - | 63mm(width)*64.3mm(height) |  |  | panel mount |  |  | -40℃~85℃ | [7 empty] | - | [10 empty] | - |  |  |  | 10 | https://www.unikeyic.com/media/datasheet/55/81/a0cc/55/088c84073d93ad44a1e3a72842cd2abc.pdf | https://www.unikeyic.com/products/current-transformers/dvl-750/34623709.html
E54-CT1 | OMRON | 2: 83.391 5: 79.112 | 1400 50A 50Hz，60Hz Flange mounting 40mm(Length)*25mm(height) | [20 empty] | 1 (Unlimited) | [8 empty] | Box |  |  |  |  | 819784 |  |  |  |  | - | [7 empty] | 6 | https://www.unikeyic.com/media/datasheet/c5/e7/0d36/c5/98f6943e58a91885bfa7f3cd2dd35135.pdf | https://www.unikeyic.com/products/current-transformers/e54-ct1/19685294.html
ECST1V0504-1030-R | EATON | 1: 7.59 10: 5.709 25: 5.3568 50: 5.2164 100: 5.0544 250: 4.8384 500: 4.6872 1,000: 4.5468 2,000: 4.3524 | 30:1 7A 74μH 50kHz~1MHz SMD 4.8mm × 3.65mm × 3.55mm Transformer | [5 empty] | 7 A | - |  | 3mOhm Primary, 800mOhm Secondary Max |  | - |  |  |  |  | 50kHz ~ 1MHz | 0.140" (3.55mm) | 74 µH |  |  | 1 (Unlimited) |  | Surface Mount | [11 empty] | 16712745 |  |  |  |  | ECST | 0.189" L x 0.144" W (4.80mm x 3.65mm) |  | J Lead |  | 30:1 |  | - | 1302 | https://www.unikeyic.com/media/datasheet/37/ae/1f50/37ae1f50e85dcd370eeae3e4f0999dc0.pdf | https://www.unikeyic.com/products/current-transformers/ecst1v0504-1030-r/28151696.html
ECST1V0504-1050-R | EATON | 1: 5.4349 10: 4.9157 25: 4.7179 50: 4.5727 100: 4.4312 250: 4.2498 500: 4.1168 1,000: 3.9875 | 50:1 Transformer 7A 205μH 50kHz-1MHz SMD, 4.8mm × 3.65mm × 3.55mm | [5 empty] | 7 A | - |  | 3mOhm Primary, 2.5Ohm Secondary Max |  | - |  |  |  |  | 50kHz ~ 1MHz | 0.140" (3.55mm) | 205 µH |  |  | 1 (Unlimited) |  | Surface Mount | [11 empty] | 16712891 |  |  |  |  | ECST | 0.189" L x 0.144" W (4.80mm x 3.65mm) |  | J Lead |  | 50:1 |  | - | 338 | https://www.unikeyic.com/media/datasheet/37/ae/1f50/37ae1f50e85dcd370eeae3e4f0999dc0.pdf | https://www.unikeyic.com/products/current-transformers/ecst1v0504-1050-r/27846532.html
ECST1V0504-1060-R | EATON | 1: 7.59 10: 5.709 25: 5.3568 50: 5.2164 100: 5.0544 250: 4.8384 500: 4.6872 1,000: 4.5468 2,000: 3.9204 | 60:1 7A 295μH 50KHz~1MHz SMD SMD mount 4.8mm*3.65mm*3.55mm | [5 empty] | 7 A | - |  | 3mOhm Primary, 3.6Ohm Secondary Max |  | - |  |  |  |  | 50kHz ~ 1MHz | 0.140" (3.55mm) | 295 µH |  |  | 1 (Unlimited) |  | Surface Mount | [16 empty] | ECST | 0.189" L x 0.144" W (4.80mm x 3.65mm) |  | J Lead |  | 60:1 |  | - | 1990 | https://www.unikeyic.com/media/datasheet/37/ae/1f50/37ae1f50e85dcd370eeae3e4f0999dc0.pdf | https://www.unikeyic.com/products/current-transformers/ecst1v0504-1060-r/28258972.html
ECST1V0504-1070-R | EATON | 1: 5.4349 10: 4.9157 25: 4.7179 50: 4.5727 100: 4.4312 250: 4.2498 500: 4.1168 1,000: 3.9875 | 1:70 Transformer, 50kHz-1MHz, SMD, 4.8mm L × 3.65mm H | [5 empty] | 7 A | - |  | 3mOhm Primary, 4.6Ohm Secondary Max |  | - |  |  |  |  | 50kHz ~ 1MHz | 0.140" (3.55mm) | 400 µH |  |  | 1 (Unlimited) |  | Surface Mount | [11 empty] | 16712861 |  |  |  |  | ECST | 0.189" L x 0.144" W (4.80mm x 3.65mm) |  | J Lead |  | 70:1 |  | - | 349 | https://www.unikeyic.com/media/about_us/Unikey_ISO_9001_Certification.pdf | https://www.unikeyic.com/products/current-transformers/ecst1v0504-1070-r/23806299.html
ECST1V0504-1100-R | EATON | 1: 5.4349 10: 4.9157 25: 4.7179 50: 4.5727 100: 4.4312 250: 4.2498 500: 4.1168 1,000: 3.9875 | 1:100 50kHz~1MHz SMD 4.8mm L × 3.65mm H | [5 empty] | 7 A | - |  | 3mOhm Primary, 9.5Ohm Secondary Max |  | - |  |  |  |  | 50kHz ~ 1MHz | 0.140" (3.55mm) | 820 µH |  |  | 1 (Unlimited) |  | Surface Mount | [11 empty] | 16712831 |  |  |  |  | ECST | 0.189" L x 0.144" W (4.80mm x 3.65mm) |  | J Lead |  | 100:1 |  | - | 348 | https://www.unikeyic.com/media/about_us/Unikey_ISO_9001_Certification.pdf | https://www.unikeyic.com/products/current-transformers/ecst1v0504-1100-r/27914644.html
ECST1V0504-1125-R | EATON | 1: 7.59 10: 5.709 25: 5.3568 50: 5.2164 100: 5.0544 250: 4.8384 500: 4.6872 1,000: 4.5468 2,000: 4.1364 | 125:1 7A 1.28mH 50kHz~1MHz SMD, 4.8mm × 3.65mm × 3.55mm | [5 empty] | 7 A | - |  | 3mOhm Primary, 13Ohm Secondary Max |  | - |  |  |  |  | 50kHz ~ 1MHz | 0.140" (3.55mm) | 1.28 mH |  |  | 1 (Unlimited) |  | Surface Mount | [16 empty] | ECST | 0.189" L x 0.144" W (4.80mm x 3.65mm) |  | J Lead |  | 125:1 |  | - | 2000 | https://www.unikeyic.com/media/datasheet/37/ae/1f50/37ae1f50e85dcd370eeae3e4f0999dc0.pdf | https://www.unikeyic.com/products/current-transformers/ecst1v0504-1125-r/24125731.html
ECST1V0703-1020-R | EATON | 1: 4.669 10: 3.652 25: 3.157 50: 3.0024 100: 2.916 250: 2.8836 500: 2.8512 1,000: 2.7324 2,500: 2.2896 | 1:20 50KHz~1MHz SMD SMD mount 7.2mm(Length)*5.2mm(height) | [5 empty] | 9 A | - |  | 1.5mOhm Primary, 420mOhm Secondary Max |  | - |  |  |  |  | 50kHz ~ 1MHz | 0.118" (3.00mm) | 53 µH |  |  | 1 (Unlimited) |  | Surface Mount | [11 empty] | 16712712 |  |  |  |  | ECST | 0.283" L x 0.205" W (7.20mm x 5.20mm) |  | J Lead |  | 20:1 |  | - | 2500 | https://www.unikeyic.com/media/datasheet/b8/e2/56cd/b8e256cd6ff7fdca62d17bb6d71ba617.pdf | https://www.unikeyic.com/products/current-transformers/ecst1v0703-1020-r/24127220.html
ECST1V0703-1100-R | EATON | 1: 3.0456 10: 2.7572 25: 2.6473 50: 2.5667 100: 2.4882 250: 2.3874 500: 2.3134 1,000: 2.2414 | 1:100 50KHz~1MHz SMD SMD mount 7.2mm(Length)*5.2mm(height) | [5 empty] | 9 A | - |  | 1.5mOhm Primary, 10.68Ohm Secondary Max |  | - |  |  |  |  | 50kHz ~ 1MHz | 0.118" (3.00mm) | 1.33 mH |  |  | 1 (Unlimited) |  | Surface Mount | [16 empty] | ECST | 0.283" L x 0.205" W (7.20mm x 5.20mm) |  | J Lead |  | 100:1 |  | - | 336 | https://www.unikeyic.com/media/datasheet/b8/e2/56cd/b8e256cd6ff7fdca62d17bb6d71ba617.pdf | https://www.unikeyic.com/products/current-transformers/ecst1v0703-1100-r/23640275.html
ECST1V0805-1020-R | EATON | 1: 3.68 10: 2.882 25: 2.497 50: 2.376 100: 2.3004 250: 2.2788 500: 2.2572 1,000: 2.1384 2,000: 2.0088 | 20:1 10A 80μH 50kHz~1MHz SMD 8.38mm × 8mm × 5.5mm | [5 empty] | 10 A | - |  | 700mOhm Primary, 400mOhm Secondary Max |  | - |  |  |  |  | 50kHz ~ 1MHz | 0.217" (5.50mm) | 80 µH |  |  | 1 (Unlimited) |  | Surface Mount | [11 empty] | 16712747 |  |  |  |  | ECST | 0.330" L x 0.315" W (8.38mm x 8.00mm) |  | Gull Wing |  | 20:1 |  | - | 986 | https://www.unikeyic.com/media/datasheet/51/35/c0d7/5135c0d7b919f74e7b4b40bd020b1614.pdf | https://www.unikeyic.com/products/current-transformers/ecst1v0805-1020-r/23936836.html
ECST1V0805-1030-R | EATON | 1: 3.6685 10: 2.871 25: 2.486 50: 2.3652 100: 2.2896 250: 2.268 500: 2.2572 1,000: 2.1276 2,000: 2.0088 | Transformer 30:1, 10A, 180μH, 50kHz~1MHz, SMD, 8.38mm × 8mm × 5.5mm | [5 empty] | 10 A | - |  | 700mOhm Primary, 870mOhm Secondary Max |  | - |  |  |  |  | 50kHz ~ 1MHz | 0.217" (5.50mm) | 180 µH |  |  | 1 (Unlimited) |  | Surface Mount | [16 empty] | ECST | 0.330" L x 0.315" W (8.38mm x 8.00mm) |  | Gull Wing |  | 30:1 |  | - | 997 | https://www.unikeyic.com/media/datasheet/51/35/c0d7/5135c0d7b919f74e7b4b40bd020b1614.pdf | https://www.unikeyic.com/products/current-transformers/ecst1v0805-1030-r/24308865.html
ECST1V0805-1040-R | EATON | 1: 3.6685 10: 2.871 25: 2.486 50: 2.3652 100: 2.2896 250: 2.268 500: 2.2572 1,000: 2.1276 2,000: 2.0088 | Inductor, SMD, 10A, 320μH, 50kHz-1MHz, 8.38mm × 8mm × 5.5mm | [5 empty] | 10 A | - |  | 700mOhm Primary, 1.14Ohm Secondary Max |  | - |  |  |  |  | 50kHz ~ 1MHz | 0.217" (5.50mm) | 320 µH |  |  | 1 (Unlimited) |  | Surface Mount | [11 empty] | 16712860 |  |  |  |  | ECST | 0.330" L x 0.315" W (8.38mm x 8.00mm) |  | Gull Wing |  | 40:1 |  | - | 1000 | https://www.unikeyic.com/media/datasheet/51/35/c0d7/5135c0d7b919f74e7b4b40bd020b1614.pdf | https://www.unikeyic.com/products/current-transformers/ecst1v0805-1040-r/23572369.html
ECST1V0805-1050-R | EATON | 1: 2.964 10: 2.227 25: 2.1393 50: 2.0745 100: 2.0113 250: 1.9301 500: 1.8705 | 1:50 Transformer, 50kHz~1MHz, SMD, 8.38mm L × 8mm H | [5 empty] | 10 A | - |  | 700mOhm Primary, 1.85Ohm Secondary Max |  | - |  |  |  |  | 50kHz ~ 1MHz | 0.217" (5.50mm) | 500 µH |  |  | 1 (Unlimited) |  | Surface Mount | [11 empty] | 16712800 |  |  |  |  | ECST | 0.330" L x 0.315" W (8.38mm x 8.00mm) |  | Gull Wing |  | 50:1 |  | - | 340 | https://www.unikeyic.com/media/about_us/Unikey_ISO_9001_Certification.pdf | https://www.unikeyic.com/products/current-transformers/ecst1v0805-1050-r/23853722.html
ECST1V0805-1100-R | EATON | 1: 2.622 10: 2.3805 25: 2.189 50: 2.123 100: 2.0196 250: 1.944 1,000: 1.8576 | Transformer 100:1 10A 2mH 50kHz~1MHz SMD 8.38mm × 8mm × 5.5mm | [5 empty] | 10 A | - |  | 700mOhm Primary, 5.5Ohm Secondary Max |  | - |  |  |  |  | 50kHz ~ 1MHz | 0.217" (5.50mm) | 2 mH |  |  | 1 (Unlimited) |  | Surface Mount | [11 empty] | 16712795 |  |  |  |  | ECST | 0.330" L x 0.315" W (8.38mm x 8.00mm) |  | Gull Wing |  | 100:1 |  | - | 856 | https://www.unikeyic.com/media/datasheet/51/35/c0d7/5135c0d7b919f74e7b4b40bd020b1614.pdf | https://www.unikeyic.com/products/current-transformers/ecst1v0805-1100-r/23857558.html
ECST1V1308-1020-R | EATON | 350: 3.069 2,100: 3.069 | 20:1 15A 220μH 50KHz~1MHz SMD SMD mount 13mm*11mm*7.8mm | [5 empty] | 15 A | - |  | 3.9mOhm Primary, 210mOhm Secondary Max |  | - |  |  |  |  | 50kHz ~ 1MHz | 0.307" (7.80mm) | 220 µH |  |  | 1 (Unlimited) |  | Surface Mount | [16 empty] | ECST | 0.512" L x 0.433" W (13.00mm x 11.00mm) |  | Gull Wing |  | 20:1 |  | - | 350 | https://www.unikeyic.com/media/datasheet/11/c6/0f57/11c60f57a455dee13e8db07785025ee6.pdf | https://www.unikeyic.com/products/current-transformers/ecst1v1308-1020-r/28332741.html
ECST1V1308-1030-R | EATON | 350: 3.069 2,100: 3.069 | Transformer, SMD, 30:1, 15A, 500μH, 50kHz-1MHz, 13mm × 11mm × 7.8mm | [5 empty] | 15 A | - |  | 3.9mOhm Primary, 320mOhm Secondary Max |  | - |  |  |  |  | 50kHz ~ 1MHz | 0.307" (7.80mm) | 500 µH |  |  | 1 (Unlimited) |  | Surface Mount | [11 empty] | 16712731 |  |  |  |  | ECST | 0.512" L x 0.433" W (13.00mm x 11.00mm) |  | Gull Wing |  | 30:1 |  | - | 350 | https://www.unikeyic.com/media/datasheet/11/c6/0f57/11c60f57a455dee13e8db07785025ee6.pdf | https://www.unikeyic.com/products/current-transformers/ecst1v1308-1030-r/24200069.html
ECST1V1308-1050-R | EATON | 1: 6.0375 10: 4.862 25: 4.59 50: 4.4496 100: 4.3092 350: 4.1256 700: 3.996 1,050: 3.8556 | 50:1 15A 1.4mH 50kHz~1MHz SMD, 13mm × 11mm × 7.8mm | [5 empty] | 15 A | - |  | 3.9mOhm Primary, 650mOhm Secondary Max |  | - |  |  |  |  | 50kHz ~ 1MHz | 0.307" (7.80mm) | 1.4 mH |  |  | 1 (Unlimited) |  | Surface Mount | [11 empty] | 16712710 |  |  |  |  | ECST | 0.512" L x 0.433" W (13.00mm x 11.00mm) |  | Gull Wing |  | 50:1 |  | - | 345 | https://www.unikeyic.com/media/datasheet/11/c6/0f57/11c60f57a455dee13e8db07785025ee6.pdf | https://www.unikeyic.com/products/current-transformers/ecst1v1308-1050-r/24314564.html
ECST1V1308-1080-R | EATON | 350: 3.069 2,100: 3.069 | 80:1 15A 3.5mH 50kHz-1MHz SMD Inductor, 13mm × 11mm × 7.8mm | [5 empty] | 15 A | - |  | 3.9mOhm Primary, 1.3Ohm Secondary Max |  | - |  |  |  |  | 50kHz ~ 1MHz | 0.307" (7.80mm) | 3.5 mH |  |  | 1 (Unlimited) |  | Surface Mount | [16 empty] | ECST | 0.512" L x 0.433" W (13.00mm x 11.00mm) |  | Gull Wing |  | 80:1 |  | - | 350 | https://www.unikeyic.com/media/datasheet/11/c6/0f57/11c60f57a455dee13e8db07785025ee6.pdf | https://www.unikeyic.com/products/current-transformers/ecst1v1308-1080-r/23584817.html
ECST1V1308-1100-R | EATON | 1: 5.565 10: 5.0248 25: 4.8225 50: 4.674 100: 4.5292 | 100:1 15A 5.6mH 50kHz~1MHz SMD, 13mm × 11mm × 7.8mm | [5 empty] | 15 A | - |  | 3.9mOhm Primary, 2Ohm Secondary Max |  | - |  |  |  |  | 50kHz ~ 1MHz | 0.307" (7.80mm) | 5.6 mH |  |  | 1 (Unlimited) |  | Surface Mount | [11 empty] | 16712728 |  |  |  |  | ECST | 0.512" L x 0.433" W (13.00mm x 11.00mm) |  | Gull Wing |  | 100:1 |  | - | 75 | https://www.unikeyic.com/media/datasheet/11/c6/0f57/11c60f57a455dee13e8db07785025ee6.pdf | https://www.unikeyic.com/products/current-transformers/ecst1v1308-1100-r/23481353.html
ECST1V1308-1150-R | EATON | 350: 3.069 2,100: 3.069 | 150:1 15A 12.6mH 50kHz~1MHz SMD, 13mm × 11mm × 7.8mm | [5 empty] | 15 A | - |  | 3.9mOhm Primary, 6.5Ohm Secondary Max |  | - |  |  |  |  | 50kHz ~ 1MHz | 0.307" (7.80mm) | 12.6 mH |  |  | 1 (Unlimited) |  | Surface Mount | [16 empty] | ECST | 0.512" L x 0.433" W (13.00mm x 11.00mm) |  | Gull Wing |  | 150:1 |  | - | 350 | https://www.unikeyic.com/media/datasheet/11/c6/0f57/11c60f57a455dee13e8db07785025ee6.pdf | https://www.unikeyic.com/products/current-transformers/ecst1v1308-1150-r/23752809.html
ECSTA1V0504-1030-R | EATON | 1: 8.28 10: 6.413 25: 6.048 50: 5.8644 100: 5.6808 250: 5.4216 500: 5.2488 1,000: 5.0868 2,000: 5.0328 | 30:1 7A 74μH 50kHz~1MHz SMD 4.8mm × 3.65mm × 3.55mm | [5 empty] | 7 A | - |  | 3Ohm Primary, 800mOhm Secondary Max |  | - |  |  |  |  | 50kHz ~ 1MHz | 0.140" (3.55mm) | 74 µH |  |  | 1 (Unlimited) |  | Surface Mount | [16 empty] | ECSTA | 0.189" L x 0.144" W (4.80mm x 3.65mm) |  | J Lead |  | 30:1 |  | - | 1999 | https://www.unikeyic.com/media/datasheet/c7/e2/d15c/c7e2d15c122db05d091b3ab8de4ef76f.pdf | https://www.unikeyic.com/products/current-transformers/ecsta1v0504-1030-r/29797885.html
ECSTA1V0504-1060-R | EATON | 1: 8.28 10: 6.413 25: 6.048 50: 5.8644 100: 5.6808 250: 5.4216 500: 5.2488 1,000: 5.0868 2,000: 5.0328 | 60:1 7A 295μH 50kHz~1MHz SMD 4.8mm × 3.65mm × 3.55mm | [5 empty] | 7 A | - |  | 3Ohm Primary, 3.6Ohm Secondary Max |  | - |  |  |  |  | 50kHz ~ 1MHz | 0.140" (3.55mm) | 295 µH |  |  | 1 (Unlimited) |  | Surface Mount | [11 empty] | 16712704 |  |  |  |  | ECSTA | 0.189" L x 0.144" W (4.80mm x 3.65mm) |  | J Lead |  | 60:1 |  | - | 1999 | https://www.unikeyic.com/media/datasheet/c7/e2/d15c/c7e2d15c122db05d091b3ab8de4ef76f.pdf | https://www.unikeyic.com/products/current-transformers/ecsta1v0504-1060-r/16653269.html
ECSTA1V0504-1070-R | EATON | 1: 7.4025 10: 6.6825 25: 6.4127 50: 6.2141 100: 6.0208 250: 5.7732 500: 5.5917 1,000: 5.4153 | 50kHz~1MHz | [5 empty] | 7 A | - |  | 3Ohm Primary, 4.6Ohm Secondary Max |  | - |  |  |  |  | 50kHz ~ 1MHz | 0.140" (3.55mm) | 400 µH |  |  | 1 (Unlimited) |  | Surface Mount | [11 empty] | 16712698 |  |  |  |  | ECSTA | 0.189" L x 0.144" W (4.80mm x 3.65mm) |  | J Lead |  | 70:1 |  | - | 350 | https://www.unikeyic.com/media/about_us/Unikey_ISO_9001_Certification.pdf | https://www.unikeyic.com/products/current-transformers/ecsta1v0504-1070-r/15405589.html
ECSTA1V0504-1100-R | EATON | 1: 7.4025 10: 6.6825 25: 6.4127 50: 6.2141 100: 6.0208 250: 5.7732 500: 5.5917 1,000: 5.4153 | 50kHz~1MHz | [5 empty] | 7 A | - |  | 3Ohm Primary, 9.5Ohm Secondary Max |  | - |  |  |  |  | 50kHz ~ 1MHz | 0.140" (3.55mm) | 820 µH |  |  | 1 (Unlimited) |  | Surface Mount | [11 empty] | 16712897 |  |  |  |  | ECSTA | 0.189" L x 0.144" W (4.80mm x 3.65mm) |  | J Lead |  | 100:1 |  | - | 336 | https://www.unikeyic.com/media/about_us/Unikey_ISO_9001_Certification.pdf | https://www.unikeyic.com/products/current-transformers/ecsta1v0504-1100-r/12694682.html
ECSTA1V0504-1125-R | EATON | 1: 8.28 10: 6.413 25: 6.048 50: 5.8644 100: 5.6808 250: 5.4216 500: 5.2488 1,000: 5.0868 2,000: 5.0328 | 125:1 7A 1.28mH 50kHz~1MHz SMD 4.8mm × 3.65mm × 3.55mm | [5 empty] | 7 A | - |  | 3Ohm Primary, 13Ohm Secondary Max |  | - |  |  |  |  | 50kHz ~ 1MHz | 0.140" (3.55mm) | 1.28 mH |  |  | 1 (Unlimited) |  | Surface Mount | [16 empty] | ECSTA | 0.189" L x 0.144" W (4.80mm x 3.65mm) |  | J Lead |  | 125:1 |  | - | 1956 | https://www.unikeyic.com/media/datasheet/c7/e2/d15c/c7e2d15c122db05d091b3ab8de4ef76f.pdf | https://www.unikeyic.com/products/current-transformers/ecsta1v0504-1125-r/4548637.html
ECSTA1V0703-1020-R | EATON | 1: 5.359 10: 4.202 25: 3.443 50: 3.2832 100: 3.1752 250: 3.1536 500: 3.132 1,000: 3.0348 2,500: 2.5272 | 50kHz~1MHz | [5 empty] | 9 A | - |  | 1.5mOhm Primary, 420mOhm Secondary Max |  | - |  |  |  |  | 50kHz ~ 1MHz | 0.118" (3.00mm) | 53 µH |  |  | 1 (Unlimited) |  | Surface Mount | [16 empty] | ECSTA | 0.283" L x 0.205" W (7.20mm x 5.20mm) |  | J Lead |  | 20:1 |  | - | 2500 | https://www.unikeyic.com/media/datasheet/37/ae/1f50/37ae1f50e85dcd370eeae3e4f0999dc0.pdf | https://www.unikeyic.com/products/current-transformers/ecsta1v0703-1020-r/8636522.html
ECSTA1V0703-1100-R | EATON | 1: 4.301 10: 3.894 25: 3.047 50: 2.97 100: 2.646 250: 2.6028 500: 2.5596 1,000: 2.4948 2,500: 2.3652 | 100:1 9A 1.33mH 50KHz~1MHz SMD mount 7.2mm*5.2mm*3mm | [5 empty] | 9 A | - |  | 1.5mOhm Primary, 10.68Ohm Secondary Max |  | - |  |  |  |  | 50kHz ~ 1MHz | 0.118" (3.00mm) | 1.33 mH |  |  | 1 (Unlimited) |  | Surface Mount | [11 empty] | 16712719 |  |  |  |  | ECSTA | 0.283" L x 0.205" W (7.20mm x 5.20mm) |  | J Lead |  | 100:1 |  | - | 2500 | https://www.unikeyic.com/media/datasheet/37/ae/1f50/37ae1f50e85dcd370eeae3e4f0999dc0.pdf | https://www.unikeyic.com/products/current-transformers/ecsta1v0703-1100-r/12056216.html
ECSTA1V0805-1020-R | EATON | 1: 4.2435 10: 3.322 25: 2.882 50: 2.7432 100: 2.6568 250: 2.6244 500: 2.592 1,000: 2.4624 2,000: 2.2896 | 20:1 10A 80μH 50kHz~1MHz Inductor, SMD, 8.38mm × 8mm × 5.5mm | [5 empty] | 10 A | - |  | 700mOhm Primary, 400mOhm Secondary Max |  | - |  |  |  |  | 50kHz ~ 1MHz | 0.217" (5.50mm) | 80 µH |  |  | 1 (Unlimited) |  | Surface Mount | [11 empty] | 16712790 |  |  |  |  | ECSTA | 0.330" L x 0.315" W (8.38mm x 8.00mm) |  | Gull Wing |  | 20:1 |  | - | 748 | https://www.unikeyic.com/media/datasheet/e0/dc/0f7a/e0dc0f7a8123001ebb1437f12d91e5c9.pdf | https://www.unikeyic.com/products/current-transformers/ecsta1v0805-1020-r/13751201.html
ECSTA1V0805-1030-R | EATON | 1: 4.232 10: 3.311 25: 2.871 50: 2.7324 100: 2.646 250: 2.6136 500: 2.5812 1,000: 2.4516 2,000: 2.2896 | 30:1 10A 180μH 50KHz~1MHz SMD mount 8.38mm*8mm*5.5mm | [5 empty] | 10 A | - |  | 700mOhm Primary, 870mOhm Secondary Max |  | - |  |  |  |  | 50kHz ~ 1MHz | 0.217" (5.50mm) | 180 µH |  |  | 1 (Unlimited) |  | Surface Mount | [16 empty] | ECSTA | 0.330" L x 0.315" W (8.38mm x 8.00mm) |  | Gull Wing |  | 30:1 |  | - | 1000 | https://www.unikeyic.com/media/datasheet/e0/dc/0f7a/e0dc0f7a8123001ebb1437f12d91e5c9.pdf | https://www.unikeyic.com/products/current-transformers/ecsta1v0805-1030-r/25182927.html
ECSTA1V0805-1040-R | EATON | 1: 4.232 10: 3.311 25: 2.871 50: 2.7324 100: 2.646 250: 2.6136 500: 2.5812 1,000: 2.4516 2,000: 2.2896 | 40:1 10A 320μH 50KHz~1MHz SMD mount 8.38mm*8mm*5.5mm | [5 empty] | 10 A | - |  | 700mOhm Primary, 1.14Ohm Secondary Max |  | - |  |  |  |  | 50kHz ~ 1MHz | 0.217" (5.50mm) | 320 µH |  |  | 1 (Unlimited) |  | Surface Mount | [11 empty] | 16712836 |  |  |  |  | ECSTA | 0.330" L x 0.315" W (8.38mm x 8.00mm) |  | Gull Wing |  | 40:1 |  | - | 1000 | https://www.unikeyic.com/media/datasheet/e0/dc/0f7a/e0dc0f7a8123001ebb1437f12d91e5c9.pdf | https://www.unikeyic.com/products/current-transformers/ecsta1v0805-1040-r/33340620.html
ECSTA1V0805-1050-R | EATON | 1: 2.328 50: 2.1728 100: 2.134 250: 2.134 500: 2.0952 1,000: 2.0952 | 50kHz~1MHz | [5 empty] | 10 A | - |  | 700mOhm Primary, 1.85Ohm Secondary Max |  | - |  |  |  |  | 50kHz ~ 1MHz | 0.217" (5.50mm) | 500 µH |  |  | 1 (Unlimited) |  | Surface Mount | [11 empty] | 16712826 |  |  |  |  | ECSTA | 0.330" L x 0.315" W (8.38mm x 8.00mm) |  | Gull Wing |  | 50:1 |  | - | 3798 | https://www.unikeyic.com/media/about_us/Unikey_ISO_9001_Certification.pdf | https://www.unikeyic.com/products/current-transformers/ecsta1v0805-1050-r/30010392.html
ECSTA1V0805-1060-R | EATON | 1: 2.165 50: 2.0207 100: 1.9846 250: 1.9846 500: 1.9846 | 60:1 10A 730μH 50KHz~1MHz SMD mount 8.38mm*8mm*5.5mm | [5 empty] | 10 A | - |  | 700mOhm Primary, 2.3Ohm Secondary Max |  | - |  |  |  |  | 50kHz ~ 1MHz | 0.217" (5.50mm) | 730 µH |  |  | 1 (Unlimited) |  | Surface Mount | [11 empty] | 16712739 |  |  |  |  | ECSTA | 0.330" L x 0.315" W (8.38mm x 8.00mm) |  | Gull Wing |  | 60:1 |  | - | 3957 | https://www.unikeyic.com/media/datasheet/e0/dc/0f7a/e0dc0f7a8123001ebb1437f12d91e5c9.pdf | https://www.unikeyic.com/products/current-transformers/ecsta1v0805-1060-r/23523416.html
ECSTA1V0805-1070-R | EATON | 1: 2.2116 50: 2.0642 100: 2.0273 250: 2.0273 500: 1.9904 1,000: 1.9904 | 70:1 10A 980μH 50kHz~1MHz SMD 8.38mm × 8mm × 5.5mm | [5 empty] | 10 A | - |  | 700mOhm Primary, 4.75Ohm Secondary Max |  | - |  |  |  |  | 50kHz ~ 1MHz | 0.217" (5.50mm) | 980 µH |  |  | 1 (Unlimited) |  | Surface Mount | [16 empty] | ECSTA | 0.330" L x 0.315" W (8.38mm x 8.00mm) |  | Gull Wing |  | 70:1 |  | - | 3840 | https://www.unikeyic.com/media/datasheet/e0/dc/0f7a/e0dc0f7a8123001ebb1437f12d91e5c9.pdf | https://www.unikeyic.com/products/current-transformers/ecsta1v0805-1070-r/29458969.html
ECSTA1V0805-1100-R | EATON | 1: 2.328 50: 2.1728 100: 2.134 250: 2.134 500: 2.0952 1,000: 2.0952 | 100:1 10A 2mH 50KHz~1MHz SMD mount 8.38mm*8mm*5.5mm | [5 empty] | 10 A | - |  | 700mOhm Primary, 5.5Ohm Secondary Max |  | - |  |  |  |  | 50kHz ~ 1MHz | 0.217" (5.50mm) | 2 mH |  |  | 1 (Unlimited) |  | Surface Mount | [11 empty] | 16712834 |  |  |  |  | ECSTA | 0.330" L x 0.315" W (8.38mm x 8.00mm) |  | Gull Wing |  | 100:1 |  | - | 3695 | https://www.unikeyic.com/media/datasheet/e0/dc/0f7a/e0dc0f7a8123001ebb1437f12d91e5c9.pdf | https://www.unikeyic.com/products/current-transformers/ecsta1v0805-1100-r/28240430.html
ECSTA1V0805-1125-R | EATON | 1: 2.2116 50: 2.0642 100: 2.0273 250: 2.0273 500: 1.9904 1,000: 1.9904 | 125:1 10A 3mH 50kHz~1MHz SMD 8.38mm × 8mm × 5.5mm | [5 empty] | 10 A | - |  | 700mOhm Primary, 11.5Ohm Secondary Max |  | - |  |  |  |  | 50kHz ~ 1MHz | 0.217" (5.50mm) | 3 mH |  |  | 1 (Unlimited) |  | Surface Mount | [11 empty] | 16712683 |  |  |  |  | ECSTA | 0.330" L x 0.315" W (8.38mm x 8.00mm) |  | Gull Wing |  | 125:1 |  | - | 3797 | https://www.unikeyic.com/media/datasheet/e0/dc/0f7a/e0dc0f7a8123001ebb1437f12d91e5c9.pdf | https://www.unikeyic.com/products/current-transformers/ecsta1v0805-1125-r/33023830.html
ECSTA1V1308-1020-R | EATON | 1: 4.7651 10: 4.2696 50: 4.1933 100: 4.1933 200: 4.1171 350: 4.1171 | 20:1 15A 220μH 50kHz-1MHz SMD 13mm × 11mm × 7.8mm | [5 empty] | 15 A | - |  | 3.9mOhm Primary, 210mOhm Secondary Max |  | - |  |  |  |  | 50kHz ~ 1MHz | 0.307" (7.80mm) | 220 µH |  |  | 1 (Unlimited) |  | Surface Mount | [11 empty] | 16712726 |  |  |  |  | ECSTA | 0.512" L x 0.433" W (13.00mm x 11.00mm) |  | Gull Wing |  | 20:1 |  | - | 1837 | https://www.unikeyic.com/media/datasheet/bd/11/83f7/bd1183f73c5706fe1e6aaf50166abbe2.pdf | https://www.unikeyic.com/products/current-transformers/ecsta1v1308-1020-r/23474360.html
ECSTA1V1308-1030-R | EATON | 1: 5.3956 10: 4.8345 50: 4.7482 100: 4.7482 200: 4.6618 350: 4.6618 1,750: 4.6618 3,500: 4.6618 | Transformer 30:1 15A 500μH 50kHz~1MHz SMD 13mm × 11mm × 7.8mm | [5 empty] | 15 A | - |  | 3.9mOhm Primary, 320mOhm Secondary Max |  | - |  |  |  |  | 50kHz ~ 1MHz | 0.307" (7.80mm) | 500 µH |  |  | 1 (Unlimited) |  | Surface Mount | [11 empty] | 16712907 |  |  |  |  | ECSTA | 0.512" L x 0.433" W (13.00mm x 11.00mm) |  | Gull Wing |  | 30:1 |  | - | 2037 | https://www.unikeyic.com/media/datasheet/bd/11/83f7/bd1183f73c5706fe1e6aaf50166abbe2.pdf | https://www.unikeyic.com/products/current-transformers/ecsta1v1308-1030-r/23892787.html
ECSTA1V1308-1040-R | EATON | 350: 3.927 700: 3.509 | Inductor, 40:1, 15A, 880μH, 50kHz-1MHz, SMD, 13mm × 11mm × 7.8mm | [5 empty] | 15 A | - |  | 3.9mOhm Primary, 500mOhm Secondary Max |  | - |  |  |  |  | 50kHz ~ 1MHz | 0.307" (7.80mm) | 880 µH |  |  | 1 (Unlimited) |  | Surface Mount | [11 empty] | 16712711 |  |  |  |  | ECSTA | 0.512" L x 0.433" W (13.00mm x 11.00mm) |  | Gull Wing |  | 40:1 |  | - | 350 | https://www.unikeyic.com/media/datasheet/bd/11/83f7/bd1183f73c5706fe1e6aaf50166abbe2.pdf | https://www.unikeyic.com/products/current-transformers/ecsta1v1308-1040-r/24072943.html
ECSTA1V1308-1050-R | EATON | 350: 2.739 700: 2.64 | 50:1 15A 1.4mH 50kHz~1MHz SMD 13mm × 11mm × 7.8mm | [5 empty] | 15 A | - |  | 3.9mOhm Primary, 650mOhm Secondary Max |  | - |  |  |  |  | 50kHz ~ 1MHz | 0.307" (7.80mm) | 1.4 mH |  |  | 1 (Unlimited) |  | Surface Mount | [11 empty] | 16712781 |  |  |  |  | ECSTA | 0.512" L x 0.433" W (13.00mm x 11.00mm) |  | Gull Wing |  | 50:1 |  | - | 1050 | https://www.unikeyic.com/media/datasheet/bd/11/83f7/bd1183f73c5706fe1e6aaf50166abbe2.pdf | https://www.unikeyic.com/products/current-transformers/ecsta1v1308-1050-r/27861780.html
ECSTA1V1308-1060-R | EATON | 350: 3.927 700: 3.509 | 60:1, 15A, 2mH, 50kHz-1MHz, SMD, 13mm × 11mm × 7.8mm | [5 empty] | 15 A | - |  | 3.9mOhm Primary, 810mOhm Secondary Max |  | - |  |  |  |  | 50kHz ~ 1MHz | 0.307" (7.80mm) | 2 mH |  |  | 1 (Unlimited) |  | Surface Mount | [11 empty] | 16712779 |  |  |  |  | ECSTA | 0.512" L x 0.433" W (13.00mm x 11.00mm) |  | Gull Wing |  | 60:1 |  | - | 350 | https://www.unikeyic.com/media/datasheet/bd/11/83f7/bd1183f73c5706fe1e6aaf50166abbe2.pdf | https://www.unikeyic.com/products/current-transformers/ecsta1v1308-1060-r/13380822.html
ECSTA1V1308-1070-R | EATON | 1: 5.3956 10: 4.8345 50: 4.7482 100: 4.7482 200: 4.6618 350: 4.6618 1,750: 4.6618 3,500: 4.6618 | 70:1 Transformer, 15A, 2.7mH, 50kHz~1MHz, SMD, 13mm × 11mm × 7.8mm | [5 empty] | 15 A | - |  | 3.9mOhm Primary, 1Ohm Secondary Max |  | - |  |  |  |  | 50kHz ~ 1MHz | 0.307" (7.80mm) | 2.7 mH |  |  | 1 (Unlimited) |  | Surface Mount | [11 empty] | 16712835 |  |  |  |  | ECSTA | 0.512" L x 0.433" W (13.00mm x 11.00mm) |  | Gull Wing |  | 70:1 |  | - | 1662 | https://www.unikeyic.com/media/datasheet/bd/11/83f7/bd1183f73c5706fe1e6aaf50166abbe2.pdf | https://www.unikeyic.com/products/current-transformers/ecsta1v1308-1070-r/23964650.html
ECSTA1V1308-1080-R | EATON | 350: 3.707 700: 3.509 | 80:1 15A 3.5mH 50kHz~1MHz SMD 13mm × 11mm × 7.8mm Inductor | [5 empty] | 15 A | - |  | 3.9mOhm Primary, 1.3Ohm Secondary Max |  | - |  |  |  |  | 50kHz ~ 1MHz | 0.307" (7.80mm) | 3.5 mH |  |  | 1 (Unlimited) |  | Surface Mount | [11 empty] | 16712736 |  |  |  |  | ECSTA | 0.512" L x 0.433" W (13.00mm x 11.00mm) |  | Gull Wing |  | 80:1 |  | - | 350 | https://www.unikeyic.com/media/datasheet/bd/11/83f7/bd1183f73c5706fe1e6aaf50166abbe2.pdf | https://www.unikeyic.com/products/current-transformers/ecsta1v1308-1080-r/16473797.html
ECSTA1V1308-1100-R | EATON | 1: 5.5048 10: 4.9323 50: 4.8442 100: 4.8442 200: 4.7561 350: 4.7561 | 50kHz~1MHz | [5 empty] | 15 A | - |  | 3.9mOhm Primary, 2Ohm Secondary Max |  | - |  |  |  |  | 50kHz ~ 1MHz | 0.307" (7.80mm) | 5.6 mH |  |  | 1 (Unlimited) |  | Surface Mount | [11 empty] | 16712846 |  |  |  |  | ECSTA | 0.512" L x 0.433" W (13.00mm x 11.00mm) |  | Gull Wing |  | 100:1 |  | - | 2072 | https://www.unikeyic.com/media/datasheet/bd/11/83f7/bd1183f73c5706fe1e6aaf50166abbe2.pdf | https://www.unikeyic.com/products/current-transformers/ecsta1v1308-1100-r/22432032.html
ECSTA1V1308-1125-R | EATON | 350: 3.927 700: 3.509 | 125:1 15A 8.7mH 50kHz~1MHz SMD Inductor 13mm × 11mm × 7.8mm | [5 empty] | 15 A | - |  | 3.9mOhm Primary, 5.2Ohm Secondary Max |  | - |  |  |  |  | 50kHz ~ 1MHz | 0.307" (7.80mm) | 8.7 mH |  |  | 1 (Unlimited) |  | Surface Mount | [11 empty] | 16712785 |  |  |  |  | ECSTA | 0.512" L x 0.433" W (13.00mm x 11.00mm) |  | Gull Wing |  | 125:1 |  | - | 350 | https://www.unikeyic.com/media/datasheet/bd/11/83f7/bd1183f73c5706fe1e6aaf50166abbe2.pdf | https://www.unikeyic.com/products/current-transformers/ecsta1v1308-1125-r/22659572.html
ECSTA1V1308-1150-R | EATON | 350: 3.707 700: 3.509 | 150:1 15A 12.6mH 50KHz~1MHz SMD mount 13mm*11mm*7.8mm | [5 empty] | 15 A | - |  | 3.9mOhm Primary, 6.5Ohm Secondary Max |  | - |  |  |  |  | 50kHz ~ 1MHz | 0.307" (7.80mm) | 12.6 mH |  |  | 1 (Unlimited) |  | Surface Mount | [11 empty] | 16712721 |  |  |  |  | ECSTA | 0.512" L x 0.433" W (13.00mm x 11.00mm) |  | Gull Wing |  | 150:1 |  | - | 350 | https://www.unikeyic.com/media/datasheet/bd/11/83f7/bd1183f73c5706fe1e6aaf50166abbe2.pdf | https://www.unikeyic.com/products/current-transformers/ecsta1v1308-1150-r/9373593.html
ECSTA1V1308-1200-R | EATON | 1: 5.3956 10: 4.8345 50: 4.7482 100: 4.7482 200: 4.6618 350: 4.6618 1,750: 4.6618 3,500: 4.6618 | 200:1 15A 22mH 50KHz~1MHz SMD mount 13mm*11mm*7.8mm | [5 empty] | 15 A | - |  | 3.9mOhm Primary, 8Ohm Secondary Max |  | - |  |  |  |  | 50kHz ~ 1MHz | 0.307" (7.80mm) | 22 mH |  |  | 1 (Unlimited) |  | Surface Mount | [16 empty] | ECSTA | 0.512" L x 0.433" W (13.00mm x 11.00mm) |  | Gull Wing |  | 200:1 |  | - | 1775 | https://www.unikeyic.com/media/datasheet/bd/11/83f7/bd1183f73c5706fe1e6aaf50166abbe2.pdf | https://www.unikeyic.com/products/current-transformers/ecsta1v1308-1200-r/8785422.html
ELCT30-31 | Littelfuse | 1: 500.7204 3: 482.055 5: 457.296 | 600:1 30A 50Hz~400Hz 30:0.05 Wire Mount, Free Hanging, TH, 73.36mm × 72.64mm × 62.28mm | [5 empty] | 30 A | 30:0.05 |  | - |  | - |  |  |  |  | 50Hz ~ 400Hz | 2.452" (62.28mm) |  |  |  | Not Applicable |  | Free Hanging (In-Line) | [6 empty] | Box | [9 empty] | ELCT | 2.888" L x 2.860" W (73.36mm x 72.64mm) |  | Wire Leads |  | 600:1 |  |  | 2 | https://www.unikeyic.com/media/about_us/Unikey_ISO_9001_Certification.pdf | https://www.unikeyic.com/products/current-transformers/elct30-31/27891731.html
ENS.CCT 10 30A/0,333V CL:1 |  | 1: 31.4063 | ENTES ENS.CCT 10 30A/0,333V Cl:1 |  |  | - |  |  |  |  | - |  |  |  | - |  |  | - |  |  | - |  |  |  | SMD mount | [10 empty] | - | [10 empty] | - |  |  |  | 15 | https://www.unikeyic.com/media/about_us/Unikey_ISO_9001_Certification.pdf | https://www.unikeyic.com/products/current-transformers/ens-cct-10-30a-0-333v-cl-1/1005591899.html
ENS.CCT 10 50A/0,333V CL:1 |  | 1: 31.4063 | ENTES ENS.CCT 10 50A/0,333V Cl:1 |  |  | - |  |  |  |  | - |  |  |  | - |  |  | - |  |  | - |  |  |  | SMD mount | [10 empty] | - | [10 empty] | - |  |  |  | 11 | https://www.unikeyic.com/media/about_us/Unikey_ISO_9001_Certification.pdf | https://www.unikeyic.com/products/current-transformers/ens-cct-10-50a-0-333v-cl-1/35487764.html
ENS.CCT 10 75A/0,333V CL:1 |  | 1: 31.4063 | ENTES ENS.CCT 10 75A/0,333V Cl:1 |  |  | - |  |  |  |  | - |  |  |  | - |  |  | - |  |  | - |  |  |  | SMD mount | [10 empty] | - | [10 empty] | - |  |  |  | 12 | https://www.unikeyic.com/media/about_us/Unikey_ISO_9001_Certification.pdf | https://www.unikeyic.com/products/current-transformers/ens-cct-10-75a-0-333v-cl-1/35487613.html
ENS.CCT 16 100A/0,333V CL:1 |  | 1: 39.8638 | ENTES ENS.CCT 16 100A/0,333V Cl:1 |  |  | - |  |  |  |  | - |  |  |  | - |  |  | - |  |  | - |  |  |  | SMD mount | [10 empty] | - | [10 empty] | - |  |  |  | 2 | https://www.unikeyic.com/media/about_us/Unikey_ISO_9001_Certification.pdf | https://www.unikeyic.com/products/current-transformers/ens-cct-16-100a-0-333v-cl-1/1005591869.html
ENS.CCT 24 100A/5 1VA CL:3 | TDE Instruments | 1: 89.1928 | TDE Instruments |  |  | - |  |  |  |  | - |  |  |  | - |  |  | - |  |  | - | [14 empty] | - | [10 empty] | - |  |  |  | 6 | https://www.unikeyic.com/media/about_us/Unikey_ISO_9001_Certification.pdf | https://www.unikeyic.com/products/current-transformers/ens-cct-24-100a-5-1va-cl-3/1000800635.html
ENS.CCT 24 150A/0,333V CL:1 |  | 1: 60.4654 | ENTES ENS.CCT 24 150A/0,333V Cl:1 |  |  | - |  |  |  |  | - |  |  |  | - |  |  | - |  |  | - |  |  |  | SMD mount | [10 empty] | - | [10 empty] | - |  |  |  | 24 | https://www.unikeyic.com/media/about_us/Unikey_ISO_9001_Certification.pdf | https://www.unikeyic.com/products/current-transformers/ens-cct-24-150a-0-333v-cl-1/35486774.html
ENS.CCT 24 150A/5 1,5VA CL:3 | TDE Instruments | 1: 89.1928 | TDE Instruments |  |  | - |  |  |  |  | - |  |  |  | - |  |  | - |  |  | - | [14 empty] | - | [10 empty] | - |  |  |  | 6 | https://www.unikeyic.com/media/about_us/Unikey_ISO_9001_Certification.pdf | https://www.unikeyic.com/products/current-transformers/ens-cct-24-150a-5-1-5va-cl-3/1000801533.html
ENS.CCT 24 200A/5 0,5VA CL:1 | TDE Instruments | 1: 89.1928 | TDE Instruments |  |  | - |  |  |  |  | - |  |  |  | - |  |  | - |  |  | - | [14 empty] | - | [10 empty] | - |  |  |  | 6 | https://www.unikeyic.com/media/about_us/Unikey_ISO_9001_Certification.pdf | https://www.unikeyic.com/products/current-transformers/ens-cct-24-200a-5-0-5va-cl-1/1000801750.html
ENS.CCT 24 250A/0,333V CL:1 |  | 1: 60.4654 | ENTES ENS.CCT 24 250A/0,333V Cl:1 |  |  | - |  |  |  |  | - |  |  |  | - |  |  | - |  |  | - |  |  |  | SMD mount | [10 empty] | - | [10 empty] | - |  |  |  | 2 | https://www.unikeyic.com/media/about_us/Unikey_ISO_9001_Certification.pdf | https://www.unikeyic.com/products/current-transformers/ens-cct-24-250a-0-333v-cl-1/35487743.html
ENS.CCT 24 250A/5 0,5VA CL:1 | TDE Instruments | 1: 89.1928 | TDE Instruments |  |  | - |  |  |  |  | - |  |  |  | - |  |  | - |  |  | - | [14 empty] | - | [10 empty] | - |  |  |  | 6 | https://www.unikeyic.com/media/about_us/Unikey_ISO_9001_Certification.pdf | https://www.unikeyic.com/products/current-transformers/ens-cct-24-250a-5-0-5va-cl-1/1000801208.html
ENT.A20MN 100/1 2,5VA Cl:1 |  | 1: 21.6859 | 100:1 SMD mount |  |  | - |  |  |  |  | - |  |  |  | - |  |  | - |  |  | - |  |  |  | SMD mount | [10 empty] | - | [10 empty] | 100:1 |  |  |  | 26 | https://www.unikeyic.com/media/about_us/Unikey_ISO_9001_Certification.pdf | https://www.unikeyic.com/products/current-transformers/ent-a20mn-100-1-2-5va-cl-1/1001038273.html
ENT.A20MN 100/5 2,5VA CL:1 | TDE Instruments | 1: 22.0303 | TDE Instruments |  |  | - |  |  |  |  | - |  |  |  | - |  |  | - |  |  | - | [14 empty] | - | [10 empty] | - |  |  |  | 24 | https://www.unikeyic.com/media/about_us/Unikey_ISO_9001_Certification.pdf | https://www.unikeyic.com/products/current-transformers/ent-a20mn-100-5-2-5va-cl-1/1000803960.html
ENT.A20MN 125/1 2,5VA Cl:0,5 |  | 1: 21.469 | 125:1 SMD mount |  |  | - |  |  |  |  | - |  |  |  | - |  |  | - |  |  | - |  |  |  | SMD mount | [10 empty] | - | [10 empty] | 125:1 |  |  |  | 24 | https://www.unikeyic.com/media/about_us/Unikey_ISO_9001_Certification.pdf | https://www.unikeyic.com/products/current-transformers/ent-a20mn-125-1-2-5va-cl-0-5/1001038137.html
ENT.A20MN 150/1 2,5VA Cl:0,5 |  | 1: 24.6581 | Transformer 150:1 SMD |  |  | - |  |  |  |  | - |  |  |  | - |  |  | - |  |  | - |  |  |  | SMD mount | [10 empty] | - | [10 empty] | 150:1 |  |  |  | 11 | https://www.unikeyic.com/media/about_us/Unikey_ISO_9001_Certification.pdf | https://www.unikeyic.com/products/current-transformers/ent-a20mn-150-1-2-5va-cl-0-5/1001036888.html
ENT.A20MN 150/5 2,5VA CL:0,5 | TDE Instruments | 1: 21.6859 | TDE Instruments |  |  | - |  |  |  |  | - |  |  |  | - |  |  | - |  |  | - | [14 empty] | - | [10 empty] | - |  |  |  | 18 | https://www.unikeyic.com/media/about_us/Unikey_ISO_9001_Certification.pdf | https://www.unikeyic.com/products/current-transformers/ent-a20mn-150-5-2-5va-cl-0-5/1000799651.html
ENT.A20MN 200/1 5VA Cl:0,5 |  | 1: 27.6686 | 200:1 SMD mount |  |  | - |  |  |  |  | - |  |  |  | - |  |  | - |  |  | - |  |  |  | SMD mount | [10 empty] | - | [10 empty] | 200:1 |  |  |  | 9 | https://www.unikeyic.com/media/about_us/Unikey_ISO_9001_Certification.pdf | https://www.unikeyic.com/products/current-transformers/ent-a20mn-200-1-5va-cl-0-5/1001038575.html
ENT.A20MN 200/5 5VA CL:1 | TDE Instruments | 1: 22.0303 | TDE Instruments ENT.A20MN 200/5 5VA CL:1 |  |  | - |  |  |  |  | - |  |  |  | - |  |  | - |  |  | - | [14 empty] | - | [10 empty] | - |  |  |  | 24 | https://www.unikeyic.com/media/about_us/Unikey_ISO_9001_Certification.pdf | https://www.unikeyic.com/products/current-transformers/ent-a20mn-200-5-5va-cl-1/1000802252.html
ENT.A20MN 300/5 5VA CL:0,5 | TDE Instruments | 1: 22.0303 | TDE Instruments |  |  | - |  |  |  |  | - |  |  |  | - |  |  | - |  |  | - | [14 empty] | - | [10 empty] | - |  |  |  | 24 | https://www.unikeyic.com/media/about_us/Unikey_ISO_9001_Certification.pdf | https://www.unikeyic.com/products/current-transformers/ent-a20mn-300-5-5va-cl-0-5/1000799431.html
ENT.A20MN 40/1 1VA Cl:3 |  | 1: 21.469 | 40:1 SMD mount |  |  | - |  |  |  |  | - |  |  |  | - |  |  | - |  |  | - |  |  |  | SMD mount | [10 empty] | - | [10 empty] | 40:1 |  |  |  | 3 | https://www.unikeyic.com/media/about_us/Unikey_ISO_9001_Certification.pdf | https://www.unikeyic.com/products/current-transformers/ent-a20mn-40-1-1va-cl-3/1001038655.html
ENT.A20MN 40/5 1VA CL:3 | TDE Instruments | 1: 21.6859 | TDE Instruments ENT.A20MN 40/5 1VA CL:3 |  |  | - |  |  |  |  | - |  |  |  | - |  |  | - |  |  | - | [14 empty] | - | [10 empty] | - |  |  |  | 24 | https://www.unikeyic.com/media/about_us/Unikey_ISO_9001_Certification.pdf | https://www.unikeyic.com/products/current-transformers/ent-a20mn-40-5-1va-cl-3/1000803096.html
ENT.A20MN 50/1 1VA Cl:3 |  | 1: 21.469 | 50:1 SMD mount |  |  | - |  |  |  |  | - |  |  |  | - |  |  | - |  |  | - |  |  |  | SMD mount | [10 empty] | - | [10 empty] | 50:1 |  |  |  | 10 | https://www.unikeyic.com/media/about_us/Unikey_ISO_9001_Certification.pdf | https://www.unikeyic.com/products/current-transformers/ent-a20mn-50-1-1va-cl-3/1001038092.html
ENT.A20MN 50/5 1,25VA CL:3 | TDE Instruments | 1: 22.0303 | TDE Instruments |  |  | - |  |  |  |  | - |  |  |  | - |  |  | - |  |  | - | [14 empty] | - | [10 empty] | - |  |  |  | 24 | https://www.unikeyic.com/media/about_us/Unikey_ISO_9001_Certification.pdf | https://www.unikeyic.com/products/current-transformers/ent-a20mn-50-5-1-25va-cl-3/1000799799.html
ENT.A20MN 75/1 1,5VA CL:1 | TDE Instruments | 1: 21.6859 | TDE Instruments |  |  | - |  |  |  |  | - |  |  |  | - |  |  | - |  |  | - | [14 empty] | - | [10 empty] | - |  |  |  | 21 | https://www.unikeyic.com/media/about_us/Unikey_ISO_9001_Certification.pdf | https://www.unikeyic.com/products/current-transformers/ent-a20mn-75-1-1-5va-cl-1/1000799659.html
ENT.A20MN 75/1 1,5VA Cl:1 |  | 1: 21.6859 | 75:1 SMD |  |  | - |  |  |  |  | - |  |  |  | - |  |  | - |  |  | - |  |  |  | SMD mount | [10 empty] | - | [10 empty] | 75:1 |  |  |  | 24 | https://www.unikeyic.com/media/about_us/Unikey_ISO_9001_Certification.pdf | https://www.unikeyic.com/products/current-transformers/ent-a20mn-75-1-1-5va-cl-1/1001037130.html
ENT.A20MN 75/5 1,5VA CL:1 | TDE Instruments | 1: 22.0303 | TDE Instruments |  |  | - |  |  |  |  | - |  |  |  | - |  |  | - |  |  | - | [14 empty] | - | [10 empty] | - |  |  |  | 24 | https://www.unikeyic.com/media/about_us/Unikey_ISO_9001_Certification.pdf | https://www.unikeyic.com/products/current-transformers/ent-a20mn-75-5-1-5va-cl-1/1000804262.html
ENT.A30 100/5 5VA CL:1 | TDE Instruments | 1: 29.4673 | TDE Instruments ENT.A30 100/5 5VA CL:1 |  |  | - |  |  |  |  | - |  |  |  | - |  |  | - |  |  | - | [14 empty] | - | [10 empty] | - |  |  |  | 23 | https://www.unikeyic.com/media/about_us/Unikey_ISO_9001_Certification.pdf | https://www.unikeyic.com/products/current-transformers/ent-a30-100-5-5va-cl-1/1000800756.html
ENT.A30 100/5 5VA Cl:1 |  | 1: 29.0336 | 100:5 SMD mount |  |  | - |  |  |  |  | - |  |  |  | - |  |  | - |  |  | - |  |  |  | SMD mount | [10 empty] | - | [10 empty] | 100:5 |  |  |  | 24 | https://www.unikeyic.com/media/about_us/Unikey_ISO_9001_Certification.pdf | https://www.unikeyic.com/products/current-transformers/ent-a30-100-5-5va-cl-1/1001036751.html
ENT.A30 125/5 5VA CL:1 | TDE Instruments | 1: 29.7352 | TDE Instruments ENT.A30 125/5 5VA CL:1 |  |  | - |  |  |  |  | - |  |  |  | - |  |  | - |  |  | - | [14 empty] | - | [10 empty] | - |  |  |  | 24 | https://www.unikeyic.com/media/about_us/Unikey_ISO_9001_Certification.pdf | https://www.unikeyic.com/products/current-transformers/ent-a30-125-5-5va-cl-1/1000804095.html
ENT.A30 150/5 5VA Cl:1 |  | 1: 29.2887 | 150:5 SMD 57.3mm L × 78mm H |  |  | - |  |  |  |  | - |  |  |  | - |  |  | - |  |  | - | 57.3mm(Length)*78mm(height) |  |  | SMD mount |  |  | -5℃~40℃ | [7 empty] | - | [10 empty] | 150:5 |  |  |  | 19 | https://www.unikeyic.com/media/about_us/Unikey_ISO_9001_Certification.pdf | https://www.unikeyic.com/products/current-transformers/ent-a30-150-5-5va-cl-1/1001035185.html
ENT.A30 200/5 5VA Cl:0,5 |  | 1: 26.1634 | 200:5 SMD |  |  | - |  |  |  |  | - |  |  |  | - |  |  | - |  |  | - |  |  |  | SMD mount | [10 empty] | - | [10 empty] | 200:5 |  |  |  | 48 | https://www.unikeyic.com/media/about_us/Unikey_ISO_9001_Certification.pdf | https://www.unikeyic.com/products/current-transformers/ent-a30-200-5-5va-cl-0-5/1001035979.html
ENT.A30 250/5 10VA CL:0,5 | TDE Instruments | 1: 31.4828 | TDE Instruments |  |  | - |  |  |  |  | - |  |  |  | - |  |  | - |  |  | - | [14 empty] | - | [10 empty] | - |  |  |  | 24 | https://www.unikeyic.com/media/about_us/Unikey_ISO_9001_Certification.pdf | https://www.unikeyic.com/products/current-transformers/ent-a30-250-5-10va-cl-0-5/1000802964.html
ENT.A30 250/5 10VA Cl:0,5 |  | 1: 30.9981 | 250:5 SMD |  |  | - |  |  |  |  | - |  |  |  | - |  |  | - |  |  | - |  |  |  | SMD mount | [10 empty] | - | [10 empty] | 250:5 |  |  |  | 24 | https://www.unikeyic.com/media/about_us/Unikey_ISO_9001_Certification.pdf | https://www.unikeyic.com/products/current-transformers/ent-a30-250-5-10va-cl-0-5/1001036727.html
ENT.A30 30/5 1VA CL:3 | TDE Instruments | 1: 35.9986 | TDE Instruments ENT.A30 30/5 1VA CL:3 |  |  | - |  |  |  |  | - |  |  |  | - |  |  | - |  |  | - | [14 empty] | - | [10 empty] | - |  |  |  | 19 | https://www.unikeyic.com/media/about_us/Unikey_ISO_9001_Certification.pdf | https://www.unikeyic.com/products/current-transformers/ent-a30-30-5-1va-cl-3/1000803831.html
ENT.A30 300/5 10VA CL:0,5 |  | 1: 30.5261 | SMD |  |  | - |  |  |  |  | - |  |  |  | - |  |  | - |  |  | - |  |  |  | SMD mount | [10 empty] | - | [10 empty] | 300:5 |  |  |  | 15 | https://www.unikeyic.com/media/about_us/Unikey_ISO_9001_Certification.pdf | https://www.unikeyic.com/products/current-transformers/ent-a30-300-5-10va-cl-0-5/35487406.html
ENT.A30 40/5 1,5VA CL:1 | TDE Instruments | 1: 35.9986 | TDE Instruments ENT.A30 40/5 1,5VA CL:1 |  |  | - |  |  |  |  | - |  |  |  | - |  |  | - |  |  | - | [14 empty] | - | [10 empty] | - |  |  |  | 21 | https://www.unikeyic.com/media/about_us/Unikey_ISO_9001_Certification.pdf | https://www.unikeyic.com/products/current-transformers/ent-a30-40-5-1-5va-cl-1/1000802327.html
ENT.A30 40/5 1,5VA Cl:1 |  | 1: 35.4501 | 40:5 SMD |  |  | - |  |  |  |  | - |  |  |  | - |  |  | - |  |  | - |  |  |  | SMD mount | [10 empty] | - | [10 empty] | 40:5 |  |  |  | 23 | https://www.unikeyic.com/media/about_us/Unikey_ISO_9001_Certification.pdf | https://www.unikeyic.com/products/current-transformers/ent-a30-40-5-1-5va-cl-1/1001037041.html
ENT.A30 50/5 2,5VA CL:1 | TDE Instruments | 1: 32.3757 | TDE Instruments ENT.A30 50/5 2,5VA CL:1 |  |  | - |  |  |  |  | - |  |  |  | - |  |  | - |  |  | - | [14 empty] | - | [10 empty] | - |  |  |  | 14 | https://www.unikeyic.com/media/about_us/Unikey_ISO_9001_Certification.pdf | https://www.unikeyic.com/products/current-transformers/ent-a30-50-5-2-5va-cl-1/1000804685.html
ENT.A30 50/5 2,5VA Cl:1 |  | 1: 35.7434 | SMD Mount |  |  | - |  |  |  |  | - |  |  |  | - |  |  | - |  |  | - |  |  |  | SMD mount | [10 empty] | - | [10 empty] | 50:5 |  |  |  | 19 | https://www.unikeyic.com/media/about_us/Unikey_ISO_9001_Certification.pdf | https://www.unikeyic.com/products/current-transformers/ent-a30-50-5-2-5va-cl-1/1001036737.html
ENT.A30 75/5 2,5VA CL:1 | TDE Instruments | 1: 29.4673 | TDE Instruments ENT.A30 75/5 2,5VA CL:1 |  |  | - |  |  |  |  | - |  |  |  | - |  |  | - |  |  | - | [14 empty] | - | [10 empty] | - |  |  |  | 25 | https://www.unikeyic.com/media/about_us/Unikey_ISO_9001_Certification.pdf | https://www.unikeyic.com/products/current-transformers/ent-a30-75-5-2-5va-cl-1/1000801931.html
ENT.A30 75/5 2,5VA Cl:1 |  | 1: 29.0336 | 75Ω 5% SMD |  |  | - |  |  |  |  | - |  |  |  | - |  |  | - |  |  | - |  |  |  | SMD mount | [10 empty] | - | [10 empty] | 75:5 |  |  |  | 24 | https://www.unikeyic.com/media/about_us/Unikey_ISO_9001_Certification.pdf | https://www.unikeyic.com/products/current-transformers/ent-a30-75-5-2-5va-cl-1/1001035958.html
ENT.A30MN 100/5 1,5VA CL:0,5 | TDE Instruments | 1: 24.301 | TDE Instruments |  |  | - |  |  |  |  | - |  |  |  | - |  |  | - |  |  | - | [14 empty] | - | [10 empty] | - |  |  |  | 24 | https://www.unikeyic.com/media/about_us/Unikey_ISO_9001_Certification.pdf | https://www.unikeyic.com/products/current-transformers/ent-a30mn-100-5-1-5va-cl-0-5/1000800239.html
ENT.A30MN 150/5 2,5VA CL:0,5 | TDE Instruments | 1: 24.301 | TDE Instruments |  |  | - |  |  |  |  | - |  |  |  | - |  |  | - |  |  | - | [14 empty] | - | [10 empty] | - |  |  |  | 24 | https://www.unikeyic.com/media/about_us/Unikey_ISO_9001_Certification.pdf | https://www.unikeyic.com/products/current-transformers/ent-a30mn-150-5-2-5va-cl-0-5/1000799850.html
ENT.A30MN 200/5 2,5VA CL:0,5 | TDE Instruments | 1: 23.4335 | TDE Instruments |  |  | - |  |  |  |  | - |  |  |  | - |  |  | - |  |  | - | [14 empty] | - | [10 empty] | - |  |  |  | 24 | https://www.unikeyic.com/media/about_us/Unikey_ISO_9001_Certification.pdf | https://www.unikeyic.com/products/current-transformers/ent-a30mn-200-5-2-5va-cl-0-5/1000801429.html
ENT.A30MN 250/5 2,5VA CL:0,5 | TDE Instruments | 1: 24.301 | TDE Instruments |  |  | - |  |  |  |  | - |  |  |  | - |  |  | - |  |  | - | [14 empty] | - | [10 empty] | - |  |  |  | 24 | https://www.unikeyic.com/media/about_us/Unikey_ISO_9001_Certification.pdf | https://www.unikeyic.com/products/current-transformers/ent-a30mn-250-5-2-5va-cl-0-5/1000804441.html
ENT.A30MN 300/5 5VA CL:0,5 | TDE Instruments | 1: 23.4335 | TDE Instruments |  |  | - |  |  |  |  | - |  |  |  | - |  |  | - |  |  | - | [14 empty] | - | [10 empty] | - |  |  |  | 21 | https://www.unikeyic.com/media/about_us/Unikey_ISO_9001_Certification.pdf | https://www.unikeyic.com/products/current-transformers/ent-a30mn-300-5-5va-cl-0-5/1000799969.html
ENT.A30MN 400/5 5VA CL:0,5 | TDE Instruments | 1: 23.0508 | TDE Instruments |  |  | - |  |  |  |  | - |  |  |  | - |  |  | - |  |  | - | [14 empty] | - | [10 empty] | - |  |  |  | 24 | https://www.unikeyic.com/media/about_us/Unikey_ISO_9001_Certification.pdf | https://www.unikeyic.com/products/current-transformers/ent-a30mn-400-5-5va-cl-0-5/1000802009.html
ENT.A30MN 75/5 1,5VA CL:1 | TDE Instruments | 1: 23.9183 | TDE Instruments |  |  | - |  |  |  |  | - |  |  |  | - |  |  | - |  |  | - | [14 empty] | - | [10 empty] | - |  |  |  | 23 | https://www.unikeyic.com/media/about_us/Unikey_ISO_9001_Certification.pdf | https://www.unikeyic.com/products/current-transformers/ent-a30mn-75-5-1-5va-cl-1/1000799343.html
ENT.A40MN 100/5 1,5VA CL:1 | TDE Instruments | 1: 24.875 | TDE Instruments |  |  | - |  |  |  |  | - |  |  |  | - |  |  | - |  |  | - | [14 empty] | - | [10 empty] | - |  |  |  | 24 | https://www.unikeyic.com/media/about_us/Unikey_ISO_9001_Certification.pdf | https://www.unikeyic.com/products/current-transformers/ent-a40mn-100-5-1-5va-cl-1/1000798970.html
ENT.A40MN 150/5 2,5VA CL:1 | TDE Instruments | 1: 24.875 | TDE Instruments |  |  | - |  |  |  |  | - |  |  |  | - |  |  | - |  |  | - | [14 empty] | - | [10 empty] | - |  |  |  | 24 | https://www.unikeyic.com/media/about_us/Unikey_ISO_9001_Certification.pdf | https://www.unikeyic.com/products/current-transformers/ent-a40mn-150-5-2-5va-cl-1/1000802747.html
ENT.A40MN 200/5 1,5VA CL:0,5 | TDE Instruments | 1: 25.8062 | TDE Instruments |  |  | - |  |  |  |  | - |  |  |  | - |  |  | - |  |  | - | [14 empty] | - | [10 empty] | - |  |  |  | 24 | https://www.unikeyic.com/media/about_us/Unikey_ISO_9001_Certification.pdf | https://www.unikeyic.com/products/current-transformers/ent-a40mn-200-5-1-5va-cl-0-5/1000802232.html
ENT.A40MN 250/5 2,5VA CL:0,5 | TDE Instruments | 1: 25.8062 | TDE Instruments |  |  | - |  |  |  |  | - |  |  |  | - |  |  | - |  |  | - | [14 empty] | - | [10 empty] | - |  |  |  | 24 | https://www.unikeyic.com/media/about_us/Unikey_ISO_9001_Certification.pdf | https://www.unikeyic.com/products/current-transformers/ent-a40mn-250-5-2-5va-cl-0-5/1000804198.html
ENT.A40MN 300/5 5VA CL:0,5 |  | 1: 24.1989 | 300:5 SMD |  |  | - |  |  |  |  | - |  |  |  | - |  |  | - |  |  | - |  |  |  | SMD mount | [10 empty] | - | [10 empty] | 300:5 |  |  |  | 9 | https://www.unikeyic.com/media/about_us/Unikey_ISO_9001_Certification.pdf | https://www.unikeyic.com/products/current-transformers/ent-a40mn-300-5-5va-cl-0-5/35488027.html
ENT.A40MN 400/5 5VA CL:0,5 |  | 1: 24.4923 | SMD |  |  | - |  |  |  |  | - |  |  |  | - |  |  | - |  |  | - |  |  |  | SMD mount | [10 empty] | - | [10 empty] | 400:5 |  |  |  | 24 | https://www.unikeyic.com/media/about_us/Unikey_ISO_9001_Certification.pdf | https://www.unikeyic.com/products/current-transformers/ent-a40mn-400-5-5va-cl-0-5/35487327.html
ENT.A40MN 500/5 5VA CL:0,5 |  | 1: 25.4108 | Ferrite Bead 500:5 SMD |  |  | - |  |  |  |  | - |  |  |  | - |  |  | - |  |  | - |  |  |  | SMD mount | [10 empty] | - | [10 empty] | 500:5 |  |  |  | 24 | https://www.unikeyic.com/media/about_us/Unikey_ISO_9001_Certification.pdf | https://www.unikeyic.com/products/current-transformers/ent-a40mn-500-5-5va-cl-0-5/35487500.html
ENT.A60 500/5 5VA CL:0,5 | TDE Instruments | 1: 42.5043 | TDE Instruments ENT.A60 500/5 5VA CL:0,5 |  |  | - |  |  |  |  | - |  |  |  | - |  |  | - |  |  | - | [14 empty] | - | [10 empty] | - |  |  |  | 12 | https://www.unikeyic.com/media/about_us/Unikey_ISO_9001_Certification.pdf | https://www.unikeyic.com/products/current-transformers/ent-a60-500-5-5va-cl-0-5/1000801666.html
ENT.A60 600/5 10VA CL:0,5 | TDE Instruments | 1: 38.3075 | TDE Instruments |  |  | - |  |  |  |  | - |  |  |  | - |  |  | - |  |  | - | [14 empty] | - | [10 empty] | - |  |  |  | 12 | https://www.unikeyic.com/media/about_us/Unikey_ISO_9001_Certification.pdf | https://www.unikeyic.com/products/current-transformers/ent-a60-600-5-10va-cl-0-5/1000803559.html
ENT.A60 800/5 10VA CL:0,5 | TDE Instruments | 1: 44.5199 | TDE Instruments |  |  | - |  |  |  |  | - |  |  |  | - |  |  | - |  |  | - | [14 empty] | - | [10 empty] | - |  |  |  | 12 | https://www.unikeyic.com/media/about_us/Unikey_ISO_9001_Certification.pdf | https://www.unikeyic.com/products/current-transformers/ent-a60-800-5-10va-cl-0-5/1000802867.html
ESCT-RC100-1000A | Sifam Tinsley | 1: 97.7077 | Sifam Tinsley ESCT-RC100-1000A |  |  | - |  |  |  |  | - |  |  |  | - |  |  | - |  |  | - | [14 empty] | - | [10 empty] | - |  |  |  | 7 | https://www.unikeyic.com/media/about_us/Unikey_ISO_9001_Certification.pdf | https://www.unikeyic.com/products/current-transformers/esct-rc100-1000a/1001115104.html
ESCT-RC150-3000A | Sifam Tinsley | 1: 109.7312 | Sifam Tinsley ESCT-RC150-3000A |  |  | - |  |  |  |  | - |  |  |  | - |  |  | - |  |  | - | [14 empty] | - | [10 empty] | - |  |  |  | 67 | https://www.unikeyic.com/media/about_us/Unikey_ISO_9001_Certification.pdf | https://www.unikeyic.com/products/current-transformers/esct-rc150-3000a/1001116943.html
F03P006S05L | TAMURA | 1: 15.0849 5: 13.6998 10: 13.1866 25: 12.5713 50: 12.1509 | 6A 1 road 、 | - |  |  | 6A | 25mA | [7 empty] | AC | 300kHz | [5 empty] | ±0.1% | Not Applicable |  | Through Hole | 1 |  | -40°C ~ 105°C | Ratiometric, Voltage |  | Module | Tray | Bidirectional |  |  | 0.3µs | 6569775 |  |  | 104.2mV/A | Flux Gate, Closed Loop | F03P |  | - |  |  |  | 4.75V ~ 5.25V |  | 58 | https://www.unikeyic.com/media/datasheet/5a/b8/d27c/5ab8d27cf65ffcb48d5a7a18b3a4dab1.pdf | https://www.unikeyic.com/products/current-transformers/f03p006s05l/23605815.html
FC-CT9825-100T-40A | FC | 1: 0.7626 10: 0.6305 30: 0.5584 100: 0.4429 300: 0.4344 450: 0.4218 | Turns ratio1：100，inductance10.0mH,rated_current40A |  |  | - |  |  |  |  | - |  | FC-CT9825-100T-40A FC |  | - |  |  | - |  |  | 10mH | 16mm(Length)*16mm(height) |  |  | Through hole mounting |  |  | -40℃~125℃ |  |  | DIP |  |  |  |  | 40A | [10 empty] | 0.111111111 |  |  |  |  | https://www.unikeyic.com/media/datasheet/07/c5/513f/07c5513fc21dda4780ea741b4056da55.pdf | https://www.unikeyic.com/products/current-transformers/fc-ct9825-100t-40a/700703377.html
FC-CT9825-200T-40A | FC | 1: 0.4286 10: 0.418 30: 0.411 108: 0.4038 | Turns ratio1：200，inductance40.0mH,rated_current40A |  |  | - |  |  |  |  | - |  | FC-CT9825-200T-40A FC |  | - |  |  | - |  |  | - | 16mm(Length)*16mm(height) |  |  | Through hole mounting |  |  | -40℃~125℃ |  |  | DIP |  |  |  |  | 40A | [10 empty] | 1:200 |  |  |  |  | https://www.unikeyic.com/media/datasheet/07/c5/513f/07c5513fc21dda4780ea741b4056da55.pdf | https://www.unikeyic.com/products/current-transformers/fc-ct9825-200t-40a/726370633.html
FC-SCT1010-1:100T-40A | FC | 1: 0.8921 200: 0.8379 | Turns ratio1：100，inductance7.0mH,rated_current40A |  |  | - |  |  |  |  | - |  | FC-SCT1010-1:100T-40A FC |  | - |  |  | - |  |  | 7mH | 12.8mm(Length)*14mm(height) |  |  | SMD mount |  |  | -40℃~125℃ |  |  | SMD |  |  |  |  | 40A | [10 empty] | 0.111111111 |  |  |  |  | https://www.unikeyic.com/media/datasheet/bd/18/1c27/bd181c27a74b1aa9b843dfa768181f55.pdf | https://www.unikeyic.com/products/current-transformers/fc-sct1010-1-100t-40a/700703362.html
FC-SCT1010-1:125T-40A | FC | 1: 1.5047 10: 1.2683 30: 1.1241 200: 0.9774 400: 0.911 1,000: 0.882 | Turns ratio1：125，inductance11.0mH,rated_current40A |  |  | - |  |  |  |  | - |  | FC-SCT1010-1:125T-40A FC |  | - |  |  | - |  |  | - | 12.8mm(Length)*14mm(height) |  |  | SMD mount |  |  | -40℃~125℃ |  |  | SMD |  |  |  |  | 40A | [10 empty] | 1:125 |  |  |  |  | https://www.unikeyic.com/media/datasheet/59/90/9722/599097229bcf9ab8b5c406790af07f52.pdf | https://www.unikeyic.com/products/current-transformers/fc-sct1010-1-125t-40a/726370634.html
FC-SCT1010-1:150T-40A | FC | 1: 1.1426 10: 1.0467 30: 0.9852 200: 0.9221 400: 0.8944 1,000: 0.882 | Turns ratio1：150，inductance4.5mH,rated_current40A |  |  | - |  |  |  |  | - |  | FC-SCT1010-1:150T-40A FC |  | - |  |  | - |  |  | - | 12.8mm(Length)*14mm(height) |  |  | SMD mount |  |  | -40℃~125℃ |  |  | SMD |  |  |  |  | 40A | [10 empty] | 1:150 |  |  |  |  | https://www.unikeyic.com/media/datasheet/bd/18/1c27/bd181c27a74b1aa9b843dfa768181f55.pdf | https://www.unikeyic.com/products/current-transformers/fc-sct1010-1-150t-40a/726370628.html
FC-SCT1010-1:180T-40A | FC | 1: 1.143 10: 1.0471 30: 0.9833 200: 0.9224 400: 0.8944 1,000: 0.882 | Turns ratio1：180，inductance25.0mH,rated_current40A |  |  | - |  |  |  |  | - |  | FC-SCT1010-1:180T-40A FC |  | - |  |  | - |  |  | - | 12.8mm(Length)*14mm(height) |  |  | SMD mount |  |  | -40℃~125℃ |  |  | SMD |  |  |  |  | 40A | [10 empty] | 1:180 |  |  |  |  | https://www.unikeyic.com/media/datasheet/bd/18/1c27/bd181c27a74b1aa9b843dfa768181f55.pdf | https://www.unikeyic.com/products/current-transformers/fc-sct1010-1-180t-40a/726370636.html
FC-SCT1010-1:200T-40A | FC | 1: 0.8921 200: 0.8379 | Turns ratio1：200，inductance30.0mH,rated_current40A |  |  | - |  |  |  |  | - |  | FC-SCT1010-1:200T-40A FC |  | - |  |  | - |  |  | 30mH | 12.8mm(Length)*14mm(height) |  |  | SMD mount |  |  | -40℃~125℃ |  |  | SMD |  |  |  |  | 40A | [10 empty] | 0.180555556 |  |  |  |  | https://www.unikeyic.com/media/datasheet/59/90/9722/599097229bcf9ab8b5c406790af07f52.pdf | https://www.unikeyic.com/products/current-transformers/fc-sct1010-1-200t-40a/700703353.html
FC-SCT1010-1:70T-40A | FC | 1: 1.5087 10: 1.2689 30: 1.1247 200: 0.9776 400: 0.9113 1,000: 0.8821 | Turns ratio1：70，inductance3.5mH,rated_current40A |  |  | - |  |  |  |  | - |  | FC-SCT1010-1:70T-40A FC |  | - |  |  | - |  |  | - | 12.8mm(Length)*14mm(height) |  |  | SMD mount |  |  | -40℃~125℃ |  |  | SMD |  |  |  |  | 40A | [10 empty] | 1:70 |  |  |  |  | https://www.unikeyic.com/media/datasheet/23/8a/3b27/238a3b27939670d863cbacd55381d96d.pdf | https://www.unikeyic.com/products/current-transformers/fc-sct1010-1-70t-40a/726370626.html
FC-SCT1090-100T-50A | FC | 1: 0.861 10: 0.6832 56: 0.5974 112: 0.5434 504: 0.4921 1,008: 0.4659 | Turns ratio1：100，inductance5.0mH,rated_current50A |  |  | - |  |  |  |  | - |  | FC-SCT1090-100T-50A FC |  | - |  |  | - |  |  | - | 18.5mm(Length)*22mm(height) |  |  | Through hole mounting |  |  | -40℃~125℃ |  |  | DIP |  |  |  |  | 50A | [10 empty] | 1:100 |  |  |  |  | https://www.unikeyic.com/media/datasheet/0e/38/74e7/0e3874e73f43cb43cd02d4ab1e13e6ff.pdf | https://www.unikeyic.com/products/current-transformers/fc-sct1090-100t-50a/727018096.html
FC-SCT1090-200T-50A | FC | 1: 0.4704 392: 0.4418 | Turns ratio1：200，inductance20.0mH,rated_current50A |  |  | - |  |  |  |  | - |  | FC-SCT1090-200T-50A FC |  | - |  |  | - |  |  | - | 18.5mm(Length)*22mm(height) |  |  | Through hole mounting |  |  | -40℃~125℃ |  |  | DIP |  |  |  |  | 50A | [10 empty] | 1:200 |  |  |  |  | https://www.unikeyic.com/media/datasheet/b1/d6/9ab3/b1d69ab333dac439757729450fe85524.pdf | https://www.unikeyic.com/products/current-transformers/fc-sct1090-200t-50a/727013877.html
FC-SCT1090-300T-50A | FC | 1: 0.9357 10: 0.7623 56: 0.6747 112: 0.5999 504: 0.5488 1,008: 0.5212 | Turns ratio1：300，inductance45.0mH,rated_current50A |  |  | - |  |  |  |  | - |  | FC-SCT1090-300T-50A FC |  | - |  |  | - |  |  | - | 18.5mm(Length)*22mm(height) |  |  | Through hole mounting |  |  | -40℃~125℃ |  |  | DIP |  |  |  |  | 50A | [10 empty] | 1:300 |  |  |  |  | https://www.unikeyic.com/media/datasheet/b1/d6/9ab3/b1d69ab333dac439757729450fe85524.pdf | https://www.unikeyic.com/products/current-transformers/fc-sct1090-300t-50a/727007299.html
FC-SCT2010-100T | FC | 1: 1.9298 10: 1.6515 30: 1.4706 100: 1.3194 500: 1.2393 1,000: 1.2059 | Turns ratio1：100，inductance8.5mH,rated_current47A |  |  | - |  |  |  |  | - |  | FC-SCT2010-100T FC |  | - |  |  | - |  |  | 8.5mH | 19.9mm(Length)*10.5mm(height) |  |  | SMD mount |  |  | -40℃~125℃ |  |  | SMD |  |  |  |  | 47A | [10 empty] | 1:100 |  |  |  |  | https://www.unikeyic.com/media/datasheet/b1/0f/c150/b10fc15086b193f5929356ee53030b6f.pdf | https://www.unikeyic.com/products/current-transformers/fc-sct2010-100t/722281858.html
FC-SCT2010-200T | FC | 1: 2.1095 10: 1.758 100: 1.6227 500: 1.4449 1,000: 1.3523 | Turns ratio1：100，inductance34.0mH,rated_current47A |  |  | - |  |  |  |  | - |  | FC-SCT2010-200T FC |  | - |  |  | - |  |  | 34mH | 19.9mm(Length)*10.5mm(height) |  |  | SMD mount |  |  | -40℃~125℃ |  |  | SMD |  |  |  |  | 47A | [10 empty] | 1:200 |  |  |  |  | https://www.unikeyic.com/media/datasheet/59/98/bdb9/5998bdb9d837ed4528d244732fa92855.pdf | https://www.unikeyic.com/products/current-transformers/fc-sct2010-200t/722281850.html
FC-SCT2108-100T | FC | 1: 1.0471 10: 0.8559 30: 0.7514 100: 0.6624 400: 0.6125 800: 0.5889 | Turns ratio：1：100，rated_current：50A，inductance：4.5mH |  |  | - |  |  |  |  | - |  | FC-SCT2108-100T FC |  | - |  |  | - |  |  | - | [6 empty] | -40℃~125℃ |  |  | SMD |  |  |  | On sale | - | [10 empty] | - |  |  |  |  | https://www.unikeyic.com/media/datasheet/60/8f/50c1/608f50c1c35b8d3fc02413b505b5c423.pdf | https://www.unikeyic.com/products/current-transformers/fc-sct2108-100t/871243660.html
FC-SCT2108-200T | FC | 1: 1.0494 10: 0.8633 30: 0.7623 100: 0.7024 400: 0.6512 800: 0.6276 | Turns ratio：1：200，rated_current：50A，inductance：17.5mH |  |  | - |  |  |  |  | - |  | FC-SCT2108-200T FC |  | - |  |  | - |  |  | - | [6 empty] | -40℃~125℃ |  |  | SMD |  |  |  | On sale | - | [10 empty] | - |  |  |  |  | https://www.unikeyic.com/media/datasheet/80/37/90f3/803790f361f18255c832f4f638452ca6.pdf | https://www.unikeyic.com/products/current-transformers/fc-sct2108-200t/917367632.html
FC-SCT4.2-1:100 | FC | 1: 0.8018 10: 0.7326 30: 0.6931 100: 0.5862 300: 0.564 1,000: 0.5529 | Turns ratio1：100，inductance820uH,rated_current7A |  |  | - |  |  |  |  | - |  | FC-SCT4.2-1:100 FC |  | - |  |  | - |  |  | 820μH | 4.8mm(Length)*3.5mm(height) |  |  | SMD mount |  |  | -40℃~125℃ |  |  | SMD |  |  |  |  | 7A | [10 empty] | 0.111111111 |  |  |  |  | https://www.unikeyic.com/media/datasheet/d3/fc/13c6/d3fc13c6490b86faa60746a95ed01231.pdf | https://www.unikeyic.com/products/current-transformers/fc-sct4-2-1-100/724306053.html
FC-SCT4.2-1:50 | FC | 1: 1.0503 10: 0.8752 100: 0.8079 500: 0.7194 1,000: 0.6733 | Turns ratio1：50，inductance205uH,rated_current7A |  |  | - |  |  |  |  | - |  | FC-SCT4.2-1:50 FC |  | - |  |  | - |  |  | - | 4.8mm(Length)*3.5mm(height) |  |  | SMD mount |  |  | -40℃~125℃ |  |  | SMD |  |  |  |  | 7A | [10 empty] | 1:50 |  |  |  |  | https://www.unikeyic.com/media/datasheet/d3/fc/13c6/d3fc13c6490b86faa60746a95ed01231.pdf | https://www.unikeyic.com/products/current-transformers/fc-sct4-2-1-50/726370629.html
FC-SCT4.2-1:70 | FC | 250: 0.5742 | Turns ratio1：70，inductance400uH,rated_current7A |  |  | - |  |  |  |  | - |  | FC-SCT4.2-1:70 FC |  | - |  |  | - |  |  | 400μH | 4.8mm(Length)*3.5mm(height) |  |  | SMD mount |  |  | -40℃~125℃ |  |  | SMD |  |  |  |  | 7A | [10 empty] | 0.090277778 |  |  |  | 2000 | https://www.unikeyic.com/media/datasheet/a7/ea/899c/a7ea899c837e97d6e2fb102dd1fe0c08.pdf | https://www.unikeyic.com/products/current-transformers/fc-sct4-2-1-70/700769055.html
FC-SCT4.6-1:100 | FC | 1: 1.0341 10: 0.8831 100: 0.8231 500: 0.7422 1,000: 0.6994 | Turns ratio1：100，inductance1.330mH,rated_current20A |  |  | - |  |  |  |  | - |  | FC-SCT4.6-1:100 FC |  | - |  |  | - |  |  | 1.33mH | 7mm(Length)*3mm(height) |  |  | SMD mount |  |  | -40℃~125℃ |  |  | SMD |  |  |  |  | 20A | [10 empty] | 1:100 |  |  |  |  | https://www.unikeyic.com/media/datasheet/5a/07/2d7f/5a072d7fea97a5ab4c4e7f4f7ec351b6.pdf | https://www.unikeyic.com/products/current-transformers/fc-sct4-6-1-100/722281861.html
FC-SCT4.6-1:150 | FC | 1: 1.1395 10: 1.0413 30: 0.9852 100: 0.8331 300: 0.8016 1,000: 0.7858 | Turns ratio1：150，inductance2.993mH,rated_current20A |  |  | - |  |  |  |  | - |  | FC-SCT4.6-1:150 FC |  | - |  |  | - |  |  | 2.993mH | 7mm(Length)*3mm(height) |  |  | SMD mount |  |  | -40℃~125℃ |  |  | SMD |  |  |  |  | 20A | [10 empty] | 0.145833333 |  |  |  |  | https://www.unikeyic.com/media/datasheet/41/1e/ceb4/411eceb4bb98169c66decce2bd03e623.pdf | https://www.unikeyic.com/products/current-transformers/fc-sct4-6-1-150/725500700.html
FC-SCT4.6-1:70 | FC | 1: 1.035 10: 0.9458 30: 0.8948 100: 0.7567 300: 0.7281 1,000: 0.7138 | Turns ratio1：70，inductance0.652mH,rated_current20A |  |  | - |  |  |  |  | - |  | FC-SCT4.6-1:70 FC |  | - |  |  | - |  |  | 652μH | 5.2mm(Length)*3mm(height) |  |  | SMD mount |  |  | -40℃~125℃ |  |  | SMD |  |  |  |  | 20A | [10 empty] | 0.090277778 |  |  |  |  | https://www.unikeyic.com/media/datasheet/b2/95/bf26/b295bf260a13335ae80d3965092a8f03.pdf | https://www.unikeyic.com/products/current-transformers/fc-sct4-6-1-70/700769069.html
FC-SCT5.0-1:100 | FC | 1: 0.6602 10: 0.5501 100: 0.5078 500: 0.4522 1,000: 0.4232 | 0.111111111 20A 2mH SMD SMD mount 7.3mm(Length)*5.45mm(height) |  |  | - |  |  |  |  | - |  | FC-SCT5.0-1:100 FC |  | - |  |  | - |  |  | 2mH | 7.3mm(Length)*5.45mm(height) |  |  | SMD mount |  |  | -40℃~125℃ |  |  | SMD |  |  |  |  | 20A | [10 empty] | 0.111111111 |  |  |  |  | https://www.unikeyic.com/media/datasheet/ca/a6/4aaa/caa64aaa31f9fa7c9a7dc8e14e08eea5.pdf | https://www.unikeyic.com/products/current-transformers/fc-sct5-0-1-100/700769054.html
FC-SCT5.0-1:125 | FC |  | 0.128472222 20A 3mH SMD SMD mount 7.3mm(Length)*5.45mm(height) |  |  | - |  |  |  |  | - |  | FC-SCT5.0-1:125 FC |  | - |  |  | - |  |  | 3mH | 7.3mm(Length)*5.45mm(height) |  |  | SMD mount |  |  | -40℃~125℃ |  |  | SMD |  |  |  |  | 20A | [10 empty] | 0.128472222 |  |  |  |  | https://www.unikeyic.com/media/datasheet/84/55/cd5b/8455cd5b977ea5d6402548a739631663.pdf | https://www.unikeyic.com/products/current-transformers/fc-sct5-0-1-125/700769070.html
FC-SCT5.0-1:50 | FC | 250: 0.3627 | 20A 1：50 SMD |  |  | - |  |  |  |  | - |  | FC-SCT5.0-1:50 FC |  | - |  |  | - |  |  | - | 7.3mm(Length)*5.45mm(height) |  |  | SMD mount |  |  | -40℃~125℃ |  |  | SMD |  |  |  |  | 20A | [10 empty] | 1:50 |  |  |  | 1000 | https://www.unikeyic.com/media/datasheet/84/55/cd5b/8455cd5b977ea5d6402548a739631663.pdf | https://www.unikeyic.com/products/current-transformers/fc-sct5-0-1-50/726370635.html
FC-SCT6.0-1:100 | FC | 1: 0.7127 10: 0.5939 100: 0.5482 500: 0.4881 1,000: 0.4568 | Turns ratio:1:100，rated_current:30.0A，inductance:≥800uH |  |  | 1:100 |  |  |  |  | 450μΩ |  | FC-SCT6.0-1:100 FC |  | - |  |  | - |  |  | 800μH | 6.8mm(Length)*3.8mm(height) |  |  | SMD mount |  |  | -40℃~125℃ |  |  | SMD |  |  |  |  | 30A | [10 empty] | 0.111111111 |  |  |  |  | https://www.unikeyic.com/media/datasheet/fb/8b/ee98/fb8bee986de18c6d41c268326f2fa88f.pdf | https://www.unikeyic.com/products/current-transformers/fc-sct6-0-1-100/700769071.html
FC-SCT8.3-1:100-30A | FC | 1: 0.4007 500: 0.3763 | 3.0mH 30A SMD |  |  | - |  |  |  |  | - |  | FC-SCT8.3-1:100-30A FC |  | - |  |  | - |  |  | 3mH | 7mm(height) |  |  | SMD mount |  |  | -40℃~125℃ |  |  | SMD |  |  |  |  | 30A | [10 empty] | 0.111111111 |  |  |  |  | https://www.unikeyic.com/media/datasheet/53/18/e2d5/5318e2d5b2e0f029f29005b9d1394174.pdf | https://www.unikeyic.com/products/current-transformers/fc-sct8-3-1-100-30a/700769042.html
FC-SCT8.3-1:200-30A | FC | 1: 0.4007 500: 0.3763 | 10.0mH 30A SMD |  |  | - |  |  |  |  | - |  | FC-SCT8.3-1:200-30A FC |  | - |  |  | - |  |  | 10mH | 7mm(height) |  |  | SMD mount |  |  | -40℃~125℃ |  |  | SMD |  |  |  |  | 30A | [10 empty] | 0.180555556 |  |  |  |  | https://www.unikeyic.com/media/datasheet/fe/11/3ce6/fe113ce6f71ef31fcc0d61864a8ad554.pdf | https://www.unikeyic.com/products/current-transformers/fc-sct8-3-1-200-30a/700769056.html
FC-SCT8.3-1:300T-30A | FC | 1: 0.4007 500: 0.3763 | Turns ratio:1:300，rated_current:30.0A，inductance:35mH |  |  | - |  |  |  |  | - |  | FC-SCT8.3-1:300T-30A FC |  | - |  |  | - |  |  | - | [9 empty] | SMD |  |  |  |  | - | [10 empty] | - |  |  |  |  | https://www.unikeyic.com/media/datasheet/6a/88/9ec1/6a889ec11a07aa7869bcdc9606103d6d.pdf | https://www.unikeyic.com/products/current-transformers/fc-sct8-3-1-300t-30a/1000193138.html
FC-SCT8.5-400T-35A | FC | 1: 0.8541 10: 0.6894 30: 0.6083 100: 0.5295 | ,rated_current:35A,Turns ratio:1:400,inductance_value:30mH |  |  | - |  |  |  |  | - |  | FC-SCT8.5-400T-35A FC |  | - |  |  | - |  |  | - | 9mm(Length)*7.5mm(height) | [5 empty] | -40℃~125℃ |  |  | SMD |  |  |  |  | - | [10 empty] | - |  |  |  |  | https://www.unikeyic.com/media/datasheet/e0/d1/1fc6/e0d11fc68eec17e3700719062bdc9d05.pdf | https://www.unikeyic.com/products/current-transformers/fc-sct8-5-400t-35a/37001690.html
FC-SCT9060-280T-40A | FC | 1: 0.9448 10: 0.7652 30: 0.6736 100: 0.5857 | ,rated_current:40A,Turns ratio:1:280,inductance_value:7.2mH |  |  | - |  |  |  |  | - |  | FC-SCT9060-280T-40A FC |  | - |  |  | - |  |  | - | 10.5mm(Length)*9.5mm(height) | [5 empty] | -40℃~125℃ |  |  | SMD |  |  |  |  | - | [10 empty] | - |  |  |  |  | https://www.unikeyic.com/media/datasheet/50/6f/2971/506f2971f0c03c1a0b38410153685f0e.pdf | https://www.unikeyic.com/products/current-transformers/fc-sct9060-280t-40a/36980938.html
FC-SCTEE8.5-1-100T | FC | 1: 0.6795 10: 0.5463 30: 0.4798 100: 0.4148 522: 0.376 1,044: 0.3566 | Turns ratio1：100，inductance5.0mH,rated_current25A |  |  | - |  |  |  |  | - |  | FC-SCTEE8.5-1-100T FC |  | - |  |  | - |  |  | 5mH | 9mm(Length)*9mm(height) |  |  | Through hole mounting |  |  | -40℃~125℃ |  |  | DIP |  |  |  |  | 25A | [10 empty] | 1:100 |  |  |  |  | https://www.unikeyic.com/media/datasheet/e6/18/88b3/e61888b326ebe8c94a5ed00811b04a82.pdf | https://www.unikeyic.com/products/current-transformers/fc-sctee8-5-1-100t/722281851.html
FC-ULCT1013-1:100-35A | FC | 1: 0.7814 10: 0.6512 100: 0.6011 500: 0.5352 1,000: 0.5009 | Turns ratio1：100，inductance5.0mH,rated_current35A |  |  | - |  |  |  |  | - |  | FC-ULCT1013-1:100-35A FC |  | - |  |  | - |  |  | 5mH | 12mm(Length)*21mm(height) |  |  | Through hole mounting |  |  | -40℃~125℃ |  |  | DIP |  |  |  |  | 35A | [10 empty] | 0.111111111 |  |  |  |  | https://www.unikeyic.com/media/datasheet/81/bb/486c/81bb486c1f63df6a4150d4116200fda7.pdf | https://www.unikeyic.com/products/current-transformers/fc-ulct1013-1-100-35a/700703355.html
FC-ULCT1013-1:150-35A | FC | 1: 0.4228 10: 0.4114 30: 0.4035 108: 0.3969 | Turns ratio1：150，inductance10.0mH,rated_current35A |  |  | - |  |  |  |  | - |  | FC-ULCT1013-1:150-35A FC |  | - |  |  | - |  |  | - | [6 empty] | -40℃~125℃ |  |  | DIP |  |  |  |  | - | [10 empty] | - |  |  |  |  | https://www.unikeyic.com/media/datasheet/8a/fc/97a1/8afc97a103d711e3a7fd91cd9e85bd44.pdf | https://www.unikeyic.com/products/current-transformers/fc-ulct1013-1-150-35a/871452135.html
FC-ULCT1013-1:200-35A | FC | 1: 0.7771 10: 0.6216 30: 0.5412 108: 0.4646 972: 0.4411 | Turns ratio1：200，inductance20.0mH,rated_current35A |  |  | - |  |  |  |  | - |  | FC-ULCT1013-1:200-35A FC |  | - |  |  | - |  |  | 20mH | 12mm(Length)*21mm(height) |  |  | Through hole mounting |  |  | -40℃~125℃ |  |  | DIP |  |  |  |  | 35A | [10 empty] | 0.180555556 |  |  |  |  | https://www.unikeyic.com/media/datasheet/81/bb/486c/81bb486c1f63df6a4150d4116200fda7.pdf | https://www.unikeyic.com/products/current-transformers/fc-ulct1013-1-200-35a/700703356.html
FIS105NL | Pulse Electronics | 30: 2.9669 60: 2.8762 120: 2.7879 270: 2.6873 510: 2.6106 1,020: 2.5291 | 1:50 25A 4.7mH 500kHz(Max) 175Vμs 500mΩ TH 17.6mm × 15mm × 12.5mm | [6 empty] | - |  | 500mOhm Max |  | 175VµS |  |  |  |  | 500kHz Max | 0.492" (12.50mm) | 4.7 mH |  |  | Not Applicable |  | Through Hole | [6 empty] | Tube | [9 empty] | FIS 1X5 | 0.693" L x 0.591" W (17.60mm x 15.00mm) |  | PC Pin |  | 1:50 |  | 0.017 lb (7.71 g) | 860 | https://www.unikeyic.com/media/datasheet/d1/ed/f41b/d1edf41bbe36b3cd395fa43ca0795982.pdf | https://www.unikeyic.com/products/current-transformers/fis105nl/28088486.html
FIS111NL | Pulse Electronics | 55: 1.9656 275: 1.9224 550: 1.8375 1,045: 1.827 2,530: 1.7745 5,005: 1.764 7,535: 1.7535 10,010: 1.743 | Inductor 22mH 200kHz(Max) 350Vμs 1.3Ω TH 17.2mm × 9.53mm × 20.4mm | [6 empty] | - |  | 1.3Ohm Max |  | 350VµS |  |  |  |  | 200kHz Max | 0.803" (20.40mm) | 22 mH |  |  | Not Applicable |  | Through Hole | [6 empty] | Tube | [9 empty] | FIS | 0.677" L x 0.375" W (17.20mm x 9.53mm) |  | PC Pin |  | 1:100 |  | - | 1320 | https://www.unikeyic.com/media/datasheet/e0/e4/edac/e0/2ae91946c7e71d17ee0fa97fa1c171c4.pdf | https://www.unikeyic.com/products/current-transformers/fis111nl/23862990.html
FIS115NL | Pulse Electronics | 30: 2.101 120: 1.7712 270: 1.6956 510: 1.6065 1,020: 1.533 2,520: 1.4805 5,010: 1.47 7,500: 1.4595 | 1:100, 25A, 18mH, 500kHz(Max), 350Vμs, 2Ω, TH, 17.6mm × 15mm × 12.5mm | [6 empty] | - |  | 2Ohm Max |  | 350VµS |  |  |  |  | 500kHz Max | 0.492" (12.50mm) | 18 mH |  |  | Not Applicable |  | Through Hole | [6 empty] | Tube | [9 empty] | FIS 1X5 | 0.693" L x 0.591" W (17.60mm x 15.00mm) |  | PC Pin |  | 1:100 |  | 0.017 lb (7.71 g) | 2640 | https://www.unikeyic.com/media/datasheet/55/c3/fb43/55/8250ac4ba2b9eca40568a90e34ebc0bb.pdf | https://www.unikeyic.com/products/current-transformers/fis115nl/24054518.html
FIS121NL | Pulse Electronics | 55: 2.2356 275: 2.0265 550: 1.974 1,045: 1.9215 2,530: 1.806 5,005: 1.7955 7,535: 1.785 10,010: 1.7745 | 1:200, 15A, 94.5mH, 200kHz(Max), 700Vμs, 4.5Ω, TH, D17.2×L9.5mm H20.4mm | [6 empty] | - |  | 4.5Ohm Max |  | 700VµS |  |  |  |  | 200kHz Max | 0.803" (20.40mm) | 94.5 mH |  |  | Not Applicable |  | Through Hole | [6 empty] | Tube |  |  |  |  | 2264917 |  |  |  |  | FIS | 0.677" L x 0.375" W (17.20mm x 9.53mm) |  | PC Pin |  | 1:200 |  | - | 1980 | https://www.unikeyic.com/media/datasheet/e0/e4/edac/e0/2ae91946c7e71d17ee0fa97fa1c171c4.pdf | https://www.unikeyic.com/products/current-transformers/fis121nl/24067594.html
FIS125NL | Pulse Electronics | 30: 2.563 120: 2.3544 270: 2.2575 510: 2.247 1,020: 1.869 2,520: 1.848 5,010: 1.827 7,500: 1.8165 | 1:200 25A 76mH 500kHz(Max) 700Vμs 4.5Ω TH 17.6mm × 15mm × 12.5mm | [6 empty] | - |  | 4.5Ohm Max |  | 700VµS |  |  |  |  | 500kHz Max | 0.492" (12.50mm) | 76 mH |  |  | Not Applicable |  | Through Hole | [6 empty] | Tube | [9 empty] | FIS 1X5 | 0.693" L x 0.591" W (17.60mm x 15.00mm) |  | PC Pin |  | 1:200 |  | 0.017 lb (7.71 g) | 1530 | https://www.unikeyic.com/media/datasheet/ca/00/c1c1/ca00c1c124a5cba57447ba5c9beb5b91.pdf | https://www.unikeyic.com/products/current-transformers/fis125nl/24282096.html
FIS155NL | Pulse Electronics | 30: 3.2209 60: 3.1224 120: 3.0264 270: 2.9171 510: 2.8337 1,020: 2.7452 | 1:500 25A 470mH 500kHz(Max) 1.75kVμs 16Ω TH 17.6mm × 15mm × 12.5mm | [6 empty] | - |  | 16Ohm Max |  | 1750VµS |  |  |  |  | 500kHz Max | 0.492" (12.50mm) | 470 mH |  |  | Not Applicable |  | Through Hole | [6 empty] | Tube | [9 empty] | FIS 1X5 | 0.693" L x 0.591" W (17.60mm x 15.00mm) |  | PC Pin |  | 1:500 |  | 0.017 lb (7.71 g) | 325 | https://www.unikeyic.com/media/datasheet/55/c3/fb43/55/8250ac4ba2b9eca40568a90e34ebc0bb.pdf | https://www.unikeyic.com/products/current-transformers/fis155nl/28113263.html
G142659 | ABB | 1: 118.8996 | 40A 40A |  |  | 40A |  |  |  |  | - |  |  |  | - |  |  | - |  |  | - | [14 empty] | - | [10 empty] | 40A |  |  |  | 1 | https://www.unikeyic.com/media/about_us/Unikey_ISO_9001_Certification.pdf | https://www.unikeyic.com/products/current-transformers/g142659/726408536.html
HAC 400-S | LEM | 1: 65.4372 5: 60.3266 10: 58.4269 45: 54.835 90: 53.3947 135: 52.6085 | CURRENT SENSOR HE/OL 400A | ±1% |  |  | 400A | 25mA | [7 empty] | AC/DC | DC ~ 50kHz | [5 empty] | ±1% | 1 (Unlimited) |  | Panel Mount | 1 |  | -10°C ~ 80°C | Ratiometric, Voltage |  | Module | Bulk | Bidirectional |  |  | 7µs | 2131513 |  |  | - | Hall Effect, Open Loop | HAC |  | - |  |  |  | ±15V |  | 67 | https://www.unikeyic.com/media/datasheet/4b/ab/6c9c/4b/6de2e5072241d1142d3bc2c6217c6fce.pdf | https://www.unikeyic.com/products/current-transformers/hac-400-s/24266707.html
HAIS 100-TP | LEM | 1: 18.958 10: 18.1216 100: 17.6039 | 100A DC..50kHz Plugins Through hole mounting 33mm(Length) | ±1% |  |  | 100A | 19mA | [7 empty] | AC/DC | DC ~ 50kHz | [5 empty] | ±0.5% | Not Applicable |  | Through Hole | 1 |  | -40°C ~ 85°C | Ratiometric, Voltage |  | Module | Tray | Bidirectional |  |  | 5µs |  |  |  | - | Hall Effect, Open Loop | HAIS |  | - |  |  |  | 5V |  |  | https://www.unikeyic.com/media/datasheet/74/87/c58c/74/f00fc4d3376ae4f6000caaa408fa9ae3.pdf | https://www.unikeyic.com/products/current-transformers/hais-100-tp/27986464.html
HAL 300-S | LEM | 1: 58.5469 5: 53.9048 10: 52.1811 25: 50.1222 50: 48.715 100: 47.4249 | 300A 1 road 、 | ±1% |  |  | 300A | 25mA | [7 empty] | AC/DC | DC ~ 50kHz | [5 empty] | ±0.5% | 1 (Unlimited) |  | Chassis Mount | 1 |  | -25°C ~ 85°C | Voltage |  | Module | Bulk | Bidirectional |  |  | 3µs | 2660497 |  |  | - | Hall Effect, Open Loop | HAL |  | - |  |  |  | ±15V |  | 14 | https://www.unikeyic.com/media/datasheet/ec/0b/d2a2/ec/53cc3962287a03d2462ede022ce07635.pdf | https://www.unikeyic.com/products/current-transformers/hal-300-s/28158139.html
HAL 500-S | LEM | 1: 58.5469 5: 53.9048 10: 52.1811 25: 50.1222 50: 48.715 100: 47.4249 |  | ±1% |  |  | 500A | 25mA | [7 empty] | AC/DC | DC ~ 50kHz | [5 empty] | ±0.5% | 1 (Unlimited) |  | Chassis Mount | 1 |  | -25°C ~ 85°C | Voltage |  | Module | Bulk | Bidirectional |  |  | 3µs | 2660498 |  |  | - | Hall Effect, Open Loop | HAL |  | - |  |  |  | ±15V |  | 49 | https://www.unikeyic.com/media/datasheet/ec/0b/d2a2/ec/53cc3962287a03d2462ede022ce07635.pdf | https://www.unikeyic.com/products/current-transformers/hal-500-s/24112450.html
HAS 50-P | LEM | 1: 36.9572 5: 33.8421 10: 32.6881 30: 31.0547 50: 30.3692 100: 29.5068 | CURRENT SENSOR HE/OL 50A | ±1% |  |  | 50A | 15mA | [7 empty] | AC/DC | DC ~ 50kHz | [5 empty] | ±1% | 1 (Unlimited) |  | Through Hole | 1 |  | -10°C ~ 80°C | Ratiometric, Voltage |  | Module | Tray | Bidirectional |  |  | 3µs | 1026533 |  |  | - | Hall Effect, Open Loop | HAS |  | - |  |  |  | ±15V |  | 14 | https://www.unikeyic.com/media/datasheet/26/1b/b788/26/a3a5661959475767295c06d0ca17755a.pdf | https://www.unikeyic.com/products/current-transformers/has-50-p/23850164.html
HAS 500-S | LEM | 1: 9.6512 10: 8.793 50: 8.2852 |  | ±1% |  |  | 500A | 15mA | [7 empty] | AC/DC | DC ~ 50kHz | [5 empty] | ±1% | Not Applicable |  | Through Hole | 1 |  | -10°C ~ 80°C | Ratiometric, Voltage |  | Module | Tray | Bidirectional |  |  | 3µs |  |  |  | - | Hall Effect, Open Loop | HAS |  | - |  |  |  | ±15V |  | 135 | https://www.unikeyic.com/media/datasheet/99/45/08b8/99/4bbbcbba409e4f5edf7b8a7183435a58.pdf | https://www.unikeyic.com/products/current-transformers/has-500-s/23990679.html
HAS 600-P | LEM | 1: 42.4131 5: 38.9037 10: 37.6017 30: 35.7593 50: 34.986 100: 34.0128 | CURRENT SENSOR HE/OL 600A | ±1% |  |  | 600A | 15mA | [7 empty] | AC/DC | DC ~ 50kHz | [5 empty] | ±1% | 1 (Unlimited) |  | Through Hole | 1 |  | -10°C ~ 80°C | Ratiometric, Voltage |  | Module | Tray | Bidirectional |  |  | 3µs |  |  |  | - | Hall Effect, Open Loop | HAS |  | - |  |  |  | ±15V |  | 54 | https://www.unikeyic.com/media/datasheet/26/1b/b788/26/a3a5661959475767295c06d0ca17755a.pdf | https://www.unikeyic.com/products/current-transformers/has-600-p/24093768.html
HAT 400-S | LEM |  | LEM Current Transformers, HATseries, 1200A, turns_ratio 1200:1 | ±1% |  |  | 400A | 15mA | [7 empty] | AC/DC | DC ~ 25kHz | [5 empty] | ±1% | Not Applicable |  | Chassis Mount | 1 |  | -40°C ~ 105°C | Ratiometric, Voltage |  | Module | Tray | Bidirectional |  |  | 5µs |  |  |  | - | Hall Effect, Open Loop | HAT |  | - |  |  |  | ±15V |  |  | https://www.unikeyic.com/media/datasheet/9b/57/939d/9b/0b856e63dd694336e1726dbb3b704f79.pdf | https://www.unikeyic.com/products/current-transformers/hat-400-s/28314802.html
HAX 1000-S | LEM | 1: 47.8107 5: 47.1276 10: 46.1031 |  | ±1% |  |  | 1000A | 20mA | [7 empty] | AC/DC | DC ~ 25kHz | [5 empty] | ±1% | Not Applicable |  | Panel Mount | 1 |  | -25°C ~ 85°C | Ratiometric, Voltage |  | Module | Bulk | Bidirectional |  |  | 5µs | 2182423 |  |  | - | Hall Effect, Open Loop | HAX |  | - |  |  |  | ±15V |  | 82 | https://www.unikeyic.com/media/datasheet/39/c1/380e/39/b3c101e35ba2e9f3eb14c851af1f0958.pdf | https://www.unikeyic.com/products/current-transformers/hax-1000-s/27867680.html
HAX 600-S | LEM | 1: 102.6791 5: 95.1297 20: 89.7493 40: 87.3912 60: 86.1034 100: 84.5711 | 600A 1 road 、 | ±1% |  |  | 600A | 20mA | [7 empty] | AC/DC | DC ~ 25kHz | [5 empty] | ±1% | Not Applicable |  | Chassis Mount | 1 |  | -25°C ~ 85°C | Ratiometric, Voltage |  | Module | Bulk | Bidirectional |  |  | 5µs |  |  |  | - | Hall Effect, Open Loop | HAX |  | - |  |  |  | ±15V |  | 11 | https://www.unikeyic.com/media/datasheet/39/c1/380e/39/b3c101e35ba2e9f3eb14c851af1f0958.pdf | https://www.unikeyic.com/products/current-transformers/hax-600-s/27867855.html
HCT226HJZ-2 | HOP | 1: 1.2695 10: 1.0394 30: 0.9132 100: 0.7647 | 2000:1 5A 20Hz~10KHz Plugins Through hole mounting |  |  | - |  |  |  |  | - |  | HCT226HJZ-2 HOP |  | - |  |  | 20Hz~10KHz |  |  | - |  |  |  | Through hole mounting |  |  | 70℃(max) |  |  | Plugins |  |  |  |  | 5A | [10 empty] | 2000:1 |  |  |  |  | https://www.unikeyic.com/media/datasheet/75/54/b2f2/75/8c5f2133140e026f7b3213674e59b694.pdf | https://www.unikeyic.com/products/current-transformers/hct226hjz-2/23570970.html
HCT226JY-2 | HOP | 1: 0.9005 10: 0.7103 30: 0.6156 100: 0.5224 500: 0.4657 1,000: 0.4365 | 2000:1 5A 20Hz~10KHz Plugins Through hole mounting |  |  | - |  |  |  |  | - |  | HCT226JY-2 HOP |  | - |  |  | 20Hz~10KHz |  |  | - |  |  |  | Through hole mounting |  |  | -40℃~90℃ |  |  | Plugins |  |  |  |  | 5A | [10 empty] | 2000:1 |  |  |  |  | https://www.unikeyic.com/media/datasheet/eb/35/cbbb/eb/8a6762a556b11757c179e20f99eebed3.pdf | https://www.unikeyic.com/products/current-transformers/hct226jy-2/23793515.html
HLSR 10-P | LEM | 1: 8.3464 | 25:1 25A 25:1 7934584 Through hole mounting 17.2mm(width)*70mm(height) | ±1% |  |  | 10A | 25mA | [7 empty] | AC/DC | 400kHz | [5 empty] | ±0.5% | Not Applicable |  | Through Hole | 1 |  | -40°C ~ 105°C | Ratiometric, Voltage |  | Module | Tray | Bidirectional |  |  | 2.5µs |  |  |  | 80mV/A | Hall Effect, Open Loop | HLSR-P |  | - |  |  |  | 5V |  | 360 | https://www.unikeyic.com/media/datasheet/7a/e8/b406/7a/ea82ab68c632c1fd52b5c11419e2d64d.pdf | https://www.unikeyic.com/products/current-transformers/hlsr-10-p/23656836.html
HLSR 16-P | LEM | 1: 8.1267 |  |  |  | - |  |  |  |  | - |  | HLSR 16-P LEM |  | - |  |  | - |  |  | - | [14 empty] | - |  |  | Non-compliant | bulk | [6 empty] | - |  |  |  | 831 | https://www.unikeyic.com/media/datasheet/7a/e8/b406/7a/ea82ab68c632c1fd52b5c11419e2d64d.pdf | https://www.unikeyic.com/products/current-transformers/hlsr-16-p/27836183.html
HLSR 20-SM | LEM | 1: 10.4527 10: 9.7559 25: 9.5817 50: 9.5817 100: 9.4074 500: 9.4074 1,000: 9.4074 | CURRENT SENSOR, 20A, VOLTAGE O/P, 5VDC; Sensor Output:Voltage; Supply Voltage DC Min:4.5V; Supply Voltage DC Max:5.5V; Current Measuring Range DC:-50A to 50A; Current Measuring Range AC:-50A to 50A; Response Time:2.5us; | ±1% |  |  | 20A | 25mA | [7 empty] | AC/DC | 400kHz | [5 empty] | ±0.5% | 1 (Unlimited) |  | Surface Mount | 1 |  | -40°C ~ 105°C | Ratiometric, Voltage |  | Module | Tray | Bidirectional |  |  | 2.5µs | 4331984 |  |  | 40mV/A | Hall Effect, Open Loop | HLSR-SM |  | - |  |  |  | 5V |  | 247 | https://www.unikeyic.com/media/datasheet/23/f0/5309/23/eccd6e683981f72c0bfcc6c74935935b.pdf | https://www.unikeyic.com/products/current-transformers/hlsr-20-sm/27969075.html
HLSR 20-SM/SP33 | LEM | 1: 10.895 10: 10.1687 25: 9.9871 50: 9.9871 100: 9.9871 | CURRENT SENSOR, 20A, VOLTAGE O/P, 3.3VDC; Sensor Output:Voltage; Supply Voltage DC Min:3.135V; Supply Voltage DC Max:3.465V; Current Measuring Range DC:-50A to 50A; Current Measuring Range AC:-50A to 50A; Response Time:2 | ±1% |  |  | 20A | 25mA | [7 empty] | AC/DC | 400kHz | [5 empty] | ±0.5% | 1 (Unlimited) |  | Surface Mount | 1 |  | -40°C ~ 105°C | Ratiometric, Voltage |  | Module | Tray | Bidirectional |  |  | 2.5µs |  |  |  | 23mV/A | Hall Effect, Open Loop | HLSR-SM/SP33 |  | - |  |  |  | 3.3V |  | 250 | https://www.unikeyic.com/media/datasheet/73/01/067e/5f/b6bdf386b1e99e914759ada39b99a08b.pdf | https://www.unikeyic.com/products/current-transformers/hlsr-20-sm-sp33/27789781.html
HMSR 30-SMS | LEM | 1: 7.2755 5: 7.1716 10: 7.0157 |  | - |  |  | 30A | 26mA | [7 empty] | AC/DC | 300kHz | [5 empty] | ±0.5% | 1 (Unlimited) |  | Surface Mount | 1 |  | -40°C ~ 125°C (TA) | Ratiometric, Voltage |  | 16-PowerSOIC (0.295", 7.50mm Width), 10 Leads |  | Bidirectional |  |  | - | 12686347 |  |  | 26.67mV/A | Hall Effect, Open Loop | HMSR | [5 empty] | 4.5V ~ 5.5V |  | 2 | https://www.unikeyic.com/media/datasheet/ae/19/902b/ae19902ba5f104e9070f50a323e7180d.pdf | https://www.unikeyic.com/products/current-transformers/hmsr-30-sms/23724174.html
HO 10-P | LEM | 1: 12.4548 10: 11.6245 25: 11.4169 50: 11.4169 100: 11.2093 500: 11.2093 | CURRENT SENSOR, 10A, VOLTAGE O/P, 5VDC; Sensor Output:Voltage; Supply Voltage DC Min:4.5V; Supply Voltage DC Max:5.5V; Current Measuring Range DC:-25A to 25A; Current Measuring Range AC:-25A to 25A; Response Time:3.5us; | ±1.4% |  |  | 10A | 25mA | [7 empty] | AC/DC | DC ~ 250kHz | [5 empty] | ±0.5% | 1 (Unlimited) |  | Through Hole | 1 |  | -40°C ~ 105°C | Ratiometric, Voltage |  | Module, Single Pass Through | Tray | Bidirectional |  |  | 3.5µs | 4990653 |  |  | - | Hall Effect, Open Loop | HO-P |  | - |  |  |  | 5V |  | 137 | https://www.unikeyic.com/media/datasheet/8a/2c/27d6/8a/56a3dab48525874310c43e39b178f9fe.pdf | https://www.unikeyic.com/products/current-transformers/ho-10-p/23953205.html
HO 100-P-0100 | LEM | 1: 24.4925 | 250:1 -250A~250A 250:1 panel mount 42.83mm(width)*29.75mm(height) |  |  | 250:1 |  |  |  |  | - |  |  |  | - |  |  | - |  |  | - | 42.83mm(width)*29.75mm(height) |  |  | panel mount |  |  | -40℃~105℃ | [7 empty] | -250A~250A | [10 empty] | 250:1 |  |  |  | 88 | https://www.unikeyic.com/media/about_us/Unikey_ISO_9001_Certification.pdf | https://www.unikeyic.com/products/current-transformers/ho-100-p-0100/28107367.html
HO 100-S/SP33-1106 | LEM | 1: 19.3472 |  |  |  | - |  |  |  |  | - |  |  |  | - |  |  | - |  |  | - | [14 empty] | - |  |  |  | bulk | [6 empty] | - |  |  |  | 99 | https://www.unikeyic.com/media/about_us/Unikey_ISO_9001_Certification.pdf | https://www.unikeyic.com/products/current-transformers/ho-100-s-sp33-1106/24226016.html
HO 120-NP-0100 | LEM | 1: 36.9982 5: 28.0019 10: 26.6849 | 300:1 -300A~300A 300:1 PCBinstall，board mount 41.56mm(width)*27.43mm(height) |  |  | 300:1 |  |  |  |  | - |  | HO 120-NP-0100 LEM |  | - |  |  | - |  |  | - | 41.56mm(width)*27.43mm(height) |  |  | PCBinstall, board mount |  |  | -40℃~105℃ | [7 empty] | -300A~300A | [10 empty] | 300:1 |  |  |  | 93 | https://www.unikeyic.com/media/datasheet/0a/60/414c/0a/18f4f2ef2e63468617d3f88fc26a2ced.pdf | https://www.unikeyic.com/products/current-transformers/ho-120-np-0100/34489507.html
HO 120-P-0100 | LEM | 1: 23.8864 | 300:1 -300A~300A 300:1 panel mount 42.83mm(width)*29.75mm(height) |  |  | 300:1 |  |  |  |  | - |  | HO 120-P-0100 LEM |  | - |  |  | - |  |  | - | 42.83mm(width)*29.75mm(height) |  |  | panel mount |  |  | -40℃~105℃ | [7 empty] | -300A~300A | [10 empty] | 300:1 |  |  |  | 105 | https://www.unikeyic.com/media/datasheet/07/f0/8142/07/942a5f4c2b28b2a82e12e324a24cce86.pdf | https://www.unikeyic.com/products/current-transformers/ho-120-p-0100/34174539.html
HO 150-NP-0100 | LEM | 1: 31.1405 5: 23.5657 10: 22.6827 | 375:1 -375A~375A 375:1 PCBinstall，board mount 41.56mm(width)*27.43mm(height) | ±1.2% |  |  | 150A | 25mA | [7 empty] | AC/DC | DC ~ 350kHz | [5 empty] | ±0.4% | Not Applicable |  | Through Hole | 1 |  | -40°C ~ 105°C | Ratiometric, Voltage |  | Module | Tray | Bidirectional |  |  | 2.5µs | 4990641 |  |  | - | Hall Effect, Open Loop | HO-NP |  | - |  |  |  | 5V |  | 85 | https://www.unikeyic.com/media/datasheet/7d/81/88f0/7d/28427f74749ff065b2be52541348142e.pdf | https://www.unikeyic.com/products/current-transformers/ho-150-np-0100/24046442.html
HO 25-P | LEM | 1: 10.3123 |  | ±1.4% |  |  | 25A | 25mA | [7 empty] | AC/DC | DC ~ 250kHz | [5 empty] | ±0.5% | 1 (Unlimited) |  | Through Hole | 1 |  | -40°C ~ 105°C | Ratiometric, Voltage |  | Module, Single Pass Through | Tray | Bidirectional |  |  | 3.5µs | 4990654 |  |  | - | Hall Effect, Open Loop | HO-P |  | - |  |  |  | 5V |  | 87 | https://www.unikeyic.com/media/datasheet/c6/e3/f545/c6e3f5450fd7103adb94a842f91fcd46.pdf | https://www.unikeyic.com/products/current-transformers/ho-25-p/27947390.html
HO 250-S | LEM | 1: 31.8029 |  | ±1% |  |  | 250A | 15mA | [7 empty] | AC/DC | DC ~ 100kHz | [5 empty] | ±0.5% | Not Applicable |  | Chassis Mount | 1 |  | -40°C ~ 105°C | Ratiometric, Voltage |  | Module, Single Pass Through | Tray | Bidirectional |  |  | 3.5µs |  |  |  | - | Hall Effect, Open Loop | HO-S |  | - |  |  |  | 5V |  | 3 | https://www.unikeyic.com/media/datasheet/f1/37/3008/f1/71c98056f375b12d4f98de403b2e4966.pdf | https://www.unikeyic.com/products/current-transformers/ho-250-s/28161487.html
HO 40-NP-0100 | LEM | 1: 13.9276 10: 13.9276 25: 13.6789 50: 13.4302 100: 13.4302 500: 13.4302 1,000: 13.4302 | 100:1 -100A~100A 100:1 PCBinstall，board mount 41.56mm(width)*27.43mm(height) |  |  | 100:1 |  |  |  |  | - |  | HO 40-NP-0100 LEM |  | - |  |  | - |  |  | - | 41.56mm(width)*27.43mm(height) |  |  | PCBinstall, board mount |  |  | -40℃~105℃ | [7 empty] | -100A~100A | [10 empty] | 100:1 |  |  |  | 22 | https://www.unikeyic.com/media/datasheet/66/49/5c88/66/5bca38c9240933565afa64f6eb65d492.pdf | https://www.unikeyic.com/products/current-transformers/ho-40-np-0100/34146433.html
HO 50-/SP30 | LEM | 1: 21.4455 10: 21.0626 25: 21.0626 50: 20.6796 100: 20.6796 | CURRENT SENSOR, 50A, VOLTAGE O/P, 5VDC; Sensor Output:Voltage; Supply Voltage DC Min:4.5V; Supply Voltage DC Max:5.5V; Current Measuring Range DC:-125A to 125A; Current Measuring Range AC:-125A to 125A; Response Time:3.5 |  |  | - |  |  |  |  | - |  | HO 50-/SP30 LEM |  | - |  |  | - |  |  | - | [14 empty] | - |  |  | Non-compliant | [7 empty] | - |  |  |  | 91 | https://www.unikeyic.com/media/datasheet/b2/c2/cbe2/b2/56ca5ff6b83290cdd08c52d92db6e11f.pdf | https://www.unikeyic.com/products/current-transformers/ho-50-sp30/23945789.html
HO 6-P | LEM | 1: 9.3543 5: 9.2206 10: 9.0202 |  | ±1.4% |  |  | 6A | 25mA | [7 empty] | AC/DC | DC ~ 250kHz | [5 empty] | ±0.5% | 1 (Unlimited) |  | Through Hole | 1 |  | -40°C ~ 105°C | Ratiometric, Voltage |  | Module, Single Pass Through | Tray | Bidirectional |  |  | 3.5µs | 4990652 |  |  | - | Hall Effect, Open Loop | HO-P |  | - |  |  |  | 5V |  | 5 | https://www.unikeyic.com/media/datasheet/8a/2c/27d6/8a/56a3dab48525874310c43e39b178f9fe.pdf | https://www.unikeyic.com/products/current-transformers/ho-6-p/23603357.html
HO 60-P-0100 | LEM | 1: 18.1863 10: 17.8616 25: 17.8616 50: 17.5368 100: 17.5368 500: 17.5368 1,000: 17.5368 | 60A PCB Mount, 29.75mm H |  |  | - |  |  |  |  | - |  | HO 60-P-0100 LEM |  | - |  |  | - |  |  | - | 29.75mm(height) |  |  | PCB mounting |  |  | -40℃~105℃ | [7 empty] | 60A | [10 empty] | - |  |  |  | 58 | https://www.unikeyic.com/media/datasheet/a6/fe/f527/a6/ca009661da8a14698e50e03b88cf06b2.pdf | https://www.unikeyic.com/products/current-transformers/ho-60-p-0100/28165745.html
HTA 200-S | LEM |  | 200:1 200A 200:1 panel mount 17mm(width)*70mm(height) |  |  | 200:1 |  |  |  |  | - |  | HTA 200-S LEM |  | - |  |  | - |  |  | - | 17mm(width)*70mm(height) |  |  | panel mount |  |  | -25℃~85℃ | [7 empty] | 200A |  |  |  | bulk | [6 empty] | 200:1 |  |  |  |  | https://www.unikeyic.com/media/datasheet/16/e3/8ed1/16/2c7b6ed83fd85e7aaf10903b9f702608.pdf | https://www.unikeyic.com/products/current-transformers/hta-200-s/34298224.html
HTA 400-S | LEM | 1: 93.4063 | LEM Current Transformer, HTA Series, 1000A, Turns Ratio 1000:1 |  |  | 1000:1 |  |  |  |  | - |  |  |  | - |  |  | - |  |  | - | 90mm(width)*70mm(height) |  |  | panel mount |  |  | -25℃~85℃ | [7 empty] | - | [10 empty] | 1000:1 |  |  |  | 123 | https://www.unikeyic.com/media/about_us/Unikey_ISO_9001_Certification.pdf | https://www.unikeyic.com/products/current-transformers/hta-400-s/23814927.html
HTFS 200-P/SP2 | LEM | 1: 26.6277 10: 26.1522 25: 26.1522 50: 25.6767 100: 25.6767 | 300:1 ±300A 300:1 PCBinstall，board mount 40mm(width)*46.3mm(height) |  |  | 300:1 |  |  |  |  | - |  | HTFS 200-P/SP2 LEM |  | - |  |  | - |  |  | - | 40mm(width)*46.3mm(height) |  |  | PCBinstall, board mount |  |  | -40℃~105℃ | [7 empty] | ±300A |  |  |  | bulk | [6 empty] | 300:1 |  |  |  | 259 | https://www.unikeyic.com/media/datasheet/1f/f6/8b7f/1ff68b7fbed70e95e46d411d267b7e84.pdf | https://www.unikeyic.com/products/current-transformers/htfs-200-p-sp2/34505292.html
HTFS 400-P/SP2 | LEM | 1: 26.6277 10: 26.1522 25: 26.1522 50: 25.6767 100: 25.6767 | 600:1 ±600A 600:1 PCBinstall，board mount 40mm(width)*46.3mm(height) |  |  | 600:1 |  |  |  |  | - |  | HTFS 400-P/SP2 LEM |  | - |  |  | - |  |  | - | 40mm(width)*46.3mm(height) |  |  | PCBinstall, board mount |  |  | -40℃~105℃ | [7 empty] | ±600A |  |  |  | bulk | [6 empty] | 600:1 |  |  |  | 165 | https://www.unikeyic.com/media/datasheet/1f/f6/8b7f/1ff68b7fbed70e95e46d411d267b7e84.pdf | https://www.unikeyic.com/products/current-transformers/htfs-400-p-sp2/34120811.html
HTFS 800-P/SP2 | LEM | 1: 27.9313 10: 27.4326 25: 26.9338 50: 26.9338 100: 26.9338 | 1200:1 ±1.2KA 1200:1 PCBinstall，board mount 40mm(width)*46.3mm(height) |  |  | 1200:1 |  |  |  |  | - |  | HTFS 800-P/SP2 LEM |  | - |  |  | - |  |  | - | 40mm(width)*46.3mm(height) |  |  | PCBinstall, board mount |  |  | -40℃~105℃ | [7 empty] | ±1.2KA |  |  |  | bulk | [6 empty] | 1200:1 |  |  |  | 99 | https://www.unikeyic.com/media/datasheet/1f/f6/8b7f/1ff68b7fbed70e95e46d411d267b7e84.pdf | https://www.unikeyic.com/products/current-transformers/htfs-800-p-sp2/23615996.html
HTR 50-SB | LEM | 1: 141.6976 5: 141.6976 10: 139.1213 | LEM Current Transformers, HTRseries, 50A, turns_ratio 100:1 |  |  | 100:1 |  |  |  |  | - |  | HTR 50-SB LEM |  | - |  |  | - |  |  | - | 46mm(width)*69mm(height) |  |  | panel mount |  |  | -10℃~70℃ | [7 empty] | - |  |  |  | bulk | [6 empty] | 100:1 |  |  |  | 13 | https://www.unikeyic.com/media/datasheet/95/31/4267/95/af9416f2632983bb6f903edb2abc9c4a.pdf | https://www.unikeyic.com/products/current-transformers/htr-50-sb/25613518.html
HTR 500-SB | LEM | 1: 154.1495 5: 151.3468 10: 151.3468 25: 151.3468 | LEM Current Transformers, HTRseries, 500A, turns_ratio 1000:1 |  |  | 1000:1 |  |  |  |  | - |  | HTR 500-SB LEM |  | - |  |  | - |  |  | - | 46mm(width)*69mm(height) |  |  | panel mount |  |  | -10℃~70℃ | [7 empty] | - |  |  |  | bulk | [6 empty] | 1000:1 |  |  |  | 16 | https://www.unikeyic.com/media/datasheet/95/31/4267/95/af9416f2632983bb6f903edb2abc9c4a.pdf | https://www.unikeyic.com/products/current-transformers/htr-500-sb/31287823.html
HX 03-P/SP2 | LEM | 1: 14.7859 10: 14.5219 25: 14.5219 50: 14.2578 100: 14.2578 500: 14.2578 | LEM Current Transformer, HX Series, 3A |  |  | - |  |  |  |  | - |  | HX 03-P/SP2 LEM |  | - |  |  | - |  |  | - | 23.8mm(width)*23.7mm(height) |  |  | PCBinstall, board mount |  |  | -25℃~85℃ | [7 empty] | ±9A |  |  |  | bulk | [6 empty] | - |  |  |  | 16 | https://www.unikeyic.com/media/datasheet/b0/00/0a85/b0/673ee9a29a0ccbe04b76f2c83e7264eb.pdf | https://www.unikeyic.com/products/current-transformers/hx-03-p-sp2/34485527.html
HX 05-NP | LEM | 1: 14.5143 10: 14.2551 25: 14.2551 50: 13.9959 100: 13.9959 500: 13.9959 | LEM HX Series Current Transformer, 5A |  |  | - |  |  |  |  | - |  | HX 05-NP LEM |  | - |  |  | - |  |  | - | 19mm(width)*23.7mm(height) |  |  | PCBinstall, board mount |  |  | -25℃~85℃ | [7 empty] | ±30A | [10 empty] | - |  |  |  | 597 | https://www.unikeyic.com/media/datasheet/ce/fd/7eb0/ce/65f3001000d65742dae18df7472f0151.pdf | https://www.unikeyic.com/products/current-transformers/hx-05-np/23170058.html
HX 10-NP | LEM | 1: 14.5143 10: 14.2551 25: 14.2551 50: 13.9959 100: 13.9959 500: 13.9959 | LEM Current Transformer, HX Series, 10A |  |  | - |  |  |  |  | - |  | HX 10-NP LEM |  | - |  |  | - |  |  | - | 19mm(width)*30.2mm(height) |  |  | PCBinstall, board mount |  |  | -25℃~85℃ | [7 empty] | ±60A | [10 empty] | - |  |  |  | 150 | https://www.unikeyic.com/media/datasheet/50/12/b513/da/21c4ca5078b585bbbbc11eb066f59ae5.pdf | https://www.unikeyic.com/products/current-transformers/hx-10-np/34301287.html
HX 50-P/SP2 | LEM |  | ±150A TH 20.5mm H |  |  | - |  |  |  |  | - |  | HX 50-P/SP2 LEM |  | - |  |  | - |  |  | - | 20.5mm(height) |  |  | Through hole mounting | [10 empty] | ±150A |  |  |  | bulk | [6 empty] | - |  |  |  |  | https://www.unikeyic.com/media/datasheet/b0/00/0a85/b0/673ee9a29a0ccbe04b76f2c83e7264eb.pdf | https://www.unikeyic.com/products/current-transformers/hx-50-p-sp2/27915810.html
HXS 20-NP/SP30 | LEM | 1: 12.4432 10: 11.6136 25: 11.4062 50: 11.4062 100: 11.1988 500: 11.1988 1,000: 11.1988 | LEM Current Transformer, HXS Series, 60A, Turns Ratio 60:1 |  |  | - |  |  |  |  | - |  | HXS 20-NP/SP30 LEM |  | - |  |  | - |  |  | - | 16.7mm(width)*15.4mm(height) |  |  | PCBinstall, board mount |  |  | -40℃~85℃ | [7 empty] | ±60A |  |  |  | bulk | [6 empty] | 60:1 |  |  |  | 556 | https://www.unikeyic.com/media/datasheet/0c/24/f806/0c24f806ab2ddebcff593626696b1588.pdf | https://www.unikeyic.com/products/current-transformers/hxs-20-np-sp30/34444458.html
HXS 50-NP | LEM | 1: 12.5945 10: 11.7548 25: 11.5449 50: 11.5449 100: 11.335 500: 11.335 | 150:1 ±150A 150:1 Plugins Through hole mounting 16.7mm(width)*18.7mm(height) | ±1% |  |  | 12.5A, 25A, 50A (Selectable) | 19mA | [7 empty] | AC/DC | DC ~ 50kHz | [5 empty] | ±0.5% | 1 (Unlimited) |  | Through Hole | 1 |  | -40°C ~ 105°C | Ratiometric, Voltage |  | Module | Tube | Bidirectional |  |  | 5µs | 1026517 |  |  | - | Hall Effect, Open Loop | HXS |  | - |  |  |  | 5V |  | 118 | https://www.unikeyic.com/media/datasheet/73/01/067e/6c/3b1b0e6d3f235db4b1c48129fe18137a.pdf | https://www.unikeyic.com/products/current-transformers/hxs-50-np/28327363.html
HY 12-P | LEM | 5: 36.2886 10: 29.7258 50: 29.7258 100: 24.7071 200: 21.4257 500: 19.8815 |  | ±1% |  |  | 12.5A | 10mA | [7 empty] | AC/DC | DC ~ 50kHz | [5 empty] | ±1% | 1 (Unlimited) |  | Through Hole | 1 |  | -10°C ~ 80°C | Ratiometric, Voltage |  | Module | Tray | Bidirectional |  |  | 3µs |  |  |  | - | Hall Effect, Open Loop | HY |  | - |  |  |  | ±12V ~ 15V |  | 2000 | https://www.unikeyic.com/media/datasheet/73/01/067e/72/39bf15181fe44ce82fb2acb94bd220be.pdf | https://www.unikeyic.com/products/current-transformers/hy-12-p/23818559.html
HY 20-P | LEM | 5: 36.2886 10: 29.7258 50: 29.7258 100: 24.7071 200: 21.4257 500: 19.8815 |  | ±1% |  |  | 20A | 10mA | [7 empty] | AC/DC | DC ~ 50kHz | [5 empty] | ±1% | 1 (Unlimited) |  | Through Hole | 1 |  | -10°C ~ 80°C | Ratiometric, Voltage |  | Module | Tray | Bidirectional |  |  | 3µs |  |  |  | - | Hall Effect, Open Loop | HY |  | - |  |  |  | ±12V ~ 15V |  | 2000 | https://www.unikeyic.com/media/datasheet/73/01/067e/72/39bf15181fe44ce82fb2acb94bd220be.pdf | https://www.unikeyic.com/products/current-transformers/hy-20-p/27994723.html
HY 25-P | LEM | 1: 26.4492 5: 24.1121 10: 23.2448 25: 22.21 50: 21.5034 200: 20.2631 | 25A 1 road 、 | ±1% |  |  | 25A | 10mA | [7 empty] | AC/DC | DC ~ 50kHz | [5 empty] | ±1% | 1 (Unlimited) |  | Through Hole | 1 |  | -10°C ~ 80°C | Ratiometric, Voltage |  | Module | Tray | Bidirectional |  |  | 3µs | 2658944 |  |  | - | Hall Effect, Open Loop | HY |  | - |  |  |  | ±12V ~ 15V |  | 484 | https://www.unikeyic.com/media/datasheet/73/01/067e/72/39bf15181fe44ce82fb2acb94bd220be.pdf | https://www.unikeyic.com/products/current-transformers/hy-25-p/28027973.html
HY 50-P | LEM | 1: 26.2008 5: 23.8961 10: 23.0429 25: 22.0242 50: 21.3285 200: 20.107 | CURRENT SENSOR HE/OL 50A | ±1% |  |  | 50A | 10mA | [7 empty] | AC/DC | DC ~ 50kHz | [5 empty] | ±1% | 1 (Unlimited) |  | Through Hole | 1 |  | -10°C ~ 80°C | Ratiometric, Voltage |  | Module | Tray | Bidirectional |  |  | 3µs | 2658945 |  |  | - | Hall Effect, Open Loop | HY |  | - |  |  |  | ±15V |  | 454 | https://www.unikeyic.com/media/datasheet/8c/8e/3aab/8c/d9db90d7e1ee4341b27490030d14ca11.pdf | https://www.unikeyic.com/products/current-transformers/hy-50-p/23781779.html
JW5357MSOTB#TR | JOULWATT | 3,000: 0.0453 9,000: 0.044 21,000: 0.0428 |  |  |  | - |  |  |  |  | - |  |  |  | - |  |  | - |  |  | - | [9 empty] | SOT-23-6 |  |  |  |  | - | [10 empty] | - |  |  |  |  | https://www.unikeyic.com/media/about_us/Unikey_ISO_9001_Certification.pdf | https://www.unikeyic.com/products/current-transformers/jw5357msotb-tr/682266264.html
L01Z050S05 | TAMURA | 5: 12.749 25: 11.7288 50: 11.067 200: 10.4055 400: 9.954 600: 9.765 1,000: 9.5235 | 50A DC~100kHz TH, 38mm L × 27mm H | - |  |  | 50A | 15mA | [7 empty] | AC/DC | DC ~ 100kHz | [5 empty] | ±1% | Not Applicable |  | Through Hole | 1 |  | -10°C ~ 80°C | Ratiometric, Voltage |  | Module | Bulk | Bidirectional |  |  | 10µs | 529405 |  |  | - | Hall Effect, Open Loop | - |  | - |  |  |  | 5V |  | 254 | https://www.unikeyic.com/media/datasheet/96/88/2466/df/3eb62f011d89244a33c9e00d45065166.pdf | https://www.unikeyic.com/products/current-transformers/l01z050s05/23788344.html
L01Z600S05 | TAMURA | 50: 13.6324 200: 12.8159 600: 12.2617 | 600A DC~100KHz Through hole mounting 38mm(Length)*27mm(height) | - |  |  | 600A | 15mA | [7 empty] | AC/DC | DC ~ 100kHz | [5 empty] | ±1% | Not Applicable |  | Through Hole | 1 |  | -10°C ~ 80°C | Ratiometric, Voltage |  | Module | Bulk | Bidirectional |  |  | 10µs |  |  |  | - | Hall Effect, Open Loop | - |  | - |  |  |  | 5V |  | 2184 | https://www.unikeyic.com/media/datasheet/96/88/2466/df/3eb62f011d89244a33c9e00d45065166.pdf | https://www.unikeyic.com/products/current-transformers/l01z600s05/24140535.html
LA 100P/SP13 | LEM | 1: 59.4974 | 160:1 0mA，160A 160:1 Through hole mounting 36.5mm(width)*27.6mm(height) |  |  | 160:1 |  |  |  |  | - |  | LA 100P/SP13 LEM |  | - |  |  | - |  |  | - | 36.5mm(width)*27.6mm(height) |  |  | Through hole mounting |  |  | -25℃~70℃ | [7 empty] | 0mA, 160A |  |  |  | bulk | [6 empty] | 160:1 |  |  |  | 3 | https://www.unikeyic.com/media/datasheet/8a/c1/c9ea/8a/32a9d8b090acaa605ecfe7e28f9f8306.pdf | https://www.unikeyic.com/products/current-transformers/la-100p-sp13/24152248.html
LA 25-P | LEM | 1: 18.0332 10: 17.2376 100: 16.7451 | LEM Current Transformers, LAseries, 55A, 25 m Valid value output, turns_ratio 55:1 | ±0.91% |  |  | 25A | 10mA | [7 empty] | AC/DC | DC ~ 200kHz | [5 empty] | ±0.15% | Not Applicable |  | Through Hole | 1 |  | -25°C ~ 85°C | Ratiometric, Current |  | Module, Single Pass Through | Bulk | Bidirectional |  |  | 1µs |  |  |  | - | Hall Effect, Closed Loop | - |  | - |  |  |  | ±12V ~ 15V |  |  | https://www.unikeyic.com/media/datasheet/e3/c5/8abd/e3/3fd7e26e315d09ee6dc4eb9509b09662.pdf | https://www.unikeyic.com/products/current-transformers/la-25-p/24015751.html
LA 306-S | LEM | 1: 64.5225 5: 62.4362 10: 57.5501 | 400:1 400A 400:1 base mount 56mm(width)*56mm(height) |  |  | 400:1 |  |  |  |  | - |  | LA 306-S LEM |  | - |  |  | - |  |  | - | 56mm(width)*56mm(height) |  |  | base mount |  |  | -40℃~85℃ | [7 empty] | 400A |  |  |  | bulk | [6 empty] | 400:1 |  |  |  | 24 | https://www.unikeyic.com/media/datasheet/8b/37/7540/8b/c8829cf5e3637dbadf5a39ce72b585bc.pdf | https://www.unikeyic.com/products/current-transformers/la-306-s/22844027.html
LA 55-P/SP1 | LEM | 1: 25.0797 | 100:1 0mA，100A 100:1 Plugins base mount 36.5mm(width)*27.6mm(height) |  |  | 100:1 |  |  |  |  | - |  | LA 55-P/SP1 LEM |  | - |  |  | - |  |  | - | 36.5mm(width)*27.6mm(height) |  |  | base mount |  |  | -40℃~85℃ |  |  | Plugins |  |  |  |  | 0mA, 100A |  |  | Non-compliant | bulk | [6 empty] | 100:1 |  |  |  | 30 | https://www.unikeyic.com/media/datasheet/ae/d5/41b9/aed541b924d286ce17f239e6400fffa2.pdf | https://www.unikeyic.com/products/current-transformers/la-55-p-sp1/21521502.html
LA55-P/SP50 | LEM | 1: 15.442 5: 15.2044 10: 14.848 |  |  |  | - |  |  |  |  | - |  |  |  | - |  |  | - |  |  | - | [9 empty] | SIP-3 |  |  |  |  | - |  |  |  | bulk | [6 empty] | - |  |  |  | 100 | https://www.unikeyic.com/media/about_us/Unikey_ISO_9001_Certification.pdf | https://www.unikeyic.com/products/current-transformers/la55-p-sp50/27771634.html
LAH 50-P | LEM | 1: 7.6264 10: 7.2899 100: 7.0816 | 50:1 50A 8nH DC..200kHz 120μΩ 50:1 Plugins Through hole mounting 33.3mm(width)*21mm(height) | ±0.25% |  |  | 50A | 35mA | [7 empty] | AC/DC | DC ~ 200kHz | [5 empty] | ±0.15% | 1 (Unlimited) |  | Through Hole | 1 |  | -25°C ~ 85°C | Ratiometric, Current |  | Module | Bulk | Bidirectional |  |  | 0.5µs |  |  |  | - | Hall Effect, Closed Loop | LAH |  | - |  |  |  | ±12V ~ 15V |  |  | https://www.unikeyic.com/media/datasheet/89/40/48ea/89/b06d8789d742b186570982b9ca6ffb85.pdf | https://www.unikeyic.com/products/current-transformers/lah-50-p/27896898.html
LDSR 0.3-TP/SP1 | LEM | 1: 29.1273 |  | - |  |  | 300mA | 20.5mA | [7 empty] | AC/DC | DC ~ 2kHz | [5 empty] | ±3% | 1 (Unlimited) |  | Through Hole | 1 |  | -40°C ~ 105°C (TA) | Ratiometric, Voltage |  | Module | Bulk | Bidirectional |  |  | 300µs | 10235697 |  |  | 2.2V/A | Hall Effect, Closed Loop | LDSR-TP | [5 empty] | 4.75V ~ 5.25V |  | 5 | https://www.unikeyic.com/media/datasheet/dd/44/5ae4/dd445ae49a625adcc9e4ffb68845cdf0.pdf | https://www.unikeyic.com/products/current-transformers/ldsr-0-3-tp-sp1/24171733.html
LF 205-S/SP3 | LEM | 1: 38.4564 5: 37.907 10: 37.083 | 200:1 0mA，200A 200:1 panel mount 61mm(width)*51.63mm(height) |  |  | 200:1 |  |  |  |  | - |  | LF 205-S/SP3 LEM |  | - |  |  | - |  |  | - | 61mm(width)*51.63mm(height) |  |  | panel mount |  |  | -40℃~85℃ | [7 empty] | 0mA, 200A |  |  |  | bulk | [6 empty] | 200:1 |  |  |  | 39 | https://www.unikeyic.com/media/datasheet/e0/45/cfb2/e0/07d547111d904afe4b129a43735d748e.pdf | https://www.unikeyic.com/products/current-transformers/lf-205-s-sp3/34392689.html
LF 205P | LEM | 1: 36.3777 5: 35.858 10: 35.0785 | 420:1 0mA，420A 420:1 PCBinstall，board mount 48mm(width)*45mm(height) |  |  | 420:1 |  |  |  |  | - |  | LF 205P LEM |  | - |  |  | - |  |  | - | 48mm(width)*45mm(height) |  |  | PCBinstall, board mount |  |  | -40℃~85℃ | [7 empty] | 0mA, 420A |  |  |  | bulk | [6 empty] | 420:1 |  |  |  | 27 | https://www.unikeyic.com/media/datasheet/50/53/82b1/50/464acb4136fd9a3a517a71850961237a.pdf | https://www.unikeyic.com/products/current-transformers/lf-205p/23673876.html
LF 305-S | LEM |  | 2000:1 0mA，300A 2000:1 base mount 60mm(width)*56.5mm(height) | ±0.5% |  |  | 300A | 176mA | [7 empty] | AC/DC | DC ~ 100kHz | [5 empty] | ±0.1% | Not Applicable |  | Chassis Mount | 1 |  | -40°C ~ 85°C | Ratiometric, Current |  | Module | Tray | Bidirectional |  |  | 1µs | 2660519 |  |  | - | Hall Effect, Closed Loop | LF |  | - |  |  |  | 12V ~ 20V |  |  | https://www.unikeyic.com/media/datasheet/73/01/067e/7a/928cb649eb82e88f865bb07cccb0cdda.pdf | https://www.unikeyic.com/products/current-transformers/lf-305-s/28172373.html
LF 306-S | LEM | 1: 112.0973 6: 101.0657 | 500:1 0mA，500A 500:1 base mount 67.3mm(width)*57.4mm(height) | ±0.4% |  |  | 300A | 170mA | [7 empty] | AC/DC | DC ~ 100kHz | [5 empty] | ±0.1% | Not Applicable |  | Chassis Mount | 1 |  | -25°C ~ 70°C | Ratiometric, Current |  | Module | Tray | Bidirectional |  |  | 1µs | 2660520 |  |  | - | Hall Effect, Closed Loop | LF |  | - |  |  |  | ±12V ~ 15V |  | 22 | https://www.unikeyic.com/media/datasheet/a1/33/73d0/a1/0e0980cff799fef4a011d937b4c27bba.pdf | https://www.unikeyic.com/products/current-transformers/lf-306-s/28193938.html
LKSR 25-NP | LEM | 1: 15.1118 10: 14.842 25: 14.842 50: 14.5721 100: 14.5721 | CURRENT SENSOR, VOLTAGE, -85A TO 85A; | ±1.25% |  |  | 25A | 32.5mA | [7 empty] | AC/DC | 300kHz | [5 empty] | ±0.1% | 1 (Unlimited) |  | Through Hole | 1 |  | -40°C ~ 105°C (TA) | Ratiometric, Voltage |  | Module | Tray | Bidirectional |  |  | 400ns | 9488907 |  |  | 25mV/A | Hall Effect, Closed Loop | LKSR |  | - |  |  |  | 4.75V ~ 5.25V |  | 388 | https://www.unikeyic.com/media/datasheet/68/52/8047/68/2abddd3a6add4536a938edef2b25d28b.pdf | https://www.unikeyic.com/products/current-transformers/lksr-25-np/28029065.html
LKSR 50-NP | LEM | 1: 13.8516 10: 13.8516 25: 13.6043 | CURRENT SENSOR, VOLTAGE, -150A TO 150A; | ±1.25% |  |  | 50A | 51.3mA | [7 empty] | AC/DC | 300kHz | [5 empty] | ±0.1% | 1 (Unlimited) |  | Through Hole | 1 |  | -40°C ~ 105°C (TA) | Ratiometric, Voltage |  | Module | Tray | Bidirectional |  |  | 400ns | 9488908 |  |  | 12.5mV/A | Hall Effect, Closed Loop | LKSR |  | - |  |  |  | 4.75V ~ 5.25V |  | 196 | https://www.unikeyic.com/media/datasheet/68/52/8047/68/2abddd3a6add4536a938edef2b25d28b.pdf | https://www.unikeyic.com/products/current-transformers/lksr-50-np/24139229.html
LM-5.5 | MAC8 | 10: 0.819 20: 0.7998 50: 0.782 100: 0.7388 200: 0.7238 | Mac 8 LM-5.5 LED Holder |  |  | - |  |  |  |  | - |  |  |  | - |  |  | - |  |  | - | [14 empty] | - | [10 empty] | - |  |  |  | 30 | https://www.unikeyic.com/media/about_us/Unikey_ISO_9001_Certification.pdf | https://www.unikeyic.com/products/current-transformers/lm-5-5/10043026.html
LPSR 15-NP | LEM | 1: 15.8288 10: 15.5462 25: 15.5462 50: 15.5462 | CURRENT SENSOR, VOLTAGE, -51A TO 51A; | ±1.25% |  |  | 15A | 27.5mA | [7 empty] | AC/DC | 300kHz | [5 empty] | ±0.1% | 1 (Unlimited) |  | Through Hole | 1 |  | -40°C ~ 105°C (TA) | Ratiometric, Voltage |  | Module | Tray | Bidirectional |  |  | 400ns |  |  |  | 41.67mV/A | Hall Effect, Closed Loop | LPSR |  | - |  |  |  | 4.75V ~ 5.25V |  | 12 | https://www.unikeyic.com/media/datasheet/d5/fa/0b3c/d5/fe37366628b3e6220cd10b109f7ecf45.pdf | https://www.unikeyic.com/products/current-transformers/lpsr-15-np/23769613.html
LPSR 25-NP | LEM | 1: 14.1365 |  | ±1.25% |  |  | 25A | 32.5mA | [7 empty] | AC/DC | 300kHz | [5 empty] | ±0.1% | 1 (Unlimited) |  | Through Hole | 1 |  | -40°C ~ 105°C (TA) | Ratiometric, Voltage |  | Module | Tray | Bidirectional |  |  | 400ns | 9488911 |  |  | 25mV/A | Hall Effect, Closed Loop | LPSR |  | - |  |  |  | 4.75V ~ 5.25V |  | 1731 | https://www.unikeyic.com/media/datasheet/d5/fa/0b3c/d5/fe37366628b3e6220cd10b109f7ecf45.pdf | https://www.unikeyic.com/products/current-transformers/lpsr-25-np/23513002.html
LT 1005-S | LEM | 1: 220.5526 5: 217.4019 10: 212.6758 |  | ±0.4% |  |  | 1000A | 30mA | [7 empty] | AC/DC | DC ~ 150kHz | [5 empty] | ±0.1% | Not Applicable |  | Panel Mount | 1 |  | -10°C ~ 85°C | Ratiometric, Current |  | Module | Bulk | Bidirectional |  |  | 1µs | 2507394 |  |  | - | Hall Effect, Closed Loop | LT |  | - |  |  |  | ±15V ~ 24V |  | 14 | https://www.unikeyic.com/media/datasheet/6d/80/2a31/6d/44867371b1907a248005ab998f80c622.pdf | https://www.unikeyic.com/products/current-transformers/lt-1005-s/23784741.html
LT1764AS/TR | HGSEMi | 5: 0.6735 25: 0.6573 125: 0.6411 | linear regulator(LDO) |  |  | - |  |  |  |  | - |  |  |  | - |  |  | - |  |  | - | [14 empty] | - | [10 empty] | - |  |  |  | 5000 | https://www.unikeyic.com/media/about_us/Unikey_ISO_9001_Certification.pdf | https://www.unikeyic.com/products/current-transformers/lt1764as-tr/8258867.html
LTS 25-NP | LEM | 1: 25.0797 | 80:1 0mA~80A DC..200kHz Through hole mounting 22.2mm(width)*24mm(height) | ±0.2% |  |  | 25A | - | [7 empty] | AC/DC | DC ~ 200kHz | [5 empty] | ±0.1% | 1 (Unlimited) |  | Through Hole | 1 |  | -40°C ~ 85°C | Ratiometric, Voltage |  | Module, Single Pass Through | Bulk | Bidirectional |  |  | 0.4µs | 409815 |  |  | 25mV/A | Hall Effect, Closed Loop | LTS |  | - |  |  |  | 5V |  | 13089 | https://www.unikeyic.com/media/datasheet/d7/18/4292/d71842927f9202c0ed2ba77d2e8034c2.pdf | https://www.unikeyic.com/products/current-transformers/lts-25-np/23728081.html
LXS 15-NPS | LEM | 1: 14.5252 10: 14.2658 25: 14.2658 50: 14.0064 100: 14.0064 500: 14.0064 | CURRENT SENSOR, VOLTAGE, -51A TO 51A; | ±2.25% |  |  | 15A | 27.5mA | [7 empty] | AC/DC | 300kHz | [5 empty] | ±0.1% | 1 (Unlimited) |  | Through Hole | 1 |  | -40°C ~ 105°C (TA) | Ratiometric, Voltage |  | Module | Tray | Bidirectional |  |  | 400ns |  |  |  | 41.67mV/A | Hall Effect, Closed Loop | LXS |  | - |  |  |  | 4.75V ~ 5.25V |  | 137 | https://www.unikeyic.com/media/datasheet/b7/c1/3268/b7/2b84c05e75d402af9d4bb9424c46e052.pdf | https://www.unikeyic.com/products/current-transformers/lxs-15-nps/23712912.html
LXS 25-NPS | LEM | 300: 17.1315 |  | ±2.25% |  |  | 25A | 32.5mA | [7 empty] | AC/DC | 300kHz | [5 empty] | ±0.1% | 1 (Unlimited) |  | Through Hole | 1 |  | -40°C ~ 105°C (TA) | Ratiometric, Voltage |  | Module | Tray | Bidirectional |  |  | 400ns | 9488918 |  |  | 25mV/A | Hall Effect, Closed Loop | LXS |  | - |  |  |  | 4.75V ~ 5.25V |  | 319 | https://www.unikeyic.com/media/datasheet/b7/c1/3268/b7/2b84c05e75d402af9d4bb9424c46e052.pdf | https://www.unikeyic.com/products/current-transformers/lxs-25-nps/27777673.html
LXS 6-NPS | LEM | 1: 14.8294 10: 14.5646 25: 14.5646 50: 14.2997 100: 14.2997 | CURRENT SENSOR, VOLTAGE, -20A TO 20A; | ±2.25% |  |  | 6A | 23mA | [7 empty] | AC/DC | 300kHz | [5 empty] | ±0.1% | 1 (Unlimited) |  | Through Hole | 1 |  | -40°C ~ 105°C (TA) | Ratiometric, Voltage |  | Module | Tray | Bidirectional |  |  | 400ns | 9488916 |  |  | 104.2mV/A | Hall Effect, Closed Loop | LXS |  | - |  |  |  | 4.75V ~ 5.25V |  | 90 | https://www.unikeyic.com/media/datasheet/08/35/39ff/083539ff45b44ff6466a26eabebf95d2.pdf | https://www.unikeyic.com/products/current-transformers/lxs-6-nps/24026883.html
LXSR 15-NPS | LEM | 1: 14.4926 10: 14.2338 25: 14.2338 50: 13.975 100: 13.975 500: 13.975 1,000: 13.975 | CURRENT SENSOR, VOLTAGE, -51A TO 51A; | ±1.25% |  |  | 15A | 27.5mA | [7 empty] | AC/DC | 300kHz | [5 empty] | ±0.1% | 1 (Unlimited) |  | Through Hole | 1 |  | -40°C ~ 105°C (TA) | Ratiometric, Voltage |  | Module | Tray | Bidirectional |  |  | 400ns | 9488914 |  |  | 41.67mV/A | Hall Effect, Closed Loop | LXSR |  | - |  |  |  | 4.75V ~ 5.25V |  | 140 | https://www.unikeyic.com/media/datasheet/3d/0d/7812/3d0d78124101637f0aad91bc4f3e2fc7.pdf | https://www.unikeyic.com/products/current-transformers/lxsr-15-nps/23810281.html
LXSR 25-NPS | LEM | 1: 15.9169 5: 14.4346 10: 13.8846 25: 13.2274 50: 12.7792 150: 12.1445 600: 11.4598 | 25A 1 road 、 | ±1.25% |  |  | 25A | 32.5mA | [7 empty] | AC/DC | 300kHz | [5 empty] | ±0.1% | 1 (Unlimited) |  | Through Hole | 1 |  | -40°C ~ 105°C (TA) | Ratiometric, Voltage |  | Module | Tray | Bidirectional |  |  | 400ns | 9488915 |  |  | 25mV/A | Hall Effect, Closed Loop | LXSR |  | - |  |  |  | 4.75V ~ 5.25V |  | 206 | https://www.unikeyic.com/media/datasheet/3d/0d/7812/3d0d78124101637f0aad91bc4f3e2fc7.pdf | https://www.unikeyic.com/products/current-transformers/lxsr-25-nps/24177713.html
LXSR 6-NPS | LEM | 1: 15.1879 10: 14.9167 25: 14.9167 50: 14.6454 100: 14.6454 | CURRENT SENSOR, VOLTAGE, -20A TO 20A; | ±1.25% |  |  | 6A | 23mA | [7 empty] | AC/DC | 300kHz | [5 empty] | ±0.1% | 1 (Unlimited) |  | Through Hole | 1 |  | -40°C ~ 105°C (TA) | Ratiometric, Voltage |  | Module | Tray | Bidirectional |  |  | 400ns |  |  |  | 104.2mV/A | Hall Effect, Closed Loop | LXSR |  | - |  |  |  | 4.75V ~ 5.25V |  | 145 | https://www.unikeyic.com/media/datasheet/3d/0d/7812/3d0d78124101637f0aad91bc4f3e2fc7.pdf | https://www.unikeyic.com/products/current-transformers/lxsr-6-nps/23795002.html
METSECT5CC010 | Schneider Electric | 1: 25.7643 3: 25.3349 6: 24.6908 |  |  |  | - |  |  |  |  | - |  |  |  | - |  |  | - |  |  | - | [14 empty] | - | [10 empty] | - |  |  |  | 207 | https://www.unikeyic.com/media/about_us/Unikey_ISO_9001_Certification.pdf | https://www.unikeyic.com/products/current-transformers/metsect5cc010/997334891.html
METSECT5DA040 | Schneider Electric | 1: 49.6221 3: 48.7951 6: 47.5545 |  |  |  | - |  |  |  |  | - |  |  |  | - |  |  | - |  |  | - | [14 empty] | - | [10 empty] | - |  |  |  | 50 | https://www.unikeyic.com/media/about_us/Unikey_ISO_9001_Certification.pdf | https://www.unikeyic.com/products/current-transformers/metsect5da040/997334441.html
METSECT5GA020 | Schneider Electric | 1: 1206.7152 | 200/5A 200/5A |  |  | 200/5A |  |  |  |  | - |  |  |  | - |  |  | - |  |  | - | [14 empty] | - | [10 empty] | 200/5A |  |  |  | 1 | https://www.unikeyic.com/media/about_us/Unikey_ISO_9001_Certification.pdf | https://www.unikeyic.com/products/current-transformers/metsect5ga020/997689601.html
METSECT5HD030 | Schneider Electric | 1: 794.771 | 300/5A 300/5A |  |  | 300/5A |  |  |  |  | - |  |  |  | - |  |  | - |  |  | - | [14 empty] | - | [10 empty] | 300/5A |  |  |  | 2 | https://www.unikeyic.com/media/about_us/Unikey_ISO_9001_Certification.pdf | https://www.unikeyic.com/products/current-transformers/metsect5hd030/997545874.html
METSECT5HD040 | Schneider Electric | 1: 696.6186 | 400/5A 400/5A |  |  | 400/5A |  |  |  |  | - |  |  |  | - |  |  | - |  |  | - | [14 empty] | - | [10 empty] | 400/5A |  |  |  | 1 | https://www.unikeyic.com/media/about_us/Unikey_ISO_9001_Certification.pdf | https://www.unikeyic.com/products/current-transformers/metsect5hd040/997537736.html
METSECT5HG010 | Schneider Electric | 1: 869.171 | 100/5A 100/5A |  |  | 100/5A |  |  |  |  | - |  |  |  | - |  |  | - |  |  | - | [14 empty] | - | [10 empty] | 100/5A |  |  |  | 1 | https://www.unikeyic.com/media/about_us/Unikey_ISO_9001_Certification.pdf | https://www.unikeyic.com/products/current-transformers/metsect5hg010/997593012.html
METSECT5HG013 | Schneider Electric | 1: 1065.6205 | 125/5A 125/5A |  |  | 125/5A |  |  |  |  | - |  |  |  | - |  |  | - |  |  | - | [14 empty] | - | [10 empty] | 125/5A |  |  |  | 4 | https://www.unikeyic.com/media/about_us/Unikey_ISO_9001_Certification.pdf | https://www.unikeyic.com/products/current-transformers/metsect5hg013/997476271.html
METSECT5HG015 | Schneider Electric | 1: 1083.9801 | 150/5A, 150/5A |  |  | 150/5A |  |  |  |  | - |  |  |  | - |  |  | - |  |  | - | [14 empty] | - | [10 empty] | 150/5A |  |  |  | 15 | https://www.unikeyic.com/media/about_us/Unikey_ISO_9001_Certification.pdf | https://www.unikeyic.com/products/current-transformers/metsect5hg015/997650827.html
METSECT5HG020 | Schneider Electric | 1: 1122.5284 | 200/5A 200/5A |  |  | 200/5A |  |  |  |  | - |  |  |  | - |  |  | - |  |  | - | [14 empty] | - | [10 empty] | 200/5A |  |  |  | 3 | https://www.unikeyic.com/media/about_us/Unikey_ISO_9001_Certification.pdf | https://www.unikeyic.com/products/current-transformers/metsect5hg020/997686468.html
METSECT5HG025 | Schneider Electric | 1: 1157.4586 | 250V 5A |  |  | 250/5A |  |  |  |  | - |  |  |  | - |  |  | - |  |  | - | [14 empty] | - | [10 empty] | 250/5A |  |  |  | 1 | https://www.unikeyic.com/media/about_us/Unikey_ISO_9001_Certification.pdf | https://www.unikeyic.com/products/current-transformers/metsect5hg025/997486547.html
METSECT5HG060 | Schneider Electric | 1: 941.637 | 600/5A 600/5A |  |  | 600/5A |  |  |  |  | - |  |  |  | - |  |  | - |  |  | - | [14 empty] | - | [10 empty] | 600/5A |  |  |  | 1 | https://www.unikeyic.com/media/about_us/Unikey_ISO_9001_Certification.pdf | https://www.unikeyic.com/products/current-transformers/metsect5hg060/997742309.html
METSECT5HJ040 | Schneider Electric | 1: 1108.1608 | 400/5A 400/5A |  |  | 400/5A |  |  |  |  | - |  |  |  | - |  |  | - |  |  | - | [14 empty] | - | [10 empty] | 400/5A |  |  |  | 1 | https://www.unikeyic.com/media/about_us/Unikey_ISO_9001_Certification.pdf | https://www.unikeyic.com/products/current-transformers/metsect5hj040/997704617.html
MH4532-800Y | BOURNS | 1: 0.4923 50: 0.4923 100: 0.4411 250: 0.4411 500: 0.4332 1,000: 0.4332 | Bourns 1812 Ferrite Bead |  | MH4532 | [18 empty] | 1 (Unlimited) |  | Surface Mount |  |  | -55°C ~ 125°C |  |  | 1812 (4532 Metric) | [5 empty] | 3767840 |  |  |  |  | MH | 0.177" L x 0.126" W (4.50mm x 3.20mm) | [6 empty] | 56 | https://www.unikeyic.com/media/datasheet/60/1c/9d4e/601c9d4e8a4c2eb0dd69d705e5b60475.pdf | https://www.unikeyic.com/products/current-transformers/mh4532-800y/28014159.html
MI100 | Carlo Gavazzi | 2: 97.185 | Carlo GavazziCarlo Gavazzi Current Transformers, Mseries, 100A, turns_ratio 100:1 | [5 empty] | 100 A | - |  | - |  | - |  |  |  |  | 40Hz ~ 1kHz | 2.657" (67.50mm) |  |  |  | Not Applicable |  | Chassis Mount | [6 empty] | Bag | [9 empty] | - | 3.740" L x 0.787" W (95.00mm x 20.00mm) |  | Wire Leads |  | - |  | 0.596 lb (270.34 g) | 3 | https://www.unikeyic.com/media/datasheet/20/43/7558/20/3b7a2d91d6e60b3ce6a63d6eac19b4b5.pdf | https://www.unikeyic.com/products/current-transformers/mi100/27761342.html
MI5 | Carlo Gavazzi | 1: 78.2095 | Carlo Gavazzi Current Transformer, M Series, 5A, Turns Ratio 5:1 | [5 empty] | 5 A | - |  | - |  | - |  |  |  |  | 40Hz ~ 1kHz | 1.772" (45.00mm) |  |  |  | Not Applicable |  | Chassis Mount | [6 empty] | Bag | [9 empty] | - | 2.047" L x 0.630" W (52.00mm x 16.00mm) |  | Wire Leads |  | - |  | 0.155 lb (70.31 g) | 7 | https://www.unikeyic.com/media/datasheet/20/43/7558/20/3b7a2d91d6e60b3ce6a63d6eac19b4b5.pdf | https://www.unikeyic.com/products/current-transformers/mi5/23938239.html
MIKROE-2524 | MikroElektronika | 1: 29.16 | MikroElektronika | [5 empty] | 30 A | - |  | - |  | - |  |  |  |  | - | - |  |  |  | 1 (Unlimited) |  | Free Hanging (In-Line) | [6 empty] | Bulk | [9 empty] | - | - |  | Wire Leads with Connector |  | - |  |  | 5 | https://www.unikeyic.com/media/datasheet/56/63/c006/56/571fbef2418c89c454992eeab2ad2ac5.pdf | https://www.unikeyic.com/products/current-transformers/mikroe-2524/23572376.html
MLX91207LDC-CAA-015-TU | Melexis | 1: 4.953 5: 3.6828 10: 3.5208 25: 3.3294 80: 3.1157 | 45mT 1 road 、 8-SOIC (0.154"、3.90mm Width) | ±0.1% | MLX91207 |  | 45mT | 12mA | [7 empty] | AC/DC | DC ~ 60kHz | [5 empty] | ±0.1% | 3 (168 Hours) |  | Surface Mount | 1 |  | -40°C ~ 150°C | Ratiometric, Voltage (Selectable) |  | 8-SOIC (0.154", 3.90mm Width) | Tube | Bidirectional |  |  | 8µs | 4970360 |  |  | 25mV/mT | Hall Effect, Open Loop | - |  | 8-SOIC |  |  |  | 5V |  | 116 | https://www.unikeyic.com/media/datasheet/b3/74/4eb4/b3/1ce7299de089e1aa6eb6165982943bd9.pdf | https://www.unikeyic.com/products/current-transformers/mlx91207ldc-caa-015-tu/23842456.html
MR-1 | KEMET | 1: 22.9673 10: 17.974 | KEMET Current Transformer, MR Series, 30A | [5 empty] | 10 A | - |  | 30Ohm |  | - |  |  |  |  | 50/60Hz | 0.327" (8.30mm) |  |  |  | Not Applicable |  | Chassis Mount | [6 empty] | Bulk | [9 empty] | MR | 0.882" L x 0.760" W (22.40mm x 19.30mm) |  | Wire Leads |  | - |  | 0.009 lb (4.30 g) | 489 | https://www.unikeyic.com/media/datasheet/ec/cc/dc32/ec/a245c7b359055e7ca4de3b41df05906d.pdf | https://www.unikeyic.com/products/current-transformers/mr-1/27823305.html
MR-1-P5 | KEMET | 1: 10.656 5: 9.1195 10: 8.7515 25: 8.1699 50: 7.8761 100: 7.4806 300: 7.4693 600: 6.7461 1,050: 6.5201 | KEMET Current Transformer, MR Series, 30A | [5 empty] | 10 A | - |  | 25Ohm |  | - |  |  |  |  | 50/60Hz | 0.335" (8.50mm) |  |  |  | Not Applicable |  | Through Hole | [6 empty] | Bulk | [9 empty] | MR | 0.858" L x 0.760" W (21.80mm x 19.30mm) |  | PC Pin |  | - |  | 0.009 lb (4.30 g) | 149 | https://www.unikeyic.com/media/datasheet/0e/60/52e0/0e/5812ac13ea84ba1430f74b219dcd0cb2.pdf | https://www.unikeyic.com/products/current-transformers/mr-1-p5/23643968.html
MR-2 | KEMET | 1: 22.7873 10: 17.4375 25: 15.1343 50: 14.8331 | 10A 50Hz，60Hz 30Ω wire mounting，base mount 24.7mm*21.8mm*8.3mm | [5 empty] | 10 A | - |  | 30Ohm |  | - |  |  |  |  | 50/60Hz | 0.327" (8.30mm) |  |  |  | Not Applicable |  | Chassis Mount | [6 empty] | Bulk | [9 empty] | MR | 0.972" L x 0.858" W (24.70mm x 21.80mm) |  | Wire Leads |  | - |  | 0.013 lb (5.9 g) | 467 | https://www.unikeyic.com/media/datasheet/d2/85/283b/d2/ff18656bbad5d8f290dc949b5a1192b7.pdf | https://www.unikeyic.com/products/current-transformers/mr-2/28329783.html
MR-3 | KEMET | 1: 13.428 5: 12.7305 10: 11.7859 25: 11.4808 50: 10.8706 | 10A 50Hz，60Hz 30Ω wire mounting，base mount 30.5mm*28mm*10.5mm | [5 empty] | 10 A | - |  | 30Ohm |  | - |  |  |  |  | 50/60Hz | 0.413" (10.50mm) |  |  |  | Not Applicable |  | Chassis Mount | [6 empty] | Bulk | [9 empty] | MR | 1.201" L x 1.102" W (30.50mm x 28.00mm) |  | Wire Leads |  | - |  | 0.026 lb (11.90 g) | 381 | https://www.unikeyic.com/media/datasheet/1c/e8/d2ef/1c/705a331e4bf553ba47c7eb2ed302e188.pdf | https://www.unikeyic.com/products/current-transformers/mr-3/28251087.html
MR-4 | KEMET | 1: 23.556 5: 21.8615 10: 19.8202 25: 18.4981 50: 17.7523 100: 16.8257 250: 16.4867 500: 15.8991 | KEMET Current Transformer, MR Series, 125A | [5 empty] | 10 A | - |  | 30Ohm |  | - |  |  |  |  | 50/60Hz | 0.425" (10.80mm) |  |  |  | Not Applicable |  | Chassis Mount | [6 empty] | Bulk | [9 empty] | MR | 1.358" L x 1.260" W (34.50mm x 32.00mm) |  | Wire Leads |  | - |  | 0.036 lb (16.33 g) | 40 | https://www.unikeyic.com/media/datasheet/df/94/47bb/df/fec245fc0ea939d109834ed65b56b964.pdf | https://www.unikeyic.com/products/current-transformers/mr-4/27963653.html
MR/C-01 | KEMET | 1: 9.6974 10: 7.039 25: 6.4263 50: 5.4543 100: 5.346 | KEMET Current Transformer, MR Series, 15A | [5 empty] | 15 A | - |  | 30Ohm |  | - |  |  |  |  | - | 0.264" (6.70mm) |  |  |  | Not Applicable |  | Through Hole | [6 empty] | Bulk | [9 empty] | MR/C | 0.748" L x 0.689" W (19.00mm x 17.50mm) |  | PC Pin |  | - |  | 0.005 lb (2.30 g) | 1231 | https://www.unikeyic.com/media/datasheet/05/b3/7522/05b37522eabe976665f7577ed05db0d8.pdf | https://www.unikeyic.com/products/current-transformers/mr-c-01/23773483.html
MR/C-01B | KEMET | 1: 4.0379 30: 3.9504 60: 3.8754 | 1:1000 60Hz 30Ω 1:1000 Plugins,D19XL17.5MM Through hole mounting 19mm*17.5mm*7.9mm | [6 empty] | - |  | 30Ohm |  | - |  |  |  |  | 60Hz | 0.311" (7.90mm) |  |  |  | 1 (Unlimited) |  | Through Hole | [6 empty] | Bulk | [9 empty] | MR | 0.748" L x 0.689" W (19.00mm x 17.50mm) |  | PC Pin |  | - |  | 0.006 lb (2.72 g) | 60 | https://www.unikeyic.com/media/datasheet/05/b3/7522/05b37522eabe976665f7577ed05db0d8.pdf | https://www.unikeyic.com/products/current-transformers/mr-c-01b/27756261.html
NCB-H0805A101TR400F | NIC Components |  | 20mΩ 0805 Chip Resistor, SMD, 2.2mm L x 1.45mm H | [20 empty] | 1 (Unlimited) |  | Surface Mount |  |  | -40°C ~ 125°C |  |  | 0805 (2012 Metric) | [5 empty] | 18895916 |  |  |  |  | NCB-H | 0.079" L x 0.049" W (2.00mm x 1.25mm) | [7 empty] | https://www.unikeyic.com/media/datasheet/2a/a3/a116/2a/3ce35292e0b95a999b6118b324eba081.pdf | https://www.unikeyic.com/products/current-transformers/ncb-h0805a101tr400f/23847680.html
P01379605 | Chauvin Arnoux | 1: 428.2501 | Chauvin Arnoux Energy Current Transformers, TC CLIPseries, 100A, 1 Aoutput, turns_ratio 100:1, Separate core type, Used forENERIUM ，ULYS Submeters |  |  | 100:1 |  |  |  |  | - |  |  |  | - |  |  | - |  |  | - | 45mm*33.7mm*74.5mm |  |  | Through hole mounting |  |  | -20℃~50℃ | [7 empty] | - | [10 empty] | 100:1 |  |  |  | 5 | https://www.unikeyic.com/media/about_us/Unikey_ISO_9001_Certification.pdf | https://www.unikeyic.com/products/current-transformers/p01379605/24354075.html
P0581NL | Pulse Electronics | 80: 2.3641 160: 2.3144 320: 2.2176 560: 2.1977 1,040: 2.1819 2,560: 2.1767 5,040: 2.1714 7,520: 2.1651 | 200:1:1 34A 76mH 50KHz~500KHz Plugins Through hole mounting 20.57mm*14.73mm*19.05mm | [5 empty] | 34 A | - |  | 2.8Ohm Primary, 1.7mOhm Secondary |  | - |  |  |  |  | 50kHz ~ 500kHz | 0.750" (19.05mm) | 76 mH |  |  | 1 (Unlimited) |  | Through Hole | [6 empty] | Tray | [9 empty] | THT | 0.810" L x 0.580" W (20.57mm x 14.73mm) |  | PC Pin |  | 200:1:1 |  | 0.011 lb (4.99 g) | 110 | https://www.unikeyic.com/media/datasheet/6f/00/fa65/6f00fa653820029a8c9d3f01010d6361.pdf | https://www.unikeyic.com/products/current-transformers/p0581nl/27977756.html
P0582NL | Pulse Electronics | 80: 3.1212 160: 2.9592 320: 2.7405 560: 2.73 1,040: 2.52 2,560: 2.4675 5,040: 2.4465 7,520: 2.436 | 100:1:1 35A 19mH 50kHz-500kHz Inductor, TH, 20.57mm × 14.73mm × 19.05mm | [5 empty] | 35 A | - |  | 1.4Ohm Primary, 1.7mOhm Secondary |  | - |  |  |  |  | 50kHz ~ 500kHz | 0.750" (19.05mm) | 19 mH |  |  | 1 (Unlimited) |  | Through Hole | [6 empty] | Tray | [9 empty] | THT | 0.810" L x 0.580" W (20.57mm x 14.73mm) |  | PC Pin |  | 100:1:1 |  | 0.011 lb (4.99 g) | 1789 | https://www.unikeyic.com/media/datasheet/a1/39/aa86/a139aa867994578c846695e7217bde9b.pdf | https://www.unikeyic.com/products/current-transformers/p0582nl/28240455.html
P8202NLT | Pulse Electronics | 1: 2.921 10: 2.645 25: 2.299 50: 2.1816 100: 2.1168 250: 2.0952 500: 1.9116 900: 1.6956 1,800: 1.6308 | Inductor 10A 80μH 50kHz-1MHz SMD 7.21mm × 8.38mm × 5.5mm | [6 empty] | - |  | 6mOhm Primary, 550mOhm Secondary |  | - |  |  |  |  | 50kHz ~ 1MHz | 0.217" (5.50mm) | 80 µH |  |  | 1 (Unlimited) |  | Surface Mount | [11 empty] | 2362926 |  |  |  |  | P820X | 0.284" L x 0.330" W (7.21mm x 8.38mm) |  | Gull Wing |  | 1:20 |  | - | 620 | https://www.unikeyic.com/media/datasheet/22/87/c81b/2287c81b107717e564ca2719fd8af324.pdf | https://www.unikeyic.com/products/current-transformers/p8202nlt/24323168.html
P8205NLT | Pulse Electronics | 900: 2.1659 1,800: 2.0982 2,700: 2.0595 4,500: 2.0115 | Inductor 500μH 10A 50KHz-1MHz SMD 7.21mm × 8.38mm × 5.5mm | [6 empty] | - |  | 6mOhm Primary, 1.5Ohm Secondary |  | - |  |  |  |  | 50kHz ~ 1MHz | 0.217" (5.50mm) | 500 µH |  |  | 1 (Unlimited) |  | Surface Mount | [16 empty] | P820X | 0.284" L x 0.330" W (7.21mm x 8.38mm) |  | Gull Wing |  | 1:50 |  | - | 1788 | https://www.unikeyic.com/media/datasheet/3c/2f/f545/3c2ff5451d6342cb6d19dbd737ac6157.pdf | https://www.unikeyic.com/products/current-transformers/p8205nlt/27876542.html
P8206NLT | Pulse Electronics | 900: 1.364 1,800: 1.364 | Inductor 1:60 10A 720μH 50kHz~1MHz SMD 7.21mm × 8.38mm × 5.5mm | [6 empty] | - |  | 6mOhm Primary, 2.25Ohm Secondary |  | - |  |  |  |  | 50kHz ~ 1MHz | 0.217" (5.50mm) | 720 µH |  |  | 1 (Unlimited) |  | Surface Mount | [11 empty] | 2362939 |  |  |  |  | P820X | 0.284" L x 0.330" W (7.21mm x 8.38mm) |  | Gull Wing |  | 1:60 |  | - | 2700 | https://www.unikeyic.com/media/datasheet/37/19/fe6e/37/488512992f9a7c56e1048c108cda54af.pdf | https://www.unikeyic.com/products/current-transformers/p8206nlt/28121038.html
P8207NLT | Pulse Electronics | 250: 2.2365 450: 2.184 900: 1.6905 1,350: 1.68 1,800: 1.6695 | 1:70 10A 980μH 50KHz~1MHz SMD mount 7.21mm*8.38mm*5.5mm | [6 empty] | - |  | 6mOhm Primary, 4.75Ohm Secondary |  | - |  |  |  |  | 50kHz ~ 1MHz | 0.217" (5.50mm) | 980 µH |  |  | 1 (Unlimited) |  | Surface Mount | [11 empty] | 2362922 |  |  |  |  | P820X | 0.284" L x 0.330" W (7.21mm x 8.38mm) |  | Gull Wing |  | 1:70 |  | - | 1800 | https://www.unikeyic.com/media/datasheet/37/19/fe6e/37/488512992f9a7c56e1048c108cda54af.pdf | https://www.unikeyic.com/products/current-transformers/p8207nlt/28258045.html
P8208NLT | Pulse Electronics | 900: 1.331 1,800: 1.232 | 1:100 10A 2mH 50kHz~1MHz SMD, 7.21mm × 8.38mm × 5.5mm | [6 empty] | - |  | 6mOhm Primary, 5.5Ohm Secondary |  | - |  |  |  |  | 50kHz ~ 1MHz | 0.217" (5.50mm) | 2 mH |  |  | 1 (Unlimited) |  | Surface Mount | [11 empty] | 2265696 |  |  |  |  | P820X | 0.284" L x 0.330" W (7.21mm x 8.38mm) |  | Gull Wing |  | 1:100 |  | - | 5400 | https://www.unikeyic.com/media/datasheet/d1/f3/df32/d1f3df32d2646ae54332682b5999020d.pdf | https://www.unikeyic.com/products/current-transformers/p8208nlt/23592461.html
PA0368.050NL | Pulse Electronics | 1: 2.652 10: 1.9969 25: 1.9185 60: 1.8455 120: 1.7894 300: 1.7173 540: 1.6722 1,020: 1.6246 5,040: 1.5101 | 1:50 4A 1.7mH 50KHz~1MHz SMD mount 7.25mm*8.25mm*3.15mm | [5 empty] | 4 A | - |  | 4mOhm Primary, 900mOhm Secondary |  | - |  |  |  |  | 50kHz ~ 1MHz | 0.124" (3.15mm) | 1.7 mH |  |  | 1 (Unlimited) |  | Surface Mount | [6 empty] | Tube | [9 empty] | - | 0.285" L x 0.352" W (7.25mm x 8.25mm) |  | - |  | 1:50 |  | - | 1078 | https://www.unikeyic.com/media/datasheet/59/42/c3d3/59/9cda0e09d0a3351bacb2820b028587ca.pdf | https://www.unikeyic.com/products/current-transformers/pa0368-050nl/23808701.html
PA0368.100NLT | Pulse Electronics | 250: 1.6848 550: 1.6065 1,100: 1.5855 1,650: 1.575 2,200: 1.2915 | 1:100 4A 6.7mH 50KHz~1MHz SMD mount 8.25mm*7.25mm*3.4mm | [6 empty] | - |  | 4mOhm Primary, 1.6Ohm Secondary |  | - |  |  |  |  | 50kHz ~ 1MHz | 0.134" (3.40mm) | 6.7 mH |  |  | 1 (Unlimited) |  | Surface Mount | [11 empty] | 7104696 |  |  |  |  | PA0368NL | 0.325" L x 0.325" W (8.25mm x 8.25mm) |  | - |  | 1:100 |  | - | 6400 | https://www.unikeyic.com/media/datasheet/e3/d1/1fb1/e3d11fb12209beae2c960727799ba3b8.pdf | https://www.unikeyic.com/products/current-transformers/pa0368-100nlt/23676467.html
PA0368.125NLT | Pulse Electronics | 1,100: 1.722 | 1:125 4A 10.4mH 50kHz~1MHz SMD 8.25mm × 8.25mm × 3.4mm Inductor | [6 empty] | - |  | 4mOhm Primary, 1.9Ohm Secondary |  | - |  |  |  |  | 50kHz ~ 1MHz | 0.134" (3.40mm) | 10.4 mH |  |  | 1 (Unlimited) |  | Surface Mount | [11 empty] | 15290046 |  |  |  |  | PA0368NL | 0.325" L x 0.325" W (8.25mm x 8.25mm) |  | - |  | 1:125 |  | - | 1819 | https://www.unikeyic.com/media/datasheet/59/42/c3d3/59/9cda0e09d0a3351bacb2820b028587ca.pdf | https://www.unikeyic.com/products/current-transformers/pa0368-125nlt/23475707.html
PA1005.020QNL | Pulse Electronics | 120: 1.6956 360: 1.533 720: 1.5015 1,080: 1.47 1,440: 1.4175 | 1:20 20A 80μH 50kHz~1MHz SMD 7.21mm × 8.38mm × 5.5mm | [5 empty] | 20 A | - |  | 0.75mOhm Primary, 550mOhm Secondary |  | - |  |  |  |  | 50kHz ~ 1MHz | 0.217" (5.50mm) | 80 µH |  |  | 1 (Unlimited) |  | Surface Mount | [6 empty] | Tray | [9 empty] | - | 0.284" L x 0.330" W (7.21mm x 8.38mm) |  | Gull Wing |  | 1:20 |  | 0.014 oz (0.4 g) | 1680 | https://www.unikeyic.com/media/datasheet/ab/9e/a097/ab/0126d5314331f9079142583c5cab0b05.pdf | https://www.unikeyic.com/products/current-transformers/pa1005-020qnl/27752282.html
PA1005.020QNLT | Pulse Electronics | 250: 1.2776 900: 1.1351 1,800: 1.0889 2,700: 1.0857 5,400: 1.0595 8,100: 1.0458 10,800: 1.0427 15,300: 1.0185 | 1:20 20A 80μH 20kHz-1MHz SMD Inductor, 7.21mm × 8.38mm × 5.5mm | [5 empty] | 20 A | - |  | 0.75mOhm Primary, 550mOhm Secondary Max |  | - |  |  |  |  | 50kHz ~ 1MHz | 0.217" (5.50mm) | 80 µH |  |  | 1 (Unlimited) |  | Surface Mount | [11 empty] | 15289990 |  |  |  |  | PA1005QNL | 0.284" L x 0.330" W (7.21mm x 8.38mm) |  | Gull Wing |  | 1:20 |  | - | 300 | https://www.unikeyic.com/media/datasheet/fd/18/85dd/fd1885ddc91386be83928be3f276b403.pdf | https://www.unikeyic.com/products/current-transformers/pa1005-020qnlt/23677739.html
PA1005.030QNL | Pulse Electronics | 120: 1.7066 360: 1.6245 600: 1.5874 1,080: 1.5456 5,040: 1.4404 | 1:30 20A 180μH 50kHz-1MHz SMD 7.21mm × 8.38mm × 5.5mm | [5 empty] | 20 A | - |  | 0.75mOhm Primary, 870mOhm Secondary |  | - |  |  |  |  | 50kHz ~ 1MHz | 0.217" (5.50mm) | 180 µH |  |  | 1 (Unlimited) |  | Surface Mount | [6 empty] | Tray | [9 empty] | - | 0.284" L x 0.330" W (7.21mm x 8.38mm) |  | Gull Wing |  | 1:30 |  | 0.014 oz (0.4 g) | 1529 | https://www.unikeyic.com/media/datasheet/b7/30/280c/b730280c152d52ac575c99204b0325fe.pdf | https://www.unikeyic.com/products/current-transformers/pa1005-030qnl/24064133.html
PA1005.040QNLT | Pulse Electronics | 900: 0.913 | Inductor 20A 320μH 20kHz-1MHz SMD 7.21mm × 8.38mm × 5.5mm | [5 empty] | 20 A | - |  | 0.75mOhm Primary, 1.14Ohm Secondary Max |  | - |  |  |  |  | 50kHz ~ 1MHz | 0.217" (5.50mm) | 320 µH |  |  | 1 (Unlimited) |  | Surface Mount | [11 empty] | 8556165 |  |  |  |  | PA1005QNL | 0.284" L x 0.330" W (7.21mm x 8.38mm) |  | Gull Wing |  | 1:40 |  | - | 1701 | https://www.unikeyic.com/media/datasheet/5e/61/12aa/5e6112aa3b8448ba83a7f1447e205a7c.pdf | https://www.unikeyic.com/products/current-transformers/pa1005-040qnlt/24144427.html
PA1005.050NLT | Pulse Electronics | 900: 1.012 1,800: 0.979 | 1:50 20A 500μH 50kHz-1MHz 1.5Ω SMD 7.21mm × 8.38mm × 5.5mm | [5 empty] | 20 A | - |  | 0.75mOhm Primary, 1.5Ohm Secondary |  | - |  |  |  |  | 50kHz ~ 1MHz | 0.217" (5.50mm) | 500 µH |  |  | 1 (Unlimited) |  | Surface Mount | [11 empty] | 2267139 |  |  |  |  | PA1005.XXXNL | 0.284" L x 0.330" W (7.21mm x 8.38mm) |  | Gull Wing |  | 1:50 |  | 0.014 oz (0.4 g) | 3558 | https://www.unikeyic.com/media/datasheet/8f/56/a09b/8f56a09b2dac1036d0e26add0a0634f4.pdf | https://www.unikeyic.com/products/current-transformers/pa1005-050nlt/24090662.html
PA1005.050QNLT | Pulse Electronics | 900: 1.5576 | 1:50 20A 500μH 50kHz~1MHz SMD 7.21mm × 8.38mm × 5.5mm | [5 empty] | 20 A | - |  | 0.75mOhm Primary, 1.5Ohm Secondary Max |  | - |  |  |  |  | 50kHz ~ 1MHz | 0.217" (5.50mm) | 500 µH |  |  | 1 (Unlimited) |  | Surface Mount | [11 empty] | 8556166 |  |  |  |  | PA1005QNL | 0.284" L x 0.330" W (7.21mm x 8.38mm) |  | Gull Wing |  | 1:50 |  | - | 900 | https://www.unikeyic.com/media/datasheet/ff/02/7799/ff027799acf12fbccddf4d1a64a3649d.pdf | https://www.unikeyic.com/products/current-transformers/pa1005-050qnlt/27951027.html
PA1005.060QNL | Pulse Electronics | 120: 1.7066 360: 1.6245 600: 1.5874 1,080: 1.5456 5,040: 1.4404 | Inductor, SMD, 1:60, 20A, 720μH, 50kHz~1MHz, 7.21mm × 8.38mm × 5.5mm | [5 empty] | 20 A | - |  | 0.75mOhm Primary, 2.25Ohm Secondary |  | - |  |  |  |  | 50kHz ~ 1MHz | 0.217" (5.50mm) | 720 µH |  |  | 1 (Unlimited) |  | Surface Mount | [6 empty] | Tray |  |  |  |  | 6217263 |  |  |  |  | - | 0.284" L x 0.330" W (7.21mm x 8.38mm) |  | Gull Wing |  | 1:60 |  | 0.014 oz (0.4 g) | 1445 | https://www.unikeyic.com/media/datasheet/ab/9e/a097/ab/0126d5314331f9079142583c5cab0b05.pdf | https://www.unikeyic.com/products/current-transformers/pa1005-060qnl/28123900.html
PA1005.070QNLT | Pulse Electronics | 10: 1.8705 25: 1.8103 50: 1.7603 100: 1.7192 250: 1.659 | 20A 980μH 50kHz-1MHz SMD Inductor, 7.21mm × 8.38mm × 5.5mm | [5 empty] | 20 A | - |  | 0.75mOhm Primary, 4.75Ohm Secondary Max |  | - |  |  |  |  | 50kHz ~ 1MHz | 0.217" (5.50mm) | 980 µH |  |  | 1 (Unlimited) |  | Surface Mount | [11 empty] | 8556168 |  |  |  |  | PA1005QNL | 0.284" L x 0.330" W (7.21mm x 8.38mm) |  | Gull Wing |  | 1:70 |  | - | 312 | https://www.unikeyic.com/media/datasheet/ab/9e/a097/ab/0126d5314331f9079142583c5cab0b05.pdf | https://www.unikeyic.com/products/current-transformers/pa1005-070qnlt/27837558.html
PA1005.100NL | Pulse Electronics | 1: 2.769 10: 2.0801 25: 1.9984 50: 1.938 120: 1.8638 360: 1.774 600: 1.7334 1,080: 1.6877 5,040: 1.5727 | 1:100 20A 2mH 50KHz~1MHz SMD mount 7.21mm*8.38mm*5.5mm | [5 empty] | 20 A | - |  | 0.75mOhm Primary, 5.5Ohm Secondary |  | - |  |  |  |  | 50kHz ~ 1MHz | 0.217" (5.50mm) | 2 mH |  |  | 1 (Unlimited) |  | Surface Mount | [6 empty] | Tray | [9 empty] | - | 0.284" L x 0.330" W (7.21mm x 8.38mm) |  | Gull Wing |  | 1:100 |  | 0.014 oz (0.4 g) | 30 | https://www.unikeyic.com/media/datasheet/d2/f6/6226/d2/d6fef8245605633b1516cdba79c11345.pdf | https://www.unikeyic.com/products/current-transformers/pa1005-100nl/24325945.html
PA1005.100NLT | Pulse Electronics | 250: 1.5444 900: 1.386 1,800: 1.323 2,700: 1.3125 5,400: 1.302 8,100: 1.2915 10,800: 1.281 15,300: 1.2705 | 1:100 20A 2mH 50kHz~1MHz SMD Inductor 7.21mm × 8.38mm × 5.5mm | [5 empty] | 20 A | - |  | 0.75mOhm Primary, 5.5Ohm Secondary |  | - |  |  |  |  | 50kHz ~ 1MHz | 0.217" (5.50mm) | 2 mH |  |  | 1 (Unlimited) |  | Surface Mount | [11 empty] | 2267055 |  |  |  |  | PA1005.XXXNL | 0.284" L x 0.330" W (7.21mm x 8.38mm) |  | Gull Wing |  | 1:100 |  | 0.014 oz (0.4 g) | 650 | https://www.unikeyic.com/media/datasheet/d2/f6/6226/d2/d6fef8245605633b1516cdba79c11345.pdf | https://www.unikeyic.com/products/current-transformers/pa1005-100nlt/24233494.html
PA1005.100QNLT | Pulse Electronics | 1: 2.535 10: 1.904 25: 1.8287 50: 1.7736 100: 1.7197 250: 1.6505 | 1:100 20A 2mH 50KHz~1MHz SMD SMD mount 7.21mm*8.38mm*5.5mm | [5 empty] | 20 A | - |  | 0.75mOhm Primary, 5.5Ohm Secondary Max |  | - |  |  |  |  | 50kHz ~ 1MHz | 0.217" (5.50mm) | 2 mH |  |  | 1 (Unlimited) |  | Surface Mount | [16 empty] | PA1005QNL | 0.284" L x 0.330" W (7.21mm x 8.38mm) |  | Gull Wing |  | 1:100 |  | - | 129 | https://www.unikeyic.com/media/datasheet/70/88/6852/7088685257493db74640df1041ff9d1f.pdf | https://www.unikeyic.com/products/current-transformers/pa1005-100qnlt/23740135.html
PA1005.125NL | Pulse Electronics | 1: 2.3345 10: 2.093 25: 1.848 50: 1.793 120: 1.7064 240: 1.6416 600: 1.4796 1,080: 1.2744 2,520: 1.242 | Inductor, 1:125, 20A, 3mH, 50kHz~1MHz, SMD, 7.21mm × 8.38mm × 5.5mm | [5 empty] | 20 A | - |  | 0.75mOhm Primary, 6.5Ohm Secondary |  | - |  |  |  |  | 50kHz ~ 1MHz | 0.217" (5.50mm) | 3 mH |  |  | 1 (Unlimited) |  | Surface Mount | [6 empty] | Tray | [9 empty] | - | 0.284" L x 0.330" W (7.21mm x 8.38mm) |  | Gull Wing |  | 1:125 |  | 0.014 oz (0.4 g) | 13 | https://www.unikeyic.com/media/datasheet/61/0d/c9b1/61/ff1a480e8946f6c3e995b775d15d7856.pdf | https://www.unikeyic.com/products/current-transformers/pa1005-125nl/23596272.html
PA1005.125QNLT | Pulse Electronics | 900: 0.946 1,800: 0.946 | Inductor, 1:125, 20A, 3mH, 50kHz~1MHz, SMD, 7.21mm × 8.38mm × 5.5mm | [5 empty] | 20 A | - |  | 0.75mOhm Primary, 6.5Ohm Secondary Max |  | - |  |  |  |  | 50kHz ~ 1MHz | 0.217" (5.50mm) | 3 mH |  |  | 1 (Unlimited) |  | Surface Mount | [11 empty] | 8556170 |  |  |  |  | PA1005QNL | 0.284" L x 0.330" W (7.21mm x 8.38mm) |  | Gull Wing |  | 1:125 |  | - | 900 | https://www.unikeyic.com/media/datasheet/a5/46/6b40/a5466b401434976be83e0d7280427210.pdf | https://www.unikeyic.com/products/current-transformers/pa1005-125qnlt/27890732.html
PA3206NL | Pulse Electronics | 20: 3.5574 40: 3.3977 60: 3.3232 80: 3.1741 | 40A 1.14mH 50Hz，60Hz 54Ω wire mounting，base mount 30mm*14.3mm*31mm | [5 empty] | 40 A | - |  | 54Ohm Max |  | - |  |  |  |  | 50/60Hz | 1.220" (31.00mm) | 1.14 mH |  |  | 1 (Unlimited) |  | Chassis Mount | [6 empty] | Tray |  |  |  |  | 4158081 |  |  |  |  | Sidewinder®, PA32XXNL | 1.181" L x 0.563" W (30.00mm x 14.30mm) |  | Wire Leads |  | Rogowski Coil |  |  | 460 | https://www.unikeyic.com/media/datasheet/da/5a/8a1e/da/2b92b4dee8d1228c504493f15b969fa7.pdf | https://www.unikeyic.com/products/current-transformers/pa3206nl/23491790.html
PA3208NL | Pulse Electronics | 20: 3.9446 40: 3.7206 60: 3.6374 80: 3.5456 100: 3.5284 180: 3.4136 280: 3.3957 360: 3.1899 | 100A 1.14mH 50Hz，60Hz 54Ω wire mounting，base mount 30.6mm*30.2mm*14.73mm | [5 empty] | 100 A | - |  | 54Ohm Max |  | - |  |  |  |  | 50/60Hz | 0.580" (14.73mm) | 1.14 mH |  |  | 1 (Unlimited) |  | Chassis Mount | [6 empty] | Tray |  |  |  |  | 4158082 |  |  |  |  | Sidewinder®, PA32XXNL | 1.205" L x 1.189" W (30.60mm x 30.20mm) |  | Wire Leads |  | Rogowski Coil |  |  | 520 | https://www.unikeyic.com/media/datasheet/61/5c/3907/615c3907229b0f29faaac5871164721c.pdf | https://www.unikeyic.com/products/current-transformers/pa3208nl/27877811.html
PA3209NL | Pulse Electronics | 32: 6.6015 64: 6.3966 128: 6.1973 256: 6.0032 512: 5.8143 1,024: 5.6308 | 1kA 3mH 50Hz/60Hz 42Ω Wire Mount, Chassis Mount 56.9mm × 53.3mm × 14.73mm | [5 empty] | 1000 A | - |  | 42Ohm Max |  | - |  |  |  |  | 50/60Hz | 0.580" (14.73mm) | 3 mH |  |  | 1 (Unlimited) |  | Chassis Mount | [6 empty] | Tray | [9 empty] | Sidewinder®, PA32XXNL | 2.240" L x 2.098" W (56.90mm x 53.30mm) |  | Wire Leads |  | Rogowski Coil |  |  | 3689 | https://www.unikeyic.com/media/datasheet/34/36/b853/34/ff9f8e2126cab541245ce2c73d6648d9.pdf | https://www.unikeyic.com/products/current-transformers/pa3209nl/28223708.html
PACT MCR-V1-21-44-200-5A-1 | PHOENIX CONTACT | 1: 29.901 | Phoenix Contact 2277776 |  |  | - |  |  |  |  | - |  |  |  | - |  |  | - |  |  | - | [14 empty] | - | [10 empty] | - |  |  |  | 3 | https://www.unikeyic.com/media/about_us/Unikey_ISO_9001_Certification.pdf | https://www.unikeyic.com/products/current-transformers/pact-mcr-v1-21-44-200-5a-1/871015305.html
PACT MCR-V1-21-44-300-5A-1 | PHOENIX CONTACT | 1: 29.901 | Phoenix Contact 2277789 |  |  | - |  |  |  |  | - |  |  |  | - |  |  | - |  |  | - | [14 empty] | - | [10 empty] | - |  |  |  | 8 | https://www.unikeyic.com/media/about_us/Unikey_ISO_9001_Certification.pdf | https://www.unikeyic.com/products/current-transformers/pact-mcr-v1-21-44-300-5a-1/871138923.html
PACT MCR-V1-21-44-400-5A-1 | PHOENIX CONTACT | 1: 33.219 | Phoenix Contact 2277051 |  |  | - |  |  |  |  | - |  |  |  | - |  |  | - |  |  | - | [14 empty] | - | [10 empty] | - |  |  |  | 3 | https://www.unikeyic.com/media/about_us/Unikey_ISO_9001_Certification.pdf | https://www.unikeyic.com/products/current-transformers/pact-mcr-v1-21-44-400-5a-1/871145740.html
PACT MCR-V2-3015- 60- 125-5A-1 | PHOENIX CONTACT | 1: 29.8985 | Phoenix Contact 2277624 |  |  | - |  |  |  |  | - |  | PACT MCR-V2-3015- 60- 125-5A-1 PHOENIX CONTACT |  | - |  |  | - |  |  | - | [14 empty] | - | [10 empty] | - |  |  |  | 1 | https://www.unikeyic.com/media/datasheet/de/29/5948/de/55d04d9ffd48f649ac813a447c7ddaec.pdf | https://www.unikeyic.com/products/current-transformers/pact-mcr-v2-3015-60-125-5a-1/24045086.html
PACT MCR-V2-3015- 60- 200-5A-1 | PHOENIX CONTACT | 1: 26.9033 | Phoenix Contact 2277637 |  |  | - |  |  |  |  | - |  |  |  | - |  |  | - |  |  | - | [14 empty] | - | [10 empty] | - |  |  |  | 13 | https://www.unikeyic.com/media/about_us/Unikey_ISO_9001_Certification.pdf | https://www.unikeyic.com/products/current-transformers/pact-mcr-v2-3015-60-200-5a-1/871014747.html
PACT MCR-V2-6015- 85- 400-5A-1 | PHOENIX CONTACT | 1: 56.59 | Phoenix Contact 2277909 |  |  | - |  |  |  |  | - |  |  |  | - |  |  | - |  |  | - | [14 empty] | - | [10 empty] | - |  |  |  | 2 | https://www.unikeyic.com/media/about_us/Unikey_ISO_9001_Certification.pdf | https://www.unikeyic.com/products/current-transformers/pact-mcr-v2-6015-85-400-5a-1/871031931.html
PACT MCR-V2-6015- 85- 500-5A-1 | PHOENIX CONTACT | 1: 50.9363 | Phoenix Contact 2277912 |  |  | - |  |  |  |  | - |  |  |  | - |  |  | - |  |  | - | [14 empty] | - | [10 empty] | - |  |  |  | 7 | https://www.unikeyic.com/media/about_us/Unikey_ISO_9001_Certification.pdf | https://www.unikeyic.com/products/current-transformers/pact-mcr-v2-6015-85-500-5a-1/871146063.html
PB0025NL | Pulse Electronics | 10: 3.519 50: 2.8404 100: 2.7648 193: 2.7108 385: 2.52 578: 2.457 770: 2.394 | Transformer 50:1 35A 1.4mH 50kHz-500kHz SMD 15mm × 19.91mm × 10mm | [5 empty] | 35 A | - |  | 0.42mOhm Primary, 700mOhm Secondary |  | - |  |  |  |  | 50kHz ~ 500kHz | 0.394" (10.00mm) | 1.4 mH |  |  | 1 (Unlimited) |  | Surface Mount | [6 empty] | Tray |  |  |  |  | 2265926 |  |  |  |  | PB002XNL | 0.591" L x 0.784" W (15.00mm x 19.91mm) |  | Gull Wing |  | 50:1 |  | - | 940 | https://www.unikeyic.com/media/datasheet/5d/81/cf15/5d81cf15861cbd31d9b3cb9c833e86b8.pdf | https://www.unikeyic.com/products/current-transformers/pb0025nl/28335306.html
PB0026NL | Pulse Electronics | 48: 2.442 150: 2.057 350: 1.925 650: 1.815 980: 1.727 | 100:1 35A 5.6mH 50kHz~500kHz SMD 15mm × 19.91mm × 10mm | [5 empty] | 35 A | - |  | 0.42mOhm Primary, 1.4Ohm Secondary |  | - |  |  |  |  | 50kHz ~ 500kHz | 0.394" (10.00mm) | 5.6 mH |  |  | 1 (Unlimited) |  | Surface Mount | [6 empty] | Tray |  |  |  |  | 2265955 |  |  |  |  | PB002XNL | 0.591" L x 0.784" W (15.00mm x 19.91mm) |  | Gull Wing |  | 100:1 |  | - | 65 | https://www.unikeyic.com/media/datasheet/b7/93/9345/b7/44160137b55b644b4cf0c53b66f91794.pdf | https://www.unikeyic.com/products/current-transformers/pb0026nl/23822614.html
PB0026NLT | Pulse Electronics | 1: 3.6303 10: 3.2818 25: 3.151 50: 3.0549 100: 2.9611 | 100:1 35A 5.6mH 50kHz~500kHz SMD 15mm × 19.91mm × 10mm | [5 empty] | 35 A | - |  | 0.42mOhm Primary, 1.4Ohm Secondary |  | - |  |  |  |  | 50kHz ~ 500kHz | 0.394" (10.00mm) | 5.6 mH |  |  | 1 (Unlimited) |  | Surface Mount | [11 empty] | 2265757 |  |  |  |  | PB002XNL | 0.591" L x 0.784" W (15.00mm x 19.91mm) |  | Gull Wing |  | 100:1 |  | - | 142 | https://www.unikeyic.com/media/datasheet/8f/78/4b94/8f784b944e491782e5913d09408e24b4.pdf | https://www.unikeyic.com/products/current-transformers/pb0026nlt/23965641.html
PB0027NL | Pulse Electronics | 57: 2.057 200: 1.771 350: 1.683 750: 1.595 980: 1.562 | 200:1, 35A, 22.4mH, 50kHz-500kHz, SMD, 15mm × 19.91mm × 10mm | [5 empty] | 35 A | - |  | 0.42mOhm Primary, 2.9Ohm Secondary |  | - |  |  |  |  | 50kHz ~ 500kHz | 0.394" (10.00mm) | 22.4 mH |  |  | 1 (Unlimited) |  | Surface Mount | [6 empty] | Tray | [9 empty] | PB002XNL | 0.591" L x 0.784" W (15.00mm x 19.91mm) |  | Gull Wing |  | 200:1 |  | - | 109 | https://www.unikeyic.com/media/datasheet/b7/93/9345/b7/44160137b55b644b4cf0c53b66f91794.pdf | https://www.unikeyic.com/products/current-transformers/pb0027nl/27869034.html
PB0027NLT | Pulse Electronics | 200: 2.3544 400: 2.268 600: 2.2575 800: 2.247 | 200:1, 35A, 22.4mH, 50kHz-500kHz, SMD, 15mm × 19.91mm × 10mm | [5 empty] | 35 A | - |  | 0.42mOhm Primary, 2.9Ohm Secondary |  | - |  |  |  |  | 50kHz ~ 500kHz | 0.394" (10.00mm) | 22.4 mH |  |  | 1 (Unlimited) |  | Surface Mount | [11 empty] | 2265759 |  |  |  |  | PB002XNL | 0.591" L x 0.784" W (15.00mm x 19.91mm) |  | Gull Wing |  | 200:1 |  | - | 1600 | https://www.unikeyic.com/media/datasheet/27/0e/3227/270e32276b207fac0a1d08874cf12145.pdf | https://www.unikeyic.com/products/current-transformers/pb0027nlt/28110696.html
PCS020-EE0502KS | BOURNS | 1,000: 2.431 | 100:1 20A 2H 1MHz 100:1 SMD mount 6.22mm*5.97mm*5.31mm | [5 empty] | 20 A | 100:1 |  | 7mOhm Primary, 5.5Ohm Secondary Max |  | 54VµS |  |  |  |  | 1MHz | 0.209" (5.31mm) | 2 H |  |  | 1 (Unlimited) |  | Surface Mount | [16 empty] | PCS | 0.245" L x 0.235" W (6.22mm x 5.97mm) |  | Gull Wing |  | 1:100 |  | - | 1000 | https://www.unikeyic.com/media/about_us/Unikey_ISO_9001_Certification.pdf | https://www.unikeyic.com/products/current-transformers/pcs020-ee0502ks/24296769.html
PCS020-EE0503KS | BOURNS | 1,000: 2.431 | 20A 3H 1MHz 125:1 SMD mount 6.22mm*5.97mm*5.31mm | [5 empty] | 20 A | 125:1 |  | 7mOhm Primary, 7Ohm Secondary Max |  | 67.5VµS |  |  |  |  | 1MHz | 0.209" (5.31mm) | 3 H |  |  | 1 (Unlimited) |  | Surface Mount | [11 empty] | 16637253 |  |  |  |  | PCS | 0.245" L x 0.235" W (6.22mm x 5.97mm) |  | Gull Wing |  | 1:125 |  | - | 1000 | https://www.unikeyic.com/media/about_us/Unikey_ISO_9001_Certification.pdf | https://www.unikeyic.com/products/current-transformers/pcs020-ee0503ks/28214667.html
PCS020-EE05081S | BOURNS | 48: 2.332 150: 2.299 250: 2.255 500: 2.211 | 20A 81mH 1MHz 20:1 SMD mount 6.22mm*5.97mm*5.31mm | [5 empty] | 20 A | 20:1 |  | 7mOhm Primary, 400mOhm Secondary Max |  | 10.8VµS |  |  |  |  | 1MHz | 0.209" (5.31mm) | 81 mH |  |  | 1 (Unlimited) |  | Surface Mount | [16 empty] | PCS | 0.245" L x 0.235" W (6.22mm x 5.97mm) |  | Gull Wing |  | 1:20 |  | - | 1000 | https://www.unikeyic.com/media/datasheet/e6/36/ff5f/e636ff5ff3a6001f6b50b15a797df345.pdf | https://www.unikeyic.com/products/current-transformers/pcs020-ee05081s/23526200.html
PCS020-EE05320S | BOURNS | 48: 2.332 150: 2.299 250: 2.255 500: 2.211 | 40:1 20A 320mH 1MHz 40:1 SMD mount 6.22mm*5.97mm*5.31mm | [5 empty] | 20 A | 40:1 |  | 7mOhm Primary, 1.14Ohm Secondary Max |  | 21.6VµS |  |  |  |  | 1MHz | 0.209" (5.31mm) | 320 mH |  |  | 1 (Unlimited) |  | Surface Mount | [11 empty] | 16637273 |  |  |  |  | PCS | 0.245" L x 0.235" W (6.22mm x 5.97mm) |  | Gull Wing |  | 1:40 |  | - | 1000 | https://www.unikeyic.com/media/about_us/Unikey_ISO_9001_Certification.pdf | https://www.unikeyic.com/products/current-transformers/pcs020-ee05320s/27895799.html
PCS020-EE05730S | BOURNS | 1,000: 2.431 | 60:1 20A 730mH 1MHz 60:1 SMD mount 6.22mm*5.97mm*5.31mm | [5 empty] | 20 A | 60:1 |  | 7mOhm Primary, 1.98Ohm Secondary Max |  | 32.4VµS |  |  |  |  | 1MHz | 0.209" (5.31mm) | 730 mH |  |  | 1 (Unlimited) |  | Surface Mount | [11 empty] | 16637264 |  |  |  |  | PCS | 0.245" L x 0.235" W (6.22mm x 5.97mm) |  | Gull Wing |  | 1:60 |  | - | 1000 | https://www.unikeyic.com/media/about_us/Unikey_ISO_9001_Certification.pdf | https://www.unikeyic.com/products/current-transformers/pcs020-ee05730s/24189224.html
PCS040-EF1301KS | BOURNS | 43: 2.585 150: 2.541 250: 2.497 | 40A 1.36mH 1MHz 40:1 SMD mount 14.55mm(Length)*10.5mm(height) | [5 empty] | 40 A | 40:1 |  | 1mOhm Primary, 560mOhm Secondary Max |  | 101.6VµS |  |  |  |  | 1MHz | 0.413" (10.50mm) | 1.36 mH |  |  | 1 (Unlimited) |  | Surface Mount | [11 empty] | 16637258 |  |  |  |  | PCS | - |  | Gull Wing |  | 1:40 |  | - | 300 | https://www.unikeyic.com/media/about_us/Unikey_ISO_9001_Certification.pdf | https://www.unikeyic.com/products/current-transformers/pcs040-ef1301ks/28036525.html
PCS040-EF1303KS | BOURNS | 300: 2.695 600: 2.695 | 1:60 40A 3.06mH 1MHz 60:1 SMD SMD mount 14.55mm(Length)*19.91mm(height) | [5 empty] | 40 A | 60:1 |  | 1mOhm Primary, 850mOhm Secondary Max |  | 152.4VµS |  |  |  |  | 1MHz | 0.413" (10.50mm) | 3.06 mH |  |  | 1 (Unlimited) |  | Surface Mount | [11 empty] | 16637282 |  |  |  |  | PCS | - |  | Gull Wing |  | 1:60 |  | - | 600 | https://www.unikeyic.com/media/about_us/Unikey_ISO_9001_Certification.pdf | https://www.unikeyic.com/products/current-transformers/pcs040-ef1303ks/28104730.html
PCS040-EF1305KS | BOURNS | 43: 2.585 150: 2.541 250: 2.497 | 1:80 40A 5.44mH 1MHz 203.2Vμs 80:1 SMD mount 14.55mm(Length)*10.5mm(height) | [5 empty] | 40 A | 80:1 |  | 1mOhm Primary, 1.15Ohm Secondary Max |  | 203.2VµS |  |  |  |  | 1MHz | 0.413" (10.50mm) | 5.44 mH |  |  | 1 (Unlimited) |  | Surface Mount | [11 empty] | 16637280 |  |  |  |  | PCS | - |  | Gull Wing |  | 1:80 |  | - | 288 | https://www.unikeyic.com/media/datasheet/e6/36/ff5f/e636ff5ff3a6001f6b50b15a797df345.pdf | https://www.unikeyic.com/products/current-transformers/pcs040-ef1305ks/23922606.html
PCS040-EF1319KS | BOURNS | 300: 2.75 | 1:150 40A 19.2mH 1MHz 381Vμs 150:1 SMD mount 14.55mm(Length)*10.5mm(height) | [5 empty] | 40 A | 150:1 |  | 1mOhm Primary, 2.25Ohm Secondary Max |  | 381VµS |  |  |  |  | 1MHz | 0.413" (10.50mm) | 19.2 mH |  |  | 1 (Unlimited) |  | Surface Mount | [11 empty] | 16637247 |  |  |  |  | PCS | - |  | Gull Wing |  | 1:150 |  | - | 300 | https://www.unikeyic.com/media/datasheet/e6/36/ff5f/e636ff5ff3a6001f6b50b15a797df345.pdf | https://www.unikeyic.com/products/current-transformers/pcs040-ef1319ks/24007581.html
PE-51686NL | Pulse Electronics | 57: 2.068 200: 1.782 350: 1.694 750: 1.606 960: 1.573 | Inductor 20A 5mH 20kHz-200kHz 50:1 DIP TH 17.01mm × 9.9mm × 20.32mm | [5 empty] | 20 A | 50:1 |  | 50Ohm Primary, 700mOhm Secondary |  | - |  |  |  |  | 20kHz ~ 200kHz | 0.800" (20.32mm) | 5 mH |  |  | 1 (Unlimited) |  | Through Hole | [6 empty] | Tray |  |  |  |  | 2266114 |  |  |  |  | THT | 0.670" L x 0.390" W (17.01mm x 9.90mm) |  | PC Pin |  | - |  |  | 120 | https://www.unikeyic.com/media/datasheet/64/9a/31d5/64/9afff52c37375b4612217626f8cb5cbc.pdf | https://www.unikeyic.com/products/current-transformers/pe-51686nl/23770999.html
PE-51687NL | Pulse Electronics | 65: 1.903 200: 1.87 | 20A 20mH 20KHz~200KHz 100:1 Plugins Through hole mounting 17.01mm*9.9mm*20.32mm | [5 empty] | 20 A | 100:1 |  | 100Ohm Primary, 1.4Ohm Secondary |  | - |  |  |  |  | 20kHz ~ 200kHz | 0.800" (20.32mm) | 20 mH |  |  | 1 (Unlimited) |  | Through Hole | [6 empty] | Tray | [9 empty] | THT | 0.670" L x 0.390" W (17.01mm x 9.90mm) |  | PC Pin |  | - |  |  | 312 | https://www.unikeyic.com/media/datasheet/3d/eb/cf59/3debcf59b0988311ee29a3455cc7d9a1.pdf | https://www.unikeyic.com/products/current-transformers/pe-51687nl/23760468.html
PE-51688NL | Pulse Electronics | 60: 2.7972 120: 2.4084 300: 2.31 540: 2.2995 1,020: 2.268 2,520: 2.2155 5,040: 2.1735 7,500: 2.163 | 20A 80mH 20KHz~200KHz 200:1 DIP Through hole mounting 17.01mm*9.9mm*20.32mm | [5 empty] | 20 A | 200:1 |  | 200Ohm Primary, 4.5Ohm Secondary |  | - |  |  |  |  | 20kHz ~ 200kHz | 0.800" (20.32mm) | 80 mH |  |  | 1 (Unlimited) |  | Through Hole | [6 empty] | Tray | [9 empty] | THT | 0.670" L x 0.390" W (17.01mm x 9.90mm) |  | PC Pin |  | - |  |  | 260 | https://www.unikeyic.com/media/datasheet/61/21/e5e3/6121e5e390d45295598ec51c03f2bac3.pdf | https://www.unikeyic.com/products/current-transformers/pe-51688nl/24232333.html
PE-51718NL | Pulse Electronics | 60: 2.8 120: 2.6403 300: 2.4431 540: 2.3247 1,020: 2.2031 2,520: 2.0791 | 20A 20mH 20kHz~200kHz 100CT:1 TH 17.01mm × 9.9mm × 20.32mm | [5 empty] | 20 A | 100CT:1 |  | 100Ohm Primary, 1.4Ohm Secondary |  | - |  |  |  |  | 20kHz ~ 200kHz | 0.800" (20.32mm) | 20 mH |  |  | 1 (Unlimited) |  | Through Hole | [6 empty] | Tray | [9 empty] | THT | 0.670" L x 0.390" W (17.01mm x 9.90mm) |  | PC Pin |  | - |  |  | 1741 | https://www.unikeyic.com/media/datasheet/64/9a/31d5/64/9afff52c37375b4612217626f8cb5cbc.pdf | https://www.unikeyic.com/products/current-transformers/pe-51718nl/28229429.html
PE-63587NL | Pulse Electronics | 43: 2.772 280: 2.772 560: 2.728 | Inductor 20A 20mH 20kHz-200kHz 100:1 TH 22.86mm × 17.78mm × 17.78mm | [5 empty] | 20 A | 100:1 |  | 100Ohm Primary, 1.4Ohm Secondary |  | - |  |  |  |  | 20kHz ~ 200kHz | 0.700" (17.78mm) | 20 mH |  |  | 1 (Unlimited) |  | Through Hole | [6 empty] | Tray |  |  |  |  | 2265277 |  |  |  |  | THT | 0.900" L x 0.700" W (22.86mm x 17.78mm) |  | PC Pin |  | - |  | - | 1920 | https://www.unikeyic.com/media/datasheet/8b/df/636d/8bdf636dd83f38dec93b80eabc46b0b5.pdf | https://www.unikeyic.com/products/current-transformers/pe-63587nl/24190309.html
PE-64487NL | Pulse Electronics | 25: 6.2472 50: 6.054 100: 5.8657 250: 5.6246 500: 5.4479 1,000: 5.2761 | 20A 20mH 20KHz~200KHz 100:1 Plugins Through hole mounting 22.86mm*17.78mm*17.78mm | [5 empty] | 20 A | 100:1 |  | 100Ohm Primary, 1.4Ohm Secondary |  | - |  |  |  |  | 20kHz ~ 200kHz | 0.700" (17.78mm) | 20 mH |  |  | 1 (Unlimited) |  | Through Hole | [6 empty] | Tube |  |  |  |  | 2265166 |  |  |  |  | THT | 0.900" L x 0.700" W (22.86mm x 17.78mm) |  | PC Pin |  | - |  | - | 197 | https://www.unikeyic.com/media/datasheet/9b/93/9e14/9b/6435b1afd94afa4b03d18dbf4aa689aa.pdf | https://www.unikeyic.com/products/current-transformers/pe-64487nl/28272375.html
PE-64519NL | Pulse Electronics | 1: 6.7824 10: 6.1225 45: 5.7214 90: 5.5438 135: 5.4421 270: 5.2719 540: 5.1064 1,035: 4.9551 | 20A 80mH 20KHz~200KHz 200CT:1 Plugins Through hole mounting 22.86mm*17.78mm*17.78mm | [5 empty] | 20 A | 200CT:1 |  | 200Ohm Primary, 4.5Ohm Secondary |  | - |  |  |  |  | 20kHz ~ 200kHz | 0.700" (17.78mm) | 80 mH |  |  | 1 (Unlimited) |  | Through Hole | [6 empty] | Tray |  |  |  |  | 2265057 |  |  |  |  | THT | 0.900" L x 0.700" W (22.86mm x 17.78mm) |  | PC Pin |  | - |  | - | 497 | https://www.unikeyic.com/media/datasheet/00/89/1fac/00891facff335c3cbddfc62e7ff660cc.pdf | https://www.unikeyic.com/products/current-transformers/pe-64519nl/28078461.html
PE-67050NL | Pulse Electronics | 80: 5.3279 160: 5.1619 320: 5.0005 560: 4.8733 1,040: 4.7359 | 35A 5mH 10KHz~200KHz 50:1 Plugins Through hole mounting 14.35mm*19.05mm*19.05mm | [5 empty] | 35 A | 50:1 |  | 15Ohm Primary, 700mOhm Secondary |  | - |  |  |  |  | 10kHz ~ 200kHz | 0.750" (19.05mm) | 5 mH |  |  | 1 (Unlimited) |  | Through Hole | [6 empty] | Tray |  |  |  |  | 2265030 |  |  |  |  | - | 0.565" L x 0.750" W (14.35mm x 19.05mm) |  | PC Pin |  | - |  | - | 675 | https://www.unikeyic.com/media/datasheet/98/99/bf0c/9899bf0c0116e00c40883c561020cb17.pdf | https://www.unikeyic.com/products/current-transformers/pe-67050nl/27957327.html
PE-67100NL | Pulse Electronics | 3: 6.1605 5: 5.8103 10: 5.5795 20: 5.4679 | 1:100 37A 20mH 10kHz~200kHz 100:1 TH 14.35mm × 19.05mm × 19.05mm | [5 empty] | 37 A | 100:1 |  | 56Ohm Primary, 1.4Ohm Secondary |  | - |  |  |  |  | 10kHz ~ 200kHz | 0.750" (19.05mm) | 20 mH |  |  | 1 (Unlimited) |  | Through Hole | [6 empty] | Tray |  |  |  |  | 2264811 |  |  |  |  | - | 0.565" L x 0.750" W (14.35mm x 19.05mm) |  | PC Pin |  | 1:100 |  | - | 560 | https://www.unikeyic.com/media/datasheet/86/6a/ecb2/866aecb26a60011da8bb560c096500dd.pdf | https://www.unikeyic.com/products/current-transformers/pe-67100nl/23687805.html
PE-67200NL | Pulse Electronics | 39: 3.069 240: 3.069 480: 3.003 | Inductor, 38A, 80mH, 10kHz~200kHz, 4.5Ω, 200:1, DIP, TH, 14.35mm × 19.05mm × 19.05mm | [5 empty] | 38 A | 200:1 |  | 200Ohm Primary, 4.5Ohm Secondary |  | - |  |  |  |  | 10kHz ~ 200kHz | 0.750" (19.05mm) | 80 mH |  |  | 1 (Unlimited) |  | Through Hole | [6 empty] | Tray |  |  |  |  | 2264841 |  |  |  |  | - | 0.565" L x 0.750" W (14.35mm x 19.05mm) |  | PC Pin |  | - |  | - | 1920 | https://www.unikeyic.com/media/datasheet/ac/d2/cb17/acd2cb173b2274c46c638532743cb7f1.pdf | https://www.unikeyic.com/products/current-transformers/pe-67200nl/23836713.html
PE-67300NL | Pulse Electronics | 80: 5.8817 160: 5.6982 320: 5.5197 560: 5.3791 1,040: 5.2273 | Inductor 180mH 37A 10kHz~200kHz 11Ω 300:1 TH 14.35mm × 19.05mm × 19.05mm | [5 empty] | 37 A | 300:1 |  | 510Ohm Primary, 11Ohm Secondary |  | - |  |  |  |  | 10kHz ~ 200kHz | 0.750" (19.05mm) | 180 mH |  |  | 1 (Unlimited) |  | Through Hole | [6 empty] | Tray |  |  |  |  | 2264918 |  |  |  |  | - | 0.565" L x 0.750" W (14.35mm x 19.05mm) |  | PC Pin |  | - |  | - | 2010 | https://www.unikeyic.com/media/datasheet/86/6a/ecb2/866aecb26a60011da8bb560c096500dd.pdf | https://www.unikeyic.com/products/current-transformers/pe-67300nl/24304821.html
PE-68280NL | Pulse Electronics | 10: 3.013 50: 2.3544 100: 2.3436 170: 2.3328 340: 2.247 510: 2.2365 680: 2.226 | Inductor 1:1:100 15A 14.8mH 50kHz~500kHz SMD 12.57mm × 12.45mm × 7.11mm | [6 empty] | - |  | 1.15mOhm Primary, 930mOhm Secondary |  | - |  |  |  |  | 50kHz ~ 500kHz | 0.280" (7.11mm) | 14.8 mH |  |  | 1 (Unlimited) |  | Surface Mount | [6 empty] | Tube | [9 empty] | PE-68XXXNL | 0.495" L x 0.490" W (12.57mm x 12.45mm) |  | - |  | 1:1:100 |  | - | 320 | https://www.unikeyic.com/media/datasheet/19/00/90eb/19/1cf300435c3ae040d65f4b552c7719c2.pdf | https://www.unikeyic.com/products/current-transformers/pe-68280nl/23848923.html
PE-68280NLT | Pulse Electronics | 300: 2.1 600: 2.016 1,200: 2.0055 2,700: 1.995 5,100: 1.9845 7,500: 1.974 10,200: 1.9635 | 1:1:100, 15A, 14.8mH, 50kHz~500kHz, SMD, 12.57mm × 12.45mm × 7.11mm | [6 empty] | - |  | 1.15mOhm Primary, 930mOhm Secondary |  | - |  |  |  |  | 50kHz ~ 500kHz | 0.280" (7.11mm) | 14.8 mH |  |  | 1 (Unlimited) |  | Surface Mount | [11 empty] | 3687520 |  |  |  |  | PE-68XXXNL | 0.495" L x 0.490" W (12.57mm x 12.45mm) |  | - |  | 1:1:100 |  | - | 300 | https://www.unikeyic.com/media/datasheet/45/8d/5004/45/021abc407a4f5e62a44d1c83f6dbac5c.pdf | https://www.unikeyic.com/products/current-transformers/pe-68280nlt/27931721.html
PE-68383NL | Pulse Electronics | 1: 4.5425 10: 3.531 25: 3.498 120: 3.0564 280: 2.7972 520: 2.7648 1,000: 2.1816 2,520: 2.1708 | Transformer 1:1:200 59.2mH 50kHz~500kHz SMD 12.57mm × 12.45mm × 7.11mm | [6 empty] | - |  | 1.15mOhm Primary, 3.9Ohm Secondary |  | - |  |  |  |  | 50kHz ~ 500kHz | 0.280" (7.11mm) | 59.2 mH |  |  | 1 (Unlimited) |  | Surface Mount | [6 empty] | Tube | [9 empty] | PE-68XXXNL | 0.495" L x 0.490" W (12.57mm x 12.45mm) |  | - |  | 1:1:200 |  | - | 608 | https://www.unikeyic.com/media/datasheet/19/00/90eb/19/1cf300435c3ae040d65f4b552c7719c2.pdf | https://www.unikeyic.com/products/current-transformers/pe-68383nl/23548048.html
PH9500.100NLT | Pulse Electronics | 220: 1.5336 440: 1.47 660: 1.4595 1,100: 1.428 2,640: 1.4175 5,060: 1.3965 7,700: 1.386 10,120: 1.3755 | 1:100 10A 10mH SMD mount 8.8mm(height) | [5 empty] | 10 A | - |  | 3mOhm Primary, 2.1Ohm Secondary Max |  | - |  |  |  |  | - | 0.346" (8.80mm) | 10 mH |  |  | 1 (Unlimited) |  | Surface Mount | [11 empty] | 12171825 |  |  |  |  | PH9500.XXXNL | - |  | Gull Wing |  | 1:100 |  | - | 550 | https://www.unikeyic.com/media/datasheet/92/12/47bd/92/17cebb1e6ca3c4a01d05435d3cf125c6.pdf | https://www.unikeyic.com/products/current-transformers/ph9500-100nlt/24293899.html
PH9505.050NLT | Pulse Electronics | 1: 3.473 10: 3.025 25: 2.783 50: 2.646 100: 2.5704 150: 2.322 450: 1.944 | 30A 1.7mH 20kHz SMD 12.8mm × 12.2mm × 14.4mm | [5 empty] | 30 A | - |  | 0.5mOhm Primary, 1.5Ohm Secondary Max |  | - |  |  |  |  | 20kHz | 0.567" (14.40mm) | 1.7 mH |  |  | 1 (Unlimited) |  | Surface Mount | [16 empty] | PH9505.XXXNL | 0.504" L x 0.480" W (12.80mm x 12.20mm) |  | Gull Wing |  | 1:50 |  | - | 540 | https://www.unikeyic.com/media/datasheet/71/dc/e016/71/3b1e6713426de6e204912de66daa5b7b.pdf | https://www.unikeyic.com/products/current-transformers/ph9505-050nlt/23751483.html
PH9505.070NLT | Pulse Electronics | 1: 3.2636 10: 2.9544 25: 2.8368 50: 2.7506 | 20kHz | [5 empty] | 30 A | - |  | 0.5mOhm Primary, 2.1Ohm Secondary Max |  | - |  |  |  |  | 20kHz | 0.567" (14.40mm) | 3 mH |  |  | 1 (Unlimited) |  | Surface Mount | [11 empty] | 12171827 |  |  |  |  | PH9505.XXXNL | 0.504" L x 0.480" W (12.80mm x 12.20mm) |  | Gull Wing |  | 1:7 |  | - | 56 | https://www.unikeyic.com/media/datasheet/71/dc/e016/71/3b1e6713426de6e204912de66daa5b7b.pdf | https://www.unikeyic.com/products/current-transformers/ph9505-070nlt/27842572.html
PH9505.100NLT | Pulse Electronics | 150: 2.6165 300: 2.5356 450: 2.4893 750: 2.4319 1,050: 2.3948 1,500: 2.3559 | 1:100 20kHz SMD | [5 empty] | 30 A | - |  | 0.5mOhm Primary, 3.1Ohm Secondary Max |  | - |  |  |  |  | 20kHz | 0.567" (14.40mm) | 7 mH |  |  | 1 (Unlimited) |  | Surface Mount | [11 empty] | 12171833 |  |  |  |  | PH9505.XXXNL | 0.504" L x 0.480" W (12.80mm x 12.20mm) |  | Gull Wing |  | 1:100 |  | - | 2718 | https://www.unikeyic.com/media/datasheet/71/dc/e016/71/3b1e6713426de6e204912de66daa5b7b.pdf | https://www.unikeyic.com/products/current-transformers/ph9505-100nlt/27778901.html
PH9505.180NLT | Pulse Electronics | 150: 2.3075 300: 2.2363 450: 2.1956 750: 2.1451 1,050: 2.1124 1,500: 2.0781 | 1:180 30A 25mH 20kHz SMD 12.8mm × 12.2mm × 14.4mm | [5 empty] | 30 A | - |  | 0.5mOhm Primary, 9Ohm Secondary Max |  | - |  |  |  |  | 20kHz | 0.567" (14.40mm) | 25 mH |  |  | 1 (Unlimited) |  | Surface Mount | [11 empty] | 12171836 |  |  |  |  | PH9505.XXXNL | 0.504" L x 0.480" W (12.80mm x 12.20mm) |  | Gull Wing |  | 1:180 |  | - | 1309 | https://www.unikeyic.com/media/datasheet/b1/0a/02ff/b10a02ff27a9e8910b8ef5bcbd0e5c4f.pdf | https://www.unikeyic.com/products/current-transformers/ph9505-180nlt/28065075.html
PMS6322.200NLT | Pulse Electronics | 1: 5.8641 10: 4.8026 50: 3.8256 100: 3.7064 200: 3.6949 350: 3.6833 | Current Transformer 1:200 5000VDC 0Ω Prim DCR 12Ω Sec DCR 50A Prim 6-Terminal Gull Wing SMD | [5 empty] | 50 A | - |  | 500µOhm Primary, 12Ohm Secondary (Max) |  | - |  |  |  |  | 20kHz ~ 1MHz | 0.295" (7.50mm) | 17.5 mH |  |  | 1 (Unlimited) |  | Surface Mount | [11 empty] | 19522604 |  |  |  |  | PMS6322.XXXNLT | 0.122" L x 0.252" W (3.10mm x 6.40mm) |  | Gull Wing |  | 1:200 |  | - | 327 | https://www.unikeyic.com/media/about_us/Unikey_ISO_9001_Certification.pdf | https://www.unikeyic.com/products/current-transformers/pms6322-200nlt/681850242.html
PMS9494.150NLT | Pulse Electronics | 10: 2.3474 50: 2.1923 100: 2.1269 200: 2.0179 450: 1.909 | CURRENT TRANSFORMER, 30A, 5MH, SMT; |  |  | - |  |  |  |  | - |  |  |  | - |  |  | - |  |  | - | [14 empty] | - | [10 empty] | - |  |  |  | 315 | https://www.unikeyic.com/media/about_us/Unikey_ISO_9001_Certification.pdf | https://www.unikeyic.com/products/current-transformers/pms9494-150nlt/871134406.html
PMS9494.200NLT | Pulse Electronics | 10: 2.3474 50: 2.1923 100: 2.1269 200: 2.0179 450: 1.909 | CURRENT TRANSFORMER, 30A, 9MH, SMT; |  |  | - |  |  |  |  | - |  |  |  | - |  |  | - |  |  | - | [14 empty] | - | [10 empty] | - |  |  |  | 422 | https://www.unikeyic.com/media/about_us/Unikey_ISO_9001_Certification.pdf | https://www.unikeyic.com/products/current-transformers/pms9494-200nlt/871143463.html
PMS9505.050NLT | Pulse Electronics | 1: 3.2132 10: 2.4184 25: 2.3224 50: 2.2522 | 30A 1.7mH 20kHz SMD 12.8mm × 12.2mm × 14.4mm | [5 empty] | 30 A | - |  | 500µOhm Primary, 1.5Ohm Secondary (Max) |  | - |  |  |  |  | 20kHz | 0.567" (14.40mm) | 1.7 mH |  |  | 1 (Unlimited) |  | Surface Mount | [16 empty] | Artix® UltraScale+ | 0.504" L x 0.480" W (12.80mm x 12.20mm) |  | Gull Wing |  | 1:50 |  | - | 274 | https://www.unikeyic.com/media/about_us/Unikey_ISO_9001_Certification.pdf | https://www.unikeyic.com/products/current-transformers/pms9505-050nlt/27884348.html
PMS9505.070NLT | Pulse Electronics | 10: 2.3244 25: 2.2256 50: 2.15 150: 1.9628 | 1:70 30A 3mH 20kHz SMD 12.8mm × 12.2mm × 14.4mm | [5 empty] | 30 A | - |  | 500µOhm Primary, 2.1Ohm Secondary (Max) |  | - |  |  |  |  | 20kHz | 0.567" (14.40mm) | 3 mH |  |  | 1 (Unlimited) |  | Surface Mount | [11 empty] | 16894067 |  |  |  |  | Artix® UltraScale+ | 0.504" L x 0.480" W (12.80mm x 12.20mm) |  | Gull Wing |  | 1:70 |  | - | 150 | https://www.unikeyic.com/media/about_us/Unikey_ISO_9001_Certification.pdf | https://www.unikeyic.com/products/current-transformers/pms9505-070nlt/23915221.html
PMS9505.100NLT | Pulse Electronics | 5: 2.9333 10: 2.6205 25: 2.4128 50: 2.3359 150: 2.1167 | 1:100, 30A, 7mH, 20kHz, SMD, 12.8mm × 12.2mm × 14.4mm | [5 empty] | 30 A | - |  | 500µOhm Primary, 3.1Ohm Secondary (Max) |  | - |  |  |  |  | 20kHz | 0.567" (14.40mm) | 7 mH |  |  | 1 (Unlimited) |  | Surface Mount | [16 empty] | Artix® UltraScale+ | 0.504" L x 0.480" W (12.80mm x 12.20mm) |  | Gull Wing |  | 1:100 |  | - | 120 | https://www.unikeyic.com/media/about_us/Unikey_ISO_9001_Certification.pdf | https://www.unikeyic.com/products/current-transformers/pms9505-100nlt/28020774.html
PMS9505.125NLT | Pulse Electronics | 10: 2.4564 25: 2.2372 50: 2.1718 150: 2.0615 | Transformer, 1:125, 30A, 11mH, 20kHz, SMD, 12.8mm × 12.2mm × 14.4mm | [5 empty] | 30 A | - |  | 500µOhm Primary, 4Ohm Secondary (Max) |  | - |  |  |  |  | 20kHz | 0.567" (14.40mm) | 11 mH |  |  | 1 (Unlimited) |  | Surface Mount | [11 empty] | 16894066 |  |  |  |  | Artix® UltraScale+ | 0.504" L x 0.480" W (12.80mm x 12.20mm) |  | Gull Wing |  | 1:125 |  | - | 150 | https://www.unikeyic.com/media/about_us/Unikey_ISO_9001_Certification.pdf | https://www.unikeyic.com/products/current-transformers/pms9505-125nlt/28260929.html
PMS9505.180NLT | Pulse Electronics | 1: 3.211 10: 2.417 25: 2.3211 50: 2.2509 | 1:180 30A 25mH 20KHz SMD mount 12.8mm*12.2mm*14.4mm | [5 empty] | 30 A | - |  | 500µOhm Primary, 9Ohm Secondary (Max) |  | - |  |  |  |  | 20kHz | 0.567" (14.40mm) | 25 mH |  |  | 1 (Unlimited) |  | Surface Mount | [16 empty] | Artix® UltraScale+ | 0.504" L x 0.480" W (12.80mm x 12.20mm) |  | Gull Wing |  | 1:180 |  | - | 241 | https://www.unikeyic.com/media/about_us/Unikey_ISO_9001_Certification.pdf | https://www.unikeyic.com/products/current-transformers/pms9505-180nlt/27937876.html
R5487L401KP-TR | RICOH | 1,000: 0.2052 10,000: 0.1848 100,000: 0.1718 |  |  |  | - |  |  |  |  | - |  |  |  | - |  |  | - |  |  | - | [13 empty] | On sale | - |  |  |  | bulk | [6 empty] | - |  |  |  | 1248130 | https://www.unikeyic.com/media/about_us/Unikey_ISO_9001_Certification.pdf | https://www.unikeyic.com/products/current-transformers/r5487l401kp-tr/22446936.html
RC01-200 | Pulse Electronics | 1: 25.6679 | Current Sensor, AC/DC Current, Carton |  |  | - |  |  |  |  | - |  |  |  | - |  |  | - |  |  | - | [6 empty] | -20℃~80℃ | [7 empty] | - |  |  | Compliant | [7 empty] | - |  |  |  | 10 | https://www.unikeyic.com/media/about_us/Unikey_ISO_9001_Certification.pdf | https://www.unikeyic.com/products/current-transformers/rc01-200/380260712.html
RP604K201B-TR | Nisshinbo Micro Devices | 100: 1.3064 500: 1.216 1,000: 1.1682 10,000: 1.05 100,000: 0.9772 |  |  |  | - |  |  |  |  | - |  |  |  | - |  |  | - |  |  | - | [14 empty] | - | [10 empty] | - |  |  |  | 4800 | https://www.unikeyic.com/media/about_us/Unikey_ISO_9001_Certification.pdf | https://www.unikeyic.com/products/current-transformers/rp604k201b-tr/683289040.html
S-USB485 | tele | 1: 125.4015 | Tele S-USB485 Serial Converter |  |  | - |  |  |  |  | - |  |  |  | - |  |  | - |  |  | - | [14 empty] | - | [10 empty] | - |  |  |  | 1 | https://www.unikeyic.com/media/about_us/Unikey_ISO_9001_Certification.pdf | https://www.unikeyic.com/products/current-transformers/s-usb485/1002614148.html
S6IA50A | tele | 1: 80.3271 | 0 → 50A |  |  | - |  |  |  |  | - |  |  |  | - |  |  | - |  |  | - | [14 empty] | - | [10 empty] | 0 → 50A |  |  |  | 4 | https://www.unikeyic.com/media/about_us/Unikey_ISO_9001_Certification.pdf | https://www.unikeyic.com/products/current-transformers/s6ia50a/1002591656.html
S6IA50AM | tele | 1: 89.0142 | 0 → 50A |  |  | - |  |  |  |  | - |  |  |  | - |  |  | - |  |  | - | [14 empty] | - | [10 empty] | 0 → 50A |  |  |  | 2 | https://www.unikeyic.com/media/about_us/Unikey_ISO_9001_Certification.pdf | https://www.unikeyic.com/products/current-transformers/s6ia50am/1002590456.html
S9IA300A | tele | 1: 117.212 | 0 → 300A |  |  | - |  |  |  |  | - |  |  |  | - |  |  | - |  |  | - | [14 empty] | - | [10 empty] | 0 → 300A |  |  |  | 5 | https://www.unikeyic.com/media/about_us/Unikey_ISO_9001_Certification.pdf | https://www.unikeyic.com/products/current-transformers/s9ia300a/1002598838.html
S9IA300AM | tele | 1: 127.1755 | 0 → 300A |  |  | - |  |  |  |  | - |  |  |  | - |  |  | - |  |  | - | [14 empty] | - | [10 empty] | 0 → 300A |  |  |  | 1 | https://www.unikeyic.com/media/about_us/Unikey_ISO_9001_Certification.pdf | https://www.unikeyic.com/products/current-transformers/s9ia300am/1002598780.html
SCS-1002K | Bel Fuse | 1: 3.1768 10: 2.87 25: 2.756 50: 2.6719 100: 2.5901 250: 2.4851 500: 2.408 | 100:1 10A 2mH 50kHz~1MHz Inductor, SMD, 5.5mm H | [5 empty] | 10 A | - |  | 700mOhm Primary, 5.5Ohm Secondary Max |  | - |  |  |  |  | 50kHz ~ 1MHz | 0.217" (5.50mm) | 2 mH |  |  | Not Applicable |  | Surface Mount | [11 empty] | 16896891 |  |  |  |  | SCS | - |  | Gull Wing |  | 100:1 |  | - | 41 | https://www.unikeyic.com/media/about_us/Unikey_ISO_9001_Certification.pdf | https://www.unikeyic.com/products/current-transformers/scs-1002k/23726621.html
SCS-30180 | Bel Fuse | 1,000: 1.529 | 30:1 10A 180μH 50kHz~1MHz SMD 5.5mm H | [5 empty] | 10 A | - |  | 700mOhm Primary, 870mOhm Secondary Max |  | - |  |  |  |  | 50kHz ~ 1MHz | 0.217" (5.50mm) | 180 µH |  |  | Not Applicable |  | Surface Mount | [16 empty] | SCS | - |  | Gull Wing |  | 30:1 |  | - | 1962 | https://www.unikeyic.com/media/about_us/Unikey_ISO_9001_Certification.pdf | https://www.unikeyic.com/products/current-transformers/scs-30180/27957447.html
SCS-40320 | Bel Fuse | 1,000: 1.529 | 40:1 10A 320μH 50kHz~1MHz SMD 5.5mm H | [5 empty] | 10 A | - |  | 700mOhm Primary, 1.14Ohm Secondary Max |  | - |  |  |  |  | 50kHz ~ 1MHz | 0.217" (5.50mm) | 320 µH |  |  | Not Applicable |  | Surface Mount | [16 empty] | SCS | - |  | Gull Wing |  | 40:1 |  | - | 1000 | https://www.unikeyic.com/media/about_us/Unikey_ISO_9001_Certification.pdf | https://www.unikeyic.com/products/current-transformers/scs-40320/23997185.html
SCS-60730 | Bel Fuse | 1,000: 1.529 | Inductor 60:1 10A 730μH 50kHz~1MHz SMD 5.5mm H | [5 empty] | 10 A | - |  | 700mOhm Primary, 2.3Ohm Secondary Max |  | - |  |  |  |  | 50kHz ~ 1MHz | 0.217" (5.50mm) | 730 µH |  |  | Not Applicable |  | Surface Mount | [16 empty] | SCS | - |  | Gull Wing |  | 60:1 |  | - | 1000 | https://www.unikeyic.com/media/about_us/Unikey_ISO_9001_Certification.pdf | https://www.unikeyic.com/products/current-transformers/scs-60730/28297504.html
SCS-8-3-125T-TR | Bel Fuse | 350: 1.771 | 125:1 15A 8.7mH 50kHz~1MHz SMD Inductor 13mm × 11mm × 7.8mm | [5 empty] | 15 A | - |  | 3.9mOhm Primary, 5.2Ohm Secondary Max |  | - |  |  |  |  | 50kHz ~ 1MHz | 0.307" (7.80mm) | 8.7 mH |  |  | Not Applicable |  | Surface Mount | [11 empty] | 21407996 |  |  |  |  | SCS | 0.512" L x 0.433" W (13.00mm x 11.00mm) |  | Gull Wing |  | 125:1 |  | - | 350 | https://www.unikeyic.com/media/about_us/Unikey_ISO_9001_Certification.pdf | https://www.unikeyic.com/products/current-transformers/scs-8-3-125t-tr/666831728.html
SCS-8-3-50T-TR | Bel Fuse | 350: 1.639 | 50:1 15A 1.4mH 50kHz~1MHz SMD 13mm × 11mm × 7.8mm |  |  | - |  |  |  |  | - |  |  |  | - |  |  | 50KHz~1MHz |  |  | 1.4mH | 13mm*11mm*7.8mm |  |  | SMD mount | [10 empty] | 15A |  |  | Compliant | Tape and reel packaging | [6 empty] | 50:1 |  |  |  | 350 | https://www.unikeyic.com/media/about_us/Unikey_ISO_9001_Certification.pdf | https://www.unikeyic.com/products/current-transformers/scs-8-3-50t-tr/688331571.html
SGM61720YPS8G/TR | SGMICRO | 100: 1.6774 |  |  |  | - |  |  |  |  | - |  |  |  | - |  |  | - |  |  | - | [14 empty] | - | [10 empty] | - |  |  |  | 100 | https://www.unikeyic.com/media/about_us/Unikey_ISO_9001_Certification.pdf | https://www.unikeyic.com/products/current-transformers/sgm61720yps8g-tr/19656191.html
SPCT 50/ 30 80/5 A VA 1 CL 1-CU-ROHS | Select Controls | 1: 12.6652 5: 11.4825 10: 11.0415 25: 10.5151 50: 10.1549 100: 9.8246 500: 9.1593 1,000: 8.9114 | 80A 50Hz~60Hz 80:5 Transformer DIN Rail Mount 50mm × 43mm × 75mm |  |  | 80:5 |  |  |  |  | - |  | SPCT 50/ 30 80/5 A VA 1 CL 1-CU-ROHS Select Controls |  | - |  |  | 50Hz~60Hz |  |  | - | 50mm*43mm*75mm |  |  | DIN rail mounting | [9 empty] | On sale | 80A |  |  | Compliant | boxed | [6 empty] | - |  |  |  | 76 | https://www.unikeyic.com/media/datasheet/ac/50/081b/ac50081b013a68bffcb1cdd6c772a5b3.pdf | https://www.unikeyic.com/products/current-transformers/spct-50-30-80-5-a-va-1-cl-1-cu-rohs/27769056.html
SPCT 62/ 40 150/5 A VA 3 CL 1-CU-ROHS | Select Controls | 1: 17.4312 5: 15.8544 10: 15.2701 25: 14.5718 50: 14.0938 100: 13.6556 500: 12.7726 | Current Transformer 150:5 150A 50Hz-60Hz DIN Rail Mount 62mm × 46mm × 80.5mm | [5 empty] | 150 A | 150:5 |  | - |  | - |  |  |  |  | 50Hz ~ 60Hz | 3.169" (80.50mm) |  |  |  | Not Applicable |  | DIN Rail | [6 empty] | Box |  |  |  |  | 15954422 |  |  |  |  | SPCT | 2.441" L x 1.811" W (62.00mm x 46.00mm) |  | Terminal Block |  | - |  | - | 3 | https://www.unikeyic.com/media/datasheet/ac/50/081b/ac50081b013a68bffcb1cdd6c772a5b3.pdf | https://www.unikeyic.com/products/current-transformers/spct-62-40-150-5-a-va-3-cl-1-cu-rohs/24234943.html
SPCT 62/30 75/5 A VA 1 CL 3-CU-ROHS | Select Controls | 1: 20.0124 5: 18.232 10: 17.5717 25: 16.7826 50: 16.2427 | 75A 50Hz~60Hz 75:5 DIN Rail Mount 62mm × 46mm × 80.5mm |  |  | 75:5 |  |  |  |  | - |  | SPCT 62/30 75/5 A VA 1 CL 3-CU-ROHS Select Controls |  | - |  |  | 50Hz~60Hz |  |  | - | 62mm*46mm*80.5mm |  |  | DIN rail mounting | [9 empty] | On sale | 75A |  |  | Compliant | boxed | [6 empty] | - |  |  |  | 71 | https://www.unikeyic.com/media/datasheet/ac/50/081b/ac50081b013a68bffcb1cdd6c772a5b3.pdf | https://www.unikeyic.com/products/current-transformers/spct-62-30-75-5-a-va-1-cl-3-cu-rohs/28256620.html
T60404E4624X501 | VACUUMSCHMELZE | 1: 9.9144 10: 8.842 30: 8.3704 60: 8.0851 120: 7.8092 270: 7.4979 510: 7.2622 1,020: 7.0135 | Transformer 1:2500 60A 3H 50Hz 55Ω 2500:1 TH 31mm × 14mm × 31.5mm | [5 empty] | 60 A | 2500:1 |  | 55Ohm |  | - |  |  |  |  | 50Hz | 1.240" (31.50mm) | 3 H |  |  | 1 (Unlimited) |  | Through Hole | [6 empty] | Box |  |  |  |  | 12532109 |  |  |  |  | - | 1.220" L x 0.551" W (31.00mm x 14.00mm) |  | PC Pin |  | 1:2500 |  |  | 2231 | https://www.unikeyic.com/media/datasheet/17/c3/d62c/17/cf8a85a77883fb9ef006549f9c47866b.pdf | https://www.unikeyic.com/products/current-transformers/t60404e4624x501/23683899.html
T60404E4626X501 | VACUUMSCHMELZE | 1: 8.7313 10: 7.7932 25: 7.4458 50: 7.1925 100: 6.9473 250: 6.6354 500: 6.4085 1,000: 6.1891 | Transformer, 1:2500 100A 2.1H 50Hz 44Ω 2500:1 TH 34mm × 14mm × 34mm | [5 empty] | 100 A | 2500:1 |  | 44Ohm |  | - |  |  |  |  | 50Hz | 1.339" (34.00mm) | 2.1 H |  |  | 1 (Unlimited) |  | Through Hole | [6 empty] | Box | [9 empty] | - | 1.339" L x 0.551" W (34.00mm x 14.00mm) |  | PC Pin |  | 1:2500 |  |  | 1673 | https://www.unikeyic.com/media/datasheet/ff/63/3ce3/ff/4795e99d77dbada54c9a9b4f462590d7.pdf | https://www.unikeyic.com/products/current-transformers/t60404e4626x501/23625008.html
T60404E4626X502 | VACUUMSCHMELZE | 1: 5.933 10: 5.2961 30: 5.0151 60: 4.8451 120: 4.6803 270: 4.4941 510: 4.3532 1,020: 4.2044 | 1:2500 100A 102H 50Hz 41.7Ω 2500:1 TH 34mm × 14mm × 34mm | [5 empty] | 100 A | 2500:1 |  | 41.7Ohm |  | - |  |  |  |  | 50Hz | 1.339" (34.00mm) | 102 H |  |  | 1 (Unlimited) |  | Through Hole | [6 empty] | Box |  |  |  |  | 12530934 |  |  |  |  | - | 1.339" L x 0.551" W (34.00mm x 14.00mm) |  | PC Pin |  | 1:2500 |  |  | 3710 | https://www.unikeyic.com/media/datasheet/e9/e2/a1ff/e9/09f3a835bcc0d5fb8f7b95791d532193.pdf | https://www.unikeyic.com/products/current-transformers/t60404e4626x502/28126399.html
TLI4971A025T5E0001XUMA1 | Infineon Technologies | 1: 3.1646 10: 3.038 25: 2.8355 50: 2.8355 100: 2.7849 250: 2.7342 500: 2.7342 1,000: 2.7342 | Infineon Current Sensor IC, SMD, 8-Pin | ±3.45% |  |  | 25A | 25mA | [7 empty] | AC/DC | DC ~ 240kHz | [5 empty] | ±2.25% | 3 (168 Hours) |  | Surface Mount | 1 |  | -40°C ~ 105°C | Ratiometric, Voltage |  | 8-PowerTDFN |  | Unidirectional |  |  | 250ns |  |  |  | 48mV/A | Hall Effect, Open Loop | Automotive, AEC-Q100 | [5 empty] | 3.1V ~ 3.5V |  | 772 | https://www.unikeyic.com/media/pdf/OtherRelatedDocuments/infineon-technologies/72/36/323f/iaut300n08s5n011atma1/2025/12/Orderable-Part-Number-OPN-Translation-Table-Web.pdf | https://www.unikeyic.com/products/current-transformers/tli4971a025t5e0001xuma1/23862822.html
TT 100-SD | LEM | 1: 57.3402 5: 57.3402 | LEM Current Transformers, TTseries, 100A, 33.33 mA output, turns_ratio 100:1 | [6 empty] | - |  | - |  | - |  |  |  |  | 50/60Hz | 2.047" (52.00mm) |  |  |  | 1 (Unlimited) |  | - | [6 empty] | Bulk | [9 empty] | TT | 1.574" L x 1.122" W (40.50mm x 28.50mm) |  | PC Pin |  | - |  | 0.23 lb (104.33 g) | 414 | https://www.unikeyic.com/media/about_us/Unikey_ISO_9001_Certification.pdf | https://www.unikeyic.com/products/current-transformers/tt-100-sd/23781698.html
TT 50-SD | LEM | 1: 48.3339 5: 47.4708 10: 47.4708 | LEM Current Transformers, TTseries, 50A, 16.66 mA output, turns_ratio 50:1 | [6 empty] | - |  | - |  | - |  |  |  |  | 50/60Hz | 1.693" (43.00mm) |  |  |  | 1 (Unlimited) |  | - | [6 empty] | Bulk |  |  |  |  | 1815416 |  |  |  |  | TT | 1.280" L x 0.925" W (32.50mm x 23.50mm) |  | PC Pin |  | - |  | 0.177 lb (80.29 g) | 59 | https://www.unikeyic.com/media/datasheet/8a/b1/af16/8a/eb97548befa6612c01341eaa53e95634.pdf | https://www.unikeyic.com/products/current-transformers/tt-50-sd/23636526.html
USETR014AA0000 | KEMET | 1: 41.1667 5: 39.1067 10: 38.319 20: 36.8041 | KEMET Current Sensor, 2.25V Offset, PCB Mount, 10-Pin |  |  | - |  |  |  |  | - |  |  |  | - |  |  | - |  |  | - |  |  |  | PCBinstall, board mount | [10 empty] | - | [10 empty] | - |  |  |  | 11 | https://www.unikeyic.com/media/about_us/Unikey_ISO_9001_Certification.pdf | https://www.unikeyic.com/products/current-transformers/usetr014aa0000/250597312.html
USETR024AA0000 | KEMET | 1: 42.4043 5: 39.8666 10: 37.8706 | KEMET Current Sensor, 2.25V Offset, PCB Mount, 10-Pin |  |  | - |  |  |  |  | - |  |  |  | - |  |  | - |  |  | - |  |  |  | PCBinstall, board mount | [10 empty] | - | [10 empty] | - |  |  |  | 1 | https://www.unikeyic.com/media/about_us/Unikey_ISO_9001_Certification.pdf | https://www.unikeyic.com/products/current-transformers/usetr024aa0000/245376440.html
USETR054AA0000 | KEMET | 1: 42.4043 5: 39.8823 10: 38.6704 | KEMET Current Sensors, disorder2.25V, A printed circuit board, 6Pin |  |  | - |  |  |  |  | - |  |  |  | - |  |  | - |  |  | - |  |  |  | PCBinstall, board mount | [10 empty] | - | [10 empty] | - |  |  |  | 18 | https://www.unikeyic.com/media/about_us/Unikey_ISO_9001_Certification.pdf | https://www.unikeyic.com/products/current-transformers/usetr054aa0000/250438332.html
VST16/8EE-200S1C2 | TDK | 150: 9.4429 300: 9.1454 450: 8.9753 750: 8.765 1,050: 8.6288 | 1:100 40A 10mH 100:1 SMD 19.7mm × 17.5mm × 10.8mm |  |  | 100:1 |  |  |  |  | - |  | VST16/8EE-200S1C2 TDK |  | - |  |  | - |  |  | 10mH | 19.7mm*17.5mm*10.8mm |  |  | SMD mount | [10 empty] | 40A |  |  |  | Tape and reel packaging | [6 empty] | 1:100 |  |  |  | 590 | https://www.unikeyic.com/media/datasheet/39/ea/d224/39/5b2ceafbe21bb3c6c301eb17cb5ee849.pdf | https://www.unikeyic.com/products/current-transformers/vst16-8ee-200s1c2/697402866.html
VST16/8EE-201S1C2 | TDK | 150: 9.4429 300: 9.1454 450: 8.9753 750: 8.765 1,050: 8.6288 | 40A 42.2mH 1:200 200:1 SMD 19.7mm × 17.5mm × 10.8mm |  |  | 200:1 |  |  |  |  | - |  | VST16/8EE-201S1C2 TDK |  | - |  |  | - |  |  | 42.2mH | 19.7mm*17.5mm*10.8mm |  |  | SMD mount | [10 empty] | 40A |  |  |  | Tape and reel packaging | [6 empty] | 1:200 |  |  |  | 548 | https://www.unikeyic.com/media/datasheet/39/ea/d224/39/5b2ceafbe21bb3c6c301eb17cb5ee849.pdf | https://www.unikeyic.com/products/current-transformers/vst16-8ee-201s1c2/697363699.html
XM02-175051S000000 | Sifam Tinsley | 1: 14.3318 5: 13.5476 10: 12.9201 | Sifam Tinsley Current Transformer, Omega XMER Series, 80:5 Ratio, Base Mount |  |  | 80:5 |  |  |  |  | - |  | XM02-175051S000000 Sifam Tinsley |  | - |  |  | - |  |  | - | 45mm*40mm*65mm |  |  | SMD mount | [10 empty] | - | [10 empty] | 80:5 |  |  |  | 2 | https://www.unikeyic.com/media/datasheet/b3/4a/db98/b3/a498767bed08696d00753caaf0d8f613.pdf | https://www.unikeyic.com/products/current-transformers/xm02-175051s000000/28154133.html
XM02-185071S000000 | Sifam Tinsley | 1: 12.8967 5: 12.1387 10: 11.6262 | Sifam Tinsley Current Transformer, Omega XMER Series, 100:5 Ratio, Base Mount |  |  | 100:5 |  |  |  |  | - |  | XM02-185071S000000 Sifam Tinsley |  | - |  |  | - |  |  | - | 45mm*40mm*65mm |  |  | SMD mount | [10 empty] | - | [10 empty] | 100:5 |  |  |  | 2 | https://www.unikeyic.com/media/datasheet/76/88/5393/76/946d967770afec76db848531e2c324e8.pdf | https://www.unikeyic.com/products/current-transformers/xm02-185071s000000/23538636.html
XM02-225071S000000 | Sifam Tinsley | 1: 13.7131 5: 12.9013 10: 12.3638 | Sifam Tinsley Current Transformers, Omega XMERseries, turns_ratio 150:5, Base mounted type |  |  | 150:5 |  |  |  |  | - |  | XM02-225071S000000 Sifam Tinsley |  | - |  |  | - |  |  | - | 45mm*40mm*65mm |  |  | SMD mount | [10 empty] | - | [10 empty] | 150:5 |  |  |  | 1 | https://www.unikeyic.com/media/datasheet/9e/73/e7bc/9e/735261fae1d2aa20d4ef0955600fbb91.pdf | https://www.unikeyic.com/products/current-transformers/xm02-225071s000000/28198064.html
XM07-175031S000000 | Sifam Tinsley | 1: 12.7692 | Sifam Tinsley Current Transformer, Omega XMER Series, 80A, 5A Output, 80:5 Ratio |  |  | 80:5 |  |  |  |  | - |  | XM07-175031S000000 Sifam Tinsley |  | - |  |  | - |  |  | - | 50mm*50mm*70mm |  |  | DINRail installation, wall mount, wire mounting | [10 empty] | - | [10 empty] | 80:5 |  |  |  | 2 | https://www.unikeyic.com/media/datasheet/a3/54/33aa/a3/51cf615da8ca53e70dca34628a9a560a.pdf | https://www.unikeyic.com/products/current-transformers/xm07-175031s000000/27893061.html
XM07-185051S000000 | Sifam Tinsley | 1: 11.4935 | Sifam Tinsley Current Transformer, Omega Series, 100A, 5A Output, 100:5 Ratio, Window Type |  |  | 100:5 |  |  |  |  | - |  |  |  | - |  |  | - |  |  | - | 50mm*50mm*70mm |  |  | DINRail installation, wall mount, wire mounting | [10 empty] | - | [10 empty] | 100:5 |  |  |  | 8 | https://www.unikeyic.com/media/about_us/Unikey_ISO_9001_Certification.pdf | https://www.unikeyic.com/products/current-transformers/xm07-185051s000000/23465506.html
XM07-275081S000000 | Sifam Tinsley | 1: 12.1569 | Sifam Tinsley Current Transformers, Omegaseries, 250A, 5 Aoutput, turns_ratio 250:5 |  |  | 250:5 |  |  |  |  | - |  | XM07-275081S000000 Sifam Tinsley |  | - |  |  | - |  |  | - | 50mm*50mm*70mm |  |  | DINRail installation, wall mount, wire mounting | [10 empty] | - | [10 empty] | 250:5 |  |  |  | 25 | https://www.unikeyic.com/media/datasheet/59/28/66f9/59/c5d24749e5022b97a0ceb069b5a57b43.pdf | https://www.unikeyic.com/products/current-transformers/xm07-275081s000000/24153473.html
XM07-315091S000000 | Sifam Tinsley | 1: 13.4835 | Sifam Tinsley Current Transformer, Omega Series, 400A, 5A Output, 400:5 Turns Ratio |  |  | 400:5 |  |  |  |  | - |  |  |  | - |  |  | - |  |  | - | 50mm*50mm*70mm |  |  | DINRail installation, wall mount, wire mounting | [10 empty] | - | [10 empty] | 400:5 |  |  |  | 9 | https://www.unikeyic.com/media/about_us/Unikey_ISO_9001_Certification.pdf | https://www.unikeyic.com/products/current-transformers/xm07-315091s000000/28033950.html
XM13-245071S000000 | Sifam Tinsley | 1: 15.346 5: 14.514 10: 13.8389 | Sifam Tinsley Current Transformer, Omega XMER Series, 200:5 Ratio, Base Mount |  |  | 200:5 |  |  |  |  | - |  | XM13-245071S000000 Sifam Tinsley |  | - |  |  | - |  |  | - | 62mm*40mm*78mm |  |  | SMD mount | [10 empty] | - | [10 empty] | 200:5 |  |  |  | 8 | https://www.unikeyic.com/media/datasheet/9d/1a/e07e/9d/687c573bb20ae1adc18963eb66f0617f.pdf | https://www.unikeyic.com/products/current-transformers/xm13-245071s000000/23920136.html
XM13-285081S000000 | Sifam Tinsley | 1: 15.346 5: 14.439 10: 13.8389 | Sifam Tinsley Current Transformer, Omega XMER Series, 300:5 Ratio, Base Mount |  |  | 300:5 |  |  |  |  | - |  | XM13-285081S000000 Sifam Tinsley |  | - |  |  | - |  |  | - | 62mm*40mm*78mm |  |  | SMD mount | [10 empty] | - | [10 empty] | 300:5 |  |  |  | 2 | https://www.unikeyic.com/media/datasheet/e3/21/0d26/e3/cd986fd4af81fcc2126c2742099d0776.pdf | https://www.unikeyic.com/products/current-transformers/xm13-285081s000000/23519755.html
XM19-285111S000000 | Sifam Tinsley | 1: 27.1903 5: 26.4277 10: 25.3401 | Sifam Tinsley Current Transformer, Omega XMER Series, 300:5 Ratio, Base Mount |  |  | 300:5 |  |  |  |  | - |  | XM19-285111S000000 Sifam Tinsley |  | - |  |  | - |  |  | - | 86mm*45mm*110mm |  |  | SMD mount | [10 empty] | - | [10 empty] | 300:5 |  |  |  | 11 | https://www.unikeyic.com/media/datasheet/79/dc/7caf/79/5fdab1967750a8253bdf67ad538ec844.pdf | https://www.unikeyic.com/products/current-transformers/xm19-285111s000000/28161504.html
XM19-335141S000000 | Sifam Tinsley | 1: 27.1903 5: 26.1027 10: 25.015 | Sifam Tinsley Current Transformer, Omega XMER Series, 600:5 Ratio, Base Mount |  |  | 600:5 |  |  |  |  | - |  | XM19-335141S000000 Sifam Tinsley |  | - |  |  | - |  |  | - | 86mm*45mm*110mm |  |  | SMD mount | [10 empty] | - | [10 empty] | 600:5 |  |  |  | 7 | https://www.unikeyic.com/media/datasheet/98/56/ec30/98/6b6e8fb77fcc5f3b443011ab75a57329.pdf | https://www.unikeyic.com/products/current-transformers/xm19-335141s000000/23931444.html
XM19-365141S000000 | Sifam Tinsley | 1: 31.1119 5: 30.0243 10: 28.6229 | Sifam Tinsley Current Transformers, Omega XMERseries, turns_ratio 750:5, Base mounted type |  |  | 750:5 |  |  |  |  | - |  | XM19-365141S000000 Sifam Tinsley |  | - |  |  | - |  |  | - | 86mm*45mm*110mm |  |  | SMD mount | [10 empty] | - | [10 empty] | 750:5 |  |  |  | 5 | https://www.unikeyic.com/media/datasheet/a6/e3/56f1/a6/669da0a5caf7cacbbdd805807b99a8c4.pdf | https://www.unikeyic.com/products/current-transformers/xm19-365141s000000/23826187.html
XM19-375151S000000 | Sifam Tinsley | 1: 28.0029 5: 26.8777 10: 25.7651 | Sifam Tinsley Current Transformer, Omega XMER Series, 800:5 Turns Ratio, Base Mount |  |  | 800:5 |  |  |  |  | - |  | XM19-375151S000000 Sifam Tinsley |  | - |  |  | - |  |  | - | 86mm*45mm*40mm |  |  | DINRail installation, wall mount, wire mounting | [10 empty] | - | [10 empty] | 800:5 |  |  |  | 2 | https://www.unikeyic.com/media/datasheet/70/4c/fc5a/70/0a496d016ae1d1ee1249b939ae36f9ff.pdf | https://www.unikeyic.com/products/current-transformers/xm19-375151s000000/24096840.html
XM19-395151S000000 | Sifam Tinsley | 1: 28.4779 5: 27.3403 10: 26.2027 | Sifam Tinsley Current Transformer, Omega XMER Series, 1000:5 Ratio, Base Mount |  |  | 1000:5 |  |  |  |  | - |  | XM19-395151S000000 Sifam Tinsley |  | - |  |  | - |  |  | - | 86mm*45mm*110mm |  |  | SMD mount | [10 empty] | - | [10 empty] | 1000:5 |  |  |  | 2 | https://www.unikeyic.com/media/datasheet/cc/34/4ba9/cc/3ddcbc09b67f6541b18e0f5a589a1e6d.pdf | https://www.unikeyic.com/products/current-transformers/xm19-395151s000000/28255421.html
XM20-335131S000000 | Sifam Tinsley | 1: 28.6404 5: 27.4903 10: 26.3527 | Sifam Tinsley Current Transformer, Omega XMER Series, 600:5 Ratio, Base Mount |  |  | 600:5 |  |  |  |  | - |  | XM20-335131S000000 Sifam Tinsley |  | - |  |  | - |  |  | - | 86mm*45mm*110mm |  |  | SMD mount | [10 empty] | - | [10 empty] | 600:5 |  |  |  | 5 | https://www.unikeyic.com/media/datasheet/95/2e/03e2/95/57d837ba1674d3971c550c0fc85411d1.pdf | https://www.unikeyic.com/products/current-transformers/xm20-335131s000000/27751026.html
XM20-375141S000000 | Sifam Tinsley | 1: 28.6404 5: 27.4903 10: 26.3527 | Sifam Tinsley Current Transformer, Omega XMER Series, 800:5 Turns Ratio, Base Mount |  |  | 800:5 |  |  |  |  | - |  | XM20-375141S000000 Sifam Tinsley |  | - |  |  | - |  |  | - | 86mm*45mm*110mm |  |  | SMD mount | [10 empty] | - | [10 empty] | 800:5 |  |  |  | 2 | https://www.unikeyic.com/media/datasheet/40/cb/ad5b/40/ec7838e8c9841b916a1b35c614c8afd2.pdf | https://www.unikeyic.com/products/current-transformers/xm20-375141s000000/28159540.html
XM20-395141S000000 | Sifam Tinsley | 1: 28.6404 5: 27.4903 10: 26.3527 | Sifam Tinsley Current Transformer, Omega XMER Series, 1000:5 Ratio, Bracket Mount |  |  | 1000:5 |  |  |  |  | - |  | XM20-395141S000000 Sifam Tinsley |  | - |  |  | - |  |  | - | 86mm*45mm*110mm |  |  | SMD mount | [10 empty] | - | [10 empty] | 1000:5 |  |  |  | 2 | https://www.unikeyic.com/media/datasheet/e8/bb/9731/e8/f0f50c83e39c49ccbb0b81b2cdcd7863.pdf | https://www.unikeyic.com/products/current-transformers/xm20-395141s000000/23740117.html
XM22-375131S000000 | Sifam Tinsley | 1: 30.8067 | Sifam Tinsley Current Transformer, Omega Series, 800A, 5A Output, 800:5 Ratio |  |  | 800:5 |  |  |  |  | - |  | XM22-375131S000000 Sifam Tinsley |  | - |  |  | - |  |  | - | 104mm*45mm*45mm |  |  | DINRail installation, wall mount, wire mounting | [10 empty] | - | [10 empty] | 800:5 |  |  |  | 4 | https://www.unikeyic.com/media/datasheet/03/2e/eed1/03/5462fd6e412c50e487953ff418d15bb8.pdf | https://www.unikeyic.com/products/current-transformers/xm22-375131s000000/24094592.html
XM22-395141S000000 | Sifam Tinsley | 1: 31.4573 | Sifam Tinsley Current Transformer, Omega Series, 1000A Input, 5A Output, 1000:5 Ratio |  |  | 1000:5 |  |  |  |  | - |  | XM22-395141S000000 Sifam Tinsley |  | - |  |  | - |  |  | - | 104mm*45mm*45mm |  |  | DINRail installation, wall mount, wire mounting | [10 empty] | - | [10 empty] | 1000:5 |  |  |  | 3 | https://www.unikeyic.com/media/datasheet/c1/85/2aba/c1/125578cf8a689e8699332f631260f960.pdf | https://www.unikeyic.com/products/current-transformers/xm22-395141s000000/27979215.html
XM22-435151S000000 | Sifam Tinsley | 1: 38.0842 | Sifam Tinsley Current Transformer, Omega Series, 1600A, 5 A Output, 1600:5 Ratio |  |  | 1600:5 |  |  |  |  | - |  | XM22-435151S000000 Sifam Tinsley |  | - |  |  | - |  |  | - | 104mm*45mm*45mm |  |  | DINRail installation, wall mount, wire mounting | [10 empty] | - | [10 empty] | 1600:5 |  |  |  | 5 | https://www.unikeyic.com/media/datasheet/1e/b1/9fab/1e/39f7fdf2729fe9ab3f1f86366380057d.pdf | https://www.unikeyic.com/products/current-transformers/xm22-435151s000000/24059135.html
XM22-445151S000000 | Sifam Tinsley | 1: 36.3047 | Sifam Tinsley Current Transformer, Omega Series, 2000A, 5A Output, Turns Ratio 2000:5 |  |  | 2000:5 |  |  |  |  | - |  | XM22-445151S000000 Sifam Tinsley |  | - |  |  | - |  |  | - | 126mm*45mm*45mm |  |  | DINRail installation, wall mount, wire mounting | [10 empty] | - | [10 empty] | 2000:5 |  |  |  | 10 | https://www.unikeyic.com/media/datasheet/be/b8/d3ae/be/ea22f1440b540e1da6211b586acfd600.pdf | https://www.unikeyic.com/products/current-transformers/xm22-445151s000000/23745261.html
XM24-375141S000000 | Sifam Tinsley | 1: 34.5535 5: 33.1659 10: 31.7907 | Sifam Tinsley Current Transformer, Omega XMER Series, 800:5 Turns Ratio, Base Mount |  |  | 800:5 |  |  |  |  | - |  | XM24-375141S000000 Sifam Tinsley |  | - |  |  | - |  |  | - | 140mm*45mm*155mm |  |  | SMD mount | [10 empty] | - | [10 empty] | 800:5 |  |  |  | 1 | https://www.unikeyic.com/media/datasheet/08/b0/a9d8/08/ea8a739df5531cb31c25cc8a81538c22.pdf | https://www.unikeyic.com/products/current-transformers/xm24-375141s000000/24161243.html
XM24-395135S000000 | Sifam Tinsley | 1: 40.5254 5: 38.904 10: 36.1425 | Sifam Tinsley Current Transformer, Omega XMER Series, 1000:5 Ratio, Base Mount |  |  | 1000:5 |  |  |  |  | - |  |  |  | - |  |  | - |  |  | - | 140mm*45mm*155mm |  |  | SMD mount | [10 empty] | - | [10 empty] | 1000:5 |  |  |  | 1 | https://www.unikeyic.com/media/about_us/Unikey_ISO_9001_Certification.pdf | https://www.unikeyic.com/products/current-transformers/xm24-395135s000000/9229343.html
XN25-145011S000000 | Sifam Tinsley | 1: 43.882 | Sifam Tinsley Current Transformer, Omega Series, 60A, 5A Output, 60:5 Turns Ratio, Base Mount for MCCB |  |  | 60:5 |  |  |  |  | - |  |  |  | - |  |  | - |  |  | - | 75mm*60mm*87.5mm |  |  | DINRail installation, Through hole mounting | [10 empty] | - | [10 empty] | 60:5 |  |  |  | 17 | https://www.unikeyic.com/media/about_us/Unikey_ISO_9001_Certification.pdf | https://www.unikeyic.com/products/current-transformers/xn25-145011s000000/24159948.html
XN25-185031S000000 | Sifam Tinsley | 1: 38.907 | Sifam Tinsley Omega Series Current Transformer, 100A, 5A Output, 100:5 Turns Ratio, Base Mount, For MCCB |  |  | 100:5 |  |  |  |  | - |  | XN25-185031S000000 Sifam Tinsley |  | - |  |  | - |  |  | - | 75mm*60mm*87.5mm |  |  | DINRail installation, Through hole mounting | [10 empty] | - | [10 empty] | 100:5 |  |  |  | 2 | https://www.unikeyic.com/media/datasheet/fc/11/5d59/fc/84ef14854c35f64817f60b709f40936b.pdf | https://www.unikeyic.com/products/current-transformers/xn25-185031s000000/23937016.html
XN25-205031S000000 | Sifam Tinsley | 1: 41.7211 | Sifam Tinsley Current Transformer, Omega Series, 125A, 5A Output, 125:5 Ratio, Base Mount for MCCB |  |  | 125:5 |  |  |  |  | - |  | XN25-205031S000000 Sifam Tinsley |  | - |  |  | - |  |  | - | 75mm*60mm*87.5mm |  |  | DINRail installation, Through hole mounting | [10 empty] | - | [10 empty] | 125:5 |  |  |  | 1 | https://www.unikeyic.com/media/datasheet/9c/9f/3a6d/9c/75b8bc4abb996809bc065579c1460474.pdf | https://www.unikeyic.com/products/current-transformers/xn25-205031s000000/28147111.html
XN25-225031S000000 | Sifam Tinsley | 1: 38.3075 | Sifam Tinsley Current Transformer, Omega Series, 150A, 5A Output, 150:5 Ratio, Base Mount, For MCCB |  |  | 150:5 |  |  |  |  | - |  | XN25-225031S000000 Sifam Tinsley |  | - |  |  | - |  |  | - | 75mm*60mm*87.5mm |  |  | DINRail installation, Through hole mounting | [10 empty] | - | [10 empty] | 150:5 |  |  |  | 5 | https://www.unikeyic.com/media/datasheet/62/65/d0de/62/49652f1bdd325dd482c129ecfcc3669f.pdf | https://www.unikeyic.com/products/current-transformers/xn25-225031s000000/27983967.html
XN25-235031S000000 | Sifam Tinsley | 1: 37.5549 | Sifam Tinsley Current Transformer, Omega Series, 160A, 5A Output, 160:5 Ratio, Base Mount, For MCCB |  |  | 160:5 |  |  |  |  | - |  | XN25-235031S000000 Sifam Tinsley |  | - |  |  | - |  |  | - | 75mm*60mm*87.5mm |  |  | DINRail installation, Through hole mounting | [10 empty] | - | [10 empty] | 160:5 |  |  |  | 5 | https://www.unikeyic.com/media/datasheet/1c/55/e828/1c/0653ae7b7e35e3c5609fe660ec1434f2.pdf | https://www.unikeyic.com/products/current-transformers/xn25-235031s000000/27858220.html
XN35-145031S000000 | Sifam Tinsley | 1: 32.9115 | Sifam Tinsley Current Transformer, Omega Series, 60A, 5A Output, 60:5 Turns Ratio, Base Mount for MCCB |  |  | 60:5 |  |  |  |  | - |  | XN35-145031S000000 Sifam Tinsley |  | - |  |  | - |  |  | - | 105mm*38mm*87.5mm |  |  | DINRail installation, Through hole mounting | [10 empty] | - | [10 empty] | 60:5 |  |  |  | 13 | https://www.unikeyic.com/media/datasheet/ea/ba/b810/ea/710b8c9f0f06edbb43615e99ff4e00fe.pdf | https://www.unikeyic.com/products/current-transformers/xn35-145031s000000/27973214.html
XN35-205031S000000 | Sifam Tinsley | 1: 28.3065 | Sifam Tinsley Current Transformer, Omega Series, 125A, 5A Output, 125:5 Ratio, Base Mount for MCCB |  |  | 125:5 |  |  |  |  | - |  |  |  | - |  |  | - |  |  | - | 105mm*38mm*87.5mm |  |  | DINRail installation, Through hole mounting | [10 empty] | - | [10 empty] | 125:5 |  |  |  | 8 | https://www.unikeyic.com/media/about_us/Unikey_ISO_9001_Certification.pdf | https://www.unikeyic.com/products/current-transformers/xn35-205031s000000/23724068.html
XN35-245031S000000 | Sifam Tinsley | 1: 28.3065 | Sifam Tinsley Current Transformers, Omegaseries, 200A, 5 Aoutput, turns_ratio 200:5, Base mounted type, Used forMCCB |  |  | 200:5 |  |  |  |  | - |  | XN35-245031S000000 Sifam Tinsley |  | - |  |  | - |  |  | - | 105mm*38mm*87.5mm |  |  | DINRail installation, Through hole mounting | [10 empty] | - | [10 empty] | 200:5 |  |  |  | 4 | https://www.unikeyic.com/media/datasheet/b3/4d/9887/b3/456fc22b964dda385f9762d60b8c3fef.pdf | https://www.unikeyic.com/products/current-transformers/xn35-245031s000000/24219270.html
XN35-275031S000000 | Sifam Tinsley | 1: 28.3065 | Sifam Tinsley Current Transformer, Omega Series, 250A, 5A Output, 250:5 Ratio, Base Mount, For MCCB |  |  | 250:5 |  |  |  |  | - |  | XN35-275031S000000 Sifam Tinsley |  | - |  |  | - |  |  | - | 105mm*38mm*87.5mm |  |  | DINRail installation, Through hole mounting | [10 empty] | - | [10 empty] | 250:5 |  |  |  | 3 | https://www.unikeyic.com/media/datasheet/67/db/9007/67/b562b9b3cf739540e429a52566024bc1.pdf | https://www.unikeyic.com/products/current-transformers/xn35-275031s000000/23740068.html
XN45-275031S000000 | Sifam Tinsley | 1: 37.5804 | Sifam Tinsley Current Transformer, Omega Series, 250A, 5A Output, 250:5 Ratio, Base Mount, For MCCB |  |  | 250:5 |  |  |  |  | - |  | XN45-275031S000000 Sifam Tinsley |  | - |  |  | - |  |  | - | 141mm*38mm*102.5mm |  |  | DINRail installation, Through hole mounting | [10 empty] | - | [10 empty] | 250:5 |  |  |  | 5 | https://www.unikeyic.com/media/datasheet/68/f1/12b7/68/680aaf90f1f9168d0e3c8a776c675fb4.pdf | https://www.unikeyic.com/products/current-transformers/xn45-275031s000000/24095500.html
XN45-315051S000000 | Sifam Tinsley | 1: 33.2942 | Sifam Tinsley Current Transformers, Omegaseries, 400A, 5 Aoutput, turns_ratio 400:5, Base mounted type, Used forMCCB |  |  | 400:5 |  |  |  |  | - |  | XN45-315051S000000 Sifam Tinsley |  | - |  |  | - |  |  | - | 141mm*38mm*102.5mm |  |  | DINRail installation, Through hole mounting | [10 empty] | - | [10 empty] | 400:5 |  |  |  | 4 | https://www.unikeyic.com/media/datasheet/c6/c7/38e0/c6/9b27248beb42089eefa688112d561e5e.pdf | https://www.unikeyic.com/products/current-transformers/xn45-315051s000000/24236171.html
XN45-335051S000000 | Sifam Tinsley | 1: 33.2942 | Sifam Tinsley Current Transformers, Omegaseries, 600A, 5 Aoutput, turns_ratio 600:5, Base mounted type, Used forMCCB |  |  | 600:5 |  |  |  |  | - |  | XN45-335051S000000 Sifam Tinsley |  | - |  |  | - |  |  | - | 141mm*38mm*102.5mm |  |  | DINRail installation, Through hole mounting | [10 empty] | - | [10 empty] | 600:5 |  |  |  | 4 | https://www.unikeyic.com/media/datasheet/89/08/e142/89/340a119dd4691766107464904f69acf3.pdf | https://www.unikeyic.com/products/current-transformers/xn45-335051s000000/24217970.html
XN45-345051S000000 | Sifam Tinsley | 1: 33.2942 | Sifam Tinsley Current Transformer, Omega Series, 630A, 5A Output, 630:5 Ratio, Base Mount, For MCCB |  |  | 630:5 |  |  |  |  | - |  | XN45-345051S000000 Sifam Tinsley |  | - |  |  | - |  |  | - | 141mm*38mm*102.5mm |  |  | DINRail installation, Through hole mounting | [10 empty] | - | [10 empty] | 630:5 |  |  |  | 5 | https://www.unikeyic.com/media/datasheet/89/30/f1d5/89/f31f91439b3f621f2118a00432e84389.pdf | https://www.unikeyic.com/products/current-transformers/xn45-345051s000000/28317116.html
XS01-185031S000000 | Sifam Tinsley | 1: 56.7788 | Sifam Tinsley Current Transformers, Omega10series, turns_ratio 100:5, Clamp mounting type |  |  | 100:5 |  |  |  |  | - |  | XS01-185031S000000 Sifam Tinsley |  | - |  |  | - |  |  | - | 93mm*40mm*106mm |  |  | wire mounting, free hanging, Through hole mounting | [9 empty] | On sale | - |  |  | Compliant | [7 empty] | 100:5 |  |  |  | 5 | https://www.unikeyic.com/media/datasheet/84/b2/74e1/84/c807a4c79b4f4d35ed683e617319bad8.pdf | https://www.unikeyic.com/products/current-transformers/xs01-185031s000000/23685311.html
XS01-225221S 000000 | Sifam Tinsley | 1: 40.8077 | Sifam Tinsley Current Transformers, Omega10series, turns_ratio 150:5, Clamp mounting type |  |  | 150:5 |  |  |  |  | - |  | XS01-225221S 000000 Sifam Tinsley |  | - |  |  | - |  |  | - | 93mm*40mm*106mm |  |  | SMD mount | [10 empty] | - | [10 empty] | 150:5 |  |  |  | 6 | https://www.unikeyic.com/media/datasheet/54/66/c8e5/54/962670120a62e78f332d1060df3b9133.pdf | https://www.unikeyic.com/products/current-transformers/xs01-225221s-000000/23969338.html
XS01-245051S 000000 | Sifam Tinsley | 1: 43.9586 | Sifam Tinsley Current Transformer, Omega10 Series, 200:5 Ratio, Clamp Mount |  |  | 200:5 |  |  |  |  | - |  | XS01-245051S 000000 Sifam Tinsley |  | - |  |  | - |  |  | - | 93mm*40mm*106mm |  |  | SMD mount | [10 empty] | - | [10 empty] | 200:5 |  |  |  | 6 | https://www.unikeyic.com/media/datasheet/ec/8d/6ed2/ec/11ef4b0daa903dcc11e56dd2b7740cf7.pdf | https://www.unikeyic.com/products/current-transformers/xs01-245051s-000000/24256608.html
XS01-275071S 000000 | Sifam Tinsley |  | Sifam Tinsley Current Transformer, Omega Series, 250A, 5A Output, 250:5 Ratio, Base Mount |  |  | 250:5 |  |  |  |  | - |  | XS01-275071S 000000 Sifam Tinsley |  | - |  |  | - |  |  | - | 106mm(Length)*40mm(height) |  |  | public mounting |  |  | 20℃~70℃ | [7 empty] | - | [10 empty] | 250:5 |  |  |  |  | https://www.unikeyic.com/media/datasheet/0b/cf/8bf4/0b/004ff80de63587934ac617abef7fcb04.pdf | https://www.unikeyic.com/products/current-transformers/xs01-275071s-000000/23470776.html
XS02-275015S 000000 | Sifam Tinsley | 1: 55.3883 | Sifam Tinsley Current Transformers, Omega10series, turns_ratio 250:5, Clamp mounting type |  |  | 250:5 |  |  |  |  | - |  | XS02-275015S 000000 Sifam Tinsley |  | - |  |  | - |  |  | - | 125mm*40mm*158mm |  |  | SMD mount | [10 empty] | - | [10 empty] | 250:5 |  |  |  | 35 | https://www.unikeyic.com/media/datasheet/b2/ae/10dd/b2/8eb6f699df546aa8c2f91278b5bf3764.pdf | https://www.unikeyic.com/products/current-transformers/xs02-275015s-000000/24021768.html
XS02-285055S 000000 | Sifam Tinsley | 1: 55.3883 | Sifam Tinsley Current Transformers, Omega10series, turns_ratio 300:5, Clamp mounting type |  |  | 300:5 |  |  |  |  | - |  | XS02-285055S 000000 Sifam Tinsley |  | - |  |  | - |  |  | - | 125mm*40mm*158mm |  |  | SMD mount | [10 empty] | - | [10 empty] | 300:5 |  |  |  | 10 | https://www.unikeyic.com/media/datasheet/d1/fa/04d7/d1/2cda22572957282738d525a934505aec.pdf | https://www.unikeyic.com/products/current-transformers/xs02-285055s-000000/28328471.html
XS02-315055S 000000 | Sifam Tinsley | 1: 55.3883 | Sifam Tinsley Current Transformer, Omega10 Series, 400:5 Ratio, Clamp Mount |  |  | 400:5 |  |  |  |  | - |  | XS02-315055S 000000 Sifam Tinsley |  | - |  |  | - |  |  | - | 158mm*40mm*40mm |  |  | SMD mount |  |  | 20℃~70℃ | [7 empty] | - | [10 empty] | 400:5 |  |  |  | 27 | https://www.unikeyic.com/media/datasheet/db/79/232d/db/a2bff43f15e33bfb08d23eb586622d09.pdf | https://www.unikeyic.com/products/current-transformers/xs02-315055s-000000/28121052.html
XS02-325075S 000000 | Sifam Tinsley | 1: 61.0522 | Sifam Tinsley Current Transformers, Omega10series, turns_ratio 500:5, Clamp mounting type |  |  | 500:5 |  |  |  |  | - |  | XS02-325075S 000000 Sifam Tinsley |  | - |  |  | - |  |  | - | 125mm*40mm*158mm |  |  | SMD mount | [10 empty] | - | [10 empty] | 500:5 |  |  |  | 11 | https://www.unikeyic.com/media/datasheet/ce/72/d255/ce/f72dfb308cd35867d955d04e6e3756ba.pdf | https://www.unikeyic.com/products/current-transformers/xs02-325075s-000000/28278628.html
XS02-335085S 000000 | Sifam Tinsley | 1: 64.828 | Sifam Tinsley Current Transformers, Omega10series, turns_ratio 600:5, Clamp mounting type |  |  | 600:5 |  |  |  |  | - |  | XS02-335085S 000000 Sifam Tinsley |  | - |  |  | - |  |  | - | 125mm*40mm*158mm |  |  | SMD mount | [10 empty] | - | [10 empty] | 600:5 |  |  |  | 26 | https://www.unikeyic.com/media/datasheet/46/5b/b10a/46/774578a885640f627b0c638ba0fbcb70.pdf | https://www.unikeyic.com/products/current-transformers/xs02-335085s-000000/23563541.html
XS02-375105S 000000 | Sifam Tinsley | 1: 55.7838 | Sifam Tinsley Current Transformer, Omega10 Series, 800:5 Ratio, Clamp Mount |  |  | 800:5 |  |  |  |  | - |  | XS02-375105S 000000 Sifam Tinsley |  | - |  |  | - |  |  | - | 125mm*40mm*158mm |  |  | SMD mount | [10 empty] | - | [10 empty] | 800:5 |  |  |  | 35 | https://www.unikeyic.com/media/datasheet/77/e1/2d74/77/7c745bd1d79cadb05cb945b25c21dcde.pdf | https://www.unikeyic.com/products/current-transformers/xs02-375105s-000000/24246594.html
XS03-375105S 000000 | Sifam Tinsley | 1: 86.1568 | Sifam Tinsley Current Transformer, Omega10 Series, 800:5 Ratio, Clamp Mount |  |  | 800:5 |  |  |  |  | - |  | XS03-375105S 000000 Sifam Tinsley |  | - |  |  | - |  |  | - | 155mm*40mm*198mm |  |  | SMD mount | [10 empty] | - | [10 empty] | 800:5 |  |  |  | 17 | https://www.unikeyic.com/media/datasheet/1d/c3/b863/1d/a3043852a1e5e0b1ffe9466102a11d9c.pdf | https://www.unikeyic.com/products/current-transformers/xs03-375105s-000000/24069010.html
XS03-395115S 000000 | Sifam Tinsley | 1: 108.8361 | Sifam Tinsley Current Transformer Omega10 Series 1000:5 Clamp Mount |  |  | 1000:5 |  |  |  |  | - |  | XS03-395115S 000000 Sifam Tinsley |  | - |  |  | - |  |  | - | 155mm*40mm*198mm |  |  | SMD mount | [10 empty] | - | [10 empty] | 1000:5 |  |  |  | 65 | https://www.unikeyic.com/media/datasheet/5d/39/682d/5d/85e74e6e1fb31f0b3b79c9ad1f6366b9.pdf | https://www.unikeyic.com/products/current-transformers/xs03-395115s-000000/23820131.html
XS03-405135S 000000 | Sifam Tinsley | 1: 81.5772 | Sifam Tinsley Current Transformers, Omega10series, turns_ratio 1200:5, Clamp mounting type |  |  | 1200:5 |  |  |  |  | - |  | XS03-405135S 000000 Sifam Tinsley |  | - |  |  | - |  |  | - | 155mm*40mm*198mm |  |  | SMD mount | [10 empty] | - | [10 empty] | 1200:5 |  |  |  | 13 | https://www.unikeyic.com/media/datasheet/a4/54/9f6a/a4/482d3ae4362d59e911b85b3a2ff0c9c3.pdf | https://www.unikeyic.com/products/current-transformers/xs03-405135s-000000/28218436.html
XS03-415135S 000000 | Sifam Tinsley | 1: 81.5772 | Sifam Tinsley Current Transformer, Omega10 Series, 1250:5 Ratio, Clamp Mount |  |  | 1250:5 |  |  |  |  | - |  | XS03-415135S 000000 Sifam Tinsley |  | - |  |  | - |  |  | - | 155mm*40mm*198mm |  |  | SMD mount | [10 empty] | - | [10 empty] | 1250:5 |  |  |  | 7 | https://www.unikeyic.com/media/datasheet/9a/b6/5899/9a/4be61af9cf6812c0bfd9c95f30672eaa.pdf | https://www.unikeyic.com/products/current-transformers/xs03-415135s-000000/23817475.html
XS04-445205S 000000 | Sifam Tinsley | 1: 138.7017 | Sifam Tinsley Current Transformer, Omega10 Series, 2000:5 Ratio, Clamp Mount |  |  | 2000:5 |  |  |  |  | - |  | XS04-445205S 000000 Sifam Tinsley |  | - |  |  | - |  |  | - | 195mm*64mm*245mm |  |  | SMD mount | [10 empty] | - | [10 empty] | 2000:5 |  |  |  | 2 | https://www.unikeyic.com/media/datasheet/77/39/38d8/77/88e516a6e37d22eb292cd095921e0baa.pdf | https://www.unikeyic.com/products/current-transformers/xs04-445205s-000000/23667759.html
XS04-465205S 000000 | Sifam Tinsley | 1: 138.7017 | Sifam Tinsley Current Transformer, Omega10 Series, 2500:5 Ratio, Clamp Mount |  |  | 2500:5 |  |  |  |  | - |  | XS04-465205S 000000 Sifam Tinsley |  | - |  |  | - |  |  | - | 195mm*64mm*245mm |  |  | SMD mount | [10 empty] | - | [10 empty] | 2500:5 |  |  |  | 12 | https://www.unikeyic.com/media/datasheet/c4/48/ddbf/c4/b6a96421633d28aa2907b6953c5d0507.pdf | https://www.unikeyic.com/products/current-transformers/xs04-465205s-000000/28047400.html
XS04-485155S 000000 | Sifam Tinsley | 1: 138.7017 | Sifam Tinsley Current Transformer, Omega10 Series, 3000:5 Ratio, Clamp Mount |  |  | 3000:5 |  |  |  |  | - |  | XS04-485155S 000000 Sifam Tinsley |  | - |  |  | - |  |  | - | 195mm*64mm*245mm |  |  | SMD mount | [10 empty] | - | [10 empty] | 3000:5 |  |  |  | 15 | https://www.unikeyic.com/media/datasheet/3e/4c/f365/3e/d69b74e2724fcc38dc616f0861fe73ed.pdf | https://www.unikeyic.com/products/current-transformers/xs04-485155s-000000/23697839.html
XW01-045081S000000 | Sifam Tinsley | 1: 20.2444 5: 19.2895 10: 18.4894 | Sifam Tinsley Current Transformers, Omega XMERseries, turns_ratio 5:5, Base mounted type |  |  | 5:5 |  |  |  |  | - |  | XW01-045081S000000 Sifam Tinsley |  | - |  |  | - |  |  | - | 62mm*40mm*78mm |  |  | SMD mount | [10 empty] | - | [10 empty] | 5:5 |  |  |  | 3 | https://www.unikeyic.com/media/datasheet/8e/8e/a376/8e/bca03136cabb22152ffeea2c0f45450f.pdf | https://www.unikeyic.com/products/current-transformers/xw01-045081s000000/23663980.html
XW01-065081S000000 | Sifam Tinsley | 1: 21.5838 5: 20.4021 10: 19.4645 | Sifam Tinsley Current Transformer Omega XMER Series 10:5 Ratio Base Mount |  |  | 10:5 |  |  |  |  | - |  | XW01-065081S000000 Sifam Tinsley |  | - |  |  | - |  |  | - | 62mm*40mm*78mm |  |  | SMD mount | [10 empty] | - | [10 empty] | 10:5 |  |  |  | 27 | https://www.unikeyic.com/media/datasheet/4d/e1/3cf0/4d/626d6deea64af94306e6514c2082d63c.pdf | https://www.unikeyic.com/products/current-transformers/xw01-065081s000000/23655164.html
XW01-075081S000000 | Sifam Tinsley | 1: 20.2444 5: 19.1394 10: 18.2519 | Sifam Tinsley Current Transformer, Omega XMER Series, 15:5 Ratio, Base Mount |  |  | 15:5 |  |  |  |  | - |  | XW01-075081S000000 Sifam Tinsley |  | - |  |  | - |  |  | - | 62mm*40mm*78mm |  |  | SMD mount | [10 empty] | - | [10 empty] | 15:5 |  |  |  | 5 | https://www.unikeyic.com/media/datasheet/17/bc/53cd/17/293f49bcf28fec7af6a30a97a3a6f529.pdf | https://www.unikeyic.com/products/current-transformers/xw01-075081s000000/24134038.html
XW01-085081S000000 | Sifam Tinsley | 1: 20.2444 5: 19.0519 10: 18.2519 | Sifam Tinsley Current Transformer, Omega XMER Series, 20:5 Ratio, Base Mount |  |  | 20:5 |  |  |  |  | - |  | XW01-085081S000000 Sifam Tinsley |  | - |  |  | - |  |  | - | 62mm*40mm*78mm |  |  | SMD mount | [10 empty] | - | [10 empty] | 20:5 |  |  |  | 2 | https://www.unikeyic.com/media/datasheet/dd/ba/8874/dd/df721ff08c3ee8f90ee3152519fef908.pdf | https://www.unikeyic.com/products/current-transformers/xw01-085081s000000/24101694.html
XW01-105081S000000 | Sifam Tinsley | 1: 22.4946 5: 21.1622 10: 20.2808 | Sifam Tinsley Current Transformer, Omega XMER Series, 30:5 Ratio, Bracket Mount |  |  | 30:5 |  |  |  |  | - |  | XW01-105081S000000 Sifam Tinsley |  | - |  |  | - |  |  | - | 62mm*40mm*78mm |  |  | SMD mount | [10 empty] | - | [10 empty] | 30:5 |  |  |  | 1 | https://www.unikeyic.com/media/datasheet/04/d7/f0c0/04/98263dbdd846a88533e3f988a265b8a3.pdf | https://www.unikeyic.com/products/current-transformers/xw01-105081s000000/27756207.html
ZMC05TA | DIODES | 1,000: 2.7961 | road |  |  | - |  |  |  |  | - |  | ZMC05TA DIODES |  | - |  |  | - |  |  | - | 1.6mm(height) |  |  | SMD mount |  |  | -25℃~125℃ |  |  | 8-SMD |  |  |  | Stop production | - |  |  | Compliant | Tape and reel packaging | [6 empty] | - |  |  |  | 2000 | https://www.unikeyic.com/media/datasheet/58/95/b447/5895b4471d93d7b8f1e32ad97cfb191c.pdf | https://www.unikeyic.com/products/current-transformers/zmc05ta/28059990.html
ZMCT116A | langxi | 486: 0.3942 972: 0.3876 1,458: 0.3778 |  |  |  | - |  |  |  |  | - |  |  |  | - |  |  | - |  |  | - | [14 empty] | - | [10 empty] | - |  |  |  | 11664 | https://www.unikeyic.com/media/about_us/Unikey_ISO_9001_Certification.pdf | https://www.unikeyic.com/products/current-transformers/zmct116a/1001061220.html
ZSCT5-88 | Littelfuse | 1: 447.4765 | 100:1 5A 50Hz~400Hz 5:0.05 Wire Mount, Free Hanging, TH, 145.42mm × 137.69mm × 134.12mm |  |  | 5:0.05 |  |  |  |  | - |  |  |  | - |  |  | 50Hz~400Hz |  |  | - | 145.42mm*137.69mm*134.12mm |  |  | wire mounting, free hanging, Through hole mounting |  |  | -40℃~55℃ | [6 empty] | On sale | 5A |  |  | Compliant | bulk | [6 empty] | 100:1 |  |  |  | 1 | https://www.unikeyic.com/media/about_us/Unikey_ISO_9001_Certification.pdf | https://www.unikeyic.com/products/current-transformers/zsct5-88/24003544.html