## Other Power Supplies
Part Number | Manufacturer | Price | Description | AC Voltage - Input | Accessory Type | Application Level | Applications | Base Product Number | Control Features | Current-Output 1 | Current - Output (Max) | DC Voltage - Input (Max) | DC Voltage - Input (Min) | Datasheet | Efficiency | Features | For Use With / Related Products | Height | Input Type | Length/Width/Height | Load Regulation | Moisture Sensitivity Level (MSL) | Mounting Type | Mounting Type | Number of Outputs | Number of Outputs | Number of Positions | Operating Temperature | Operating Temperature | Output Power | Package / Case (Metric) | Package/Case | Packaging | Power (Watts) | Product Status | Rid | RoHS | SPM | Series | Size / Dimension | Voltage-Input | Voltage - Input (Max) | Voltage - Input (Min) | Voltage - Isolation | Voltage - Output | Voltage - Output 1 | Voltage - Output 2 | Stock | Datasheet URL | Source URL
1/16AA24-N30-I5-25PPM-E | Advanced Energy | 1: 1261.3203 | Base Mount, 30W 1, 75.4mm × 38.1mm × 19.1mm |  |  |  | ITE (Commercial) | 1/16AA24 |  |  | 480mA |  |  |  | - | [6 empty] | Not Applicable |  | Chassis Mount |  | 1 |  |  | -40°C ~ 85°C |  |  |  | Bulk | 30W |  |  |  |  | Ultravolt® AA | 2.97" L x 1.50" W x 0.75" H (75.4mm x 38.1mm x 19.1mm) |  | 30V | 23V |  |  | 62V | - | 3 | https://www.unikeyic.com/media/datasheet/d2/77/75eb/d27775ebdd7e519714da1026ab7c6807.pdf | https://www.unikeyic.com/products/other-power-supply/1-16aa24-n30-i5-25ppm-e/29301037.html
1/2C24-NP125-1 | Advanced Energy | 1: 1471.657 | 120W 2 base mount |  |  |  | ITE (Commercial) | 1/2C24 | Enable, Active Floating |  | 120mA, 120mA |  |  |  | - | - | [5 empty] | Not Applicable |  | Through Hole |  | 2 |  |  | -40°C ~ 65°C |  |  | Module | Bulk | 60 W |  | 10836614 |  |  | C | 8.00" L x 4.50" W x 1.08" H (203.2mm x 114.3mm x 27.4mm) |  | 30V | 23V |  |  | 500V | -500V | 4 | https://www.unikeyic.com/media/datasheet/96/21/5f85/96/abf72d11a1df6ed5a551292193667ff0.pdf | https://www.unikeyic.com/products/other-power-supply/1-2c24-np125-1/12391264.html
1/8C24-P20-C | Advanced Energy | 1: 924.4104 5: 898.1458 | 20W, 1, Base Mount, 120.7mm × 50.8mm × 25.4mm |  |  |  | ITE (Commercial) | 1/8C24 |  |  | 160mA |  |  |  | - | [6 empty] | Not Applicable |  | Chassis Mount |  | 1 |  |  | -40°C ~ 65°C |  |  |  | Bulk | 20W |  | 10831077 |  |  | UltraVolt® C | 4.75" L x 2.00" W x 1.00" H (120.7mm x 50.8mm x 25.4mm) |  | 30V | 23V |  |  | 125V | - | 5 | https://www.unikeyic.com/media/datasheet/e7/3c/e865/e73ce8651fa1f3014adcb023c633f0a5.pdf | https://www.unikeyic.com/products/other-power-supply/1-8c24-p20-c/12251270.html
100ACPE_05S4 | GAPTEC Electronic | 1: 17.874 5: 17.023 | 90W 1 base mount 129mm*97mm*30mm |  |  | Commercial | [7 empty] | 100ACPE_05S4 GAPTEC Electronic | [5 empty] | 129mm*97mm*30mm | - |  | base mount |  | 1 |  |  | -30℃~70℃ |  | 90W | [17 empty] | 5 | https://www.unikeyic.com/media/datasheet/a9/b2/00aa/a9/bdf5de7c9d49e3457a66ea6c795b7ada.pdf | https://www.unikeyic.com/products/other-power-supply/100acpe-05s4/700472462.html
100ACPE_24S4 | GAPTEC Electronic | 1: 30.6072 | 108W, 1, Bracket Mount, 129mm × 97mm × 30mm |  |  | Commercial | [7 empty] | 100ACPE_24S4 GAPTEC Electronic | [5 empty] | 129mm*97mm*30mm | - |  | base mount |  | 1 |  |  | -30℃~70℃ |  | 108W | [17 empty] | 3 | https://www.unikeyic.com/media/datasheet/a9/b2/00aa/a9/bdf5de7c9d49e3457a66ea6c795b7ada.pdf | https://www.unikeyic.com/products/other-power-supply/100acpe-24s4/700453898.html
100ACPW_12S4 | GAPTEC Electronic | 1: 35.7264 5: 34.0308 | 102W 1 base mount 129mm*97mm*30mm |  |  | Commercial | [7 empty] | 100ACPW_12S4 GAPTEC Electronic | [5 empty] | 129mm*97mm*30mm | - |  | base mount |  | 1 |  |  | -30℃~70℃ |  | 102W | [17 empty] | 5 | https://www.unikeyic.com/media/datasheet/6b/63/6057/6b/7c32fae2199f8647627cfa78666df94c.pdf | https://www.unikeyic.com/products/other-power-supply/100acpw-12s4/700497402.html
100ACPW_24S4 | GAPTEC Electronic | 1: 34.4196 5: 32.7866 | 108W, 1, Bracket Mount, 129mm × 97mm × 30mm |  |  | Commercial | [7 empty] | 100ACPW_24S4 GAPTEC Electronic | [5 empty] | 129mm*97mm*30mm | - |  | base mount |  | 1 |  |  | -30℃~70℃ |  | 108W | [17 empty] | 5 | https://www.unikeyic.com/media/datasheet/6b/63/6057/6b/7c32fae2199f8647627cfa78666df94c.pdf | https://www.unikeyic.com/products/other-power-supply/100acpw-24s4/700493221.html
1096432 | PHOENIX CONTACT | 1: 125.961 5: 125.961 10: 123.6708 50: 123.6708 | Power, UNO POWERseries, 24V DC output, 100 → 240V Communication input | 85 ~ 264 VAC |  |  | Hazardous Locations, Laboratory |  |  |  | 10A | - | - |  | 93.7% | Adjustable Output, PFC, Universal Input |  |  | AC |  |  | Not Applicable |  |  |  | 1 |  |  | -25°C ~ 70°C (With Derating) |  |  |  | Bulk | 240W |  |  |  |  | - | 5.08" L x 1.77" W x 5.12" H (129.0mm x 45.0mm x 130.0mm) |  |  |  | 4 kV |  | 24V | - | 64 | https://www.unikeyic.com/media/datasheet/78/0d/977d/780d977d2825ece480176f33c81f4319.pdf | https://www.unikeyic.com/products/other-power-supply/1096432/25575833.html
10A12-P4-F-M-C | Advanced Energy | 1: 1543.8384 6: 1389.042 | Base Mount, 4W, 1 94.7mm × 38.9mm × 25.4mm |  |  |  | ITE (Commercial) | 10A12 |  |  | 400µA |  |  |  | - | [6 empty] | Not Applicable |  | Chassis Mount |  | 1 |  |  | -40°C ~ 65°C |  |  |  | Bulk | 4W |  | 10830795 |  |  | Ultravolt® 10A | 3.73" L x 1.53" W x 1.00" H (94.7mm x 38.9mm x 25.4mm) |  | 16V | 11V |  |  | 10000V | - | 1 | https://www.unikeyic.com/media/datasheet/5b/70/ef42/5b/b8237cd4e1bfb978435097f31dcc4896.pdf | https://www.unikeyic.com/products/other-power-supply/10a12-p4-f-m-c/11982420.html
10AB120 | Acopian | 1: 317.5007 5: 311.5464 10: 305.5899 25: 299.6332 | 1 base mount 89.7mm*64.3mm*54.9mm |  |  | Commercial, Industrial | [7 empty] | 10AB120 Acopian | [5 empty] | 89.7mm*64.3mm*54.9mm | - |  | base mount |  | 1 |  |  | -20℃~71℃ |  | - | [7 empty] | bulk | [9 empty] | 496 | https://www.unikeyic.com/media/datasheet/f1/1c/d27e/f1/9fae42431f3b15903849b74b8126f108.pdf | https://www.unikeyic.com/products/other-power-supply/10ab120/694806860.html
10AB120-208 | Acopian | 1: 349.4448 5: 343.1959 10: 336.9438 25: 330.693 | Base Mount, 89.7mm × 64.3mm × 54.9mm |  |  | Commercial, Industrial | [7 empty] | 10AB120-208 Acopian | [5 empty] | 89.7mm*64.3mm*54.9mm | - |  | base mount |  | 1 |  |  | -20℃~71℃ |  | - | [7 empty] | bulk | [9 empty] | 500 | https://www.unikeyic.com/media/datasheet/55/c7/a913/55/12b04cd5c62884d7c9d4f6ce3dd1256a.pdf | https://www.unikeyic.com/products/other-power-supply/10ab120-208/694794831.html
10AB120-230 | Acopian | 1: 349.4448 5: 343.1959 10: 336.9438 25: 330.693 | Base Mount, 89.7mm × 64.3mm × 54.9mm |  |  | Commercial, Industrial | [7 empty] | 10AB120-230 Acopian | [5 empty] | 89.7mm*64.3mm*54.9mm | - |  | base mount |  | 1 |  |  | -20℃~71℃ |  | - | [7 empty] | bulk | [9 empty] | 500 | https://www.unikeyic.com/media/datasheet/55/c7/a913/55/12b04cd5c62884d7c9d4f6ce3dd1256a.pdf | https://www.unikeyic.com/products/other-power-supply/10ab120-230/694814376.html
10AB120-24 | Acopian | 1: 349.4448 5: 343.1959 10: 336.9438 25: 330.693 | Base Mount, 89.7mm × 64.3mm × 54.9mm |  |  | Commercial, Industrial | [7 empty] | 10AB120-24 Acopian | [5 empty] | 89.7mm*64.3mm*54.9mm | - |  | base mount |  | 1 |  |  | -20℃~71℃ |  | - | [7 empty] | bulk | [9 empty] | 490 | https://www.unikeyic.com/media/datasheet/55/c7/a913/55/12b04cd5c62884d7c9d4f6ce3dd1256a.pdf | https://www.unikeyic.com/products/other-power-supply/10ab120-24/694794451.html
10AB40-24 | Acopian | 1: 247.8081 5: 241.8467 10: 235.89 25: 229.933 | 1 base mount 89.7mm*64.3mm*31.5mm |  |  | Commercial, Industrial | [7 empty] | 10AB40-24 Acopian | [5 empty] | 89.7mm*64.3mm*31.5mm | - |  | base mount |  | 1 |  |  | -20℃~71℃ |  | - | [7 empty] | bulk | [9 empty] | 500 | https://www.unikeyic.com/media/datasheet/55/c7/a913/55/12b04cd5c62884d7c9d4f6ce3dd1256a.pdf | https://www.unikeyic.com/products/other-power-supply/10ab40-24/694786954.html
10AB75-100 | Acopian | 1: 292.5504 5: 286.3037 10: 280.0526 25: 273.8016 | 1 base mount 89.7mm*64.3mm*38.9mm |  |  | Commercial, Industrial | [7 empty] | 10AB75-100 Acopian | [5 empty] | 89.7mm*64.3mm*38.9mm | - |  | base mount |  | 1 |  |  | -20℃~71℃ |  | - | [7 empty] | bulk | [9 empty] | 500 | https://www.unikeyic.com/media/datasheet/55/c7/a913/55/12b04cd5c62884d7c9d4f6ce3dd1256a.pdf | https://www.unikeyic.com/products/other-power-supply/10ab75-100/694782931.html
10AB75-208 | Acopian | 1: 278.7744 5: 272.822 10: 266.8653 25: 260.9086 | 1 Base Mount 89.7mm × 64.3mm × 38.9mm |  |  | Commercial, Industrial | [7 empty] | 10AB75-208 Acopian | [5 empty] | 89.7mm*64.3mm*38.9mm | - |  | base mount |  | 1 |  |  | -20℃~71℃ |  | - | [7 empty] | bulk | [9 empty] | 500 | https://www.unikeyic.com/media/datasheet/55/c7/a913/55/12b04cd5c62884d7c9d4f6ce3dd1256a.pdf | https://www.unikeyic.com/products/other-power-supply/10ab75-208/694784169.html
10AB75-230 | Acopian | 1: 278.7744 5: 272.822 10: 266.8653 25: 260.9086 | 1 Base Mount 89.7mm × 64.3mm × 38.9mm |  |  |  | Industrial, ITE (Commercial) |  |  | 750 mA |  |  |  |  | - | Adjustable Output | [5 empty] | Not Applicable |  | Chassis Mount |  | 1 |  |  | -20°C ~ 71°C |  |  |  | Bulk | - |  | 21280155 |  |  | - | 3.53" L x 2.53" W x 1.53" H (89.7mm x 64.3mm x 38.9mm) | 230VAC |  |  |  |  | 10V | - | 500 | https://www.unikeyic.com/media/datasheet/55/c7/a913/55/12b04cd5c62884d7c9d4f6ce3dd1256a.pdf | https://www.unikeyic.com/products/other-power-supply/10ab75-230/694781573.html
10EB120 | Acopian | 1: 332.9892 5: 327.0351 10: 321.0775 25: 315.121 | Base Mount, 89.7mm × 64.3mm × 61.7mm |  |  | Commercial | [7 empty] | 10EB120 Acopian | [5 empty] | 89.7mm*64.3mm*61.7mm | - |  | base mount |  | 1 |  |  | -20℃~71℃ |  | - | [7 empty] | bulk | [9 empty] | 492 | https://www.unikeyic.com/media/datasheet/55/c7/a913/55/12b04cd5c62884d7c9d4f6ce3dd1256a.pdf | https://www.unikeyic.com/products/other-power-supply/10eb120/694792576.html
10EB75-230 | Acopian | 1: 290.6917 5: 284.7353 10: 278.7786 25: 272.8219 | 1 base mount 89.7mm*64.3mm*41.9mm |  |  |  | ITE (Commercial) |  |  | 750 mA |  |  |  |  | - | Adjustable Output, Universal Input | [5 empty] | Not Applicable |  | Chassis Mount |  | 1 |  |  | -20°C ~ 71°C |  |  |  | Bulk | - |  | 20483762 |  |  | - | 3.53" L x 2.53" W x 1.65" H (89.7mm x 64.3mm x 41.9mm) | 210 ~ 250 VAC |  |  |  |  | 10V | - | 500 | https://www.unikeyic.com/media/datasheet/55/c7/a913/55/12b04cd5c62884d7c9d4f6ce3dd1256a.pdf | https://www.unikeyic.com/products/other-power-supply/10eb75-230/694805671.html
10HVA24-BP1 | Advanced Energy | 1: 4638.5352 | 1W 1 Base Mount 152.4mm × 96.8mm × 31.8mm |  |  |  | ITE (Commercial) | 10HVA24 |  |  | 100µA |  |  |  | - | [6 empty] | Not Applicable |  | Chassis Mount |  | 1 |  |  | 10°C ~ 45°C |  |  |  | Bulk | 1W |  | 10839224 |  |  | HVA | 9.75" L x 6.50" W x 1.50" H (247.7mm x 165.1mm x 38.1mm) |  | 26.4V | 21.6V |  |  | 10000V | - | 1 | https://www.unikeyic.com/media/datasheet/98/8a/a21d/98/4ae280c070b66214ecf988a7a1fee6b4.pdf | https://www.unikeyic.com/products/other-power-supply/10hva24-bp1/11663700.html
1173780001 | brennenstuhl | 1: 35.7858 | 10W | [17 empty] | - |  |  |  | - |  |  |  |  | 10W | [17 empty] | 12 | https://www.unikeyic.com/media/about_us/Unikey_ISO_9001_Certification.pdf | https://www.unikeyic.com/products/other-power-supply/1173780001/1004734974.html
11AB100-208 | Acopian | 1: 332.9892 5: 327.0351 10: 321.0775 25: 315.121 | 1 base mount 89.7mm*64.3mm*54.9mm |  |  | Commercial, Industrial | [7 empty] | 11AB100-208 Acopian | [5 empty] | 89.7mm*64.3mm*54.9mm | - |  | base mount |  | 1 |  |  | -20℃~71℃ |  | - | [7 empty] | bulk | [9 empty] | 500 | https://www.unikeyic.com/media/datasheet/55/c7/a913/55/12b04cd5c62884d7c9d4f6ce3dd1256a.pdf | https://www.unikeyic.com/products/other-power-supply/11ab100-208/694788214.html
11AB100-24 | Acopian | 1: 332.9892 5: 327.0351 10: 321.0775 25: 315.121 | 1 base mount 89.7mm*64.3mm*54.9mm |  |  | Commercial, Industrial | [7 empty] | 11AB100-24 Acopian | [5 empty] | 89.7mm*64.3mm*54.9mm | - |  | base mount |  | 1 |  |  | -20℃~71℃ |  | - | [7 empty] | bulk | [9 empty] | 500 | https://www.unikeyic.com/media/datasheet/55/c7/a913/55/12b04cd5c62884d7c9d4f6ce3dd1256a.pdf | https://www.unikeyic.com/products/other-power-supply/11ab100-24/694781780.html
11AB35-208 | Acopian | 1: 247.8081 5: 241.8467 10: 235.89 25: 229.933 | 1 base mount 89.7mm*64.3mm*31.5mm |  |  | Commercial, Industrial | [7 empty] | 11AB35-208 Acopian | [5 empty] | 89.7mm*64.3mm*31.5mm | - |  | base mount |  | 1 |  |  | -20℃~71℃ |  | - | [7 empty] | bulk | [9 empty] | 500 | https://www.unikeyic.com/media/datasheet/55/c7/a913/55/12b04cd5c62884d7c9d4f6ce3dd1256a.pdf | https://www.unikeyic.com/products/other-power-supply/11ab35-208/694794653.html
11AB35-230 | Acopian | 1: 247.8081 5: 241.8467 10: 235.89 25: 229.933 | Bracket Mount, 89.7mm × 64.3mm × 31.5mm |  |  | Commercial, Industrial | [7 empty] | 11AB35-230 Acopian | [5 empty] | 89.7mm*64.3mm*31.5mm | - |  | base mount |  | 1 |  |  | -20℃~71℃ |  | - | [7 empty] | bulk | [9 empty] | 500 | https://www.unikeyic.com/media/datasheet/55/c7/a913/55/12b04cd5c62884d7c9d4f6ce3dd1256a.pdf | https://www.unikeyic.com/products/other-power-supply/11ab35-230/694780839.html
11AB35-24 | Acopian | 1: 247.8081 5: 241.8467 10: 235.89 25: 229.933 | 1 base mount 89.7mm*64.3mm*31.5mm |  |  | Commercial, Industrial | [7 empty] | 11AB35-24 Acopian | [5 empty] | 89.7mm*64.3mm*31.5mm | - |  | base mount |  | 1 |  |  | -20℃~71℃ |  | - | [7 empty] | bulk | [9 empty] | 500 | https://www.unikeyic.com/media/datasheet/55/c7/a913/55/12b04cd5c62884d7c9d4f6ce3dd1256a.pdf | https://www.unikeyic.com/products/other-power-supply/11ab35-24/694795116.html
11AB60 | Acopian | 1: 263.2965 5: 257.3354 10: 251.3777 25: 245.4208 | 1 base mount 89.7mm*64.3mm*38.9mm |  |  | Commercial, Industrial | [7 empty] | 11AB60 Acopian | [5 empty] | 89.7mm*64.3mm*38.9mm | - |  | base mount |  | 1 |  |  | -20℃~71℃ |  | - | [7 empty] | bulk | [9 empty] | 500 | https://www.unikeyic.com/media/datasheet/55/c7/a913/55/12b04cd5c62884d7c9d4f6ce3dd1256a.pdf | https://www.unikeyic.com/products/other-power-supply/11ab60/694808676.html
11AB60-100 | Acopian | 1: 278.7744 5: 272.822 10: 266.8653 25: 260.9086 | 1 base mount 89.7mm*64.3mm*38.9mm |  |  | Commercial, Industrial | [7 empty] | 11AB60-100 Acopian | [5 empty] | 89.7mm*64.3mm*38.9mm | - |  | base mount |  | 1 |  |  | -20℃~71℃ |  | - | [7 empty] | bulk | [9 empty] | 500 | https://www.unikeyic.com/media/datasheet/55/c7/a913/55/12b04cd5c62884d7c9d4f6ce3dd1256a.pdf | https://www.unikeyic.com/products/other-power-supply/11ab60-100/694785696.html
11AB60-208 | Acopian | 1: 278.7744 5: 272.822 10: 266.8653 25: 260.9086 | 1 base mount 89.7mm*64.3mm*38.9mm |  |  | Commercial, Industrial | [7 empty] | 11AB60-208 Acopian | [5 empty] | 89.7mm*64.3mm*38.9mm | - |  | base mount |  | 1 |  |  | -20℃~71℃ |  | - | [7 empty] | bulk | [9 empty] | 500 | https://www.unikeyic.com/media/datasheet/55/c7/a913/55/12b04cd5c62884d7c9d4f6ce3dd1256a.pdf | https://www.unikeyic.com/products/other-power-supply/11ab60-208/694786789.html
11AB60-230 | Acopian | 1: 278.7744 5: 272.822 10: 266.8653 25: 260.9086 | Bracket Mount, 89.7mm × 64.3mm × 38.9mm |  |  | Commercial, Industrial | [7 empty] | 11AB60-230 Acopian | [5 empty] | 89.7mm*64.3mm*38.9mm | - |  | base mount |  | 1 |  |  | -20℃~71℃ |  | - | [7 empty] | bulk | [9 empty] | 500 | https://www.unikeyic.com/media/datasheet/55/c7/a913/55/12b04cd5c62884d7c9d4f6ce3dd1256a.pdf | https://www.unikeyic.com/products/other-power-supply/11ab60-230/694785754.html
11EB100 | Acopian | 1: 332.9892 5: 327.0351 10: 321.0775 25: 315.121 | Bracket Mount, 89.7mm × 64.3mm × 61.7mm |  |  |  | ITE (Commercial) |  |  | 1 A |  |  |  |  | - | Adjustable Output | [5 empty] | Not Applicable |  | Chassis Mount |  | 1 |  |  | -20°C ~ 71°C |  |  |  | Bulk | - |  | 19525285 |  |  | - | 3.53" L x 2.53" W x 2.43" H (89.7mm x 64.3mm x 61.7mm) | 105 ~ 125 VAC |  |  |  |  | 11V | - | 500 | https://www.unikeyic.com/media/datasheet/55/c7/a913/55/12b04cd5c62884d7c9d4f6ce3dd1256a.pdf | https://www.unikeyic.com/products/other-power-supply/11eb100/694805327.html
11EB22-230 | Acopian | 1: 220.9978 5: 215.0459 10: 209.0901 25: 203.1332 | 1 base mount 89.7mm*64.3mm*35.8mm |  |  |  | ITE (Commercial) |  |  | 220 mA |  |  |  |  | - | Adjustable Output, Universal Input | [5 empty] | Not Applicable |  | Chassis Mount |  | 1 |  |  | -20°C ~ 71°C |  |  |  | Bulk | - |  | 20483682 |  |  | - | 3.53" L x 2.53" W x 1.41" H (89.7mm x 64.3mm x 35.8mm) | 210 ~ 250 VAC |  |  |  |  | 11V | - | 500 | https://www.unikeyic.com/media/datasheet/55/c7/a913/55/12b04cd5c62884d7c9d4f6ce3dd1256a.pdf | https://www.unikeyic.com/products/other-power-supply/11eb22-230/694811028.html
11EB35-230 | Acopian | 1: 259.7149 5: 253.7601 10: 247.8034 25: 241.8468 | Bracket Mount, 89.7mm × 64.3mm × 35.8mm |  |  |  | ITE (Commercial) |  |  | 350 mA |  |  |  |  | - | Adjustable Output, Universal Input | [5 empty] | Not Applicable |  | Chassis Mount |  | 1 |  |  | -20°C ~ 71°C |  |  |  | Bulk | - |  | 20483724 |  |  | - | 3.53" L x 2.53" W x 1.41" H (89.7mm x 64.3mm x 35.8mm) | 210 ~ 250 VAC |  |  |  |  | 11V | - | 500 | https://www.unikeyic.com/media/datasheet/55/c7/a913/55/12b04cd5c62884d7c9d4f6ce3dd1256a.pdf | https://www.unikeyic.com/products/other-power-supply/11eb35-230/694805379.html
11EB60-230 | Acopian | 1: 290.6917 5: 284.7353 10: 278.7786 25: 272.8219 | Base Mount 89.7mm × 64.3mm × 41.9mm |  |  |  | ITE (Commercial) |  |  | 600 mA |  |  |  |  | - | Adjustable Output, Universal Input | [5 empty] | Not Applicable |  | Chassis Mount |  | 1 |  |  | -20°C ~ 71°C |  |  |  | Bulk | - |  | 20483757 |  |  | - | 3.53" L x 2.53" W x 1.65" H (89.7mm x 64.3mm x 41.9mm) | 210 ~ 250 VAC |  |  |  |  | 11V | - | 500 | https://www.unikeyic.com/media/datasheet/55/c7/a913/55/12b04cd5c62884d7c9d4f6ce3dd1256a.pdf | https://www.unikeyic.com/products/other-power-supply/11eb60-230/694791537.html
12AAOR | STORACELL | 1: 8.8859 | Storacell Battery storage box, Can accommodate12individual AABattery | [17 empty] | - |  |  |  | - |  |  |  |  | - | [17 empty] | 52 | https://www.unikeyic.com/media/about_us/Unikey_ISO_9001_Certification.pdf | https://www.unikeyic.com/products/other-power-supply/12aaor/29418708.html
12AATB | STORACELL | 1: 12.0348 | Storacell Battery storage box, Can accommodate12individual AABattery | [17 empty] | - |  |  |  | - |  |  |  |  | - | [17 empty] | 124 | https://www.unikeyic.com/media/about_us/Unikey_ISO_9001_Certification.pdf | https://www.unikeyic.com/products/other-power-supply/12aatb/28768963.html
12RCM60-12K | Bel Fuse | 1: 272.8625 | 60W 1 Chassis Mount 172mm × 50mm × 32mm |  |  | Commercial | [7 empty] | 12RCM60-12K Bel Fuse | [5 empty] | 172mm*50mm*32mm | - |  | base mount |  | 1 |  |  | -40℃~70℃ |  | 60W |  |  |  |  | On sale |  | Compliant | boxed | [9 empty] | 2 | https://www.unikeyic.com/media/datasheet/bf/9f/5f2c/bf/02a7b3efe1108a42b96b5d6e35a51cf4.pdf | https://www.unikeyic.com/products/other-power-supply/12rcm60-12k/12162124.html
12RCM60-15K | Bel Fuse | 12: 257.9394 | Bracket Mount, 60W 1, 172mm × 50mm × 32mm |  |  | Commercial | [7 empty] | 12RCM60-15K Bel Fuse | [5 empty] | 172mm*50mm*32mm | - |  | base mount |  | 1 |  |  | -40℃~70℃ |  | 60W |  |  |  |  | On sale |  | Compliant | boxed | [9 empty] | 12 | https://www.unikeyic.com/media/datasheet/bf/9f/5f2c/bf/02a7b3efe1108a42b96b5d6e35a51cf4.pdf | https://www.unikeyic.com/products/other-power-supply/12rcm60-15k/29181647.html
12RCM60-24K | Bel Fuse | 1: 254.078 2: 243.925 5: 234.168 | 60W, 1 Pos, Bracket Mount, 172mm × 50mm × 32mm |  |  | Commercial | [7 empty] | 12RCM60-24K Bel Fuse | [5 empty] | 172mm*50mm*32mm | - |  | base mount |  | 1 |  |  | -40℃~70℃ |  | 60W |  |  |  |  | On sale |  | Compliant | boxed | [9 empty] | 7 | https://www.unikeyic.com/media/datasheet/bf/9f/5f2c/bf/02a7b3efe1108a42b96b5d6e35a51cf4.pdf | https://www.unikeyic.com/products/other-power-supply/12rcm60-24k/29468791.html
13AB100-208 | Acopian | 1: 332.9892 5: 327.0351 10: 321.0775 25: 315.121 | 1 base mount 89.7mm*64.3mm*54.9mm |  |  | Commercial, Industrial | [7 empty] | 13AB100-208 Acopian | [5 empty] | 89.7mm*64.3mm*54.9mm | - |  | base mount |  | 1 |  |  | -20℃~71℃ |  | - | [7 empty] | bulk | [9 empty] | 500 | https://www.unikeyic.com/media/datasheet/55/c7/a913/55/12b04cd5c62884d7c9d4f6ce3dd1256a.pdf | https://www.unikeyic.com/products/other-power-supply/13ab100-208/694814770.html
13AB35-24 | Acopian | 1: 247.8081 5: 241.8467 10: 235.89 25: 229.933 | Bracket Mount, 89.7mm × 64.3mm × 31.5mm |  |  | Commercial, Industrial | [7 empty] | 13AB35-24 Acopian | [5 empty] | 89.7mm*64.3mm*31.5mm | - |  | base mount |  | 1 |  |  | -20℃~71℃ |  | - | [7 empty] | bulk | [9 empty] | 500 | https://www.unikeyic.com/media/datasheet/55/c7/a913/55/12b04cd5c62884d7c9d4f6ce3dd1256a.pdf | https://www.unikeyic.com/products/other-power-supply/13ab35-24/694797924.html
13AB60-230 | Acopian | 1: 278.7744 5: 272.822 10: 266.8653 25: 260.9086 | 1 base mount 89.7mm*64.3mm*38.9mm |  |  | Commercial, Industrial | [7 empty] | 13AB60-230 Acopian | [5 empty] | 89.7mm*64.3mm*38.9mm | - |  | base mount |  | 1 |  |  | -20℃~71℃ |  | - | [7 empty] | bulk | [9 empty] | 500 | https://www.unikeyic.com/media/datasheet/55/c7/a913/55/12b04cd5c62884d7c9d4f6ce3dd1256a.pdf | https://www.unikeyic.com/products/other-power-supply/13ab60-230/694789690.html
13AB60-24 | Acopian | 1: 278.7744 5: 272.822 10: 266.8653 25: 260.9086 | 1 base mount 89.7mm*64.3mm*38.9mm |  |  | Commercial, Industrial | [7 empty] | 13AB60-24 Acopian | [5 empty] | 89.7mm*64.3mm*38.9mm | - |  | base mount |  | 1 |  |  | -20℃~71℃ |  | - | [7 empty] | bulk | [9 empty] | 500 | https://www.unikeyic.com/media/datasheet/55/c7/a913/55/12b04cd5c62884d7c9d4f6ce3dd1256a.pdf | https://www.unikeyic.com/products/other-power-supply/13ab60-24/694782015.html
13EB60-230 | Acopian | 1: 306.1802 5: 300.224 10: 294.2661 25: 288.3097 | 1 base mount 89.7mm*64.3mm*41.9mm |  |  | Commercial | [7 empty] | 13EB60-230 Acopian | [5 empty] | 89.7mm*64.3mm*41.9mm | - |  | base mount |  | 1 |  |  | -20℃~71℃ |  | - | [7 empty] | bulk | [9 empty] | 500 | https://www.unikeyic.com/media/datasheet/55/c7/a913/55/12b04cd5c62884d7c9d4f6ce3dd1256a.pdf | https://www.unikeyic.com/products/other-power-supply/13eb60-230/694804074.html
1414353 | PHOENIX CONTACT | 10: 2.0968 100: 2.0593 250: 2.0593 500: 2.0593 | Phoenix,Blocking Module Blanking Module,HC-M-00,Phoenix Contact module, HCseries |  | Dummy Module | [11 empty] | Heavycon® Frames |  |  |  |  | 1 (Unlimited) | [10 empty] | Bulk |  |  | 6592611 |  |  | HEAVYCON® | [8 empty] | 29 | https://www.unikeyic.com/media/datasheet/upload/2023/07/19/1414353.pdf | https://www.unikeyic.com/products/other-power-supply/1414353/25098499.html
14AB100-208 | Acopian | 1: 349.4448 5: 343.1959 10: 336.9438 25: 330.693 | Base Mount, 89.7mm × 64.3mm × 54.9mm |  |  | Commercial, Industrial | [7 empty] | 14AB100-208 Acopian | [5 empty] | 89.7mm*64.3mm*54.9mm | - |  | base mount |  | 1 |  |  | -20℃~71℃ |  | - | [7 empty] | bulk | [9 empty] | 500 | https://www.unikeyic.com/media/datasheet/55/c7/a913/55/12b04cd5c62884d7c9d4f6ce3dd1256a.pdf | https://www.unikeyic.com/products/other-power-supply/14ab100-208/694805154.html
15AB100-208 | Acopian | 1: 349.4448 5: 343.1959 10: 336.9438 25: 330.693 | 1 base mount 89.7mm*64.3mm*54.9mm |  |  | Commercial, Industrial | [7 empty] | 15AB100-208 Acopian | [5 empty] | 89.7mm*64.3mm*54.9mm | - |  | base mount |  | 1 |  |  | -20℃~71℃ |  | - | [7 empty] | bulk | [9 empty] | 500 | https://www.unikeyic.com/media/datasheet/55/c7/a913/55/12b04cd5c62884d7c9d4f6ce3dd1256a.pdf | https://www.unikeyic.com/products/other-power-supply/15ab100-208/694805069.html
15AB60-230 | Acopian | 1: 292.5504 5: 286.3037 10: 280.0526 25: 273.8016 | 1 base mount 89.7mm*64.3mm*38.9mm |  |  | Commercial, Industrial | [7 empty] | 15AB60-230 Acopian | [5 empty] | 89.7mm*64.3mm*38.9mm | - |  | base mount |  | 1 |  |  | -20℃~71℃ |  | - | [7 empty] | bulk | [9 empty] | 500 | https://www.unikeyic.com/media/datasheet/55/c7/a913/55/12b04cd5c62884d7c9d4f6ce3dd1256a.pdf | https://www.unikeyic.com/products/other-power-supply/15ab60-230/694799455.html
15AB60-24 | Acopian | 1: 292.5504 5: 286.3037 10: 280.0526 25: 273.8016 | Bracket Mount, 89.7mm × 64.3mm × 38.9mm |  |  | Commercial, Industrial | [7 empty] | 15AB60-24 Acopian | [5 empty] | 89.7mm*64.3mm*38.9mm | - |  | base mount |  | 1 |  |  | -20℃~71℃ |  | - | [7 empty] | bulk | [9 empty] | 500 | https://www.unikeyic.com/media/datasheet/55/c7/a913/55/12b04cd5c62884d7c9d4f6ce3dd1256a.pdf | https://www.unikeyic.com/products/other-power-supply/15ab60-24/694784209.html
15EB40-230 | Acopian | 1: 272.5488 5: 266.2999 10: 260.0489 25: 253.7978 | 1 base mount 89.7mm*64.3mm*35.8mm |  |  | Commercial | [7 empty] | 15EB40-230 Acopian | [5 empty] | 89.7mm*64.3mm*35.8mm | - |  | base mount |  | 1 |  |  | -20℃~71℃ |  | - | [7 empty] | bulk | [9 empty] | 498 | https://www.unikeyic.com/media/datasheet/f1/1c/d27e/f1/9fae42431f3b15903849b74b8126f108.pdf | https://www.unikeyic.com/products/other-power-supply/15eb40-230/694803900.html
15EB60-230 | Acopian | 1: 305.0568 5: 298.8058 10: 292.5547 25: 286.3037 | Base Mount 89.7mm × 64.3mm × 41.9mm |  |  | Commercial | [7 empty] | 15EB60-230 Acopian | [5 empty] | 89.7mm*64.3mm*41.9mm | - |  | base mount |  | 1 |  |  | -20℃~71℃ |  | - | [7 empty] | bulk | [9 empty] | 499 | https://www.unikeyic.com/media/datasheet/55/c7/a913/55/12b04cd5c62884d7c9d4f6ce3dd1256a.pdf | https://www.unikeyic.com/products/other-power-supply/15eb60-230/694808687.html
15WB200 | Acopian | 1: 373.8204 5: 367.5694 10: 361.3183 25: 355.0668 | 1 base mount 89.7mm*64.3mm*42.4mm |  |  | Commercial | [13 empty] | 89.7mm*64.3mm*42.4mm | - |  | base mount |  | 1 |  |  | -10℃~71℃ |  | - | [17 empty] | 498 | https://www.unikeyic.com/media/about_us/Unikey_ISO_9001_Certification.pdf | https://www.unikeyic.com/products/other-power-supply/15wb200/694804187.html
1607815 | PHOENIX CONTACT | 50: 1.167 | Phoenix,Blocking Module Blanking Module,VC-A2-BM,Phoenix Installation frame Slide Module |  | Dummy Module | [10 empty] | - | - |  |  |  |  | 1 (Unlimited) | [10 empty] | Bulk | [5 empty] | PLUSCON VS | [8 empty] | 5000 | https://www.unikeyic.com/media/datasheet/a4/e3/b974/a4/49e9f420fd596865c44b1596eb4cea61.pdf | https://www.unikeyic.com/products/other-power-supply/1607815/1204583.html
1625037 | PHOENIX CONTACT | 25: 996.7737 | Phoenix,Partition Plate,KK-0493/06,00, | [17 empty] | - |  |  |  | - |  |  |  |  | - | [17 empty] | 2500 | https://www.unikeyic.com/media/about_us/Unikey_ISO_9001_Certification.pdf | https://www.unikeyic.com/products/other-power-supply/1625037/19938869.html
16AB35 | Acopian | 1: 243.7992 5: 237.5438 10: 231.2939 25: 225.0422 | 1 Base Mount 89.7mm × 64.3mm × 31.5mm |  |  | Commercial, Industrial | [7 empty] | 16AB35 Acopian | [5 empty] | 89.7mm*64.3mm*31.5mm | - |  | base mount |  | 1 |  |  | -20℃~71℃ |  | - | [7 empty] | bulk | [9 empty] | 498 | https://www.unikeyic.com/media/datasheet/55/c7/a913/55/12b04cd5c62884d7c9d4f6ce3dd1256a.pdf | https://www.unikeyic.com/products/other-power-supply/16ab35/694811410.html
16AB35-100 | Acopian | 1: 260.0532 5: 253.7978 10: 247.5468 25: 241.2953 | Base Mount 89.7mm × 64.3mm × 31.5mm |  |  | Commercial, Industrial | [7 empty] | 16AB35-100 Acopian | [5 empty] | 89.7mm*64.3mm*31.5mm | - |  | base mount |  | 1 |  |  | -20℃~71℃ |  | - | [7 empty] | bulk | [9 empty] | 500 | https://www.unikeyic.com/media/datasheet/55/c7/a913/55/12b04cd5c62884d7c9d4f6ce3dd1256a.pdf | https://www.unikeyic.com/products/other-power-supply/16ab35-100/694798289.html
16AB50-100 | Acopian | 1: 292.5504 5: 286.3037 10: 280.0526 25: 273.8016 | 1 base mount 89.7mm*64.3mm*38.9mm |  |  | Commercial, Industrial | [7 empty] | 16AB50-100 Acopian | [5 empty] | 89.7mm*64.3mm*38.9mm | - |  | base mount |  | 1 |  |  | -20℃~71℃ |  | - | [7 empty] | bulk | [9 empty] | 500 | https://www.unikeyic.com/media/datasheet/55/c7/a913/55/12b04cd5c62884d7c9d4f6ce3dd1256a.pdf | https://www.unikeyic.com/products/other-power-supply/16ab50-100/694785173.html
16AB50-208 | Acopian | 1: 292.5504 5: 286.3037 10: 280.0526 25: 273.8016 | Base Mount, 89.7mm × 64.3mm × 38.9mm |  |  | Commercial, Industrial | [7 empty] | 16AB50-208 Acopian | [5 empty] | 89.7mm*64.3mm*38.9mm | - |  | base mount |  | 1 |  |  | -20℃~71℃ |  | - | [7 empty] | bulk | [9 empty] | 500 | https://www.unikeyic.com/media/datasheet/55/c7/a913/55/12b04cd5c62884d7c9d4f6ce3dd1256a.pdf | https://www.unikeyic.com/products/other-power-supply/16ab50-208/694802642.html
16AB90-208 | Acopian | 1: 349.4448 5: 343.1959 10: 336.9438 25: 330.693 | Base Mount, 89.7mm × 64.3mm × 54.9mm |  |  | Commercial, Industrial | [7 empty] | 16AB90-208 Acopian | [5 empty] | 89.7mm*64.3mm*54.9mm | - |  | base mount |  | 1 |  |  | -20℃~71℃ |  | - | [7 empty] | bulk | [9 empty] | 500 | https://www.unikeyic.com/media/datasheet/55/c7/a913/55/12b04cd5c62884d7c9d4f6ce3dd1256a.pdf | https://www.unikeyic.com/products/other-power-supply/16ab90-208/694810406.html
16AB90-230 | Acopian | 1: 349.4448 5: 343.1959 10: 336.9438 25: 330.693 | 1 base mount 89.7mm*64.3mm*54.9mm |  |  | Commercial, Industrial | [7 empty] | 16AB90-230 Acopian | [5 empty] | 89.7mm*64.3mm*54.9mm | - |  | base mount |  | 1 |  |  | -20℃~71℃ |  | - | [7 empty] | bulk | [9 empty] | 500 | https://www.unikeyic.com/media/datasheet/55/c7/a913/55/12b04cd5c62884d7c9d4f6ce3dd1256a.pdf | https://www.unikeyic.com/products/other-power-supply/16ab90-230/694805062.html
16EB16-230 | Acopian | 1: 231.9192 5: 225.6725 10: 219.4225 25: 213.1713 | 1 base mount 89.7mm*64.3mm*35.8mm |  |  | Commercial | [7 empty] | 16EB16-230 Acopian | [5 empty] | 89.7mm*64.3mm*35.8mm | - |  | base mount |  | 1 |  |  | -20℃~71℃ |  | - | [7 empty] | bulk | [9 empty] | 500 | https://www.unikeyic.com/media/datasheet/55/c7/a913/55/12b04cd5c62884d7c9d4f6ce3dd1256a.pdf | https://www.unikeyic.com/products/other-power-supply/16eb16-230/694789342.html
16EB35-230 | Acopian | 1: 288.8028 5: 282.5539 10: 276.3018 25: 270.051 | Bracket Mount, 89.7mm × 64.3mm × 35.8mm |  |  | Commercial | [7 empty] | 16EB35-230 Acopian | [5 empty] | 89.7mm*64.3mm*35.8mm | - |  | base mount |  | 1 |  |  | -20℃~71℃ |  | - | [7 empty] | bulk | [9 empty] | 500 | https://www.unikeyic.com/media/datasheet/55/c7/a913/55/12b04cd5c62884d7c9d4f6ce3dd1256a.pdf | https://www.unikeyic.com/products/other-power-supply/16eb35-230/694812988.html
16EB90 | Acopian | 1: 349.4448 5: 343.1959 10: 336.9438 25: 330.693 | Base Mount, 89.7mm × 64.3mm × 61.7mm |  |  | Commercial | [7 empty] | 16EB90 Acopian | [5 empty] | 89.7mm*64.3mm*61.7mm | - |  | base mount |  | 1 |  |  | -20℃~71℃ |  | - | [7 empty] | bulk | [9 empty] | 500 | https://www.unikeyic.com/media/datasheet/55/c7/a913/55/12b04cd5c62884d7c9d4f6ce3dd1256a.pdf | https://www.unikeyic.com/products/other-power-supply/16eb90/694788292.html
16EB90-230 | Acopian | 1: 361.9512 5: 355.698 10: 349.447 25: 343.1955 | Base Mount, 89.7mm × 64.3mm × 61.7mm |  |  | Commercial | [7 empty] | 16EB90-230 Acopian | [5 empty] | 89.7mm*64.3mm*61.7mm | - |  | base mount |  | 1 |  |  | -20℃~71℃ |  | - | [7 empty] | bulk | [9 empty] | 500 | https://www.unikeyic.com/media/datasheet/55/c7/a913/55/12b04cd5c62884d7c9d4f6ce3dd1256a.pdf | https://www.unikeyic.com/products/other-power-supply/16eb90-230/694799797.html
17AB33-100 | Acopian | 1: 247.8081 5: 241.8467 10: 235.89 25: 229.933 | 1 base mount 89.7mm*64.3mm*31.5mm |  |  | Commercial, Industrial | [7 empty] | 17AB33-100 Acopian | [5 empty] | 89.7mm*64.3mm*31.5mm | - |  | base mount |  | 1 |  |  | -20℃~71℃ |  | - | [7 empty] | bulk | [9 empty] | 500 | https://www.unikeyic.com/media/datasheet/55/c7/a913/55/12b04cd5c62884d7c9d4f6ce3dd1256a.pdf | https://www.unikeyic.com/products/other-power-supply/17ab33-100/694785851.html
17AB33-208 | Acopian | 1: 247.8081 5: 241.8467 10: 235.89 25: 229.933 | Base Mount 89.7mm × 64.3mm × 31.5mm |  |  | Commercial, Industrial | [7 empty] | 17AB33-208 Acopian | [5 empty] | 89.7mm*64.3mm*31.5mm | - |  | base mount |  | 1 |  |  | -20℃~71℃ |  | - | [7 empty] | bulk | [9 empty] | 500 | https://www.unikeyic.com/media/datasheet/55/c7/a913/55/12b04cd5c62884d7c9d4f6ce3dd1256a.pdf | https://www.unikeyic.com/products/other-power-supply/17ab33-208/694789482.html
17AB33-24 | Acopian | 1: 247.8081 5: 241.8467 10: 235.89 25: 229.933 | 1 base mount 89.7mm*64.3mm*31.5mm |  |  | Commercial, Industrial | [7 empty] | 17AB33-24 Acopian | [5 empty] | 89.7mm*64.3mm*31.5mm | - |  | base mount |  | 1 |  |  | -20℃~71℃ |  | - | [7 empty] | bulk | [9 empty] | 500 | https://www.unikeyic.com/media/datasheet/55/c7/a913/55/12b04cd5c62884d7c9d4f6ce3dd1256a.pdf | https://www.unikeyic.com/products/other-power-supply/17ab33-24/694799465.html
17AB45-208 | Acopian | 1: 278.7744 5: 272.822 10: 266.8653 25: 260.9086 | 1 base mount 89.7mm*64.3mm*38.9mm |  |  | Commercial, Industrial | [7 empty] | 17AB45-208 Acopian | [5 empty] | 89.7mm*64.3mm*38.9mm | - |  | base mount |  | 1 |  |  | -20℃~71℃ |  | - | [7 empty] | bulk | [9 empty] | 500 | https://www.unikeyic.com/media/datasheet/55/c7/a913/55/12b04cd5c62884d7c9d4f6ce3dd1256a.pdf | https://www.unikeyic.com/products/other-power-supply/17ab45-208/694813839.html
17AB45-24 | Acopian | 1: 278.7744 5: 272.822 10: 266.8653 25: 260.9086 | 1 base mount 89.7mm*64.3mm*38.9mm |  |  | Commercial, Industrial | [7 empty] | 17AB45-24 Acopian | [5 empty] | 89.7mm*64.3mm*38.9mm | - |  | base mount |  | 1 |  |  | -20℃~71℃ |  | - | [7 empty] | bulk | [9 empty] | 500 | https://www.unikeyic.com/media/datasheet/55/c7/a913/55/12b04cd5c62884d7c9d4f6ce3dd1256a.pdf | https://www.unikeyic.com/products/other-power-supply/17ab45-24/694782186.html
17AB75-100 | Acopian | 1: 332.9892 5: 327.0351 10: 321.0775 25: 315.121 | 1 base mount 89.7mm*64.3mm*54.9mm |  |  | Commercial, Industrial | [7 empty] | 17AB75-100 Acopian | [5 empty] | 89.7mm*64.3mm*54.9mm | - |  | base mount |  | 1 |  |  | -20℃~71℃ |  | - | [7 empty] | bulk | [9 empty] | 500 | https://www.unikeyic.com/media/datasheet/55/c7/a913/55/12b04cd5c62884d7c9d4f6ce3dd1256a.pdf | https://www.unikeyic.com/products/other-power-supply/17ab75-100/694802001.html
17AB75-208 | Acopian | 1: 332.9892 5: 327.0351 10: 321.0775 25: 315.121 | Bracket Mount, 89.7mm × 64.3mm × 54.9mm |  |  | Commercial, Industrial | [7 empty] | 17AB75-208 Acopian | [5 empty] | 89.7mm*64.3mm*54.9mm | - |  | base mount |  | 1 |  |  | -20℃~71℃ |  | - | [7 empty] | bulk | [9 empty] | 500 | https://www.unikeyic.com/media/datasheet/55/c7/a913/55/12b04cd5c62884d7c9d4f6ce3dd1256a.pdf | https://www.unikeyic.com/products/other-power-supply/17ab75-208/694807940.html
17AB75-24 | Acopian | 1: 332.9892 5: 327.0351 10: 321.0775 25: 315.121 | Base Mount, 89.7mm × 64.3mm × 54.9mm |  |  | Commercial, Industrial | [7 empty] | 17AB75-24 Acopian | [5 empty] | 89.7mm*64.3mm*54.9mm | - |  | base mount |  | 1 |  |  | -20℃~71℃ |  | - | [7 empty] | bulk | [9 empty] | 500 | https://www.unikeyic.com/media/datasheet/55/c7/a913/55/12b04cd5c62884d7c9d4f6ce3dd1256a.pdf | https://www.unikeyic.com/products/other-power-supply/17ab75-24/694794441.html
17EB33-230 | Acopian | 1: 288.8028 5: 282.5539 10: 276.3018 25: 270.051 | Bracket Mount, 89.7mm × 64.3mm × 35.8mm |  |  |  | ITE (Commercial) |  |  | 325 mA |  |  |  |  | - | Adjustable Output, Universal Input | [5 empty] | Not Applicable |  | Chassis Mount |  | 1 |  |  | -20°C ~ 71°C |  |  |  | Bulk | - |  | 20483756 |  |  | - | 3.53" L x 2.53" W x 1.41" H (89.7mm x 64.3mm x 35.8mm) | 210 ~ 250 VAC |  |  |  |  | 17V | - | 500 | https://www.unikeyic.com/media/datasheet/55/c7/a913/55/12b04cd5c62884d7c9d4f6ce3dd1256a.pdf | https://www.unikeyic.com/products/other-power-supply/17eb33-230/694781576.html
18650OR | STORACELL | 1: 9.9695 | Storacell Battery storage box, Can accommodate4individual 18650Battery | [17 empty] | - |  |  |  | - |  |  |  |  | - | [17 empty] | 78 | https://www.unikeyic.com/media/about_us/Unikey_ISO_9001_Certification.pdf | https://www.unikeyic.com/products/other-power-supply/18650or/29460023.html
18650TB | STORACELL | 1: 8.5544 | Storacell Battery storage box, Can accommodate4individual 18650Battery | [17 empty] | - |  |  |  | - |  |  |  |  | - | [17 empty] | 75 | https://www.unikeyic.com/media/about_us/Unikey_ISO_9001_Certification.pdf | https://www.unikeyic.com/products/other-power-supply/18650tb/29262234.html
19AB25 | Acopian | 1: 232.3184 5: 226.358 10: 220.4025 25: 214.4452 | Mounting Base 89.7mm × 64.3mm × 31.5mm |  |  | Commercial, Industrial | [7 empty] | 19AB25 Acopian | [5 empty] | 89.7mm*64.3mm*31.5mm | - |  | base mount |  | 1 |  |  | -20℃~71℃ |  | - | [7 empty] | bulk | [9 empty] | 500 | https://www.unikeyic.com/media/datasheet/55/c7/a913/55/12b04cd5c62884d7c9d4f6ce3dd1256a.pdf | https://www.unikeyic.com/products/other-power-supply/19ab25/694805820.html
19AB25-100 | Acopian | 1: 247.8081 5: 241.8467 10: 235.89 25: 229.933 | Base Mount, 89.7mm × 64.3mm × 31.5mm |  |  | Commercial, Industrial | [7 empty] | 19AB25-100 Acopian | [5 empty] | 89.7mm*64.3mm*31.5mm | - |  | base mount |  | 1 |  |  | -20℃~71℃ |  | - | [7 empty] | bulk | [9 empty] | 500 | https://www.unikeyic.com/media/datasheet/55/c7/a913/55/12b04cd5c62884d7c9d4f6ce3dd1256a.pdf | https://www.unikeyic.com/products/other-power-supply/19ab25-100/694804094.html
19AB25-208 | Acopian | 1: 247.8081 5: 241.8467 10: 235.89 25: 229.933 | 1 Base Mount 89.7mm × 64.3mm × 31.5mm |  |  | Commercial, Industrial | [7 empty] | 19AB25-208 Acopian | [5 empty] | 89.7mm*64.3mm*31.5mm | - |  | base mount |  | 1 |  |  | -20℃~71℃ |  | - | [7 empty] | bulk | [9 empty] | 500 | https://www.unikeyic.com/media/datasheet/55/c7/a913/55/12b04cd5c62884d7c9d4f6ce3dd1256a.pdf | https://www.unikeyic.com/products/other-power-supply/19ab25-208/694804857.html
19AB25-230 | Acopian | 1: 247.8081 5: 241.8467 10: 235.89 25: 229.933 | Base Mount, 89.7mm × 64.3mm × 31.5mm |  |  | Commercial, Industrial | [7 empty] | 19AB25-230 Acopian | [5 empty] | 89.7mm*64.3mm*31.5mm | - |  | base mount |  | 1 |  |  | -20℃~71℃ |  | - | [7 empty] | bulk | [9 empty] | 500 | https://www.unikeyic.com/media/datasheet/55/c7/a913/55/12b04cd5c62884d7c9d4f6ce3dd1256a.pdf | https://www.unikeyic.com/products/other-power-supply/19ab25-230/694815127.html
19AB40 | Acopian | 1: 263.2965 5: 257.3354 10: 251.3777 25: 245.4208 | 1 base mount 89.7mm*64.3mm*38.9mm |  |  | Commercial, Industrial | [7 empty] | 19AB40 Acopian | [5 empty] | 89.7mm*64.3mm*38.9mm | - |  | base mount |  | 1 |  |  | -20℃~71℃ |  | - | [7 empty] | bulk | [9 empty] | 500 | https://www.unikeyic.com/media/datasheet/55/c7/a913/55/12b04cd5c62884d7c9d4f6ce3dd1256a.pdf | https://www.unikeyic.com/products/other-power-supply/19ab40/694809097.html
19AB40-230 | Acopian | 1: 278.7744 5: 272.822 10: 266.8653 25: 260.9086 | Base Mount, 89.7mm × 64.3mm × 38.9mm |  |  | Commercial, Industrial | [7 empty] | 19AB40-230 Acopian | [5 empty] | 89.7mm*64.3mm*38.9mm | - |  | base mount |  | 1 |  |  | -20℃~71℃ |  | - | [7 empty] | bulk | [9 empty] | 500 | https://www.unikeyic.com/media/datasheet/55/c7/a913/55/12b04cd5c62884d7c9d4f6ce3dd1256a.pdf | https://www.unikeyic.com/products/other-power-supply/19ab40-230/694794444.html
19AB40-24 | Acopian | 1: 278.7744 5: 272.822 10: 266.8653 25: 260.9086 | 1 Base Mount 89.7mm × 64.3mm × 38.9mm |  |  | Commercial, Industrial | [7 empty] | 19AB40-24 Acopian | [5 empty] | 89.7mm*64.3mm*38.9mm | - |  | base mount |  | 1 |  |  | -20℃~71℃ |  | - | [7 empty] | bulk | [9 empty] | 500 | https://www.unikeyic.com/media/datasheet/55/c7/a913/55/12b04cd5c62884d7c9d4f6ce3dd1256a.pdf | https://www.unikeyic.com/products/other-power-supply/19ab40-24/694802661.html
19AB70-100 | Acopian | 1: 332.9892 5: 327.0351 10: 321.0775 25: 315.121 | Base Mount, 89.7mm × 64.3mm × 54.9mm |  |  | Commercial, Industrial | [7 empty] | 19AB70-100 Acopian | [5 empty] | 89.7mm*64.3mm*54.9mm | - |  | base mount |  | 1 |  |  | -20℃~71℃ |  | - | [7 empty] | bulk | [9 empty] | 500 | https://www.unikeyic.com/media/datasheet/55/c7/a913/55/12b04cd5c62884d7c9d4f6ce3dd1256a.pdf | https://www.unikeyic.com/products/other-power-supply/19ab70-100/694798252.html
19AB70-230 | Acopian | 1: 332.9892 5: 327.0351 10: 321.0775 25: 315.121 | Base Mount, 89.7mm × 64.3mm × 54.9mm |  |  | Commercial, Industrial | [7 empty] | 19AB70-230 Acopian | [5 empty] | 89.7mm*64.3mm*54.9mm | - |  | base mount |  | 1 |  |  | -20℃~71℃ |  | - | [7 empty] | bulk | [9 empty] | 500 | https://www.unikeyic.com/media/datasheet/55/c7/a913/55/12b04cd5c62884d7c9d4f6ce3dd1256a.pdf | https://www.unikeyic.com/products/other-power-supply/19ab70-230/694814394.html
19EB12-230 | Acopian | 1: 231.9192 5: 225.6725 10: 219.4225 25: 213.1713 | 1 base mount 89.7mm*64.3mm*35.8mm |  |  | Commercial | [7 empty] | 19EB12-230 Acopian | [5 empty] | 89.7mm*64.3mm*35.8mm | - |  | base mount |  | 1 |  |  | -20℃~71℃ |  | - | [7 empty] | bulk | [9 empty] | 500 | https://www.unikeyic.com/media/datasheet/55/c7/a913/55/12b04cd5c62884d7c9d4f6ce3dd1256a.pdf | https://www.unikeyic.com/products/other-power-supply/19eb12-230/694781025.html
19EB40-230 | Acopian | 1: 290.6917 5: 284.7353 10: 278.7786 25: 272.8219 | 1 base mount 89.7mm*64.3mm*41.9mm |  |  | Commercial | [7 empty] | 19EB40-230 Acopian | [5 empty] | 89.7mm*64.3mm*41.9mm | - |  | base mount |  | 1 |  |  | -20℃~71℃ |  | - | [7 empty] | bulk | [9 empty] | 500 | https://www.unikeyic.com/media/datasheet/55/c7/a913/55/12b04cd5c62884d7c9d4f6ce3dd1256a.pdf | https://www.unikeyic.com/products/other-power-supply/19eb40-230/694789028.html
19EB70-230 | Acopian | 1: 344.9078 5: 338.9485 10: 332.9918 25: 327.0347 | Base Mount, 89.7mm × 64.3mm × 61.7mm |  |  | Commercial | [7 empty] | 19EB70-230 Acopian | [5 empty] | 89.7mm*64.3mm*61.7mm | - |  | base mount |  | 1 |  |  | -20℃~71℃ |  | - | [7 empty] | bulk | [9 empty] | 500 | https://www.unikeyic.com/media/datasheet/55/c7/a913/55/12b04cd5c62884d7c9d4f6ce3dd1256a.pdf | https://www.unikeyic.com/products/other-power-supply/19eb70-230/694797728.html
1C24-N250-I5-DAR | Advanced Energy | 1: 3025.0152 | 250W 1 base mount 203.2mm*114.3mm*27mm |  |  |  | ITE (Commercial) | 1C24-N250 |  |  | 250mA |  |  |  | - | [6 empty] | Not Applicable |  | Chassis Mount |  | 1 |  |  | -40°C ~ 65°C |  |  |  | Bulk | 250W |  | 10834277 |  |  | C | 8.00" L x 4.50" W x 1.06" H (203.2mm x 114.3mm x 27.0mm) |  | 30V | 23V |  |  | 0 ~ 1000V | - | 1 | https://www.unikeyic.com/media/about_us/Unikey_ISO_9001_Certification.pdf | https://www.unikeyic.com/products/other-power-supply/1c24-n250-i5-dar/6486769.html
1C24-NP250-1 | Advanced Energy | 1: 3454.812 | 250W 2 base mount |  |  |  | ITE (Commercial) | 1C24-NP250 |  |  | 125mA, 125mA |  |  |  | - | [6 empty] | Not Applicable |  | Chassis Mount |  | 2 |  |  | -40°C ~ 65°C |  |  |  | Bulk | 250W |  |  |  |  | UltraVolt® C | 8.00" L x 4.50" W x 1.08" H (203.2mm x 114.3mm x 27.4mm) |  | 30V | 23V |  |  | 1000V | -1000V | 1 | https://www.unikeyic.com/media/datasheet/96/21/5f85/96/abf72d11a1df6ed5a551292193667ff0.pdf | https://www.unikeyic.com/products/other-power-supply/1c24-np250-1/28369789.html
1LE24-N4-10PPM-AZ-SHV | Advanced Energy | 1: 1206.689 | 4W 1 Chassis Mount, 152.4mm × 96.8mm × 38.2mm |  |  |  | ITE (Commercial) | 1LE24 |  |  | 4mA |  |  |  | - | [6 empty] | Not Applicable |  | Chassis Mount |  | 1 |  |  | 10°C ~ 45°C |  |  |  | Bulk | 4W |  |  |  |  | Ultravolt® LE | 6.00" L x 3.81" W x 1.50" H (152.4mm x 96.8mm x 38.2mm) |  | 30V | 23V |  |  | 1000V | - | 2 | https://www.unikeyic.com/media/datasheet/fa/23/5f5d/fa/b5ae5cabba03da1e0d0c241e0fdc36cd.pdf | https://www.unikeyic.com/products/other-power-supply/1le24-n4-10ppm-az-shv/29470132.html
1LE24-P30-10PPM | Advanced Energy | 1: 1873.2708 | 30W 1 Bracket Mount 152.4mm × 96.8mm × 38.2mm |  |  |  | ITE (Commercial) | 1LE24 |  |  | 30mA |  |  |  | - | [6 empty] | Not Applicable |  | Chassis Mount |  | 1 |  |  | 10°C ~ 45°C |  |  |  | Bulk | 30W |  | 10836872 |  |  | Ultravolt® LE | 6.00" L x 3.81" W x 1.50" H (152.4mm x 96.8mm x 38.2mm) |  | 30V | 23V |  |  | 1000V | - | 1 | https://www.unikeyic.com/media/datasheet/fa/23/5f5d/fa/b5ae5cabba03da1e0d0c241e0fdc36cd.pdf | https://www.unikeyic.com/products/other-power-supply/1le24-p30-10ppm/11466443.html
20265 | VICOR | 1: 71.1221 | Accessories, Thermal Interface Pad, Thermal Mate |  | Thermal Pads | [11 empty] | VICOR Maxi, Mini, Micro-Sized Modules |  |  |  |  | Not Applicable | [10 empty] | Bulk |  |  | 3319194 |  |  | ThermMate | [9 empty] | https://www.unikeyic.com/media/datasheet/2b/eb/94cf/26/c4ac7137cbd7f7f839b089d713b4e99e.pdf | https://www.unikeyic.com/products/other-power-supply/20265/11406857.html
20AB20 | Acopian | 1: 232.3184 5: 226.358 10: 220.4025 25: 214.4452 | 1 base mount 89.7mm*64.3mm*31.5mm |  |  | Commercial, Industrial | [7 empty] | 20AB20 Acopian | [5 empty] | 89.7mm*64.3mm*31.5mm | - |  | base mount |  | 1 |  |  | -20℃~71℃ |  | - | [7 empty] | bulk | [9 empty] | 500 | https://www.unikeyic.com/media/datasheet/55/c7/a913/55/12b04cd5c62884d7c9d4f6ce3dd1256a.pdf | https://www.unikeyic.com/products/other-power-supply/20ab20/694783561.html
20AB20-208 | Acopian | 1: 260.0532 5: 253.7978 10: 247.5468 25: 241.2953 | 1 base mount 89.7mm*64.3mm*31.5mm |  |  | Commercial, Industrial | [7 empty] | 20AB20-208 Acopian | [5 empty] | 89.7mm*64.3mm*31.5mm | - |  | base mount |  | 1 |  |  | -20℃~71℃ |  | - | [7 empty] | bulk | [9 empty] | 500 | https://www.unikeyic.com/media/datasheet/55/c7/a913/55/12b04cd5c62884d7c9d4f6ce3dd1256a.pdf | https://www.unikeyic.com/products/other-power-supply/20ab20-208/694784879.html
20AB20-24 | Acopian | 1: 247.8081 5: 241.8467 10: 235.89 25: 229.933 | Bracket Mount, 89.7mm × 64.3mm × 31.5mm |  |  | Commercial, Industrial | [7 empty] | 20AB20-24 Acopian | [5 empty] | 89.7mm*64.3mm*31.5mm | - |  | base mount |  | 1 |  |  | -20℃~71℃ |  | - | [7 empty] | bulk | [9 empty] | 500 | https://www.unikeyic.com/media/datasheet/55/c7/a913/55/12b04cd5c62884d7c9d4f6ce3dd1256a.pdf | https://www.unikeyic.com/products/other-power-supply/20ab20-24/694800461.html
20AB70-100 | Acopian | 1: 332.9892 5: 327.0351 10: 321.0775 25: 315.121 | Base Mount, 89.7mm × 64.3mm × 54.9mm |  |  | Commercial, Industrial | [7 empty] | 20AB70-100 Acopian | [5 empty] | 89.7mm*64.3mm*54.9mm | - |  | base mount |  | 1 |  |  | -20℃~71℃ |  | - | [7 empty] | bulk | [9 empty] | 500 | https://www.unikeyic.com/media/datasheet/55/c7/a913/55/12b04cd5c62884d7c9d4f6ce3dd1256a.pdf | https://www.unikeyic.com/products/other-power-supply/20ab70-100/694810829.html
20AB70-208 | Acopian | 1: 332.9892 5: 327.0351 10: 321.0775 25: 315.121 | 1 base mount 89.7mm*64.3mm*54.9mm |  |  | Commercial, Industrial | [7 empty] | 20AB70-208 Acopian | [5 empty] | 89.7mm*64.3mm*54.9mm | - |  | base mount |  | 1 |  |  | -20℃~71℃ |  | - | [7 empty] | bulk | [9 empty] | 500 | https://www.unikeyic.com/media/datasheet/55/c7/a913/55/12b04cd5c62884d7c9d4f6ce3dd1256a.pdf | https://www.unikeyic.com/products/other-power-supply/20ab70-208/694798512.html
20AB70-24 | Acopian | 1: 332.9892 5: 327.0351 10: 321.0775 25: 315.121 | 1 base mount 89.7mm*64.3mm*54.9mm |  |  | Commercial, Industrial | [7 empty] | 20AB70-24 Acopian | [5 empty] | 89.7mm*64.3mm*54.9mm | - |  | base mount |  | 1 |  |  | -20℃~71℃ |  | - | [7 empty] | bulk | [9 empty] | 500 | https://www.unikeyic.com/media/datasheet/55/c7/a913/55/12b04cd5c62884d7c9d4f6ce3dd1256a.pdf | https://www.unikeyic.com/products/other-power-supply/20ab70-24/694813382.html
20EB70-230 | Acopian | 1: 344.9078 5: 338.9485 10: 332.9918 25: 327.0347 | Bracket Mount, 89.7mm × 64.3mm × 61.7mm |  |  | Commercial | [7 empty] | 20EB70-230 Acopian | [5 empty] | 89.7mm*64.3mm*61.7mm | - |  | base mount |  | 1 |  |  | -20℃~71℃ |  | - | [7 empty] | bulk | [9 empty] | 500 | https://www.unikeyic.com/media/datasheet/55/c7/a913/55/12b04cd5c62884d7c9d4f6ce3dd1256a.pdf | https://www.unikeyic.com/products/other-power-supply/20eb70-230/694805853.html
20LE24-P4 | Advanced Energy | 1: 1714.4814 | 4W 1 base mount 184.9mm*100mm*38.1mm |  |  |  | ITE (Commercial) | 20LE24 |  |  | 200µA |  |  |  | - | [6 empty] | Not Applicable |  | Chassis Mount |  | 1 |  |  | 10°C ~ 45°C |  |  |  | Bulk | 4W |  | 12179183 |  |  | Ultravolt® LE | 7.28" L x 3.94" W x 1.50" H (184.9mm x 100.0mm x 38.1mm) |  | 30V | 23V |  |  | 20000V | - | 2 | https://www.unikeyic.com/media/about_us/Unikey_ISO_9001_Certification.pdf | https://www.unikeyic.com/products/other-power-supply/20le24-p4/12927219.html
20LE24-P4-AZ | Advanced Energy | 1: 1156.463 | 4W 1 base mount 184.9mm*100mm*38.1mm |  |  |  | ITE (Commercial) | 20LE24 |  |  | 200µA |  |  |  | - | [6 empty] | Not Applicable |  | Chassis Mount |  | 1 |  |  | 10°C ~ 45°C |  |  |  | Bulk | 4W |  |  |  |  | Ultravolt® LE | 7.28" L x 3.94" W x 1.50" H (184.9mm x 100.0mm x 38.1mm) |  | 30V | 23V |  |  | 20000V | - | 2 | https://www.unikeyic.com/media/about_us/Unikey_ISO_9001_Certification.pdf | https://www.unikeyic.com/products/other-power-supply/20le24-p4-az/9291208.html
21AB18-100 | Acopian | 1: 247.8081 5: 241.8467 10: 235.89 25: 229.933 | Bracket Mount, 89.7mm × 64.3mm × 31.5mm |  |  | Commercial, Industrial | [7 empty] | 21AB18-100 Acopian | [5 empty] | 89.7mm*64.3mm*31.5mm | - |  | base mount |  | 1 |  |  | -20℃~71℃ |  | - | [7 empty] | bulk | [9 empty] | 500 | https://www.unikeyic.com/media/datasheet/55/c7/a913/55/12b04cd5c62884d7c9d4f6ce3dd1256a.pdf | https://www.unikeyic.com/products/other-power-supply/21ab18-100/694814722.html
21AB18-230 | Acopian | 1: 247.8081 5: 241.8467 10: 235.89 25: 229.933 | 1 base mount 89.7mm*64.3mm*31.5mm |  |  |  | Industrial, ITE (Commercial) |  |  | 180 mA |  |  |  |  | - | Adjustable Output | [5 empty] | Not Applicable |  | Chassis Mount |  | 1 |  |  | -20°C ~ 71°C |  |  |  | Bulk | - |  | 21280062 |  |  | - | 3.53" L x 2.53" W x 1.24" H (89.7mm x 64.3mm x 31.5mm) | 230VAC |  |  |  |  | 21V | - | 500 | https://www.unikeyic.com/media/datasheet/55/c7/a913/55/12b04cd5c62884d7c9d4f6ce3dd1256a.pdf | https://www.unikeyic.com/products/other-power-supply/21ab18-230/694796926.html
21AB38-24 | Acopian | 1: 278.7744 5: 272.822 10: 266.8653 25: 260.9086 | 1 base mount 89.7mm*64.3mm*38.9mm |  |  | Commercial, Industrial | [7 empty] | 21AB38-24 Acopian | [5 empty] | 89.7mm*64.3mm*38.9mm | - |  | base mount |  | 1 |  |  | -20℃~71℃ |  | - | [7 empty] | bulk | [9 empty] | 500 | https://www.unikeyic.com/media/datasheet/55/c7/a913/55/12b04cd5c62884d7c9d4f6ce3dd1256a.pdf | https://www.unikeyic.com/products/other-power-supply/21ab38-24/694799839.html
21AB60-230 | Acopian | 1: 332.9892 5: 327.0351 10: 321.0775 25: 315.121 | 1 base mount 89.7mm*64.3mm*54.9mm |  |  | Commercial, Industrial | [7 empty] | 21AB60-230 Acopian | [5 empty] | 89.7mm*64.3mm*54.9mm | - |  | base mount |  | 1 |  |  | -20℃~71℃ |  | - | [7 empty] | bulk | [9 empty] | 500 | https://www.unikeyic.com/media/datasheet/55/c7/a913/55/12b04cd5c62884d7c9d4f6ce3dd1256a.pdf | https://www.unikeyic.com/products/other-power-supply/21ab60-230/694799725.html
21AB60-24 | Acopian | 1: 332.9892 5: 327.0351 10: 321.0775 25: 315.121 | Base Mount, 89.7mm × 64.3mm × 54.9mm |  |  | Commercial, Industrial | [7 empty] | 21AB60-24 Acopian | [5 empty] | 89.7mm*64.3mm*54.9mm | - |  | base mount |  | 1 |  |  | -20℃~71℃ |  | - | [7 empty] | bulk | [9 empty] | 500 | https://www.unikeyic.com/media/datasheet/55/c7/a913/55/12b04cd5c62884d7c9d4f6ce3dd1256a.pdf | https://www.unikeyic.com/products/other-power-supply/21ab60-24/694787246.html
21EB12-230 | Acopian | 1: 231.9192 5: 225.6725 10: 219.4225 25: 213.1713 | Bracket Mount, 89.7mm × 64.3mm × 35.8mm |  |  | Commercial | [7 empty] | 21EB12-230 Acopian | [5 empty] | 89.7mm*64.3mm*35.8mm | - |  | base mount |  | 1 |  |  | -20℃~71℃ |  | - | [7 empty] | bulk | [9 empty] | 500 | https://www.unikeyic.com/media/datasheet/55/c7/a913/55/12b04cd5c62884d7c9d4f6ce3dd1256a.pdf | https://www.unikeyic.com/products/other-power-supply/21eb12-230/694810501.html
21EB38 | Acopian | 1: 278.7744 5: 272.822 10: 266.8653 25: 260.9086 | 1 base mount 89.7mm*64.3mm*41.9mm |  |  | Commercial | [7 empty] | 21EB38 Acopian | [5 empty] | 89.7mm*64.3mm*41.9mm | - |  | base mount |  | 1 |  |  | -20℃~71℃ |  | - | [7 empty] | bulk | [9 empty] | 500 | https://www.unikeyic.com/media/datasheet/55/c7/a913/55/12b04cd5c62884d7c9d4f6ce3dd1256a.pdf | https://www.unikeyic.com/products/other-power-supply/21eb38/694801229.html
21EB60-230 | Acopian | 1: 337.1583 5: 331.199 10: 325.2425 25: 319.2853 | 1 base mount 89.7mm*64.3mm*61.7mm |  |  | Commercial | [7 empty] | 21EB60-230 Acopian | [5 empty] | 89.7mm*64.3mm*61.7mm | - |  | base mount |  | 1 |  |  | -20℃~71℃ |  | - | [7 empty] | bulk | [9 empty] | 500 | https://www.unikeyic.com/media/datasheet/55/c7/a913/55/12b04cd5c62884d7c9d4f6ce3dd1256a.pdf | https://www.unikeyic.com/products/other-power-supply/21eb60-230/694794336.html
2215000085 | mascot | 1: 64.467 5: 63.3158 10: 63.3158 | 35W 2215 desktop mounting | [10 empty] | 2215000085 mascot | [6 empty] | - |  | desktop mounting |  | - |  |  |  |  | 35W | 2215 | [16 empty] | 14 | https://www.unikeyic.com/media/datasheet/41/fb/1964/08/d9e60205ba26783c213c1ba75d0c8e1c.pdf | https://www.unikeyic.com/products/other-power-supply/2215000085/12239979.html
2290E-5 | KEITHLEY | 1: 9211.4064 | 1 | [10 empty] | 2290E-5 KEITHLEY | [6 empty] | - |  |  |  | 1 |  |  |  |  | - | [17 empty] | 3 | https://www.unikeyic.com/media/datasheet/5f/2c/8c28/5f/00244eb7906c9019001982f6538da844.pdf | https://www.unikeyic.com/products/other-power-supply/2290e-5/11655913.html
22AB15-230 | Acopian | 1: 247.8081 5: 241.8467 10: 235.89 25: 229.933 | Bracket Mount, 89.7mm × 64.3mm × 31.5mm |  |  | Commercial, Industrial | [7 empty] | 22AB15-230 Acopian | [5 empty] | 89.7mm*64.3mm*31.5mm | - |  | base mount |  | 1 |  |  | -20℃~71℃ |  | - | [7 empty] | bulk | [9 empty] | 500 | https://www.unikeyic.com/media/datasheet/55/c7/a913/55/12b04cd5c62884d7c9d4f6ce3dd1256a.pdf | https://www.unikeyic.com/products/other-power-supply/22ab15-230/694814780.html
22AB30-230 | Acopian | 1: 278.7744 5: 272.822 10: 266.8653 25: 260.9086 | Bracket Mount, 89.7mm × 64.3mm × 38.9mm |  |  | Commercial, Industrial | [7 empty] | 22AB30-230 Acopian | [5 empty] | 89.7mm*64.3mm*38.9mm | - |  | base mount |  | 1 |  |  | -20℃~71℃ |  | - | [7 empty] | bulk | [9 empty] | 500 | https://www.unikeyic.com/media/datasheet/55/c7/a913/55/12b04cd5c62884d7c9d4f6ce3dd1256a.pdf | https://www.unikeyic.com/products/other-power-supply/22ab30-230/694803789.html
22AB50-100 | Acopian | 1: 332.9892 5: 327.0351 10: 321.0775 25: 315.121 | Base Mount, 89.7mm × 64.3mm × 54.9mm |  |  | Commercial, Industrial | [7 empty] | 22AB50-100 Acopian | [5 empty] | 89.7mm*64.3mm*54.9mm | - |  | base mount |  | 1 |  |  | -20℃~71℃ |  | - | [7 empty] | bulk | [9 empty] | 500 | https://www.unikeyic.com/media/datasheet/55/c7/a913/55/12b04cd5c62884d7c9d4f6ce3dd1256a.pdf | https://www.unikeyic.com/products/other-power-supply/22ab50-100/694788176.html
22AB50-230 | Acopian | 1: 332.9892 5: 327.0351 10: 321.0775 25: 315.121 | 1 base mount 89.7mm*64.3mm*54.9mm |  |  | Commercial, Industrial | [7 empty] | 22AB50-230 Acopian | [5 empty] | 89.7mm*64.3mm*54.9mm | - |  | base mount |  | 1 |  |  | -20℃~71℃ |  | - | [7 empty] | bulk | [9 empty] | 500 | https://www.unikeyic.com/media/datasheet/55/c7/a913/55/12b04cd5c62884d7c9d4f6ce3dd1256a.pdf | https://www.unikeyic.com/products/other-power-supply/22ab50-230/694803134.html
22EB10 | Acopian | 1: 209.091 5: 203.1325 10: 197.1757 25: 191.2195 | Bracket Mount, 89.7mm × 64.3mm × 35.8mm |  |  | Commercial | [7 empty] | 22EB10 Acopian | [5 empty] | 89.7mm*64.3mm*35.8mm | - |  | base mount |  | 1 |  |  | -20℃~71℃ |  | - | [7 empty] | bulk | [9 empty] | 500 | https://www.unikeyic.com/media/datasheet/55/c7/a913/55/12b04cd5c62884d7c9d4f6ce3dd1256a.pdf | https://www.unikeyic.com/products/other-power-supply/22eb10/694787689.html
22EB10-230 | Acopian | 1: 220.9978 5: 215.0459 10: 209.0901 25: 203.1332 | Bracket Mount, 89.7mm × 64.3mm × 35.8mm |  |  | Commercial | [7 empty] | 22EB10-230 Acopian | [5 empty] | 89.7mm*64.3mm*35.8mm | - |  | base mount |  | 1 |  |  | -20℃~71℃ |  | - | [7 empty] | bulk | [9 empty] | 500 | https://www.unikeyic.com/media/datasheet/55/c7/a913/55/12b04cd5c62884d7c9d4f6ce3dd1256a.pdf | https://www.unikeyic.com/products/other-power-supply/22eb10-230/694807116.html
22EB15-230 | Acopian | 1: 259.7149 5: 253.7601 10: 247.8034 25: 241.8468 | Bracket Mount, 89.7mm × 64.3mm × 35.8mm |  |  | Commercial | [7 empty] | 22EB15-230 Acopian | [5 empty] | 89.7mm*64.3mm*35.8mm | - |  | base mount |  | 1 |  |  | -20℃~71℃ |  | - | [7 empty] | bulk | [9 empty] | 500 | https://www.unikeyic.com/media/datasheet/55/c7/a913/55/12b04cd5c62884d7c9d4f6ce3dd1256a.pdf | https://www.unikeyic.com/products/other-power-supply/22eb15-230/694808803.html
22EB30-230 | Acopian | 1: 290.6917 5: 284.7353 10: 278.7786 25: 272.8219 | 1 base mount 89.7mm*64.3mm*41.9mm |  |  | Commercial | [7 empty] | 22EB30-230 Acopian | [5 empty] | 89.7mm*64.3mm*41.9mm | - |  | base mount |  | 1 |  |  | -20℃~71℃ |  | - | [7 empty] | bulk | [9 empty] | 500 | https://www.unikeyic.com/media/datasheet/55/c7/a913/55/12b04cd5c62884d7c9d4f6ce3dd1256a.pdf | https://www.unikeyic.com/products/other-power-supply/22eb30-230/694794558.html
2316132 | PHOENIX CONTACT | 1: 1555.8694 | Phoenix,Power module,FB-PS-PLUG-24DC/28DC/0.5/EX, |  | Power Supply Module | [11 empty] | - |  |  |  |  | 1 (Unlimited) | [10 empty] | Bulk | [5 empty] | - | [8 empty] | 100 | https://www.unikeyic.com/media/datasheet/c0/01/fb99/c0/a57597c22d6879bf0e7317a3c827f166.pdf | https://www.unikeyic.com/products/other-power-supply/2316132/23441125.html
2316155 | PHOENIX CONTACT | 1: 2215.7493 | Phoenix,Power,FB-PS-MB-TB,Phoenix Contact FB-PS-MB-TB | [17 empty] | - |  |  |  | - |  |  |  |  | - | [17 empty] | 8 | https://www.unikeyic.com/media/about_us/Unikey_ISO_9001_Certification.pdf | https://www.unikeyic.com/products/other-power-supply/2316155/26348042.html
2320157 | PHOENIX CONTACT | 1: 225.0343 | Phoenix,Redundancy module,QUINT-DIODE/12-24DC/2X20/1X40,Phoenix Contact DIN Rail Diode Module, QUINT-DIODE/12-24DC/2X20/1X40series, Used forDIN Guide rail device |  |  |  |  | 23201 | [13 empty] | Not Applicable |  | - | [7 empty] | Din Rail Module | Bulk |  |  | 2700781 |  |  | - | [8 empty] | 5 | https://www.unikeyic.com/media/datasheet/e4/fc/7c90/e4fc7c90676d705c9ac0695b6297d41c.pdf | https://www.unikeyic.com/products/other-power-supply/2320157/25221963.html
2320160 | PHOENIX CONTACT | 1: 386.613 | Phoenix,Redundancy module,QUINT-DIODE/48DC/2X20/1X40,Phoenix Contact DIN Rail Diode Module, QUINT-DIODE/48DC/2X20/1X40series, Used forDIN Guide rail device |  |  |  |  | 23201 | [13 empty] | Not Applicable |  | - | [7 empty] | Din Rail Module | Bulk | [5 empty] | - | [8 empty] | 1 | https://www.unikeyic.com/media/datasheet/96/1f/e280/96/3f6f3c1f9cbb4988251be2ad2f69cbf3.pdf | https://www.unikeyic.com/products/other-power-supply/2320160/24362563.html
2320186 | PHOENIX CONTACT | 1: 689.4906 | Phoenix,Redundancy module，With protective coating,QUINT-ORING/24DC/2X20/1X40,Phoenix Contact Redundancy module, Used forDIN Guide rail device |  | Redundancy Module | [11 empty] | Quint Power Supply |  |  |  |  | Not Applicable | [10 empty] | Bulk |  |  | 3596919 |  |  | Quint | [8 empty] | 4 | https://www.unikeyic.com/media/datasheet/f8/2b/d9f9/f82bd9f993cee0b95f4df8b3454e5dd4.pdf | https://www.unikeyic.com/products/other-power-supply/2320186/28982336.html
2320513 | PHOENIX CONTACT | 1: 61.6369 | Phoenix,Power,STEP-PS/1AC/5DC/2,Phoenix Rail power supply, STEP-PS/ 1AC/ 5DC/2series, 5V DC output, 85 → 264V Communication input | 85 ~ 264 VAC |  |  | ITE (Commercial) |  |  |  | 2A | 250V | 95V |  | 81% | IP20, Load Sharing, Universal Input |  |  | AC or DC |  |  | Not Applicable |  |  |  | 1 |  |  | -25°C ~ 70°C (With Derating) |  |  |  | Bulk | 10W |  |  |  |  | Step | 2.40" L x 0.71" W x 3.54" H (61.0mm x 18.0mm x 90.0mm) |  |  |  | 4 kV |  | 5V | - | 21 | https://www.unikeyic.com/media/datasheet/a2/1b/25f7/a2/6b9cffebfe66cbfeb871af68b3673bac.pdf | https://www.unikeyic.com/products/other-power-supply/2320513/11431480.html
2320908 | PHOENIX CONTACT | 1: 771.3403 | Phoenix,Power，With protective coating,QUINT-PS/1AC/24DC/5/CO,Phoenix Rail power supply, QUINT-PS/1AC/24DC/5/COseries, 24V DC output, 85 → 264V Communication input | 85 ~ 264 VAC |  |  | ITE (Commercial) |  |  |  | 5A |  |  |  | 90% | Adjustable Output, IP20, Load Sharing, Universal Input |  |  | AC |  |  | Not Applicable |  |  |  | 1 |  |  | -40°C ~ 70°C (With Derating) |  |  |  | Bulk | 120W |  | 4483513 |  |  | Quint | 4.92" L x 1.57" W x 5.12" H (125.0mm x 40.0mm x 130.0mm) |  |  |  | 4 kV |  | 24V | - | 1 | https://www.unikeyic.com/media/datasheet/fe/fc/58e4/fe/d2ca79bfe978cffcf535e42bfbc6e973.pdf | https://www.unikeyic.com/products/other-power-supply/2320908/11476713.html
23AB20 | Acopian | 1: 243.7992 5: 237.5438 10: 231.2939 25: 225.0422 | 1 Base Mount 89.7mm × 64.3mm × 31.5mm |  |  | Commercial, Industrial | [7 empty] | 23AB20 Acopian | [5 empty] | 89.7mm*64.3mm*31.5mm | - |  | base mount |  | 1 |  |  | -20℃~71℃ |  | - | [7 empty] | bulk | [9 empty] | 500 | https://www.unikeyic.com/media/datasheet/55/c7/a913/55/12b04cd5c62884d7c9d4f6ce3dd1256a.pdf | https://www.unikeyic.com/products/other-power-supply/23ab20/694783834.html
23AB20-100 | Acopian | 1: 247.8081 5: 241.8467 10: 235.89 25: 229.933 | Base Mount, 89.7mm × 64.3mm × 31.5mm |  |  |  | Industrial, ITE (Commercial) |  |  | 200 mA |  |  |  |  | - | Adjustable Output | [5 empty] | Not Applicable |  | Chassis Mount |  | 1 |  |  | -20°C ~ 71°C |  |  |  | Bulk | - |  | 21280314 |  |  | - | 3.53" L x 2.53" W x 1.24" H (89.7mm x 64.3mm x 31.5mm) | 100VAC |  |  |  |  | 23V | - | 500 | https://www.unikeyic.com/media/datasheet/55/c7/a913/55/12b04cd5c62884d7c9d4f6ce3dd1256a.pdf | https://www.unikeyic.com/products/other-power-supply/23ab20-100/694794745.html
23AB20-208 | Acopian | 1: 260.0532 5: 253.7978 10: 247.5468 25: 241.2953 | 1 base mount 89.7mm*64.3mm*31.5mm |  |  | Commercial, Industrial | [7 empty] | 23AB20-208 Acopian | [5 empty] | 89.7mm*64.3mm*31.5mm | - |  | base mount |  | 1 |  |  | -20℃~71℃ |  | - | [7 empty] | bulk | [9 empty] | 500 | https://www.unikeyic.com/media/datasheet/55/c7/a913/55/12b04cd5c62884d7c9d4f6ce3dd1256a.pdf | https://www.unikeyic.com/products/other-power-supply/23ab20-208/694796928.html
23AB60-100 | Acopian | 1: 332.9892 5: 327.0351 10: 321.0775 25: 315.121 | 1 base mount 89.7mm*64.3mm*54.9mm |  |  | Commercial, Industrial | [7 empty] | 23AB60-100 Acopian | [5 empty] | 89.7mm*64.3mm*54.9mm | - |  | base mount |  | 1 |  |  | -20℃~71℃ |  | - | [7 empty] | bulk | [9 empty] | 500 | https://www.unikeyic.com/media/datasheet/55/c7/a913/55/12b04cd5c62884d7c9d4f6ce3dd1256a.pdf | https://www.unikeyic.com/products/other-power-supply/23ab60-100/694810090.html
23EB10 | Acopian | 1: 209.091 5: 203.1325 10: 197.1757 25: 191.2195 | 1 base mount 89.7mm*64.3mm*35.8mm |  |  | Commercial | [7 empty] | 23EB10 Acopian | [5 empty] | 89.7mm*64.3mm*35.8mm | - |  | base mount |  | 1 |  |  | -20℃~71℃ |  | - | [7 empty] | bulk | [9 empty] | 500 | https://www.unikeyic.com/media/datasheet/55/c7/a913/55/12b04cd5c62884d7c9d4f6ce3dd1256a.pdf | https://www.unikeyic.com/products/other-power-supply/23eb10/694785876.html
23EB20-230 | Acopian | 1: 259.7149 5: 253.7601 10: 247.8034 25: 241.8468 | Bracket Mount, 89.7mm × 64.3mm × 35.8mm |  |  | Commercial | [7 empty] | 23EB20-230 Acopian | [5 empty] | 89.7mm*64.3mm*35.8mm | - |  | base mount |  | 1 |  |  | -20℃~71℃ |  | - | [7 empty] | bulk | [9 empty] | 500 | https://www.unikeyic.com/media/datasheet/55/c7/a913/55/12b04cd5c62884d7c9d4f6ce3dd1256a.pdf | https://www.unikeyic.com/products/other-power-supply/23eb20-230/694790848.html
2466980000 | Weidmüller | 1: 250.5486 10: 220.2114 25: 209.1871 50: 201.2168 | 120W 1 DINRail installation 125mm*35mm*130mm |  |  | Commercial | [7 empty] | 2466980000 Weidmüller | [5 empty] | 125mm*35mm*130mm | - |  | DIN rail mounting |  | 1 |  |  | -40℃~70℃ |  | 120W |  |  |  |  | On sale |  | Compliant | boxed | [9 empty] | 5 | https://www.unikeyic.com/media/datasheet/b2/d5/8758/b2d58758e6707197b43f5e0f39345843.pdf | https://www.unikeyic.com/products/other-power-supply/2466980000/29185161.html
2466990000 | Weidmüller | 1: 346.8189 10: 304.8289 25: 289.5687 | 240W 1 DINRail installation 125mm*39mm*130mm |  |  | Commercial | [7 empty] | 2466990000 Weidmüller | [5 empty] | 125mm*39mm*130mm | - |  | DIN rail mounting |  | 1 |  |  | -40℃~70℃ |  | 240W |  |  |  |  | On sale |  | Compliant | boxed | [9 empty] | 16 | https://www.unikeyic.com/media/datasheet/0f/57/7853/0f/140f7ec503222a7aa12a5142b413cbf2.pdf | https://www.unikeyic.com/products/other-power-supply/2466990000/12213310.html
24AB20 | Acopian | 1: 243.7992 5: 237.5438 10: 231.2939 25: 225.0422 | Mounting Base 89.7mm × 64.3mm × 31.5mm |  |  | Commercial, Industrial | [7 empty] | 24AB20 Acopian | [5 empty] | 89.7mm*64.3mm*31.5mm | - |  | base mount |  | 1 |  |  | -20℃~71℃ |  | - | [7 empty] | bulk | [9 empty] | 499 | https://www.unikeyic.com/media/datasheet/55/c7/a913/55/12b04cd5c62884d7c9d4f6ce3dd1256a.pdf | https://www.unikeyic.com/products/other-power-supply/24ab20/694801793.html
24AB20-208 | Acopian | 1: 260.0532 5: 253.7978 10: 247.5468 25: 241.2953 | Bracket Mount, 89.7mm × 64.3mm × 31.5mm |  |  | Commercial, Industrial | [7 empty] | 24AB20-208 Acopian | [5 empty] | 89.7mm*64.3mm*31.5mm | - |  | base mount |  | 1 |  |  | -20℃~71℃ |  | - | [7 empty] | bulk | [9 empty] | 500 | https://www.unikeyic.com/media/datasheet/55/c7/a913/55/12b04cd5c62884d7c9d4f6ce3dd1256a.pdf | https://www.unikeyic.com/products/other-power-supply/24ab20-208/694804934.html
24AB20-230 | Acopian | 1: 247.8081 5: 241.8467 10: 235.89 25: 229.933 | 1 base mount 89.7mm*64.3mm*31.5mm |  |  | Commercial, Industrial | [7 empty] | 24AB20-230 Acopian | [5 empty] | 89.7mm*64.3mm*31.5mm | - |  | base mount |  | 1 |  |  | -20℃~71℃ |  | - | [7 empty] | bulk | [9 empty] | 500 | https://www.unikeyic.com/media/datasheet/55/c7/a913/55/12b04cd5c62884d7c9d4f6ce3dd1256a.pdf | https://www.unikeyic.com/products/other-power-supply/24ab20-230/694806613.html
24AB20-24 | Acopian | 1: 260.0532 5: 253.7978 10: 247.5468 25: 241.2953 | Bracket Mount, 89.7mm × 64.3mm × 31.5mm |  |  | Commercial, Industrial | [7 empty] | 24AB20-24 Acopian | [5 empty] | 89.7mm*64.3mm*31.5mm | - |  | base mount |  | 1 |  |  | -20℃~71℃ |  | - | [7 empty] | bulk | [9 empty] | 498 | https://www.unikeyic.com/media/datasheet/55/c7/a913/55/12b04cd5c62884d7c9d4f6ce3dd1256a.pdf | https://www.unikeyic.com/products/other-power-supply/24ab20-24/694781908.html
24AB35-208 | Acopian | 1: 292.5504 5: 286.3037 10: 280.0526 25: 273.8016 | 1 Base Mount 89.7mm × 64.3mm × 38.9mm |  |  | Commercial, Industrial | [7 empty] | 24AB35-208 Acopian | [5 empty] | 89.7mm*64.3mm*38.9mm | - |  | base mount |  | 1 |  |  | -20℃~71℃ |  | - | [7 empty] | bulk | [9 empty] | 500 | https://www.unikeyic.com/media/datasheet/55/c7/a913/55/12b04cd5c62884d7c9d4f6ce3dd1256a.pdf | https://www.unikeyic.com/products/other-power-supply/24ab35-208/694810510.html
24AB35-230 | Acopian | 1: 292.5504 5: 286.3037 10: 280.0526 25: 273.8016 | 1 Base Mount 89.7mm × 64.3mm × 38.9mm |  |  | Commercial, Industrial | [7 empty] | 24AB35-230 Acopian | [5 empty] | 89.7mm*64.3mm*38.9mm | - |  | base mount |  | 1 |  |  | -20℃~71℃ |  | - | [7 empty] | bulk | [9 empty] | 500 | https://www.unikeyic.com/media/datasheet/55/c7/a913/55/12b04cd5c62884d7c9d4f6ce3dd1256a.pdf | https://www.unikeyic.com/products/other-power-supply/24ab35-230/694811140.html
24AB35-24 | Acopian | 1: 278.7744 5: 272.822 10: 266.8653 25: 260.9086 | 1 base mount 89.7mm*64.3mm*38.9mm |  |  | Commercial, Industrial | [7 empty] | 24AB35-24 Acopian | [5 empty] | 89.7mm*64.3mm*38.9mm | - |  | base mount |  | 1 |  |  | -20℃~71℃ |  | - | [7 empty] | bulk | [9 empty] | 500 | https://www.unikeyic.com/media/datasheet/55/c7/a913/55/12b04cd5c62884d7c9d4f6ce3dd1256a.pdf | https://www.unikeyic.com/products/other-power-supply/24ab35-24/694787219.html
24AB60 | Acopian | 1: 333.1908 5: 326.9419 10: 320.6909 25: 314.4398 | 1 base mount 89.7mm*64.3mm*54.9mm |  |  | Commercial, Industrial | [7 empty] | 24AB60 Acopian | [5 empty] | 89.7mm*64.3mm*54.9mm | - |  | base mount |  | 1 |  |  | -20℃~71℃ |  | - | [7 empty] | bulk | [9 empty] | 468 | https://www.unikeyic.com/media/datasheet/f1/1c/d27e/f1/9fae42431f3b15903849b74b8126f108.pdf | https://www.unikeyic.com/products/other-power-supply/24ab60/694782922.html
24AB60-100 | Acopian | 1: 349.4448 5: 343.1959 10: 336.9438 25: 330.693 | 1 base mount 89.7mm*64.3mm*54.9mm |  |  | Commercial, Industrial | [7 empty] | 24AB60-100 Acopian | [5 empty] | 89.7mm*64.3mm*54.9mm | - |  | base mount |  | 1 |  |  | -20℃~71℃ |  | - | [7 empty] | bulk | [9 empty] | 500 | https://www.unikeyic.com/media/datasheet/55/c7/a913/55/12b04cd5c62884d7c9d4f6ce3dd1256a.pdf | https://www.unikeyic.com/products/other-power-supply/24ab60-100/694814129.html
24AB60-208 | Acopian | 1: 349.4448 5: 343.1959 10: 336.9438 25: 330.693 | Base Mount, 89.7mm × 64.3mm × 54.9mm |  |  | Commercial, Industrial | [7 empty] | 24AB60-208 Acopian | [5 empty] | 89.7mm*64.3mm*54.9mm | - |  | base mount |  | 1 |  |  | -20℃~71℃ |  | - | [7 empty] | bulk | [9 empty] | 500 | https://www.unikeyic.com/media/datasheet/55/c7/a913/55/12b04cd5c62884d7c9d4f6ce3dd1256a.pdf | https://www.unikeyic.com/products/other-power-supply/24ab60-208/694788282.html
24AB60-230 | Acopian | 1: 349.4448 5: 343.1959 10: 336.9438 25: 330.693 | Base Mount, 89.7mm × 64.3mm × 54.9mm |  |  | Commercial, Industrial | [7 empty] | 24AB60-230 Acopian | [5 empty] | 89.7mm*64.3mm*54.9mm | - |  | base mount |  | 1 |  |  | -20℃~71℃ |  | - | [7 empty] | bulk | [9 empty] | 496 | https://www.unikeyic.com/media/datasheet/55/c7/a913/55/12b04cd5c62884d7c9d4f6ce3dd1256a.pdf | https://www.unikeyic.com/products/other-power-supply/24ab60-230/694795326.html
24AB60-24 | Acopian | 1: 349.4448 5: 343.1959 10: 336.9438 25: 330.693 | Base Mount, 89.7mm × 64.3mm × 54.9mm |  |  | Commercial, Industrial | [7 empty] | 24AB60-24 Acopian | [5 empty] | 89.7mm*64.3mm*54.9mm | - |  | base mount |  | 1 |  |  | -20℃~71℃ |  | - | [7 empty] | bulk | [9 empty] | 499 | https://www.unikeyic.com/media/datasheet/55/c7/a913/55/12b04cd5c62884d7c9d4f6ce3dd1256a.pdf | https://www.unikeyic.com/products/other-power-supply/24ab60-24/694790355.html
24EB20-230 | Acopian | 1: 272.5488 5: 266.2999 10: 260.0489 25: 253.7978 | Bracket Mount, 89.7mm × 64.3mm × 35.8mm |  |  | Commercial | [7 empty] | 24EB20-230 Acopian | [5 empty] | 89.7mm*64.3mm*35.8mm | - |  | base mount |  | 1 |  |  | -20℃~71℃ |  | - | [7 empty] | bulk | [9 empty] | 500 | https://www.unikeyic.com/media/datasheet/55/c7/a913/55/12b04cd5c62884d7c9d4f6ce3dd1256a.pdf | https://www.unikeyic.com/products/other-power-supply/24eb20-230/694814742.html
24EB60-230 | Acopian | 1: 344.9078 5: 338.9485 10: 332.9918 25: 327.0347 | 1 base mount 89.7mm*64.3mm*61.7mm |  |  | Commercial | [7 empty] | 24EB60-230 Acopian | [5 empty] | 89.7mm*64.3mm*61.7mm | - |  | base mount |  | 1 |  |  | -20℃~71℃ |  | - | [7 empty] | bulk | [9 empty] | 491 | https://www.unikeyic.com/media/datasheet/55/c7/a913/55/12b04cd5c62884d7c9d4f6ce3dd1256a.pdf | https://www.unikeyic.com/products/other-power-supply/24eb60-230/694797670.html
24RCM300-2424DM | Bel Fuse | 1: 448.569 16: 448.569 | 300W 2 base mount 116.1mm*112.5mm*38.1mm |  |  | Commercial | [13 empty] | 116.1mm*112.5mm*38.1mm | - |  | base mount |  | 2 |  |  | -40℃~70℃ |  | 300W |  |  |  |  | On sale |  |  | boxed | [9 empty] | 24 | https://www.unikeyic.com/media/about_us/Unikey_ISO_9001_Certification.pdf | https://www.unikeyic.com/products/other-power-supply/24rcm300-2424dm/11772629.html
25400 | SIP Industrial | 1: 522.9548 | 1.1KW 420mm(Length) | [16 empty] | 420mm(Length) | - |  |  |  | - |  |  |  |  | 1.1KW | [17 empty] | 2 | https://www.unikeyic.com/media/about_us/Unikey_ISO_9001_Certification.pdf | https://www.unikeyic.com/products/other-power-supply/25400/691945089.html
25401 | SIP Industrial | 1: 954.6871 | 2KW 385mm(Length) | [16 empty] | 385mm(Length) | - |  |  |  | - |  |  |  |  | 2KW | [17 empty] | 14 | https://www.unikeyic.com/media/about_us/Unikey_ISO_9001_Certification.pdf | https://www.unikeyic.com/products/other-power-supply/25401/691946604.html
25AB19 | Acopian | 1: 232.3184 5: 226.358 10: 220.4025 25: 214.4452 | Base Mount, 89.7mm × 64.3mm × 31.5mm |  |  | Commercial, Industrial | [7 empty] | 25AB19 Acopian | [5 empty] | 89.7mm*64.3mm*31.5mm | - |  | base mount |  | 1 |  |  | -20℃~71℃ |  | - | [7 empty] | bulk | [9 empty] | 500 | https://www.unikeyic.com/media/datasheet/55/c7/a913/55/12b04cd5c62884d7c9d4f6ce3dd1256a.pdf | https://www.unikeyic.com/products/other-power-supply/25ab19/694811923.html
25AB19-208 | Acopian | 1: 247.8081 5: 241.8467 10: 235.89 25: 229.933 | 1 base mount 89.7mm*64.3mm*31.5mm |  |  | Commercial, Industrial | [7 empty] | 25AB19-208 Acopian | [5 empty] | 89.7mm*64.3mm*31.5mm | - |  | base mount |  | 1 |  |  | -20℃~71℃ |  | - | [7 empty] | bulk | [9 empty] | 500 | https://www.unikeyic.com/media/datasheet/55/c7/a913/55/12b04cd5c62884d7c9d4f6ce3dd1256a.pdf | https://www.unikeyic.com/products/other-power-supply/25ab19-208/694783376.html
25AB19-230 | Acopian | 1: 247.8081 5: 241.8467 10: 235.89 25: 229.933 | Bracket Mount, 89.7mm × 64.3mm × 31.5mm |  |  | Commercial, Industrial | [7 empty] | 25AB19-230 Acopian | [5 empty] | 89.7mm*64.3mm*31.5mm | - |  | base mount |  | 1 |  |  | -20℃~71℃ |  | - | [7 empty] | bulk | [9 empty] | 500 | https://www.unikeyic.com/media/datasheet/55/c7/a913/55/12b04cd5c62884d7c9d4f6ce3dd1256a.pdf | https://www.unikeyic.com/products/other-power-supply/25ab19-230/694800202.html
25AB19-24 | Acopian | 1: 247.8081 5: 241.8467 10: 235.89 25: 229.933 | 1 base mount 89.7mm*64.3mm*31.5mm |  |  | Commercial, Industrial | [7 empty] | 25AB19-24 Acopian | [5 empty] | 89.7mm*64.3mm*31.5mm | - |  | base mount |  | 1 |  |  | -20℃~71℃ |  | - | [7 empty] | bulk | [9 empty] | 500 | https://www.unikeyic.com/media/datasheet/55/c7/a913/55/12b04cd5c62884d7c9d4f6ce3dd1256a.pdf | https://www.unikeyic.com/products/other-power-supply/25ab19-24/694797015.html
25AB33-100 | Acopian | 1: 278.7744 5: 272.822 10: 266.8653 25: 260.9086 | 1 base mount 89.7mm*64.3mm*38.9mm |  |  | Commercial, Industrial | [7 empty] | 25AB33-100 Acopian | [5 empty] | 89.7mm*64.3mm*38.9mm | - |  | base mount |  | 1 |  |  | -20℃~71℃ |  | - | [7 empty] | bulk | [9 empty] | 500 | https://www.unikeyic.com/media/datasheet/55/c7/a913/55/12b04cd5c62884d7c9d4f6ce3dd1256a.pdf | https://www.unikeyic.com/products/other-power-supply/25ab33-100/694784425.html
25AB33-208 | Acopian | 1: 278.7744 5: 272.822 10: 266.8653 25: 260.9086 | 1 Base Mount 89.7mm × 64.3mm × 38.9mm |  |  | Commercial, Industrial | [7 empty] | 25AB33-208 Acopian | [5 empty] | 89.7mm*64.3mm*38.9mm | - |  | base mount |  | 1 |  |  | -20℃~71℃ |  | - | [7 empty] | bulk | [9 empty] | 500 | https://www.unikeyic.com/media/datasheet/55/c7/a913/55/12b04cd5c62884d7c9d4f6ce3dd1256a.pdf | https://www.unikeyic.com/products/other-power-supply/25ab33-208/694803081.html
25AB33-24 | Acopian | 1: 278.7744 5: 272.822 10: 266.8653 25: 260.9086 | 1 Base Mount 89.7mm × 64.3mm × 38.9mm |  |  | Commercial, Industrial | [7 empty] | 25AB33-24 Acopian | [5 empty] | 89.7mm*64.3mm*38.9mm | - |  | base mount |  | 1 |  |  | -20℃~71℃ |  | - | [7 empty] | bulk | [9 empty] | 500 | https://www.unikeyic.com/media/datasheet/55/c7/a913/55/12b04cd5c62884d7c9d4f6ce3dd1256a.pdf | https://www.unikeyic.com/products/other-power-supply/25ab33-24/694804828.html
25AB55 | Acopian | 1: 317.5007 5: 311.5464 10: 305.5899 25: 299.6332 | 1 base mount 89.7mm*64.3mm*54.9mm |  |  | Commercial, Industrial | [7 empty] | 25AB55 Acopian | [5 empty] | 89.7mm*64.3mm*54.9mm | - |  | base mount |  | 1 |  |  | -20℃~71℃ |  | - | [7 empty] | bulk | [9 empty] | 500 | https://www.unikeyic.com/media/datasheet/55/c7/a913/55/12b04cd5c62884d7c9d4f6ce3dd1256a.pdf | https://www.unikeyic.com/products/other-power-supply/25ab55/694790480.html
25AB55-100 | Acopian | 1: 332.9892 5: 327.0351 10: 321.0775 25: 315.121 | 1 base mount 89.7mm*64.3mm*54.9mm |  |  | Commercial, Industrial | [7 empty] | 25AB55-100 Acopian | [5 empty] | 89.7mm*64.3mm*54.9mm | - |  | base mount |  | 1 |  |  | -20℃~71℃ |  | - | [7 empty] | bulk | [9 empty] | 500 | https://www.unikeyic.com/media/datasheet/55/c7/a913/55/12b04cd5c62884d7c9d4f6ce3dd1256a.pdf | https://www.unikeyic.com/products/other-power-supply/25ab55-100/694803125.html
25ACPW_24S4 | GAPTEC Electronic | 1: 6.9056 5: 6.5765 10: 6.4404 25: 6.2645 | 26W 1 base mount 65mm*55mm*25mm |  |  |  | ITE (Commercial) |  |  | 1.1 A |  |  |  |  | 87% | Adjustable Output, DC Input Capable, Universal Input | [5 empty] | Not Applicable |  | Chassis Mount |  | 1 |  |  | -30°C ~ 70°C (With Derating) |  |  |  | Box | 26W |  | 16984674 |  |  | 25ACPW_4 (25W) | 2.56" L x 2.17" W x 0.98" H (65.0mm x 55.0mm x 25.0mm) | 85 ~ 305 VAC, 100 ~ 430 VDC |  |  | 4 kV |  | 24V | - | 32 | https://www.unikeyic.com/media/about_us/Unikey_ISO_9001_Certification.pdf | https://www.unikeyic.com/products/other-power-supply/25acpw-24s4/693417537.html
25EB19-230 | Acopian | 1: 259.7149 5: 253.7601 10: 247.8034 25: 241.8468 | Bracket Mount, 89.7mm × 64.3mm × 35.8mm |  |  | Commercial | [7 empty] | 25EB19-230 Acopian | [5 empty] | 89.7mm*64.3mm*35.8mm | - |  | base mount |  | 1 |  |  | -20℃~71℃ |  | - | [7 empty] | bulk | [9 empty] | 500 | https://www.unikeyic.com/media/datasheet/55/c7/a913/55/12b04cd5c62884d7c9d4f6ce3dd1256a.pdf | https://www.unikeyic.com/products/other-power-supply/25eb19-230/694790221.html
25LE24-N4 | Advanced Energy | 1: 1127.918 | 4W 1 base mount 184.9mm*100mm*38.1mm |  |  |  | ITE (Commercial) | 25LE24 |  |  | 160µA |  |  |  | - | [6 empty] | Not Applicable |  | Chassis Mount |  | 1 |  |  | 10°C ~ 45°C |  |  |  | Bulk | 4W |  | 12179174 |  |  | Ultravolt® LE | 7.28" L x 3.94" W x 1.50" H (184.9mm x 100.0mm x 38.1mm) |  | 30V | 23V |  |  | 25000V | - | 3 | https://www.unikeyic.com/media/about_us/Unikey_ISO_9001_Certification.pdf | https://www.unikeyic.com/products/other-power-supply/25le24-n4/21405092.html
2688297 | PHOENIX CONTACT | 1: 492.5055 | Phoenix,Power module,AXLFPWR1H, | [12 empty] | - | Axioline F Series |  |  |  |  | Not Applicable |  | DIN Rail |  |  |  |  | -25°C ~ 60°C |  |  |  | Bulk | [5 empty] | Axioline F | [8 empty] | 4 | https://www.unikeyic.com/media/datasheet/91/69/aeb1/91/f161b775bedbb1c21733365b034873b5.pdf | https://www.unikeyic.com/products/other-power-supply/2688297/32969667.html
2693020 | PHOENIX CONTACT | 1: 242.1047 | Phoenix,Power module,IBIL24PWRIN/R/L-0.8A-PAC,Phoenix Contact safety controller, IB ILseries, 24 V, 2secure input | [12 empty] | - | Inline Series |  |  |  |  | 1 (Unlimited) |  | DIN Rail |  |  |  |  | -25°C ~ 55°C |  |  |  | Bulk | [5 empty] | Inline | [8 empty] | 2 | https://www.unikeyic.com/media/datasheet/05/ff/c79c/05ffc79ca8b503ffab88207aacd95c37.pdf | https://www.unikeyic.com/products/other-power-supply/2693020/32956996.html
26AB17-100 | Acopian | 1: 260.0532 5: 253.7978 10: 247.5468 25: 241.2953 | 1 base mount 89.7mm*64.3mm*31.5mm |  |  | Commercial, Industrial | [7 empty] | 26AB17-100 Acopian | [5 empty] | 89.7mm*64.3mm*31.5mm | - |  | base mount |  | 1 |  |  | -20℃~71℃ |  | - | [7 empty] | bulk | [9 empty] | 500 | https://www.unikeyic.com/media/datasheet/55/c7/a913/55/12b04cd5c62884d7c9d4f6ce3dd1256a.pdf | https://www.unikeyic.com/products/other-power-supply/26ab17-100/694814209.html
26AB17-230 | Acopian | 1: 247.8081 5: 241.8467 10: 235.89 25: 229.933 | Bracket Mount, 89.7mm × 64.3mm × 31.5mm |  |  |  | Industrial, ITE (Commercial) |  |  | 170 mA |  |  |  |  | - | Adjustable Output | [5 empty] | Not Applicable |  | Chassis Mount |  | 1 |  |  | -20°C ~ 71°C |  |  |  | Bulk | - |  | 21280132 |  |  | - | 3.53" L x 2.53" W x 1.24" H (89.7mm x 64.3mm x 31.5mm) | 230VAC |  |  |  |  | 26V | - | 500 | https://www.unikeyic.com/media/datasheet/55/c7/a913/55/12b04cd5c62884d7c9d4f6ce3dd1256a.pdf | https://www.unikeyic.com/products/other-power-supply/26ab17-230/694807376.html
26AB30-100 | Acopian | 1: 278.7744 5: 272.822 10: 266.8653 25: 260.9086 | 1 base mount 89.7mm*64.3mm*38.9mm |  |  | Commercial, Industrial | [7 empty] | 26AB30-100 Acopian | [5 empty] | 89.7mm*64.3mm*38.9mm | - |  | base mount |  | 1 |  |  | -20℃~71℃ |  | - | [7 empty] | bulk | [9 empty] | 500 | https://www.unikeyic.com/media/datasheet/55/c7/a913/55/12b04cd5c62884d7c9d4f6ce3dd1256a.pdf | https://www.unikeyic.com/products/other-power-supply/26ab30-100/694788929.html
26AB30-208 | Acopian | 1: 278.7744 5: 272.822 10: 266.8653 25: 260.9086 | 1 Base Mount 89.7mm × 64.3mm × 38.9mm |  |  | Commercial, Industrial | [7 empty] | 26AB30-208 Acopian | [5 empty] | 89.7mm*64.3mm*38.9mm | - |  | base mount |  | 1 |  |  | -20℃~71℃ |  | - | [7 empty] | bulk | [9 empty] | 500 | https://www.unikeyic.com/media/datasheet/55/c7/a913/55/12b04cd5c62884d7c9d4f6ce3dd1256a.pdf | https://www.unikeyic.com/products/other-power-supply/26ab30-208/694799582.html
26AB45-208 | Acopian | 1: 332.9892 5: 327.0351 10: 321.0775 25: 315.121 | 1 base mount 89.7mm*64.3mm*54.9mm |  |  | Commercial, Industrial | [7 empty] | 26AB45-208 Acopian | [5 empty] | 89.7mm*64.3mm*54.9mm | - |  | base mount |  | 1 |  |  | -20℃~71℃ |  | - | [7 empty] | bulk | [9 empty] | 500 | https://www.unikeyic.com/media/datasheet/55/c7/a913/55/12b04cd5c62884d7c9d4f6ce3dd1256a.pdf | https://www.unikeyic.com/products/other-power-supply/26ab45-208/694814423.html
26AB45-230 | Acopian | 1: 332.9892 5: 327.0351 10: 321.0775 25: 315.121 | 1 base mount 89.7mm*64.3mm*54.9mm |  |  | Commercial, Industrial | [7 empty] | 26AB45-230 Acopian | [5 empty] | 89.7mm*64.3mm*54.9mm | - |  | base mount |  | 1 |  |  | -20℃~71℃ |  | - | [7 empty] | bulk | [9 empty] | 500 | https://www.unikeyic.com/media/datasheet/55/c7/a913/55/12b04cd5c62884d7c9d4f6ce3dd1256a.pdf | https://www.unikeyic.com/products/other-power-supply/26ab45-230/694796196.html
26AB45-24 | Acopian | 1: 332.9892 5: 327.0351 10: 321.0775 25: 315.121 | Base Mount, 89.7mm × 64.3mm × 54.9mm |  |  | Commercial, Industrial | [7 empty] | 26AB45-24 Acopian | [5 empty] | 89.7mm*64.3mm*54.9mm | - |  | base mount |  | 1 |  |  | -20℃~71℃ |  | - | [7 empty] | bulk | [9 empty] | 500 | https://www.unikeyic.com/media/datasheet/55/c7/a913/55/12b04cd5c62884d7c9d4f6ce3dd1256a.pdf | https://www.unikeyic.com/products/other-power-supply/26ab45-24/694782638.html
26EB08-230 | Acopian | 1: 231.9192 5: 225.6725 10: 219.4225 25: 213.1713 | 1 base mount 89.7mm*64.3mm*35.8mm |  |  | Commercial | [7 empty] | 26EB08-230 Acopian | [5 empty] | 89.7mm*64.3mm*35.8mm | - |  | base mount |  | 1 |  |  | -20℃~71℃ |  | - | [7 empty] | bulk | [9 empty] | 500 | https://www.unikeyic.com/media/datasheet/55/c7/a913/55/12b04cd5c62884d7c9d4f6ce3dd1256a.pdf | https://www.unikeyic.com/products/other-power-supply/26eb08-230/694815231.html
26EB17-230 | Acopian | 1: 259.7149 5: 253.7601 10: 247.8034 25: 241.8468 | Bracket Mount, 89.7mm × 64.3mm × 35.8mm |  |  | Commercial | [7 empty] | 26EB17-230 Acopian | [5 empty] | 89.7mm*64.3mm*35.8mm | - |  | base mount |  | 1 |  |  | -20℃~71℃ |  | - | [7 empty] | bulk | [9 empty] | 500 | https://www.unikeyic.com/media/datasheet/55/c7/a913/55/12b04cd5c62884d7c9d4f6ce3dd1256a.pdf | https://www.unikeyic.com/products/other-power-supply/26eb17-230/694795411.html
26EB30-230 | Acopian | 1: 290.6917 5: 284.7353 10: 278.7786 25: 272.8219 | 1 base mount 89.7mm*64.3mm*41.9mm |  |  | Commercial | [7 empty] | 26EB30-230 Acopian | [5 empty] | 89.7mm*64.3mm*41.9mm | - |  | base mount |  | 1 |  |  | -20℃~71℃ |  | - | [7 empty] | bulk | [9 empty] | 500 | https://www.unikeyic.com/media/datasheet/55/c7/a913/55/12b04cd5c62884d7c9d4f6ce3dd1256a.pdf | https://www.unikeyic.com/products/other-power-supply/26eb30-230/694796441.html
26EB45-230 | Acopian | 1: 353.8188 5: 347.5656 10: 341.3146 25: 335.0631 | 1 base mount 89.7mm*64.3mm*61.7mm |  |  | Commercial | [7 empty] | 26EB45-230 Acopian | [5 empty] | 89.7mm*64.3mm*61.7mm | - |  | base mount |  | 1 |  |  | -20℃~71℃ |  | - | [7 empty] | bulk | [9 empty] | 500 | https://www.unikeyic.com/media/datasheet/55/c7/a913/55/12b04cd5c62884d7c9d4f6ce3dd1256a.pdf | https://www.unikeyic.com/products/other-power-supply/26eb45-230/694807440.html
2789-9080 | WAGO | 1: 102.365 10: 92.6885 25: 89.0977 50: 86.4727 100: 83.9241 | Wago communication module IO-Linkinterface, 2789series |  | Communication Module | [11 empty] | WAGO 721 Series |  |  |  |  | Not Applicable | [10 empty] | Box |  |  | 15545668 |  |  | - | [8 empty] | 3 | https://www.unikeyic.com/media/about_us/Unikey_ISO_9001_Certification.pdf | https://www.unikeyic.com/products/other-power-supply/2789-9080/28655700.html
27AB16 | Acopian | 1: 243.7992 5: 237.5438 10: 231.2939 25: 225.0422 | 1 base mount 89.7mm*64.3mm*31.5mm |  |  | Commercial, Industrial | [7 empty] | 27AB16 Acopian | [5 empty] | 89.7mm*64.3mm*31.5mm | - |  | base mount |  | 1 |  |  | -20℃~71℃ |  | - | [7 empty] | bulk | [9 empty] | 500 | https://www.unikeyic.com/media/datasheet/55/c7/a913/55/12b04cd5c62884d7c9d4f6ce3dd1256a.pdf | https://www.unikeyic.com/products/other-power-supply/27ab16/694782110.html
27AB16-100 | Acopian | 1: 260.0532 5: 253.7978 10: 247.5468 25: 241.2953 | Base Mount, 89.7mm × 64.3mm × 31.5mm |  |  | Commercial, Industrial | [7 empty] | 27AB16-100 Acopian | [5 empty] | 89.7mm*64.3mm*31.5mm | - |  | base mount |  | 1 |  |  | -20℃~71℃ |  | - | [7 empty] | bulk | [9 empty] | 500 | https://www.unikeyic.com/media/datasheet/55/c7/a913/55/12b04cd5c62884d7c9d4f6ce3dd1256a.pdf | https://www.unikeyic.com/products/other-power-supply/27ab16-100/694789063.html
27AB16-24 | Acopian | 1: 260.0532 5: 253.7978 10: 247.5468 25: 241.2953 | 1 base mount 89.7mm*64.3mm*31.5mm |  |  | Commercial, Industrial | [7 empty] | 27AB16-24 Acopian | [5 empty] | 89.7mm*64.3mm*31.5mm | - |  | base mount |  | 1 |  |  | -20℃~71℃ |  | - | [7 empty] | bulk | [9 empty] | 500 | https://www.unikeyic.com/media/datasheet/55/c7/a913/55/12b04cd5c62884d7c9d4f6ce3dd1256a.pdf | https://www.unikeyic.com/products/other-power-supply/27ab16-24/694801982.html
27AB30 | Acopian | 1: 276.3072 5: 270.0518 10: 263.7997 25: 257.5485 | 1 base mount 89.7mm*64.3mm*38.9mm |  |  | Commercial, Industrial | [7 empty] | 27AB30 Acopian | [5 empty] | 89.7mm*64.3mm*38.9mm | - |  | base mount |  | 1 |  |  | -20℃~71℃ |  | - | [7 empty] | bulk | [9 empty] | 500 | https://www.unikeyic.com/media/datasheet/55/c7/a913/55/12b04cd5c62884d7c9d4f6ce3dd1256a.pdf | https://www.unikeyic.com/products/other-power-supply/27ab30/694813178.html
27AB30-208 | Acopian | 1: 292.5504 5: 286.3037 10: 280.0526 25: 273.8016 | 1 base mount 89.7mm*64.3mm*38.9mm |  |  | Commercial, Industrial | [7 empty] | 27AB30-208 Acopian | [5 empty] | 89.7mm*64.3mm*38.9mm | - |  | base mount |  | 1 |  |  | -20℃~71℃ |  | - | [7 empty] | bulk | [9 empty] | 500 | https://www.unikeyic.com/media/datasheet/55/c7/a913/55/12b04cd5c62884d7c9d4f6ce3dd1256a.pdf | https://www.unikeyic.com/products/other-power-supply/27ab30-208/694797310.html
27AB30-230 | Acopian | 1: 292.5504 5: 286.3037 10: 280.0526 25: 273.8016 | 1 base mount 89.7mm*64.3mm*38.9mm |  |  | Commercial, Industrial | [7 empty] | 27AB30-230 Acopian | [5 empty] | 89.7mm*64.3mm*38.9mm | - |  | base mount |  | 1 |  |  | -20℃~71℃ |  | - | [7 empty] | bulk | [9 empty] | 500 | https://www.unikeyic.com/media/datasheet/55/c7/a913/55/12b04cd5c62884d7c9d4f6ce3dd1256a.pdf | https://www.unikeyic.com/products/other-power-supply/27ab30-230/694799517.html
27AB30-24 | Acopian | 1: 292.5504 5: 286.3037 10: 280.0526 25: 273.8016 | Base Mount, 89.7mm × 64.3mm × 38.9mm |  |  | Commercial, Industrial | [7 empty] | 27AB30-24 Acopian | [5 empty] | 89.7mm*64.3mm*38.9mm | - |  | base mount |  | 1 |  |  | -20℃~71℃ |  | - | [7 empty] | bulk | [9 empty] | 500 | https://www.unikeyic.com/media/datasheet/55/c7/a913/55/12b04cd5c62884d7c9d4f6ce3dd1256a.pdf | https://www.unikeyic.com/products/other-power-supply/27ab30-24/694791038.html
27AB50-230 | Acopian | 1: 349.4448 5: 343.1959 10: 336.9438 25: 330.693 | 1 base mount 89.7mm*64.3mm*54.9mm |  |  | Commercial, Industrial | [7 empty] | 27AB50-230 Acopian | [5 empty] | 89.7mm*64.3mm*54.9mm | - |  | base mount |  | 1 |  |  | -20℃~71℃ |  | - | [7 empty] | bulk | [9 empty] | 500 | https://www.unikeyic.com/media/datasheet/55/c7/a913/55/12b04cd5c62884d7c9d4f6ce3dd1256a.pdf | https://www.unikeyic.com/products/other-power-supply/27ab50-230/694810765.html
27EB08-230 | Acopian | 1: 231.9192 5: 225.6725 10: 219.4225 25: 213.1713 | Bracket Mount, 89.7mm × 64.3mm × 35.8mm |  |  | Commercial | [7 empty] | 27EB08-230 Acopian | [5 empty] | 89.7mm*64.3mm*35.8mm | - |  | base mount |  | 1 |  |  | -20℃~71℃ |  | - | [7 empty] | bulk | [9 empty] | 500 | https://www.unikeyic.com/media/datasheet/55/c7/a913/55/12b04cd5c62884d7c9d4f6ce3dd1256a.pdf | https://www.unikeyic.com/products/other-power-supply/27eb08-230/694797714.html
27EB16-230 | Acopian | 1: 272.5488 5: 266.2999 10: 260.0489 25: 253.7978 | 1 base mount 89.7mm*64.3mm*35.8mm |  |  | Commercial | [7 empty] | 27EB16-230 Acopian | [5 empty] | 89.7mm*64.3mm*35.8mm | - |  | base mount |  | 1 |  |  | -20℃~71℃ |  | - | [7 empty] | bulk | [9 empty] | 500 | https://www.unikeyic.com/media/datasheet/55/c7/a913/55/12b04cd5c62884d7c9d4f6ce3dd1256a.pdf | https://www.unikeyic.com/products/other-power-supply/27eb16-230/694812750.html
27EB30-230 | Acopian | 1: 305.0568 5: 298.8058 10: 292.5547 25: 286.3037 | 1 base mount 89.7mm*64.3mm*41.9mm |  |  | Commercial | [7 empty] | 27EB30-230 Acopian | [5 empty] | 89.7mm*64.3mm*41.9mm | - |  | base mount |  | 1 |  |  | -20℃~71℃ |  | - | [7 empty] | bulk | [9 empty] | 500 | https://www.unikeyic.com/media/datasheet/55/c7/a913/55/12b04cd5c62884d7c9d4f6ce3dd1256a.pdf | https://www.unikeyic.com/products/other-power-supply/27eb30-230/694789285.html
27EB50-230 | Acopian | 1: 361.9512 5: 355.698 10: 349.447 25: 343.1955 | Bracket Mount, 89.7mm × 64.3mm × 61.7mm |  |  | Commercial | [7 empty] | 27EB50-230 Acopian | [5 empty] | 89.7mm*64.3mm*61.7mm | - |  | base mount |  | 1 |  |  | -20℃~71℃ |  | - | [7 empty] | bulk | [9 empty] | 500 | https://www.unikeyic.com/media/datasheet/55/c7/a913/55/12b04cd5c62884d7c9d4f6ce3dd1256a.pdf | https://www.unikeyic.com/products/other-power-supply/27eb50-230/694800088.html
2861331 | PHOENIX CONTACT | 1: 46.4982 5: 45.6679 10: 45.6679 | Phoenix,Power module,IBIL24PWRIN-PAC,Phoenix Contact Terminal block terminal block | [12 empty] | - | Inline Series |  |  |  |  | Not Applicable |  | DIN Rail |  |  |  |  | - |  |  |  | Bulk |  |  | 2526409 |  |  | Inline | [8 empty] | 8 | https://www.unikeyic.com/media/datasheet/90/05/b216/9005b2163ac9d56c993847f3262fc882.pdf | https://www.unikeyic.com/products/other-power-supply/2861331/32952549.html
2861373 | PHOENIX CONTACT | 1: 50.1154 | Phoenix,Segment Module,IBIL24SEG/F-PAC,Phoenix Contact PLCInput and output module PLCInput and output module, FX5series | [12 empty] | - | Inline Series |  |  |  |  | Not Applicable |  | DIN Rail |  |  |  |  | -25°C ~ 55°C |  |  |  | Bulk | [5 empty] | Inline | [8 empty] | 5 | https://www.unikeyic.com/media/datasheet/d7/9f/3765/d7/fb92b0a7e4ac056751ad87aa0b7acfa2.pdf | https://www.unikeyic.com/products/other-power-supply/2861373/32918589.html
2861409 | PHOENIX CONTACT | 1: 174.5683 | Phoenix,Segment Module,IBIL24SEG-ELF-PAC,Phoenix Contact PLCInput and output module PLCInput and output module, FX5series | [12 empty] | - | Inline Series |  |  |  |  | 1 (Unlimited) |  | DIN Rail |  |  |  |  | -25°C ~ 55°C |  |  |  | Bulk | [5 empty] | Inline | [8 empty] | 100 | https://www.unikeyic.com/media/datasheet/c8/14/dd9b/c8/b7a4b2e3228c080c6515748a890d5ac6.pdf | https://www.unikeyic.com/products/other-power-supply/2861409/32940855.html
2861535 | PHOENIX CONTACT | 1: 222.0634 | Phoenix,Power module,IBIL230PWRIN-PAC,Phoenix Contact PLCInput and output module PLCInput and output module, FX5series | [12 empty] | - | Inline Series |  |  |  |  | 1 (Unlimited) |  | DIN Rail |  |  |  |  | -25°C ~ 55°C |  |  |  | Bulk | [5 empty] | Inline | [8 empty] | 100 | https://www.unikeyic.com/media/datasheet/60/92/374b/60/be780bde15cd76ccfd1621b5a5327793.pdf | https://www.unikeyic.com/products/other-power-supply/2861535/32981312.html
2861904 | PHOENIX CONTACT | 1: 85.2704 | Phoenix,Segment Module,IBIL24SEG/F-D-PAC, | [12 empty] | - | Inline Series |  |  |  |  | Not Applicable |  | DIN Rail |  |  |  |  | -25°C ~ 55°C |  |  |  | Bulk |  |  | 2526412 |  |  | Inline | [8 empty] | 2 | https://www.unikeyic.com/media/datasheet/d9/b0/04f8/d9b004f85d59f8f2567326cc8b2b55f4.pdf | https://www.unikeyic.com/products/other-power-supply/2861904/22080774.html
2862152 | PHOENIX CONTACT | 1: 80.3299 | Phoenix,Power module,IBIL24PWRIN/2-F-D-PAC,Phoenix Contact PLCInput and output module PLCInput and output module | [12 empty] | - | Inline Series |  |  |  |  | Not Applicable |  | DIN Rail |  |  |  |  | -25°C ~ 55°C |  |  |  | Bulk |  |  | 2526404 |  |  | Inline | [8 empty] | 1 | https://www.unikeyic.com/media/datasheet/54/47/6a10/96/afba481616d53f9825073117fc376557.pdf | https://www.unikeyic.com/products/other-power-supply/2862152/34367671.html
2863834 | PHOENIX CONTACT | 1: 172.6715 | Phoenix,Power module,IBIL24PWRIN/2F-DF-2MBD-PAC,Phoenix Contact PLCInput and output module PLCInput and output module | [12 empty] | - | Inline Series |  |  |  |  | 1 (Unlimited) |  | DIN Rail |  |  |  |  | -25°C ~ 55°C |  |  |  | Bulk |  |  | 2526465 |  |  | Inline | [8 empty] | 100 | https://www.unikeyic.com/media/datasheet/17/29/7ff6/17297ff61e09d06d01a92c974da45de1.pdf | https://www.unikeyic.com/products/other-power-supply/2863834/34509090.html
2866404 | PHOENIX CONTACT | 1: 818.378 2: 781.187 | Phoenix,Power,TRIO-PS/3AC/24DC/40,960W 1 1% DINRail installation 190mm*139mm*130mm | 320 ~ 575 VAC (3 Phase), 360 ~ 575 VAC (2 Phase) |  |  | ITE (Commercial) |  |  |  | 40A |  |  |  | 91% | IP20, Universal Input |  |  | AC |  |  | Not Applicable |  |  |  | 1 |  |  | -25°C ~ 70°C |  |  |  | Box | 960W |  |  |  |  | TRIO | 7.48" L x 5.47" W x 5.12" H (190.0mm x 139.0mm x 130.0mm) |  |  |  | 4 kV |  | 24V | - | 4 | https://www.unikeyic.com/media/datasheet/da/3b/de0d/da3bde0da511d2d21ec6b8b25112d7cd.pdf | https://www.unikeyic.com/products/other-power-supply/2866404/11897040.html
2866475 | PHOENIX CONTACT | 1: 201.355 2: 191.763 7: 183.051 18: 175.087 | Phoenix,Power,TRIO-PS/1AC/12DC/5,60W 1 1% DINRail installation 115mm*32mm*130mm | 100 ~ 240 VAC |  |  | ITE (Commercial) |  |  |  | 5A |  |  |  | 83% | IP20, Universal Input |  |  | AC |  |  | Not Applicable |  |  |  | 1 |  |  | -25°C ~ 70°C |  |  |  | Box | 60W |  |  |  |  | TRIO | 4.53" L x 1.26" W x 5.12" H (115.0mm x 32.0mm x 130.0mm) |  |  |  | 4 kV |  | 12V | - | 51 | https://www.unikeyic.com/media/datasheet/18/a8/303d/18/c490cf1636c59a42134bc82121532bc9.pdf | https://www.unikeyic.com/products/other-power-supply/2866475/29057640.html
2866488 | PHOENIX CONTACT | 1: 334.917 4: 319.693 10: 305.789 30: 293.051 | Phoenix,Power,TRIO-PS/1AC/12DC/10,Phoenix Rail power supply, TRIO-PS/1AC/12DC/10series, 12V DC output, 85 → 264V Communication input | 100 ~ 240 VAC |  |  | ITE (Commercial) |  |  |  | 10A |  |  |  | 86% | IP20, Universal Input |  |  | AC |  |  | Not Applicable |  |  |  | 1 |  |  | -25°C ~ 70°C |  |  |  | Box | 120W |  |  |  |  | TRIO | 4.53" L x 1.57" W x 5.12" H (115.0mm x 40.0mm x 130.0mm) |  |  |  | 4 kV |  | 12V | - | 76 | https://www.unikeyic.com/media/datasheet/89/4f/13f7/89/9d2d9b006a0787bf796f337348f4bd2f.pdf | https://www.unikeyic.com/products/other-power-supply/2866488/29280735.html
2866491 | PHOENIX CONTACT | 1: 357.863 4: 341.594 | Phoenix,Power,TRIO-PS/1AC/48DC/5,Phoenix Rail power supply, TRIO-PS/1AC/48DC/5series, 48V DC output, 85 → 264V Communication input | 100 ~ 240 VAC |  |  | ITE (Commercial) |  |  |  | 5A |  |  |  | 89% | IP20, Universal Input |  |  | AC |  |  | Not Applicable |  |  |  | 1 |  |  | -25°C ~ 70°C |  |  |  | Box | 240W |  |  |  |  | TRIO | 6.00" L x 2.36" W x 5.12" H (152.5mm x 60.0mm x 130.0mm) |  |  |  | 4 kV |  | 48V | - | 7 | https://www.unikeyic.com/media/datasheet/49/c6/1d84/49c61d848f1715b164da550b79b65d07.pdf | https://www.unikeyic.com/products/other-power-supply/2866491/12135017.html
2866501 | PHOENIX CONTACT | 1: 723.107 | Phoenix,Power,TRIO-PS/1AC/48DC/10,Phoenix Rail power supply, TRIO-PS/1AC/48DC/10series, 48V DC output, 85 → 264V Communication input | 100 ~ 240 VAC |  |  | ITE (Commercial) |  |  |  | 10A |  |  |  | 91% | IP20, Universal Input |  |  | AC |  |  | Not Applicable |  |  |  | 1 |  |  | -25°C ~ 70°C |  |  |  | Box | 480W |  |  |  |  | TRIO | 6.00" L x 4.53" W x 5.12" H (152.5mm x 115.0mm x 130.0mm) |  |  |  | 4 kV |  | 48V | - | 2 | https://www.unikeyic.com/media/datasheet/3f/f3/cdfd/3f/5b3a3184e634d3d6f279b06d9b0424f2.pdf | https://www.unikeyic.com/products/other-power-supply/2866501/28928234.html
2866514 | PHOENIX CONTACT | 1: 101.0982 5: 101.0982 10: 99.2601 50: 99.2601 | Phoenix,Redundancy module,TRIO-DIODE/12-24DC/2X10/1X20,Phoenix Contact Redundancy module, TRIO-DIODE/12-24DC/2X10/1X20series |  | Redundancy Module | [11 empty] | - |  |  |  |  | Not Applicable | [10 empty] | Box |  |  | 2417096 |  |  | TRIO | [8 empty] | 5 | https://www.unikeyic.com/media/datasheet/9a/0c/d020/9a/d02e7a0c6d3cd04cb9fcb1b5102316e2.pdf | https://www.unikeyic.com/products/other-power-supply/2866514/11627025.html
2866527 | PHOENIX CONTACT | 1: 151.7805 10: 148.5511 | Phoenix,Redundancy module,TRIO-DIODE/48DC/2X10/1X20,Phoenix Contact Redundancy module, TRIO-DIODE/48DC/2X10/1X20series |  | Redundancy Module | [11 empty] | TRIO DC/DC Converters |  |  |  |  | Not Applicable | [10 empty] | Bulk | [5 empty] | TRIO DIODE | [8 empty] | 100 | https://www.unikeyic.com/media/datasheet/1b/c5/fd6a/1b/ff97e215acf49adef179b034157c8857.pdf | https://www.unikeyic.com/products/other-power-supply/2866527/28570888.html
2866530 | PHOENIX CONTACT | 1: 680.6099 10: 666.1288 | Phoenix,Power,TRIO-PS/600DC/24DC/20,1 1% DINRail installation 152.5mm*115mm*130mm |  |  | Commercial | [7 empty] | 2866530 PHOENIX CONTACT | [5 empty] | 152.5mm*115mm*130mm | 1% |  | DIN rail mounting |  | 1 |  |  | -25℃~70℃ |  | - |  |  |  |  | On sale |  | Compliant | [10 empty] | 100 | https://www.unikeyic.com/media/datasheet/8c/a3/11e7/8c/fdae57d02c12178641c35f08cde83eb7.pdf | https://www.unikeyic.com/products/other-power-supply/2866530/29233520.html
2866721 | PHOENIX CONTACT | 1: 1192.3525 | Phoenix,Power,QUINT-PS/1AC/12DC/20,240W 1 1% DINRail installation 125mm*90mm*130mm | 100 ~ 240 VAC |  |  | ITE (Commercial) |  |  |  | 20A |  |  |  | 90% | Adjustable Output, IP20, Load Sharing, Universal Input |  |  | AC |  |  | Not Applicable |  |  |  | 1 |  |  | -25°C ~ 70°C (With Derating) |  |  |  | Box | 240W |  |  |  |  | Quint | 4.92" L x 3.54" W x 5.12" H (125.0mm x 90.0mm x 130.0mm) |  |  |  | 4 kV |  | 12V | - | 8 | https://www.unikeyic.com/media/datasheet/c4/b0/3ede/c4/032076adcf9b8f142a7c5ae82a803f32.pdf | https://www.unikeyic.com/products/other-power-supply/2866721/29430314.html
2868538 | PHOENIX CONTACT | 1: 61.5765 | Phoenix,Power,STEP-PS/1AC/12DC/1,12W 1 1% DINRail installation 61mm*18mm*90mm | 85 ~ 264 VAC |  |  | ITE (Commercial) |  |  |  | 1A | 250V | 95V |  | 83% | IP20, Load Sharing, Universal Input |  |  | AC or DC |  |  | Not Applicable |  |  |  | 1 |  |  | -25°C ~ 70°C (With Derating) |  |  |  | Box | 12W |  | 2346063 |  |  | Step | 2.40" L x 0.71" W x 3.54" H (61.0mm x 18.0mm x 90.0mm) |  |  |  | 4 kV |  | 12V | - | 11 | https://www.unikeyic.com/media/datasheet/b6/ee/3e9b/b6/7a25a2ecfac3dd89f9944e6a67e7c4ff.pdf | https://www.unikeyic.com/products/other-power-supply/2868538/12343258.html
2868554 | PHOENIX CONTACT | 1: 73.1141 | Phoenix,Power,STEP-PS/1AC/12DC/1.5/FL,18W 1 1% DINRail installation 43mm*36mm*90mm | 85 ~ 264 VAC |  |  | ITE (Commercial) |  |  |  | 1.5A | 250V | 95V |  | 84% | IP20, Load Sharing, Universal Input |  |  | AC or DC |  |  | Not Applicable |  |  |  | 1 |  |  | -25°C ~ 70°C (With Derating) |  |  |  | Box | 18W |  | 2346064 |  |  | Step | 1.69" L x 1.42" W x 3.54" H (43.0mm x 36.0mm x 90.0mm) |  |  |  | 4 kV |  | 12V | - | 8 | https://www.unikeyic.com/media/datasheet/bd/4d/e082/bd4de082fa6598bbce1d42f7f7e3ffcc.pdf | https://www.unikeyic.com/products/other-power-supply/2868554/11985072.html
2868567 | PHOENIX CONTACT | 1: 82.5 5: 82.5 10: 81 50: 81 | Phoenix,Power,STEP-PS/1AC/12DC/1.5,Phoenix Rail power supply, STEP-PS/1AC/12DC/1.5series, 12V DC output, 85 → 264V Communication input | 85 ~ 264 VAC |  |  | ITE (Commercial) |  |  |  | 1.5A | 250V | 95V |  | 84% | IP20, Load Sharing, Universal Input |  |  | AC or DC |  |  | Not Applicable |  |  |  | 1 |  |  | -25°C ~ 70°C (With Derating) |  |  |  | Box | 18W |  |  |  |  | Step | 2.40" L x 1.42" W x 3.54" H (61.0mm x 36.0mm x 90.0mm) |  |  |  | 4 kV |  | 12V | - | 50 | https://www.unikeyic.com/media/datasheet/08/b4/1231/08b41231e1eb0dca794814bc7fa3cd90.pdf | https://www.unikeyic.com/products/other-power-supply/2868567/12359647.html
2868583 | PHOENIX CONTACT | 1: 100.364 5: 100.364 10: 98.5392 50: 98.5392 | Phoenix,Power,STEP-PS/1AC/12DC/5,Phoenix Rail power supply, STEP-PS/1AC/12DC/5series, 12V DC output, 85 → 264V Communication input | 85 ~ 264 VAC |  |  | ITE (Commercial) |  |  |  | 5A | 250V | 95V |  | 87% | IP20, Load Sharing, Universal Input |  |  | AC or DC |  |  | Not Applicable |  |  |  | 1 |  |  | -25°C ~ 70°C (With Derating) |  |  |  | Box | 60W |  |  |  |  | Step | 2.40" L x 2.83" W x 3.54" H (61.0mm x 72.0mm x 90.0mm) |  |  |  | 4 kV |  | 12V | - | 9 | https://www.unikeyic.com/media/datasheet/2d/b0/5554/2d/ed5ee32b195441bab9ffcaa3f1b2dc4f.pdf | https://www.unikeyic.com/products/other-power-supply/2868583/28718875.html
2868606 | PHOENIX CONTACT | 1: 95.87 | Phoenix,Redundancy module,STEP-DIODE/5-24DC/2X5/1X10,Phoenix Contact Redundancy module, Used forDIN Guide rail device |  | Redundancy Module | [11 empty] | Quint Power Supply |  |  |  |  | Not Applicable | [10 empty] | Bulk |  |  | 3596918 |  |  | Quint | [8 empty] | 22 | https://www.unikeyic.com/media/datasheet/23/cb/e5d8/23cbe5d803f8cc66c18ad55d5e787300.pdf | https://www.unikeyic.com/products/other-power-supply/2868606/12262792.html
2868619 | PHOENIX CONTACT | 1: 95.909 5: 95.909 10: 94.1652 50: 94.1652 | Phoenix,Power,STEP-PS/1AC/15DC/4,Phoenix Rail power supply, STEP-PS/1AC/15DC/4series, 15V DC output, 85 → 264V Communication input | 85 ~ 264 VAC |  |  | ITE (Commercial) |  |  |  | 4A | 250V | 95V |  | 87% | IP20, Load Sharing, Universal Input |  |  | AC or DC |  |  | Not Applicable |  |  |  | 1 |  |  | -25°C ~ 70°C (With Derating) |  |  |  | Box | 60W |  |  |  |  | Step | 2.40" L x 2.83" W x 3.54" H (61.0mm x 72.0mm x 90.0mm) |  |  |  | 4 kV |  | 15V | - | 2 | https://www.unikeyic.com/media/datasheet/69/dc/4ba2/69/be0a1d91ed8b79b2ed157ddca5b73fae.pdf | https://www.unikeyic.com/products/other-power-supply/2868619/28999830.html
2868635 | PHOENIX CONTACT | 1: 75.936 5: 74.58 10: 73.224 50: 73.224 100: 73.224 | Phoenix,Power,STEP-PS/1AC/24DC/0.75,Phoenix Rail power supply, STEP-PS/1AC/24DC/0.75series, 24V DC output, 85 → 264V Communication input | 85 ~ 264 VAC |  |  | ITE (Commercial) |  |  |  | 750mA | 250V | 95V |  | 84% | IP20, Load Sharing, Universal Input |  |  | AC or DC |  |  | Not Applicable |  |  |  | 1 |  |  | -25°C ~ 70°C (With Derating) |  |  |  | Box | 18W |  | 2051158 |  |  | Step | 2.40" L x 1.42" W x 3.54" H (61.0mm x 36.0mm x 90.0mm) |  |  |  | 4 kV |  | 24V | - | 156 | https://www.unikeyic.com/media/datasheet/a8/b7/7230/a8/61e3f7fa9af6cc2866fced06c7f6c0de.pdf | https://www.unikeyic.com/products/other-power-supply/2868635/29482849.html
2868651 | PHOENIX CONTACT | 1: 79.748 | Phoenix,Power,STEP-PS/1AC/24DC/2.5,Phoenix Rail power supply, STEP-PS/1AC/24DC/2.5series, 24V DC output, 85 → 264V Communication input | 85 ~ 264 VAC |  |  | ITE (Commercial) |  |  |  | 2.5A | 250V | 95V |  | 86% | IP20, Load Sharing, Universal Input |  |  | AC or DC |  |  | Not Applicable |  |  |  | 1 |  |  | -25°C ~ 70°C (With Derating) |  |  |  | Box | 60W |  | 2051160 |  |  | Step | 2.40" L x 2.83" W x 3.54" H (61.0mm x 72.0mm x 90.0mm) |  |  |  | 4 kV |  | 24V | - | 2 | https://www.unikeyic.com/media/datasheet/fc/ba/e160/fc/6ed3eabf50df4c9d13fe19f0c4e81f8f.pdf | https://www.unikeyic.com/products/other-power-supply/2868651/12143109.html
2868664 | PHOENIX CONTACT | 1: 263.237 | Phoenix,Power,STEP-PS/1AC/24DC/4.2,Phoenix Rail power supply, STEP-PS/1AC/24DC/4series, 24V DC output, 85 → 264V Communication input | 85 ~ 264 VAC |  |  | ITE (Commercial) |  |  |  | 4.2A | 250V | 95V |  | 88% | IP20, Load Sharing, Universal Input |  |  | AC or DC |  |  | Not Applicable |  |  |  | 1 |  |  | -25°C ~ 70°C (With Derating) |  |  |  | Box | 100W |  | 2051161 |  |  | Step | 2.40" L x 3.54" W x 3.54" H (61.0mm x 90.0mm x 90.0mm) |  |  |  | 4 kV |  | 24V | - | 41 | https://www.unikeyic.com/media/datasheet/45/66/145b/45/85e3fcf7a47c8a92ebce62fa4e7f737b.pdf | https://www.unikeyic.com/products/other-power-supply/2868664/29482837.html
2868677 | PHOENIX CONTACT | 1: 166.419 3: 158.499 | Phoenix,Power,STEP-PS/1AC/24DC/3.8/C2LPS,91W 1 DINRail installation 61mm*90mm*90mm | 85 ~ 264 VAC |  |  | ITE (Commercial) |  |  |  | 3.8A | 250V | 95V |  | 88% | IP20, Load Sharing, Universal Input |  |  | AC or DC |  |  | Not Applicable |  |  |  | 1 |  |  | -25°C ~ 70°C (With Derating) |  |  |  | Box | 91W |  | 2417095 |  |  | Step | 2.40" L x 3.54" W x 3.54" H (61.0mm x 90.0mm x 90.0mm) |  |  |  | 4 kV |  | 24V | - | 6 | https://www.unikeyic.com/media/datasheet/72/20/1869/722018695087d9bd436a24893a9cccd5.pdf | https://www.unikeyic.com/products/other-power-supply/2868677/12316245.html
2868680 | PHOENIX CONTACT | 1: 353.6207 | Phoenix,Power,STEP-PS/1AC/48DC/2,Phoenix Rail power supply, STEP-PS/1AC/48DC/2series, 48V DC output, 85 → 264V Communication input | 85 ~ 264 VAC |  |  | ITE (Commercial) |  |  |  | 2A | 250V | 95V |  | 90% | IP20, Load Sharing, Universal Input |  |  | AC or DC |  |  | Not Applicable |  |  |  | 1 |  |  | -25°C ~ 70°C (With Derating) |  |  |  | Box | 96W |  | 2417415 |  |  | Step | 2.40" L x 3.54" W x 3.54" H (61.0mm x 90.0mm x 90.0mm) |  |  |  | 4 kV |  | 48V | - | 9 | https://www.unikeyic.com/media/datasheet/d1/11/d67b/d1/4c5ca4ac218b4e6ca18f6b6009b3fc6d.pdf | https://www.unikeyic.com/products/other-power-supply/2868680/12387749.html
2868716 | PHOENIX CONTACT | 1: 76.6864 5: 75.317 10: 73.9476 50: 73.9476 100: 73.9476 | Phoenix,Power,STEP-PS/48AC/24DC/0.5,Phoenix Rail power supply, STEP-PS/48AC/24DC/0.5series, 24V DC output, 48V Communication input | 43 ~ 52 VAC |  |  | Industrial, ITE (Commercial) |  |  |  | 500mA | 80V | 60V |  | 81% | IP20, Load Sharing, Universal Input |  |  | AC or DC |  |  | Not Applicable |  |  |  | 1 |  |  | -25°C ~ 70°C (With Derating) |  |  |  | Bulk | 12W |  |  |  |  | Step | 2.40" L x 0.71" W x 3.54" H (61.0mm x 18.0mm x 90.0mm) |  |  |  | 4 kV |  | 24V | - | 2 | https://www.unikeyic.com/media/datasheet/1c/53/14c6/1c5314c6d6ac0f3a6da5f18b9983efc4.pdf | https://www.unikeyic.com/products/other-power-supply/2868716/28418392.html
289-907 | WAGO | 1: 72.6223 10: 69.8291 100: 67.0359 | 1 DINRail installation 66mm*78.5mm*39mm |  |  |  | ITE (Commercial) |  |  |  | 3A |  |  |  | - | [6 empty] | Not Applicable |  | DIN Rail |  | 1 |  |  | -25°C ~ 40°C |  |  |  | Box | - |  | 15556666 |  |  | - | 2.60" L x 3.09" W x 1.54" H (66.0mm x 78.5mm x 39.0mm) |  | 35V | 27V |  |  | 24V | - | 2 | https://www.unikeyic.com/media/about_us/Unikey_ISO_9001_Certification.pdf | https://www.unikeyic.com/products/other-power-supply/289-907/12540795.html
28AB15-230 | Acopian | 1: 247.8081 5: 241.8467 10: 235.89 25: 229.933 | Base Mount 89.7mm × 64.3mm × 31.5mm |  |  | Commercial, Industrial | [7 empty] | 28AB15-230 Acopian | [5 empty] | 89.7mm*64.3mm*31.5mm | - |  | base mount |  | 1 |  |  | -20℃~71℃ |  | - | [7 empty] | bulk | [9 empty] | 500 | https://www.unikeyic.com/media/datasheet/55/c7/a913/55/12b04cd5c62884d7c9d4f6ce3dd1256a.pdf | https://www.unikeyic.com/products/other-power-supply/28ab15-230/694797697.html
28AB50-100 | Acopian | 1: 349.4448 5: 343.1959 10: 336.9438 25: 330.693 | 1 base mount 89.7mm*64.3mm*54.9mm |  |  | Commercial, Industrial | [7 empty] | 28AB50-100 Acopian | [5 empty] | 89.7mm*64.3mm*54.9mm | - |  | base mount |  | 1 |  |  | -20℃~71℃ |  | - | [7 empty] | bulk | [9 empty] | 500 | https://www.unikeyic.com/media/datasheet/55/c7/a913/55/12b04cd5c62884d7c9d4f6ce3dd1256a.pdf | https://www.unikeyic.com/products/other-power-supply/28ab50-100/694786778.html
28AB50-208 | Acopian | 1: 349.4448 5: 343.1959 10: 336.9438 25: 330.693 | 1 base mount 89.7mm*64.3mm*54.9mm |  |  | Commercial, Industrial | [7 empty] | 28AB50-208 Acopian | [5 empty] | 89.7mm*64.3mm*54.9mm | - |  | base mount |  | 1 |  |  | -20℃~71℃ |  | - | [7 empty] | bulk | [9 empty] | 500 | https://www.unikeyic.com/media/datasheet/55/c7/a913/55/12b04cd5c62884d7c9d4f6ce3dd1256a.pdf | https://www.unikeyic.com/products/other-power-supply/28ab50-208/694785352.html
2902646 | PHOENIX CONTACT | 1: 271.755 5: 266.814 10: 266.814 | Phoenix,Power,TRIO-PS/1AC/5DC/10,Phoenix Rail power supply, TRIO-PS/1AC/5DC/10series, 5V DC output, 85 → 264V Communication input | 85 ~ 264 VAC |  |  | ITE (Commercial) |  |  |  | 10A |  |  |  | 80% | IP20, Universal Input |  |  | AC |  |  | Not Applicable |  |  |  | 1 |  |  | -25°C ~ 70°C (With Derating) |  |  |  | Bulk | 50W |  | 4484380 |  |  | TRIO | 4.53" L x 1.57" W x 5.12" H (115.0mm x 40.0mm x 130.0mm) |  |  |  | 4 kV |  | 5V | - | 4 | https://www.unikeyic.com/media/datasheet/4a/ab/c5fb/4a/e70022f6f7f78164faa77415d5971dbf.pdf | https://www.unikeyic.com/products/other-power-supply/2902646/12534281.html
2902879 | PHOENIX CONTACT | 1: 1130.2729 | Phoenix,Redundancy module,QUINT-ORING/24DC/2X40/1X80,Phoenix Contact Redundancy module, QUINT-ORING/24DC/2X40/1X80series |  | Redundancy Module | [11 empty] | Quint Power Supply |  |  |  |  | Not Applicable | [10 empty] | Bulk |  |  | 5198418 |  |  | Quint | [8 empty] | 5 | https://www.unikeyic.com/media/datasheet/75/78/9e3a/75/1f7dacf34ab517c497780675288afa19.pdf | https://www.unikeyic.com/products/other-power-supply/2902879/12375872.html
2902991 | PHOENIX CONTACT | 1: 48.16 5: 47.3 10: 46.44 50: 46.44 100: 46.44 | Phoenix,Power,UNO-PS/1AC/24DC/30W,Phoenix Rail power supply, UNO-PS/1AC/24DC/30Wseries, 24V DC output, 85 → 264V Communication input | 85 ~ 264 VAC |  |  | ITE (Commercial) |  |  |  | 1.25A |  |  |  | 88% | Adjustable Output, Load Sharing, Universal Input |  |  | AC |  |  | Not Applicable |  |  |  | 1 |  |  | -25°C ~ 70°C (With Derating) |  |  |  | Bulk | 30W |  | 4234175 |  |  | UNO | 3.54" L x 0.89" W x 3.54" H (90.0mm x 22.5mm x 90.0mm) |  |  |  | 4 kV |  | 24V | - | 27 | https://www.unikeyic.com/media/datasheet/f7/c9/370e/f7c9370ef6c90a435a69dd6ea2d47883.pdf | https://www.unikeyic.com/products/other-power-supply/2902991/28614239.html
2902992 | PHOENIX CONTACT | 1: 60.928 5: 59.84 10: 58.752 50: 58.752 | Phoenix,Power,UNO-PS/1AC/24DC/60W,Phoenix Rail power supply, UNO-PS/1AC/24DC/60Wseries, 24V DC output, 85 → 264V Communication input | 85 ~ 264 VAC |  |  | ITE (Commercial) |  |  |  | 2.5A |  |  |  | 90% | Adjustable Output, IP20, Load Sharing, Universal Input |  |  | AC |  |  | Not Applicable |  |  |  | 1 |  |  | -25°C ~ 70°C (With Derating) |  |  |  | Bulk | 60W |  |  |  |  | UNO | 3.54" L x 0.89" W x 3.54" H (90.0mm x 22.5mm x 90.0mm) |  |  |  | 4 kV |  | 24V | - | 80 | https://www.unikeyic.com/media/datasheet/f5/43/c4e1/f543c4e13521ec94a307246468eeb3da.pdf | https://www.unikeyic.com/products/other-power-supply/2902992/12465328.html
2902993 | PHOENIX CONTACT | 1: 95.645 5: 95.645 10: 93.906 50: 93.906 | Phoenix,Power,UNO-PS/1AC/24DC/100W,Phoenix Rail power supply, UNO-PS/1AC/24DC/100Wseries, 24V DC output, 85 → 264V Communication input | 85 ~ 264 VAC |  |  | ITE (Commercial) |  |  |  | 4.2A |  |  |  | 90% | Adjustable Output, Load Sharing, Universal Input |  |  | AC |  |  | Not Applicable |  |  |  | 1 |  |  | -25°C ~ 70°C (With Derating) |  |  |  | Bulk | 100W |  |  |  |  | UNO | 3.54" L x 2.17" W x 3.54" H (90.0mm x 55.0mm x 90.0mm) |  |  |  | 4 kV |  | 24V | - | 67 | https://www.unikeyic.com/media/datasheet/a2/7f/22a7/a27f22a74c9944a56769986ab25898f7.pdf | https://www.unikeyic.com/products/other-power-supply/2902993/28908202.html
2902996 | PHOENIX CONTACT | 1: 97.548 5: 97.548 10: 95.7744 50: 95.7744 | Phoenix,Power,UNO-PS/1AC/48DC/100W,Phoenix Rail power supply, UNO-PS/1AC/48DC/100Wseries, 48V DC output, 85 → 264V Communication input | 85 ~ 264 VAC |  |  | ITE (Commercial) |  |  |  | 1.7A |  |  |  | 90% | IP20, Universal Input |  |  | AC |  |  | Not Applicable |  |  |  | 1 |  |  | -25°C ~ 70°C (With Derating) |  |  |  | Bulk | 82W |  | 4900909 |  |  | UNO | 3.31" L x 2.17" W x 3.54" H (84.0mm x 55.0mm x 90.0mm) |  |  |  | 4 kV |  | 48V | - | 1 | https://www.unikeyic.com/media/datasheet/fc/ee/08f3/fc/1fe7c036051d65225b31908526209a2e.pdf | https://www.unikeyic.com/products/other-power-supply/2902996/12053157.html
2902997 | PHOENIX CONTACT | 1: 257.669 | Phoenix,Power,UNO-PS/1AC/12DC/100W,Phoenix Rail power supply, UNO-PS/1AC/12DC/100Wseries, 12V DC output, 85 → 264V Communication input | 85 ~ 264 VAC |  |  | ITE (Commercial) |  |  |  | 8.3A |  |  |  | 90% | IP20, Universal Input |  |  | AC |  |  | Not Applicable |  |  |  | 1 |  |  | -25°C ~ 70°C (With Derating) |  |  |  | Bulk | 100W |  | 4900912 |  |  | UNO | 3.31" L x 2.17" W x 3.54" H (84.0mm x 55.0mm x 90.0mm) |  |  |  | 4 kV |  | 12V | - | 20 | https://www.unikeyic.com/media/datasheet/ca/80/66f6/ca8066f6f00dd28fc28abd5bb3769baf.pdf | https://www.unikeyic.com/products/other-power-supply/2902997/28471266.html
2902998 | PHOENIX CONTACT | 1: 133.584 | Phoenix,Power,UNO-PS/1AC/12DC/30W,Phoenix Rail power supply, UNO-PS/1AC/12DC/30Wseries, 12V DC output, 85 → 264V Communication input | 85 ~ 264 VAC |  |  | ITE (Commercial) |  |  |  | 2.5A |  |  |  | 87% | Adjustable Output, Load Sharing, Universal Input |  |  | AC |  |  | Not Applicable |  |  |  | 1 |  |  | -25°C ~ 70°C (With Derating) |  |  |  | Bulk | 30W |  |  |  |  | UNO | 3.54" L x 0.89" W x 3.54" H (90.0mm x 22.5mm x 90.0mm) |  |  |  | 4 kV |  | 12V | - | 179 | https://www.unikeyic.com/media/datasheet/88/0e/95db/88/3449f224e8d9db43c00e7deb8cb78c09.pdf | https://www.unikeyic.com/products/other-power-supply/2902998/29419936.html
2902999 | PHOENIX CONTACT | 1: 166.8325 | Phoenix,Power,UNO-PS/1AC/12DC/55W,Phoenix Rail power supply, UNO-PS/1AC/12DC/55Wseries, 12V DC output, 85 → 264V Communication input | 85 ~ 264 VAC |  |  | ITE (Commercial) |  |  |  | 4.6A |  |  |  | 89% | Adjustable Output, Load Sharing, Universal Input |  |  | AC |  |  | Not Applicable |  |  |  | 1 |  |  | -25°C ~ 70°C (With Derating) |  |  |  | Bulk | 55W |  |  |  |  | UNO | 3.54" L x 1.38" W x 3.54" H (90.0mm x 35.0mm x 90.0mm) |  |  |  | 4 kV |  | 12V | - | 9 | https://www.unikeyic.com/media/datasheet/c3/48/5441/c3/8a955774f946786c77f3cfc6b5f54c1b.pdf | https://www.unikeyic.com/products/other-power-supply/2902999/11652983.html
2903000 | PHOENIX CONTACT | 3: 66.726 | Phoenix,Power,UNO-PS/1AC/15DC/30W,Phoenix Rail power supply, UNO-PS/1AC/15DC/30Wseries, 15V DC output, 85 → 264V Communication input | 85 ~ 264 VAC |  |  | ITE (Commercial) |  |  |  | 2A |  |  |  | 87% | IP20, Universal Input |  |  | AC |  |  | Not Applicable |  |  |  | 1 |  |  | -25°C ~ 70°C (With Derating) |  |  |  | Bulk | 30W |  | 4900910 |  |  | UNO | 3.31" L x 0.89" W x 3.54" H (84.0mm x 22.5mm x 90.0mm) |  |  |  | 4 kV |  | 15V | - | 4 | https://www.unikeyic.com/media/datasheet/ad/e9/d3bc/ad/210d7f8df89daab19ff3a0bf08589873.pdf | https://www.unikeyic.com/products/other-power-supply/2903000/28805856.html
2903001 | PHOENIX CONTACT | 1: 167.0366 | Phoenix,Power,UNO-PS/1AC/15DC/55W,Phoenix Rail power supply, UNO-PS/1AC/15DC/ 55Wseries, 15V DC output, 85 → 264V Communication input | 85 ~ 264 VAC |  |  | ITE (Commercial) |  |  |  | 3.7A |  |  |  | 89% | IP20, Universal Input |  |  | AC |  |  | Not Applicable |  |  |  | 1 |  |  | -25°C ~ 70°C (With Derating) |  |  |  | Bulk | 56W |  | 4900911 |  |  | UNO | 3.31" L x 1.38" W x 3.54" H (84.0mm x 35.0mm x 90.0mm) |  |  |  | 4 kV |  | 15V | - | 46 | https://www.unikeyic.com/media/datasheet/bd/eb/b9fa/bd/030bef1e795142067350b16a67b45a17.pdf | https://www.unikeyic.com/products/other-power-supply/2903001/11619431.html
2903002 | PHOENIX CONTACT | 1: 116.3937 10: 114.4538 100: 111.544 | Phoenix,Power,UNO-PS/1AC/15DC/100W,Phoenix Rail power supply, UNO-PS/1AC/15DC/100Wseries, 15V DC output, 85 → 264V Communication input | 85 ~ 264 VAC |  |  | ITE (Commercial) |  |  |  | 6.67A |  |  |  | 89% | IP20, Universal Input |  |  | AC |  |  | Not Applicable |  |  |  | 1 |  |  | -25°C ~ 70°C (With Derating) |  |  |  | Bulk | 100W |  | 5197286 |  |  | UNO | 3.31" L x 2.17" W x 3.54" H (84.0mm x 55.0mm x 90.0mm) | [5 empty] | 15V | - | 2 | https://www.unikeyic.com/media/datasheet/16/8c/c723/168cc723eb187976833ad0a115a1087d.pdf | https://www.unikeyic.com/products/other-power-supply/2903002/28958585.html
2903144 | PHOENIX CONTACT | 1: 206.91 5: 203.148 10: 203.148 | Phoenix,Power,TRIO-PS-2G/1AC/24DC/5/B+D,Phoenix Contact UPS Power, TRIO POWERseries | 85 ~ 264 VAC |  |  | Industrial, ITE (Commercial) |  |  |  | 5A | 275V | 99V |  | 89% | Adjustable Output, IP20 |  |  | AC or DC |  |  | 1 (Unlimited) |  |  |  | 1 |  |  | -25°C ~ 70°C (With Derating) |  |  |  | Bulk | 120W |  | 17936663 |  |  | - | 4.53" L x 1.38" W x 5.12" H (115.0mm x 35.0mm x 130.0mm) |  |  |  | 1.5 kV |  | 24V | - | 2 | https://www.unikeyic.com/media/datasheet/84/5d/8ea4/845d8ea48d1908f8cb288c678e330d85.pdf | https://www.unikeyic.com/products/other-power-supply/2903144/11497988.html
2903147 | PHOENIX CONTACT | 1: 251.366 | Phoenix,Power,TRIO-PS-2G/1AC/24DC/3/C2LPS,Phoenix Rail power supply, TRIO-PS-2G/1AC/24DC/3/C2LPSseries, 24V DC output, 85 → 264V Communication input | 85 ~ 264 VAC |  |  | ITE (Commercial) |  |  |  | 3A |  |  |  | 89% | Adjustable Output, Universal Input |  |  | AC |  |  | Not Applicable |  |  |  | 1 |  |  | -25°C ~ 70°C (With Derating) |  |  |  | Bulk | 72W |  | 6163395 |  |  | TRIO | 4.53" L x 1.18" W x 5.12" H (115.0mm x 30.0mm x 130.0mm) |  |  |  | 4 kV |  | 24V | - | 98 | https://www.unikeyic.com/media/datasheet/13/01/62f7/130162f73376a8fd6c927e856daacfbf.pdf | https://www.unikeyic.com/products/other-power-supply/2903147/28949783.html
2903148 | PHOENIX CONTACT | 1: 86.8307 | Phoenix,Power,TRIO-PS-2G/1AC/24DC/5,Phoenix Rail power supply, TRIO POWERseries, 24V DC output, 85 → 264V Communication input | 85 ~ 264 VAC |  |  | ITE (Commercial) |  |  |  | 5A |  |  |  | 90% | Adjustable Output, Universal Input |  |  | AC |  |  | Not Applicable |  |  |  | 1 |  |  | -25°C ~ 70°C (With Derating) |  |  |  | Bulk | 120W |  | 6163396 |  |  | TRIO | 4.53" L x 1.38" W x 5.12" H (115.0mm x 35.0mm x 130.0mm) |  |  |  | 4 kV |  | 24V | - | 1 | https://www.unikeyic.com/media/datasheet/85/cb/a896/85cba896abe740e926b12dcf1f35052f.pdf | https://www.unikeyic.com/products/other-power-supply/2903148/12493766.html
2903151 | PHOENIX CONTACT | 1: 367.8473 | Phoenix,Power,TRIO-PS-2G/1AC/24DC/20,Phoenix Rail power supply, TRIO POWERseries, 24V DC output, 85 → 264V Communication input | 85 ~ 264 VAC |  |  | ITE (Commercial) |  |  |  | 20A |  |  |  | 93% | Adjustable Output, Universal Input |  |  | AC |  |  | Not Applicable |  |  |  | 1 |  |  | -25°C ~ 70°C (With Derating) |  |  |  | Bulk | 480W |  |  |  |  | TRIO | 6.30" L x 2.68" W x 5.12" H (160.0mm x 68.0mm x 130.0mm) |  |  |  | 4 kV |  | 24V | - | 113 | https://www.unikeyic.com/media/datasheet/b7/e7/21fd/b7e721fd968e20f34bb7a0fcd2410c38.pdf | https://www.unikeyic.com/products/other-power-supply/2903151/11902013.html
2903153 | PHOENIX CONTACT | 1: 409.5829 | Phoenix,Power,TRIO-PS-2G/3AC/24DC/5,Phoenix Rail power supply, TRIO POWERseries, 24V DC output, 400V Communication input | 320 ~ 575 VAC (3 Phase) |  |  | ITE (Commercial) |  |  |  | 5A |  |  |  | 91% | Adjustable Output, Universal Input |  |  | AC |  |  | Not Applicable |  |  |  | 1 |  |  | -25°C ~ 70°C (With Derating) |  |  |  | Bulk | 120W |  |  |  |  | TRIO | 4.53" L x 1.38" W x 5.12" H (115.0mm x 35.0mm x 130.0mm) |  |  |  | 4 kV |  | 24V | - | 120 | https://www.unikeyic.com/media/datasheet/54/47/6a10/34/35151f0a7e9eae28376dbd062bbd2908.pdf | https://www.unikeyic.com/products/other-power-supply/2903153/12168368.html
2903154 | PHOENIX CONTACT | 1: 472.739 | Phoenix,Power,TRIO-PS-2G/3AC/24DC/10,Phoenix Rail power supply, TRIO-PS-2G/3AC/24DC/10series, 24V DC output, 400V Communication input | 320 ~ 575 VAC (3 Phase) |  |  | ITE (Commercial) |  |  |  | 10A |  |  |  | 92% | Adjustable Output, Universal Input |  |  | AC |  |  | Not Applicable |  |  |  | 1 |  |  | -25°C ~ 70°C (With Derating) |  |  |  | Bulk | 240W |  |  |  |  | TRIO | 6.30" L x 1.65" W x 5.12" H (160.0mm x 42.0mm x 130.0mm) |  |  |  | 4 kV |  | 24V | - | 436 | https://www.unikeyic.com/media/datasheet/98/f2/64ad/98/8f6afe0884b25ead0a180a7237e2643c.pdf | https://www.unikeyic.com/products/other-power-supply/2903154/29379268.html
2903155 | PHOENIX CONTACT | 1: 659.1597 | Phoenix,Power,TRIO-PS-2G/3AC/24DC/20,Phoenix Rail power supply, TRIO-PS-2G/3AC/24DC/20series, 24V DC output, 400V Communication input | 320 ~ 575 VAC (3 Phase) |  |  | ITE (Commercial) |  |  |  | 20A |  |  |  | 93% | Adjustable Output, Universal Input |  |  | AC |  |  | Not Applicable |  |  |  | 1 |  |  | -25°C ~ 70°C (With Derating) |  |  |  | Bulk | 480W |  |  |  |  | TRIO | 6.30" L x 2.56" W x 5.12" H (160.0mm x 65.0mm x 130.0mm) |  |  |  | 4 kV |  | 24V | - | 7 | https://www.unikeyic.com/media/datasheet/98/6e/2945/986e2945d09b6e03069ffc7b129004e9.pdf | https://www.unikeyic.com/products/other-power-supply/2903155/12427102.html
2903156 | PHOENIX CONTACT | 1: 648.8134 | Phoenix,Power,TRIO-PS-2G/3AC/24DC/40,960W 1 1% DINRail installation 160mm*110mm*130mm | 400 ~ 500 VAC (3 Phase) |  |  | Industrial, ITE (Commercial) |  |  |  | 40A |  |  |  | 93.3% | Adjustable Output, IP20, Universal Input |  |  | AC |  |  | Not Applicable |  |  |  | 1 |  |  | -25°C ~ 70°C (With Derating) |  |  |  | Box | 960W |  | 8028682 |  |  | TRIO | 6.30" L x 4.33" W x 5.12" H (160.0mm x 110.0mm x 130.0mm) |  |  |  | 3 kV |  | 24V | - | 10 | https://www.unikeyic.com/media/datasheet/5b/f5/130d/5bf5130d88791f2d2e444a6241d57ef9.pdf | https://www.unikeyic.com/products/other-power-supply/2903156/11710165.html
2903157 | PHOENIX CONTACT | 1: 297.8997 | Phoenix,Power,TRIO-PS-2G/1AC/12DC/5/C2LPS,Phoenix Rail power supply, TRIO-PS-2G/1AC/12DC/5/C2LPSseries, 12V DC output | 100 ~ 240 VAC |  |  | Industrial, ITE (Commercial) |  |  |  | 5A | 250V | 110V |  | 85.6% | Adjustable Output, IP20, Universal Input |  |  | AC or DC |  |  | Not Applicable |  |  |  | 1 |  |  | -25°C ~ 70°C (With Derating) |  |  |  | Bulk | 60W |  | 7558903 |  |  | TRIO | 4.53" L x 1.18" W x 5.12" H (115.0mm x 30.0mm x 130.0mm) |  |  |  | 3 kV |  | 12V | - | 28 | https://www.unikeyic.com/media/datasheet/c7/83/d8f4/c7/d854c5795bc06225559418b2df89cc32.pdf | https://www.unikeyic.com/products/other-power-supply/2903157/28695677.html
2903158 | PHOENIX CONTACT | 1: 448.8263 | Phoenix,Power,TRIO-PS-2G/1AC/12DC/10,Phoenix Rail power supply, TRIO-PS-2G/1AC/12DC/10series, 12V DC output, 100 → 240VInput | 100 ~ 240 VAC |  |  | Industrial, ITE (Commercial) |  |  |  | 10A | 250V | 110V |  | 88.7% | Adjustable Output, IP20, Universal Input |  |  | AC or DC |  |  | Not Applicable |  |  |  | 1 |  |  | -25°C ~ 70°C (With Derating) |  |  |  | Bulk | 120W |  | 7808856 |  |  | TRIO | 4.53" L x 1.38" W x 5.12" H (115.0mm x 35.0mm x 130.0mm) |  |  |  | 3 kV |  | 12V | - | 19 | https://www.unikeyic.com/media/datasheet/2f/d4/e598/2f/86a047f8b3ec861ffb62d5d5e16aa0d6.pdf | https://www.unikeyic.com/products/other-power-supply/2903158/28750246.html
2903159 | PHOENIX CONTACT | 1: 533.1445 | Phoenix,Power,TRIO-PS-2G/1AC/48DC/5,Phoenix Contact Rail power supply, TRIO-PS-2G/1AC/48DC/5series, 48V DC output, 100 → 240V Communication input | 100 ~ 240 VAC |  |  | Industrial, ITE (Commercial) |  |  |  | 5A | 250V | 110V |  | 91% | Adjustable Output, IP20, Universal Input |  |  | AC or DC |  |  | Not Applicable |  |  |  | 1 |  |  | -25°C ~ 70°C (With Derating) |  |  |  | Box | 240W |  |  |  |  | TRIO | 6.30" L x 1.65" W x 5.12" H (160.0mm x 42.0mm x 130.0mm) |  |  |  | 3 kV |  | 48V | - | 39 | https://www.unikeyic.com/media/datasheet/1e/91/114d/1e91114d68f75219d9aa82cd5eca148a.pdf | https://www.unikeyic.com/products/other-power-supply/2903159/12431055.html
2904374 | PHOENIX CONTACT | 1: 60.4464 5: 59.367 10: 58.2876 50: 58.2876 | Phoenix,Power,UNO-PS/1AC/5DC/25W,Phoenix Rail power supply, UNO-PS/1AC/5DC/25Wseries, 5V DC output, 85 → 264V Communication input | 85 ~ 264 VAC |  |  | ITE (Commercial) |  |  |  | 5A |  |  |  | 84% | IP20, Universal Input |  |  | AC |  |  | Not Applicable |  |  |  | 1 |  |  | -40°C ~ 85°C (With Derating) |  |  |  | Bulk | 25W |  | 4900913 |  |  | UNO | 3.31" L x 0.89" W x 3.54" H (84.0mm x 22.5mm x 90.0mm) |  |  |  | 4 kV |  | 5V | - | 18 | https://www.unikeyic.com/media/datasheet/31/c5/60e8/31/443b83443510ed887771a4ba0d46418d.pdf | https://www.unikeyic.com/products/other-power-supply/2904374/28799460.html
2904375 | PHOENIX CONTACT | 1: 71.7136 5: 70.433 10: 69.1524 50: 69.1524 | Phoenix,Power,UNO-PS/1AC/5DC/40W,Phoenix Rail power supply, UNO-PS/1AC/ 5DC/ 40Wseries, 5V DC output, 85 → 264V Communication input | 85 ~ 264 VAC |  |  | ITE (Commercial) |  |  |  | 8A |  |  |  | 85% | IP20, Universal Input |  |  | AC |  |  | Not Applicable |  |  |  | 1 |  |  | -25°C ~ 70°C (With Derating) |  |  |  | Bulk | 40W |  |  |  |  | UNO | 3.31" L x 1.38" W x 3.54" H (84.0mm x 35.0mm x 90.0mm) |  |  |  | 4 kV |  | 5V | - | 63 | https://www.unikeyic.com/media/datasheet/60/14/e3a1/60/03c3c6feb8ed700d8149c077c172b386.pdf | https://www.unikeyic.com/products/other-power-supply/2904375/12141179.html
2904376 | PHOENIX CONTACT | 1: 118.657 5: 118.657 10: 116.4996 50: 116.4996 | Phoenix,Power,UNO-PS/1AC/24DC/150W,Phoenix Rail power supply, UNO-PS/1AC/24DC/150Wseries, 24V DC output, 85 → 264V Communication input | 85 ~ 264 VAC |  |  | ITE (Commercial) |  |  |  | 6.25A |  |  |  | 94% | IP20, Load Sharing, Universal Input |  |  | AC |  |  | Not Applicable |  |  |  | 1 |  |  | -25°C ~ 70°C (With Derating) |  |  |  | Bulk | 150W |  | 5253179 |  |  | UNO | 4.92" L x 1.46" W x 5.12" H (125.0mm x 37.0mm x 130.0mm) |  |  |  | 3 kV |  | 24V | - | 12 | https://www.unikeyic.com/media/datasheet/d1/99/3591/d1/f15384f60e33d97218490ac3137297a7.pdf | https://www.unikeyic.com/products/other-power-supply/2904376/29164523.html
2904595 | PHOENIX CONTACT | 1: 275.1897 | Phoenix,Power,QUINT4-PS/1AC/5DC/5/PT,Rail power supply, 5Voutput, 110 → 250VInput | 100 ~ 240 VAC |  |  | ITE (Commercial) |  |  |  | 5A | 250V | 110V |  | 88.4% | IP20 |  |  | AC or DC |  |  | 1 (Unlimited) |  |  |  | 1 |  |  | -25°C ~ 70°C (With Derating) |  |  |  | Bulk | 25W |  | 11569983 |  |  | Quint | 3.54" L x 0.89" W x 4.17" H (90.0mm x 22.5mm x 106.0mm) | [5 empty] | 5V | - | 18 | https://www.unikeyic.com/media/pdf/HTMLDatasheet/phoenix-contact/43/ee/64f1/2904595/2025/11/2904595.pdf | https://www.unikeyic.com/products/other-power-supply/2904595/12030816.html
2904597 | PHOENIX CONTACT | 1: 232.9507 | Phoenix,Power,QUINT4-PS/1AC/24DC/1.3/SC,Phoenix Rail power supply, QUINT4-PS/1AC/24DC/1.3/SCseries, 24V DC output, 230V Communication input | 100 ~ 240 VAC |  |  | ITE (Commercial), Laboratory |  |  |  | 1.3A | 250V | 110V |  | 90.7% | Adjustable Output, IP20, PFC, Universal Input |  |  | AC or DC |  |  | Not Applicable |  |  |  | 1 |  |  | -25°C ~ 70°C (With Derating) |  |  |  | Bulk | 31W |  | 8571608 |  |  | Quint | 3.54" L x 0.89" W x 3.90" H (90.0mm x 22.5mm x 99.0mm) |  |  |  | 4 kV |  | 24V | - | 129 | https://www.unikeyic.com/media/datasheet/54/6d/1a9d/546d1a9de3ef20ee397005241f4bab4b.pdf | https://www.unikeyic.com/products/other-power-supply/2904597/28381424.html
2904599 | PHOENIX CONTACT | 1: 399.3452 | Phoenix,Power,QUINT4-PS/1AC/24DC/3.8/SC,Phoenix Rail power supply, QUINT4-PS/1AC/24DC/3.8/SCseries, 24V DC output, 230V Communication input | 100 ~ 240 VAC |  |  | ITE (Commercial), Laboratory |  |  |  | 3.8A | 250V | 110V |  | 93.7% | Adjustable Output, IP20, PFC, Universal Input |  |  | AC or DC |  |  | Not Applicable |  |  |  | 1 |  |  | -25°C ~ 70°C (With Derating) |  |  |  | Bulk | 91W |  | 8571612 |  |  | Quint | 3.54" L x 1.77" W x 3.90" H (90.0mm x 45.0mm x 99.0mm) |  |  |  | 4 kV |  | 24V | - | 12 | https://www.unikeyic.com/media/datasheet/d9/23/11b0/d9/1d574826127ffcedc1ec3c745650a808.pdf | https://www.unikeyic.com/products/other-power-supply/2904599/12058288.html
2904602 | PHOENIX CONTACT | 1: 320.569 | Phoenix,Power,QUINT4-PS/1AC/24DC/20,Phoenix Rail power supply, QUINT4-PS/1AC/24DC/20series, 24V DC output, 100 → 240 V dc, 110 → 250 V dcInput | 100 ~ 250 VAC |  |  | ITE (Commercial) |  |  |  | 20A |  |  |  | 94% | Adjustable Output, Load Sharing, IP20 |  |  | AC |  |  | Not Applicable |  |  |  | 1 |  |  | -25°C ~ 70°C (With Derating) |  |  |  | Box | 480W |  |  |  |  | Quint | 4.92" L x 2.75" W x 5.12" H (125.0mm x 70.0mm x 130.0mm) |  |  |  | 4 kV |  | 24V | - | 7 | https://www.unikeyic.com/media/datasheet/0a/41/21f0/0a4121f03b45623d23d363a1a315376c.pdf | https://www.unikeyic.com/products/other-power-supply/2904602/11646398.html
2904603 | PHOENIX CONTACT | 1: 511.0247 | Phoenix,Power,QUINT4-PS/1AC/24DC/40,Rail power supply, QUINT4series, 24Voutput, 100 → 240 V, 110 → 250 VInput | 100 ~ 240 VAC |  |  | Industrial, ITE (Commercial), Laboratory, Railway |  |  |  | 40A | 250V | 110V |  | 95.9% | Adjustable Output, IP20 |  |  | AC or DC |  |  | 1 (Unlimited) |  |  |  | 1 |  |  | -25°C ~ 70°C (With Derating) |  |  |  | Box | 960W |  |  |  |  | Quint | 5.51" L x 4.72" W x 5.12" H (140.0mm x 120.0mm x 130.0mm) |  |  |  | 2.5 kV |  | 24V | - | 3 | https://www.unikeyic.com/media/datasheet/29/35/db89/2935db8972bda4fd2473b6bfec1e2533.pdf | https://www.unikeyic.com/products/other-power-supply/2904603/28963811.html
2904605 | PHOENIX CONTACT | 1: 107.756 5: 107.756 10: 105.7968 50: 105.7968 | Phoenix,Power,QUINT4-PS/1AC/12DC/2.5/PT,Phoenix Rail power supply, 12V DC output, 100 → 240 V ac, 110 → 250 V dcInput | 100 ~ 240 VAC |  |  | Hazardous Locations, Laboratory |  |  |  | 2.5A | 250V | 110V |  | 90.9% | Adjustable Output, IP20, Universal Input |  |  | AC or DC |  |  | Not Applicable |  |  |  | 1 |  |  | -25°C ~ 70°C (With Derating) |  |  |  | Box | 30W |  |  |  |  | Quint | 3.54" L x 0.89" W x 4.17" H (90.0mm x 22.5mm x 106.0mm) |  |  |  | 4 kV |  | 12V | - | 9 | https://www.unikeyic.com/media/about_us/Unikey_ISO_9001_Certification.pdf | https://www.unikeyic.com/products/other-power-supply/2904605/12041043.html
2904608 | PHOENIX CONTACT | 1: 301.7119 | Phoenix,Power,QUINT4-PS/1AC/12DC/15,Phoenix Rail power supply, QUINT4-PS/1AC/12DC/15series, 12V DC output, 230V Communication input | 100 ~ 240 VAC |  |  | Hazardous Locations, Industrial, ITE (Commercial) |  |  |  | 15A | 250V | 110V |  | 92% | IP20 |  |  | AC or DC |  |  | Not Applicable |  |  |  | 1 |  |  | -25°C ~ 70°C (With Derating) |  |  |  | Box | - |  | 14304268 |  |  | - | 4.92" L x 1.97" W x 5.12" H (125.0mm x 50.0mm x 130.0mm) |  |  |  | 4 kV |  | 12V | - | 10 | https://www.unikeyic.com/media/datasheet/02/65/27b4/02/e83aa193c8ba7cd89f462d1c8aeb11f9.pdf | https://www.unikeyic.com/products/other-power-supply/2904608/29009478.html
2904610 | PHOENIX CONTACT | 1: 813.4048 | Phoenix,Power,QUINT4-PS/1AC/48DC/5,Phoenix Rail power supply, QUINT4-PS/1AC/48DC/5series, 48 → 56V DC output, 230V Communication input | 100 ~ 240 VAC |  |  | Industrial, ITE (Commercial), Laboratory |  |  |  | 5A | 250V | 110V |  | 93.5% | IP20 |  |  | AC or DC |  |  | 1 (Unlimited) |  |  |  | 1 |  |  | -25°C ~ 70°C (With Derating) |  |  |  | Bulk | 240W |  |  |  |  | Quint | 4.92" L x 1.97" W x 5.12" H (125.0mm x 50.0mm x 130.0mm) | [5 empty] | 48V | - | 3 | https://www.unikeyic.com/media/datasheet/e1/d5/85c9/e1/f5f6cd5cb3886ae558eec3b6c7f001e7.pdf | https://www.unikeyic.com/products/other-power-supply/2904610/12540845.html
2904620 | PHOENIX CONTACT | 1: 459.6208 | Phoenix,Power,QUINT4-PS/3AC/24DC/5,Phoenix Rail power supply, QUINT4-PS/3AC/24DC/5series, 24V DC output, 400V Communication input | 400 ~ 500 VAC (3 Phase) |  |  | ITE (Commercial) |  |  |  | 5A |  |  |  | 89% | Adjustable Output, Load Sharing, IP20 |  |  | AC |  |  | Not Applicable |  |  |  | 1 |  |  | -25°C ~ 70°C (With Derating) |  |  |  | Box | 120W |  |  |  |  | Quint | 4.92" L x 1.42" W x 5.12" H (125.0mm x 36.0mm x 130.0mm) |  |  |  | 4 kV |  | 24V | - | 5 | https://www.unikeyic.com/media/datasheet/96/79/ec93/96/331890bb4b93131469ad787d3539bec4.pdf | https://www.unikeyic.com/products/other-power-supply/2904620/12340287.html
2904621 | PHOENIX CONTACT | 1: 601.0334 | Phoenix,Power,QUINT4-PS/3AC/24DC/10,Phoenix Rail power supply, QUINT4-PS/3AC/24DC/10series, 24V DC output, 400V Communication input | 400 ~ 500 VAC (3 Phase) |  |  | ITE (Commercial) |  |  |  | 10A |  |  |  | 93% | Adjustable Output, Load Sharing, IP20 |  |  | AC |  |  | Not Applicable |  |  |  | 1 |  |  | -25°C ~ 70°C (With Derating) |  |  |  | Box | 240W |  | 6228708 |  |  | Quint | 4.92" L x 1.97" W x 5.12" H (125.0mm x 50.0mm x 130.0mm) |  |  |  | 4 kV |  | 24V | - | 6 | https://www.unikeyic.com/media/datasheet/7d/35/d849/7d35d849922f4d36c45bc39907a957e8.pdf | https://www.unikeyic.com/products/other-power-supply/2904621/12423529.html
2904623 | PHOENIX CONTACT | 1: 395.997 | Phoenix,Power,QUINT4-PS/3AC/24DC/40,Phoenix Rail power supply, QUINT4-PSseries, 24V DC output, 400 → 500VInput |  |  |  | Industrial, ITE (Commercial) |  |  | 40 A |  |  |  |  | 95.7% | IP20 | [5 empty] | 1 (Unlimited) |  | Chassis Mount |  | 1 |  |  | -25°C ~ 70°C (With Derating) |  |  |  | Bulk | 960W |  |  |  |  | Quint | 4.92" L x 4.72" W x 5.12" H (125.0mm x 120.0mm x 130.0mm) | 400 ~ 500 VAC (3PH), 260 ~ 300 VDC |  |  | 4 kV |  | 24V | - | 5 | https://www.unikeyic.com/media/datasheet/8f/32/2c41/8f322c41a71373185fb9f55b2f057a02.pdf | https://www.unikeyic.com/products/other-power-supply/2904623/29330191.html
2904945 | PHOENIX CONTACT | 1: 132.8839 | Phoenix,Power,STEP-PS/277AC/24DC/3.5,Phoenix Rail power supply, STEP-PS/277AC/24DC/3.5series, 24V DC output, 230V Communication input | 85 ~ 305 VAC |  |  | ITE (Commercial) |  |  |  | 3.5A |  |  |  | 88% | Adjustable Output, Universal Input |  |  | AC |  |  | Not Applicable |  |  |  | 1 |  |  | -25°C ~ 70°C (With Derating) |  |  |  | Bulk | 84W |  |  |  |  | TRIO | 3.54" L x 2.40" W x 3.54" H (90.0mm x 61.0mm x 90.0mm) |  |  |  | 4 kV |  | 24V | - | 3 | https://www.unikeyic.com/media/datasheet/18/19/4772/18194772409b46263499028a38020867.pdf | https://www.unikeyic.com/products/other-power-supply/2904945/29272526.html
2905489 | PHOENIX CONTACT | 1: 122.8526 | Phoenix,Redundancy module,UNO-DIODE/5-24DC/2X10/1X20,Phoenix Contact Redundancy module, UNO-DIODE/5-24DC/2X10/1X20series, For Paralleling Two Power Supplies |  | Redundancy Module | [11 empty] | UNO Power Supplies |  |  |  |  | 1 (Unlimited) | [10 empty] | Bulk |  |  | 5197285 |  |  | UNO | [8 empty] | 56 | https://www.unikeyic.com/media/datasheet/6d/4b/c7f4/6d/f92b486bcdf336dbd78a50a380b5ca9a.pdf | https://www.unikeyic.com/products/other-power-supply/2905489/11727773.html
2907379 | PHOENIX CONTACT | 1: 183.1245 | Phoenix,Redundancy module,TRIO2-DIODE/12-24DC/2X20/1X40,Phoenix Contact DIN Rail Diode Module, TRIO2-DIODE/12-24DC/2X20/1X40series, For Paralleling Two Power Supplies |  | Redundancy Module | [11 empty] | TRIO Power Supply |  |  |  |  | Not Applicable | [10 empty] | Bulk | [5 empty] | - | [8 empty] | 114 | https://www.unikeyic.com/media/datasheet/48/e0/1095/48e01095b0061eb0d4778c40052b860a.pdf | https://www.unikeyic.com/products/other-power-supply/2907379/29361971.html
2907380 | PHOENIX CONTACT | 1: 68.8224 10: 67.6754 100: 65.9548 | Phoenix,Redundancy module,TRIO2-DIODE/12-24DC/2X10/1X20,Phoenix Contact DIN Rail Diode Module, TRIO2-DIODE/12-24DC/2X10/1X20series, For Paralleling Two Power Supplies |  | Redundancy Module | [11 empty] | TRIO Power Supply |  |  |  |  | Not Applicable | [10 empty] | Bulk | [5 empty] | - | [8 empty] | 136 | https://www.unikeyic.com/media/datasheet/45/a3/24a2/45a324a24804b0054dad247356a22ecd.pdf | https://www.unikeyic.com/products/other-power-supply/2907380/12104335.html
2907719 | PHOENIX CONTACT | 1: 317.8147 | Phoenix,Redundancy module,QUINT4-DIODE/12-24DC/2X20/1X40,Phoenix Rail power supply, QUINT4-DIODE/12-24DC/2X20/1X40series, 24V DC input |  | Redundancy Module | [11 empty] | Quint Power Supply |  |  |  |  | Not Applicable | [10 empty] | Bulk |  |  | 7557940 |  |  | - | [8 empty] | 7 | https://www.unikeyic.com/media/datasheet/eb/71/aee9/eb71aee9296214af9ee628752af53d44.pdf | https://www.unikeyic.com/products/other-power-supply/2907719/29271079.html
2907720 | PHOENIX CONTACT | 1: 153.792 | Phoenix,Redundancy module,QUINT4-DIODE/48DC/2X20/1X40,Phoenix Contact DIN Rail Diode Module, QUINT4-DIODE/48DC/2X20/1X40series |  | Redundancy Module | [11 empty] | Quint Power Supply |  |  |  |  | Not Applicable | [10 empty] | Bulk | [5 empty] | - | [8 empty] | 47 | https://www.unikeyic.com/media/datasheet/b1/b6/4b77/b1b64b77bfbaf1608723ba9625f49b2f.pdf | https://www.unikeyic.com/products/other-power-supply/2907720/12046520.html
2907753 | PHOENIX CONTACT | 1: 3215.8867 | Phoenix,Redundancy module，With protective coating,QUINT4-S-ORING/12-24DC/1X40/+,Phoenix Contact Redundancy module, QUINT4-S-ORING/12-24DC/1X40/+series, Used forQUINT POWER Power |  | Redundancy Module | [11 empty] | Quint Power Supply |  |  |  |  | Not Applicable | [10 empty] | Bulk | [5 empty] | - | [8 empty] | 2 | https://www.unikeyic.com/media/datasheet/2b/26/36fe/2b/ab7938331f5bd8fd3f9ea315d9989086.pdf | https://www.unikeyic.com/products/other-power-supply/2907753/11506999.html
2909576 | PHOENIX CONTACT | 1: 288.4156 | Phoenix,Power,QUINT4-PS/1AC/24DC/2.5/PT,Phoenix Contact power supply device, LCRwatch accessories | 100 ~ 240 VAC |  |  | ITE (Commercial), Laboratory |  |  |  | 2.5A | 250V | 110V |  | 92.6% | Adjustable Output, IP20, PFC, Universal Input |  |  | AC or DC |  |  | Not Applicable |  |  |  | 1 |  |  | -25°C ~ 70°C (With Derating) |  |  |  | Bulk | 60W |  |  |  |  | Quint | 3.54" L x 1.26" W x 4.17" H (90.0mm x 32.0mm x 106.0mm) |  |  |  | 4 kV |  | 24V | - | 24 | https://www.unikeyic.com/media/datasheet/77/0a/7cbc/77/211603a980a6282b81747ee71d249b27.pdf | https://www.unikeyic.com/products/other-power-supply/2909576/11457109.html
2909577 | PHOENIX CONTACT | 1: 121.3022 | Phoenix,Power,QUINT4-PS/1AC/24DC/3.8/PT,Phoenix Rail power supply, QUINT4-PS/1AC/24DC/3.8/PTseries, 24V DC output, 230V Communication input | 100 ~ 240 VAC |  |  | ITE (Commercial), Laboratory |  |  |  | 3.8A | 250V | 110V |  | 93.7% | Adjustable Output, IP20, PFC, Universal Input |  |  | AC or DC |  |  | Not Applicable |  |  |  | 1 |  |  | -25°C ~ 70°C (With Derating) |  |  |  | Bulk | 91W |  | 8571613 |  |  | Quint | 3.54" L x 1.77" W x 4.17" H (90.0mm x 45.0mm x 106.0mm) |  |  |  | 4 kV |  | 24V | - | 3 | https://www.unikeyic.com/media/datasheet/73/1e/3593/73/cce43b4bc0adbf4f48192279e39c2096.pdf | https://www.unikeyic.com/products/other-power-supply/2909577/12046360.html
2910105 | PHOENIX CONTACT | 1: 530.8097 | Phoenix,Power,UNO2-PS/1AC/24DC/480W,Power, UNO2series, 24Voutput, 100 → 240VInput | 100 ~ 240 VAC |  |  | Laboratory |  |  |  | 20A |  |  |  | 94.6% | Adjustable Output, IP20 |  |  | AC |  |  | 1 (Unlimited) |  |  |  | 1 |  |  | -25°C ~ 85°C (With Derating) |  |  |  | Box | 480W |  |  |  |  | UNO | 4.92" L x 2.32" W x 5.12" H (125.0mm x 59.0mm x 130.0mm) | [5 empty] | 24V | - | 55 | https://www.unikeyic.com/media/datasheet/a0/20/24c3/a02024c38ca2ed6af8ae0efe78e2e1c7.pdf | https://www.unikeyic.com/products/other-power-supply/2910105/28796922.html
2EB40-230 | Acopian | 1: 220.9978 5: 215.0459 10: 209.0901 25: 203.1332 | Bracket Mount, 89.7mm × 64.3mm × 35.8mm |  |  | Commercial | [7 empty] | 2EB40-230 Acopian | [5 empty] | 89.7mm*64.3mm*35.8mm | - |  | base mount |  | 1 |  |  | -20℃~71℃ |  | - | [7 empty] | bulk | [9 empty] | 500 | https://www.unikeyic.com/media/datasheet/55/c7/a913/55/12b04cd5c62884d7c9d4f6ce3dd1256a.pdf | https://www.unikeyic.com/products/other-power-supply/2eb40-230/694791310.html
2HVA24-BP1-206 | Advanced Energy | 1: 2308.0779 | 500mW 1 base mount 152.4mm*96.8mm*31.8mm |  |  |  | ITE (Commercial) | 2HVA24 |  |  | 250µA |  |  |  | - | [6 empty] | Not Applicable |  | Chassis Mount |  | 1 |  |  | 10°C ~ 45°C |  |  |  | Bulk | 500mW |  |  |  |  | HVA | 6.00" L x 3.81" W x 1.25" H (152.4mm x 96.8mm x 31.8mm) |  | 26.4V | 21.6V |  |  | 2000V | - | 1 | https://www.unikeyic.com/media/about_us/Unikey_ISO_9001_Certification.pdf | https://www.unikeyic.com/products/other-power-supply/2hva24-bp1-206/681749994.html
2HVA24-BP1-F | Advanced Energy | 1: 2617.0992 | 500mW 1 Base Mount 152.4mm × 96.8mm × 31.8mm |  |  |  | ITE (Commercial) | 2HVA24 |  |  | 250µA |  |  |  | - | [6 empty] | Not Applicable |  | Chassis Mount |  | 1 |  |  | 10°C ~ 45°C |  |  |  | Bulk | 500mW |  |  |  |  | HVA | 6.00" L x 3.81" W x 1.25" H (152.4mm x 96.8mm x 31.8mm) |  | 26.4V | 21.6V |  |  | 2000V | - | 2 | https://www.unikeyic.com/media/datasheet/23/79/76f0/23/b08887e321863700a7776e6923c35bd2.pdf | https://www.unikeyic.com/products/other-power-supply/2hva24-bp1-f/28642627.html
2HVA24-P1 | Advanced Energy | 1: 2098.548 5: 2019.9758 | 500mW, 1 Channel, Base Mount, 152.4mm × 96.8mm × 31.8mm |  |  |  | ITE (Commercial) | 2HVA24 |  |  | 250µA |  |  |  | - | [6 empty] | Not Applicable |  | Chassis Mount |  | 1 |  |  | 10°C ~ 45°C |  |  |  | Bulk | 500mW |  |  |  |  | HVA | 6.00" L x 3.81" W x 1.25" H (152.4mm x 96.8mm x 31.8mm) |  | 26.4V | 21.6V |  |  | 2000V | - | 2 | https://www.unikeyic.com/media/about_us/Unikey_ISO_9001_Certification.pdf | https://www.unikeyic.com/products/other-power-supply/2hva24-p1/29063956.html
30AB13 | Acopian | 1: 243.7992 5: 237.5438 10: 231.2939 25: 225.0422 | Base Mount 89.7mm × 64.3mm × 31.5mm |  |  | Commercial, Industrial | [7 empty] | 30AB13 Acopian | [5 empty] | 89.7mm*64.3mm*31.5mm | - |  | base mount |  | 1 |  |  | -20℃~71℃ |  | - | [7 empty] | bulk | [9 empty] | 500 | https://www.unikeyic.com/media/datasheet/55/c7/a913/55/12b04cd5c62884d7c9d4f6ce3dd1256a.pdf | https://www.unikeyic.com/products/other-power-supply/30ab13/694785400.html
30AB13-230 | Acopian | 1: 260.0532 5: 253.7978 10: 247.5468 25: 241.2953 | Bracket Mount, 89.7mm × 64.3mm × 31.5mm |  |  | Commercial, Industrial | [7 empty] | 30AB13-230 Acopian | [5 empty] | 89.7mm*64.3mm*31.5mm | - |  | base mount |  | 1 |  |  | -20℃~71℃ |  | - | [7 empty] | bulk | [9 empty] | 500 | https://www.unikeyic.com/media/datasheet/55/c7/a913/55/12b04cd5c62884d7c9d4f6ce3dd1256a.pdf | https://www.unikeyic.com/products/other-power-supply/30ab13-230/694784164.html
30AB13-24 | Acopian | 1: 260.0532 5: 253.7978 10: 247.5468 25: 241.2953 | Base Mount, 89.7mm × 64.3mm × 31.5mm |  |  | Commercial, Industrial | [7 empty] | 30AB13-24 Acopian | [5 empty] | 89.7mm*64.3mm*31.5mm | - |  | base mount |  | 1 |  |  | -20℃~71℃ |  | - | [7 empty] | bulk | [9 empty] | 500 | https://www.unikeyic.com/media/datasheet/55/c7/a913/55/12b04cd5c62884d7c9d4f6ce3dd1256a.pdf | https://www.unikeyic.com/products/other-power-supply/30ab13-24/694794425.html
30AB23 | Acopian | 1: 276.3072 5: 270.0518 10: 263.7997 25: 257.5485 | Bracket Mount, 89.7mm × 64.3mm × 38.9mm |  |  | Commercial, Industrial | [7 empty] | 30AB23 Acopian | [5 empty] | 89.7mm*64.3mm*38.9mm | - |  | base mount |  | 1 |  |  | -20℃~71℃ |  | - | [7 empty] | bulk | [9 empty] | 500 | https://www.unikeyic.com/media/datasheet/55/c7/a913/55/12b04cd5c62884d7c9d4f6ce3dd1256a.pdf | https://www.unikeyic.com/products/other-power-supply/30ab23/694787272.html
30AB23-100 | Acopian | 1: 292.5504 5: 286.3037 10: 280.0526 25: 273.8016 | 1 base mount 89.7mm*64.3mm*38.9mm |  |  | Commercial, Industrial | [7 empty] | 30AB23-100 Acopian | [5 empty] | 89.7mm*64.3mm*38.9mm | - |  | base mount |  | 1 |  |  | -20℃~71℃ |  | - | [7 empty] | bulk | [9 empty] | 500 | https://www.unikeyic.com/media/datasheet/55/c7/a913/55/12b04cd5c62884d7c9d4f6ce3dd1256a.pdf | https://www.unikeyic.com/products/other-power-supply/30ab23-100/694788704.html
30AB23-208 | Acopian | 1: 292.5504 5: 286.3037 10: 280.0526 25: 273.8016 | 1 base mount 89.7mm*64.3mm*38.9mm |  |  | Commercial, Industrial | [7 empty] | 30AB23-208 Acopian | [5 empty] | 89.7mm*64.3mm*38.9mm | - |  | base mount |  | 1 |  |  | -20℃~71℃ |  | - | [7 empty] | bulk | [9 empty] | 500 | https://www.unikeyic.com/media/datasheet/55/c7/a913/55/12b04cd5c62884d7c9d4f6ce3dd1256a.pdf | https://www.unikeyic.com/products/other-power-supply/30ab23-208/694793664.html
30AB23-24 | Acopian | 1: 292.5504 5: 286.3037 10: 280.0526 25: 273.8016 | 1 Base Mount 89.7mm × 64.3mm × 38.9mm |  |  | Commercial, Industrial | [7 empty] | 30AB23-24 Acopian | [5 empty] | 89.7mm*64.3mm*38.9mm | - |  | base mount |  | 1 |  |  | -20℃~71℃ |  | - | [7 empty] | bulk | [9 empty] | 500 | https://www.unikeyic.com/media/datasheet/55/c7/a913/55/12b04cd5c62884d7c9d4f6ce3dd1256a.pdf | https://www.unikeyic.com/products/other-power-supply/30ab23-24/694785860.html
30AB50-100 | Acopian | 1: 349.4448 5: 343.1959 10: 336.9438 25: 330.693 | Base Mount, 89.7mm × 64.3mm × 54.9mm |  |  | Commercial, Industrial | [7 empty] | 30AB50-100 Acopian | [5 empty] | 89.7mm*64.3mm*54.9mm | - |  | base mount |  | 1 |  |  | -20℃~71℃ |  | - | [7 empty] | bulk | [9 empty] | 500 | https://www.unikeyic.com/media/datasheet/55/c7/a913/55/12b04cd5c62884d7c9d4f6ce3dd1256a.pdf | https://www.unikeyic.com/products/other-power-supply/30ab50-100/694786690.html
30AB50-230 | Acopian | 1: 349.4448 5: 343.1959 10: 336.9438 25: 330.693 | Base Mount, 89.7mm × 64.3mm × 54.9mm |  |  | Commercial, Industrial | [7 empty] | 30AB50-230 Acopian | [5 empty] | 89.7mm*64.3mm*54.9mm | - |  | base mount |  | 1 |  |  | -20℃~71℃ |  | - | [7 empty] | bulk | [9 empty] | 500 | https://www.unikeyic.com/media/datasheet/55/c7/a913/55/12b04cd5c62884d7c9d4f6ce3dd1256a.pdf | https://www.unikeyic.com/products/other-power-supply/30ab50-230/694804350.html
34AB12-100 | Acopian | 1: 260.0532 5: 253.7978 10: 247.5468 25: 241.2953 | 1 base mount 89.7mm*64.3mm*31.5mm |  |  | Commercial, Industrial | [7 empty] | 34AB12-100 Acopian | [5 empty] | 89.7mm*64.3mm*31.5mm | - |  | base mount |  | 1 |  |  | -20℃~71℃ |  | - | [7 empty] | bulk | [9 empty] | 500 | https://www.unikeyic.com/media/datasheet/55/c7/a913/55/12b04cd5c62884d7c9d4f6ce3dd1256a.pdf | https://www.unikeyic.com/products/other-power-supply/34ab12-100/694798752.html
34AB12-208 | Acopian | 1: 260.0532 5: 253.7978 10: 247.5468 25: 241.2953 | 1 Base Mount 89.7mm × 64.3mm × 31.5mm |  |  | Commercial, Industrial | [7 empty] | 34AB12-208 Acopian | [5 empty] | 89.7mm*64.3mm*31.5mm | - |  | base mount |  | 1 |  |  | -20℃~71℃ |  | - | [7 empty] | bulk | [9 empty] | 500 | https://www.unikeyic.com/media/datasheet/55/c7/a913/55/12b04cd5c62884d7c9d4f6ce3dd1256a.pdf | https://www.unikeyic.com/products/other-power-supply/34ab12-208/694796226.html
34AB20-24 | Acopian | 1: 292.5504 5: 286.3037 10: 280.0526 25: 273.8016 | 1 base mount 89.7mm*64.3mm*38.9mm |  |  | Commercial, Industrial | [7 empty] | 34AB20-24 Acopian | [5 empty] | 89.7mm*64.3mm*38.9mm | - |  | base mount |  | 1 |  |  | -20℃~71℃ |  | - | [7 empty] | bulk | [9 empty] | 500 | https://www.unikeyic.com/media/datasheet/55/c7/a913/55/12b04cd5c62884d7c9d4f6ce3dd1256a.pdf | https://www.unikeyic.com/products/other-power-supply/34ab20-24/694803659.html
34AB44-100 | Acopian | 1: 349.4448 5: 343.1959 10: 336.9438 25: 330.693 | Base Mount, 89.7mm × 64.3mm × 54.9mm |  |  | Commercial, Industrial | [7 empty] | 34AB44-100 Acopian | [5 empty] | 89.7mm*64.3mm*54.9mm | - |  | base mount |  | 1 |  |  | -20℃~71℃ |  | - | [7 empty] | bulk | [9 empty] | 500 | https://www.unikeyic.com/media/datasheet/55/c7/a913/55/12b04cd5c62884d7c9d4f6ce3dd1256a.pdf | https://www.unikeyic.com/products/other-power-supply/34ab44-100/694802034.html
34AB44-208 | Acopian | 1: 349.4448 5: 343.1959 10: 336.9438 25: 330.693 | 1 base mount 89.7mm*64.3mm*54.9mm |  |  | Commercial, Industrial | [7 empty] | 34AB44-208 Acopian | [5 empty] | 89.7mm*64.3mm*54.9mm | - |  | base mount |  | 1 |  |  | -20℃~71℃ |  | - | [7 empty] | bulk | [9 empty] | 500 | https://www.unikeyic.com/media/datasheet/55/c7/a913/55/12b04cd5c62884d7c9d4f6ce3dd1256a.pdf | https://www.unikeyic.com/products/other-power-supply/34ab44-208/694793840.html
34AB44-230 | Acopian | 1: 349.4448 5: 343.1959 10: 336.9438 25: 330.693 | Base Mount, 89.7mm × 64.3mm × 54.9mm |  |  | Commercial, Industrial | [7 empty] | 34AB44-230 Acopian | [5 empty] | 89.7mm*64.3mm*54.9mm | - |  | base mount |  | 1 |  |  | -20℃~71℃ |  | - | [7 empty] | bulk | [9 empty] | 500 | https://www.unikeyic.com/media/datasheet/55/c7/a913/55/12b04cd5c62884d7c9d4f6ce3dd1256a.pdf | https://www.unikeyic.com/products/other-power-supply/34ab44-230/694805490.html
35AB11-100 | Acopian | 1: 247.8081 5: 241.8467 10: 235.89 25: 229.933 | Bracket Mount, 89.7mm × 64.3mm × 31.5mm |  |  | Commercial, Industrial | [7 empty] | 35AB11-100 Acopian | [5 empty] | 89.7mm*64.3mm*31.5mm | - |  | base mount |  | 1 |  |  | -20℃~71℃ |  | - | [7 empty] | bulk | [9 empty] | 500 | https://www.unikeyic.com/media/datasheet/55/c7/a913/55/12b04cd5c62884d7c9d4f6ce3dd1256a.pdf | https://www.unikeyic.com/products/other-power-supply/35ab11-100/694814619.html
35AB11-208 | Acopian | 1: 247.8081 5: 241.8467 10: 235.89 25: 229.933 | 1 base mount 89.7mm*64.3mm*31.5mm |  |  | Commercial, Industrial | [7 empty] | 35AB11-208 Acopian | [5 empty] | 89.7mm*64.3mm*31.5mm | - |  | base mount |  | 1 |  |  | -20℃~71℃ |  | - | [7 empty] | bulk | [9 empty] | 500 | https://www.unikeyic.com/media/datasheet/55/c7/a913/55/12b04cd5c62884d7c9d4f6ce3dd1256a.pdf | https://www.unikeyic.com/products/other-power-supply/35ab11-208/694795999.html
35AB11-230 | Acopian | 1: 247.8081 5: 241.8467 10: 235.89 25: 229.933 | 1 base mount 89.7mm*64.3mm*31.5mm |  |  | Commercial, Industrial | [7 empty] | 35AB11-230 Acopian | [5 empty] | 89.7mm*64.3mm*31.5mm | - |  | base mount |  | 1 |  |  | -20℃~71℃ |  | - | [7 empty] | bulk | [9 empty] | 500 | https://www.unikeyic.com/media/datasheet/55/c7/a913/55/12b04cd5c62884d7c9d4f6ce3dd1256a.pdf | https://www.unikeyic.com/products/other-power-supply/35ab11-230/694805647.html
35AB20-208 | Acopian | 1: 278.7744 5: 272.822 10: 266.8653 25: 260.9086 | 1 Base Mount 89.7mm × 64.3mm × 38.9mm |  |  | Commercial, Industrial | [7 empty] | 35AB20-208 Acopian | [5 empty] | 89.7mm*64.3mm*38.9mm | - |  | base mount |  | 1 |  |  | -20℃~71℃ |  | - | [7 empty] | bulk | [9 empty] | 500 | https://www.unikeyic.com/media/datasheet/55/c7/a913/55/12b04cd5c62884d7c9d4f6ce3dd1256a.pdf | https://www.unikeyic.com/products/other-power-supply/35ab20-208/694801860.html
35AB20-230 | Acopian | 1: 278.7744 5: 272.822 10: 266.8653 25: 260.9086 | 1 base mount 89.7mm*64.3mm*38.9mm |  |  | Commercial, Industrial | [7 empty] | 35AB20-230 Acopian | [5 empty] | 89.7mm*64.3mm*38.9mm | - |  | base mount |  | 1 |  |  | -20℃~71℃ |  | - | [7 empty] | bulk | [9 empty] | 500 | https://www.unikeyic.com/media/datasheet/55/c7/a913/55/12b04cd5c62884d7c9d4f6ce3dd1256a.pdf | https://www.unikeyic.com/products/other-power-supply/35ab20-230/694783893.html
35AB20-24 | Acopian | 1: 278.7744 5: 272.822 10: 266.8653 25: 260.9086 | 1 base mount 89.7mm*64.3mm*38.9mm |  |  | Commercial, Industrial | [7 empty] | 35AB20-24 Acopian | [5 empty] | 89.7mm*64.3mm*38.9mm | - |  | base mount |  | 1 |  |  | -20℃~71℃ |  | - | [7 empty] | bulk | [9 empty] | 500 | https://www.unikeyic.com/media/datasheet/55/c7/a913/55/12b04cd5c62884d7c9d4f6ce3dd1256a.pdf | https://www.unikeyic.com/products/other-power-supply/35ab20-24/694806341.html
35AB42 | Acopian | 1: 317.5007 5: 311.5464 10: 305.5899 25: 299.6332 | Base Mount, 89.7mm × 64.3mm × 54.9mm |  |  | Commercial, Industrial | [7 empty] | 35AB42 Acopian | [5 empty] | 89.7mm*64.3mm*54.9mm | - |  | base mount |  | 1 |  |  | -20℃~71℃ |  | - | [7 empty] | bulk | [9 empty] | 500 | https://www.unikeyic.com/media/datasheet/55/c7/a913/55/12b04cd5c62884d7c9d4f6ce3dd1256a.pdf | https://www.unikeyic.com/products/other-power-supply/35ab42/694795343.html
35AB42-100 | Acopian | 1: 332.9892 5: 327.0351 10: 321.0775 25: 315.121 | 1 base mount 89.7mm*64.3mm*54.9mm |  |  | Commercial, Industrial | [7 empty] | 35AB42-100 Acopian | [5 empty] | 89.7mm*64.3mm*54.9mm | - |  | base mount |  | 1 |  |  | -20℃~71℃ |  | - | [7 empty] | bulk | [9 empty] | 500 | https://www.unikeyic.com/media/datasheet/55/c7/a913/55/12b04cd5c62884d7c9d4f6ce3dd1256a.pdf | https://www.unikeyic.com/products/other-power-supply/35ab42-100/694807208.html
35AB42-208 | Acopian | 1: 332.9892 5: 327.0351 10: 321.0775 25: 315.121 | Base Mount, 89.7mm × 64.3mm × 54.9mm |  |  | Commercial, Industrial | [7 empty] | 35AB42-208 Acopian | [5 empty] | 89.7mm*64.3mm*54.9mm | - |  | base mount |  | 1 |  |  | -20℃~71℃ |  | - | [7 empty] | bulk | [9 empty] | 500 | https://www.unikeyic.com/media/datasheet/55/c7/a913/55/12b04cd5c62884d7c9d4f6ce3dd1256a.pdf | https://www.unikeyic.com/products/other-power-supply/35ab42-208/694799332.html
35AB42-230 | Acopian | 1: 332.9892 5: 327.0351 10: 321.0775 25: 315.121 | Bracket Mount, 89.7mm × 64.3mm × 54.9mm |  |  | Commercial, Industrial | [7 empty] | 35AB42-230 Acopian | [5 empty] | 89.7mm*64.3mm*54.9mm | - |  | base mount |  | 1 |  |  | -20℃~71℃ |  | - | [7 empty] | bulk | [9 empty] | 500 | https://www.unikeyic.com/media/datasheet/55/c7/a913/55/12b04cd5c62884d7c9d4f6ce3dd1256a.pdf | https://www.unikeyic.com/products/other-power-supply/35ab42-230/694808071.html
35AB42-24 | Acopian | 1: 332.9892 5: 327.0351 10: 321.0775 25: 315.121 | Base Mount, 89.7mm × 64.3mm × 54.9mm |  |  | Commercial, Industrial | [7 empty] | 35AB42-24 Acopian | [5 empty] | 89.7mm*64.3mm*54.9mm | - |  | base mount |  | 1 |  |  | -20℃~71℃ |  | - | [7 empty] | bulk | [9 empty] | 500 | https://www.unikeyic.com/media/datasheet/55/c7/a913/55/12b04cd5c62884d7c9d4f6ce3dd1256a.pdf | https://www.unikeyic.com/products/other-power-supply/35ab42-24/694805221.html
35EB05 | Acopian | 1: 224.5794 5: 218.6209 10: 212.6644 25: 206.7072 | 1 base mount 89.7mm*64.3mm*41.9mm |  |  | Commercial | [7 empty] | 35EB05 Acopian | [5 empty] | 89.7mm*64.3mm*41.9mm | - |  | base mount |  | 1 |  |  | -20℃~71℃ |  | - | [7 empty] | bulk | [9 empty] | 500 | https://www.unikeyic.com/media/datasheet/55/c7/a913/55/12b04cd5c62884d7c9d4f6ce3dd1256a.pdf | https://www.unikeyic.com/products/other-power-supply/35eb05/694795158.html
35EB05-230 | Acopian | 1: 236.4875 5: 230.5343 10: 224.5777 25: 218.6206 | Base Mount 89.7mm × 64.3mm × 41.9mm |  |  | Commercial | [7 empty] | 35EB05-230 Acopian | [5 empty] | 89.7mm*64.3mm*41.9mm | - |  | base mount |  | 1 |  |  | -20℃~71℃ |  | - | [7 empty] | bulk | [9 empty] | 500 | https://www.unikeyic.com/media/datasheet/55/c7/a913/55/12b04cd5c62884d7c9d4f6ce3dd1256a.pdf | https://www.unikeyic.com/products/other-power-supply/35eb05-230/694805579.html
360ACMOP_24SC4 | GAPTEC Electronic | 1: 216.78 5: 206.4597 10: 202.1708 25: 196.6361 50: 192.5519 | 360W 1 base mount 152.4mm*101.6mm*30mm |  |  | Commercial, Industrial | [7 empty] | 360ACMOP_24SC4 GAPTEC Electronic | [5 empty] | 152.4mm*101.6mm*30mm | - |  | base mount |  | 1 |  |  |  |  | 360W | [6 empty] | Compliant | boxed | [9 empty] | 5 | https://www.unikeyic.com/media/datasheet/38/f2/67cc/38/8ac354a52cd19a20c8a38fa52e0ceef3.pdf | https://www.unikeyic.com/products/other-power-supply/360acmop-24sc4/628993667.html
36AB11-100 | Acopian | 1: 247.8081 5: 241.8467 10: 235.89 25: 229.933 | Bracket Mount, 89.7mm × 64.3mm × 31.5mm |  |  | Commercial, Industrial | [7 empty] | 36AB11-100 Acopian | [5 empty] | 89.7mm*64.3mm*31.5mm | - |  | base mount |  | 1 |  |  | -20℃~71℃ |  | - | [7 empty] | bulk | [9 empty] | 500 | https://www.unikeyic.com/media/datasheet/55/c7/a913/55/12b04cd5c62884d7c9d4f6ce3dd1256a.pdf | https://www.unikeyic.com/products/other-power-supply/36ab11-100/694798920.html
36AB11-24 | Acopian | 1: 247.8081 5: 241.8467 10: 235.89 25: 229.933 | 1 base mount 89.7mm*64.3mm*31.5mm |  |  | Commercial, Industrial | [7 empty] | 36AB11-24 Acopian | [5 empty] | 89.7mm*64.3mm*31.5mm | - |  | base mount |  | 1 |  |  | -20℃~71℃ |  | - | [7 empty] | bulk | [9 empty] | 500 | https://www.unikeyic.com/media/datasheet/55/c7/a913/55/12b04cd5c62884d7c9d4f6ce3dd1256a.pdf | https://www.unikeyic.com/products/other-power-supply/36ab11-24/694784159.html
36AB19 | Acopian | 1: 263.2965 5: 257.3354 10: 251.3777 25: 245.4208 | 1 base mount 89.7mm*64.3mm*38.9mm |  |  | Commercial, Industrial | [7 empty] | 36AB19 Acopian | [5 empty] | 89.7mm*64.3mm*38.9mm | - |  | base mount |  | 1 |  |  | -20℃~71℃ |  | - | [7 empty] | bulk | [9 empty] | 479 | https://www.unikeyic.com/media/datasheet/55/c7/a913/55/12b04cd5c62884d7c9d4f6ce3dd1256a.pdf | https://www.unikeyic.com/products/other-power-supply/36ab19/694800051.html
36AB19-208 | Acopian | 1: 278.7744 5: 272.822 10: 266.8653 25: 260.9086 | 1 base mount 89.7mm*64.3mm*38.9mm |  |  | Commercial, Industrial | [7 empty] | 36AB19-208 Acopian | [5 empty] | 89.7mm*64.3mm*38.9mm | - |  | base mount |  | 1 |  |  | -20℃~71℃ |  | - | [7 empty] | bulk | [9 empty] | 500 | https://www.unikeyic.com/media/datasheet/55/c7/a913/55/12b04cd5c62884d7c9d4f6ce3dd1256a.pdf | https://www.unikeyic.com/products/other-power-supply/36ab19-208/694802539.html
36AB19-230 | Acopian | 1: 278.7744 5: 272.822 10: 266.8653 25: 260.9086 | 1 base mount 89.7mm*64.3mm*38.9mm |  |  | Commercial, Industrial | [7 empty] | 36AB19-230 Acopian | [5 empty] | 89.7mm*64.3mm*38.9mm | - |  | base mount |  | 1 |  |  | -20℃~71℃ |  | - | [7 empty] | bulk | [9 empty] | 500 | https://www.unikeyic.com/media/datasheet/55/c7/a913/55/12b04cd5c62884d7c9d4f6ce3dd1256a.pdf | https://www.unikeyic.com/products/other-power-supply/36ab19-230/694805229.html
36AB41-100 | Acopian | 1: 332.9892 5: 327.0351 10: 321.0775 25: 315.121 | Bracket Mount, 89.7mm × 64.3mm × 54.9mm |  |  | Commercial, Industrial | [7 empty] | 36AB41-100 Acopian | [5 empty] | 89.7mm*64.3mm*54.9mm | - |  | base mount |  | 1 |  |  | -20℃~71℃ |  | - | [7 empty] | bulk | [9 empty] | 500 | https://www.unikeyic.com/media/datasheet/55/c7/a913/55/12b04cd5c62884d7c9d4f6ce3dd1256a.pdf | https://www.unikeyic.com/products/other-power-supply/36ab41-100/694806360.html
36AB41-24 | Acopian | 1: 332.9892 5: 327.0351 10: 321.0775 25: 315.121 | Base Mount, 89.7mm × 64.3mm × 54.9mm |  |  | Commercial, Industrial | [7 empty] | 36AB41-24 Acopian | [5 empty] | 89.7mm*64.3mm*54.9mm | - |  | base mount |  | 1 |  |  | -20℃~71℃ |  | - | [7 empty] | bulk | [9 empty] | 500 | https://www.unikeyic.com/media/datasheet/55/c7/a913/55/12b04cd5c62884d7c9d4f6ce3dd1256a.pdf | https://www.unikeyic.com/products/other-power-supply/36ab41-24/694795106.html
36EB05 | Acopian | 1: 224.5794 5: 218.6209 10: 212.6644 25: 206.7072 | 1 base mount 89.7mm*64.3mm*41.9mm |  |  | Commercial | [7 empty] | 36EB05 Acopian | [5 empty] | 89.7mm*64.3mm*41.9mm | - |  | base mount |  | 1 |  |  | -20℃~71℃ |  | - | [7 empty] | bulk | [9 empty] | 500 | https://www.unikeyic.com/media/datasheet/55/c7/a913/55/12b04cd5c62884d7c9d4f6ce3dd1256a.pdf | https://www.unikeyic.com/products/other-power-supply/36eb05/694807367.html
36EB05-230 | Acopian | 1: 236.4875 5: 230.5343 10: 224.5777 25: 218.6206 | 1 base mount 89.7mm*64.3mm*41.9mm |  |  | Commercial | [7 empty] | 36EB05-230 Acopian | [5 empty] | 89.7mm*64.3mm*41.9mm | - |  | base mount |  | 1 |  |  | -20℃~71℃ |  | - | [7 empty] | bulk | [9 empty] | 500 | https://www.unikeyic.com/media/datasheet/55/c7/a913/55/12b04cd5c62884d7c9d4f6ce3dd1256a.pdf | https://www.unikeyic.com/products/other-power-supply/36eb05-230/694793672.html
38AB18-100 | Acopian | 1: 292.5504 5: 286.3037 10: 280.0526 25: 273.8016 | 1 Base Mount 89.7mm × 64.3mm × 38.9mm |  |  | Commercial, Industrial | [7 empty] | 38AB18-100 Acopian | [5 empty] | 89.7mm*64.3mm*38.9mm | - |  | base mount |  | 1 |  |  | -20℃~71℃ |  | - | [7 empty] | bulk | [9 empty] | 500 | https://www.unikeyic.com/media/datasheet/55/c7/a913/55/12b04cd5c62884d7c9d4f6ce3dd1256a.pdf | https://www.unikeyic.com/products/other-power-supply/38ab18-100/694811318.html
38AB18-208 | Acopian | 1: 278.7744 5: 272.822 10: 266.8653 25: 260.9086 | Bracket Mount, 89.7mm × 64.3mm × 38.9mm |  |  | Commercial, Industrial | [7 empty] | 38AB18-208 Acopian | [5 empty] | 89.7mm*64.3mm*38.9mm | - |  | base mount |  | 1 |  |  | -20℃~71℃ |  | - | [7 empty] | bulk | [9 empty] | 500 | https://www.unikeyic.com/media/datasheet/55/c7/a913/55/12b04cd5c62884d7c9d4f6ce3dd1256a.pdf | https://www.unikeyic.com/products/other-power-supply/38ab18-208/694814229.html
38AB39-208 | Acopian | 1: 349.4448 5: 343.1959 10: 336.9438 25: 330.693 | Base Mount, 89.7mm × 64.3mm × 54.9mm |  |  | Commercial, Industrial | [7 empty] | 38AB39-208 Acopian | [5 empty] | 89.7mm*64.3mm*54.9mm | - |  | base mount |  | 1 |  |  | -20℃~71℃ |  | - | [7 empty] | bulk | [9 empty] | 500 | https://www.unikeyic.com/media/datasheet/55/c7/a913/55/12b04cd5c62884d7c9d4f6ce3dd1256a.pdf | https://www.unikeyic.com/products/other-power-supply/38ab39-208/694799743.html
38AB39-24 | Acopian | 1: 349.4448 5: 343.1959 10: 336.9438 25: 330.693 | 1 base mount 89.7mm*64.3mm*54.9mm |  |  | Commercial, Industrial | [7 empty] | 38AB39-24 Acopian | [5 empty] | 89.7mm*64.3mm*54.9mm | - |  | base mount |  | 1 |  |  | -20℃~71℃ |  | - | [7 empty] | bulk | [9 empty] | 500 | https://www.unikeyic.com/media/datasheet/55/c7/a913/55/12b04cd5c62884d7c9d4f6ce3dd1256a.pdf | https://www.unikeyic.com/products/other-power-supply/38ab39-24/694790120.html
38EB04-230 | Acopian | 1: 248.1732 5: 241.9265 10: 235.6754 25: 229.424 | 1 base mount 89.7mm*64.3mm*41.9mm |  |  | Commercial | [7 empty] | 38EB04-230 Acopian | [5 empty] | 89.7mm*64.3mm*41.9mm | - |  | base mount |  | 1 |  |  | -20℃~71℃ |  | - | [7 empty] | bulk | [9 empty] | 500 | https://www.unikeyic.com/media/datasheet/55/c7/a913/55/12b04cd5c62884d7c9d4f6ce3dd1256a.pdf | https://www.unikeyic.com/products/other-power-supply/38eb04-230/694783205.html
400580-01-5 | N2Power | 1: 89.0784 | 100W(125WForcedAir) 1 base mount |  |  |  | ITE (Commercial) |  |  | 8.34 A |  |  |  |  | 92% | Adjustable Output, DC Input Capable, Standby Output, Universal Input | [7 empty] | Chassis Mount |  | 1 |  |  | -40°C ~ 85°C (With Derating) |  |  |  | Bulk | 100W (125W Forced Air) |  |  |  |  | XS125 (125W) |  | 80 ~ 264 VAC, 120 ~ 370 VDC |  |  | 4 kV |  | 12V | - | 9 | https://www.unikeyic.com/media/about_us/Unikey_ISO_9001_Certification.pdf | https://www.unikeyic.com/products/other-power-supply/400580-01-5/688276999.html
400580-04-9 | N2Power | 1: 89.0784 | 100W(125WForcedAir) 1 base mount |  |  |  | ITE (Commercial) |  |  | 4.17 A |  |  |  |  | 92% | Adjustable Output, DC Input Capable, Standby Output, Universal Input | [7 empty] | Chassis Mount |  | 1 |  |  | -40°C ~ 85°C (With Derating) |  |  |  | Bulk | 100W (125W Forced Air) |  |  |  |  | XS125 (125W) |  | 80 ~ 264 VAC, 120 ~ 370 VDC |  |  | 4 kV |  | 24V | - | 9 | https://www.unikeyic.com/media/about_us/Unikey_ISO_9001_Certification.pdf | https://www.unikeyic.com/products/other-power-supply/400580-04-9/687979094.html
400581-17-9 | N2Power | 1: 101.0448 | 100W(125WForcedAir) 1 base mount |  |  |  | ITE (Commercial) |  |  | 2.09 A |  |  |  |  | 92% | Adjustable Output, DC Input Capable, Standby Output, Universal Input | [7 empty] | Chassis Mount |  | 1 |  |  | -40°C ~ 85°C (With Derating) |  |  |  | Bulk | 100W (125W Forced Air) |  | 18449247 |  |  | XS125 (125W) |  | 80 ~ 264 VAC, 120 ~ 370 VDC |  |  | 4 kV |  | 48V | - | 9 | https://www.unikeyic.com/media/about_us/Unikey_ISO_9001_Certification.pdf | https://www.unikeyic.com/products/other-power-supply/400581-17-9/691987625.html
40AB10-230 | Acopian | 1: 247.8081 5: 241.8467 10: 235.89 25: 229.933 | 1 base mount 89.7mm*64.3mm*31.5mm |  |  |  | Industrial, ITE (Commercial) |  |  | 100 mA |  |  |  |  | - | Adjustable Output | [5 empty] | Not Applicable |  | Chassis Mount |  | 1 |  |  | -20°C ~ 71°C |  |  |  | Bulk | - |  | 21280100 |  |  | - | 3.53" L x 2.53" W x 1.24" H (89.7mm x 64.3mm x 31.5mm) | 230VAC |  |  |  |  | 40V | - | 500 | https://www.unikeyic.com/media/datasheet/55/c7/a913/55/12b04cd5c62884d7c9d4f6ce3dd1256a.pdf | https://www.unikeyic.com/products/other-power-supply/40ab10-230/694804925.html
40AB17-230 | Acopian | 1: 278.7744 5: 272.822 10: 266.8653 25: 260.9086 | 1 base mount 89.7mm*64.3mm*38.9mm |  |  | Commercial, Industrial | [7 empty] | 40AB17-230 Acopian | [5 empty] | 89.7mm*64.3mm*38.9mm | - |  | base mount |  | 1 |  |  | -20℃~71℃ |  | - | [7 empty] | bulk | [9 empty] | 500 | https://www.unikeyic.com/media/datasheet/55/c7/a913/55/12b04cd5c62884d7c9d4f6ce3dd1256a.pdf | https://www.unikeyic.com/products/other-power-supply/40ab17-230/694812173.html
40AB37 | Acopian | 1: 317.5007 5: 311.5464 10: 305.5899 25: 299.6332 | Base Mount, 89.7mm × 64.3mm × 54.9mm |  |  | Commercial, Industrial | [7 empty] | 40AB37 Acopian | [5 empty] | 89.7mm*64.3mm*54.9mm | - |  | base mount |  | 1 |  |  | -20℃~71℃ |  | - | [7 empty] | bulk | [9 empty] | 500 | https://www.unikeyic.com/media/datasheet/55/c7/a913/55/12b04cd5c62884d7c9d4f6ce3dd1256a.pdf | https://www.unikeyic.com/products/other-power-supply/40ab37/694815144.html
40AB37-24 | Acopian | 1: 332.9892 5: 327.0351 10: 321.0775 25: 315.121 | 1 base mount 89.7mm*64.3mm*54.9mm |  |  | Commercial, Industrial | [7 empty] | 40AB37-24 Acopian | [5 empty] | 89.7mm*64.3mm*54.9mm | - |  | base mount |  | 1 |  |  | -20℃~71℃ |  | - | [7 empty] | bulk | [9 empty] | 500 | https://www.unikeyic.com/media/datasheet/55/c7/a913/55/12b04cd5c62884d7c9d4f6ce3dd1256a.pdf | https://www.unikeyic.com/products/other-power-supply/40ab37-24/694785395.html
42AB10 | Acopian | 1: 232.3184 5: 226.358 10: 220.4025 25: 214.4452 | Bracket Mount, 89.7mm × 64.3mm × 31.5mm |  |  | Commercial, Industrial | [7 empty] | 42AB10 Acopian | [5 empty] | 89.7mm*64.3mm*31.5mm | - |  | base mount |  | 1 |  |  | -20℃~71℃ |  | - | [7 empty] | bulk | [9 empty] | 500 | https://www.unikeyic.com/media/datasheet/55/c7/a913/55/12b04cd5c62884d7c9d4f6ce3dd1256a.pdf | https://www.unikeyic.com/products/other-power-supply/42ab10/694798174.html
42AB10-100 | Acopian | 1: 247.8081 5: 241.8467 10: 235.89 25: 229.933 | Bracket Mount, 89.7mm × 64.3mm × 31.5mm |  |  | Commercial, Industrial | [7 empty] | 42AB10-100 Acopian | [5 empty] | 89.7mm*64.3mm*31.5mm | - |  | base mount |  | 1 |  |  | -20℃~71℃ |  | - | [7 empty] | bulk | [9 empty] | 500 | https://www.unikeyic.com/media/datasheet/55/c7/a913/55/12b04cd5c62884d7c9d4f6ce3dd1256a.pdf | https://www.unikeyic.com/products/other-power-supply/42ab10-100/694787719.html
42AB10-230 | Acopian | 1: 247.8081 5: 241.8467 10: 235.89 25: 229.933 | 1 base mount 89.7mm*64.3mm*31.5mm |  |  | Commercial, Industrial | [7 empty] | 42AB10-230 Acopian | [5 empty] | 89.7mm*64.3mm*31.5mm | - |  | base mount |  | 1 |  |  | -20℃~71℃ |  | - | [7 empty] | bulk | [9 empty] | 500 | https://www.unikeyic.com/media/datasheet/55/c7/a913/55/12b04cd5c62884d7c9d4f6ce3dd1256a.pdf | https://www.unikeyic.com/products/other-power-supply/42ab10-230/694792420.html
42AB17 | Acopian | 1: 263.2965 5: 257.3354 10: 251.3777 25: 245.4208 | 1 base mount 89.7mm*64.3mm*38.9mm |  |  | Commercial, Industrial | [7 empty] | 42AB17 Acopian | [5 empty] | 89.7mm*64.3mm*38.9mm | - |  | base mount |  | 1 |  |  | -20℃~71℃ |  | - | [7 empty] | bulk | [9 empty] | 500 | https://www.unikeyic.com/media/datasheet/55/c7/a913/55/12b04cd5c62884d7c9d4f6ce3dd1256a.pdf | https://www.unikeyic.com/products/other-power-supply/42ab17/694797649.html
42AB17-100 | Acopian | 1: 292.5504 5: 286.3037 10: 280.0526 25: 273.8016 | Bracket Mount 89.7mm × 64.3mm × 38.9mm |  |  | Commercial, Industrial | [7 empty] | 42AB17-100 Acopian | [5 empty] | 89.7mm*64.3mm*38.9mm | - |  | base mount |  | 1 |  |  | -20℃~71℃ |  | - | [7 empty] | bulk | [9 empty] | 500 | https://www.unikeyic.com/media/datasheet/55/c7/a913/55/12b04cd5c62884d7c9d4f6ce3dd1256a.pdf | https://www.unikeyic.com/products/other-power-supply/42ab17-100/694797211.html
42AB17-24 | Acopian | 1: 278.7744 5: 272.822 10: 266.8653 25: 260.9086 | 1 Base Mount 89.7mm × 64.3mm × 38.9mm |  |  | Commercial, Industrial | [7 empty] | 42AB17-24 Acopian | [5 empty] | 89.7mm*64.3mm*38.9mm | - |  | base mount |  | 1 |  |  | -20℃~71℃ |  | - | [7 empty] | bulk | [9 empty] | 500 | https://www.unikeyic.com/media/datasheet/55/c7/a913/55/12b04cd5c62884d7c9d4f6ce3dd1256a.pdf | https://www.unikeyic.com/products/other-power-supply/42ab17-24/694794349.html
42AB35-24 | Acopian | 1: 332.9892 5: 327.0351 10: 321.0775 25: 315.121 | 1 base mount 89.7mm*64.3mm*54.9mm |  |  | Commercial, Industrial | [7 empty] | 42AB35-24 Acopian | [5 empty] | 89.7mm*64.3mm*54.9mm | - |  | base mount |  | 1 |  |  | -20℃~71℃ |  | - | [7 empty] | bulk | [9 empty] | 500 | https://www.unikeyic.com/media/datasheet/55/c7/a913/55/12b04cd5c62884d7c9d4f6ce3dd1256a.pdf | https://www.unikeyic.com/products/other-power-supply/42ab35-24/694793573.html
4400-093 LF | cts | 50: 9.2951 100: 8.8983 500: 8.2266 1,000: 8.0184 | Feed Through Capacitor | [18 empty] | 1 (Unlimited) | [6 empty] | -55°C ~ 125°C |  |  | Axial, Bushing | Bulk | [5 empty] | 4400 | 0.157" Dia x 0.276" L (4.00mm x 7.00mm) | [7 empty] | 5036 | https://www.unikeyic.com/media/datasheet/27/07/8c9b/f0/2229b3fb6a00ed7261b95dd70b21a75b.pdf | https://www.unikeyic.com/products/other-power-supply/4400-093-lf/22377471.html
4479-108 | Applied Kilovolts | 1: 1130.9463 5: 1088.6429 10: 1070.8789 | 1.8W 1 base mount 95.2mm*49mm*15mm |  |  |  | ITE (Commercial) |  |  |  | 3mA |  |  |  | - | [6 empty] | Not Applicable |  | Chassis Mount |  | 1 |  |  | -10°C ~ 50°C |  |  |  | Box | 1.8W |  |  |  |  | 4479 (2W) | 3.75" L x 1.93" W x 0.59" H (95.2mm x 49.0mm x 15.0mm) |  | 28V | 22V |  |  | 600V | - | 2 | https://www.unikeyic.com/media/datasheet/fd/f4/6f3b/fdf46f3b7827a3dc773afa29f5f6314a.pdf | https://www.unikeyic.com/products/other-power-supply/4479-108/12483091.html
4479-112 | Applied Kilovolts | 1: 1175.1758 5: 1131.21 | 2W 1 base mount 95.2mm*49mm*15mm |  |  |  | ITE (Commercial) |  |  |  | 1mA |  |  |  | - | [6 empty] | Not Applicable |  | Chassis Mount |  | 1 |  |  | -10°C ~ 50°C |  |  |  | Box | 2W |  | 13980456 |  |  | 4479 (2W) | 3.75" L x 1.93" W x 0.59" H (95.2mm x 49.0mm x 15.0mm) |  | 28V | 22V |  |  | 2000V | - | 2 | https://www.unikeyic.com/media/datasheet/fd/f4/6f3b/fdf46f3b7827a3dc773afa29f5f6314a.pdf | https://www.unikeyic.com/products/other-power-supply/4479-112/12512990.html
4479-210 | Applied Kilovolts | 1: 840.6962 5: 809.2685 10: 796.0701 | 2W 1 base mount 95.2mm*49mm*15mm |  |  |  | ITE (Commercial) |  |  |  | 2mA |  |  |  | - | [6 empty] | Not Applicable |  | Chassis Mount |  | 1 |  |  | -10°C ~ 50°C |  |  |  | Box | 2W |  | 13980450 |  |  | 4479 (2W) | 3.75" L x 1.93" W x 0.59" H (95.2mm x 49.0mm x 15.0mm) |  | 28V | 22V |  |  | -1000V | - | 30 | https://www.unikeyic.com/media/datasheet/fd/f4/6f3b/fdf46f3b7827a3dc773afa29f5f6314a.pdf | https://www.unikeyic.com/products/other-power-supply/4479-210/29147737.html
4479-212 | Applied Kilovolts | 1: 860.6844 5: 828.5047 10: 814.995 | 2W 1 base mount 95.2mm*49mm*15mm |  |  |  | ITE (Commercial) |  |  |  | 1mA |  |  |  | - | [6 empty] | Not Applicable |  | Chassis Mount |  | 1 |  |  | -10°C ~ 50°C |  |  |  | Box | 2W |  | 13980472 |  |  | 4479 (2W) | 3.75" L x 1.93" W x 0.59" H (95.2mm x 49.0mm x 15.0mm) |  | 28V | 22V |  |  | -2000V | - | 7 | https://www.unikeyic.com/media/datasheet/fd/f4/6f3b/fdf46f3b7827a3dc773afa29f5f6314a.pdf | https://www.unikeyic.com/products/other-power-supply/4479-212/12159502.html
44AB09-208 | Acopian | 1: 260.0532 5: 253.7978 10: 247.5468 25: 241.2953 | 1 base mount 89.7mm*64.3mm*31.5mm |  |  | Commercial, Industrial | [7 empty] | 44AB09-208 Acopian | [5 empty] | 89.7mm*64.3mm*31.5mm | - |  | base mount |  | 1 |  |  | -20℃~71℃ |  | - | [7 empty] | bulk | [9 empty] | 500 | https://www.unikeyic.com/media/datasheet/55/c7/a913/55/12b04cd5c62884d7c9d4f6ce3dd1256a.pdf | https://www.unikeyic.com/products/other-power-supply/44ab09-208/694783860.html
44AB34-100 | Acopian | 1: 349.4448 5: 343.1959 10: 336.9438 25: 330.693 | Base Mount, 89.7mm × 64.3mm × 54.9mm |  |  | Commercial, Industrial | [7 empty] | 44AB34-100 Acopian | [5 empty] | 89.7mm*64.3mm*54.9mm | - |  | base mount |  | 1 |  |  | -20℃~71℃ |  | - | [7 empty] | bulk | [9 empty] | 500 | https://www.unikeyic.com/media/datasheet/55/c7/a913/55/12b04cd5c62884d7c9d4f6ce3dd1256a.pdf | https://www.unikeyic.com/products/other-power-supply/44ab34-100/694782142.html
44EB03-230 | Acopian | 1: 236.4875 5: 230.5343 10: 224.5777 25: 218.6206 | 1 base mount 89.7mm*64.3mm*41.9mm |  |  | Commercial | [7 empty] | 44EB03-230 Acopian | [5 empty] | 89.7mm*64.3mm*41.9mm | - |  | base mount |  | 1 |  |  | -20℃~71℃ |  | - | [7 empty] | bulk | [9 empty] | 500 | https://www.unikeyic.com/media/datasheet/55/c7/a913/55/12b04cd5c62884d7c9d4f6ce3dd1256a.pdf | https://www.unikeyic.com/products/other-power-supply/44eb03-230/694784330.html
47236 | myrra |  | 40W 1 Through hole mounting 40mm(height) |  |  | Commercial | [7 empty] | 47236 myrra | [5 empty] | 40mm(height) | - |  | Through hole mounting |  | 1 |  |  | -25℃(min) |  | 40W | [18 empty] | https://www.unikeyic.com/media/datasheet/c2/12/e6f4/c2/d53c2d70b929edb91174002258fb7e21.pdf | https://www.unikeyic.com/products/other-power-supply/47236/12460201.html
4C24-NP125-1 | Advanced Energy | 1: 1690.634 | 120W 2 base mount |  |  |  |  | 4C24-NP125 | [13 empty] | Not Applicable | [10 empty] | Bulk | [5 empty] | * | [8 empty] | 2 | https://www.unikeyic.com/media/datasheet/96/21/5f85/96/abf72d11a1df6ed5a551292193667ff0.pdf | https://www.unikeyic.com/products/other-power-supply/4c24-np125-1/11491344.html
4EB40 | Acopian | 1: 219.4236 5: 213.1704 10: 206.9194 25: 200.6688 | Bracket Mount, 89.7mm × 64.3mm × 35.8mm |  |  | Commercial | [7 empty] | 4EB40 Acopian | [5 empty] | 89.7mm*64.3mm*35.8mm | - |  | base mount |  | 1 |  |  | -20℃~71℃ |  | - | [7 empty] | bulk | [9 empty] | 494 | https://www.unikeyic.com/media/datasheet/55/c7/a913/55/12b04cd5c62884d7c9d4f6ce3dd1256a.pdf | https://www.unikeyic.com/products/other-power-supply/4eb40/694804072.html
4EB40-230 | Acopian | 1: 231.9192 5: 225.6725 10: 219.4225 25: 213.1713 | 1 base mount 89.7mm*64.3mm*35.8mm |  |  | Commercial | [7 empty] | 4EB40-230 Acopian | [5 empty] | 89.7mm*64.3mm*35.8mm | - |  | base mount |  | 1 |  |  | -20℃~71℃ |  | - | [7 empty] | bulk | [9 empty] | 500 | https://www.unikeyic.com/media/datasheet/55/c7/a913/55/12b04cd5c62884d7c9d4f6ce3dd1256a.pdf | https://www.unikeyic.com/products/other-power-supply/4eb40-230/694810549.html
4HVA24-BP1-F-SHV-5KV | Advanced Energy | 1: 2646.9504 | 1W, 1, Bracket Mount, 152.4mm × 96.8mm × 31.8mm |  |  |  | ITE (Commercial) | 4HVA24 |  |  | 250µA |  |  |  | - | [6 empty] | Not Applicable |  | Chassis Mount |  | 1 |  |  | 10°C ~ 45°C |  |  |  | Bulk | 1W |  | 10838063 |  |  | HVA | 6.00" L x 3.81" W x 1.25" H (152.4mm x 96.8mm x 31.8mm) |  | 26.4V | 21.6V |  |  | 4000V | - | 2 | https://www.unikeyic.com/media/datasheet/23/79/76f0/23/b08887e321863700a7776e6923c35bd2.pdf | https://www.unikeyic.com/products/other-power-supply/4hva24-bp1-f-shv-5kv/11920083.html
5030982 | ANSMANN | 2: 2.6199 | Rechargeable Battery | [10 empty] | 5030982 ANSMANN | [5 empty] | 10.5mm*10.5mm*44.5mm | - |  |  |  | - |  |  |  |  | - | [6 empty] | Non-compliant | [10 empty] | 194 | https://www.unikeyic.com/media/datasheet/7b/36/7ecf/6f/a01418e6d745862521543074c64d15d3.pdf | https://www.unikeyic.com/products/other-power-supply/5030982/28683061.html
50ACPE_05S4 | GAPTEC Electronic | 1: 10.3953 5: 9.9027 10: 9.6984 25: 9.4324 | 50W 1 base mount 99mm*82mm*30mm |  |  | Commercial | [7 empty] | 50ACPE_05S4 GAPTEC Electronic | [5 empty] | 99mm*82mm*30mm | - |  | base mount |  | 1 |  |  | -30℃~70℃ |  | 50W | [17 empty] | 49 | https://www.unikeyic.com/media/datasheet/7f/20/c52c/7f/74c76a97fa1e6589bb2e86c6d15e4767.pdf | https://www.unikeyic.com/products/other-power-supply/50acpe-05s4/697468475.html
50ACPW_05S4 | GAPTEC Electronic | 1: 24.8217 5: 23.6414 | 50W 1 base mount 99mm*82mm*30mm |  |  | Commercial | [7 empty] | 50ACPW_05S4 GAPTEC Electronic | [5 empty] | 99mm*82mm*30mm | - |  | base mount |  | 1 |  |  | -30℃~70℃ |  | 50W | [17 empty] | 6 | https://www.unikeyic.com/media/datasheet/a3/34/c709/a3/cb83a17640bb11aedab0c8db51b19488.pdf | https://www.unikeyic.com/products/other-power-supply/50acpw-05s4/697329121.html
50ACPW_12S4 | GAPTEC Electronic | 1: 24.0516 5: 22.9025 | 50W 1 base mount 99mm*82mm*30mm |  |  | Commercial | [7 empty] | 50ACPW_12S4 GAPTEC Electronic | [5 empty] | 99mm*82mm*30mm | - |  | base mount |  | 1 |  |  | -30℃~70℃ |  | 50W | [17 empty] | 5 | https://www.unikeyic.com/media/datasheet/a3/34/c709/a3/cb83a17640bb11aedab0c8db51b19488.pdf | https://www.unikeyic.com/products/other-power-supply/50acpw-12s4/700468041.html
55EB04-230 | Acopian | 1: 282.9528 5: 276.9982 10: 271.0405 25: 265.084 | 1 base mount 89.7mm*64.3mm*41.9mm |  |  | Commercial | [7 empty] | 55EB04-230 Acopian | [5 empty] | 89.7mm*64.3mm*41.9mm | - |  | base mount |  | 1 |  |  | -20℃~71℃ |  | - | [7 empty] | bulk | [9 empty] | 500 | https://www.unikeyic.com/media/datasheet/55/c7/a913/55/12b04cd5c62884d7c9d4f6ce3dd1256a.pdf | https://www.unikeyic.com/products/other-power-supply/55eb04-230/694789963.html
5AB150 | Acopian | 1: 263.2965 5: 257.3354 10: 251.3777 25: 245.4208 | 1 base mount 89.7mm*64.3mm*38.9mm |  |  | Commercial, Industrial | [7 empty] | 5AB150 Acopian | [5 empty] | 89.7mm*64.3mm*38.9mm | - |  | base mount |  | 1 |  |  | -20℃~71℃ |  | - | [7 empty] | bulk | [9 empty] | 492 | https://www.unikeyic.com/media/datasheet/f1/1c/d27e/f1/9fae42431f3b15903849b74b8126f108.pdf | https://www.unikeyic.com/products/other-power-supply/5ab150/694807906.html
5AB150-100 | Acopian | 1: 278.7744 5: 272.822 10: 266.8653 25: 260.9086 | 1 base mount 89.7mm*64.3mm*38.9mm |  |  | Commercial, Industrial | [7 empty] | 5AB150-100 Acopian | [5 empty] | 89.7mm*64.3mm*38.9mm | - |  | base mount |  | 1 |  |  | -20℃~71℃ |  | - | [7 empty] | bulk | [9 empty] | 499 | https://www.unikeyic.com/media/datasheet/55/c7/a913/55/12b04cd5c62884d7c9d4f6ce3dd1256a.pdf | https://www.unikeyic.com/products/other-power-supply/5ab150-100/694790477.html
5AB150-208 | Acopian | 1: 278.7744 5: 272.822 10: 266.8653 25: 260.9086 | 1 Base Mount 89.7mm × 64.3mm × 38.9mm |  |  | Commercial, Industrial | [7 empty] | 5AB150-208 Acopian | [5 empty] | 89.7mm*64.3mm*38.9mm | - |  | base mount |  | 1 |  |  | -20℃~71℃ |  | - | [7 empty] | bulk | [9 empty] | 500 | https://www.unikeyic.com/media/datasheet/55/c7/a913/55/12b04cd5c62884d7c9d4f6ce3dd1256a.pdf | https://www.unikeyic.com/products/other-power-supply/5ab150-208/694785451.html
5AB150-230 | Acopian | 1: 278.7744 5: 272.822 10: 266.8653 25: 260.9086 | Base Mount, 89.7mm × 64.3mm × 38.9mm |  |  | Commercial, Industrial | [7 empty] | 5AB150-230 Acopian | [5 empty] | 89.7mm*64.3mm*38.9mm | - |  | base mount |  | 1 |  |  | -20℃~71℃ |  | - | [7 empty] | bulk | [9 empty] | 500 | https://www.unikeyic.com/media/datasheet/55/c7/a913/55/12b04cd5c62884d7c9d4f6ce3dd1256a.pdf | https://www.unikeyic.com/products/other-power-supply/5ab150-230/694803026.html
5AB250 | Acopian | 1: 317.5007 5: 311.5464 10: 305.5899 25: 299.6332 | Base Mount, 89.7mm × 64.3mm × 54.9mm |  |  | Commercial, Industrial | [7 empty] | 5AB250 Acopian | [5 empty] | 89.7mm*64.3mm*54.9mm | - |  | base mount |  | 1 |  |  | -20℃~71℃ |  | - | [7 empty] | bulk | [9 empty] | 472 | https://www.unikeyic.com/media/datasheet/f1/1c/d27e/f1/9fae42431f3b15903849b74b8126f108.pdf | https://www.unikeyic.com/products/other-power-supply/5ab250/694807551.html
5AB250-100 | Acopian | 1: 332.9892 5: 327.0351 10: 321.0775 25: 315.121 | 1 base mount 89.7mm*64.3mm*54.9mm |  |  | Commercial, Industrial | [7 empty] | 5AB250-100 Acopian | [5 empty] | 89.7mm*64.3mm*54.9mm | - |  | base mount |  | 1 |  |  | -20℃~71℃ |  | - | [7 empty] | bulk | [9 empty] | 500 | https://www.unikeyic.com/media/datasheet/f1/1c/d27e/f1/9fae42431f3b15903849b74b8126f108.pdf | https://www.unikeyic.com/products/other-power-supply/5ab250-100/694798450.html
5AB250-208 | Acopian | 1: 332.9892 5: 327.0351 10: 321.0775 25: 315.121 | Base Mount, 89.7mm × 64.3mm × 54.9mm |  |  | Commercial, Industrial | [7 empty] | 5AB250-208 Acopian | [5 empty] | 89.7mm*64.3mm*54.9mm | - |  | base mount |  | 1 |  |  | -20℃~71℃ |  | - | [7 empty] | bulk | [9 empty] | 500 | https://www.unikeyic.com/media/datasheet/f1/1c/d27e/f1/9fae42431f3b15903849b74b8126f108.pdf | https://www.unikeyic.com/products/other-power-supply/5ab250-208/694812302.html
5AB250-230 | Acopian | 1: 332.9892 5: 327.0351 10: 321.0775 25: 315.121 | 1 base mount 89.7mm*64.3mm*54.9mm |  |  | Commercial, Industrial | [7 empty] | 5AB250-230 Acopian | [5 empty] | 89.7mm*64.3mm*54.9mm | - |  | base mount |  | 1 |  |  | -20℃~71℃ |  | - | [7 empty] | bulk | [9 empty] | 500 | https://www.unikeyic.com/media/datasheet/f1/1c/d27e/f1/9fae42431f3b15903849b74b8126f108.pdf | https://www.unikeyic.com/products/other-power-supply/5ab250-230/694787037.html
5AB70-100 | Acopian | 1: 247.8081 5: 241.8467 10: 235.89 25: 229.933 | Base Mount, 89.7mm × 64.3mm × 31.5mm |  |  | Commercial, Industrial | [7 empty] | 5AB70-100 Acopian | [5 empty] | 89.7mm*64.3mm*31.5mm | - |  | base mount |  | 1 |  |  | -20℃~71℃ |  | - | [7 empty] | bulk | [9 empty] | 500 | https://www.unikeyic.com/media/datasheet/55/c7/a913/55/12b04cd5c62884d7c9d4f6ce3dd1256a.pdf | https://www.unikeyic.com/products/other-power-supply/5ab70-100/694789081.html
5AB70-208 | Acopian | 1: 247.8081 5: 241.8467 10: 235.89 25: 229.933 | Base Mount, 89.7mm × 64.3mm × 31.5mm |  |  | Commercial, Industrial | [7 empty] | 5AB70-208 Acopian | [5 empty] | 89.7mm*64.3mm*31.5mm | - |  | base mount |  | 1 |  |  | -20℃~71℃ |  | - | [7 empty] | bulk | [9 empty] | 500 | https://www.unikeyic.com/media/datasheet/55/c7/a913/55/12b04cd5c62884d7c9d4f6ce3dd1256a.pdf | https://www.unikeyic.com/products/other-power-supply/5ab70-208/694803689.html
5AB70-230 | Acopian | 1: 247.8081 5: 241.8467 10: 235.89 25: 229.933 | 1 base mount 89.7mm*64.3mm*31.5mm |  |  | Commercial, Industrial | [7 empty] | 5AB70-230 Acopian | [5 empty] | 89.7mm*64.3mm*31.5mm | - |  | base mount |  | 1 |  |  | -20℃~71℃ |  | - | [7 empty] | bulk | [9 empty] | 500 | https://www.unikeyic.com/media/datasheet/55/c7/a913/55/12b04cd5c62884d7c9d4f6ce3dd1256a.pdf | https://www.unikeyic.com/products/other-power-supply/5ab70-230/694796257.html
5AB70-24 | Acopian | 1: 247.8081 5: 241.8467 10: 235.89 25: 229.933 | Bracket Mount, 89.7mm × 64.3mm × 31.5mm |  |  | Commercial, Industrial | [7 empty] | 5AB70-24 Acopian | [5 empty] | 89.7mm*64.3mm*31.5mm | - |  | base mount |  | 1 |  |  | -20℃~71℃ |  | - | [7 empty] | bulk | [9 empty] | 500 | https://www.unikeyic.com/media/datasheet/55/c7/a913/55/12b04cd5c62884d7c9d4f6ce3dd1256a.pdf | https://www.unikeyic.com/products/other-power-supply/5ab70-24/694786371.html
5EB100 | Acopian | 1: 255.5576 5: 249.5962 10: 243.6395 25: 237.6824 | 1 base mount 89.7mm*64.3mm*41.9mm |  |  | Commercial | [7 empty] | 5EB100 Acopian | [5 empty] | 89.7mm*64.3mm*41.9mm | - |  | base mount |  | 1 |  |  | -20℃~71℃ |  | - | [7 empty] | bulk | [9 empty] | 435 | https://www.unikeyic.com/media/datasheet/f1/1c/d27e/f1/9fae42431f3b15903849b74b8126f108.pdf | https://www.unikeyic.com/products/other-power-supply/5eb100/694799803.html
5EB150-230 | Acopian | 1: 290.6917 5: 284.7353 10: 278.7786 25: 272.8219 | 1 base mount 89.7mm*64.3mm*41.9mm |  |  | Commercial | [7 empty] | 5EB150-230 Acopian | [5 empty] | 89.7mm*64.3mm*41.9mm | - |  | base mount |  | 1 |  |  | -20℃~71℃ |  | - | [7 empty] | bulk | [9 empty] | 500 | https://www.unikeyic.com/media/datasheet/55/c7/a913/55/12b04cd5c62884d7c9d4f6ce3dd1256a.pdf | https://www.unikeyic.com/products/other-power-supply/5eb150-230/694800260.html
5EB200 | Acopian | 1: 317.5007 5: 311.5464 10: 305.5899 25: 299.6332 | Bracket Mount, 89.7mm × 64.3mm × 61.7mm |  |  | Commercial | [7 empty] | 5EB200 Acopian | [5 empty] | 89.7mm*64.3mm*61.7mm | - |  | base mount |  | 1 |  |  | -20℃~71℃ |  | - | [7 empty] | bulk | [9 empty] | 482 | https://www.unikeyic.com/media/datasheet/f1/1c/d27e/f1/9fae42431f3b15903849b74b8126f108.pdf | https://www.unikeyic.com/products/other-power-supply/5eb200/694783208.html
5EB200-230 | Acopian | 1: 345.6972 5: 339.444 10: 333.194 25: 326.9424 | 1 base mount 89.7mm*64.3mm*61.7mm |  |  | Commercial | [7 empty] | 5EB200-230 Acopian | [5 empty] | 89.7mm*64.3mm*61.7mm | - |  | base mount |  | 1 |  |  | -20℃~71℃ |  | - | [7 empty] | bulk | [9 empty] | 500 | https://www.unikeyic.com/media/datasheet/55/c7/a913/55/12b04cd5c62884d7c9d4f6ce3dd1256a.pdf | https://www.unikeyic.com/products/other-power-supply/5eb200-230/694800232.html
5EB250-230 | Acopian | 1: 352.6467 5: 346.6856 10: 340.73 25: 334.7731 | 1 base mount 89.7mm*64.2mm*61.7mm |  |  | Commercial | [7 empty] | 5EB250-230 Acopian | [5 empty] | 89.7mm*64.2mm*61.7mm | - |  | base mount |  | 1 |  |  | -20℃~71℃ |  | - | [7 empty] | bulk | [9 empty] | 500 | https://www.unikeyic.com/media/datasheet/55/c7/a913/55/12b04cd5c62884d7c9d4f6ce3dd1256a.pdf | https://www.unikeyic.com/products/other-power-supply/5eb250-230/694794123.html
5HVA24-BP1-206 | Advanced Energy | 1: 2546.7394 | 1W 1 base mount 152.4mm*96.8mm*31.8mm |  |  |  | ITE (Commercial) | 5HVA24 |  |  | 200µA |  |  |  | - | [6 empty] | Not Applicable |  | Chassis Mount |  | 1 |  |  | 10°C ~ 45°C |  |  |  | Bulk | 1W |  | 10839408 |  |  | HVA | 6.00" L x 3.81" W x 1.25" H (152.4mm x 96.8mm x 31.8mm) |  | 26.4V | 21.6V |  |  | 5000V | - | 1 | https://www.unikeyic.com/media/about_us/Unikey_ISO_9001_Certification.pdf | https://www.unikeyic.com/products/other-power-supply/5hva24-bp1-206/643806405.html
5HVA24-BP1-F | Advanced Energy | 1: 2612.2445 | 1W, 1, Base Mount, 152.4mm × 96.8mm × 31.8mm |  |  |  | ITE (Commercial) | 5HVA24 |  |  | 200µA |  |  |  | - | [6 empty] | Not Applicable |  | Chassis Mount |  | 1 |  |  | 10°C ~ 45°C |  |  |  | Bulk | 1W |  | 10826811 |  |  | HVA | 6.00" L x 3.81" W x 1.25" H (152.4mm x 96.8mm x 31.8mm) |  | 26.4V | 21.6V |  |  | 5000V | - | 2 | https://www.unikeyic.com/media/datasheet/23/79/76f0/23/b08887e321863700a7776e6923c35bd2.pdf | https://www.unikeyic.com/products/other-power-supply/5hva24-bp1-f/28680766.html
60EB05-230 | Acopian | 1: 282.9528 5: 276.9982 10: 271.0405 25: 265.084 | 1 base mount 89.7mm*64.3mm*41.9mm |  |  | Commercial | [7 empty] | 60EB05-230 Acopian | [5 empty] | 89.7mm*64.3mm*41.9mm | - |  | base mount |  | 1 |  |  | -20℃~71℃ |  | - | [7 empty] | bulk | [9 empty] | 500 | https://www.unikeyic.com/media/datasheet/55/c7/a913/55/12b04cd5c62884d7c9d4f6ce3dd1256a.pdf | https://www.unikeyic.com/products/other-power-supply/60eb05-230/694814472.html
6A12-N4-I5-25PPM-F-M-C | Advanced Energy | 1: 1445.1414 | 4W 1 Base Mount 120.7mm × 50.8mm × 25.4mm |  |  |  | ITE (Commercial) | 6A12-N4 |  |  | 670µA |  |  |  | - | [6 empty] | Not Applicable |  | Chassis Mount |  | 1 |  |  | -10°C ~ 45°C |  |  |  | Bulk | 4W |  |  |  |  | UltraVolt® A | 4.75" L x 2.00" W x 1.00" H (120.7mm x 50.8mm x 25.4mm) |  | 16V | 11V | 6 kV |  | 0 ~ 6000V | - | 3 | https://www.unikeyic.com/media/about_us/Unikey_ISO_9001_Certification.pdf | https://www.unikeyic.com/products/other-power-supply/6a12-n4-i5-25ppm-f-m-c/26579607.html
6AB100-230 | Acopian | 1: 292.5504 5: 286.3037 10: 280.0526 25: 273.8016 | 1 Base Mount 89.7mm × 64.3mm × 38.9mm |  |  | Commercial, Industrial | [7 empty] | 6AB100-230 Acopian | [5 empty] | 89.7mm*64.3mm*38.9mm | - |  | base mount |  | 1 |  |  | -20℃~71℃ |  | - | [7 empty] | bulk | [9 empty] | 500 | https://www.unikeyic.com/media/datasheet/55/c7/a913/55/12b04cd5c62884d7c9d4f6ce3dd1256a.pdf | https://www.unikeyic.com/products/other-power-supply/6ab100-230/694806892.html
6EB100 | Acopian | 1: 278.7744 5: 272.822 10: 266.8653 25: 260.9086 | Base Mount 89.7mm × 64.3mm × 41.9mm |  |  | Commercial | [7 empty] | 6EB100 Acopian | [5 empty] | 89.7mm*64.3mm*41.9mm | - |  | base mount |  | 1 |  |  | -20℃~71℃ |  | - | [7 empty] | bulk | [9 empty] | 496 | https://www.unikeyic.com/media/datasheet/55/c7/a913/55/12b04cd5c62884d7c9d4f6ce3dd1256a.pdf | https://www.unikeyic.com/products/other-power-supply/6eb100/694805994.html
6EB40-230 | Acopian | 1: 220.9978 5: 215.0459 10: 209.0901 25: 203.1332 | 1 base mount 89.7mm*64.3mm*35.8mm |  |  | Commercial | [7 empty] | 6EB40-230 Acopian | [5 empty] | 89.7mm*64.3mm*35.8mm | - |  | base mount |  | 1 |  |  | -20℃~71℃ |  | - | [7 empty] | bulk | [9 empty] | 500 | https://www.unikeyic.com/media/datasheet/55/c7/a913/55/12b04cd5c62884d7c9d4f6ce3dd1256a.pdf | https://www.unikeyic.com/products/other-power-supply/6eb40-230/694801248.html
6EP1334-2BA20 | SIEMENS | 1: 334.933 | Siemens Siemens Rail power supply, SITOP PSU100Sseries, 24V DC output, 170 → 264V Communication input |  |  |  | Hazardous Locations, Industrial, ITE (Commercial) |  |  | 10 A |  |  |  |  | 90% | Adjustable Output, IP20, Universal Input | [5 empty] | Not Applicable |  | Chassis Mount |  | 1 |  |  | -25°C ~ 70°C (With Derating) |  |  |  | Bulk | 240W |  |  |  |  | 6EP1 | 4.72" L x 2.76" W x 4.92" H (120.0mm x 70.0mm x 125.0mm) | 85 ~ 176 VAC, 132 ~ 264 VAC |  |  |  |  | 24V | - | 100 | https://www.unikeyic.com/media/datasheet/11/e7/cea6/11e7cea6691ca1b205878e5b471a4514.pdf | https://www.unikeyic.com/products/other-power-supply/6ep1334-2ba20/11416529.html
72-10495 | TENMA | 1: 250.6784 | Logic IC, 1 Channel, SMD | [10 empty] | 72-10495 TENMA | [6 empty] | - |  |  |  | 1 |  |  | 40℃(max) |  | - | [17 empty] | 132 | https://www.unikeyic.com/media/datasheet/9a/4b/424a/9a4b424a4214f32d64cee2298f3e574d.pdf | https://www.unikeyic.com/products/other-power-supply/72-10495/28472412.html
72-2640 | TENMA | 1: 376.717 | 2 | [17 empty] | - |  |  |  | 2 |  |  | 40℃(max) |  | - | [17 empty] | 12 | https://www.unikeyic.com/media/about_us/Unikey_ISO_9001_Certification.pdf | https://www.unikeyic.com/products/other-power-supply/72-2640/29190634.html
72-2685 | TENMA | 1: 114.9344 | Logic IC, 1 Channel, SMD | [10 empty] | 72-2685 TENMA | [6 empty] | - |  |  |  | 1 |  |  | 40℃(max) |  | - | [17 empty] | 316 | https://www.unikeyic.com/media/datasheet/82/05/76cd/82/275f2ab148d765f543aba39d5055fd32.pdf | https://www.unikeyic.com/products/other-power-supply/72-2685/12248765.html
750-609 | WAGO | 1: 108.6264 | POWER SUPPLY MODULE 230V | [12 empty] | - | 750 Series |  |  |  |  | Not Applicable |  | DIN Rail |  |  |  |  | 0°C ~ 55°C |  |  |  | Box | [5 empty] | 750 | [8 empty] | 1 | https://www.unikeyic.com/media/datasheet/77/0e/8407/77/453b2fef3f72c1961bf2ed0c95349a54.pdf | https://www.unikeyic.com/products/other-power-supply/750-609/11769680.html
75ACPE_05S4 | GAPTEC Electronic | 1: 13.8888 5: 13.23 | 70W 1 base mount 99mm*97mm*30mm |  |  | Commercial | [7 empty] | 75ACPE_05S4 GAPTEC Electronic | [5 empty] | 99mm*97mm*30mm | - |  | base mount |  | 1 |  |  | -30℃~70℃ |  | 70W | [17 empty] | 5 | https://www.unikeyic.com/media/datasheet/1c/02/78b6/1c/2b07483c9102a8d4bdd8c07b2b090fcb.pdf | https://www.unikeyic.com/products/other-power-supply/75acpe-05s4/697332201.html
75ACPE_12S4 | GAPTEC Electronic | 1: 13.392 5: 12.7548 | 72W 1 base mount 99mm*97mm*30mm |  |  | Commercial | [7 empty] | 75ACPE_12S4 GAPTEC Electronic | [5 empty] | 99mm*97mm*30mm | - |  | base mount |  | 1 |  |  | -30℃~70℃ |  | 72W | [17 empty] | 5 | https://www.unikeyic.com/media/datasheet/1c/02/78b6/1c/2b07483c9102a8d4bdd8c07b2b090fcb.pdf | https://www.unikeyic.com/products/other-power-supply/75acpe-12s4/700500220.html
75ACPW_05S4 | GAPTEC Electronic | 1: 29.0355 5: 27.6505 | 70W 1 base mount 99mm*97mm*30mm |  |  | Commercial | [7 empty] | 75ACPW_05S4 GAPTEC Electronic | [5 empty] | 99mm*97mm*30mm | - |  | base mount |  | 1 |  |  | -30℃~70℃ |  | 70W | [17 empty] | 5 | https://www.unikeyic.com/media/datasheet/b0/fd/f0e0/b0/d93242bf72694541d5cb50c2d6690963.pdf | https://www.unikeyic.com/products/other-power-supply/75acpw-05s4/700450006.html
75ACPW_12S4 | GAPTEC Electronic | 1: 28.0584 5: 26.7192 | 72W 1 base mount 99mm*97mm*30mm |  |  | Commercial | [7 empty] | 75ACPW_12S4 GAPTEC Electronic | [5 empty] | 99mm*97mm*30mm | - |  | base mount |  | 1 |  |  | -30℃~70℃ |  | 72W | [17 empty] | 5 | https://www.unikeyic.com/media/datasheet/b0/fd/f0e0/b0/d93242bf72694541d5cb50c2d6690963.pdf | https://www.unikeyic.com/products/other-power-supply/75acpw-12s4/697469425.html
75ACPW_24S4 | GAPTEC Electronic | 1: 27.2204 5: 25.9215 | 77W, 1, Bracket Mount, 99mm × 97mm × 30mm |  |  | Commercial | [7 empty] | 75ACPW_24S4 GAPTEC Electronic | [5 empty] | 99mm*97mm*30mm | - |  | base mount |  | 1 |  |  | -30℃~70℃ |  | 77W | [6 empty] | Compliant | [10 empty] | 5 | https://www.unikeyic.com/media/datasheet/b0/fd/f0e0/b0/d93242bf72694541d5cb50c2d6690963.pdf | https://www.unikeyic.com/products/other-power-supply/75acpw-24s4/700664077.html
7AB115-100 | Acopian | 1: 349.4448 5: 343.1959 10: 336.9438 25: 330.693 | Base Mount, 89.7mm × 64.3mm × 54.9mm |  |  | Commercial, Industrial | [7 empty] | 7AB115-100 Acopian | [5 empty] | 89.7mm*64.3mm*54.9mm | - |  | base mount |  | 1 |  |  | -20℃~71℃ |  | - | [7 empty] | bulk | [9 empty] | 500 | https://www.unikeyic.com/media/datasheet/55/c7/a913/55/12b04cd5c62884d7c9d4f6ce3dd1256a.pdf | https://www.unikeyic.com/products/other-power-supply/7ab115-100/694811552.html
7AB45-100 | Acopian | 1: 260.0532 5: 253.7978 10: 247.5468 25: 241.2953 | 1 base mount 89.7mm*64.3mm*31.5mm |  |  | Commercial, Industrial | [7 empty] | 7AB45-100 Acopian | [5 empty] | 89.7mm*64.3mm*31.5mm | - |  | base mount |  | 1 |  |  | -20℃~71℃ |  | - | [7 empty] | bulk | [9 empty] | 500 | https://www.unikeyic.com/media/datasheet/55/c7/a913/55/12b04cd5c62884d7c9d4f6ce3dd1256a.pdf | https://www.unikeyic.com/products/other-power-supply/7ab45-100/694783445.html
7AB90-230 | Acopian | 1: 278.7744 5: 272.822 10: 266.8653 25: 260.9086 | 1 Base Mount 89.7mm × 64.3mm × 38.9mm |  |  | Commercial, Industrial | [7 empty] | 7AB90-230 Acopian | [5 empty] | 89.7mm*64.3mm*38.9mm | - |  | base mount |  | 1 |  |  | -20℃~71℃ |  | - | [7 empty] | bulk | [9 empty] | 500 | https://www.unikeyic.com/media/datasheet/55/c7/a913/55/12b04cd5c62884d7c9d4f6ce3dd1256a.pdf | https://www.unikeyic.com/products/other-power-supply/7ab90-230/694789291.html
7AB90-24 | Acopian | 1: 278.7744 5: 272.822 10: 266.8653 25: 260.9086 | 1 base mount 89.7mm*64.3mm*38.9mm |  |  | Commercial, Industrial | [7 empty] | 7AB90-24 Acopian | [5 empty] | 89.7mm*64.3mm*38.9mm | - |  | base mount |  | 1 |  |  | -20℃~71℃ |  | - | [7 empty] | bulk | [9 empty] | 500 | https://www.unikeyic.com/media/datasheet/55/c7/a913/55/12b04cd5c62884d7c9d4f6ce3dd1256a.pdf | https://www.unikeyic.com/products/other-power-supply/7ab90-24/694786204.html
7EB90-230 | Acopian | 1: 290.6917 5: 284.7353 10: 278.7786 25: 272.8219 | 1 base mount 89.7mm*64.3mm*41.9mm |  |  | Commercial | [7 empty] | 7EB90-230 Acopian | [5 empty] | 89.7mm*64.3mm*41.9mm | - |  | base mount |  | 1 |  |  | -20℃~71℃ |  | - | [7 empty] | bulk | [9 empty] | 500 | https://www.unikeyic.com/media/datasheet/55/c7/a913/55/12b04cd5c62884d7c9d4f6ce3dd1256a.pdf | https://www.unikeyic.com/products/other-power-supply/7eb90-230/694805929.html
83-24-225-3 | SolaHevi-Duty | 1: 370.6776 3: 350.364 5: 345.5655 10: 344.7045 20: 336.3465 | 1 Bracket mounting 152.4mm*127.4mm*125.5mm |  |  |  | ITE (Commercial) | 83-24 |  | 2.5 A |  |  |  |  | - | Adjustable Output, Remote Sense | [5 empty] | 1 (Unlimited) |  | Rack Mount |  | 1 |  |  | 0°C ~ 50°C |  |  |  | Bulk | - |  |  |  |  | - | 6.00" L x 5.02" W x 4.94" H (152.4mm x 127.4mm x 125.5mm) | 104 ~ 127 VAC, 208 ~ 254 VAC |  |  | 2.5 kV |  | 24V | - | 2 | https://www.unikeyic.com/media/datasheet/67/bd/bdc0/67bdbdc02650809fe4dc78fb2434b66d.pdf | https://www.unikeyic.com/products/other-power-supply/83-24-225-3/12366779.html
8AB110-100 | Acopian | 1: 349.4448 5: 343.1959 10: 336.9438 25: 330.693 | 1 base mount 89.7mm*64.3mm*54.9mm |  |  | Commercial, Industrial | [7 empty] | 8AB110-100 Acopian | [5 empty] | 89.7mm*64.3mm*54.9mm | - |  | base mount |  | 1 |  |  | -20℃~71℃ |  | - | [7 empty] | bulk | [9 empty] | 500 | https://www.unikeyic.com/media/datasheet/55/c7/a913/55/12b04cd5c62884d7c9d4f6ce3dd1256a.pdf | https://www.unikeyic.com/products/other-power-supply/8ab110-100/694815266.html
8AB110-208 | Acopian | 1: 332.9892 5: 327.0351 10: 321.0775 25: 315.121 | 1 base mount 89.7mm*64.3mm*54.9mm |  |  | Commercial, Industrial | [7 empty] | 8AB110-208 Acopian | [5 empty] | 89.7mm*64.3mm*54.9mm | - |  | base mount |  | 1 |  |  | -20℃~71℃ |  | - | [7 empty] | bulk | [9 empty] | 500 | https://www.unikeyic.com/media/datasheet/55/c7/a913/55/12b04cd5c62884d7c9d4f6ce3dd1256a.pdf | https://www.unikeyic.com/products/other-power-supply/8ab110-208/694791349.html
8AB110-230 | Acopian | 1: 332.9892 5: 327.0351 10: 321.0775 25: 315.121 | Base Mount, 89.7mm × 64.3mm × 54.9mm |  |  | Commercial, Industrial | [7 empty] | 8AB110-230 Acopian | [5 empty] | 89.7mm*64.3mm*54.9mm | - |  | base mount |  | 1 |  |  | -20℃~71℃ |  | - | [7 empty] | bulk | [9 empty] | 500 | https://www.unikeyic.com/media/datasheet/55/c7/a913/55/12b04cd5c62884d7c9d4f6ce3dd1256a.pdf | https://www.unikeyic.com/products/other-power-supply/8ab110-230/694787434.html
8AB45-100 | Acopian | 1: 260.0532 5: 253.7978 10: 247.5468 25: 241.2953 | 1 base mount 89.7mm*64.3mm*31.5mm |  |  | Commercial, Industrial | [7 empty] | 8AB45-100 Acopian | [5 empty] | 89.7mm*64.3mm*31.5mm | - |  | base mount |  | 1 |  |  | -20℃~71℃ |  | - | [7 empty] | bulk | [9 empty] | 500 | https://www.unikeyic.com/media/datasheet/55/c7/a913/55/12b04cd5c62884d7c9d4f6ce3dd1256a.pdf | https://www.unikeyic.com/products/other-power-supply/8ab45-100/694782607.html
8AB45-208 | Acopian | 1: 260.0532 5: 253.7978 10: 247.5468 25: 241.2953 | Base Mount, 89.7mm × 64.3mm × 31.5mm |  |  | Commercial, Industrial | [7 empty] | 8AB45-208 Acopian | [5 empty] | 89.7mm*64.3mm*31.5mm | - |  | base mount |  | 1 |  |  | -20℃~71℃ |  | - | [7 empty] | bulk | [9 empty] | 500 | https://www.unikeyic.com/media/datasheet/55/c7/a913/55/12b04cd5c62884d7c9d4f6ce3dd1256a.pdf | https://www.unikeyic.com/products/other-power-supply/8ab45-208/694806709.html
8AB70-100 | Acopian | 1: 278.7744 5: 272.822 10: 266.8653 25: 260.9086 | Bracket Mount, 89.7mm × 64.3mm × 38.9mm |  |  | Commercial, Industrial | [7 empty] | 8AB70-100 Acopian | [5 empty] | 89.7mm*64.3mm*38.9mm | - |  | base mount |  | 1 |  |  | -20℃~71℃ |  | - | [7 empty] | bulk | [9 empty] | 500 | https://www.unikeyic.com/media/datasheet/55/c7/a913/55/12b04cd5c62884d7c9d4f6ce3dd1256a.pdf | https://www.unikeyic.com/products/other-power-supply/8ab70-100/694791395.html
9AB150-100 | Acopian | 1: 349.4448 5: 343.1959 10: 336.9438 25: 330.693 | 1 base mount 89.7mm*64.3mm*54.9mm |  |  | Commercial, Industrial | [7 empty] | 9AB150-100 Acopian | [5 empty] | 89.7mm*64.3mm*54.9mm | - |  | base mount |  | 1 |  |  | -20℃~71℃ |  | - | [7 empty] | bulk | [9 empty] | 500 | https://www.unikeyic.com/media/datasheet/55/c7/a913/55/12b04cd5c62884d7c9d4f6ce3dd1256a.pdf | https://www.unikeyic.com/products/other-power-supply/9ab150-100/694800767.html
9AB45-24 | Acopian | 1: 247.8081 5: 241.8467 10: 235.89 25: 229.933 | Base Mount, 89.7mm × 64.3mm × 31.5mm |  |  | Commercial, Industrial | [7 empty] | 9AB45-24 Acopian | [5 empty] | 89.7mm*64.3mm*31.5mm | - |  | base mount |  | 1 |  |  | -20℃~71℃ |  | - | [7 empty] | bulk | [9 empty] | 500 | https://www.unikeyic.com/media/datasheet/55/c7/a913/55/12b04cd5c62884d7c9d4f6ce3dd1256a.pdf | https://www.unikeyic.com/products/other-power-supply/9ab45-24/694802541.html
A1.5MT900-230 | Acopian | 1: 633.8081 5: 627.8477 10: 621.891 25: 615.9344 | 1 base mount 235mm*130mm*87.4mm |  |  | Commercial | [7 empty] | A1.5MT900-230 Acopian | [5 empty] | 235mm*130mm*87.4mm | - |  | base mount |  | 1 |  |  | -20℃~71℃ |  | - | [7 empty] | bulk | [9 empty] | 1000 | https://www.unikeyic.com/media/datasheet/a8/bb/84ef/a8/36c07d3826e852038b7d545fc2e94b92.pdf | https://www.unikeyic.com/products/other-power-supply/a1-5mt900-230/696289051.html
A100HT300 | Acopian | 1: 1048.3236 5: 1042.0769 10: 1035.8258 25: 1029.5744 | 1 base mount 285.8mm*187.2mm*130mm |  |  | Commercial | [13 empty] | 285.8mm*187.2mm*130mm | - |  | base mount |  | 1 |  |  | -20℃~71℃ |  | - | [17 empty] | 1000 | https://www.unikeyic.com/media/about_us/Unikey_ISO_9001_Certification.pdf | https://www.unikeyic.com/products/other-power-supply/a100ht300/694798911.html
A100HT400-230 | Acopian | 1: 1274.616 5: 1268.3693 10: 1262.1182 25: 1255.8672 | 1 base mount 406.4mm*187.2mm*130mm |  |  | Commercial | [13 empty] | 406.4mm*187.2mm*130mm | - |  | base mount |  | 1 |  |  | -20℃~71℃ |  | - | [17 empty] | 1000 | https://www.unikeyic.com/media/about_us/Unikey_ISO_9001_Certification.pdf | https://www.unikeyic.com/products/other-power-supply/a100ht400-230/694785476.html
A12H2100-230 | Acopian | 1: 1051.9704 5: 1046.0158 10: 1040.06 25: 1034.1027 | 1 base mount 406.4mm*187.2mm*130mm |  |  | Commercial | [13 empty] | 406.4mm*187.2mm*130mm | - |  | base mount |  | 1 |  |  | -20℃~71℃ |  | - | [17 empty] | 1000 | https://www.unikeyic.com/media/about_us/Unikey_ISO_9001_Certification.pdf | https://www.unikeyic.com/products/other-power-supply/a12h2100-230/694809870.html
A3.3MT900-230 | Acopian | 1: 641.5575 5: 635.5972 10: 629.6405 25: 623.6842 | 1 base mount 235mm*130mm*87.4mm |  |  | Commercial | [7 empty] | A3.3MT900-230 Acopian | [5 empty] | 235mm*130mm*87.4mm | - |  | base mount |  | 1 |  |  | -20℃~71℃ |  | - | [7 empty] | bulk | [9 empty] | 1000 | https://www.unikeyic.com/media/datasheet/a8/bb/84ef/a8/36c07d3826e852038b7d545fc2e94b92.pdf | https://www.unikeyic.com/products/other-power-supply/a3-3mt900-230/696276820.html
A32HT900-230 | Acopian | 1: 982.2869 5: 976.3282 10: 970.3706 25: 964.414 | 1 base mount 285.8mm*187.2mm*130mm |  |  | Commercial | [7 empty] | A32HT900-230 Acopian | [5 empty] | 285.8mm*187.2mm*130mm | - |  | base mount |  | 1 |  |  | -20℃~71℃ |  | - | [7 empty] | bulk | [9 empty] | 1000 | https://www.unikeyic.com/media/datasheet/a8/bb/84ef/a8/36c07d3826e852038b7d545fc2e94b92.pdf | https://www.unikeyic.com/products/other-power-supply/a32ht900-230/696275699.html
A3MT900-230 | Acopian | 1: 633.8081 5: 627.8477 10: 621.891 25: 615.9344 | 1 base mount 235mm*130mm*87.4mm |  |  | Commercial | [7 empty] | A3MT900-230 Acopian | [5 empty] | 235mm*130mm*87.4mm | - |  | base mount |  | 1 |  |  | -20℃~71℃ |  | - | [7 empty] | bulk | [9 empty] | 1000 | https://www.unikeyic.com/media/datasheet/a8/bb/84ef/a8/36c07d3826e852038b7d545fc2e94b92.pdf | https://www.unikeyic.com/products/other-power-supply/a3mt900-230/696296404.html
A5MT900-230 | Acopian | 1: 673.2612 5: 667.0058 10: 660.7548 25: 654.5042 | 1 base mount 235mm*130mm*87.4mm |  |  | Commercial | [7 empty] | A5MT900-230 Acopian | [5 empty] | 235mm*130mm*87.4mm | - |  | base mount |  | 1 |  |  | -20℃~71℃ |  | - | [7 empty] | bulk | [9 empty] | 1000 | https://www.unikeyic.com/media/datasheet/a8/bb/84ef/a8/36c07d3826e852038b7d545fc2e94b92.pdf | https://www.unikeyic.com/products/other-power-supply/a5mt900-230/696295423.html
A60HT500-230 | Acopian | 1: 1063.3356 5: 1057.0802 10: 1050.8281 25: 1044.5773 | 1 base mount 285.8mm*187.2mm*130mm |  |  | Commercial | [13 empty] | 285.8mm*187.2mm*130mm | - |  | base mount |  | 1 |  |  | -20℃~71℃ |  | - | [17 empty] | 1000 | https://www.unikeyic.com/media/about_us/Unikey_ISO_9001_Certification.pdf | https://www.unikeyic.com/products/other-power-supply/a60ht500-230/694812307.html
A75MT60-230 | Acopian | 1: 610.5807 5: 604.6222 10: 598.6654 25: 592.7087 | 1 base mount 167.4mm*130mm*87.4mm |  |  | Commercial | [13 empty] | 167.4mm*130mm*87.4mm | - |  | base mount |  | 1 |  |  | -20℃~71℃ |  | - | [17 empty] | 1000 | https://www.unikeyic.com/media/about_us/Unikey_ISO_9001_Certification.pdf | https://www.unikeyic.com/products/other-power-supply/a75mt60-230/694782389.html
A8H2800 | Acopian | 1: 1072.6992 5: 1066.4503 10: 1060.1993 25: 1053.9482 | 1 base mount 406.4mm*187.2mm*130mm |  |  | Commercial | [7 empty] | A8H2800 Acopian | [5 empty] | 406.4mm*187.2mm*130mm | - |  | base mount |  | 1 |  |  | -20℃~71℃ |  | - | [7 empty] | bulk | [9 empty] | 1000 | https://www.unikeyic.com/media/datasheet/a8/bb/84ef/a8/36c07d3826e852038b7d545fc2e94b92.pdf | https://www.unikeyic.com/products/other-power-supply/a8h2800/696275964.html
A8H2800-230 | Acopian | 1: 1103.9544 5: 1097.7055 10: 1091.4556 25: 1085.2039 | 1 base mount 406.4mm*187.2mm*130mm |  |  |  | ITE (Commercial) |  |  | 28 A |  |  |  |  | - | Adjustable Output | [5 empty] | Not Applicable |  | Chassis Mount |  | 1 |  |  | -20°C ~ 71°C |  |  |  | Bulk | - |  | 21666946 |  |  | A | 16.00" L x 7.37" W x 5.12" H (406.4mm x 187.2mm x 130.0mm) | 210 ~ 250 VAC |  |  |  |  | 8V | - | 1000 | https://www.unikeyic.com/media/datasheet/a8/bb/84ef/a8/36c07d3826e852038b7d545fc2e94b92.pdf | https://www.unikeyic.com/products/other-power-supply/a8h2800-230/696285991.html
A8MT500-230 | Acopian | 1: 567.6048 5: 561.3559 10: 555.1049 25: 548.8534 | 1 base mount 167.4mm*130mm*87.4mm |  |  | Commercial | [13 empty] | 167.4mm*130mm*87.4mm | - |  | base mount |  | 1 |  |  | -20℃~71℃ |  | - | [17 empty] | 1000 | https://www.unikeyic.com/media/about_us/Unikey_ISO_9001_Certification.pdf | https://www.unikeyic.com/products/other-power-supply/a8mt500-230/694795860.html
ADP-63AW WBA | DELTA Electronics | 1: 79.134 5: 73.44 10: 69.9516 30: 64.1196 60: 63.2988 105: 61.128 | 63W 56mm*47mm*30.4mm | [16 empty] | 56mm*47mm*30.4mm | - |  |  |  | - |  |  |  |  | 63W | [6 empty] | Compliant | boxed | [9 empty] | 23 | https://www.unikeyic.com/media/about_us/Unikey_ISO_9001_Certification.pdf | https://www.unikeyic.com/products/other-power-supply/adp-63aw-wba/695539976.html
AHV12V500V1MAW | Analog Technologies | 1: 190.1642 5: 183.0691 10: 180.0908 25: 176.2218 50: 173.3479 | 1 base mount 82mm*55.1mm*27.9mm |  |  | Commercial | [13 empty] | 82mm*55.1mm*27.9mm | - |  | base mount |  | 1 |  |  | -10℃~55℃ |  | - | [6 empty] | Compliant | boxed | [9 empty] | 12 | https://www.unikeyic.com/media/about_us/Unikey_ISO_9001_Certification.pdf | https://www.unikeyic.com/products/other-power-supply/ahv12v500v1maw/629695363.html
AHV24VN4KV5MAW | Analog Technologies | 1: 233.6157 10: 223.3242 50: 213.0328 100: 202.7413 | 1 base mount 82mm*55.1mm*27.9mm |  |  | Commercial | [7 empty] | AHV24VN4KV5MAW Analog Technologies | [5 empty] | 82mm*55.1mm*27.9mm | - |  | base mount |  | 1 |  |  | -10℃~55℃ |  | - | [7 empty] | bulk | [9 empty] | 2 | https://www.unikeyic.com/media/datasheet/11/7d/2fed/11/a7180112e6507800a94750b84e41e79b.pdf | https://www.unikeyic.com/products/other-power-supply/ahv24vn4kv5maw/692641302.html
AHVAC20KV5MABT | Analog Technologies | 1: 2345.4189 10: 2242.5045 50: 2139.5901 100: 2036.6757 | 1 Bracket mounting 350mm*300mm*125mm |  |  |  | ITE (Commercial) |  |  | 5 mA |  |  |  |  | 70% | Adjustable Output | [5 empty] | 1 (Unlimited) |  | Rack Mount |  | 1 |  |  | -20°C ~ 55°C |  |  |  | Bulk | - |  | 16915305 |  |  | - | 13.78" L x 11.81" W x 4.92" H (350.0mm x 300.0mm x 125.0mm) | 110 ~ 230 VAC |  |  |  |  | 0 ~ 20000V | - | 100 | https://www.unikeyic.com/media/about_us/Unikey_ISO_9001_Certification.pdf | https://www.unikeyic.com/products/other-power-supply/ahvac20kv5mabt/693576368.html
AMEL10-3S277HAVZ-ST | Aimtec | 110: 7.2242 220: 7.0929 | 8.6W 1 base mount 75.9mm*31.5mm*29.7mm |  |  |  | Household Appliances, ITE (Commercial) |  |  | 2.6 A |  |  |  |  | 74% | DC Input Capable, Universal Input | [5 empty] | Not Applicable |  | Chassis Mount |  | 1 |  |  | -40°C ~ 85°C (With Derating) |  |  |  | Box | 8.6W |  |  |  |  | AMEL10-277HAVZ (10W) | 2.99" L x 1.24" W x 1.17" H (75.9mm x 31.5mm x 29.7mm) | 85 ~ 305 VAC, 100 ~ 430 VDC |  |  | 4 kV |  | 3.3V | - | 2000 | https://www.unikeyic.com/media/about_us/Unikey_ISO_9001_Certification.pdf | https://www.unikeyic.com/products/other-power-supply/amel10-3s277havz-st/12320955.html
AMEL15-15S277HAVZ-ST | Aimtec | 110: 7.7774 220: 7.6356 | 15W 1 Chassis Mount 75.9mm × 31.5mm × 32.3mm |  |  |  | Household Appliances, ITE (Commercial), Medical |  |  | 1 A |  |  |  |  | 85% | DC Input Capable, Universal Input | [5 empty] | Not Applicable |  | Chassis Mount |  | 1 |  |  | -40°C ~ 85°C (With Derating) |  |  |  | Box | 15W |  |  |  |  | AMEL15-277HAVZ (15W) | 2.99" L x 1.24" W x 1.27" H (75.9mm x 31.5mm x 32.3mm) | 85 ~ 305 VAC, 100 ~ 430 VDC |  |  | 4 kV |  | 15V | - | 2000 | https://www.unikeyic.com/media/about_us/Unikey_ISO_9001_Certification.pdf | https://www.unikeyic.com/products/other-power-supply/amel15-15s277havz-st/687943799.html
AMEL20-9S277HAVZ-ST | Aimtec | 110: 8.6592 220: 8.5015 | 20W 1 Bracket Mount 75.9mm × 31.5mm × 32.8mm |  |  |  | Household Appliances, ITE (Commercial), Medical |  |  | 2.2 A |  |  |  |  | 84% | DC Input Capable, Universal Input | [5 empty] | Not Applicable |  | Chassis Mount |  | 1 |  |  | -40°C ~ 85°C (With Derating) |  |  |  | Box | 20W |  |  |  |  | AMEL20-277HAVZ (20W) | 2.99" L x 1.24" W x 1.29" H (75.9mm x 31.5mm x 32.8mm) | 85 ~ 305 VAC, 100 ~ 430 VDC |  |  | 4 kV |  | 9V | - | 2000 | https://www.unikeyic.com/media/about_us/Unikey_ISO_9001_Certification.pdf | https://www.unikeyic.com/products/other-power-supply/amel20-9s277havz-st/11812905.html
AMEM3-3S277HAVZ-ST | Aimtec | 110: 6.6474 220: 6.5265 | 2.9W 1 base mount 75.9mm*31.5mm*26.4mm |  |  |  | Household Appliances, ITE (Commercial) |  |  | 900 mA |  |  |  |  | 72% | DC Input Capable, Universal Input | [5 empty] | Not Applicable |  | Chassis Mount |  | 1 |  |  | -40°C ~ 85°C (With Derating) |  |  |  | Box | 2.9W |  |  |  |  | AMEM3-277HAVZ (3W) | 2.99" L x 1.24" W x 1.04" H (75.9mm x 31.5mm x 26.4mm) | 85 ~ 305 VAC, 100 ~ 430 VDC |  |  | 4 kV |  | 3.3V | - | 2000 | https://www.unikeyic.com/media/about_us/Unikey_ISO_9001_Certification.pdf | https://www.unikeyic.com/products/other-power-supply/amem3-3s277havz-st/29223370.html
AMEM5-24S277HAVZ-ST | Aimtec | 110: 6.6948 220: 6.5739 | 4.9W 1 base mount 75.9mm*31.5mm*26.4mm |  |  |  | Household Appliances, ITE (Commercial) |  |  | 208 mA |  |  |  |  | 81.5% | DC Input Capable, Universal Input | [5 empty] | Not Applicable |  | Chassis Mount |  | 1 |  |  | -40°C ~ 85°C (With Derating) |  |  |  | Box | 4.9W |  | 16128873 |  |  | AMEM5-277HAVZ (5W) | 2.99" L x 1.24" W x 1.04" H (75.9mm x 31.5mm x 26.4mm) | 85 ~ 305 VAC, 100 ~ 430 VDC |  |  | 4 kV |  | 24V | - | 2000 | https://www.unikeyic.com/media/about_us/Unikey_ISO_9001_Certification.pdf | https://www.unikeyic.com/products/other-power-supply/amem5-24s277havz-st/29167183.html
AMEM5-3S277HAVZ-ST | Aimtec | 110: 6.6948 220: 6.5739 | 4.9W 1 base mount 75.9mm*31.5mm*26.4mm |  |  |  | Household Appliances, ITE (Commercial) |  |  | 1.515 A |  |  |  |  | 71.5% | DC Input Capable, Universal Input | [5 empty] | Not Applicable |  | Chassis Mount |  | 1 |  |  | -40°C ~ 85°C (With Derating) |  |  |  | Box | 4.9W |  | 16128988 |  |  | AMEM5-277HAVZ (5W) | 2.99" L x 1.24" W x 1.04" H (75.9mm x 31.5mm x 26.4mm) | 85 ~ 305 VAC, 100 ~ 430 VDC |  |  | 4 kV |  | 3.3V | - | 2000 | https://www.unikeyic.com/media/about_us/Unikey_ISO_9001_Certification.pdf | https://www.unikeyic.com/products/other-power-supply/amem5-3s277havz-st/29185200.html
AMES100-12S277NZ-P | Aimtec | 110: 17.9372 220: 17.6113 | 102W 1 base mount 129mm*97mm*30mm |  |  |  | Household Appliances, ITE (Commercial) | AMES100 |  | 8.5 A |  |  |  |  | 87% | Adjustable Output | [5 empty] | 1 (Unlimited) |  | Chassis Mount |  | 1 |  |  | -30°C ~ 70°C (With Derating) |  |  |  | Box | 102W |  |  |  |  | AMES100-277NZ | 5.08" L x 3.82" W x 1.18" H (129.0mm x 97.0mm x 30.0mm) | 85 ~ 305 VAC, 120 ~ 430 VDC |  |  | 4 kV |  | 12V | - | 2000 | https://www.unikeyic.com/media/about_us/Unikey_ISO_9001_Certification.pdf | https://www.unikeyic.com/products/other-power-supply/ames100-12s277nz-p/682622516.html
AMES100-15S277NZ-P | Aimtec | 110: 17.6573 220: 17.3354 | 105W 1 base mount 129mm*97mm*30mm |  |  |  | Household Appliances, ITE (Commercial) | AMES100 |  | 7 A |  |  |  |  | 87% | Adjustable Output | [5 empty] | 1 (Unlimited) |  | Chassis Mount |  | 1 |  |  | -30°C ~ 70°C (With Derating) |  |  |  | Box | 105W |  | 13629134 |  |  | AMES100-277NZ | 5.08" L x 3.82" W x 1.18" H (129.0mm x 97.0mm x 30.0mm) | 85 ~ 305 VAC, 120 ~ 430 VDC |  |  | 4 kV |  | 15V | - | 2000 | https://www.unikeyic.com/media/about_us/Unikey_ISO_9001_Certification.pdf | https://www.unikeyic.com/products/other-power-supply/ames100-15s277nz-p/12087781.html
AMES100-15S277NZ-Q | Aimtec | 110: 17.9372 220: 17.6113 | 105W 1 base mount 129mm*97mm*30mm |  |  |  | Household Appliances, ITE (Commercial) | AMES100 |  | 7 A |  |  |  |  | 87% | Adjustable Output | [5 empty] | 1 (Unlimited) |  | Chassis Mount |  | 1 |  |  | -30°C ~ 70°C (With Derating) |  |  |  | Box | 105W |  | 13629145 |  |  | AMES100-277NZ | 5.08" L x 3.82" W x 1.18" H (129.0mm x 97.0mm x 30.0mm) | 85 ~ 305 VAC, 120 ~ 430 VDC |  |  | 4 kV |  | 15V | - | 2000 | https://www.unikeyic.com/media/about_us/Unikey_ISO_9001_Certification.pdf | https://www.unikeyic.com/products/other-power-supply/ames100-15s277nz-q/28888138.html
AMES100-36S277NZ-P | Aimtec | 110: 17.0109 220: 16.702 | 101W 1 base mount 129mm*97mm*30mm |  |  |  | Household Appliances, ITE (Commercial) | AMES100 |  | 2.8 A |  |  |  |  | 89.5% | Adjustable Output | [5 empty] | 1 (Unlimited) |  | Chassis Mount |  | 1 |  |  | -30°C ~ 70°C (With Derating) |  |  |  | Box | 101W |  | 13629179 |  |  | AMES100-277NZ | 5.08" L x 3.82" W x 1.18" H (129.0mm x 97.0mm x 30.0mm) | 85 ~ 305 VAC, 120 ~ 430 VDC |  |  | 4 kV |  | 36V | - | 2000 | https://www.unikeyic.com/media/about_us/Unikey_ISO_9001_Certification.pdf | https://www.unikeyic.com/products/other-power-supply/ames100-36s277nz-p/687975697.html
AMES100-48S277NZ-Q | Aimtec | 110: 17.3157 220: 17.0004 | 110W 1 base mount 129mm*97mm*30mm |  |  |  | Household Appliances, ITE (Commercial) | AMES100 |  | 2.3 A |  |  |  |  | 90.5% | Adjustable Output | [5 empty] | 1 (Unlimited) |  | Chassis Mount |  | 1 |  |  | -30°C ~ 70°C (With Derating) |  |  |  | Box | 110W |  | 13629100 |  |  | AMES100-277NZ | 5.08" L x 3.82" W x 1.18" H (129.0mm x 97.0mm x 30.0mm) | 85 ~ 305 VAC, 120 ~ 430 VDC |  |  | 4 kV |  | 48V | - | 2000 | https://www.unikeyic.com/media/about_us/Unikey_ISO_9001_Certification.pdf | https://www.unikeyic.com/products/other-power-supply/ames100-48s277nz-q/687972913.html
AMES100-5S277NZ-P | Aimtec | 110: 19.74 220: 19.3812 | 90W 1 base mount 129mm*97mm*30mm |  |  |  | Household Appliances, ITE (Commercial) | AMES100 |  | 18 A |  |  |  |  | 85.5% | Adjustable Output | [5 empty] | 1 (Unlimited) |  | Chassis Mount |  | 1 |  |  | -30°C ~ 70°C (With Derating) |  |  |  | Box | 90W |  |  |  |  | AMES100-277NZ | 5.08" L x 3.82" W x 1.18" H (129.0mm x 97.0mm x 30.0mm) | 85 ~ 305 VAC, 120 ~ 430 VDC |  |  | 4 kV |  | 5V | - | 2000 | https://www.unikeyic.com/media/about_us/Unikey_ISO_9001_Certification.pdf | https://www.unikeyic.com/products/other-power-supply/ames100-5s277nz-p/682256957.html
AMES100-5S277NZ-Q | Aimtec | 110: 20.0081 220: 19.6441 | 90W 1 base mount 129mm*97mm*30mm |  |  |  | Household Appliances, ITE (Commercial) | AMES100 |  | 18 A |  |  |  |  | 85.5% | Adjustable Output | [5 empty] | 1 (Unlimited) |  | Chassis Mount |  | 1 |  |  | -30°C ~ 70°C (With Derating) |  |  |  | Box | 90W |  | 13629161 |  |  | AMES100-277NZ | 5.08" L x 3.82" W x 1.18" H (129.0mm x 97.0mm x 30.0mm) | 85 ~ 305 VAC, 120 ~ 430 VDC |  |  | 4 kV |  | 5V | - | 2000 | https://www.unikeyic.com/media/about_us/Unikey_ISO_9001_Certification.pdf | https://www.unikeyic.com/products/other-power-supply/ames100-5s277nz-q/687977075.html
AMES150-12SNZ-P | Aimtec | 1: 37.0559 200: 35.1558 500: 34.9755 1,000: 34.7952 2,000: 34.6149 | 150W 1 base mount 159mm*97mm*30mm |  |  |  | Household Appliances, ITE (Commercial) |  |  | 12.5 A |  |  |  |  | 86% | Adjustable Output, DC Input Capable, Universal Input | [5 empty] | Not Applicable |  | Chassis Mount |  | 1 |  |  | -30°C ~ 70°C (With Derating) |  |  |  | Box | 150W |  |  |  |  | AMES150-NZ | 6.26" L x 3.82" W x 1.18" H (159.0mm x 97.0mm x 30.0mm) | 85 ~ 264 VAC, 120 ~ 373 VDC |  |  | 4 kV |  | 12V | - | 5 | https://www.unikeyic.com/media/about_us/Unikey_ISO_9001_Certification.pdf | https://www.unikeyic.com/products/other-power-supply/ames150-12snz-p/12426238.html
AMES150-15S277NZ-P | Aimtec | 110: 19.6796 220: 19.3208 | 150W 1 base mount 159mm*97mm*30mm |  |  |  | Household Appliances, ITE (Commercial) | AMES150 |  | 10 A |  |  |  |  | 87% | Adjustable Output | [5 empty] | 1 (Unlimited) |  | Chassis Mount |  | 1 |  |  | -30°C ~ 70°C (With Derating) |  |  |  | Box | 150W |  |  |  |  | AMES150-277NZ | 6.26" L x 3.82" W x 1.18" H (159.0mm x 97.0mm x 30.0mm) | 85 ~ 305 VAC, 120 ~ 431 VDC |  |  | 4 kV |  | 15V | - | 2000 | https://www.unikeyic.com/media/pdf/HTMLDatasheet/aimtec/e6/9f/20ab/ames150-24s277nz-p/2025/11/ames150-277nz.pdf | https://www.unikeyic.com/products/other-power-supply/ames150-15s277nz-p/28656900.html
AMES150-15S277NZ-Q | Aimtec | 110: 19.6796 220: 19.3208 | 150W 1 base mount 159mm*97mm*30mm |  |  |  | Household Appliances, ITE (Commercial) | AMES150 |  | 10 A |  |  |  |  | 87% | Adjustable Output | [5 empty] | 1 (Unlimited) |  | Chassis Mount |  | 1 |  |  | -30°C ~ 70°C (With Derating) |  |  |  | Box | 150W |  |  |  |  | AMES150-277NZ | 6.26" L x 3.82" W x 1.18" H (159.0mm x 97.0mm x 30.0mm) | 85 ~ 305 VAC, 120 ~ 431 VDC |  |  | 4 kV |  | 15V | - | 2000 | https://www.unikeyic.com/media/pdf/HTMLDatasheet/aimtec/e6/9f/20ab/ames150-24s277nz-p/2025/11/ames150-277nz.pdf | https://www.unikeyic.com/products/other-power-supply/ames150-15s277nz-q/11771594.html
AMES150-36S277NZ-P | Aimtec | 110: 19.6796 220: 19.3208 | 155W 1 base mount 159mm*97mm*30mm |  |  |  | Household Appliances, ITE (Commercial) | AMES150 |  | 4.3 A |  |  |  |  | 88% | Adjustable Output | [5 empty] | 1 (Unlimited) |  | Chassis Mount |  | 1 |  |  | -30°C ~ 70°C (With Derating) |  |  |  | Box | 155W |  |  |  |  | AMES150-277NZ | 6.26" L x 3.82" W x 1.18" H (159.0mm x 97.0mm x 30.0mm) | 85 ~ 305 VAC, 120 ~ 431 VDC |  |  | 4 kV |  | 36V | - | 2000 | https://www.unikeyic.com/media/pdf/HTMLDatasheet/aimtec/e6/9f/20ab/ames150-24s277nz-p/2025/11/ames150-277nz.pdf | https://www.unikeyic.com/products/other-power-supply/ames150-36s277nz-p/691429725.html
AMES150-36S277NZ-Q | Aimtec | 110: 19.6796 220: 19.3208 | 155W 1 base mount 159mm*97mm*30mm |  |  |  | Household Appliances, ITE (Commercial) | AMES150 |  | 4.3 A |  |  |  |  | 88% | Adjustable Output | [5 empty] | 1 (Unlimited) |  | Chassis Mount |  | 1 |  |  | -30°C ~ 70°C (With Derating) |  |  |  | Box | 155W |  | 13629148 |  |  | AMES150-277NZ | 6.26" L x 3.82" W x 1.18" H (159.0mm x 97.0mm x 30.0mm) | 85 ~ 305 VAC, 120 ~ 431 VDC |  |  | 4 kV |  | 36V | - | 2000 | https://www.unikeyic.com/media/pdf/HTMLDatasheet/aimtec/e6/9f/20ab/ames150-24s277nz-p/2025/11/ames150-277nz.pdf | https://www.unikeyic.com/products/other-power-supply/ames150-36s277nz-q/691419602.html
AMES150-48S277NZ-Q | Aimtec | 110: 19.6796 220: 19.3208 | 158W 1 base mount 159mm*97mm*30mm |  |  |  | Household Appliances, ITE (Commercial) | AMES150 |  | 3.3 A |  |  |  |  | 89% | Adjustable Output | [5 empty] | 1 (Unlimited) |  | Chassis Mount |  | 1 |  |  | -30°C ~ 70°C (With Derating) |  |  |  | Box | 158W |  |  |  |  | AMES150-277NZ | 6.26" L x 3.82" W x 1.18" H (159.0mm x 97.0mm x 30.0mm) | 85 ~ 305 VAC, 120 ~ 431 VDC |  |  | 4 kV |  | 48V | - | 2000 | https://www.unikeyic.com/media/pdf/HTMLDatasheet/aimtec/e6/9f/20ab/ames150-24s277nz-p/2025/11/ames150-277nz.pdf | https://www.unikeyic.com/products/other-power-supply/ames150-48s277nz-q/691380803.html
AMES150-48SNZ-P | Aimtec | 1: 37.0559 200: 36.8668 500: 36.6777 1,000: 36.4887 2,000: 36.2996 | 158W 1 base mount 159mm*97mm*30mm |  |  |  | Household Appliances, ITE (Commercial) |  |  | 3.3 A |  |  |  |  | 89% | Adjustable Output, DC Input Capable, Universal Input | [5 empty] | Not Applicable |  | Chassis Mount |  | 1 |  |  | -30°C ~ 70°C (With Derating) |  |  |  | Box | 158W |  | 16129132 |  |  | AMES150-NZ | 6.26" L x 3.82" W x 1.18" H (159.0mm x 97.0mm x 30.0mm) | 85 ~ 264 VAC, 120 ~ 373 VDC |  |  | 4 kV |  | 48V | - | 7 | https://www.unikeyic.com/media/about_us/Unikey_ISO_9001_Certification.pdf | https://www.unikeyic.com/products/other-power-supply/ames150-48snz-p/691377647.html
AMES200-12SNZ-P | Aimtec | 1: 58.6015 200: 51.2352 500: 50.9724 1,000: 50.7097 2,000: 50.4469 | 204W 1 base mount 179mm*99mm*30mm |  |  |  | Household Appliances, ITE (Commercial) | AMES200 |  | 17 A |  |  |  |  | 87.5% | Adjustable Output | [5 empty] | 1 (Unlimited) |  | Chassis Mount |  | 1 |  |  | -30°C ~ 70°C (With Derating) |  |  |  | Box | 204W |  | 13629087 |  |  | AMES200-NZ | 7.05" L x 3.90" W x 1.18" H (179.0mm x 99.0mm x 30.0mm) | 90 ~ 264 VAC, 240 ~ 373 VDC |  |  | 3 kV |  | 12V | - | 5 | https://www.unikeyic.com/media/pdf/HTMLDatasheet/aimtec/03/93/d9b0/ames200-12snz/2025/11/ames200-nz.pdf | https://www.unikeyic.com/products/other-power-supply/ames200-12snz-p/687968583.html
AMES200-36SNZ-P | Aimtec | 110: 26.2719 220: 25.7935 | 212W 1 base mount 179mm*99mm*30mm |  |  |  | Household Appliances, ITE (Commercial) | AMES200 |  | 5.9 A |  |  |  |  | 89% | Adjustable Output | [5 empty] | 1 (Unlimited) |  | Chassis Mount |  | 1 |  |  | -30°C ~ 70°C (With Derating) |  |  |  | Box | 212W |  | 13629155 |  |  | AMES200-NZ | 7.05" L x 3.90" W x 1.18" H (179.0mm x 99.0mm x 30.0mm) | 90 ~ 264 VAC, 240 ~ 373 VDC |  |  | 3 kV |  | 36V | - | 2000 | https://www.unikeyic.com/media/pdf/HTMLDatasheet/aimtec/03/93/d9b0/ames200-12snz/2025/11/ames200-nz.pdf | https://www.unikeyic.com/products/other-power-supply/ames200-36snz-p/687965754.html
AMES25-48S277NZ-Q | Aimtec | 110: 9.3529 220: 9.1835 | 27W 1 base mount 80mm*54.9mm*24.9mm |  |  |  | ITE (Commercial) |  |  | 570 mA |  |  |  |  | 88% | Adjustable Output, DC Input Capable, Universal Input | [5 empty] | Not Applicable |  | Chassis Mount |  | 1 |  |  | -30°C ~ 70°C (With Derating) |  |  |  | Box | 27W |  | 16129189 |  |  | AMES25-277NZ | 3.15" L x 2.16" W x 0.98" H (80.0mm x 54.9mm x 24.9mm) | 85 ~ 305 VAC, 100 ~ 430 VDC |  |  | 4 kV |  | 48V | - | 2000 | https://www.unikeyic.com/media/about_us/Unikey_ISO_9001_Certification.pdf | https://www.unikeyic.com/products/other-power-supply/ames25-48s277nz-q/29325445.html
AMES35-12S277NZ-Q | Aimtec | 110: 11.6485 220: 11.4369 | 36W 1 base mount 99mm*82mm*30mm |  |  |  | Household Appliances, ITE (Commercial) | AMES35 |  | 3 A |  |  |  |  | 85% | Adjustable Output | [5 empty] | 1 (Unlimited) |  | Chassis Mount |  | 1 |  |  | -30°C ~ 70°C (With Derating) |  |  |  | Box | 36W |  |  |  |  | AMES35-277NZ | 3.90" L x 3.23" W x 1.18" H (99.0mm x 82.0mm x 30.0mm) | 85 ~ 305 VAC, 120 ~ 430 VDC |  |  | 4 kV |  | 12V | - | 2000 | https://www.unikeyic.com/media/about_us/Unikey_ISO_9001_Certification.pdf | https://www.unikeyic.com/products/other-power-supply/ames35-12s277nz-q/12203330.html
AMES35-15S277NZ-P | Aimtec | 110: 11.6485 220: 11.4369 | 36W 1 base mount 99mm*82mm*30mm |  |  |  | Household Appliances, ITE (Commercial) | AMES35 |  | 2.4 A |  |  |  |  | 86% | Adjustable Output | [5 empty] | 1 (Unlimited) |  | Chassis Mount |  | 1 |  |  | -30°C ~ 70°C (With Derating) |  |  |  | Box | 36W |  | 13629133 |  |  | AMES35-277NZ | 3.90" L x 3.23" W x 1.18" H (99.0mm x 82.0mm x 30.0mm) | 85 ~ 305 VAC, 120 ~ 430 VDC |  |  | 4 kV |  | 15V | - | 2000 | https://www.unikeyic.com/media/about_us/Unikey_ISO_9001_Certification.pdf | https://www.unikeyic.com/products/other-power-supply/ames35-15s277nz-p/681864312.html
AMES35-15S277NZ-Q | Aimtec | 110: 11.6485 220: 11.4369 | 36W 1 base mount 99mm*82mm*30mm |  |  |  | Household Appliances, ITE (Commercial) | AMES35 |  | 2.4 A |  |  |  |  | 86% | Adjustable Output | [5 empty] | 1 (Unlimited) |  | Chassis Mount |  | 1 |  |  | -30°C ~ 70°C (With Derating) |  |  |  | Box | 36W |  | 13629190 |  |  | AMES35-277NZ | 3.90" L x 3.23" W x 1.18" H (99.0mm x 82.0mm x 30.0mm) | 85 ~ 305 VAC, 120 ~ 430 VDC |  |  | 4 kV |  | 15V | - | 2000 | https://www.unikeyic.com/media/about_us/Unikey_ISO_9001_Certification.pdf | https://www.unikeyic.com/products/other-power-supply/ames35-15s277nz-q/687976000.html
AMES35-24S277NZ-P | Aimtec | 110: 11.3068 220: 11.1019 | 36W 1 base mount 99mm*82mm*30mm |  |  |  | Household Appliances, ITE (Commercial) | AMES35 |  | 1.5 A |  |  |  |  | 87% | Adjustable Output | [5 empty] | 1 (Unlimited) |  | Chassis Mount |  | 1 |  |  | -30°C ~ 70°C (With Derating) |  |  |  | Box | 36W |  | 13629216 |  |  | AMES35-277NZ | 3.90" L x 3.23" W x 1.18" H (99.0mm x 82.0mm x 30.0mm) | 85 ~ 305 VAC, 120 ~ 430 VDC |  |  | 4 kV |  | 24V | - | 2000 | https://www.unikeyic.com/media/about_us/Unikey_ISO_9001_Certification.pdf | https://www.unikeyic.com/products/other-power-supply/ames35-24s277nz-p/28896973.html
AMES35-24S277NZ-Q | Aimtec | 110: 11.3068 220: 11.1019 | 36W 1 base mount 99mm*82mm*30mm |  |  |  | Household Appliances, ITE (Commercial) | AMES35 |  | 1.5 A |  |  |  |  | 87% | Adjustable Output | [5 empty] | 1 (Unlimited) |  | Chassis Mount |  | 1 |  |  | -30°C ~ 70°C (With Derating) |  |  |  | Box | 36W |  |  |  |  | AMES35-277NZ | 3.90" L x 3.23" W x 1.18" H (99.0mm x 82.0mm x 30.0mm) | 85 ~ 305 VAC, 120 ~ 430 VDC |  |  | 4 kV |  | 24V | - | 2000 | https://www.unikeyic.com/media/about_us/Unikey_ISO_9001_Certification.pdf | https://www.unikeyic.com/products/other-power-supply/ames35-24s277nz-q/12451871.html
AMES350-15SNZ-P | Aimtec | 110: 32.5829 220: 31.9903 | 348W 1 base mount 215mm*115mm*30mm |  |  |  | Household Appliances, ITE (Commercial) | AMES350 |  | 23.2 A |  |  |  |  | 86% | Adjustable Output | [5 empty] | 1 (Unlimited) |  | Chassis Mount |  | 1 |  |  | -30°C ~ 70°C (With Derating) |  |  |  | Box | 348W |  | 13629215 |  |  | AMES350-NZ | 8.46" L x 4.53" W x 1.18" H (215.0mm x 115.0mm x 30.0mm) | 90 ~ 264 VAC, 240 ~ 373 VDC |  |  | 3 kV |  | 15V | - | 2000 | https://www.unikeyic.com/media/pdf/HTMLDatasheet/aimtec/9b/a9/9a10/ames350-24snz-q/2025/11/ames350-nz.pdf | https://www.unikeyic.com/products/other-power-supply/ames350-15snz-p/687978417.html
AMES350-36SNZ-P | Aimtec | 1: 54.5637 200: 54.0621 500: 53.7849 1,000: 53.5076 2,000: 53.2304 | 349W 1 base mount 215mm*115mm*30mm |  |  |  | Household Appliances, ITE (Commercial) | AMES350 |  | 9.7 A |  |  |  |  | 88% | Adjustable Output | [5 empty] | 1 (Unlimited) |  | Chassis Mount |  | 1 |  |  | -30°C ~ 70°C (With Derating) |  |  |  | Box | 349W |  |  |  |  | AMES350-NZ | 8.46" L x 4.53" W x 1.18" H (215.0mm x 115.0mm x 30.0mm) | 90 ~ 264 VAC, 240 ~ 373 VDC |  |  | 3 kV |  | 36V | - | 5 | https://www.unikeyic.com/media/pdf/HTMLDatasheet/aimtec/9b/a9/9a10/ames350-24snz-q/2025/11/ames350-nz.pdf | https://www.unikeyic.com/products/other-power-supply/ames350-36snz-p/687975167.html
AMES50-12S277NZ-P | Aimtec | 110: 12.3686 220: 12.1438 | 50W 1 base mount 99mm*82mm*30mm |  |  |  | Household Appliances, ITE (Commercial) | AMES50 |  | 4.2 A |  |  |  |  | 86% | Adjustable Output | [5 empty] | 1 (Unlimited) |  | Chassis Mount |  | 1 |  |  | -30°C ~ 70°C (With Derating) |  |  |  | Box | 50W |  |  |  |  | AMES50-277NZ | 3.90" L x 3.23" W x 1.18" H (99.0mm x 82.0mm x 30.0mm) | 85 ~ 305 VAC, 120 ~ 430 VDC |  |  | 4 kV |  | 12V | - | 2000 | https://www.unikeyic.com/media/about_us/Unikey_ISO_9001_Certification.pdf | https://www.unikeyic.com/products/other-power-supply/ames50-12s277nz-p/12332645.html
AMES50-12S277NZ-Q | Aimtec | 110: 12.3686 220: 12.1438 | 50W 1 base mount 99mm*82mm*30mm |  |  |  | Household Appliances, ITE (Commercial) | AMES50 |  | 4.2 A |  |  |  |  | 86% | Adjustable Output | [5 empty] | 1 (Unlimited) |  | Chassis Mount |  | 1 |  |  | -30°C ~ 70°C (With Derating) |  |  |  | Box | 50W |  |  |  |  | AMES50-277NZ | 3.90" L x 3.23" W x 1.18" H (99.0mm x 82.0mm x 30.0mm) | 85 ~ 305 VAC, 120 ~ 430 VDC |  |  | 4 kV |  | 12V | - | 2000 | https://www.unikeyic.com/media/about_us/Unikey_ISO_9001_Certification.pdf | https://www.unikeyic.com/products/other-power-supply/ames50-12s277nz-q/12532055.html
AMES50-15S277NZ-P | Aimtec | 110: 12.3686 220: 12.1438 | 51W 1 base mount 99mm*82mm*30mm |  |  |  | Household Appliances, ITE (Commercial) | AMES50 |  | 3.4 A |  |  |  |  | 87% | Adjustable Output | [5 empty] | 1 (Unlimited) |  | Chassis Mount |  | 1 |  |  | -30°C ~ 70°C (With Derating) |  |  |  | Box | 51W |  |  |  |  | AMES50-277NZ | 3.90" L x 3.23" W x 1.18" H (99.0mm x 82.0mm x 30.0mm) | 85 ~ 305 VAC, 120 ~ 430 VDC |  |  | 4 kV |  | 15V | - | 2000 | https://www.unikeyic.com/media/about_us/Unikey_ISO_9001_Certification.pdf | https://www.unikeyic.com/products/other-power-supply/ames50-15s277nz-p/683212496.html
AMES50-24S277NZ-P | Aimtec | 110: 11.8929 220: 11.6761 | 53W 1 base mount 99mm*82mm*30mm |  |  |  | Household Appliances, ITE (Commercial) | AMES50 |  | 2.2 A |  |  |  |  | 88% | Adjustable Output | [5 empty] | 1 (Unlimited) |  | Chassis Mount |  | 1 |  |  | -30°C ~ 70°C (With Derating) |  |  |  | Box | 53W |  |  |  |  | AMES50-277NZ | 3.90" L x 3.23" W x 1.18" H (99.0mm x 82.0mm x 30.0mm) | 85 ~ 305 VAC, 120 ~ 430 VDC |  |  | 4 kV |  | 24V | - | 2000 | https://www.unikeyic.com/media/about_us/Unikey_ISO_9001_Certification.pdf | https://www.unikeyic.com/products/other-power-supply/ames50-24s277nz-p/29353114.html
AMES50-24S277NZ-Q | Aimtec | 110: 11.8929 220: 11.6761 | 53W 1 base mount 99mm*82mm*30mm |  |  |  | Household Appliances, ITE (Commercial) | AMES50 |  | 2.2 A |  |  |  |  | 88% | Adjustable Output | [5 empty] | 1 (Unlimited) |  | Chassis Mount |  | 1 |  |  | -30°C ~ 70°C (With Derating) |  |  |  | Box | 53W |  | 13629183 |  |  | AMES50-277NZ | 3.90" L x 3.23" W x 1.18" H (99.0mm x 82.0mm x 30.0mm) | 85 ~ 305 VAC, 120 ~ 430 VDC |  |  | 4 kV |  | 24V | - | 2000 | https://www.unikeyic.com/media/about_us/Unikey_ISO_9001_Certification.pdf | https://www.unikeyic.com/products/other-power-supply/ames50-24s277nz-q/12534308.html
AMES50-36S277NZ-P | Aimtec | 110: 12.3686 220: 12.1438 | 52W 1 base mount 99mm*82mm*30mm |  |  |  | Household Appliances, ITE (Commercial) | AMES50 |  | 1.45 A |  |  |  |  | 89% | Adjustable Output | [5 empty] | 1 (Unlimited) |  | Chassis Mount |  | 1 |  |  | -30°C ~ 70°C (With Derating) |  |  |  | Box | 52W |  |  |  |  | AMES50-277NZ | 3.90" L x 3.23" W x 1.18" H (99.0mm x 82.0mm x 30.0mm) | 85 ~ 305 VAC, 120 ~ 430 VDC |  |  | 4 kV |  | 36V | - | 2000 | https://www.unikeyic.com/media/about_us/Unikey_ISO_9001_Certification.pdf | https://www.unikeyic.com/products/other-power-supply/ames50-36s277nz-p/687971371.html
AMES50-36S277NZ-Q | Aimtec | 110: 12.7942 220: 12.5617 | 52W 1 base mount 99mm*82mm*30mm |  |  |  | Household Appliances, ITE (Commercial) | AMES50 |  | 1.45 A |  |  |  |  | 89% | Adjustable Output | [5 empty] | 1 (Unlimited) |  | Chassis Mount |  | 1 |  |  | -30°C ~ 70°C (With Derating) |  |  |  | Box | 52W |  |  |  |  | AMES50-277NZ | 3.90" L x 3.23" W x 1.18" H (99.0mm x 82.0mm x 30.0mm) | 85 ~ 305 VAC, 120 ~ 430 VDC |  |  | 4 kV |  | 36V | - | 2000 | https://www.unikeyic.com/media/about_us/Unikey_ISO_9001_Certification.pdf | https://www.unikeyic.com/products/other-power-supply/ames50-36s277nz-q/687973164.html
AMES50-48S277NZ-P | Aimtec | 110: 12.3686 220: 12.1438 | 53W 1 base mount 99mm*82mm*30mm |  |  |  | Household Appliances, ITE (Commercial) | AMES50 |  | 1.1 A |  |  |  |  | 90% | Adjustable Output | [5 empty] | 1 (Unlimited) |  | Chassis Mount |  | 1 |  |  | -30°C ~ 70°C (With Derating) |  |  |  | Box | 53W |  | 13629104 |  |  | AMES50-277NZ | 3.90" L x 3.23" W x 1.18" H (99.0mm x 82.0mm x 30.0mm) | 85 ~ 305 VAC, 120 ~ 430 VDC |  |  | 4 kV |  | 48V | - | 2000 | https://www.unikeyic.com/media/about_us/Unikey_ISO_9001_Certification.pdf | https://www.unikeyic.com/products/other-power-supply/ames50-48s277nz-p/682709071.html
AMES50-48S277NZ-Q | Aimtec | 110: 12.7942 220: 12.5617 | 53W 1 base mount 99mm*82mm*30mm |  |  |  | Household Appliances, ITE (Commercial) | AMES50 |  | 1.1 A |  |  |  |  | 90% | Adjustable Output | [5 empty] | 1 (Unlimited) |  | Chassis Mount |  | 1 |  |  | -30°C ~ 70°C (With Derating) |  |  |  | Box | 53W |  |  |  |  | AMES50-277NZ | 3.90" L x 3.23" W x 1.18" H (99.0mm x 82.0mm x 30.0mm) | 85 ~ 305 VAC, 120 ~ 430 VDC |  |  | 4 kV |  | 48V | - | 2000 | https://www.unikeyic.com/media/about_us/Unikey_ISO_9001_Certification.pdf | https://www.unikeyic.com/products/other-power-supply/ames50-48s277nz-q/691139082.html
AMES50-5S277NZ-Q | Aimtec | 110: 12.9047 220: 12.6695 | 50W 1 base mount 99mm*82mm*30mm |  |  |  | Household Appliances, ITE (Commercial) | AMES50 |  | 10 A |  |  |  |  | 83% | Adjustable Output | [5 empty] | 1 (Unlimited) |  | Chassis Mount |  | 1 |  |  | -30°C ~ 70°C (With Derating) |  |  |  | Box | 50W |  |  |  |  | AMES50-277NZ | 3.90" L x 3.23" W x 1.18" H (99.0mm x 82.0mm x 30.0mm) | 85 ~ 305 VAC, 120 ~ 430 VDC |  |  | 4 kV |  | 5V | - | 2000 | https://www.unikeyic.com/media/about_us/Unikey_ISO_9001_Certification.pdf | https://www.unikeyic.com/products/other-power-supply/ames50-5s277nz-q/687974425.html
AMES75-15S277NZ-P | Aimtec | 110: 14.5497 220: 14.2843 | 75W 1 base mount 99mm*97mm*30mm |  |  |  | Household Appliances, ITE (Commercial) | AMES75 |  | 5 A |  |  |  |  | 87% | Adjustable Output | [5 empty] | 1 (Unlimited) |  | Chassis Mount |  | 1 |  |  | -30°C ~ 70°C (With Derating) |  |  |  | Box | 75W |  |  |  |  | AMES75-277NZ | 3.90" L x 3.82" W x 1.18" H (99.0mm x 97.0mm x 30.0mm) | 85 ~ 305 VAC, 120 ~ 430 VDC |  |  | 4 kV |  | 15V | - | 2000 | https://www.unikeyic.com/media/about_us/Unikey_ISO_9001_Certification.pdf | https://www.unikeyic.com/products/other-power-supply/ames75-15s277nz-p/687972989.html
AMES75-15S277NZ-Q | Aimtec | 110: 14.5497 220: 14.2843 | 75W 1 base mount 99mm*97mm*30mm |  |  |  | Household Appliances, ITE (Commercial) | AMES75 |  | 5 A |  |  |  |  | 87% | Adjustable Output | [5 empty] | 1 (Unlimited) |  | Chassis Mount |  | 1 |  |  | -30°C ~ 70°C (With Derating) |  |  |  | Box | 75W |  | 13629141 |  |  | AMES75-277NZ | 3.90" L x 3.82" W x 1.18" H (99.0mm x 97.0mm x 30.0mm) | 85 ~ 305 VAC, 120 ~ 430 VDC |  |  | 4 kV |  | 15V | - | 2000 | https://www.unikeyic.com/media/about_us/Unikey_ISO_9001_Certification.pdf | https://www.unikeyic.com/products/other-power-supply/ames75-15s277nz-q/687970928.html
AMES75-15SNZ-P | Aimtec | 110: 13.6602 220: 13.4119 | 75W 1 base mount 99.1mm*97mm*30mm |  |  |  | Household Appliances, ITE (Commercial) |  |  | 5 A |  |  |  |  | 88% | Adjustable Output, DC Input Capable, Universal Input | [5 empty] | Not Applicable |  | Chassis Mount |  | 1 |  |  | -30°C ~ 70°C (With Derating) |  |  |  | Box | 75W |  |  |  |  | AMES75-NZ | 3.90" L x 3.82" W x 1.18" H (99.1mm x 97.0mm x 30.0mm) | 85 ~ 264 VAC, 120 ~ 373 VDC |  |  | 4 kV |  | 15V | - | 2000 | https://www.unikeyic.com/media/pdf/HTMLDatasheet/aimtec/5e/51/6774/ames75-24snz-p/2025/11/ames75-nz.pdf | https://www.unikeyic.com/products/other-power-supply/ames75-15snz-p/687977061.html
AMES75-24S277NZ-P | Aimtec | 110: 13.7929 220: 13.5419 | 77W, 1, Bracket Mount, 99mm × 97mm × 30mm |  |  |  | Household Appliances, ITE (Commercial) | AMES75 |  | 3.2 A |  |  |  |  | 89% | Adjustable Output | [5 empty] | 1 (Unlimited) |  | Chassis Mount |  | 1 |  |  | -30°C ~ 70°C (With Derating) |  |  |  | Box | 77W |  | 13629108 |  |  | AMES75-277NZ | 3.90" L x 3.82" W x 1.18" H (99.0mm x 97.0mm x 30.0mm) | 85 ~ 305 VAC, 120 ~ 430 VDC |  |  | 4 kV |  | 24V | - | 2000 | https://www.unikeyic.com/media/about_us/Unikey_ISO_9001_Certification.pdf | https://www.unikeyic.com/products/other-power-supply/ames75-24s277nz-p/11998324.html
AMES75-24S277NZ-Q | Aimtec | 110: 13.7929 220: 13.5419 | 77W, 1, Bracket Mount, 99mm × 97mm × 30mm |  |  |  | Household Appliances, ITE (Commercial) | AMES75 |  | 3.2 A |  |  |  |  | 89% | Adjustable Output | [5 empty] | 1 (Unlimited) |  | Chassis Mount |  | 1 |  |  | -30°C ~ 70°C (With Derating) |  |  |  | Box | 77W |  |  |  |  | AMES75-277NZ | 3.90" L x 3.82" W x 1.18" H (99.0mm x 97.0mm x 30.0mm) | 85 ~ 305 VAC, 120 ~ 430 VDC |  |  | 4 kV |  | 24V | - | 2000 | https://www.unikeyic.com/media/about_us/Unikey_ISO_9001_Certification.pdf | https://www.unikeyic.com/products/other-power-supply/ames75-24s277nz-q/12157156.html
AMES75-36SNZ-P | Aimtec | 110: 14.7942 220: 14.5248 | 77W 1 base mount 99mm*97mm*30mm |  |  |  | Household Appliances, ITE (Commercial) | AMES75 |  | 3.2 A |  |  |  |  | 90% | Adjustable Output | [5 empty] | 1 (Unlimited) |  | Chassis Mount |  | 1 |  |  | -30°C ~ 70°C (With Derating) |  |  |  | Box | 77W |  |  |  |  | AMES75-NZ | 3.90" L x 3.82" W x 1.18" H (99.0mm x 97.0mm x 30.0mm) | 85 ~ 264 VAC, 120 ~ 373 VDC |  |  | 4 kV |  | 36V | - | 2000 | https://www.unikeyic.com/media/pdf/HTMLDatasheet/aimtec/5e/51/6774/ames75-24snz-p/2025/11/ames75-nz.pdf | https://www.unikeyic.com/products/other-power-supply/ames75-36snz-p/687974150.html
AMES75-48SNZ-P | Aimtec | 1: 26.0854 200: 25.9524 500: 25.8193 1,000: 25.6862 2,000: 25.5531 | 77W 1 base mount 99.1mm*97mm*30mm |  |  |  | Household Appliances, ITE (Commercial) |  |  | 1.6 A |  |  |  |  | 91.5% | Adjustable Output, DC Input Capable, Universal Input | [5 empty] | Not Applicable |  | Chassis Mount |  | 1 |  |  | -30°C ~ 70°C (With Derating) |  |  |  | Box | 77W |  | 16129146 |  |  | AMES75-NZ | 3.90" L x 3.82" W x 1.18" H (99.1mm x 97.0mm x 30.0mm) | 85 ~ 264 VAC, 120 ~ 373 VDC |  |  | 4 kV |  | 48V | - | 5 | https://www.unikeyic.com/media/pdf/HTMLDatasheet/aimtec/5e/51/6774/ames75-24snz-p/2025/11/ames75-nz.pdf | https://www.unikeyic.com/products/other-power-supply/ames75-48snz-p/688850473.html
AMES75-5S277NZ-Q | Aimtec | 110: 15.2317 220: 14.9544 | 70W 1 base mount 99mm*97mm*30mm |  |  |  | Household Appliances, ITE (Commercial) | AMES75 |  | 14 A |  |  |  |  | 85% | Adjustable Output | [5 empty] | 1 (Unlimited) |  | Chassis Mount |  | 1 |  |  | -30°C ~ 70°C (With Derating) |  |  |  | Box | 70W |  | 13629167 |  |  | AMES75-277NZ | 3.90" L x 3.82" W x 1.18" H (99.0mm x 97.0mm x 30.0mm) | 85 ~ 305 VAC, 120 ~ 430 VDC |  |  | 4 kV |  | 5V | - | 2000 | https://www.unikeyic.com/media/about_us/Unikey_ISO_9001_Certification.pdf | https://www.unikeyic.com/products/other-power-supply/ames75-5s277nz-q/687971863.html
AMES75-5SNZ-P | Aimtec | 110: 25.0485 220: 24.5926 | 70W 1 base mount 99.1mm*97mm*30mm |  |  |  | Household Appliances, ITE (Commercial) |  |  | 14 A |  |  |  |  | 86% | Adjustable Output, DC Input Capable, Universal Input | [5 empty] | Not Applicable |  | Chassis Mount |  | 1 |  |  | -30°C ~ 70°C (With Derating) |  |  |  | Box | 70W |  |  |  |  | AMES75-NZ | 3.90" L x 3.82" W x 1.18" H (99.1mm x 97.0mm x 30.0mm) | 85 ~ 264 VAC, 120 ~ 373 VDC |  |  | 4 kV |  | 5V | - | 2000 | https://www.unikeyic.com/media/pdf/HTMLDatasheet/aimtec/5e/51/6774/ames75-24snz-p/2025/11/ames75-nz.pdf | https://www.unikeyic.com/products/other-power-supply/ames75-5snz-p/682192462.html
AOJS25-15 | ETA-USA | 1: 36.02 | 26W 1 base mount 79mm*51mm*28.5mm |  |  |  | ITE (Commercial) | AOJS25 |  | 1.7 A |  |  |  |  | 82% | Universal Input | [5 empty] | Not Applicable |  | Chassis Mount |  | 1 |  |  | -25°C ~ 70°C (With Derating) |  |  |  | Bulk | 26W |  |  |  |  | AOJS25 (25W) | 3.11" L x 2.01" W x 1.12" H (79.0mm x 51.0mm x 28.5mm) | 88 ~ 264 VAC, 240 ~ 370 VDC |  |  | 3 kV |  | 15V | - | 2 | https://www.unikeyic.com/media/datasheet/6f/44/8429/6f/76817b6d3d2182f05b137b7a742d8570.pdf | https://www.unikeyic.com/products/other-power-supply/aojs25-15/28372431.html
AOJS25-24 | ETA-USA | 1: 36.02 | 26W 1 base mount 79mm*51mm*28.5mm |  |  |  | ITE (Commercial) | AOJS25 |  | 1.1 A |  |  |  |  | 84% | Universal Input | [5 empty] | Not Applicable |  | Chassis Mount |  | 1 |  |  | -25°C ~ 70°C (With Derating) |  |  |  | Bulk | 26W |  |  |  |  | AOJS25 (25W) | 3.11" L x 2.01" W x 1.12" H (79.0mm x 51.0mm x 28.5mm) | 88 ~ 264 VAC, 240 ~ 370 VDC |  |  | 3 kV |  | 24V | - | 8 | https://www.unikeyic.com/media/datasheet/6f/44/8429/6f/76817b6d3d2182f05b137b7a742d8570.pdf | https://www.unikeyic.com/products/other-power-supply/aojs25-24/11988921.html
AOJS50-05 | ETA-USA | 1: 85.4189 | 50W 1 base mount 99mm*97mm*36mm |  |  | Commercial | [13 empty] | 99mm*97mm*36mm | - |  | base mount |  | 1 |  |  | -10℃~70℃ |  | 50W |  |  |  |  | On sale |  | Compliant | bulk | [9 empty] | 2 | https://www.unikeyic.com/media/about_us/Unikey_ISO_9001_Certification.pdf | https://www.unikeyic.com/products/other-power-supply/aojs50-05/12275597.html
AOJS50-12 | ETA-USA | 1: 85.4189 | 50W Bracket Mount, 99mm × 97mm × 36mm |  |  |  | ITE (Commercial) | AOJS50 |  | 4.2 A |  |  |  |  | 83% | - | [5 empty] | Not Applicable |  | Chassis Mount |  | 1 |  |  | -10°C ~ 70°C (With Derating) |  |  |  | Bulk | 50W |  |  |  |  | AOJS50 (50W) | 3.90" L x 3.82" W x 1.42" H (99.0mm x 97.0mm x 36.0mm) | 88 ~ 264 VAC, 125 ~ 370 VDC |  |  | 3 kV |  | 12V | - | 3 | https://www.unikeyic.com/media/datasheet/76/e4/ca52/76e4ca522ba3ec44346d46a02fd8c2e9.pdf | https://www.unikeyic.com/products/other-power-supply/aojs50-12/11918792.html
AOJS50-15 | ETA-USA | 1: 85.4189 | 53W, Base Mount, 99mm × 97mm × 36mm |  |  |  | ITE (Commercial) | AOJS50 |  | 3.5 A |  |  |  |  | 84% | - | [5 empty] | Not Applicable |  | Chassis Mount |  | 1 |  |  | -10°C ~ 70°C (With Derating) |  |  |  | Bulk | 53W |  |  |  |  | AOJS50 (50W) | 3.90" L x 3.82" W x 1.42" H (99.0mm x 97.0mm x 36.0mm) | 88 ~ 264 VAC, 125 ~ 370 VDC |  |  | 3 kV |  | 15V | - | 2 | https://www.unikeyic.com/media/datasheet/76/e4/ca52/76e4ca522ba3ec44346d46a02fd8c2e9.pdf | https://www.unikeyic.com/products/other-power-supply/aojs50-15/12197194.html
AOJS50-24 | ETA-USA | 1: 85.4189 | 53W, Base Mount, 99mm × 97mm × 36mm |  |  |  | ITE (Commercial) | AOJS50 |  | 2.2 A |  |  |  |  | 85% | - | [5 empty] | Not Applicable |  | Chassis Mount |  | 1 |  |  | -10°C ~ 70°C (With Derating) |  |  |  | Bulk | 53W |  |  |  |  | AOJS50 (50W) | 3.90" L x 3.82" W x 1.42" H (99.0mm x 97.0mm x 36.0mm) | 88 ~ 264 VAC, 125 ~ 370 VDC |  |  | 3 kV |  | 24V | - | 1 | https://www.unikeyic.com/media/datasheet/76/e4/ca52/76e4ca522ba3ec44346d46a02fd8c2e9.pdf | https://www.unikeyic.com/products/other-power-supply/aojs50-24/29292351.html
AOJS50-48 | ETA-USA | 1: 85.4189 | 53W, Base Mount, 99mm × 97mm × 36mm |  |  |  | ITE (Commercial) | AOJS50 |  | 1.1 A |  |  |  |  | 88% | - | [5 empty] | Not Applicable |  | Chassis Mount |  | 1 |  |  | -10°C ~ 70°C (With Derating) |  |  |  | Bulk | 53W |  | 11656402 |  |  | AOJS50 (50W) | 3.90" L x 3.82" W x 1.42" H (99.0mm x 97.0mm x 36.0mm) | 88 ~ 264 VAC, 125 ~ 370 VDC |  |  | 3 kV |  | 48V | - | 2 | https://www.unikeyic.com/media/datasheet/76/e4/ca52/76e4ca522ba3ec44346d46a02fd8c2e9.pdf | https://www.unikeyic.com/products/other-power-supply/aojs50-48/11670024.html
AOPS150-12 | ETA-USA | 1: 144.0801 | 150W 1 base mount 175mm*81.2mm*45mm |  |  |  | ITE (Commercial) | AOPS150 |  | 12.5 A |  |  |  |  | 86% | Universal Input | [5 empty] | Not Applicable |  | Chassis Mount |  | 1 |  |  | -10°C ~ 70°C (With Derating) |  |  |  | Bulk | 150W |  | 11656392 |  |  | AOPS150 (150W) | 6.89" L x 3.20" W x 1.77" H (175.0mm x 81.2mm x 45.0mm) | 85 ~ 264 VAC, 125 ~ 370 VDC |  |  | 3 kV |  | 12V | - | 3 | https://www.unikeyic.com/media/datasheet/db/35/e9b1/db35e9b1e2659677f3d1112fe628b324.pdf | https://www.unikeyic.com/products/other-power-supply/aops150-12/12187990.html
AOPS150-15 | ETA-USA | 1: 144.0801 | 150W 1 base mount 175mm*81.2mm*45mm |  |  |  | ITE (Commercial) | AOPS150 |  | 10 A |  |  |  |  | 87% | Universal Input | [5 empty] | Not Applicable |  | Chassis Mount |  | 1 |  |  | -10°C ~ 70°C (With Derating) |  |  |  | Bulk | 150W |  | 11656461 |  |  | AOPS150 (150W) | 6.89" L x 3.20" W x 1.77" H (175.0mm x 81.2mm x 45.0mm) | 85 ~ 264 VAC, 125 ~ 370 VDC |  |  | 3 kV |  | 15V | - | 15 | https://www.unikeyic.com/media/datasheet/db/35/e9b1/db35e9b1e2659677f3d1112fe628b324.pdf | https://www.unikeyic.com/products/other-power-supply/aops150-15/11926445.html
AOPS150-5 | ETA-USA | 1: 33.9617 | 150W 1 base mount 175mm*81.2mm*45mm |  |  |  | ITE (Commercial) | AOPS150 |  | 30 A |  |  |  |  | 82% | Universal Input | [5 empty] | Not Applicable |  | Chassis Mount |  | 1 |  |  | -10°C ~ 70°C (With Derating) |  |  |  | Bulk | 150W |  | 11656297 |  |  | AOPS150 (150W) | 6.89" L x 3.20" W x 1.77" H (175.0mm x 81.2mm x 45.0mm) | 85 ~ 264 VAC, 125 ~ 370 VDC |  |  | 3 kV |  | 5V | - | 5 | https://www.unikeyic.com/media/datasheet/db/35/e9b1/db35e9b1e2659677f3d1112fe628b324.pdf | https://www.unikeyic.com/products/other-power-supply/aops150-5/12226992.html
AOPS30-12 | ETA-USA | 1: 54.5446 | 30W 1 base mount 99mm*82mm*36mm |  |  | Commercial | [13 empty] | 99mm*82mm*36mm | - |  | base mount |  | 1 |  |  | -10℃~70℃ |  | 30W |  |  |  |  | On sale |  | Compliant | [10 empty] | 2 | https://www.unikeyic.com/media/about_us/Unikey_ISO_9001_Certification.pdf | https://www.unikeyic.com/products/other-power-supply/aops30-12/12120108.html
AOPS300-5 | ETA-USA | 1: 183.1876 | 275W 1 base mount 192.5mm*102mm*52mm |  |  | Commercial | [7 empty] | AOPS300-5 ETA-USA | [5 empty] | 192.5mm*102mm*52mm | - |  | base mount |  | 1 |  |  | -10℃~65℃ |  | 275W |  |  |  |  | On sale |  | Compliant | bulk | [9 empty] | 2 | https://www.unikeyic.com/media/datasheet/9c/a4/fe2d/9ca4fe2d46cdca19ac83e6dc08b3dc5c.pdf | https://www.unikeyic.com/products/other-power-supply/aops300-5/11387087.html
AOPS50-3.3 | ETA-USA | 1: 88.5064 | 33W 1 base mount 120mm*81.2mm*31.5mm |  |  |  | ITE (Commercial) | AOPS50 |  | 10 A |  |  |  |  | 78% | Adjustable Output, Universal Input | [5 empty] | Not Applicable |  | Chassis Mount |  | 1 |  |  | -10°C ~ 70°C (With Derating) |  |  |  | Bulk | 33W |  | 11656305 |  |  | AOPS50 (50W) | 4.72" L x 3.20" W x 1.24" H (120.0mm x 81.2mm x 31.5mm) | 85 ~ 264 VAC, 125 ~ 370 VDC |  |  | 3 kV |  | 3.3V | - | 2 | https://www.unikeyic.com/media/datasheet/b1/39/ee8b/b139ee8b32a58128c4c292e3ac88ce61.pdf | https://www.unikeyic.com/products/other-power-supply/aops50-3-3/22094263.html
AOPS600-24 | ETA-USA | 1: 266.5483 11: 246.9945 | 600W 1 base mount 190mm*120mm*92mm |  |  |  | ITE (Commercial) | AOPS600 |  | 25 A |  |  |  |  | 84% | Adjustable Output, Remote On/Off, Universal Input | [5 empty] | Not Applicable |  | Chassis Mount |  | 1 |  |  | -10°C ~ 65°C (With Derating) |  |  |  | Bulk | 600W |  | 11656325 |  |  | AOPS6000 (600W) | 7.48" L x 4.72" W x 3.62" H (190.0mm x 120.0mm x 92.0mm) | 85 ~ 264 VAC |  |  | 3 kV |  | 24V | - | 5 | https://www.unikeyic.com/media/pdf/HTMLDatasheet/eta-usa/29/cd/e85c/aops600-24/2025/11/aops600.pdf | https://www.unikeyic.com/products/other-power-supply/aops600-24/12125546.html
ARFS-3411M-2405 | Aras Power Technologies | 1: 106.92 | 336W 1 base mount 127mm*76.2mm*35.6mm |  |  | Industrial | [13 empty] | 127mm*76.2mm*35.6mm | - |  | base mount |  | 1 |  |  |  |  | 336W |  |  |  |  | On sale |  | Compliant | boxed | [9 empty] | 2 | https://www.unikeyic.com/media/about_us/Unikey_ISO_9001_Certification.pdf | https://www.unikeyic.com/products/other-power-supply/arfs-3411m-2405/12418696.html
ARFU-3811M-2405 | Aras Power Technologies | 1: 128.52 5: 125.0424 10: 122.6772 25: 120.3552 | 380W 1 base mount 152mm*88.9mm*40mm |  |  | Industrial | [13 empty] | 152mm*88.9mm*40mm | - |  | base mount |  | 1 |  |  |  |  | 380W |  |  |  |  | On sale |  | Compliant | boxed | [9 empty] | 11 | https://www.unikeyic.com/media/about_us/Unikey_ISO_9001_Certification.pdf | https://www.unikeyic.com/products/other-power-supply/arfu-3811m-2405/29463947.html
ASL60-5 | Astrodyne TDI | 5: 77.3712 10: 68.0292 25: 63.7848 | 45W 1 base mount 101.6mm*50.8mm*31.6mm |  |  | Commercial | [13 empty] | 101.6mm*50.8mm*31.6mm | - |  | base mount |  | 1 |  |  | -10℃~70℃ |  | 45W | [7 empty] | bulk | [9 empty] | 10 | https://www.unikeyic.com/media/about_us/Unikey_ISO_9001_Certification.pdf | https://www.unikeyic.com/products/other-power-supply/asl60-5/687906987.html
ASM30-480-BEH-0F0 | Astrodyne TDI | 5: 94.1436 10: 84.1212 25: 79.5096 | 30W 1 82.5mm × 52.8mm × 30.5mm |  |  |  | ITE (Commercial), Medical |  |  | 630 mA |  |  |  |  | 87% | [6 empty] | 1 (Unlimited) |  |  |  | 1 |  |  | -40°C ~ 80°C |  |  |  | Box | 30W |  | 15295682 |  |  | ASM30 | 3.25" L x 2.08" W x 1.20" H (82.5mm x 52.8mm x 30.5mm) | 80 ~ 264 VAC |  |  | 4 kV |  | 48V | - | 50 | https://www.unikeyic.com/media/about_us/Unikey_ISO_9001_Certification.pdf | https://www.unikeyic.com/products/other-power-supply/asm30-480-beh-0f0/29371390.html
ASM30-480-BNH-0F0 | Astrodyne TDI | 5: 83.6784 10: 74.7792 25: 70.6752 | 30W 1 76.2mm*40.6mm*21.7mm |  |  |  | ITE (Commercial), Medical |  |  | 630 mA |  |  |  |  | 87% | [6 empty] | 1 (Unlimited) |  |  |  | 1 |  |  | -40°C ~ 80°C |  |  |  | Box | 30W |  |  |  |  | ASM30 | 3.00" L x 1.60" W x 0.85" H (76.2mm x 40.6mm x 21.7mm) | 80 ~ 264 VAC |  |  | 4 kV |  | 48V | - | 50 | https://www.unikeyic.com/media/about_us/Unikey_ISO_9001_Certification.pdf | https://www.unikeyic.com/products/other-power-supply/asm30-480-bnh-0f0/28674345.html
ASM65-050-BEH-0F0 | Astrodyne TDI | 5: 100.98 10: 88.7868 25: 83.2464 | 65W 1 |  |  |  | ITE (Commercial), Medical |  |  | 13 A |  |  |  |  | 88% | [6 empty] | 1 (Unlimited) |  |  |  | 1 |  |  | -40°C ~ 80°C |  |  |  | Box | 65W |  |  |  |  | ASM30 | 3.41" L x 2.48" W x 1.38" H (86.5mm x 63.0mm x 35.0mm) | 80 ~ 264 VAC |  |  | 4 kV |  | 5V | - | 31 | https://www.unikeyic.com/media/about_us/Unikey_ISO_9001_Certification.pdf | https://www.unikeyic.com/products/other-power-supply/asm65-050-beh-0f0/11815702.html
ASM65-075-BEH-0F0 | Astrodyne TDI | 5: 96.2251 10: 84.6059 25: 79.3264 | 65W 1 86.5mm*63mm*35mm |  |  |  | ITE (Commercial), Medical |  |  | 8.67 A |  |  |  |  | 88% | [6 empty] | 1 (Unlimited) |  |  |  | 1 |  |  | -40°C ~ 80°C |  |  |  | Box | 65W |  |  |  |  | ASM30 | 3.41" L x 2.48" W x 1.38" H (86.5mm x 63.0mm x 35.0mm) | 80 ~ 264 VAC |  |  | 4 kV |  | 7.5V | - | 31 | https://www.unikeyic.com/media/about_us/Unikey_ISO_9001_Certification.pdf | https://www.unikeyic.com/products/other-power-supply/asm65-075-beh-0f0/11540365.html
ASM65-180-BEH-0F0 | Astrodyne TDI | 5: 100.98 10: 88.7868 25: 83.2464 | 65W 1 |  |  |  | ITE (Commercial), Medical |  |  | 3.61 A |  |  |  |  | 88% | [6 empty] | 1 (Unlimited) |  |  |  | 1 |  |  | -40°C ~ 80°C |  |  |  | Box | 65W |  | 15295716 |  |  | ASM30 | 3.41" L x 2.48" W x 1.38" H (86.5mm x 63.0mm x 35.0mm) | 80 ~ 264 VAC |  |  | 4 kV |  | 18V | - | 8 | https://www.unikeyic.com/media/about_us/Unikey_ISO_9001_Certification.pdf | https://www.unikeyic.com/products/other-power-supply/asm65-180-beh-0f0/12497391.html
ASM65-180-BET-0F0 | Astrodyne TDI | 5: 100.98 10: 88.7868 25: 83.2464 | 65W 1 |  |  |  | ITE (Commercial), Medical |  |  | 3.61 A |  |  |  |  | 88% | [6 empty] | 1 (Unlimited) |  |  |  | 1 |  |  | -40°C ~ 80°C |  |  |  | Box | 65W |  |  |  |  | ASM30 | 3.41" L x 2.48" W x 1.38" H (86.5mm x 63.0mm x 35.0mm) | 80 ~ 264 VAC |  |  | 4 kV |  | 18V | - | 10 | https://www.unikeyic.com/media/about_us/Unikey_ISO_9001_Certification.pdf | https://www.unikeyic.com/products/other-power-supply/asm65-180-bet-0f0/29284879.html
ASM65-280-BNH-0F0 | Astrodyne TDI | 5: 84.7294 10: 75.7039 25: 71.5564 | 65W 1 76.2mm*50.8mm*24.1mm |  |  |  | ITE (Commercial), Medical |  |  | 2.32 A |  |  |  |  | 88% | [6 empty] | 1 (Unlimited) |  |  |  | 1 |  |  | -40°C ~ 80°C |  |  |  | Box | 65W |  | 15295711 |  |  | ASM30 | 3.00" L x 2.00" W x 0.95" H (76.2mm x 50.8mm x 24.1mm) | 80 ~ 264 VAC |  |  | 4 kV |  | 28V | - | 15 | https://www.unikeyic.com/media/about_us/Unikey_ISO_9001_Certification.pdf | https://www.unikeyic.com/products/other-power-supply/asm65-280-bnh-0f0/28972419.html
ASM65-480-BEH-0F0 | Astrodyne TDI | 5: 96.2251 10: 84.6059 25: 79.3264 | 65W 1 |  |  |  | ITE (Commercial), Medical |  |  | 1.35 A |  |  |  |  | 88% | [6 empty] | 1 (Unlimited) |  |  |  | 1 |  |  | -40°C ~ 80°C |  |  |  | Box | 65W |  | 15295717 |  |  | ASM30 | 3.41" L x 2.48" W x 1.38" H (86.5mm x 63.0mm x 35.0mm) | 80 ~ 264 VAC |  |  | 4 kV |  | 48V | - | 50 | https://www.unikeyic.com/media/about_us/Unikey_ISO_9001_Certification.pdf | https://www.unikeyic.com/products/other-power-supply/asm65-480-beh-0f0/11491480.html
ASM65-480-BNH-0F0 | Astrodyne TDI | 5: 84.7294 10: 75.7039 25: 71.5564 | 65W 1 76.2mm × 50.8mm × 24.1mm |  |  |  | ITE (Commercial), Medical |  |  | 1.35 A |  |  |  |  | 88% | [6 empty] | 1 (Unlimited) |  |  |  | 1 |  |  | -40°C ~ 80°C |  |  |  | Box | 65W |  |  |  |  | ASM30 | 3.00" L x 2.00" W x 0.95" H (76.2mm x 50.8mm x 24.1mm) | 80 ~ 264 VAC |  |  | 4 kV |  | 48V | - | 50 | https://www.unikeyic.com/media/about_us/Unikey_ISO_9001_Certification.pdf | https://www.unikeyic.com/products/other-power-supply/asm65-480-bnh-0f0/29262183.html
B12G900-230 | Acopian | 1: 697.626 5: 691.3793 10: 685.1282 25: 678.8776 | 1 base mount 336.6mm*130mm*87.4mm |  |  | Commercial | [7 empty] | B12G900-230 Acopian | [5 empty] | 336.6mm*130mm*87.4mm | - |  | base mount |  | 1 |  |  | 0℃~71℃ |  | - | [7 empty] | bulk | [9 empty] | 1000 | https://www.unikeyic.com/media/datasheet/a8/bb/84ef/a8/36c07d3826e852038b7d545fc2e94b92.pdf | https://www.unikeyic.com/products/other-power-supply/b12g900-230/696283641.html
BK1672 | B&K Precision | 1: 861.0787 | 3 310mm*170mm*230mm | [10 empty] | BK1672 B&K Precision | [5 empty] | 310mm*170mm*230mm | - |  |  |  | 3 |  |  |  |  | - | [17 empty] | 2 | https://www.unikeyic.com/media/datasheet/00/e4/ef00/00/b6ae1f86f27671459fd2c7b3f1f69871.pdf | https://www.unikeyic.com/products/other-power-supply/bk1672/11922516.html
BPM15-050-Q12P-C | Murata Power Solutions | 1: 44.2939 5: 42.6426 10: 41.9511 25: 41.052 | 15W 2 Through hole mounting 25.4mm*25.4mm*10.16mm |  |  | Commercial | [13 empty] | 25.4mm*25.4mm*10.16mm | - |  | Through hole mounting |  | 2 |  |  | -40℃~85℃ |  | 15W | [17 empty] | 90 | https://www.unikeyic.com/media/about_us/Unikey_ISO_9001_Certification.pdf | https://www.unikeyic.com/products/other-power-supply/bpm15-050-q12p-c/779104134.html
BPM15-150-Q12P-C | Murata Power Solutions | 1: 43.3944 5: 41.783 10: 41.1048 25: 40.2244 | 15W 2 Through hole mounting 25.4mm*25.4mm*10.16mm |  |  | Commercial | [13 empty] | 25.4mm*25.4mm*10.16mm | - |  | Through hole mounting |  | 2 |  |  | -40℃~85℃ |  | 15W | [17 empty] | 92 | https://www.unikeyic.com/media/about_us/Unikey_ISO_9001_Certification.pdf | https://www.unikeyic.com/products/other-power-supply/bpm15-150-q12p-c/779097199.html
CFB750-300S12-CMFD | CINCON | 1: 447.5196 5: 430.8098 10: 423.7931 25: 414.6794 | 750W 1 base mount 240mm*110mm*41.9mm |  |  |  | ITE (Commercial) |  |  |  | 62.5A |  |  |  | 88% | [6 empty] | Not Applicable |  | Chassis Mount |  | 1 |  |  | -40°C ~ 80°C (With Derating) |  |  |  | Box | 750W |  | 14837065 |  |  | CFB750-300S-CMFD (750W) | 9.45" L x 4.33" W x 1.65" H (240.0mm x 110.0mm x 41.9mm) |  | 425V | 200V | 3 kV |  | 12V | - | 25 | https://www.unikeyic.com/media/pdf/EnvironmentalInformation/cincon/2a/99/7f7c/cfb400w-24s05p/2025/12/Declaration-of-EU-RoHS-Compliance.pdf | https://www.unikeyic.com/products/other-power-supply/cfb750-300s12-cmfd/28815885.html
CFB750-300S12N-CMFD | CINCON | 1: 384.0372 5: 368.6882 10: 362.2698 25: 353.9553 | 750W 1 base mount 240mm*110mm*41.9mm |  |  |  | ITE (Commercial) |  |  |  | 62.5A |  |  |  | 88% | [6 empty] | Not Applicable |  | Chassis Mount |  | 1 |  |  | -40°C ~ 80°C (With Derating) |  |  |  | Box | 750W |  | 14837064 |  |  | CFB750-300S-CMFD (750W) | 9.45" L x 4.33" W x 1.65" H (240.0mm x 110.0mm x 41.9mm) |  | 425V | 200V | 3 kV |  | 12V | - | 5 | https://www.unikeyic.com/media/pdf/EnvironmentalInformation/cincon/2a/99/7f7c/cfb400w-24s05p/2025/12/Declaration-of-EU-RoHS-Compliance.pdf | https://www.unikeyic.com/products/other-power-supply/cfb750-300s12n-cmfd/12335355.html
CFB750-300S15-CMFD | CINCON | 1: 384.0372 5: 368.6882 10: 362.2698 25: 353.9553 | 750W 1 base mount 240mm*110mm*41.9mm |  |  |  | ITE (Commercial) |  |  |  | 50A |  |  |  | 88% | [6 empty] | Not Applicable |  | Chassis Mount |  | 1 |  |  | -40°C ~ 80°C (With Derating) |  |  |  | Box | 750W |  |  |  |  | CFB750-300S-CMFD (750W) | 9.45" L x 4.33" W x 1.65" H (240.0mm x 110.0mm x 41.9mm) |  | 425V | 200V | 3 kV |  | 15V | - | 4 | https://www.unikeyic.com/media/pdf/EnvironmentalInformation/cincon/2a/99/7f7c/cfb400w-24s05p/2025/12/Declaration-of-EU-RoHS-Compliance.pdf | https://www.unikeyic.com/products/other-power-supply/cfb750-300s15-cmfd/11746814.html
CFB750-300S24-CMFD | CINCON | 5: 423.36 10: 410.6565 25: 394.227 50: 374.517 100: 352.053 150: 341.4825 250: 331.2495 | 749W 1 Bracket Mount 240mm × 110mm × 41.9mm |  |  |  | ITE (Commercial) |  |  |  | 31.2A |  |  |  | 89% | [6 empty] | Not Applicable |  | Chassis Mount |  | 1 |  |  | -40°C ~ 80°C (With Derating) |  |  |  | Box | 749W |  | 14837079 |  |  | CFB750-300S-CMFD (750W) | 9.45" L x 4.33" W x 1.65" H (240.0mm x 110.0mm x 41.9mm) |  | 425V | 200V | 3 kV |  | 24V | - | 9 | https://www.unikeyic.com/media/pdf/EnvironmentalInformation/cincon/2a/99/7f7c/cfb400w-24s05p/2025/12/Declaration-of-EU-RoHS-Compliance.pdf | https://www.unikeyic.com/products/other-power-supply/cfb750-300s24-cmfd/29319054.html
CFB750-300S24N-CMFD | CINCON | 1: 384.2505 5: 368.8935 10: 362.4714 25: 354.1523 | 749W 1 base mount 240mm*110mm*41.9mm |  |  |  | ITE (Commercial) |  |  |  | 31.2A |  |  |  | 89% | [6 empty] | Not Applicable |  | Chassis Mount |  | 1 |  |  | -40°C ~ 80°C (With Derating) |  |  |  | Box | 749W |  | 14837114 |  |  | CFB750-300S-CMFD (750W) | 9.45" L x 4.33" W x 1.65" H (240.0mm x 110.0mm x 41.9mm) |  | 425V | 200V | 3 kV |  | 24V | - | 10 | https://www.unikeyic.com/media/pdf/EnvironmentalInformation/cincon/2a/99/7f7c/cfb400w-24s05p/2025/12/Declaration-of-EU-RoHS-Compliance.pdf | https://www.unikeyic.com/products/other-power-supply/cfb750-300s24n-cmfd/28471063.html
CFB750-300S28-CMFD | CINCON | 1: 384.0372 5: 370.8115 | 748W 1 base mount 240mm*110mm*41.9mm |  |  |  | ITE (Commercial) |  |  |  | 26.7A |  |  |  | 89% | [6 empty] | Not Applicable |  | Chassis Mount |  | 1 |  |  | -40°C ~ 80°C (With Derating) |  |  |  | Box | 748W |  |  |  |  | CFB750-300S-CMFD (750W) | 9.45" L x 4.33" W x 1.65" H (240.0mm x 110.0mm x 41.9mm) |  | 425V | 200V | 3 kV |  | 28V | - | 11 | https://www.unikeyic.com/media/pdf/EnvironmentalInformation/cincon/2a/99/7f7c/cfb400w-24s05p/2025/12/Declaration-of-EU-RoHS-Compliance.pdf | https://www.unikeyic.com/products/other-power-supply/cfb750-300s28-cmfd/28682142.html
CFB750-300S36-CMFD | CINCON | 1: 384.2505 5: 368.8935 10: 362.4714 25: 354.1523 | 749W 1 base mount 240mm*110mm*41.9mm |  |  |  | ITE (Commercial) |  |  |  | 20.8A |  |  |  | 90% | [6 empty] | Not Applicable |  | Chassis Mount |  | 1 |  |  | -40°C ~ 80°C (With Derating) |  |  |  | Box | 749W |  | 14837063 |  |  | CFB750-300S-CMFD (750W) | 9.45" L x 4.33" W x 1.65" H (240.0mm x 110.0mm x 41.9mm) |  | 425V | 200V | 3 kV |  | 36V | - | 1 | https://www.unikeyic.com/media/datasheet/1b/6b/489d/1b6b489d7915b64da00ee4068ef5ca71.pdf | https://www.unikeyic.com/products/other-power-supply/cfb750-300s36-cmfd/12323347.html
CFB750-300S36N-CMFD | CINCON | 5: 423.36 10: 410.6565 25: 394.227 50: 374.517 100: 352.053 150: 341.4825 250: 331.2495 | 749W 1 Bracket Mount 240mm × 110mm × 41.9mm |  |  |  | ITE (Commercial) |  |  |  | 20.8A |  |  |  | 90% | [6 empty] | Not Applicable |  | Chassis Mount |  | 1 |  |  | -40°C ~ 80°C (With Derating) |  |  |  | Box | 749W |  | 14837100 |  |  | CFB750-300S-CMFD (750W) | 9.45" L x 4.33" W x 1.65" H (240.0mm x 110.0mm x 41.9mm) |  | 425V | 200V | 3 kV |  | 36V | - | 10 | https://www.unikeyic.com/media/datasheet/1b/6b/489d/1b6b489d7915b64da00ee4068ef5ca71.pdf | https://www.unikeyic.com/products/other-power-supply/cfb750-300s36n-cmfd/11452850.html
CFB750-300S48-CMFD | CINCON | 1: 407.0736 5: 390.811 10: 384.0059 25: 375.1903 | 749W 1 Bracket Mount 240mm × 110mm × 41.9mm |  |  |  | ITE (Commercial) |  |  |  | 15.6A |  |  |  | 90% | [6 empty] | Not Applicable |  | Chassis Mount |  | 1 |  |  | -40°C ~ 80°C (With Derating) |  |  |  | Box | 749W |  | 14837103 |  |  | CFB750-300S-CMFD (750W) | 9.45" L x 4.33" W x 1.65" H (240.0mm x 110.0mm x 41.9mm) |  | 425V | 200V | 3 kV |  | 48V | - | 20 | https://www.unikeyic.com/media/datasheet/1b/6b/489d/1b6b489d7915b64da00ee4068ef5ca71.pdf | https://www.unikeyic.com/products/other-power-supply/cfb750-300s48-cmfd/12197325.html
CFM150S120B | CINCON | 1: 82.0584 5: 78.1531 10: 76.5299 25: 74.4349 50: 72.8886 100: 71.3742 | 120W 1 base mount 116.8mm*50.8mm*34.6mm |  |  |  | Household Appliances, ITE (Commercial) | CFM150 |  | 10 A |  |  |  |  | 93% | Adjustable Output, Baseplate, Universal Input | [5 empty] | Not Applicable |  | Chassis Mount |  | 1 |  |  | -30°C ~ 80°C (With Derating) |  |  |  | Box | 120W |  |  |  |  | CFM150S (150W) | 4.60" L x 2.00" W x 1.36" H (116.8mm x 50.8mm x 34.6mm) | 90 ~ 264 VAC |  |  | 3 kV |  | 12V | - | 42 | https://www.unikeyic.com/media/pdf/EnvironmentalInformation/cincon/2a/99/7f7c/cfb400w-24s05p/2025/12/Declaration-of-EU-RoHS-Compliance.pdf | https://www.unikeyic.com/products/other-power-supply/cfm150s120b/26051055.html
CFM150S240B | CINCON | 1: 82.1041 5: 78.1965 10: 76.5725 25: 74.4763 | 120W 1 Ch Bracket Mount, 116.8mm × 50.8mm × 34.6mm |  |  |  | Household Appliances, ITE (Commercial) | CFM150 |  | 5 A |  |  |  |  | 94% | Adjustable Output, Baseplate, Universal Input | [5 empty] | Not Applicable |  | Chassis Mount |  | 1 |  |  | -30°C ~ 80°C (With Derating) |  |  |  | Box | 120W |  | 11205598 |  |  | CFM150S (150W) | 4.60" L x 2.00" W x 1.36" H (116.8mm x 50.8mm x 34.6mm) | 90 ~ 264 VAC |  |  | 3 kV |  | 24V | - | 3 | https://www.unikeyic.com/media/pdf/EnvironmentalInformation/cincon/2a/99/7f7c/cfb400w-24s05p/2025/12/Declaration-of-EU-RoHS-Compliance.pdf | https://www.unikeyic.com/products/other-power-supply/cfm150s240b/27326265.html
CFM150S280 | CINCON | 50: 64.227 100: 62.8926 | 120W 1 base mount 101.6mm*50.8mm*28mm |  |  |  | Household Appliances, ITE (Commercial) | CFM150 |  | 4.28 A |  |  |  |  | 94% | Adjustable Output, Universal Input | [5 empty] | Not Applicable |  | Chassis Mount |  | 1 |  |  | -30°C ~ 80°C (With Derating) |  |  |  | Box | 120W |  | 11205591 |  |  | CFM150S (150W) | 4.00" L x 2.00" W x 1.10" H (101.6mm x 50.8mm x 28.0mm) | 90 ~ 264 VAC |  |  | 3 kV |  | 28V | - | 81 | https://www.unikeyic.com/media/pdf/EnvironmentalInformation/cincon/2a/99/7f7c/cfb400w-24s05p/2025/12/Declaration-of-EU-RoHS-Compliance.pdf | https://www.unikeyic.com/products/other-power-supply/cfm150s280/12158254.html
CFM150S280B | CINCON | 1: 77.4144 5: 73.7294 10: 72.198 25: 70.2216 | 120W 1 base mount 116.8mm*50.8mm*34.6mm |  |  |  | Household Appliances, ITE (Commercial) | CFM150 |  | 4.28 A |  |  |  |  | 94% | Adjustable Output, Baseplate, Universal Input | [5 empty] | Not Applicable |  | Chassis Mount |  | 1 |  |  | -30°C ~ 80°C (With Derating) |  |  |  | Box | 120W |  | 11205601 |  |  | CFM150S (150W) | 4.60" L x 2.00" W x 1.36" H (116.8mm x 50.8mm x 34.6mm) | 90 ~ 264 VAC |  |  | 3 kV |  | 28V | - | 11 | https://www.unikeyic.com/media/pdf/EnvironmentalInformation/cincon/2a/99/7f7c/cfb400w-24s05p/2025/12/Declaration-of-EU-RoHS-Compliance.pdf | https://www.unikeyic.com/products/other-power-supply/cfm150s280b/4487943.html
CFM150S360 | CINCON | 50: 64.2627 100: 62.9276 | 120W 1 base mount 101.6mm*50.8mm*28mm |  |  |  | Household Appliances, ITE (Commercial) | CFM150 |  | 3.33 A |  |  |  |  | 94% | Adjustable Output, Universal Input | [5 empty] | Not Applicable |  | Chassis Mount |  | 1 |  |  | -30°C ~ 80°C (With Derating) |  |  |  | Box | 120W |  |  |  |  | CFM150S (150W) | 4.00" L x 2.00" W x 1.10" H (101.6mm x 50.8mm x 28.0mm) | 90 ~ 264 VAC |  |  | 3 kV |  | 36V | - | 59 | https://www.unikeyic.com/media/pdf/EnvironmentalInformation/cincon/2a/99/7f7c/cfb400w-24s05p/2025/12/Declaration-of-EU-RoHS-Compliance.pdf | https://www.unikeyic.com/products/other-power-supply/cfm150s360/11753797.html
CFM150S360B | CINCON | 1: 77.4579 5: 73.7706 10: 72.2381 25: 70.2607 | 120W 1 Ch Bracket Mount, 116.8mm × 50.8mm × 34.6mm |  |  |  | Household Appliances, ITE (Commercial) | CFM150 |  | 3.33 A |  |  |  |  | 94% | Adjustable Output, Baseplate, Universal Input | [5 empty] | Not Applicable |  | Chassis Mount |  | 1 |  |  | -30°C ~ 80°C (With Derating) |  |  |  | Box | 120W |  | 11205570 |  |  | CFM150S (150W) | 4.60" L x 2.00" W x 1.36" H (116.8mm x 50.8mm x 34.6mm) | 90 ~ 264 VAC |  |  | 3 kV |  | 36V | - | 3 | https://www.unikeyic.com/media/pdf/EnvironmentalInformation/cincon/2a/99/7f7c/cfb400w-24s05p/2025/12/Declaration-of-EU-RoHS-Compliance.pdf | https://www.unikeyic.com/products/other-power-supply/cfm150s360b/31891768.html
CFM150S480 | CINCON | 1: 72.306 5: 68.8673 10: 67.4363 25: 65.5897 | 120W 1 base mount 101.6mm*50.8mm*28mm |  |  |  | Household Appliances, ITE (Commercial) | CFM150 |  | 2.5 A |  |  |  |  | 94% | Adjustable Output, Universal Input | [5 empty] | Not Applicable |  | Chassis Mount |  | 1 |  |  | -30°C ~ 80°C (With Derating) |  |  |  | Box | 120W |  | 11205590 |  |  | CFM150S (150W) | 4.00" L x 2.00" W x 1.10" H (101.6mm x 50.8mm x 28.0mm) | 90 ~ 264 VAC |  |  | 3 kV |  | 48V | - | 39 | https://www.unikeyic.com/media/pdf/EnvironmentalInformation/cincon/2a/99/7f7c/cfb400w-24s05p/2025/12/Declaration-of-EU-RoHS-Compliance.pdf | https://www.unikeyic.com/products/other-power-supply/cfm150s480/12375868.html
CFM150S480B | CINCON | 1: 77.4144 5: 73.7294 10: 72.198 25: 70.2216 | 120W 1 Ch Bracket Mount, 116.8mm × 50.8mm × 34.6mm |  |  |  | Household Appliances, ITE (Commercial) | CFM150 |  | 2.5 A |  |  |  |  | 94% | Adjustable Output, Baseplate, Universal Input | [5 empty] | Not Applicable |  | Chassis Mount |  | 1 |  |  | -30°C ~ 80°C (With Derating) |  |  |  | Box | 120W |  |  |  |  | CFM150S (150W) | 4.60" L x 2.00" W x 1.36" H (116.8mm x 50.8mm x 34.6mm) | 90 ~ 264 VAC |  |  | 3 kV |  | 48V | - | 43 | https://www.unikeyic.com/media/pdf/EnvironmentalInformation/cincon/2a/99/7f7c/cfb400w-24s05p/2025/12/Declaration-of-EU-RoHS-Compliance.pdf | https://www.unikeyic.com/products/other-power-supply/cfm150s480b/25811881.html
CFM40M240-C | CINCON | 1: 29.8675 5: 28.4501 10: 27.8579 25: 27.0954 50: 26.5324 100: 25.9811 250: 25.27 | 40W 1 base mount 81.3mm*50mm*32mm |  |  |  | ITE (Commercial), Medical | CFM40 |  | 1.67 A |  |  |  |  | 88% | Universal Input | [5 empty] | Not Applicable |  | Chassis Mount |  | 1 |  |  | -10°C ~ 70°C (With Derating) |  |  |  | Box | 40W |  | 12168165 |  |  | CFM40M (40W) | 3.20" L x 1.97" W x 1.26" H (81.3mm x 50.0mm x 32.0mm) | 90 ~ 264 VAC |  |  | 4 kV |  | 24V | - | 13 | https://www.unikeyic.com/media/pdf/EnvironmentalInformation/cincon/2a/99/7f7c/cfb400w-24s05p/2025/12/Declaration-of-EU-RoHS-Compliance.pdf | https://www.unikeyic.com/products/other-power-supply/cfm40m240-c/29343686.html
CFM41S050T | CINCON | 1: 29.9808 5: 28.553 10: 27.959 25: 27.194 50: 26.6291 100: 26.0757 300: 25.2224 | 30W 1 base mount 68.6mm*50.8mm*19.7mm |  |  |  | Household Appliances, ITE (Commercial) | CFM41 |  | 6 A |  |  |  |  | 87% | Universal Input | [5 empty] | Not Applicable |  | Chassis Mount |  | 1 |  |  | -40°C ~ 85°C (With Derating) |  |  |  | Box | 30W |  |  |  |  | CFM41S (40W) | 2.70" L x 2.00" W x 0.78" H (68.6mm x 50.8mm x 19.7mm) | 90 ~ 264 VAC, 120 ~ 370 VDC |  |  | 3 kV |  | 5V | - | 66 | https://www.unikeyic.com/media/pdf/HTMLDatasheet/cincon/02/da/e682/cfm41s150-e/2025/11/cfm41s480-t.pdf | https://www.unikeyic.com/products/other-power-supply/cfm41s050t/29143845.html
CFM41S120T | CINCON | 1: 31.7736 5: 30.2659 10: 29.6374 25: 28.8256 50: 28.2269 100: 27.6403 300: 26.7357 | 40W 1 Ch Bracket Mount 68.6mm × 50.8mm × 19.7mm |  |  |  | Household Appliances, ITE (Commercial) | CFM41 |  | 3.34 A |  |  |  |  | 90% | Universal Input | [5 empty] | Not Applicable |  | Chassis Mount |  | 1 |  |  | -40°C ~ 85°C (With Derating) |  |  |  | Box | 40W |  |  |  |  | CFM41S (40W) | 2.70" L x 2.00" W x 0.78" H (68.6mm x 50.8mm x 19.7mm) | 90 ~ 264 VAC, 120 ~ 370 VDC |  |  | 3 kV |  | 12V | - | 226 | https://www.unikeyic.com/media/pdf/HTMLDatasheet/cincon/02/da/e682/cfm41s150-e/2025/11/cfm41s480-t.pdf | https://www.unikeyic.com/products/other-power-supply/cfm41s120t/28895237.html
CFM41S150T | CINCON | 1: 29.9808 5: 28.553 10: 27.959 25: 27.194 50: 26.6291 100: 26.0757 300: 25.2224 | 40W, 1 Ch, Bracket Mount, 68.6mm × 50.8mm × 19.7mm |  |  |  | Household Appliances, ITE (Commercial) | CFM41 |  | 2.67 A |  |  |  |  | 90% | Universal Input | [5 empty] | Not Applicable |  | Chassis Mount |  | 1 |  |  | -40°C ~ 85°C (With Derating) |  |  |  | Box | 40W |  |  |  |  | CFM41S (40W) | 2.70" L x 2.00" W x 0.78" H (68.6mm x 50.8mm x 19.7mm) | 90 ~ 264 VAC, 120 ~ 370 VDC |  |  | 3 kV |  | 15V | - | 88 | https://www.unikeyic.com/media/pdf/HTMLDatasheet/cincon/02/da/e682/cfm41s150-e/2025/11/cfm41s480-t.pdf | https://www.unikeyic.com/products/other-power-supply/cfm41s150t/11614383.html
CFM500S180C-PM | CINCON | 1: 204.336 10: 179.5932 25: 170.602 50: 164.101 | 330W(500WForcedAir) 1 136mm*87mm*42.5mm |  |  | Commercial | [13 empty] | 136mm*87mm*42.5mm | - |  |  |  | 1 |  |  | -40℃~85℃ |  | 330W(500WForcedAir) | [6 empty] | Compliant | Bagged | [9 empty] | 5 | https://www.unikeyic.com/media/about_us/Unikey_ISO_9001_Certification.pdf | https://www.unikeyic.com/products/other-power-supply/cfm500s180c-pm/727184627.html
CFM500S180C-PM-R | CINCON | 1: 204.336 10: 179.5932 25: 170.602 50: 164.101 | 330W(500WForcedAir) 1 136mm*87mm*42.5mm |  |  | Commercial | [13 empty] | 136mm*87mm*42.5mm | - |  |  |  | 1 |  |  | -40℃~85℃ |  | 330W(500WForcedAir) | [6 empty] | Compliant | Bagged | [9 empty] | 5 | https://www.unikeyic.com/media/about_us/Unikey_ISO_9001_Certification.pdf | https://www.unikeyic.com/products/other-power-supply/cfm500s180c-pm-r/727183148.html
CFM500S240-PM | CINCON | 1: 184.6368 10: 162.283 25: 154.1583 50: 148.2844 | 380W(500WForcedAir) 1 127mm*81.4mm*39.1mm |  |  | Commercial | [13 empty] | 127mm*81.4mm*39.1mm | - |  |  |  | 1 |  |  | -40℃~85℃ |  | 380W(500WForcedAir) | [6 empty] | Compliant | Bagged | [9 empty] | 5 | https://www.unikeyic.com/media/about_us/Unikey_ISO_9001_Certification.pdf | https://www.unikeyic.com/products/other-power-supply/cfm500s240-pm/727186019.html
CFM500S240C-PM-R | CINCON | 1: 204.336 10: 179.5932 25: 170.602 50: 164.101 | 410W(500WForcedAir) 1 136mm*87mm*42.5mm |  |  | Commercial | [13 empty] | 136mm*87mm*42.5mm | - |  |  |  | 1 |  |  | -40℃~85℃ |  | 410W(500WForcedAir) | [6 empty] | Compliant | Bagged | [9 empty] | 4 | https://www.unikeyic.com/media/about_us/Unikey_ISO_9001_Certification.pdf | https://www.unikeyic.com/products/other-power-supply/cfm500s240c-pm-r/727185486.html
CFM50S050-CA | CINCON | 1: 36.5892 5: 34.8471 10: 34.1221 25: 33.1883 50: 32.4991 100: 31.8237 250: 30.9527 | 40W 1 base mount 91.4mm*64mm*34.5mm |  |  |  | Household Appliances, ITE (Commercial) |  |  | 8 A |  |  |  |  | 85% | Adjustable Output, DC Input Capable, Universal Input | [5 empty] | Not Applicable |  | Chassis Mount |  | 1 |  |  | -30°C ~ 80°C (With Derating) |  |  |  | Box | 40W |  |  |  |  | CFM50S (50W) | 3.60" L x 2.52" W x 1.36" H (91.4mm x 64.0mm x 34.5mm) | 90 ~ 264 VAC, 120 ~ 370 VDC |  |  | 3 kV |  | 5V | - | 8 | https://www.unikeyic.com/media/about_us/Unikey_ISO_9001_Certification.pdf | https://www.unikeyic.com/products/other-power-supply/cfm50s050-ca/11886793.html
CFM50S120-CA | CINCON | 1: 32.8644 5: 31.2962 10: 30.6461 25: 29.8076 50: 29.1883 100: 28.5817 250: 27.7993 | 50W, 1, Bracket Mount, 91.4mm × 64mm × 34.5mm |  |  |  | Household Appliances, ITE (Commercial) |  |  | 4.17 A |  |  |  |  | 87% | Adjustable Output, DC Input Capable, Universal Input | [5 empty] | Not Applicable |  | Chassis Mount |  | 1 |  |  | -30°C ~ 80°C (With Derating) |  |  |  | Box | 50W |  | 15288383 |  |  | CFM50S (50W) | 3.60" L x 2.52" W x 1.36" H (91.4mm x 64.0mm x 34.5mm) | 90 ~ 264 VAC, 120 ~ 370 VDC |  |  | 3 kV |  | 12V | - | 3 | https://www.unikeyic.com/media/about_us/Unikey_ISO_9001_Certification.pdf | https://www.unikeyic.com/products/other-power-supply/cfm50s120-ca/28440992.html
CFM50S150-CA | CINCON | 1: 32.8827 5: 31.3136 10: 30.6631 25: 29.8241 50: 29.2046 100: 28.5976 250: 27.8148 | 50W 1 base mount 91.4mm*64mm*34.5mm |  |  |  | Household Appliances, ITE (Commercial) |  |  | 3.33 A |  |  |  |  | 88% | Adjustable Output, DC Input Capable, Universal Input | [5 empty] | Not Applicable |  | Chassis Mount |  | 1 |  |  | -30°C ~ 80°C (With Derating) |  |  |  | Box | 50W |  |  |  |  | CFM50S (50W) | 3.60" L x 2.52" W x 1.36" H (91.4mm x 64.0mm x 34.5mm) | 90 ~ 264 VAC, 120 ~ 370 VDC |  |  | 3 kV |  | 15V | - | 3 | https://www.unikeyic.com/media/about_us/Unikey_ISO_9001_Certification.pdf | https://www.unikeyic.com/products/other-power-supply/cfm50s150-ca/28739621.html
CFM50S240-CA | CINCON | 1: 31.4776 5: 29.9824 10: 29.3589 25: 28.5551 50: 27.9621 100: 27.381 250: 26.6315 | 50W, 1, Bracket Mount, 91.4mm × 64mm × 34.5mm |  |  |  | Household Appliances, ITE (Commercial) |  |  | 2.08 A |  |  |  |  | 89% | Adjustable Output, DC Input Capable, Universal Input | [5 empty] | Not Applicable |  | Chassis Mount |  | 1 |  |  | -30°C ~ 80°C (With Derating) |  |  |  | Box | 50W |  |  |  |  | CFM50S (50W) | 3.60" L x 2.52" W x 1.36" H (91.4mm x 64.0mm x 34.5mm) | 90 ~ 264 VAC, 120 ~ 370 VDC |  |  | 3 kV |  | 24V | - | 9 | https://www.unikeyic.com/media/about_us/Unikey_ISO_9001_Certification.pdf | https://www.unikeyic.com/products/other-power-supply/cfm50s240-ca/28682073.html
CFM70S120-S | CINCON | 1: 44.9172 5: 42.7853 10: 41.8954 25: 40.7488 50: 39.9021 100: 39.0732 250: 38.0037 | 70W 1 base mount 106.7mm*55.1mm*30.5mm |  |  | Commercial | [13 empty] | 106.7mm*55.1mm*30.5mm | - |  | base mount |  | 1 |  |  | -30℃~80℃ |  | 70W | [6 empty] | Compliant | boxed | [9 empty] | 7 | https://www.unikeyic.com/media/about_us/Unikey_ISO_9001_Certification.pdf | https://www.unikeyic.com/products/other-power-supply/cfm70s120-s/691415332.html
CFM70S360-CA | CINCON | 1: 35.8978 5: 34.1923 10: 33.4814 40: 32.1049 80: 31.4379 120: 31.0543 280: 30.2675 | 70W 1 base mount 81.3mm*62mm*40mm |  |  |  | Household Appliances, ITE (Commercial) |  |  | 1.94 A |  |  |  |  | 90% | Universal Input | [5 empty] | Not Applicable |  | Chassis Mount |  | 1 |  |  | -30°C ~ 80°C (With Derating) |  |  |  | Box | 70W |  | 14837124 |  |  | CFM70S (70W) | 3.20" L x 2.44" W x 1.58" H (81.3mm x 62.0mm x 40.0mm) | 90 ~ 264 VAC, 120 ~ 370 VDC |  |  | 3 kV |  | 36V | - | 96 | https://www.unikeyic.com/media/pdf/EnvironmentalInformation/cincon/2a/99/7f7c/cfb400w-24s05p/2025/12/Declaration-of-EU-RoHS-Compliance.pdf | https://www.unikeyic.com/products/other-power-supply/cfm70s360-ca/28900226.html
CHB200W12-72S15-CMFD | CINCON | 1: 332.5212 5: 319.2307 10: 313.672 25: 306.4733 | 200W 1 base mount 177.3mm*78.5mm*39.6mm |  |  | Commercial | [13 empty] | 177.3mm*78.5mm*39.6mm | - |  | base mount |  | 1 |  |  | -40℃~95℃ |  | 200W | [6 empty] | Compliant | Bagged | [9 empty] | 1 | https://www.unikeyic.com/media/about_us/Unikey_ISO_9001_Certification.pdf | https://www.unikeyic.com/products/other-power-supply/chb200w12-72s15-cmfd/869383041.html
CHB200W12-72S48-CMFD | CINCON | 1: 332.5212 5: 319.2307 10: 313.672 25: 306.4733 | 200W 1 base mount 177.3mm*78.5mm*39.6mm |  |  | Commercial | [13 empty] | 177.3mm*78.5mm*39.6mm | - |  | base mount |  | 1 |  |  | -40℃~95℃ |  | 200W | [6 empty] | Compliant | Bagged | [9 empty] | 1 | https://www.unikeyic.com/media/about_us/Unikey_ISO_9001_Certification.pdf | https://www.unikeyic.com/products/other-power-supply/chb200w12-72s48-cmfd/740629938.html
CHS3002432 | COSEL | 1: 131.2517 5: 131.2517 10: 131.2517 | 253W 1 Through hole mounting 58.4mm*22.9mm*11mm |  |  |  | ITE (Commercial) |  | Enable, Active Low |  | 7.9A |  |  |  | 94% | Adjustable Output | [5 empty] | Not Applicable |  | Through Hole |  | 1 |  |  | -40°C ~ 85°C (With Derating) |  |  | 8-DIP Module | Box | 253 W |  | 12168240 |  |  | CHS (300W) | 2.30" L x 0.90" W x 0.43" H (58.4mm x 22.9mm x 11.0mm) |  | 36V | 18V | 2.25 kV |  | 32V | - | 1 | https://www.unikeyic.com/media/datasheet/61/56/584c/61/7bdf9edb4ea57f93e06ba80ea5b88aa2.pdf | https://www.unikeyic.com/products/other-power-supply/chs3002432/29152384.html
CHS4002448 | COSEL | 1: 134.314 5: 134.314 10: 131.8719 50: 131.8719 | 302.4W 1 DIP-8 Through hole mounting 58.4mm*36.8mm*9.5mm |  |  | Commercial | [7 empty] | CHS4002448 COSEL | [5 empty] | 58.4mm*36.8mm*9.5mm | - |  | Through hole mounting |  | 1 |  |  | -40℃~85℃ |  | 302.4W | DIP-8 | [16 empty] | 1 | https://www.unikeyic.com/media/datasheet/bf/0e/b39e/bf/f70daa5e10d1bc25dafd65db5e145724.pdf | https://www.unikeyic.com/products/other-power-supply/chs4002448/11990197.html
CLP0212DCSX5Z01C | OMNION POWER | 1: 137.8728 5: 132.3605 12: 129.456 36: 125.9013 60: 124.2823 | 200W 1 base mount 101.6mm*50.8mm*35.6mm |  |  |  | ITE (Commercial) | CLP0212 |  |  | 16.7A |  |  |  | 93% | [6 empty] | Not Applicable |  | Chassis Mount |  | 1 |  |  | -40°C ~ 85°C (With Derating) |  |  |  | Box | 200W |  |  |  |  | CLP0212DC (200W) | 4.00" L x 2.00" W x 1.40" H (101.6mm x 50.8mm x 35.6mm) |  | 75V | 36V | 1 kV |  | 12V | - | 20 | https://www.unikeyic.com/media/datasheet/9b/3b/abaa/9b3babaa3e22dd61bee0a0148a2cd945.pdf | https://www.unikeyic.com/products/other-power-supply/clp0212dcsx5z01c/692419839.html
CLP0312FPXXXZ01A | OMNION POWER | 10: 178.065 25: 175.6755 | 300W 1 base mount 101.6mm*50.8mm*36.6mm |  |  | Commercial | [7 empty] | CLP0312FPXXXZ01A OMNION POWER | [5 empty] | 101.6mm*50.8mm*36.6mm | - |  | base mount |  | 1 |  |  | -40℃~85℃ |  | 300W | [7 empty] | boxed | [9 empty] | 24 | https://www.unikeyic.com/media/datasheet/4a/3c/da13/4a/0afff2b9091dc350372b922ea83d0b4a.pdf | https://www.unikeyic.com/products/other-power-supply/clp0312fpxxxz01a/724154150.html
CLP0424FPXXXZ01A | OMNION POWER | 5: 218.6142 | 451W 1 base mount 127mm*76.2mm*35.1mm |  |  | Commercial | [13 empty] | 127mm*76.2mm*35.1mm | - |  | base mount |  | 1 |  |  | -40℃~85℃ |  | 451W | [17 empty] | 5 | https://www.unikeyic.com/media/about_us/Unikey_ISO_9001_Certification.pdf | https://www.unikeyic.com/products/other-power-supply/clp0424fpxxxz01a/692419516.html
CLP0424FPXXXZ02A | OMNION POWER | 1: 276.9552 5: 265.2804 12: 253.0008 24: 245.5488 | 451W 1 base mount 127mm*76.2mm*35.1mm |  |  |  | ITE (Commercial) | CLP0424 |  | 18.8 A |  |  |  |  | 92% | Adjustable Output, Remote On/Off, Remote Sense, Standby Output, Universal Input | [5 empty] | 1 (Unlimited) |  | Chassis Mount |  | 1 |  |  | -40°C ~ 85°C (With Derating) |  |  |  | Box | 451W |  | 12087921 |  |  | CLP0424 (450W) | 5.00" L x 3.00" W x 1.38" H (127.0mm x 76.2mm x 35.1mm) | 90 ~ 265 VAC |  |  | 3 kV |  | 24V | - | 1 | https://www.unikeyic.com/media/datasheet/3d/4f/3b01/3d4f3b013352b0e7de15c1facdb4d677.pdf | https://www.unikeyic.com/products/other-power-supply/clp0424fpxxxz02a/697442038.html
CMAC | Advanced Energy | 50: 166.3335 | 105W 1 |  |  |  |  | CMA |  |  | 21A |  |  |  |  | Conformal Coating, Remote On/Off, Remote Sense, User Adjustable | [5 empty] | 1 (Unlimited) |  |  |  | 1 | [6 empty] | Tray | 105 W |  |  |  |  | CoolX™600 NFF | [5 empty] | 5V (2.5 ~ 6V) |  |  | 61 | https://www.unikeyic.com/media/datasheet/d3/53/6d84/d3/ccb77c5cf8a8ec9636775c96445f460b.pdf | https://www.unikeyic.com/products/other-power-supply/cmac/29401683.html
CMBC | Advanced Energy | 1: 171.8928 5: 164.16 25: 160.9308 50: 144.4176 | 180W, 1 |  |  |  |  | CMB |  |  | 15A |  |  |  |  | Conformal Coating, Remote On/Off, Remote Sense, User Adjustable | [5 empty] | 1 (Unlimited) |  |  |  | 1 | [6 empty] | Tray | 180 W |  |  |  |  | CoolX™600 NFF | [5 empty] | 12V (6.0 ~ 15.0V) |  |  | 3 | https://www.unikeyic.com/media/datasheet/d3/53/6d84/d3/ccb77c5cf8a8ec9636775c96445f460b.pdf | https://www.unikeyic.com/products/other-power-supply/cmbc/11994502.html
CMGC | Advanced Energy | 1: 195.5664 5: 180.792 10: 174.7764 25: 167.5296 50: 161.6112 | 120W 2 |  |  |  |  | CMG |  |  | 3A, 3A |  |  |  |  | Conformal Coating | [5 empty] | 1 (Unlimited) |  |  |  | 2 | [6 empty] | Box | 120 W |  | 8535630 |  |  | - | [5 empty] | 24V (3 ~ 30V) |  |  | 10 | https://www.unikeyic.com/media/about_us/Unikey_ISO_9001_Certification.pdf | https://www.unikeyic.com/products/other-power-supply/cmgc/12246717.html
CP2500DC54-PEZ | OMNION POWER | 1: 344.9211 5: 312.597 25: 279.0904 | 2.5KW 1 Bracket mounting 351.2mm*101.6mm*41.4mm |  |  |  | ITE (Commercial) | CP2500 |  |  | 46.3A |  |  |  | 92% | [6 empty] | 1 (Unlimited) |  | Rack Mount |  | 1 |  |  | -5°C ~ 45°C |  |  |  | Bulk | 2500W |  |  |  |  | CP2500 (2500W) | 13.85" L x 4.00" W x 1.63" H (351.2mm x 101.6mm x 41.4mm) |  | -72V | -40V |  |  | 54V | - | 1 | https://www.unikeyic.com/media/datasheet/d7/35/2e86/d7/63ebf4a9e1b2f9d4c336c39f01ed210d.pdf | https://www.unikeyic.com/products/other-power-supply/cp2500dc54-pez/700481396.html
CP3000HV54TEZ-FSGR CONVERTER | OMNION POWER | 5: 883.3264 | Bracket Mount | [17 empty] | - |  | Bracket mounting |  | 1 |  |  |  |  | - | [17 empty] | 5 | https://www.unikeyic.com/media/about_us/Unikey_ISO_9001_Certification.pdf | https://www.unikeyic.com/products/other-power-supply/cp3000hv54tez-fsgr-converter/692420865.html
CPCI-DC-3U-300/24R | Digital Power | 5: 694.7748 | 348W 4 169.4mm*100mm*40.6mm |  |  |  | ITE (Commercial) | CPCI-DC |  |  | 30A, 40A, 5A, 500mA |  |  |  | - | [6 empty] | Not Applicable |  | Compact PCI® |  | 4 |  |  | -5°C ~ 70°C (With Derating) |  |  |  | Box | 348W |  | 12440229 |  |  | CPCI-3U-R (200-300W) | 6.67" L x 3.94" W x 1.60" H (169.4mm x 100.0mm x 40.6mm) |  | 36V | 20V |  |  | 5V | 3.3V | 272 | https://www.unikeyic.com/media/datasheet/3c/b2/bd71/3cb2bd71e4bd238bc7bea2aa47ff974b.pdf | https://www.unikeyic.com/products/other-power-supply/cpci-dc-3u-300-24r/29360846.html
CPCI-DC-6U-350/24 (900-6001-99) | Digital Power | 1: 680.0652 | 550W 4 261.9mm*169.6mm*40.3mm |  |  |  | ITE (Commercial) | CPCI-DC |  |  | 50A, 60A, 7A, 1.5A |  |  |  | - | [6 empty] | Not Applicable |  | Compact PCI® |  | 4 |  |  | -5°C ~ 70°C (With Derating) |  |  |  | Box | 550W |  |  |  |  | CPCI-6U (350-650W) | 10.31" L x 6.68" W x 1.59" H (261.9mm x 169.6mm x 40.3mm) |  | 36V | 18V |  |  | 5V | 3.3V | 3 | https://www.unikeyic.com/media/datasheet/a7/e4/36a2/a7e436a2bb04e0675a58161f61d4d820.pdf | https://www.unikeyic.com/products/other-power-supply/cpci-dc-6u-350-24-900-6001-99/10917746.html
CPCI-DC-6U-600/24 (900-6001-99) | Digital Power | 1: 754.11 | 4 261.9mm*169.6mm*40.3mm |  |  | Commercial | [7 empty] | CPCI-DC-6U-600/24 (900-6001-99) Digital Power | [5 empty] | 261.9mm*169.6mm*40.3mm | - |  |  |  | 4 |  |  | -5℃~70℃ |  | - | [6 empty] | Compliant | bulk | [9 empty] | 34 | https://www.unikeyic.com/media/datasheet/a7/e4/36a2/a7e436a2bb04e0675a58161f61d4d820.pdf | https://www.unikeyic.com/products/other-power-supply/cpci-dc-6u-600-24-900-6001-99/2834917.html
CPCI-DC-6U-600/24R (900-6001-99) | Digital Power | 5: 893.7648 | 4 261.9mm*169.6mm*40.3mm |  |  | Commercial | [7 empty] | CPCI-DC-6U-600/24R (900-6001-99) Digital Power | [5 empty] | 261.9mm*169.6mm*40.3mm | - |  |  |  | 4 |  |  | -5℃~70℃ |  | - | [6 empty] | Compliant | boxed | [9 empty] | 34 | https://www.unikeyic.com/media/datasheet/5d/65/dd92/5d65dd92b842284a9c7f3b79d7db05bc.pdf | https://www.unikeyic.com/products/other-power-supply/cpci-dc-6u-600-24r-900-6001-99/17515837.html
CPCI-DC-6U-650R (100-4650-00) | Digital Power | 5: 915.3648 | 733W 4 261.9mm*169.6mm*40.3mm |  |  | Commercial | [7 empty] | CPCI-DC-6U-650R (100-4650-00) Digital Power | [5 empty] | 261.9mm*169.6mm*40.3mm | - |  |  |  | 4 |  |  | -5℃~70℃ |  | 733W |  |  |  |  | On sale |  | Compliant | boxed | [9 empty] | 34 | https://www.unikeyic.com/media/datasheet/5d/65/dd92/5d65dd92b842284a9c7f3b79d7db05bc.pdf | https://www.unikeyic.com/products/other-power-supply/cpci-dc-6u-650r-100-4650-00/11898130.html
CQB150-300S05-CMFC | CINCON | 1: 235.224 5: 225.828 10: 221.8957 25: 216.8035 50: 213.0281 | 150W 1 base mount 116.8mm*63.2mm*34.3mm |  |  | Commercial | [13 empty] | 116.8mm*63.2mm*34.3mm | - |  | base mount |  | 1 |  |  | -40℃~100℃ |  | 150W |  |  |  |  | On sale |  | Compliant | boxed | [9 empty] | 3 | https://www.unikeyic.com/media/about_us/Unikey_ISO_9001_Certification.pdf | https://www.unikeyic.com/products/other-power-supply/cqb150-300s05-cmfc/29435590.html
CQB150W-110S05-CMFD | CINCON | 1: 206.388 5: 198.139 10: 194.6884 25: 190.2204 50: 186.908 | Bracket Mount, 150W 1 116.8mm × 63.4mm × 34.2mm |  |  | Commercial | [13 empty] | 116.8mm*63.4mm*34.2mm | - |  | base mount |  | 1 |  |  | -40℃~105℃ |  | 150W |  |  |  |  | On sale |  | Compliant | bulk | [9 empty] | 4 | https://www.unikeyic.com/media/about_us/Unikey_ISO_9001_Certification.pdf | https://www.unikeyic.com/products/other-power-supply/cqb150w-110s05-cmfd/12224350.html
CQB75-300S05N-CMFD | CINCON | 1: 200.7504 5: 192.726 10: 189.7873 | 75W, Bracket Mount, 116.8mm × 63.4mm × 34.2mm |  |  |  | ITE (Commercial) |  |  |  | 15A |  |  |  | 82% | [6 empty] | Not Applicable |  | Chassis Mount |  | 1 |  |  | -40°C ~ 105°C (With Derating) |  |  |  | Box | 75W |  |  |  |  | CQB75-300S-CMFC(D) (75W) | 4.60" L x 2.49" W x 1.35" H (116.8mm x 63.4mm x 34.2mm) |  | 450V | 180V | 3 kV |  | 5V | - | 22 | https://www.unikeyic.com/media/pdf/MfgApplicationNotes/cincon/a8/89/33c6/cqb75-300s24n-cmfc/2025/11/CQB75-300S-CMFC-D-series-application-note.pdf | https://www.unikeyic.com/products/other-power-supply/cqb75-300s05n-cmfd/28756307.html
CQB75-300S12N-CMFC | CINCON | 1: 194.7456 5: 186.9653 10: 183.7102 25: 179.4938 50: 176.3694 | 75W 1 Base Mount, 116.8mm × 61mm × 31.4mm |  |  |  | ITE (Commercial) |  |  |  | 6.25A |  |  |  | 88% | [6 empty] | Not Applicable |  | Chassis Mount |  | 1 |  |  | -40°C ~ 105°C (With Derating) |  |  |  | Box | 75W |  |  |  |  | CQB75-300S-CMFC(D) (75W) | 4.60" L x 2.40" W x 1.24" H (116.8mm x 61.0mm x 31.4mm) |  | 450V | 180V | 3 kV |  | 12V | - | 3 | https://www.unikeyic.com/media/pdf/MfgApplicationNotes/cincon/a8/89/33c6/cqb75-300s24n-cmfc/2025/11/CQB75-300S-CMFC-D-series-application-note.pdf | https://www.unikeyic.com/products/other-power-supply/cqb75-300s12n-cmfc/12215812.html
CQB75-300S15-CMFC | CINCON | 1: 225.4284 5: 217.0217 10: 213.489 25: 208.904 | 75W Power Supply, 1-Output, Bracket Mount, 116.8mm × 61mm × 31.4mm |  |  |  | ITE (Commercial) |  |  |  | 5A |  |  |  | 88% | [6 empty] | Not Applicable |  | Chassis Mount |  | 1 |  |  | -40°C ~ 105°C (With Derating) |  |  |  | Box | 75W |  | 13913870 |  |  | CQB75-300S-CMFC(D) (75W) | 4.60" L x 2.40" W x 1.24" H (116.8mm x 61.0mm x 31.4mm) |  | 450V | 180V | 3 kV |  | 15V | - | 25 | https://www.unikeyic.com/media/pdf/MfgApplicationNotes/cincon/a8/89/33c6/cqb75-300s24n-cmfc/2025/11/CQB75-300S-CMFC-D-series-application-note.pdf | https://www.unikeyic.com/products/other-power-supply/cqb75-300s15-cmfc/29302084.html
CQB75-300S15N-CMFC | CINCON | 1: 225.5534 5: 217.1425 10: 213.6078 25: 209.0203 | 75W Power Supply, 1-Output, Bracket Mount, 116.8mm × 61mm × 31.4mm |  |  |  | ITE (Commercial) |  |  |  | 5A |  |  |  | 88% | [6 empty] | Not Applicable |  | Chassis Mount |  | 1 |  |  | -40°C ~ 105°C (With Derating) |  |  |  | Box | 75W |  | 13913888 |  |  | CQB75-300S-CMFC(D) (75W) | 4.60" L x 2.40" W x 1.24" H (116.8mm x 61.0mm x 31.4mm) |  | 450V | 180V | 3 kV |  | 15V | - | 25 | https://www.unikeyic.com/media/pdf/MfgApplicationNotes/cincon/a8/89/33c6/cqb75-300s24n-cmfc/2025/11/CQB75-300S-CMFC-D-series-application-note.pdf | https://www.unikeyic.com/products/other-power-supply/cqb75-300s15n-cmfc/29461342.html
CQB75-300S15N-CMFD | CINCON | 1: 200.8618 5: 192.8332 10: 189.477 25: 185.1277 50: 181.9043 | 75W, Bracket Mount, 116.8mm × 63.4mm × 34.2mm |  |  |  | ITE (Commercial) |  |  |  | 5A |  |  |  | 88% | [6 empty] | Not Applicable |  | Chassis Mount |  | 1 |  |  | -40°C ~ 105°C (With Derating) |  |  |  | Box | 75W |  |  |  |  | CQB75-300S-CMFC(D) (75W) | 4.60" L x 2.49" W x 1.35" H (116.8mm x 63.4mm x 34.2mm) |  | 450V | 180V | 3 kV |  | 15V | - | 6 | https://www.unikeyic.com/media/pdf/MfgApplicationNotes/cincon/a8/89/33c6/cqb75-300s24n-cmfc/2025/11/CQB75-300S-CMFC-D-series-application-note.pdf | https://www.unikeyic.com/products/other-power-supply/cqb75-300s15n-cmfd/28645204.html
CQB75-300S24-CMFD | CINCON | 10: 201.474 25: 193.4145 50: 183.7485 100: 172.719 150: 167.5485 250: 162.513 | 75W, Bracket Mount, 116.8mm × 63.4mm × 34.2mm |  |  |  | ITE (Commercial) |  |  |  | 3.12A |  |  |  | 90% | [6 empty] | Not Applicable |  | Chassis Mount |  | 1 |  |  | -40°C ~ 105°C (With Derating) |  |  |  | Box | 75W |  |  |  |  | CQB75-300S-CMFC(D) (75W) | 4.60" L x 2.49" W x 1.35" H (116.8mm x 63.4mm x 34.2mm) |  | 450V | 180V | 3 kV |  | 24V | - | 19 | https://www.unikeyic.com/media/pdf/MfgApplicationNotes/cincon/a8/89/33c6/cqb75-300s24n-cmfc/2025/11/CQB75-300S-CMFC-D-series-application-note.pdf | https://www.unikeyic.com/products/other-power-supply/cqb75-300s24-cmfd/12053196.html
CQB75-300S48-CMFC | CINCON | 1: 225.4284 5: 217.0217 10: 213.489 25: 208.904 | 75W 1 Base Mount, 116.8mm × 61mm × 31.4mm |  |  |  | ITE (Commercial) |  |  |  | 1.56A |  |  |  | 89% | [6 empty] | Not Applicable |  | Chassis Mount |  | 1 |  |  | -40°C ~ 105°C (With Derating) |  |  |  | Box | 75W |  | 13913898 |  |  | CQB75-300S-CMFC(D) (75W) | 4.60" L x 2.40" W x 1.24" H (116.8mm x 61.0mm x 31.4mm) |  | 450V | 180V | 3 kV |  | 48V | - | 25 | https://www.unikeyic.com/media/pdf/MfgApplicationNotes/cincon/a8/89/33c6/cqb75-300s24n-cmfc/2025/11/CQB75-300S-CMFC-D-series-application-note.pdf | https://www.unikeyic.com/products/other-power-supply/cqb75-300s48-cmfc/29301020.html
CQB75-300S48N-CMFC | CINCON | 1: 194.7456 5: 186.9653 10: 183.7102 25: 179.4938 50: 176.3694 | 75W 1 Base Mount, 116.8mm × 61mm × 31.4mm |  |  |  | ITE (Commercial) |  |  |  | 1.56A |  |  |  | 89% | [6 empty] | Not Applicable |  | Chassis Mount |  | 1 |  |  | -40°C ~ 105°C (With Derating) |  |  |  | Box | 75W |  |  |  |  | CQB75-300S-CMFC(D) (75W) | 4.60" L x 2.40" W x 1.24" H (116.8mm x 61.0mm x 31.4mm) |  | 450V | 180V | 3 kV |  | 48V | - | 3 | https://www.unikeyic.com/media/pdf/MfgApplicationNotes/cincon/a8/89/33c6/cqb75-300s24n-cmfc/2025/11/CQB75-300S-CMFC-D-series-application-note.pdf | https://www.unikeyic.com/products/other-power-supply/cqb75-300s48n-cmfc/29363325.html
CR-2032/BS | Panasonic | 400: 0.3672 800: 0.3406 1,600: 0.3163 3,600: 0.3012 8,400: 0.2861 16,800: 0.2712 | Lithium Battery Coin 3V 225mAh Primary | [10 empty] | CR-2032/BS Panasonic | [5 empty] | 3.2mm(height) | - |  |  |  | - |  |  | -30℃~60℃ |  | - | [6 empty] | Compliant | [10 empty] | 222400 | https://www.unikeyic.com/media/datasheet/42/8c/978d/42/0d794796a88c38aa5507ab5289e4341b.pdf | https://www.unikeyic.com/products/other-power-supply/cr-2032-bs/12279545.html
CUS400M-12/F | TDK-Lambda | 1: 231.8652 5: 224.4564 10: 213.84 20: 199.9728 | 250W(400WForcedAir) 1 base mount 142mm*90mm*67.5mm |  |  |  | ITE (Commercial), Medical | CUS400M |  | 20.83 A |  |  |  |  | - | Adjustable Output, Remote Sense, Standby Output, Universal Input | [5 empty] | 1 (Unlimited) |  | Chassis Mount |  | 1 |  |  | -20°C ~ 70°C (With Derating) |  |  |  | Box | 250W (400W Forced Air) |  | 12352684 |  |  | CUS400M (400W) | 5.59" L x 3.54" W x 2.66" H (142.0mm x 90.0mm x 67.5mm) | 85 ~ 264 VAC |  |  | 4 kV |  | 12V | - | 3 | https://www.unikeyic.com/media/about_us/Unikey_ISO_9001_Certification.pdf | https://www.unikeyic.com/products/other-power-supply/cus400m-12-f/29267390.html
CUS400M-24/U | TDK-Lambda | 1: 228.1361 10: 212.7639 | 250W(400WForcedAir) 1 base mount 142mm*90mm*41mm |  |  |  | ITE (Commercial), Medical | CUS400M |  | 10.42 A |  |  |  |  | - | Adjustable Output, Remote Sense, Standby Output, Universal Input | [5 empty] | 1 (Unlimited) |  | Chassis Mount |  | 1 |  |  | -20°C ~ 70°C (With Derating) |  |  |  | Box | 250W (400W Forced Air) |  | 12352685 |  |  | CUS400M (400W) | 5.59" L x 3.54" W x 1.61" H (142.0mm x 90.0mm x 41.0mm) | 85 ~ 264 VAC |  |  | 4 kV |  | 24V | - | 12 | https://www.unikeyic.com/media/about_us/Unikey_ISO_9001_Certification.pdf | https://www.unikeyic.com/products/other-power-supply/cus400m-24-u/11557346.html
CUS600M1-28/EF | TDK-Lambda | 1: 182.358 | 400W(602WForcedAir) 1 base mount 157mm*85.1mm*42.4mm |  |  |  | ITE (Commercial), Medical |  |  | 14.3 A |  |  |  |  | 96% | Universal Input | [5 empty] | 1 (Unlimited) |  | Chassis Mount |  | 1 |  |  | -20°C ~ 70°C (With Derating) |  |  |  | Box | 400W (602W Forced Air) |  |  |  |  | CUS600M (600W) | 6.18" L x 3.35" W x 1.67" H (157.0mm x 85.1mm x 42.4mm) | 85 ~ 265 VAC |  |  | 4 kV |  | 28V | - | 7 | https://www.unikeyic.com/media/about_us/Unikey_ISO_9001_Certification.pdf | https://www.unikeyic.com/products/other-power-supply/cus600m1-28-ef/28973723.html
CX06M-0000-N4B | Advanced Energy | 1: 411.8364 5: 411.8256 10: 389.34 | 600W 215.9mm*114.3mm*38.1mm |  |  |  |  | CX06M | [6 empty] | 94% | - |  | 1.50" (38.1mm) |  |  |  | Not Applicable |  |  |  |  | 4 |  | -40°C ~ 85°C (With Derating) |  |  |  | Bulk | 600 W |  | 12317091 |  |  | CoolX™600 NFF | 8.50" L x 4.50" W (215.9mm x 114.3mm) | 85 ~ 264 VAC |  |  | 4 kV |  |  |  | 5 | https://www.unikeyic.com/media/datasheet/d3/53/6d84/d3/ccb77c5cf8a8ec9636775c96445f460b.pdf | https://www.unikeyic.com/products/other-power-supply/cx06m-0000-n4b/29037312.html
CX06M-0000-N5A | Advanced Energy | 1: 459.5076 5: 428.4252 10: 414.6012 | 600W 215.9mm*114.3mm*38.1mm |  |  |  |  | CX06M | [6 empty] | 94% | - |  | 1.50" (38.1mm) |  |  |  | Not Applicable |  |  |  |  | 4 |  | -40°C ~ 85°C (With Derating) |  |  |  | Bulk | 600 W |  |  |  |  | CoolX™600 NFF | 8.50" L x 4.50" W (215.9mm x 114.3mm) | 85 ~ 264 VAC |  |  | 4 kV |  |  |  | 5 | https://www.unikeyic.com/media/datasheet/d3/53/6d84/d3/ccb77c5cf8a8ec9636775c96445f460b.pdf | https://www.unikeyic.com/products/other-power-supply/cx06m-0000-n5a/29364728.html
CX06M-0000-N5B | Advanced Energy | 1: 399.924 5: 363.1284 | 600W 215.9mm*114.3mm*38.1mm |  |  |  |  | CX06M | [6 empty] | 94% | - |  | 1.50" (38.1mm) |  |  |  | Not Applicable |  |  |  |  | 4 |  | -40°C ~ 85°C (With Derating) |  |  |  | Bulk | 600 W |  | 12317082 |  |  | CoolX™600 NFF | 8.50" L x 4.50" W (215.9mm x 114.3mm) | 85 ~ 264 VAC |  |  | 4 kV |  |  |  | 3 | https://www.unikeyic.com/media/datasheet/d3/53/6d84/d3/ccb77c5cf8a8ec9636775c96445f460b.pdf | https://www.unikeyic.com/products/other-power-supply/cx06m-0000-n5b/29069311.html
CX06S-0000-N1B | Advanced Energy | 1: 366.6276 5: 341.8308 10: 330.804 25: 319.7556 | 600W 215.9mm*114.3mm*38.1mm |  |  |  |  | CX06S | [6 empty] | 94% | - |  | 1.50" (38.1mm) |  |  |  | Not Applicable |  |  |  |  | 4 |  | -40°C ~ 85°C (With Derating) |  |  |  | Bulk | 600 W |  | 12317085 |  |  | CoolX™600 NFF | 8.50" L x 4.50" W (215.9mm x 114.3mm) | 85 ~ 264 VAC |  |  | 4 kV |  |  |  | 2 | https://www.unikeyic.com/media/datasheet/d3/53/6d84/d3/ccb77c5cf8a8ec9636775c96445f460b.pdf | https://www.unikeyic.com/products/other-power-supply/cx06s-0000-n1b/12198456.html
CX10M-000000-N4A | Advanced Energy | 4: 559.5134 8: 548.2481 16: 537.4274 32: 527.0256 64: 510.556 | 1KW 254mm*165.1mm*40.6mm |  |  |  |  | CX10M | [6 empty] | 93% | - |  | 1.60" (40.6mm) |  |  |  | Not Applicable |  |  |  |  | 6 |  | -40°C ~ 85°C (With Derating) |  |  |  | Bulk | 1000 W |  |  |  |  | CoolX™1000 | 10.00" L x 6.50" W (254.0mm x 165.1mm) | 85 ~ 264 VAC |  |  | 4 kV |  |  |  | 5 | https://www.unikeyic.com/media/datasheet/7b/72/38d2/7b/77ab7dae3d40eb1d7d6f001b8e43f937.pdf | https://www.unikeyic.com/products/other-power-supply/cx10m-000000-n4a/28514596.html
CX10M-000000-N4B | Advanced Energy | 1: 671.8032 4: 633.5172 12: 613.0836 | 1KW 254mm*165.1mm*40.6mm |  |  |  |  | CX10M | [6 empty] | 93% | - |  | 1.60" (40.6mm) |  |  |  | Not Applicable |  |  |  |  | 6 |  | -40°C ~ 85°C (With Derating) |  |  |  | Bulk | 1000 W |  | 12336302 |  |  | CoolX™1000 | 10.00" L x 6.50" W (254.0mm x 165.1mm) | 85 ~ 264 VAC |  |  | 4 kV |  |  |  | 5 | https://www.unikeyic.com/media/datasheet/7b/72/38d2/7b/77ab7dae3d40eb1d7d6f001b8e43f937.pdf | https://www.unikeyic.com/products/other-power-supply/cx10m-000000-n4b/33325473.html
CX10M-000000-N5A | Advanced Energy | 1: 671.8032 4: 633.5172 12: 613.0836 | 1KW 254mm*165.1mm*40.6mm |  |  |  |  | CX10M | [6 empty] | 93% | - |  | 1.60" (40.6mm) |  |  |  | Not Applicable |  |  |  |  | 6 |  | -40°C ~ 85°C (With Derating) |  |  |  | Bulk | 1000 W |  |  |  |  | CoolX™1000 | 10.00" L x 6.50" W (254.0mm x 165.1mm) | 85 ~ 264 VAC |  |  | 4 kV |  |  |  | 5 | https://www.unikeyic.com/media/datasheet/7b/72/38d2/7b/77ab7dae3d40eb1d7d6f001b8e43f937.pdf | https://www.unikeyic.com/products/other-power-supply/cx10m-000000-n5a/27310292.html
CX10M-000000-N5B | Advanced Energy | 1: 671.8032 4: 633.5172 12: 613.0836 | 1KW 254mm*165.1mm*40.6mm |  |  |  |  | CX10M | [6 empty] | 93% | - |  | 1.60" (40.6mm) |  |  |  | Not Applicable |  |  |  |  | 6 |  | -40°C ~ 85°C (With Derating) |  |  |  | Bulk | 1000 W |  |  |  |  | CoolX™1000 | 10.00" L x 6.50" W (254.0mm x 165.1mm) | 85 ~ 264 VAC |  |  | 4 kV |  |  |  | 4 | https://www.unikeyic.com/media/datasheet/7b/72/38d2/7b/77ab7dae3d40eb1d7d6f001b8e43f937.pdf | https://www.unikeyic.com/products/other-power-supply/cx10m-000000-n5b/23971656.html
CX18M-000000-N-B | Advanced Energy | 10: 652.023 25: 645.516 50: 639.063 | 1.8KW 262mm*127mm*40.6mm |  |  |  |  | CX18M | [6 empty] | 91% | - |  | 1.60" (40.6mm) |  |  |  | Not Applicable |  |  |  |  | 6 |  | -40°C ~ 70°C (With Derating) |  |  |  | Bulk | 1800 W |  |  |  |  | CoolX™1800 | 10.31" L x 5.00" W (262.0mm x 127.0mm) | 85 ~ 264 VAC |  |  | 4 kV |  |  |  | 31 | https://www.unikeyic.com/media/datasheet/d4/7a/364f/d47a364f2d149a34e55485f2231b1933.pdf | https://www.unikeyic.com/products/other-power-supply/cx18m-000000-n-b/11434165.html
CX18M-000000-N1A | Advanced Energy | 10: 652.023 25: 645.516 50: 639.063 | 1.8KW 262mm*127mm*40.64mm |  |  |  |  | CX18M | [6 empty] | 93% | - |  | 1.60" (40.64mm) |  |  |  | Not Applicable |  |  |  |  | 6 |  | -40°C ~ 70°C (With Derating) |  |  |  | Box | 1800 W |  | 11477183 |  |  | CoolX™1800 | 10.31" L x 5.00" W (262.0mm x 127.0mm) | 85 ~ 264 VAC |  |  | 4 kV |  |  |  | 39 | https://www.unikeyic.com/media/datasheet/d4/7a/364f/d47a364f2d149a34e55485f2231b1933.pdf | https://www.unikeyic.com/products/other-power-supply/cx18m-000000-n1a/28470133.html
CX18M-000000-N4A | Advanced Energy | 5: 639.6791 10: 620.5842 20: 602.5962 40: 581.5264 80: 561.8803 | 1.8KW 262mm*127mm*40.6mm |  |  |  |  | CX18M | [6 empty] | 91% | - |  | 1.60" (40.6mm) |  |  |  | Not Applicable |  |  |  |  | 6 |  | -40°C ~ 70°C (With Derating) |  |  |  | Bulk | 1800 W |  | 12336303 |  |  | CoolX™1800 | 10.31" L x 5.00" W (262.0mm x 127.0mm) | 85 ~ 264 VAC |  |  | 4 kV |  |  |  | 8 | https://www.unikeyic.com/media/datasheet/d4/7a/364f/d47a364f2d149a34e55485f2231b1933.pdf | https://www.unikeyic.com/products/other-power-supply/cx18m-000000-n4a/28616735.html
CX18M-000000-N4B | Advanced Energy | 1: 674.6085 10: 671.004 25: 664.308 50: 657.666 | 1.8KW 262mm*127mm*40.6mm |  |  |  |  | CX18M | [6 empty] | 91% | - |  | 1.60" (40.6mm) |  |  |  | Not Applicable |  |  |  |  | 6 |  | -40°C ~ 70°C (With Derating) |  |  |  | Bulk | 1800 W |  |  |  |  | CoolX™1800 | 10.31" L x 5.00" W (262.0mm x 127.0mm) | 85 ~ 264 VAC |  |  | 4 kV |  |  |  | 50 | https://www.unikeyic.com/media/datasheet/d4/7a/364f/d47a364f2d149a34e55485f2231b1933.pdf | https://www.unikeyic.com/products/other-power-supply/cx18m-000000-n4b/12229593.html
DB10-20 | Acopian | 1: 260.0532 5: 253.7978 10: 247.5468 25: 241.2953 | 2 base mount 89.7mm*64.3mm*35.8mm |  |  | Commercial | [7 empty] | DB10-20 Acopian | [5 empty] | 89.7mm*64.3mm*35.8mm | - |  | base mount |  | 2 |  |  | -20℃~71℃ |  | - | [7 empty] | bulk | [9 empty] | 993 | https://www.unikeyic.com/media/datasheet/b7/ce/8755/b7ce875573308c3d33399d02e5294e5d.pdf | https://www.unikeyic.com/products/other-power-supply/db10-20/921649174.html
DBE0240V2NBC | Murata Power Solutions | 1: 89.755 5: 86.4092 | 200W 1 Through hole mounting 58.4mm*22.9mm*11.4mm |  |  | Commercial | [13 empty] | 58.4mm*22.9mm*11.4mm | - |  | Through hole mounting |  | 1 |  |  | -40℃~85℃ |  | 200W | [17 empty] | 6 | https://www.unikeyic.com/media/about_us/Unikey_ISO_9001_Certification.pdf | https://www.unikeyic.com/products/other-power-supply/dbe0240v2nbc/779101771.html
DCM3414V75H26C2C01 | VICOR | 1: 1123.1352 | 320W 1 base mount 85.93mm*35.5mm*9.4mm |  |  |  | ITE (Commercial) | DCM3414 |  |  | 13.34A |  |  |  | 91.8% | [6 empty] | Not Applicable |  | Chassis Mount |  | 1 |  |  | -20°C ~ 125°C |  |  |  | Bulk | 320W |  | 11384014 |  |  | DCM™ | 3.38" L x 1.40" W x 0.37" H (85.9mm x 35.5mm x 9.3mm) |  | 75V | 36V | 2.25 kV |  | 24V | - | 1 | https://www.unikeyic.com/media/datasheet/90/21/71ae/90/99a5226e71cd7eda1f16c832e4afd689.pdf | https://www.unikeyic.com/products/other-power-supply/dcm3414v75h26c2c01/29343620.html
DCM3414V75H31C2T01 | VICOR | 1: 1145.1664 | 320W 1 base mount 85.93mm*35.5mm*9.3mm |  |  |  |  | DCM3414 | [6 empty] | 91.8% | [6 empty] | 1 (Unlimited) | [10 empty] | Bulk | [5 empty] | - | [8 empty] | 1 | https://www.unikeyic.com/media/datasheet/20/09/7563/20/1c35f4222c1616031476ee160fed7697.pdf | https://www.unikeyic.com/products/other-power-supply/dcm3414v75h31c2t01/11783686.html
DD03D4815A | DELTA Electronics | 1: 19.5994 | 3W 2 Through hole mounting 31.75mm*20.32mm*10.16mm |  |  |  | ITE (Commercial) | DD03D |  |  | 100mA, 100mA |  |  |  | 81% | OCP, SCP, UVLO | [5 empty] | 1 (Unlimited) |  | Through Hole |  | 2 |  |  | -40°C ~ 85°C |  |  | 24-DIP Module, 12 Leads | Tube | 3 W |  |  |  |  | DD03S/D (3W) | 1.25" L x 0.80" W x 0.40" H (31.8mm x 20.3mm x 10.2mm) |  | 75V | 36V | 1.5 kV |  | 15V | -15V | 1 | https://www.unikeyic.com/media/datasheet/9b/46/b5bb/9b/5bf392acb7a450c9e58220f279345942.pdf | https://www.unikeyic.com/products/other-power-supply/dd03d4815a/29090229.html
DDR-15G-24 | Mean-Well USA, Inc. | 1: 12.0229 | Mean Well DIN Rail Power Supply, DDR-15 Series, 24V DC Out, 9-36V DC In |  |  |  | ITE (Commercial) | DDR-15 |  |  | 630mA | 36V | 9V |  | 86% | Adjustable Output |  |  | DC |  |  | 1 (Unlimited) |  |  |  | 1 |  |  | -40°C ~ 85°C (With Derating) |  |  |  | Box | 15W |  |  |  |  | DDR-15 (15W) | 2.15" L x 0.69" W x 3.54" H (54.5mm x 17.5mm x 90.0mm) |  |  |  | 4 kV |  | 24V | - | 502 | https://www.unikeyic.com/media/datasheet/9f/0e/8524/9f/8df94daa86aa10190d7be94d34bc9406.pdf | https://www.unikeyic.com/products/other-power-supply/ddr-15g-24/11624619.html
DDRH-15-05ST | Mean-Well USA, Inc. | 1: 46.332 5: 44.172 10: 42.228 25: 41.04 | 10W 1 base mount 122.3mm*57.3mm*32mm |  |  | Commercial | [13 empty] | 122.3mm*57.3mm*32mm | - |  | base mount |  | 1 |  |  | -40℃~80℃ |  | 10W | [6 empty] | Compliant | bulk | [9 empty] | 8 | https://www.unikeyic.com/media/about_us/Unikey_ISO_9001_Certification.pdf | https://www.unikeyic.com/products/other-power-supply/ddrh-15-05st/438134238.html
DDRH-15-15ST | Mean-Well USA, Inc. | 1: 42.592 | 15W 1 base mount 122.3mm*57.3mm*32mm |  |  | Commercial | [13 empty] | 122.3mm*57.3mm*32mm | - |  | base mount |  | 1 |  |  | -40℃~80℃ |  | 15W | [6 empty] | Compliant | bulk | [9 empty] | 10 | https://www.unikeyic.com/media/about_us/Unikey_ISO_9001_Certification.pdf | https://www.unikeyic.com/products/other-power-supply/ddrh-15-15st/443557086.html
DDRH-45-15ST | Mean-Well USA, Inc. |  | 45W 1 base mount 135mm*70mm*32mm |  |  | Commercial | [13 empty] | 135mm*70mm*32mm | - |  | base mount |  | 1 |  |  | -40℃~80℃ |  | 45W | [6 empty] | Compliant | bulk | [10 empty] | https://www.unikeyic.com/media/about_us/Unikey_ISO_9001_Certification.pdf | https://www.unikeyic.com/products/other-power-supply/ddrh-45-15st/434914782.html
DFR0884 | DFROBOT | 3: 5.9787 50: 5.7487 100: 5.5188 | 15W, Base Mount |  |  |  | ITE (Commercial) |  |  |  | 3A |  |  |  | 85% | [6 empty] | 1 (Unlimited) |  | Chassis Mount |  | 1 |  |  | -25°C ~ 65°C |  |  |  | Bulk | 15W |  | 14824983 |  |  | - | - |  | 32V | 8V |  |  | 5V | - | 200 | https://www.unikeyic.com/media/about_us/Unikey_ISO_9001_Certification.pdf | https://www.unikeyic.com/products/other-power-supply/dfr0884/29092376.html
DK02S0515A | DELTA Electronics | 1: 23.5326 | 2W 1 DIP-16 TH 23.876mm × 13.462mm × 8.636mm |  |  | Industrial | [7 empty] | DK02S0515A DELTA Electronics | [5 empty] | 23.876mm*13.462mm*8.636mm | - |  | Through hole mounting |  | 1 |  |  | -25℃~80℃ |  | 2W | DIP-16 | [16 empty] | 1 | https://www.unikeyic.com/media/datasheet/8d/98/182a/8d/53a2f69d60f5cb9f57c94b96a88dd0bc.pdf | https://www.unikeyic.com/products/other-power-supply/dk02s0515a/29347830.html
DK02S1215A | DELTA Electronics | 1: 23.5326 | 2W 1 DIP-16 Through hole mounting 23.876mm*13.462mm*8.636mm |  |  | Industrial | [7 empty] | DK02S1215A DELTA Electronics | [5 empty] | 23.876mm*13.462mm*8.636mm | - |  | Through hole mounting |  | 1 |  |  | -25℃~80℃ |  | 2W | DIP-16 | [16 empty] | 1 | https://www.unikeyic.com/media/datasheet/8d/98/182a/8d/53a2f69d60f5cb9f57c94b96a88dd0bc.pdf | https://www.unikeyic.com/products/other-power-supply/dk02s1215a/11702534.html
DK02S2412A | DELTA Electronics | 1: 23.5326 | 2W 1 DIP-16 TH 23.876mm × 13.462mm × 8.636mm |  |  | Industrial | [7 empty] | DK02S2412A DELTA Electronics | [5 empty] | 23.876mm*13.462mm*8.636mm | - |  | Through hole mounting |  | 1 |  |  | -25℃~80℃ |  | 2W | DIP-16 | [16 empty] | 1 | https://www.unikeyic.com/media/datasheet/8d/98/182a/8d/53a2f69d60f5cb9f57c94b96a88dd0bc.pdf | https://www.unikeyic.com/products/other-power-supply/dk02s2412a/29323898.html
DM03D0512A | DELTA Electronics | 1: 42.4772 | 3W 2 Through hole mounting 31.75mm*20.32mm*10.414mm |  |  | Industrial | [7 empty] | DM03D0512A DELTA Electronics | [5 empty] | 31.75mm*20.32mm*10.414mm | - |  | Through hole mounting |  | 2 |  |  | -40℃~85℃ |  | 3W | [17 empty] | 1 | https://www.unikeyic.com/media/datasheet/5e/b4/4e40/5e/6b4f489916b8b208efb97ca446204721.pdf | https://www.unikeyic.com/products/other-power-supply/dm03d0512a/11842968.html
DM03D0515A | DELTA Electronics | 1: 42.4772 | 3W 2 Through hole mounting 31.75mm*20.32mm*10.414mm |  |  | Industrial | [7 empty] | DM03D0515A DELTA Electronics | [5 empty] | 31.75mm*20.32mm*10.414mm | - |  | Through hole mounting |  | 2 |  |  | -40℃~85℃ |  | 3W | [17 empty] | 1 | https://www.unikeyic.com/media/datasheet/5e/b4/4e40/5e/6b4f489916b8b208efb97ca446204721.pdf | https://www.unikeyic.com/products/other-power-supply/dm03d0515a/12369635.html
DM03D1215A | DELTA Electronics | 1: 42.4772 | 3W 2 Through hole mounting 31.75mm*20.32mm*10.414mm |  |  | Industrial | [7 empty] | DM03D1215A DELTA Electronics | [5 empty] | 31.75mm*20.32mm*10.414mm | - |  | Through hole mounting |  | 2 |  |  | -40℃~85℃ |  | 3W | [17 empty] | 1 | https://www.unikeyic.com/media/datasheet/5e/b4/4e40/5e/6b4f489916b8b208efb97ca446204721.pdf | https://www.unikeyic.com/products/other-power-supply/dm03d1215a/11432765.html
DM03D2412A | DELTA Electronics | 1: 42.4772 | 3W 2 Through hole mounting 31.75mm*20.32mm*10.414mm |  |  | Industrial | [7 empty] | DM03D2412A DELTA Electronics | [5 empty] | 31.75mm*20.32mm*10.414mm | - |  | Through hole mounting |  | 2 |  |  | -40℃~85℃ |  | 3W | [17 empty] | 1 | https://www.unikeyic.com/media/datasheet/5e/b4/4e40/5e/6b4f489916b8b208efb97ca446204721.pdf | https://www.unikeyic.com/products/other-power-supply/dm03d2412a/28621217.html
DM03D4812A | DELTA Electronics | 1: 42.4772 | 3W 2 Through hole mounting 31.75mm*20.32mm*10.414mm |  |  | Industrial | [7 empty] | DM03D4812A DELTA Electronics | [5 empty] | 31.75mm*20.32mm*10.414mm | - |  | Through hole mounting |  | 2 |  |  | -40℃~85℃ |  | 3W | [17 empty] | 1 | https://www.unikeyic.com/media/datasheet/5e/b4/4e40/5e/6b4f489916b8b208efb97ca446204721.pdf | https://www.unikeyic.com/products/other-power-supply/dm03d4812a/11994597.html
DM03D4815A | DELTA Electronics | 1: 42.4772 | 3W 2 Through hole mounting 31.75mm*20.32mm*10.414mm |  |  | Industrial | [7 empty] | DM03D4815A DELTA Electronics | [5 empty] | 31.75mm*20.32mm*10.414mm | - |  | Through hole mounting |  | 2 |  |  | -40℃~85℃ |  | 3W | [17 empty] | 1 | https://www.unikeyic.com/media/datasheet/5e/b4/4e40/5e/6b4f489916b8b208efb97ca446204721.pdf | https://www.unikeyic.com/products/other-power-supply/dm03d4815a/28462187.html
DM03S0505A | DELTA Electronics | 1: 40.3302 | 3W 1 Through hole mounting 31.75mm*20.32mm*10.414mm |  |  | Industrial | [7 empty] | DM03S0505A DELTA Electronics | [5 empty] | 31.75mm*20.32mm*10.414mm | - |  | Through hole mounting |  | 1 |  |  | -40℃~85℃ |  | 3W | [17 empty] | 1 | https://www.unikeyic.com/media/datasheet/5e/b4/4e40/5e/6b4f489916b8b208efb97ca446204721.pdf | https://www.unikeyic.com/products/other-power-supply/dm03s0505a/28519449.html
DM03S0512A | DELTA Electronics | 1: 40.3302 | 3W 1 Through hole mounting 31.75mm*20.32mm*10.414mm |  |  | Industrial | [7 empty] | DM03S0512A DELTA Electronics | [5 empty] | 31.75mm*20.32mm*10.414mm | - |  | Through hole mounting |  | 1 |  |  | -40℃~85℃ |  | 3W | [17 empty] | 1 | https://www.unikeyic.com/media/datasheet/5e/b4/4e40/5e/6b4f489916b8b208efb97ca446204721.pdf | https://www.unikeyic.com/products/other-power-supply/dm03s0512a/12326112.html
DM03S0524A | DELTA Electronics | 1: 40.3302 | 3W 1 Through hole mounting 31.75mm*20.32mm*10.414mm |  |  | Industrial | [7 empty] | DM03S0524A DELTA Electronics | [5 empty] | 31.75mm*20.32mm*10.414mm | - |  | Through hole mounting |  | 1 |  |  | -40℃~85℃ |  | 3W | [17 empty] | 1 | https://www.unikeyic.com/media/datasheet/5e/b4/4e40/5e/6b4f489916b8b208efb97ca446204721.pdf | https://www.unikeyic.com/products/other-power-supply/dm03s0524a/12510360.html
DM03S1205A | DELTA Electronics | 1: 40.3302 | 3W 1 Through hole mounting 31.75mm*20.32mm*10.414mm |  |  | Industrial | [7 empty] | DM03S1205A DELTA Electronics | [5 empty] | 31.75mm*20.32mm*10.414mm | - |  | Through hole mounting |  | 1 |  |  | -40℃~85℃ |  | 3W | [17 empty] | 1 | https://www.unikeyic.com/media/datasheet/5e/b4/4e40/5e/6b4f489916b8b208efb97ca446204721.pdf | https://www.unikeyic.com/products/other-power-supply/dm03s1205a/11472157.html
DM03S1212A | DELTA Electronics | 1: 40.3302 | 3W 1 Through hole mounting 31.75mm*20.32mm*10.414mm |  |  | Industrial | [7 empty] | DM03S1212A DELTA Electronics | [5 empty] | 31.75mm*20.32mm*10.414mm | - |  | Through hole mounting |  | 1 |  |  | -40℃~85℃ |  | 3W | [17 empty] | 1 | https://www.unikeyic.com/media/datasheet/5e/b4/4e40/5e/6b4f489916b8b208efb97ca446204721.pdf | https://www.unikeyic.com/products/other-power-supply/dm03s1212a/29294849.html
DM03S2405A | DELTA Electronics | 1: 40.3302 | 3W 1 Through hole mounting 31.75mm*20.32mm*10.414mm |  |  | Industrial | [7 empty] | DM03S2405A DELTA Electronics | [5 empty] | 31.75mm*20.32mm*10.414mm | - |  | Through hole mounting |  | 1 |  |  | -40℃~85℃ |  | 3W | [17 empty] | 1 | https://www.unikeyic.com/media/datasheet/5e/b4/4e40/5e/6b4f489916b8b208efb97ca446204721.pdf | https://www.unikeyic.com/products/other-power-supply/dm03s2405a/12469218.html
DM03S2412A | DELTA Electronics | 1: 40.3302 | 3W 1 Through hole mounting 31.75mm*20.32mm*10.414mm |  |  | Industrial | [7 empty] | DM03S2412A DELTA Electronics | [5 empty] | 31.75mm*20.32mm*10.414mm | - |  | Through hole mounting |  | 1 |  |  | -40℃~85℃ |  | 3W | [17 empty] | 1 | https://www.unikeyic.com/media/datasheet/bb/9e/62d2/14/b4cdf4b72cd4e7d8b60c101837528f9a.pdf | https://www.unikeyic.com/products/other-power-supply/dm03s2412a/29173265.html
DM03S2424A | DELTA Electronics | 1: 40.3302 | 3W 1 Through hole mounting 31.75mm*20.32mm*10.414mm |  |  | Industrial | [7 empty] | DM03S2424A DELTA Electronics | [5 empty] | 31.75mm*20.32mm*10.414mm | - |  | Through hole mounting |  | 1 |  |  | -40℃~85℃ |  | 3W | [17 empty] | 1 | https://www.unikeyic.com/media/datasheet/bb/9e/62d2/14/b4cdf4b72cd4e7d8b60c101837528f9a.pdf | https://www.unikeyic.com/products/other-power-supply/dm03s2424a/11495616.html
DM03S4812A | DELTA Electronics | 1: 40.3302 | 3W 1 Through hole mounting 31.75mm*20.32mm*10.414mm |  |  | Industrial | [7 empty] | DM03S4812A DELTA Electronics | [5 empty] | 31.75mm*20.32mm*10.414mm | - |  | Through hole mounting |  | 1 |  |  | -40℃~85℃ |  | 3W | [17 empty] | 1 | https://www.unikeyic.com/media/datasheet/5e/b4/4e40/5e/6b4f489916b8b208efb97ca446204721.pdf | https://www.unikeyic.com/products/other-power-supply/dm03s4812a/28832289.html
DM03S4824A | DELTA Electronics | 1: 40.3302 | 3W 1 Through hole mounting 31.75mm*20.32mm*10.414mm |  |  | Industrial | [7 empty] | DM03S4824A DELTA Electronics | [5 empty] | 31.75mm*20.32mm*10.414mm | - |  | Through hole mounting |  | 1 |  |  | -40℃~85℃ |  | 3W | [17 empty] | 1 | https://www.unikeyic.com/media/datasheet/5e/b4/4e40/5e/6b4f489916b8b208efb97ca446204721.pdf | https://www.unikeyic.com/products/other-power-supply/dm03s4824a/12120140.html
DN03S0503A | DELTA Electronics | 1: 18.4992 | 3W DIP-24, Through Hole Mount |  |  |  | ITE (Commercial) |  | - |  | 600mA |  |  |  | 77% | - | [5 empty] | 1 (Unlimited) |  | Through Hole |  | 1 |  |  | -40°C ~ 85°C (With Derating) |  |  | 24-DIP Module, 7 Leads | Tube | 2 W |  | 14645307 |  |  | DN03S/D (3W) | 1.25" L x 0.80" W x 0.40" H (31.8mm x 20.3mm x 10.2mm) |  | 9V | 4.5V | 1.5 kV |  | 3.3V | - | 1 | https://www.unikeyic.com/media/datasheet/a7/2d/4fc4/a7/0f7066c0dae6e87374770a663ff04e2e.pdf | https://www.unikeyic.com/products/other-power-supply/dn03s0503a/11432758.html
DN03S0515A | DELTA Electronics | 1: 18.4992 | 3W DIP-24 TH |  |  |  | ITE (Commercial) |  | - |  | 200mA |  |  |  | 82% | - | [5 empty] | 1 (Unlimited) |  | Through Hole |  | 1 |  |  | -40°C ~ 85°C (With Derating) |  |  | 24-DIP Module, 7 Leads | Tube | 3 W |  |  |  |  | DN03S/D (3W) | 1.25" L x 0.80" W x 0.40" H (31.8mm x 20.3mm x 10.2mm) |  | 9V | 4.5V | 1.5 kV |  | 15V | - | 1 | https://www.unikeyic.com/media/datasheet/a7/2d/4fc4/a7/0f7066c0dae6e87374770a663ff04e2e.pdf | https://www.unikeyic.com/products/other-power-supply/dn03s0515a/28520809.html
DN03S0524A | DELTA Electronics | 1: 19.4776 | 3W DIP-24, TH | [10 empty] | DN03S0524A DELTA Electronics | [6 empty] | - |  | Through hole mounting |  | - |  |  |  |  | 3W | DIP-24 | [16 empty] | 1 | https://www.unikeyic.com/media/datasheet/a7/2d/4fc4/a7/0f7066c0dae6e87374770a663ff04e2e.pdf | https://www.unikeyic.com/products/other-power-supply/dn03s0524a/11550698.html
DN03S1203A | DELTA Electronics | 1: 18.4992 | 3W DIP-24, TH |  |  |  | ITE (Commercial) |  | - |  | 600mA |  |  |  | 79% | - | [5 empty] | 1 (Unlimited) |  | Through Hole |  | 1 |  |  | -40°C ~ 85°C (With Derating) |  |  | 24-DIP Module, 7 Leads | Tube | 2 W |  |  |  |  | DN03S/D (3W) | 1.25" L x 0.80" W x 0.40" H (31.8mm x 20.3mm x 10.2mm) |  | 18V | 9V | 1.5 kV |  | 3.3V | - | 1 | https://www.unikeyic.com/media/datasheet/a7/2d/4fc4/a7/0f7066c0dae6e87374770a663ff04e2e.pdf | https://www.unikeyic.com/products/other-power-supply/dn03s1203a/29142652.html
DN03S1205A | DELTA Electronics | 1: 18.4992 | 3W DIP-24, Through Hole Mount |  |  |  | ITE (Commercial) |  | - |  | 500mA |  |  |  | 81% | - | [5 empty] | 1 (Unlimited) |  | Through Hole |  | 1 |  |  | -40°C ~ 85°C (With Derating) |  |  | 24-DIP Module, 7 Leads | Tube | 3 W |  |  |  |  | DN03S/D (3W) | 1.25" L x 0.80" W x 0.40" H (31.8mm x 20.3mm x 10.2mm) |  | 18V | 9V | 1.5 kV |  | 5V | - | 1 | https://www.unikeyic.com/media/datasheet/a7/2d/4fc4/a7/0f7066c0dae6e87374770a663ff04e2e.pdf | https://www.unikeyic.com/products/other-power-supply/dn03s1205a/28472377.html
DN03S1212A | DELTA Electronics | 1: 18.4992 | 3W DIP-24, Through Hole Mount |  |  |  | ITE (Commercial) |  | - |  | 250mA |  |  |  | 85% | - | [5 empty] | 1 (Unlimited) |  | Through Hole |  | 1 |  |  | -40°C ~ 85°C (With Derating) |  |  | 24-DIP Module, 7 Leads | Tube | 3 W |  | 14645309 |  |  | DN03S/D (3W) | 1.25" L x 0.80" W x 0.40" H (31.8mm x 20.3mm x 10.2mm) |  | 18V | 9V | 1.5 kV |  | 12V | - | 1 | https://www.unikeyic.com/media/datasheet/a7/2d/4fc4/a7/0f7066c0dae6e87374770a663ff04e2e.pdf | https://www.unikeyic.com/products/other-power-supply/dn03s1212a/12382575.html
DN03S1215A | DELTA Electronics | 1: 18.4992 | 3W DIP-24, Through Hole Mount |  |  |  | ITE (Commercial) |  | - |  | 200mA |  |  |  | 85% | - | [5 empty] | 1 (Unlimited) |  | Through Hole |  | 1 |  |  | -40°C ~ 85°C (With Derating) |  |  | 24-DIP Module, 7 Leads | Tube | 3 W |  | 14645313 |  |  | DN03S/D (3W) | 1.25" L x 0.80" W x 0.40" H (31.8mm x 20.3mm x 10.2mm) |  | 18V | 9V | 1.5 kV |  | 15V | - | 1 | https://www.unikeyic.com/media/datasheet/a7/2d/4fc4/a7/0f7066c0dae6e87374770a663ff04e2e.pdf | https://www.unikeyic.com/products/other-power-supply/dn03s1215a/28689561.html
DN03S2403A | DELTA Electronics | 1: 18.4992 | 3W DIP-24 TH |  |  |  | ITE (Commercial) |  | - |  | 600mA |  |  |  | 79% | - | [5 empty] | 1 (Unlimited) |  | Through Hole |  | 1 |  |  | -40°C ~ 85°C (With Derating) |  |  | 24-DIP Module, 7 Leads | Tube | 2 W |  | 14645310 |  |  | DN03S/D (3W) | 1.25" L x 0.80" W x 0.40" H (31.8mm x 20.3mm x 10.2mm) |  | 36V | 18V | 1.5 kV |  | 3.3V | - | 1 | https://www.unikeyic.com/media/datasheet/a7/2d/4fc4/a7/0f7066c0dae6e87374770a663ff04e2e.pdf | https://www.unikeyic.com/products/other-power-supply/dn03s2403a/28435419.html
DN03S2405A | DELTA Electronics | 1: 18.4992 | 3W DIP-24, TH |  |  |  | ITE (Commercial) |  | - |  | 500mA |  |  |  | 81% | - | [5 empty] | 1 (Unlimited) |  | Through Hole |  | 1 |  |  | -40°C ~ 85°C (With Derating) |  |  | 24-DIP Module, 7 Leads | Tube | 3 W |  |  |  |  | DN03S/D (3W) | 1.25" L x 0.80" W x 0.40" H (31.8mm x 20.3mm x 10.2mm) |  | 36V | 18V | 1.5 kV |  | 5V | - | 1 | https://www.unikeyic.com/media/datasheet/a7/2d/4fc4/a7/0f7066c0dae6e87374770a663ff04e2e.pdf | https://www.unikeyic.com/products/other-power-supply/dn03s2405a/28664328.html
DN03S2412A | DELTA Electronics | 1: 18.4992 | 3W DIP-24 TH |  |  |  | ITE (Commercial) |  | - |  | 250mA |  |  |  | 85% | - | [5 empty] | 1 (Unlimited) |  | Through Hole |  | 1 |  |  | -40°C ~ 85°C (With Derating) |  |  | 24-DIP Module, 7 Leads | Tube | 3 W |  | 14645301 |  |  | DN03S/D (3W) | 1.25" L x 0.80" W x 0.40" H (31.8mm x 20.3mm x 10.2mm) |  | 36V | 18V | 1.5 kV |  | 12V | - | 1 | https://www.unikeyic.com/media/datasheet/a7/2d/4fc4/a7/0f7066c0dae6e87374770a663ff04e2e.pdf | https://www.unikeyic.com/products/other-power-supply/dn03s2412a/11861209.html
DN03S2415A | DELTA Electronics | 1: 18.4992 | 3W DIP-24 TH |  |  |  | ITE (Commercial) |  | - |  | 200mA |  |  |  | 85% | - | [5 empty] | 1 (Unlimited) |  | Through Hole |  | 1 |  |  | -40°C ~ 85°C (With Derating) |  |  | 24-DIP Module, 7 Leads | Tube | 3 W |  |  |  |  | DN03S/D (3W) | 1.25" L x 0.80" W x 0.40" H (31.8mm x 20.3mm x 10.2mm) |  | 36V | 18V | 1.5 kV |  | 15V | - | 1 | https://www.unikeyic.com/media/datasheet/a7/2d/4fc4/a7/0f7066c0dae6e87374770a663ff04e2e.pdf | https://www.unikeyic.com/products/other-power-supply/dn03s2415a/12141146.html
DN03S4803A | DELTA Electronics | 1: 18.4992 | 3W DIP-24, TH |  |  |  | ITE (Commercial) |  | - |  | 600mA |  |  |  | 79% | - | [5 empty] | 1 (Unlimited) |  | Through Hole |  | 1 |  |  | -40°C ~ 85°C (With Derating) |  |  | 24-DIP Module, 7 Leads | Tube | 2 W |  |  |  |  | DN03S/D (3W) | 1.25" L x 0.80" W x 0.40" H (31.8mm x 20.3mm x 10.2mm) |  | 75V | 36V | 1.5 kV |  | 3.3V | - | 1 | https://www.unikeyic.com/media/datasheet/a7/2d/4fc4/a7/0f7066c0dae6e87374770a663ff04e2e.pdf | https://www.unikeyic.com/products/other-power-supply/dn03s4803a/28467691.html
DN03S4815A | DELTA Electronics | 1: 18.4992 | 3W DIP-24 TH |  |  |  | ITE (Commercial) |  | - |  | 200mA |  |  |  | 85% | - | [5 empty] | 1 (Unlimited) |  | Through Hole |  | 1 |  |  | -40°C ~ 85°C (With Derating) |  |  | 24-DIP Module, 7 Leads | Tube | 3 W |  | 14645303 |  |  | DN03S/D (3W) | 1.25" L x 0.80" W x 0.40" H (31.8mm x 20.3mm x 10.2mm) |  | 75V | 36V | 1.5 kV |  | 15V | - | 1 | https://www.unikeyic.com/media/datasheet/a7/2d/4fc4/a7/0f7066c0dae6e87374770a663ff04e2e.pdf | https://www.unikeyic.com/products/other-power-supply/dn03s4815a/29368599.html
DN03S4824A | DELTA Electronics | 1: 19.4776 | 3W DIP-24, TH | [10 empty] | DN03S4824A DELTA Electronics | [6 empty] | - |  | Through hole mounting |  | - |  |  |  |  | 3W | DIP-24 | [16 empty] | 1 | https://www.unikeyic.com/media/datasheet/a7/2d/4fc4/a7/0f7066c0dae6e87374770a663ff04e2e.pdf | https://www.unikeyic.com/products/other-power-supply/dn03s4824a/12292178.html
DRA-40-24 | Mean-Well USA, Inc. | 1: 15.694 | Mean Well Rail power supply, DRAseries, 24V DC output, 90 → 264V Communication input | 90 ~ 264 VAC |  |  | ITE (Commercial) | DRA-40 |  |  | 1.7A | 370V | 127V |  | 87% | Adjustable Output, Universal Input |  |  | AC or DC |  |  | 1 (Unlimited) |  |  |  | 1 |  |  | -30°C ~ 70°C (With Derating) |  |  |  | Box | 41W |  |  |  |  | DRA-40 (40W) | 3.94" L x 1.57" W x 3.54" H (100.0mm x 40.0mm x 90.0mm) |  |  |  | 3 kV |  | 24V | - | 363 | https://www.unikeyic.com/media/datasheet/a4/b9/0eb2/a4/7889a5890904590024921766590032bc.pdf | https://www.unikeyic.com/products/other-power-supply/dra-40-24/28768981.html
DRL-24V480W1EN | DELTA Electronics | 1: 59.8156 5: 58.3202 10: 57.3233 |  | 90 ~ 264 VAC |  |  | ITE (Commercial), Laboratory |  |  |  | 20A | - | - |  | 93% | Adjustable Output, PFC, Universal Input |  |  | AC |  |  | 1 (Unlimited) |  |  |  | 1 |  |  | -30°C ~ 70°C (With Derating) |  |  |  | Box | 480W |  |  |  |  | DRL (480W) | 4.87" L x 2.20" W x 4.60" H (123.7mm x 55.9mm x 116.8mm) |  |  |  | 3 kV |  | 24V | - | 15 | https://www.unikeyic.com/media/datasheet/4d/9c/3034/4d/9d03c22e9086b861d2f83ae8ab485c3e.pdf | https://www.unikeyic.com/products/other-power-supply/drl-24v480w1en/27164645.html
DRM-24V480W1PN | DELTA Electronics | 1: 360.8928 5: 360.8928 | 480W 1 100mV DINRail installation 124mm*82mm*127mm | 85 ~ 276 VAC |  |  | ITE (Commercial) | DRM-24 |  |  | 20A |  |  |  | 94.17% | Adjustable Output, IP20, PFC |  |  | AC |  |  | Not Applicable |  |  |  | 1 |  |  | -25°C ~ 70°C (With Derating) |  |  |  | Box | 480W |  | 7562339 |  |  | CliQ M (480W) | 4.88" L x 3.23" W x 5.00" H (124.0mm x 82.0mm x 127.0mm) |  |  |  | 4.54 kV |  | 24V | - | 2 | https://www.unikeyic.com/media/datasheet/b8/36/8e91/b8368e91b7528bbe03bd13246c41ffed.pdf | https://www.unikeyic.com/products/other-power-supply/drm-24v480w1pn/11392758.html
DRP024V960W3BN | DELTA Electronics | 1: 416.961 | 960W 1 1% DINRail installation 255mm*117.3mm*121mm | 320 ~ 600 VAC (3 Phase) |  |  | ITE (Commercial) | DRP024 |  |  | 40A |  |  |  | 92% | Adjustable Output, IP20, Load Sharing, PFC, Universal Input |  |  | AC |  |  | Not Applicable |  |  |  | 1 |  |  | -25°C ~ 65°C (With Derating) |  |  |  | Bulk | 960W |  | 4833499 |  |  | CliQ II (960W) | 10.04" L x 4.62" W x 4.76" H (255.0mm x 117.30mm x 121.0mm) |  |  |  | 4 kV |  | 24V | - | 3 | https://www.unikeyic.com/media/datasheet/94/f0/3ab2/94f03ab229e4e738fa2c91318c358119.pdf | https://www.unikeyic.com/products/other-power-supply/drp024v960w3bn/12518291.html
DRS-24V50W1NZ | DELTA Electronics | 1: 25.8356 10: 23.0144 | 50W 1 1% DINRail installation 89.5mm*30mm*75mm | 85 ~ 264 VAC |  |  | ITE (Commercial) | DRS-24 |  |  | 2.1A |  |  |  | 90% | Adjustable Output, IP20, Load Sharing, Universal Input |  |  | AC |  |  | Not Applicable |  |  |  | 1 |  |  | -20°C ~ 70°C (With Derating) |  |  |  | Box | 50W |  | 6150223 |  |  | Sync (50W) | 3.52" L x 1.18" W x 2.95" H (89.5mm x 30.0mm x 75.0mm) |  |  |  | 3 kV |  | 24V | - | 10 | https://www.unikeyic.com/media/datasheet/a9/91/dd30/a991dd300d85c71c8d13d77dd2628a15.pdf | https://www.unikeyic.com/products/other-power-supply/drs-24v50w1nz/12334039.html
DSE0133V2NBC | Murata Power Solutions | 42: 84.0461 84: 82.6757 126: 81.8835 | 396W 1 board mount 58.42mm*22.86mm*14mm |  |  | Industrial | [13 empty] | 58.42mm*22.86mm*14mm | - |  | board mount |  | 1 |  |  | -40℃~85℃ |  | 396W | [17 empty] | 276 | https://www.unikeyic.com/media/about_us/Unikey_ISO_9001_Certification.pdf | https://www.unikeyic.com/products/other-power-supply/dse0133v2nbc/779136821.html
DT10D1212A | DELTA Electronics | 1: 71.8496 | 10W | [10 empty] | DT10D1212A DELTA Electronics | [6 empty] | - |  |  |  | - |  |  |  |  | 10W | [7 empty] | bulk | [9 empty] | 1 | https://www.unikeyic.com/media/datasheet/d4/f1/01f0/d4/8bf10b7d1f24194e378597ae00c5c734.pdf | https://www.unikeyic.com/products/other-power-supply/dt10d1212a/28514794.html
DT10D2415A | DELTA Electronics | 1: 71.8496 | 10W | [10 empty] | DT10D2415A DELTA Electronics | [6 empty] | - |  |  |  | - |  |  |  |  | 10W | [7 empty] | bulk | [9 empty] | 1 | https://www.unikeyic.com/media/datasheet/d4/f1/01f0/d4/8bf10b7d1f24194e378597ae00c5c734.pdf | https://www.unikeyic.com/products/other-power-supply/dt10d2415a/11819559.html
DT10D4812A | DELTA Electronics | 1: 71.8496 | 10W | [10 empty] | DT10D4812A DELTA Electronics | [6 empty] | - |  |  |  | - |  |  |  |  | 10W | [7 empty] | bulk | [9 empty] | 1 | https://www.unikeyic.com/media/datasheet/d4/f1/01f0/d4/8bf10b7d1f24194e378597ae00c5c734.pdf | https://www.unikeyic.com/products/other-power-supply/dt10d4812a/11600443.html
DT10D4815A | DELTA Electronics | 1: 71.8496 | 10W | [10 empty] | DT10D4815A DELTA Electronics | [6 empty] | - |  |  |  | - |  |  |  |  | 10W | [7 empty] | bulk | [9 empty] | 1 | https://www.unikeyic.com/media/datasheet/d4/f1/01f0/d4/8bf10b7d1f24194e378597ae00c5c734.pdf | https://www.unikeyic.com/products/other-power-supply/dt10d4815a/11430263.html
EC7BW18-72D12-ECRT | CINCON | 1: 153.5422 5: 147.4071 16: 143.1263 32: 140.6341 64: 138.1859 | 20W 2 base mount 113mm*59.2mm*21.6mm |  |  |  | ITE (Commercial), Railway | EC7BW |  |  | 833mA, 833mA |  |  |  | 87% | [6 empty] | Not Applicable |  | Chassis Mount |  | 2 |  |  | -40°C ~ 100°C (With Derating) |  |  |  | Box | 20W |  |  |  |  | EC7BW18 (20W) | 4.45" L x 2.33" W x 0.85" H (113.0mm x 59.2mm x 21.6mm) |  | 160V | 10V | 3 kV |  | 12V | -12V | 2 | https://www.unikeyic.com/media/datasheet/40/5e/4635/405e46356a70197b13ce1dda70438f7e.pdf | https://www.unikeyic.com/products/other-power-supply/ec7bw18-72d12-ecrt/11950337.html
EC7BW18-72D24-ECRT | CINCON | 1: 123.39 10: 117.7956 25: 113.3676 50: 113.2812 | 20W 2 base mount 113mm*59.2mm*21.6mm |  |  |  | ITE (Commercial), Railway | EC7BW |  |  | 417mA, 417mA |  |  |  | 88% | [6 empty] | Not Applicable |  | Chassis Mount |  | 2 |  |  | -40°C ~ 100°C (With Derating) |  |  |  | Box | 20W |  | 13618283 |  |  | EC7BW18 (20W) | 4.45" L x 2.33" W x 0.85" H (113.0mm x 59.2mm x 21.6mm) |  | 160V | 10V | 3 kV |  | 24V | -24V | 32 | https://www.unikeyic.com/media/datasheet/40/5e/4635/405e46356a70197b13ce1dda70438f7e.pdf | https://www.unikeyic.com/products/other-power-supply/ec7bw18-72d24-ecrt/29222008.html
EC7BW18-72S05-ECRT | CINCON | 1: 153.5422 5: 147.4071 16: 143.1263 32: 140.6341 64: 138.1859 | 20W 1 base mount 113mm*59.2mm*21.6mm |  |  |  | ITE (Commercial), Railway | EC7BW |  |  | 4A |  |  |  | 84% | [6 empty] | Not Applicable |  | Chassis Mount |  | 1 |  |  | -40°C ~ 100°C (With Derating) |  |  |  | Box | 20W |  | 13618313 |  |  | EC7BW18 (20W) | 4.45" L x 2.33" W x 0.85" H (113.0mm x 59.2mm x 21.6mm) |  | 160V | 10V | 3 kV |  | 5V | - | 1 | https://www.unikeyic.com/media/datasheet/40/5e/4635/405e46356a70197b13ce1dda70438f7e.pdf | https://www.unikeyic.com/products/other-power-supply/ec7bw18-72s05-ecrt/28889768.html
EC7BW18-72S15-ECRT | CINCON | 1: 153.4572 5: 147.325 16: 143.0467 32: 140.5559 64: 138.1091 | 20W 1 base mount 113mm*59.2mm*21.6mm |  |  |  | ITE (Commercial), Railway | EC7BW |  |  | 1.33A |  |  |  | 88% | [6 empty] | Not Applicable |  | Chassis Mount |  | 1 |  |  | -40°C ~ 100°C (With Derating) |  |  |  | Box | 20W |  |  |  |  | EC7BW18 (20W) | 4.45" L x 2.33" W x 0.85" H (113.0mm x 59.2mm x 21.6mm) |  | 160V | 10V | 3 kV |  | 15V | - | 5 | https://www.unikeyic.com/media/pdf/MfgApplicationNotes/cincon/93/07/9765/ec7bw18-72d15-ecrt/2025/11/EC7BW18-72-EC-D-RT-series-application-note.pdf | https://www.unikeyic.com/products/other-power-supply/ec7bw18-72s15-ecrt/28560580.html
EC7BW1872S05 | CINCON | 1: 79.4772 5: 76.5202 12: 74.9538 36: 73.0299 60: 72.151 108: 71.1517 | 20W 1 TH 50.8mm × 25.4mm × 10.2mm |  |  |  | ITE (Commercial), Railway | EC7BW | Enable, Active High |  | 4A |  |  |  | 86% | Adjustable Output, Remote On/Off | [5 empty] | Not Applicable |  | Through Hole |  | 1 |  |  | -40°C ~ 105°C (With Derating) |  |  | 6-DIP Module | Tube | 20 W |  | 11310701 |  |  | EC7BW18 (20W) | 2.00" L x 1.00" W x 0.40" H (50.8mm x 25.4mm x 10.2mm) |  | 160V | 8.5V | 3 kV |  | 5V | - | 88 | https://www.unikeyic.com/media/pdf/EnvironmentalInformation/cincon/2a/99/7f7c/cfb400w-24s05p/2025/12/Declaration-of-EU-RoHS-Compliance.pdf | https://www.unikeyic.com/products/other-power-supply/ec7bw1872s05/8769280.html
EHHD020A0F41Z | OMNION POWER | 1: 34.344 |  |  |  |  | ITE (Commercial) | EHHD020 | Enable, Active Low |  | 20A |  |  |  | 91% | Remote On/Off, OCP, OTP, OVP, UVLO | [5 empty] | 1 (Unlimited) |  | Through Hole |  | 1 |  |  | -40°C ~ 85°C |  |  | 8-DIP Module, 1/8 Brick | Tray | 66 W |  | 2704890 |  |  | Hammerhead™ EHHD020A0F (66W) | 2.28" L x 0.90" W x 0.31" H (57.9mm x 22.9mm x 7.8mm) |  | 75V | 18V | 2.25 kV |  | 3.3V | - | 536 | https://www.unikeyic.com/media/about_us/Unikey_ISO_9001_Certification.pdf | https://www.unikeyic.com/products/other-power-supply/ehhd020a0f41z/692416646.html
EP1600-UTEZ | OMNION POWER | 1: 298.9316 5: 270.9174 25: 241.8783 | 1.6KW 1 Bracket mounting 208mm*116.5mm*40.2mm |  |  |  | ITE (Commercial) | EP1600 |  | 20 A |  |  |  |  | 95% | Adjustable Output, DC Input Capable, Hot Swappable, Universal Input | [5 empty] | Not Applicable |  | Rack Mount |  | 1 |  |  | -40°C ~ 75°C (With Derating) |  |  |  | Box | 1600W |  | 4158243 |  |  | SlimLine (1600W) | 8.19" L x 4.57" W x 1.58" H (208.0mm x 116.5mm x 40.2mm) | 90 ~ 290 VAC |  |  |  |  | 52V | - | 9 | https://www.unikeyic.com/media/datasheet/4c/29/1b84/4c291b843a13daa1ea8042a5cfd1097a.pdf | https://www.unikeyic.com/products/other-power-supply/ep1600-utez/692584080.html
EP3000AC48INZ | OMNION POWER | 1: 553.5324 5: 527.1934 10: 516.2411 | 3KW 1 Bracket mounting 375.9mm*83.8mm*122.9mm |  |  |  | ITE (Commercial) | EP3000 |  | 62.5 A |  |  |  |  | 95% | Adjustable Output | [5 empty] | Not Applicable |  | Rack Mount |  | 1 |  |  | -10°C ~ 70°C |  |  |  | Box | 3000W |  | 7202051 |  |  | Resilient 3000 (3000W) | 14.80" L x 3.30" W x 4.84" H (375.9mm x 83.8mm x 122.9mm) | 90 ~ 290 VAC |  |  | 3 kV |  | 52V | - | 21 | https://www.unikeyic.com/media/datasheet/6b/4c/830e/6b4c830eb1a5515dcfc121f44cfa5ee3.pdf | https://www.unikeyic.com/products/other-power-supply/ep3000ac48inz/692418665.html
EPM30-033-BC-0F0 | Astrodyne TDI | 5: 116.6844 10: 102.6056 25: 96.2044 | 20W 1 base mount 95.8mm*54.9mm*25.4mm |  |  |  | Medical | EPM30 |  | 6.06 A |  |  |  |  | 87.5% | Universal Input | [5 empty] | 1 (Unlimited) |  | Chassis Mount |  | 1 |  |  | -40°C ~ 85°C (With Derating) |  |  |  | Box | 20W |  |  |  |  | EPM30 (30W) | 3.77" L x 2.16" W x 1.00" H (95.8mm x 54.9mm x 25.4mm) | 80 ~ 275 VAC |  |  | 4 kV |  | 3.3V | - | 27 | https://www.unikeyic.com/media/datasheet/51/35/7b85/51/919248e44ae580f816421504b9803519.pdf | https://www.unikeyic.com/products/other-power-supply/epm30-033-bc-0f0/12506549.html
ESS15-3.3 | ETA-USA | 1: 406.5118 | 10W 1 base mount 86.5mm*33.5mm*68mm |  |  | Commercial, Industrial | [7 empty] | ESS15-3.3 ETA-USA | [5 empty] | 86.5mm*33.5mm*68mm | - |  | base mount |  | 1 |  |  | -10℃~71℃ |  | 10W |  |  |  |  | On sale |  | Compliant | bulk | [9 empty] | 4 | https://www.unikeyic.com/media/datasheet/de/7b/a198/de/af17165063bd963988ce1fe3154a2eb1.pdf | https://www.unikeyic.com/products/other-power-supply/ess15-3-3/29208668.html
EZA2500-32048FC | TDK-Lambda | 1: 5398.4664 | 2.496KW 1 Bracket mounting 422.8mm*400mm*43.6mm |  |  |  | ITE (Commercial) |  |  |  | 52A |  |  |  | 92% | [6 empty] | 1 (Unlimited) |  | Rack Mount |  | 1 |  |  | -10°C ~ 40°C |  |  |  | Bulk | 2496W |  | 16612248 |  |  | EZA2500 (2500W) | 16.65" L x 15.75" W x 1.72" H (422.8mm x 400.0mm x 43.6mm) |  | 380V | 300V | 3 kV |  | 48V | - | 2 | https://www.unikeyic.com/media/about_us/Unikey_ISO_9001_Certification.pdf | https://www.unikeyic.com/products/other-power-supply/eza2500-32048fc/11843624.html
FIAM2C21 | VICOR | 1: 301.5036 10: 282.366 25: 276.102 | Wire Mount | [17 empty] | - |  | wire mounting |  | 1 |  |  |  |  | - |  |  |  |  | On sale |  |  | bulk | [9 empty] | 4 | https://www.unikeyic.com/media/about_us/Unikey_ISO_9001_Certification.pdf | https://www.unikeyic.com/products/other-power-supply/fiam2c21/11396331.html
FSP100-P36J-A12 | FSP | 1: 35.8649 5: 34.1557 10: 33.4457 25: 32.53 50: 31.8544 100: 31.1924 250: 30.3384 | 102W 1 base mount 155mm*62mm*21.9mm |  |  | Commercial | [7 empty] | FSP100-P36J-A12 FSP | [5 empty] | 155mm*62mm*21.9mm | - |  | base mount |  | 1 |  |  | -20℃~70℃ |  | 102W | [6 empty] | Compliant | boxed | [9 empty] | 2 | https://www.unikeyic.com/media/datasheet/8c/d3/a090/8c/8593ee5d9cb276c7bd915e81fb3b1f52.pdf | https://www.unikeyic.com/products/other-power-supply/fsp100-p36j-a12/692584542.html
FSP150-P37J-A24 | FSP | 1: 40.8253 5: 38.8822 10: 38.0739 25: 37.0318 50: 36.2622 100: 35.5087 250: 34.5367 | 151W 1 base mount 160mm*74.9mm*23.6mm |  |  | Commercial | [7 empty] | FSP150-P37J-A24 FSP | [5 empty] | 160mm*74.9mm*23.6mm | - |  | base mount |  | 1 |  |  | -20℃~70℃ |  | 151W | [6 empty] | Compliant | boxed | [9 empty] | 128 | https://www.unikeyic.com/media/datasheet/f8/47/28e9/f8/12c0f94c0a130851dc7749d8b62ca027.pdf | https://www.unikeyic.com/products/other-power-supply/fsp150-p37j-a24/692580952.html
FSP450-H35-A24 | FSP | 1: 87.156 5: 83.011 10: 81.2862 25: 79.0608 50: 77.4187 100: 75.8096 | 200W(450WForcedAir) 1 base mount 127mm*76.2mm*37.1mm |  |  | Commercial | [7 empty] | FSP450-H35-A24 FSP | [5 empty] | 127mm*76.2mm*37.1mm | - |  | base mount |  | 1 |  |  | -20℃~70℃ |  | 200W(450WForcedAir) | [6 empty] | Compliant | boxed | [9 empty] | 35 | https://www.unikeyic.com/media/datasheet/32/21/1cbf/32/09d101c7950741fbec52d2db5cce1b49.pdf | https://www.unikeyic.com/products/other-power-supply/fsp450-h35-a24/700457710.html
FSP500-50RDB | FSP | 1: 365.2436 5: 356.1122 10: 345.1547 25: 330.5451 | 672W 4 Bracket mounting 260mm*106mm*41.3mm |  |  |  | ITE (Commercial) |  |  | 20 A |  |  |  |  | 80% | Hot Swappable, Standby Output, Universal Input | [5 empty] | 1 (Unlimited) |  | Rack Mount |  | 4 |  |  | 0°C ~ 50°C |  |  |  | Box | 672W |  | 15713258 |  |  | FSP500-50RDB (500W) | 10.24" L x 4.17" W x 1.62" H (260.0mm x 106.0mm x 41.3mm) | 90 ~ 264 VAC |  |  |  |  | 3.3V | 5V | 42 | https://www.unikeyic.com/media/about_us/Unikey_ISO_9001_Certification.pdf | https://www.unikeyic.com/products/other-power-supply/fsp500-50rdb/12360877.html
GHA700F-56-J1U1 | COSEL | 1: 501.4543 10: 479.1674 | 403W(700WForcedAir) 1 base mount 127mm*76.2mm*38mm |  |  | Commercial, Industrial | [13 empty] | 127mm*76.2mm*38mm | - |  | base mount |  | 1 |  |  | -20℃~80℃ |  | 403W(700WForcedAir) | [7 empty] | bulk | [9 empty] | 30 | https://www.unikeyic.com/media/about_us/Unikey_ISO_9001_Certification.pdf | https://www.unikeyic.com/products/other-power-supply/gha700f-56-j1u1/688370547.html
GP100H3M54TEZ-FB | OMNION POWER | 200: 3021.0158 | 870W 1 base mount 445.6mm*202.5mm*40.9mm |  |  | Commercial | [7 empty] | GP100H3M54TEZ-FB OMNION POWER | [5 empty] | 445.6mm*202.5mm*40.9mm | - |  | base mount |  | 1 |  |  | -10℃~75℃ |  | 870W | [7 empty] | bulk | [9 empty] | 200 | https://www.unikeyic.com/media/datasheet/9d/7e/5633/9d/cf08fce93698abd9a491021012b15fcf.pdf | https://www.unikeyic.com/products/other-power-supply/gp100h3m54tez-fb/692417654.html
HIGH VOLTAGE POWER SUPPLY AHV12V500V1MAW | Analog Technologies | 1: 154.44 10: 143.64 50: 132.84 100: 122.04 | 1 base mount 82mm*55.1mm*27.9mm |  |  | Commercial | [13 empty] | 82mm*55.1mm*27.9mm | - |  | base mount |  | 1 |  |  | -10℃~55℃ |  | - |  |  |  |  | On sale |  |  | boxed | [9 empty] | 4 | https://www.unikeyic.com/media/about_us/Unikey_ISO_9001_Certification.pdf | https://www.unikeyic.com/products/other-power-supply/high-voltage-power-supply-ahv12v500v1maw/641168004.html
HP001NAA025 | Applied Kilovolts | 1: 618.9571 5: 595.8304 10: 586.1181 | 10W 1 Base Mount 147mm × 98mm × 47mm |  |  |  | ITE (Commercial) |  |  |  | 10mA |  |  |  | - | [6 empty] | Not Applicable |  | Chassis Mount |  | 1 |  |  | 0°C ~ 50°C |  |  |  | Box | 10W |  | 13980475 |  |  | HP (10W) | 5.79" L x 3.86" W x 1.85" H (147.0mm x 98.0mm x 47.0mm) |  | 26.4V | 21.6V |  |  | 10V ~ 1000V | - | 4 | https://www.unikeyic.com/media/datasheet/1a/13/b051/1a13b051f9f9d4c2e79292294aa5110e.pdf | https://www.unikeyic.com/products/other-power-supply/hp001naa025/12445423.html
HP005PIP025 | Applied Kilovolts | 1: 913.3895 5: 879.229 10: 864.8894 | 10W 1 Base Mount 147mm × 98mm × 47mm |  |  |  | ITE (Commercial) |  |  |  | 2mA |  |  |  | - | [6 empty] | Not Applicable |  | Chassis Mount |  | 1 |  |  | 0°C ~ 50°C |  |  |  | Box | 10W |  | 13980478 |  |  | HP (10W) | 5.79" L x 3.86" W x 1.85" H (147.0mm x 98.0mm x 47.0mm) |  | 26.4V | 21.6V |  |  | 10V ~ 5000V | - | 3 | https://www.unikeyic.com/media/datasheet/1a/13/b051/1a13b051f9f9d4c2e79292294aa5110e.pdf | https://www.unikeyic.com/products/other-power-supply/hp005pip025/11716779.html
HP020PIP020 | Applied Kilovolts | 1: 1506.4117 5: 1450.0348 | 8W 1 base mount 210mm*120mm*55mm |  |  |  | ITE (Commercial) |  |  |  | 400µA |  |  |  | - | [6 empty] | Not Applicable |  | Chassis Mount |  | 1 |  |  | 0°C ~ 50°C |  |  |  | Box | 8W |  | 13980461 |  |  | HP (10W) | 8.27" L x 4.72" W x 2.17" H (210.0mm x 120.0mm x 55.0mm) |  | 26.4V | 21.6V |  |  | 50V ~ 20000V | - | 2 | https://www.unikeyic.com/media/datasheet/1a/13/b051/1a13b051f9f9d4c2e79292294aa5110e.pdf | https://www.unikeyic.com/products/other-power-supply/hp020pip020/11415145.html
HP020RIP020 | Applied Kilovolts | 1: 5255.5578 | 8W 1 base mount 210mm*120mm*55mm |  |  |  | ITE (Commercial) |  |  |  | 400µA |  |  |  | - | [6 empty] | Not Applicable |  | Chassis Mount |  | 1 |  |  | 0°C ~ 50°C |  |  |  | Box | 8W |  |  |  |  | HP (10W) | 8.27" L x 4.72" W x 2.17" H (210.0mm x 120.0mm x 55.0mm) |  | 26.4V | 21.6V |  |  | 50V ~ 20000V | - | 4 | https://www.unikeyic.com/media/datasheet/1a/13/b051/1a13b051f9f9d4c2e79292294aa5110e.pdf | https://www.unikeyic.com/products/other-power-supply/hp020rip020/28908146.html
HWS100A5/R | TDK-Lambda | 1: 144.0542 50: 133.7245 100: 125.8325 | 100W 1 base mount 160mm*33mm*82mm |  |  | Commercial, Industrial | [13 empty] | 160mm*33mm*82mm | - |  | base mount |  | 1 |  |  | -10℃~70℃ |  | 100W |  |  |  |  | On sale |  |  | bulk | [9 empty] | 9 | https://www.unikeyic.com/media/about_us/Unikey_ISO_9001_Certification.pdf | https://www.unikeyic.com/products/other-power-supply/hws100a5-r/12498485.html
ILS600-5 | Artesyn Embedded Power | 1: 3726.008 3: 3576.969 | 1KW 1 Bracket mounting 261.6mm*224mm*43.9mm |  |  |  | ITE (Commercial) |  |  | 20 A |  |  |  |  | - | Adjustable Output, Remote Sense | [5 empty] | Not Applicable |  | Rack Mount |  | 1 |  |  | - |  |  |  | Box | 1000W |  | 14741281 |  |  | ILS600 | 10.30" L x 8.82" W x 1.73" H (261.6mm x 224.0mm x 43.9mm) | 100 ~ 240 VAC |  |  |  |  | 50V | - | 9 | https://www.unikeyic.com/media/about_us/Unikey_ISO_9001_Certification.pdf | https://www.unikeyic.com/products/other-power-supply/ils600-5/28812046.html
IRS-12/4.5-Q48NF-C | Murata Power Solutions | 48: 55.0827 96: 54.1848 144: 53.6658 | 54W 1 Through hole mounting 36.47mm*38.1mm*12.7mm |  |  | Commercial, Industrial | [13 empty] | 36.47mm*38.1mm*12.7mm | - |  | Through hole mounting |  | 1 |  |  | -40℃~85℃ |  | 54W | [17 empty] | 75 | https://www.unikeyic.com/media/about_us/Unikey_ISO_9001_Certification.pdf | https://www.unikeyic.com/products/other-power-supply/irs-12-4-5-q48nf-c/779089709.html
JCK2048S12 | X-POWERS | 1: 23.1842 | [18 empty] | - |  |  |  | - |  |  |  |  | - | [18 empty] | https://www.unikeyic.com/media/about_us/Unikey_ISO_9001_Certification.pdf | https://www.unikeyic.com/products/other-power-supply/jck2048s12/30522015.html
LCD15-24S05-HC | P-DUKE | 1: 34.8152 10: 33.0901 30: 32.306 100: 31.3651 | [18 empty] | - |  |  |  | - |  |  |  |  | - | [18 empty] | https://www.unikeyic.com/media/about_us/Unikey_ISO_9001_Certification.pdf | https://www.unikeyic.com/products/other-power-supply/lcd15-24s05-hc/688383802.html
LFA100F-12-SRYD10.8 | COSEL | 1: 129.9135 10: 124.1396 | Base Mount 154.9mm × 62mm × 33.5mm |  |  |  | ITE (Commercial) | LFA100F |  | 8.5 A |  |  |  |  | 84.5% | [6 empty] | Not Applicable |  | Chassis Mount |  | 1 |  |  | -10°C ~ 70°C |  |  |  | Box |  |  | 7047446 |  |  | LFA (100W) | 6.10" L x 2.44" W x 1.32" H (154.9mm x 62.0mm x 33.5mm) | 85 ~ 264 VAC |  |  | 3 kV |  | 12V | - | 30 | https://www.unikeyic.com/media/datasheet/3a/4f/581f/3a/0774363a68ef8b83aadcdb3adab5665e.pdf | https://www.unikeyic.com/products/other-power-supply/lfa100f-12-sryd10-8/11935095.html
LFA100F-15-CGR | COSEL | 1: 139.5625 10: 133.3597 | 1 base mount 154.9mm*62mm*33.5mm |  |  |  | ITE (Commercial) | LFA100F |  | 6.7 A |  |  |  |  | 85.5% | [6 empty] | Not Applicable |  | Chassis Mount |  | 1 |  |  | -10°C ~ 70°C |  |  |  | Box |  |  | 7047453 |  |  | LFA (100W) | 6.10" L x 2.44" W x 1.32" H (154.9mm x 62.0mm x 33.5mm) | 85 ~ 264 VAC |  |  | 3 kV |  | 15V | - | 30 | https://www.unikeyic.com/media/datasheet/3a/4f/581f/3a/0774363a68ef8b83aadcdb3adab5665e.pdf | https://www.unikeyic.com/products/other-power-supply/lfa100f-15-cgr/28757708.html
LFA100F-15-CJ1R | COSEL | 1: 137.8044 10: 131.6797 | Base Mount 154.9mm × 62mm × 33.5mm |  |  | Commercial | [7 empty] | LFA100F-15-CJ1R COSEL | [5 empty] | 154.9mm*62mm*33.5mm | - |  | base mount |  | 1 |  |  | -10℃~70℃ |  | - |  |  |  |  | On sale |  | Compliant | boxed | [9 empty] | 30 | https://www.unikeyic.com/media/datasheet/3a/4f/581f/3a/0774363a68ef8b83aadcdb3adab5665e.pdf | https://www.unikeyic.com/products/other-power-supply/lfa100f-15-cj1r/11950453.html
LFA100F-15-CR | COSEL | 1: 137.8044 10: 131.6797 | 1 base mount 154.9mm*62mm*33.5mm |  |  |  | ITE (Commercial) | LFA100F |  | 6.7 A |  |  |  |  | 85.5% | [6 empty] | Not Applicable |  | Chassis Mount |  | 1 |  |  | -10°C ~ 70°C |  |  |  | Box |  |  | 7047460 |  |  | LFA (100W) | 6.10" L x 2.44" W x 1.32" H (154.9mm x 62.0mm x 33.5mm) | 85 ~ 264 VAC |  |  | 3 kV |  | 15V | - | 30 | https://www.unikeyic.com/media/datasheet/3a/4f/581f/3a/0774363a68ef8b83aadcdb3adab5665e.pdf | https://www.unikeyic.com/products/other-power-supply/lfa100f-15-cr/11972662.html
LFA100F-15-CR2 | COSEL | 1: 137.8044 10: 131.6797 | Base Mount 154.9mm × 62mm × 33.5mm |  |  |  | ITE (Commercial) | LFA100F |  | 6.7 A |  |  |  |  | 85.5% | [6 empty] | Not Applicable |  | Chassis Mount |  | 1 |  |  | -10°C ~ 70°C |  |  |  | Box |  |  | 7047461 |  |  | LFA (100W) | 6.10" L x 2.44" W x 1.32" H (154.9mm x 62.0mm x 33.5mm) | 85 ~ 264 VAC |  |  | 3 kV |  | 15V | - | 30 | https://www.unikeyic.com/media/datasheet/3a/4f/581f/3a/0774363a68ef8b83aadcdb3adab5665e.pdf | https://www.unikeyic.com/products/other-power-supply/lfa100f-15-cr2/11926489.html
LFA100F-15-CR2Y | COSEL | 1: 137.8044 10: 131.6797 | 1 base mount 154.9mm*62mm*33.5mm |  |  |  | ITE (Commercial) | LFA100F |  | 6.7 A |  |  |  |  | 85.5% | [6 empty] | Not Applicable |  | Chassis Mount |  | 1 |  |  | -10°C ~ 70°C |  |  |  | Box |  |  | 7047462 |  |  | LFA (100W) | 6.10" L x 2.44" W x 1.32" H (154.9mm x 62.0mm x 33.5mm) | 85 ~ 264 VAC |  |  | 3 kV |  | 15V | - | 30 | https://www.unikeyic.com/media/datasheet/3a/4f/581f/3a/0774363a68ef8b83aadcdb3adab5665e.pdf | https://www.unikeyic.com/products/other-power-supply/lfa100f-15-cr2y/28550399.html
LFA100F-15-CRY | COSEL | 1: 137.8044 10: 131.6797 | 1 base mount 154.9mm*62mm*33.5mm |  |  |  | ITE (Commercial) | LFA100F |  | 6.7 A |  |  |  |  | 85.5% | [6 empty] | Not Applicable |  | Chassis Mount |  | 1 |  |  | -10°C ~ 70°C |  |  |  | Box | [5 empty] | LFA (100W) | 6.10" L x 2.44" W x 1.32" H (154.9mm x 62.0mm x 33.5mm) | 85 ~ 264 VAC |  |  | 3 kV |  | 15V | - | 30 | https://www.unikeyic.com/media/datasheet/3a/4f/581f/3a/0774363a68ef8b83aadcdb3adab5665e.pdf | https://www.unikeyic.com/products/other-power-supply/lfa100f-15-cry/29283500.html
LFA100F-24-CG | COSEL | 1: 132.5438 10: 126.6529 | Base Mount, 154.9mm × 62mm × 33.5mm |  |  |  | ITE (Commercial) | LFA100F |  | 4.3 A |  |  |  |  | 87% | [6 empty] | Not Applicable |  | Chassis Mount |  | 1 |  |  | -10°C ~ 70°C |  |  |  | Box |  |  | 7047529 |  |  | LFA (100W) | 6.10" L x 2.44" W x 1.32" H (154.9mm x 62.0mm x 33.5mm) | 85 ~ 264 VAC |  |  | 3 kV |  | 24V | - | 30 | https://www.unikeyic.com/media/datasheet/3a/4f/581f/3a/0774363a68ef8b83aadcdb3adab5665e.pdf | https://www.unikeyic.com/products/other-power-supply/lfa100f-24-cg/28767973.html
LFA100F-24-CR | COSEL | 1: 137.8044 10: 131.6797 | 1 base mount 154.9mm*62mm*33.5mm |  |  |  | ITE (Commercial) | LFA100F |  | 4.3 A |  |  |  |  | 87% | [6 empty] | Not Applicable |  | Chassis Mount |  | 1 |  |  | -10°C ~ 70°C |  |  |  | Box |  |  | 7047538 |  |  | LFA (100W) | 6.10" L x 2.44" W x 1.32" H (154.9mm x 62.0mm x 33.5mm) | 85 ~ 264 VAC |  |  | 3 kV |  | 24V | - | 30 | https://www.unikeyic.com/media/datasheet/3a/4f/581f/3a/0774363a68ef8b83aadcdb3adab5665e.pdf | https://www.unikeyic.com/products/other-power-supply/lfa100f-24-cr/12479197.html
LFA100F-24-J1R2YD27 | COSEL | 1: 122.4577 10: 117.0151 | 1 base mount 154.9mm*62mm*33.5mm |  |  |  | ITE (Commercial) | LFA100F |  | 4.3 A |  |  |  |  | 87% | [6 empty] | Not Applicable |  | Chassis Mount |  | 1 |  |  | -10°C ~ 70°C |  |  |  | Box |  |  | 7047592 |  |  | LFA (100W) | 6.10" L x 2.44" W x 1.32" H (154.9mm x 62.0mm x 33.5mm) | 85 ~ 264 VAC |  |  | 3 kV |  | 24V | - | 30 | https://www.unikeyic.com/media/datasheet/3a/4f/581f/3a/0774363a68ef8b83aadcdb3adab5665e.pdf | https://www.unikeyic.com/products/other-power-supply/lfa100f-24-j1r2yd27/28366318.html
LFA100F-36-CG | COSEL | 1: 132.5438 10: 126.6529 | 1 base mount 154.9mm*62mm*33.5mm |  |  |  | ITE (Commercial) | LFA100F |  | 2.8 A |  |  |  |  | 87% | [6 empty] | Not Applicable |  | Chassis Mount |  | 1 |  |  | -10°C ~ 70°C |  |  |  | Box |  |  | 7047643 |  |  | LFA (100W) | 6.10" L x 2.44" W x 1.32" H (154.9mm x 62.0mm x 33.5mm) | 85 ~ 264 VAC |  |  | 3 kV |  | 36V | - | 30 | https://www.unikeyic.com/media/datasheet/3a/4f/581f/3a/0774363a68ef8b83aadcdb3adab5665e.pdf | https://www.unikeyic.com/products/other-power-supply/lfa100f-36-cg/12078399.html
LFA100F-36-CGR | COSEL | 1: 139.5625 10: 133.3597 | 1 base mount 154.9mm*62mm*33.5mm |  |  |  | ITE (Commercial) | LFA100F |  | 2.8 A |  |  |  |  | 87% | [6 empty] | Not Applicable |  | Chassis Mount |  | 1 |  |  | -10°C ~ 70°C |  |  |  | Box |  |  | 7047645 |  |  | LFA (100W) | 6.10" L x 2.44" W x 1.32" H (154.9mm x 62.0mm x 33.5mm) | 85 ~ 264 VAC |  |  | 3 kV |  | 36V | - | 30 | https://www.unikeyic.com/media/datasheet/3a/4f/581f/3a/0774363a68ef8b83aadcdb3adab5665e.pdf | https://www.unikeyic.com/products/other-power-supply/lfa100f-36-cgr/28762625.html
LFA100F-36-CY | COSEL | 1: 130.7837 10: 124.9712 | Base Mount 154.9mm × 62mm × 33.5mm |  |  |  | ITE (Commercial) | LFA100F |  | 2.8 A |  |  |  |  | 87% | [6 empty] | Not Applicable |  | Chassis Mount |  | 1 |  |  | -10°C ~ 70°C |  |  |  | Box |  |  | 7047656 |  |  | LFA (100W) | 6.10" L x 2.44" W x 1.32" H (154.9mm x 62.0mm x 33.5mm) | 85 ~ 264 VAC |  |  | 3 kV |  | 36V | - | 30 | https://www.unikeyic.com/media/datasheet/3a/4f/581f/3a/0774363a68ef8b83aadcdb3adab5665e.pdf | https://www.unikeyic.com/products/other-power-supply/lfa100f-36-cy/28812211.html
LFA100F-36-G | COSEL | 1: 117.1814 10: 111.9734 | Base Mount 154.9mm × 62mm × 33.5mm |  |  |  | ITE (Commercial) | LFA100F |  | 2.8 A |  |  |  |  | 87% | [6 empty] | Not Applicable |  | Chassis Mount |  | 1 |  |  | -10°C ~ 70°C |  |  |  | Box |  |  | 7047657 |  |  | LFA (100W) | 6.10" L x 2.44" W x 1.32" H (154.9mm x 62.0mm x 33.5mm) | 85 ~ 264 VAC |  |  | 3 kV |  | 36V | - | 30 | https://www.unikeyic.com/media/datasheet/3a/4f/581f/3a/0774363a68ef8b83aadcdb3adab5665e.pdf | https://www.unikeyic.com/products/other-power-supply/lfa100f-36-g/28399520.html
LFA100F-36-GJ1 | COSEL | 1: 117.1814 10: 111.9734 | 1 base mount 154.9mm*62mm*33.5mm |  |  |  | ITE (Commercial) | LFA100F |  | 2.8 A |  |  |  |  | 87% | [6 empty] | Not Applicable |  | Chassis Mount |  | 1 |  |  | -10°C ~ 70°C |  |  |  | Box |  |  | 7047658 |  |  | LFA (100W) | 6.10" L x 2.44" W x 1.32" H (154.9mm x 62.0mm x 33.5mm) | 85 ~ 264 VAC |  |  | 3 kV |  | 36V | - | 30 | https://www.unikeyic.com/media/datasheet/3a/4f/581f/3a/0774363a68ef8b83aadcdb3adab5665e.pdf | https://www.unikeyic.com/products/other-power-supply/lfa100f-36-gj1/11735446.html
LFA100F-36-GJ1Y | COSEL | 1: 117.1814 10: 111.9734 | Base Mount 154.9mm × 62mm × 33.5mm |  |  |  | ITE (Commercial) | LFA100F |  | 2.8 A |  |  |  |  | 87% | [6 empty] | Not Applicable |  | Chassis Mount |  | 1 |  |  | -10°C ~ 70°C |  |  |  | Box |  |  | 7047661 |  |  | LFA (100W) | 6.10" L x 2.44" W x 1.32" H (154.9mm x 62.0mm x 33.5mm) | 85 ~ 264 VAC |  |  | 3 kV |  | 36V | - | 30 | https://www.unikeyic.com/media/datasheet/3a/4f/581f/3a/0774363a68ef8b83aadcdb3adab5665e.pdf | https://www.unikeyic.com/products/other-power-supply/lfa100f-36-gj1y/12194327.html
LFA100F-3R3-CGY | COSEL | 1: 132.5438 10: 126.6529 | 1 base mount 154.9mm*62mm*33.5mm |  |  |  | ITE (Commercial) | LFA100F |  | 20 A |  |  |  |  | 79% | [6 empty] | Not Applicable |  | Chassis Mount |  | 1 |  |  | -10°C ~ 70°C |  |  |  | Box |  |  | 7047724 |  |  | LFA (100W) | 6.10" L x 2.44" W x 1.32" H (154.9mm x 62.0mm x 33.5mm) | 85 ~ 264 VAC |  |  | 3 kV |  | 3.3V | - | 30 | https://www.unikeyic.com/media/datasheet/3a/4f/581f/3a/0774363a68ef8b83aadcdb3adab5665e.pdf | https://www.unikeyic.com/products/other-power-supply/lfa100f-3r3-cgy/28957236.html
LFA100F-3R3-CJ1Y | COSEL | 1: 130.7837 10: 124.9712 | Base Mount 154.9mm × 62mm × 33.5mm |  |  |  | ITE (Commercial) | LFA100F |  | 20 A |  |  |  |  | 79% | [6 empty] | Not Applicable |  | Chassis Mount |  | 1 |  |  | -10°C ~ 70°C |  |  |  | Box |  |  | 7047727 |  |  | LFA (100W) | 6.10" L x 2.44" W x 1.32" H (154.9mm x 62.0mm x 33.5mm) | 85 ~ 264 VAC |  |  | 3 kV |  | 3.3V | - | 30 | https://www.unikeyic.com/media/datasheet/3a/4f/581f/3a/0774363a68ef8b83aadcdb3adab5665e.pdf | https://www.unikeyic.com/products/other-power-supply/lfa100f-3r3-cj1y/28930157.html
LFA100F-3R3-CR2Y | COSEL | 1: 137.8044 10: 131.6797 | 1 base mount 154.9mm*62mm*33.5mm |  |  | Commercial | [7 empty] | LFA100F-3R3-CR2Y COSEL | [5 empty] | 154.9mm*62mm*33.5mm | - |  | base mount |  | 1 |  |  | -10℃~70℃ |  | - |  |  |  |  | On sale |  | Compliant | boxed | [9 empty] | 30 | https://www.unikeyic.com/media/datasheet/3a/4f/581f/3a/0774363a68ef8b83aadcdb3adab5665e.pdf | https://www.unikeyic.com/products/other-power-supply/lfa100f-3r3-cr2y/11621897.html
LFA100F-3R3-GJ1Y | COSEL | 1: 117.1814 10: 111.9734 | 1 base mount 154.9mm*62mm*33.5mm |  |  |  | ITE (Commercial) | LFA100F |  | 20 A |  |  |  |  | 79% | [6 empty] | Not Applicable |  | Chassis Mount |  | 1 |  |  | -10°C ~ 70°C |  |  |  | Box |  |  | 7047733 |  |  | LFA (100W) | 6.10" L x 2.44" W x 1.32" H (154.9mm x 62.0mm x 33.5mm) | 85 ~ 264 VAC |  |  | 3 kV |  | 3.3V | - | 30 | https://www.unikeyic.com/media/datasheet/3a/4f/581f/3a/0774363a68ef8b83aadcdb3adab5665e.pdf | https://www.unikeyic.com/products/other-power-supply/lfa100f-3r3-gj1y/29375031.html
LFA100F-3R3-J1R2Y | COSEL | 1: 122.4577 10: 117.0151 | 1 base mount 154.9mm*62mm*33.5mm |  |  |  | ITE (Commercial) | LFA100F |  | 20 A |  |  |  |  | 79% | [6 empty] | Not Applicable |  | Chassis Mount |  | 1 |  |  | -10°C ~ 70°C |  |  |  | Box |  |  | 7047737 |  |  | LFA (100W) | 6.10" L x 2.44" W x 1.32" H (154.9mm x 62.0mm x 33.5mm) | 85 ~ 264 VAC |  |  | 3 kV |  | 3.3V | - | 30 | https://www.unikeyic.com/media/datasheet/3a/4f/581f/3a/0774363a68ef8b83aadcdb3adab5665e.pdf | https://www.unikeyic.com/products/other-power-supply/lfa100f-3r3-j1r2y/12391195.html
LFA100F-3R3-SCGY | COSEL | 1: 139.9976 10: 133.7755 | 1 base mount 154.9mm*62mm*33.5mm |  |  |  | ITE (Commercial) | LFA100F |  | 20 A |  |  |  |  | 79% | [6 empty] | Not Applicable |  | Chassis Mount |  | 1 |  |  | -10°C ~ 70°C |  |  |  | Box |  |  | 7047742 |  |  | LFA (100W) | 6.10" L x 2.44" W x 1.32" H (154.9mm x 62.0mm x 33.5mm) | 85 ~ 264 VAC |  |  | 3 kV |  | 3.3V | - | 30 | https://www.unikeyic.com/media/datasheet/3a/4f/581f/3a/0774363a68ef8b83aadcdb3adab5665e.pdf | https://www.unikeyic.com/products/other-power-supply/lfa100f-3r3-scgy/11712869.html
LFA100F-3R3-SCR2Y | COSEL | 1: 145.2427 10: 138.7874 | Base Mount 154.9mm × 62mm × 33.5mm |  |  |  | ITE (Commercial) | LFA100F |  | 20 A |  |  |  |  | 79% | [6 empty] | Not Applicable |  | Chassis Mount |  | 1 |  |  | -10°C ~ 70°C |  |  |  | Box |  |  | 7047744 |  |  | LFA (100W) | 6.10" L x 2.44" W x 1.32" H (154.9mm x 62.0mm x 33.5mm) | 85 ~ 264 VAC |  |  | 3 kV |  | 3.3V | - | 30 | https://www.unikeyic.com/media/datasheet/3a/4f/581f/3a/0774363a68ef8b83aadcdb3adab5665e.pdf | https://www.unikeyic.com/products/other-power-supply/lfa100f-3r3-scr2y/12376713.html
LFA100F-3R3-SCRY | COSEL | 1: 145.2427 10: 138.7874 | 1 base mount 154.9mm*62mm*33.5mm |  |  |  | ITE (Commercial) | LFA100F |  | 20 A |  |  |  |  | 79% | [6 empty] | Not Applicable |  | Chassis Mount |  | 1 |  |  | -10°C ~ 70°C |  |  |  | Box |  |  | 7047745 |  |  | LFA (100W) | 6.10" L x 2.44" W x 1.32" H (154.9mm x 62.0mm x 33.5mm) | 85 ~ 264 VAC |  |  | 3 kV |  | 3.3V | - | 30 | https://www.unikeyic.com/media/datasheet/3a/4f/581f/3a/0774363a68ef8b83aadcdb3adab5665e.pdf | https://www.unikeyic.com/products/other-power-supply/lfa100f-3r3-scry/11471295.html
LFA100F-3R3-SJ1R2Y | COSEL | 1: 129.9135 10: 124.1396 | 1 base mount 154.9mm*62mm*33.5mm |  |  |  | ITE (Commercial) | LFA100F |  | 20 A |  |  |  |  | 79% | [6 empty] | Not Applicable |  | Chassis Mount |  | 1 |  |  | -10°C ~ 70°C |  |  |  | Box |  |  | 7047751 |  |  | LFA (100W) | 6.10" L x 2.44" W x 1.32" H (154.9mm x 62.0mm x 33.5mm) | 85 ~ 264 VAC |  |  | 3 kV |  | 3.3V | - | 30 | https://www.unikeyic.com/media/datasheet/3a/4f/581f/3a/0774363a68ef8b83aadcdb3adab5665e.pdf | https://www.unikeyic.com/products/other-power-supply/lfa100f-3r3-sj1r2y/28522059.html
LFA100F-3R3-SNCGY | COSEL | 1: 144.8231 10: 138.3865 | 1 base mount 154.9mm*62mm*33.5mm |  |  |  | ITE (Commercial) | LFA100F |  | 20 A |  |  |  |  | 79% | [6 empty] | Not Applicable |  | Chassis Mount |  | 1 |  |  | -10°C ~ 70°C |  |  |  | Box |  |  | 7047754 |  |  | LFA (100W) | 6.10" L x 2.44" W x 1.32" H (154.9mm x 62.0mm x 33.5mm) | 85 ~ 264 VAC |  |  | 3 kV |  | 3.3V | - | 30 | https://www.unikeyic.com/media/datasheet/3a/4f/581f/3a/0774363a68ef8b83aadcdb3adab5665e.pdf | https://www.unikeyic.com/products/other-power-supply/lfa100f-3r3-sncgy/12569838.html
LFA100F-3R3-SNGJ1Y | COSEL | 1: 129.4939 10: 123.7387 | Base Mount 154.9mm × 62mm × 33.5mm |  |  |  | ITE (Commercial) | LFA100F |  | 20 A |  |  |  |  | 79% | [6 empty] | Not Applicable |  | Chassis Mount |  | 1 |  |  | -10°C ~ 70°C |  |  |  | Box |  |  | 7047759 |  |  | LFA (100W) | 6.10" L x 2.44" W x 1.32" H (154.9mm x 62.0mm x 33.5mm) | 85 ~ 264 VAC |  |  | 3 kV |  | 3.3V | - | 30 | https://www.unikeyic.com/media/datasheet/3a/4f/581f/3a/0774363a68ef8b83aadcdb3adab5665e.pdf | https://www.unikeyic.com/products/other-power-supply/lfa100f-3r3-sngj1y/11789212.html
LFA100F-3R3-SNJ1RY | COSEL | 1: 134.737 10: 128.7487 | 1 base mount 154.9mm*62mm*33.5mm |  |  |  | ITE (Commercial) | LFA100F |  | 20 A |  |  |  |  | 79% | [6 empty] | Not Applicable |  | Chassis Mount |  | 1 |  |  | -10°C ~ 70°C |  |  |  | Box |  |  | 7047764 |  |  | LFA (100W) | 6.10" L x 2.44" W x 1.32" H (154.9mm x 62.0mm x 33.5mm) | 85 ~ 264 VAC |  |  | 3 kV |  | 3.3V | - | 30 | https://www.unikeyic.com/media/datasheet/3a/4f/581f/3a/0774363a68ef8b83aadcdb3adab5665e.pdf | https://www.unikeyic.com/products/other-power-supply/lfa100f-3r3-snj1ry/12475170.html
LFA100F-3R3-SR2Y | COSEL | 1: 129.9135 10: 124.1396 | 1 base mount 154.9mm*62mm*33.5mm |  |  |  | ITE (Commercial) | LFA100F |  | 20 A |  |  |  |  | 79% | [6 empty] | Not Applicable |  | Chassis Mount |  | 1 |  |  | -10°C ~ 70°C |  |  |  | Box |  |  | 7047769 |  |  | LFA (100W) | 6.10" L x 2.44" W x 1.32" H (154.9mm x 62.0mm x 33.5mm) | 85 ~ 264 VAC |  |  | 3 kV |  | 3.3V | - | 30 | https://www.unikeyic.com/media/datasheet/3a/4f/581f/3a/0774363a68ef8b83aadcdb3adab5665e.pdf | https://www.unikeyic.com/products/other-power-supply/lfa100f-3r3-sr2y/28472426.html
LFA100F-3R3-SRY | COSEL | 1: 129.9135 10: 124.1396 | 1 base mount 154.9mm*62mm*33.5mm |  |  |  | ITE (Commercial) | LFA100F |  | 20 A |  |  |  |  | 79% | [6 empty] | Not Applicable |  | Chassis Mount |  | 1 |  |  | -10°C ~ 70°C |  |  |  | Box | [5 empty] | LFA (100W) | 6.10" L x 2.44" W x 1.32" H (154.9mm x 62.0mm x 33.5mm) | 85 ~ 264 VAC |  |  | 3 kV |  | 3.3V | - | 30 | https://www.unikeyic.com/media/datasheet/3a/4f/581f/3a/0774363a68ef8b83aadcdb3adab5665e.pdf | https://www.unikeyic.com/products/other-power-supply/lfa100f-3r3-sry/12475182.html
LFA100F-48-D41 | COSEL | 1: 117.6342 10: 112.4059 | 1 base mount 154.9mm*62mm*33.5mm |  |  |  | ITE (Commercial) | LFA100F |  | 2.1 A |  |  |  |  | 87% | [6 empty] | Not Applicable |  | Chassis Mount |  | 1 |  |  | -10°C ~ 70°C |  |  |  | Box |  |  | 7047789 |  |  | LFA (100W) | 6.10" L x 2.44" W x 1.32" H (154.9mm x 62.0mm x 33.5mm) | 85 ~ 264 VAC |  |  | 3 kV |  | 48V | - | 30 | https://www.unikeyic.com/media/datasheet/3a/4f/581f/3a/0774363a68ef8b83aadcdb3adab5665e.pdf | https://www.unikeyic.com/products/other-power-supply/lfa100f-48-d41/12086513.html
LFA100F-5-CGR2Y | COSEL | 1: 139.5625 10: 133.3597 | 1 base mount 154.9mm*62mm*33.5mm |  |  |  | ITE (Commercial) | LFA100F |  | 20 A |  |  |  |  | 84% | [6 empty] | Not Applicable |  | Chassis Mount |  | 1 |  |  | -10°C ~ 70°C |  |  |  | Box |  |  | 7047855 |  |  | LFA (100W) | 6.10" L x 2.44" W x 1.32" H (154.9mm x 62.0mm x 33.5mm) | 85 ~ 264 VAC |  |  | 3 kV |  | 5V | - | 30 | https://www.unikeyic.com/media/datasheet/3a/4f/581f/3a/0774363a68ef8b83aadcdb3adab5665e.pdf | https://www.unikeyic.com/products/other-power-supply/lfa100f-5-cgr2y/29316468.html
LFA100F-5-CJ1RY | COSEL | 1: 137.8044 10: 131.6797 | Base Mount 154.9mm × 62mm × 33.5mm |  |  |  | ITE (Commercial) | LFA100F |  | 20 A |  |  |  |  | 84% | [6 empty] | Not Applicable |  | Chassis Mount |  | 1 |  |  | -10°C ~ 70°C |  |  |  | Box |  |  | 7047859 |  |  | LFA (100W) | 6.10" L x 2.44" W x 1.32" H (154.9mm x 62.0mm x 33.5mm) | 85 ~ 264 VAC |  |  | 3 kV |  | 5V | - | 30 | https://www.unikeyic.com/media/datasheet/3a/4f/581f/3a/0774363a68ef8b83aadcdb3adab5665e.pdf | https://www.unikeyic.com/products/other-power-supply/lfa100f-5-cj1ry/11646257.html
LFA100F-5-CJ1Y | COSEL | 1: 130.7837 10: 124.9712 | Base Mount 154.9mm × 62mm × 33.5mm |  |  |  | ITE (Commercial) | LFA100F |  | 20 A |  |  |  |  | 84% | [6 empty] | Not Applicable |  | Chassis Mount |  | 1 |  |  | -10°C ~ 70°C |  |  |  | Box |  |  | 7047860 |  |  | LFA (100W) | 6.10" L x 2.44" W x 1.32" H (154.9mm x 62.0mm x 33.5mm) | 85 ~ 264 VAC |  |  | 3 kV |  | 5V | - | 30 | https://www.unikeyic.com/media/datasheet/3a/4f/581f/3a/0774363a68ef8b83aadcdb3adab5665e.pdf | https://www.unikeyic.com/products/other-power-supply/lfa100f-5-cj1y/11575568.html
LFA100F-5-GRY | COSEL | 1: 124.2177 10: 118.6969 | 1 base mount 154.9mm*62mm*33.5mm |  |  |  | ITE (Commercial) | LFA100F |  | 20 A |  |  |  |  | 84% | [6 empty] | Not Applicable |  | Chassis Mount |  | 1 |  |  | -10°C ~ 70°C |  |  |  | Box |  |  | 7047868 |  |  | LFA (100W) | 6.10" L x 2.44" W x 1.32" H (154.9mm x 62.0mm x 33.5mm) | 85 ~ 264 VAC |  |  | 3 kV |  | 5V | - | 30 | https://www.unikeyic.com/media/datasheet/3a/4f/581f/3a/0774363a68ef8b83aadcdb3adab5665e.pdf | https://www.unikeyic.com/products/other-power-supply/lfa100f-5-gry/12271780.html
LFA100F-5-GY | COSEL | 1: 117.1814 10: 111.9734 | 1 base mount 154.9mm*62mm*33.5mm |  |  |  | ITE (Commercial) | LFA100F |  | 20 A |  |  |  |  | 84% | [6 empty] | Not Applicable |  | Chassis Mount |  | 1 |  |  | -10°C ~ 70°C |  |  |  | Box |  |  | 7047869 |  |  | LFA (100W) | 6.10" L x 2.44" W x 1.32" H (154.9mm x 62.0mm x 33.5mm) | 85 ~ 264 VAC |  |  | 3 kV |  | 5V | - | 30 | https://www.unikeyic.com/media/datasheet/3a/4f/581f/3a/0774363a68ef8b83aadcdb3adab5665e.pdf | https://www.unikeyic.com/products/other-power-supply/lfa100f-5-gy/28729829.html
LFA100F-5-J1R2Y | COSEL | 1: 122.4577 10: 117.0151 | Base Mount 154.9mm × 62mm × 33.5mm |  |  |  | ITE (Commercial) | LFA100F |  | 20 A |  |  |  |  | 84% | [6 empty] | Not Applicable |  | Chassis Mount |  | 1 |  |  | -10°C ~ 70°C |  |  |  | Box |  |  | 7047870 |  |  | LFA (100W) | 6.10" L x 2.44" W x 1.32" H (154.9mm x 62.0mm x 33.5mm) | 85 ~ 264 VAC |  |  | 3 kV |  | 5V | - | 30 | https://www.unikeyic.com/media/datasheet/3a/4f/581f/3a/0774363a68ef8b83aadcdb3adab5665e.pdf | https://www.unikeyic.com/products/other-power-supply/lfa100f-5-j1r2y/29456345.html
LFA100F-5-J1RY | COSEL | 1: 122.4577 10: 117.0151 | 1 base mount 154.9mm*62mm*33.5mm |  |  |  | ITE (Commercial) | LFA100F |  | 20 A |  |  |  |  | 84% | [6 empty] | Not Applicable |  | Chassis Mount |  | 1 |  |  | -10°C ~ 70°C |  |  |  | Box |  |  | 7047871 |  |  | LFA (100W) | 6.10" L x 2.44" W x 1.32" H (154.9mm x 62.0mm x 33.5mm) | 85 ~ 264 VAC |  |  | 3 kV |  | 5V | - | 30 | https://www.unikeyic.com/media/datasheet/3a/4f/581f/3a/0774363a68ef8b83aadcdb3adab5665e.pdf | https://www.unikeyic.com/products/other-power-supply/lfa100f-5-j1ry/28836120.html
LFA100F-5-SCRY | COSEL | 1: 145.2427 10: 138.7874 | Base Mount 154.9mm × 62mm × 33.5mm |  |  |  | ITE (Commercial) | LFA100F |  | 20 A |  |  |  |  | 84% | [6 empty] | Not Applicable |  | Chassis Mount |  | 1 |  |  | -10°C ~ 70°C |  |  |  | Box |  |  | 7047878 |  |  | LFA (100W) | 6.10" L x 2.44" W x 1.32" H (154.9mm x 62.0mm x 33.5mm) | 85 ~ 264 VAC |  |  | 3 kV |  | 5V | - | 30 | https://www.unikeyic.com/media/datasheet/3a/4f/581f/3a/0774363a68ef8b83aadcdb3adab5665e.pdf | https://www.unikeyic.com/products/other-power-supply/lfa100f-5-scry/11716702.html
LFA100F-5-SJ1R2Y | COSEL | 1: 129.9135 10: 124.1396 | Base Mount 154.9mm × 62mm × 33.5mm |  |  |  | ITE (Commercial) | LFA100F |  | 20 A |  |  |  |  | 84% | [6 empty] | Not Applicable |  | Chassis Mount |  | 1 |  |  | -10°C ~ 70°C |  |  |  | Box |  |  | 7047884 |  |  | LFA (100W) | 6.10" L x 2.44" W x 1.32" H (154.9mm x 62.0mm x 33.5mm) | 85 ~ 264 VAC |  |  | 3 kV |  | 5V | - | 30 | https://www.unikeyic.com/media/datasheet/3a/4f/581f/3a/0774363a68ef8b83aadcdb3adab5665e.pdf | https://www.unikeyic.com/products/other-power-supply/lfa100f-5-sj1r2y/11794818.html
LFA100F-5-SJ1Y | COSEL | 1: 122.8928 10: 117.4309 | 1 base mount 154.9mm*62mm*33.5mm |  |  |  | ITE (Commercial) | LFA100F |  | 20 A |  |  |  |  | 84% | [6 empty] | Not Applicable |  | Chassis Mount |  | 1 |  |  | -10°C ~ 70°C |  |  |  | Box |  |  | 7047886 |  |  | LFA (100W) | 6.10" L x 2.44" W x 1.32" H (154.9mm x 62.0mm x 33.5mm) | 85 ~ 264 VAC |  |  | 3 kV |  | 5V | - | 30 | https://www.unikeyic.com/media/datasheet/3a/4f/581f/3a/0774363a68ef8b83aadcdb3adab5665e.pdf | https://www.unikeyic.com/products/other-power-supply/lfa100f-5-sj1y/12049159.html
LFA100F-5-SNCJ1Y | COSEL | 1: 143.0474 10: 136.6897 | 1 base mount 154.9mm*62mm*33.5mm |  |  |  | ITE (Commercial) | LFA100F |  | 20 A |  |  |  |  | 84% | [6 empty] | Not Applicable |  | Chassis Mount |  | 1 |  |  | -10°C ~ 70°C |  |  |  | Box |  |  | 7047888 |  |  | LFA (100W) | 6.10" L x 2.44" W x 1.32" H (154.9mm x 62.0mm x 33.5mm) | 85 ~ 264 VAC |  |  | 3 kV |  | 5V | - | 30 | https://www.unikeyic.com/media/datasheet/3a/4f/581f/3a/0774363a68ef8b83aadcdb3adab5665e.pdf | https://www.unikeyic.com/products/other-power-supply/lfa100f-5-sncj1y/12184823.html
LFA100F-5-SNGY | COSEL | 1: 129.4939 10: 123.7387 | Base Mount 154.9mm × 62mm × 33.5mm |  |  |  | ITE (Commercial) | LFA100F |  | 20 A |  |  |  |  | 84% | [6 empty] | Not Applicable |  | Chassis Mount |  | 1 |  |  | -10°C ~ 70°C |  |  |  | Box |  |  | 7047895 |  |  | LFA (100W) | 6.10" L x 2.44" W x 1.32" H (154.9mm x 62.0mm x 33.5mm) | 85 ~ 264 VAC |  |  | 3 kV |  | 5V | - | 30 | https://www.unikeyic.com/media/datasheet/3a/4f/581f/3a/0774363a68ef8b83aadcdb3adab5665e.pdf | https://www.unikeyic.com/products/other-power-supply/lfa100f-5-sngy/28397796.html
LFA100F-5-SNRY | COSEL | 1: 134.737 10: 128.7487 | Base Mount 154.9mm × 62mm × 33.5mm |  |  |  | ITE (Commercial) | LFA100F |  | 20 A |  |  |  |  | 84% | [6 empty] | Not Applicable |  | Chassis Mount |  | 1 |  |  | -10°C ~ 70°C |  |  |  | Box |  |  | 7047900 |  |  | LFA (100W) | 6.10" L x 2.44" W x 1.32" H (154.9mm x 62.0mm x 33.5mm) | 85 ~ 264 VAC |  |  | 3 kV |  | 5V | - | 30 | https://www.unikeyic.com/media/datasheet/3a/4f/581f/3a/0774363a68ef8b83aadcdb3adab5665e.pdf | https://www.unikeyic.com/products/other-power-supply/lfa100f-5-snry/12186780.html
LFA10F-3R3-GJ1Y | COSEL | 1: 39.841 10: 38.0703 | 1 base mount 73.4mm*50mm*22.1mm |  |  |  | ITE (Commercial) | LFA10F |  | 2 A |  |  |  |  | 68.5% | [6 empty] | Not Applicable |  | Chassis Mount |  | 1 |  |  | -10°C ~ 70°C |  |  |  | Box |  |  | 7047954 |  |  | LFA (10W) | 2.89" L x 1.97" W x 0.87" H (73.4mm x 50.0mm x 22.1mm) | 85 ~ 264 VAC |  |  | 3 kV |  | 3.3V | - | 30 | https://www.unikeyic.com/media/datasheet/3a/4f/581f/3a/0774363a68ef8b83aadcdb3adab5665e.pdf | https://www.unikeyic.com/products/other-power-supply/lfa10f-3r3-gj1y/11807141.html
LFA150F-12-SCY | COSEL | 1: 160.523 10: 153.3887 | 1 base mount 160mm*74.9mm*37.1mm |  |  |  | ITE (Commercial) | LFA150F |  | 12.5 A |  |  |  |  | 85% | [6 empty] | Not Applicable |  | Chassis Mount |  | 1 |  |  | -10°C ~ 70°C |  |  |  | Box |  |  | 7048021 |  |  | LFA (150W) | 6.30" L x 2.95" W x 1.46" H (160.0mm x 74.9mm x 37.1mm) | 85 ~ 264 VAC |  |  | 3 kV |  | 12V | - | 30 | https://www.unikeyic.com/media/datasheet/3a/4f/581f/3a/0774363a68ef8b83aadcdb3adab5665e.pdf | https://www.unikeyic.com/products/other-power-supply/lfa150f-12-scy/28791921.html
LFA150F-12-SGR | COSEL | 1: 153.9882 10: 147.1442 | Bracket Mount, 160mm × 74.9mm × 37.1mm |  |  |  | ITE (Commercial) | LFA150F |  | 12.5 A |  |  |  |  | 85% | [6 empty] | Not Applicable |  | Chassis Mount |  | 1 |  |  | -10°C ~ 70°C |  |  |  | Box |  |  | 7048024 |  |  | LFA (150W) | 6.30" L x 2.95" W x 1.46" H (160.0mm x 74.9mm x 37.1mm) | 85 ~ 264 VAC |  |  | 3 kV |  | 12V | - | 30 | https://www.unikeyic.com/media/datasheet/3a/4f/581f/3a/0774363a68ef8b83aadcdb3adab5665e.pdf | https://www.unikeyic.com/products/other-power-supply/lfa150f-12-sgr/12512948.html
LFA150F-15-CR | COSEL | 1: 159.2332 10: 152.1562 | 1 base mount 160mm*74.9mm*37.1mm |  |  |  | ITE (Commercial) | LFA150F |  | 10 A |  |  |  |  | 86.5% | [6 empty] | Not Applicable |  | Chassis Mount |  | 1 |  |  | -10°C ~ 70°C |  |  |  | Box |  |  | 7048068 |  |  | LFA (150W) | 6.30" L x 2.95" W x 1.46" H (160.0mm x 74.9mm x 37.1mm) | 85 ~ 264 VAC |  |  | 3 kV |  | 15V | - | 30 | https://www.unikeyic.com/media/datasheet/3a/4f/581f/3a/0774363a68ef8b83aadcdb3adab5665e.pdf | https://www.unikeyic.com/products/other-power-supply/lfa150f-15-cr/29268667.html
LFA150F-15-CRY | COSEL | 1: 159.2332 10: 152.1562 | 1 base mount 160mm*74.9mm*37.1mm |  |  |  | ITE (Commercial) | LFA150F |  | 10 A |  |  |  |  | 86.5% | [6 empty] | Not Applicable |  | Chassis Mount |  | 1 |  |  | -10°C ~ 70°C |  |  |  | Box |  |  | 7048071 |  |  | LFA (150W) | 6.30" L x 2.95" W x 1.46" H (160.0mm x 74.9mm x 37.1mm) | 85 ~ 264 VAC |  |  | 3 kV |  | 15V | - | 30 | https://www.unikeyic.com/media/datasheet/3a/4f/581f/3a/0774363a68ef8b83aadcdb3adab5665e.pdf | https://www.unikeyic.com/products/other-power-supply/lfa150f-15-cry/12388976.html
LFA150F-15-SCJ1 | COSEL | 1: 160.523 10: 153.3887 | Bracket Mount, 160mm × 74.9mm × 37.1mm |  |  |  | ITE (Commercial) | LFA150F |  | 10 A |  |  |  |  | 86.5% | [6 empty] | Not Applicable |  | Chassis Mount |  | 1 |  |  | -10°C ~ 70°C |  |  |  | Box |  |  | 7048096 |  |  | LFA (150W) | 6.30" L x 2.95" W x 1.46" H (160.0mm x 74.9mm x 37.1mm) | 85 ~ 264 VAC |  |  | 3 kV |  | 15V | - | 30 | https://www.unikeyic.com/media/datasheet/3a/4f/581f/3a/0774363a68ef8b83aadcdb3adab5665e.pdf | https://www.unikeyic.com/products/other-power-supply/lfa150f-15-scj1/28935379.html
LFA150F-24-CG | COSEL | 1: 153.9882 10: 147.1442 | 1 base mount 160mm*74.9mm*37.1mm |  |  |  | ITE (Commercial) | LFA150F |  | 6.3 A |  |  |  |  | 87.5% | [6 empty] | Not Applicable |  | Chassis Mount |  | 1 |  |  | -10°C ~ 70°C |  |  |  | Box |  |  | 7048138 |  |  | LFA (150W) | 6.30" L x 2.95" W x 1.46" H (160.0mm x 74.9mm x 37.1mm) | 85 ~ 264 VAC |  |  | 3 kV |  | 24V | - | 30 | https://www.unikeyic.com/media/datasheet/3a/4f/581f/3a/0774363a68ef8b83aadcdb3adab5665e.pdf | https://www.unikeyic.com/products/other-power-supply/lfa150f-24-cg/29316478.html
LFA150F-24-CGY | COSEL | 1: 153.9882 10: 147.1442 | 1 base mount 160mm*74.9mm*37.1mm |  |  |  | ITE (Commercial) | LFA150F |  | 6.3 A |  |  |  |  | 87.5% | [6 empty] | Not Applicable |  | Chassis Mount |  | 1 |  |  | -10°C ~ 70°C |  |  |  | Box |  |  | 7048142 |  |  | LFA (150W) | 6.30" L x 2.95" W x 1.46" H (160.0mm x 74.9mm x 37.1mm) | 85 ~ 264 VAC |  |  | 3 kV |  | 24V | - | 30 | https://www.unikeyic.com/media/datasheet/3a/4f/581f/3a/0774363a68ef8b83aadcdb3adab5665e.pdf | https://www.unikeyic.com/products/other-power-supply/lfa150f-24-cgy/12543555.html
LFA150F-24-CR | COSEL | 1: 159.2332 10: 152.1562 | Bracket Mount, 160mm × 74.9mm × 37.1mm |  |  | Commercial | [7 empty] | LFA150F-24-CR COSEL | [5 empty] | 160mm*74.9mm*37.1mm | - |  | base mount |  | 1 |  |  | -10℃~70℃ |  | - |  |  |  |  | On sale |  | Compliant | boxed | [9 empty] | 30 | https://www.unikeyic.com/media/datasheet/3a/4f/581f/3a/0774363a68ef8b83aadcdb3adab5665e.pdf | https://www.unikeyic.com/products/other-power-supply/lfa150f-24-cr/28859254.html
LFA150F-24-CRY | COSEL | 1: 159.2332 10: 152.1562 | 1 base mount 160mm*74.9mm*37.1mm |  |  |  | ITE (Commercial) | LFA150F |  | 6.3 A |  |  |  |  | 87.5% | [6 empty] | Not Applicable |  | Chassis Mount |  | 1 |  |  | -10°C ~ 70°C |  |  |  | Box |  |  | 7048150 |  |  | LFA (150W) | 6.30" L x 2.95" W x 1.46" H (160.0mm x 74.9mm x 37.1mm) | 85 ~ 264 VAC |  |  | 3 kV |  | 24V | - | 30 | https://www.unikeyic.com/media/datasheet/3a/4f/581f/3a/0774363a68ef8b83aadcdb3adab5665e.pdf | https://www.unikeyic.com/products/other-power-supply/lfa150f-24-cry/28599100.html
LFA150F-24-CY | COSEL | 1: 152.2458 10: 145.4792 | 1 base mount 160mm*74.9mm*37.1mm |  |  |  | ITE (Commercial) | LFA150F |  | 6.3 A |  |  |  |  | 87.5% | [6 empty] | Not Applicable |  | Chassis Mount |  | 1 |  |  | -10°C ~ 70°C |  |  |  | Box |  |  | 7048151 |  |  | LFA (150W) | 6.30" L x 2.95" W x 1.46" H (160.0mm x 74.9mm x 37.1mm) | 85 ~ 264 VAC |  |  | 3 kV |  | 24V | - | 30 | https://www.unikeyic.com/media/datasheet/3a/4f/581f/3a/0774363a68ef8b83aadcdb3adab5665e.pdf | https://www.unikeyic.com/products/other-power-supply/lfa150f-24-cy/28671789.html
LFA150F-36-C | COSEL | 1: 152.2458 10: 145.4792 | 1 base mount 160mm*74.9mm*37.1mm |  |  |  | ITE (Commercial) | LFA150F |  | 4.2 A |  |  |  |  | 87.5% | [6 empty] | Not Applicable |  | Chassis Mount |  | 1 |  |  | -10°C ~ 70°C |  |  |  | Box |  |  | 7048252 |  |  | LFA (150W) | 6.30" L x 2.95" W x 1.46" H (160.0mm x 74.9mm x 37.1mm) | 85 ~ 264 VAC |  |  | 3 kV |  | 36V | - | 30 | https://www.unikeyic.com/media/datasheet/3a/4f/581f/3a/0774363a68ef8b83aadcdb3adab5665e.pdf | https://www.unikeyic.com/products/other-power-supply/lfa150f-36-c/12011768.html
LFA150F-36-CGY | COSEL | 1: 153.9882 10: 147.1442 | 1 base mount 160mm*74.9mm*37.1mm |  |  |  | ITE (Commercial) | LFA150F |  | 4.2 A |  |  |  |  | 87.5% | [6 empty] | Not Applicable |  | Chassis Mount |  | 1 |  |  | -10°C ~ 70°C |  |  |  | Box |  |  | 7048257 |  |  | LFA (150W) | 6.30" L x 2.95" W x 1.46" H (160.0mm x 74.9mm x 37.1mm) | 85 ~ 264 VAC |  |  | 3 kV |  | 36V | - | 30 | https://www.unikeyic.com/media/datasheet/3a/4f/581f/3a/0774363a68ef8b83aadcdb3adab5665e.pdf | https://www.unikeyic.com/products/other-power-supply/lfa150f-36-cgy/11641222.html
LFA150F-36-CJ1 | COSEL | 1: 152.2458 10: 145.4792 | 1 base mount 160mm*74.9mm*37.1mm |  |  |  | ITE (Commercial) | LFA150F |  | 4.2 A |  |  |  |  | 87.5% | [6 empty] | Not Applicable |  | Chassis Mount |  | 1 |  |  | -10°C ~ 70°C |  |  |  | Box |  |  | 7048258 |  |  | LFA (150W) | 6.30" L x 2.95" W x 1.46" H (160.0mm x 74.9mm x 37.1mm) | 85 ~ 264 VAC |  |  | 3 kV |  | 36V | - | 30 | https://www.unikeyic.com/media/datasheet/3a/4f/581f/3a/0774363a68ef8b83aadcdb3adab5665e.pdf | https://www.unikeyic.com/products/other-power-supply/lfa150f-36-cj1/11689203.html
LFA150F-36-CR | COSEL | 1: 159.2332 10: 152.1562 | Bracket Mount, 160mm × 74.9mm × 37.1mm |  |  | Commercial | [7 empty] | LFA150F-36-CR COSEL | [5 empty] | 160mm*74.9mm*37.1mm | - |  | base mount |  | 1 |  |  | -10℃~70℃ |  | - |  |  |  |  | On sale |  | Compliant | boxed | [9 empty] | 30 | https://www.unikeyic.com/media/datasheet/3a/4f/581f/3a/0774363a68ef8b83aadcdb3adab5665e.pdf | https://www.unikeyic.com/products/other-power-supply/lfa150f-36-cr/29469958.html
LFA150F-36-CY | COSEL | 1: 152.2458 10: 145.4792 | 1 base mount 160mm*74.9mm*37.1mm |  |  |  | ITE (Commercial) | LFA150F |  | 4.2 A |  |  |  |  | 87.5% | [6 empty] | Not Applicable |  | Chassis Mount |  | 1 |  |  | -10°C ~ 70°C |  |  |  | Box |  |  | 7048266 |  |  | LFA (150W) | 6.30" L x 2.95" W x 1.46" H (160.0mm x 74.9mm x 37.1mm) | 85 ~ 264 VAC |  |  | 3 kV |  | 36V | - | 30 | https://www.unikeyic.com/media/datasheet/3a/4f/581f/3a/0774363a68ef8b83aadcdb3adab5665e.pdf | https://www.unikeyic.com/products/other-power-supply/lfa150f-36-cy/11586006.html
LFA150F-36-GY | COSEL | 1: 138.6747 10: 132.5113 | 1 base mount 160mm*74.9mm*37.1mm |  |  |  | ITE (Commercial) | LFA150F |  | 4.2 A |  |  |  |  | 87.5% | [6 empty] | Not Applicable |  | Chassis Mount |  | 1 |  |  | -10°C ~ 70°C |  |  |  | Box |  |  | 7048276 |  |  | LFA (150W) | 6.30" L x 2.95" W x 1.46" H (160.0mm x 74.9mm x 37.1mm) | 85 ~ 264 VAC |  |  | 3 kV |  | 36V | - | 30 | https://www.unikeyic.com/media/datasheet/3a/4f/581f/3a/0774363a68ef8b83aadcdb3adab5665e.pdf | https://www.unikeyic.com/products/other-power-supply/lfa150f-36-gy/29406111.html
LFA150F-3R3-CGY | COSEL | 1: 153.9882 10: 147.1442 | 1 base mount 160mm*74.9mm*37.1mm |  |  |  | ITE (Commercial) | LFA150F |  | 30 A |  |  |  |  | 82% | [6 empty] | Not Applicable |  | Chassis Mount |  | 1 |  |  | -10°C ~ 70°C |  |  |  | Box |  |  | 7048333 |  |  | LFA (150W) | 6.30" L x 2.95" W x 1.46" H (160.0mm x 74.9mm x 37.1mm) | 85 ~ 264 VAC |  |  | 3 kV |  | 3.3V | - | 30 | https://www.unikeyic.com/media/datasheet/3a/4f/581f/3a/0774363a68ef8b83aadcdb3adab5665e.pdf | https://www.unikeyic.com/products/other-power-supply/lfa150f-3r3-cgy/12375883.html
LFA150F-3R3-CJ1R2Y | COSEL | 1: 159.2332 10: 152.1562 | 1 base mount 160mm*74.9mm*37.1mm |  |  |  | ITE (Commercial) | LFA150F |  | 30 A |  |  |  |  | 82% | [6 empty] | Not Applicable |  | Chassis Mount |  | 1 |  |  | -10°C ~ 70°C |  |  |  | Box |  |  | 7048334 |  |  | LFA (150W) | 6.30" L x 2.95" W x 1.46" H (160.0mm x 74.9mm x 37.1mm) | 85 ~ 264 VAC |  |  | 3 kV |  | 3.3V | - | 30 | https://www.unikeyic.com/media/datasheet/3a/4f/581f/3a/0774363a68ef8b83aadcdb3adab5665e.pdf | https://www.unikeyic.com/products/other-power-supply/lfa150f-3r3-cj1r2y/11500725.html
LFA150F-3R3-CJ1RY | COSEL | 1: 159.2332 10: 152.1562 | 1 base mount 160mm*74.9mm*37.1mm |  |  |  | ITE (Commercial) | LFA150F |  | 30 A |  |  |  |  | 82% | [6 empty] | Not Applicable |  | Chassis Mount |  | 1 |  |  | -10°C ~ 70°C |  |  |  | Box |  |  | 7048335 |  |  | LFA (150W) | 6.30" L x 2.95" W x 1.46" H (160.0mm x 74.9mm x 37.1mm) | 85 ~ 264 VAC |  |  | 3 kV |  | 3.3V | - | 30 | https://www.unikeyic.com/media/datasheet/3a/4f/581f/3a/0774363a68ef8b83aadcdb3adab5665e.pdf | https://www.unikeyic.com/products/other-power-supply/lfa150f-3r3-cj1ry/11962213.html
LFA150F-3R3-CR2Y | COSEL | 1: 159.2332 10: 152.1562 | Bracket Mount, 160mm × 74.9mm × 37.1mm |  |  |  | ITE (Commercial) | LFA150F |  | 30 A |  |  |  |  | 82% | [6 empty] | Not Applicable |  | Chassis Mount |  | 1 |  |  | -10°C ~ 70°C |  |  |  | Box |  |  | 7048337 |  |  | LFA (150W) | 6.30" L x 2.95" W x 1.46" H (160.0mm x 74.9mm x 37.1mm) | 85 ~ 264 VAC |  |  | 3 kV |  | 3.3V | - | 30 | https://www.unikeyic.com/media/datasheet/3a/4f/581f/3a/0774363a68ef8b83aadcdb3adab5665e.pdf | https://www.unikeyic.com/products/other-power-supply/lfa150f-3r3-cr2y/28614165.html
LFA150F-3R3-CY | COSEL | 1: 152.2458 10: 145.4792 | 1 base mount 160mm*74.9mm*37.1mm |  |  |  | ITE (Commercial) | LFA150F |  | 30 A |  |  |  |  | 82% | [6 empty] | Not Applicable |  | Chassis Mount |  | 1 |  |  | -10°C ~ 70°C |  |  |  | Box |  |  | 7048339 |  |  | LFA (150W) | 6.30" L x 2.95" W x 1.46" H (160.0mm x 74.9mm x 37.1mm) | 85 ~ 264 VAC |  |  | 3 kV |  | 3.3V | - | 30 | https://www.unikeyic.com/media/datasheet/3a/4f/581f/3a/0774363a68ef8b83aadcdb3adab5665e.pdf | https://www.unikeyic.com/products/other-power-supply/lfa150f-3r3-cy/11782585.html
LFA150F-3R3-GJ1R2Y | COSEL | 1: 145.6934 10: 139.2181 | 1 base mount 160mm*74.9mm*37.1mm |  |  |  | ITE (Commercial) | LFA150F |  | 30 A |  |  |  |  | 82% | [6 empty] | Not Applicable |  | Chassis Mount |  | 1 |  |  | -10°C ~ 70°C |  |  |  | Box |  |  | 7048340 |  |  | LFA (150W) | 6.30" L x 2.95" W x 1.46" H (160.0mm x 74.9mm x 37.1mm) | 85 ~ 264 VAC |  |  | 3 kV |  | 3.3V | - | 30 | https://www.unikeyic.com/media/datasheet/3a/4f/581f/3a/0774363a68ef8b83aadcdb3adab5665e.pdf | https://www.unikeyic.com/products/other-power-supply/lfa150f-3r3-gj1r2y/28805843.html
LFA150F-3R3-GJ1RY | COSEL | 1: 145.6934 10: 139.2181 | 1 base mount 160mm*74.9mm*37.1mm |  |  |  | ITE (Commercial) | LFA150F |  | 30 A |  |  |  |  | 82% | [6 empty] | Not Applicable |  | Chassis Mount |  | 1 |  |  | -10°C ~ 70°C |  |  |  | Box |  |  | 7048341 |  |  | LFA (150W) | 6.30" L x 2.95" W x 1.46" H (160.0mm x 74.9mm x 37.1mm) | 85 ~ 264 VAC |  |  | 3 kV |  | 3.3V | - | 30 | https://www.unikeyic.com/media/datasheet/3a/4f/581f/3a/0774363a68ef8b83aadcdb3adab5665e.pdf | https://www.unikeyic.com/products/other-power-supply/lfa150f-3r3-gj1ry/11995721.html
LFA150F-3R3-GJ1Y | COSEL | 1: 138.6747 10: 132.5113 | 1 base mount 160mm*74.9mm*37.1mm |  |  |  | ITE (Commercial) | LFA150F |  | 30 A |  |  |  |  | 82% | [6 empty] | Not Applicable |  | Chassis Mount |  | 1 |  |  | -10°C ~ 70°C |  |  |  | Box |  |  | 7048342 |  |  | LFA (150W) | 6.30" L x 2.95" W x 1.46" H (160.0mm x 74.9mm x 37.1mm) | 85 ~ 264 VAC |  |  | 3 kV |  | 3.3V | - | 30 | https://www.unikeyic.com/media/datasheet/3a/4f/581f/3a/0774363a68ef8b83aadcdb3adab5665e.pdf | https://www.unikeyic.com/products/other-power-supply/lfa150f-3r3-gj1y/11556055.html
LFA150F-3R3-GY | COSEL | 1: 138.6747 10: 132.5113 | 1 base mount 160mm*74.9mm*37.1mm |  |  |  | ITE (Commercial) | LFA150F |  | 30 A |  |  |  |  | 82% | [6 empty] | Not Applicable |  | Chassis Mount |  | 1 |  |  | -10°C ~ 70°C |  |  |  | Box |  |  | 7048345 |  |  | LFA (150W) | 6.30" L x 2.95" W x 1.46" H (160.0mm x 74.9mm x 37.1mm) | 85 ~ 264 VAC |  |  | 3 kV |  | 3.3V | - | 30 | https://www.unikeyic.com/media/datasheet/3a/4f/581f/3a/0774363a68ef8b83aadcdb3adab5665e.pdf | https://www.unikeyic.com/products/other-power-supply/lfa150f-3r3-gy/29315085.html
LFA150F-3R3-R2Y | COSEL | 1: 143.9509 10: 137.5531 | 1 base mount 160mm*74.9mm*37.1mm |  |  |  | ITE (Commercial) | LFA150F |  | 30 A |  |  |  |  | 82% | [6 empty] | Not Applicable |  | Chassis Mount |  | 1 |  |  | -10°C ~ 70°C |  |  |  | Box | [5 empty] | LFA (150W) | 6.30" L x 2.95" W x 1.46" H (160.0mm x 74.9mm x 37.1mm) | 85 ~ 264 VAC |  |  | 3 kV |  | 3.3V | - | 30 | https://www.unikeyic.com/media/datasheet/3a/4f/581f/3a/0774363a68ef8b83aadcdb3adab5665e.pdf | https://www.unikeyic.com/products/other-power-supply/lfa150f-3r3-r2y/11885439.html
LFA150F-3R3-SCJ1Y | COSEL | 1: 160.523 10: 153.3887 | 1 base mount 160mm*74.9mm*37.1mm |  |  |  | ITE (Commercial) | LFA150F |  | 30 A |  |  |  |  | 82% | [6 empty] | Not Applicable |  | Chassis Mount |  | 1 |  |  | -10°C ~ 70°C |  |  |  | Box |  |  | 7048352 |  |  | LFA (150W) | 6.30" L x 2.95" W x 1.46" H (160.0mm x 74.9mm x 37.1mm) | 85 ~ 264 VAC |  |  | 3 kV |  | 3.3V | - | 30 | https://www.unikeyic.com/media/datasheet/3a/4f/581f/3a/0774363a68ef8b83aadcdb3adab5665e.pdf | https://www.unikeyic.com/products/other-power-supply/lfa150f-3r3-scj1y/28458628.html
LFA150F-3R3-SCY | COSEL | 1: 160.523 10: 153.3887 | 1 base mount 160mm*74.9mm*37.1mm |  |  |  | ITE (Commercial) | LFA150F |  | 30 A |  |  |  |  | 82% | [6 empty] | Not Applicable |  | Chassis Mount |  | 1 |  |  | -10°C ~ 70°C |  |  |  | Box | [5 empty] | LFA (150W) | 6.30" L x 2.95" W x 1.46" H (160.0mm x 74.9mm x 37.1mm) | 85 ~ 264 VAC |  |  | 3 kV |  | 3.3V | - | 30 | https://www.unikeyic.com/media/datasheet/3a/4f/581f/3a/0774363a68ef8b83aadcdb3adab5665e.pdf | https://www.unikeyic.com/products/other-power-supply/lfa150f-3r3-scy/12469078.html
LFA150F-3R3-SGRY | COSEL | 1: 153.9882 10: 147.1442 | 1 base mount 160mm*74.9mm*37.1mm |  |  |  | ITE (Commercial) | LFA150F |  | 30 A |  |  |  |  | 82% | [6 empty] | Not Applicable |  | Chassis Mount |  | 1 |  |  | -10°C ~ 70°C |  |  |  | Box |  |  | 7048358 |  |  | LFA (150W) | 6.30" L x 2.95" W x 1.46" H (160.0mm x 74.9mm x 37.1mm) | 85 ~ 264 VAC |  |  | 3 kV |  | 3.3V | - | 30 | https://www.unikeyic.com/media/datasheet/3a/4f/581f/3a/0774363a68ef8b83aadcdb3adab5665e.pdf | https://www.unikeyic.com/products/other-power-supply/lfa150f-3r3-sgry/12481862.html
LFA150F-3R3-SJ1RY | COSEL | 1: 152.2458 10: 145.4792 | 1 base mount 160mm*74.9mm*37.1mm |  |  |  | ITE (Commercial) | LFA150F |  | 30 A |  |  |  |  | 82% | [6 empty] | Not Applicable |  | Chassis Mount |  | 1 |  |  | -10°C ~ 70°C |  |  |  | Box |  |  | 7048361 |  |  | LFA (150W) | 6.30" L x 2.95" W x 1.46" H (160.0mm x 74.9mm x 37.1mm) | 85 ~ 264 VAC |  |  | 3 kV |  | 3.3V | - | 30 | https://www.unikeyic.com/media/datasheet/3a/4f/581f/3a/0774363a68ef8b83aadcdb3adab5665e.pdf | https://www.unikeyic.com/products/other-power-supply/lfa150f-3r3-sj1ry/11859801.html
LFA150F-3R3-SNCGY | COSEL | 1: 167.0578 10: 159.633 | 1 base mount 160mm*74.9mm*37.1mm |  |  |  | ITE (Commercial) | LFA150F |  | 30 A |  |  |  |  | 82% | [6 empty] | Not Applicable |  | Chassis Mount |  | 1 |  |  | -10°C ~ 70°C |  |  |  | Box |  |  | 7048363 |  |  | LFA (150W) | 6.30" L x 2.95" W x 1.46" H (160.0mm x 74.9mm x 37.1mm) | 85 ~ 264 VAC |  |  | 3 kV |  | 3.3V | - | 30 | https://www.unikeyic.com/media/datasheet/3a/4f/581f/3a/0774363a68ef8b83aadcdb3adab5665e.pdf | https://www.unikeyic.com/products/other-power-supply/lfa150f-3r3-sncgy/28594328.html
LFA150F-3R3-SNCRY | COSEL | 1: 172.3028 10: 164.6449 | 1 base mount 160mm*74.9mm*37.1mm |  |  |  | ITE (Commercial) | LFA150F |  | 30 A |  |  |  |  | 82% | [6 empty] | Not Applicable |  | Chassis Mount |  | 1 |  |  | -10°C ~ 70°C |  |  |  | Box |  |  | 7048366 |  |  | LFA (150W) | 6.30" L x 2.95" W x 1.46" H (160.0mm x 74.9mm x 37.1mm) | 85 ~ 264 VAC |  |  | 3 kV |  | 3.3V | - | 30 | https://www.unikeyic.com/media/datasheet/3a/4f/581f/3a/0774363a68ef8b83aadcdb3adab5665e.pdf | https://www.unikeyic.com/products/other-power-supply/lfa150f-3r3-sncry/29173364.html
LFA150F-3R3-SNCY | COSEL | 1: 165.3153 10: 157.968 | 1 base mount 160mm*74.9mm*37.1mm |  |  |  | ITE (Commercial) | LFA150F |  | 30 A |  |  |  |  | 82% | [6 empty] | Not Applicable |  | Chassis Mount |  | 1 |  |  | -10°C ~ 70°C |  |  |  | Box |  |  | 7048367 |  |  | LFA (150W) | 6.30" L x 2.95" W x 1.46" H (160.0mm x 74.9mm x 37.1mm) | 85 ~ 264 VAC |  |  | 3 kV |  | 3.3V | - | 30 | https://www.unikeyic.com/media/datasheet/3a/4f/581f/3a/0774363a68ef8b83aadcdb3adab5665e.pdf | https://www.unikeyic.com/products/other-power-supply/lfa150f-3r3-sncy/29165770.html
LFA150F-3R3-SNGJ1Y | COSEL | 1: 151.793 10: 145.0466 | 1 base mount 160mm*74.9mm*37.1mm |  |  |  | ITE (Commercial) | LFA150F |  | 30 A |  |  |  |  | 82% | [6 empty] | Not Applicable |  | Chassis Mount |  | 1 |  |  | -10°C ~ 70°C |  |  |  | Box | [5 empty] | LFA (150W) | 6.30" L x 2.95" W x 1.46" H (160.0mm x 74.9mm x 37.1mm) | 85 ~ 264 VAC |  |  | 3 kV |  | 3.3V | - | 30 | https://www.unikeyic.com/media/datasheet/3a/4f/581f/3a/0774363a68ef8b83aadcdb3adab5665e.pdf | https://www.unikeyic.com/products/other-power-supply/lfa150f-3r3-sngj1y/29341970.html
LFA150F-3R3-SNJ1R2Y | COSEL | 1: 157.0381 10: 150.0586 | 1 base mount 160mm*74.9mm*37.1mm |  |  |  | ITE (Commercial) | LFA150F |  | 30 A |  |  |  |  | 82% | [6 empty] | Not Applicable |  | Chassis Mount |  | 1 |  |  | -10°C ~ 70°C |  |  |  | Box |  |  | 7048372 |  |  | LFA (150W) | 6.30" L x 2.95" W x 1.46" H (160.0mm x 74.9mm x 37.1mm) | 85 ~ 264 VAC |  |  | 3 kV |  | 3.3V | - | 30 | https://www.unikeyic.com/media/datasheet/3a/4f/581f/3a/0774363a68ef8b83aadcdb3adab5665e.pdf | https://www.unikeyic.com/products/other-power-supply/lfa150f-3r3-snj1r2y/29031815.html
LFA150F-3R3-SRY | COSEL | 1: 152.2458 10: 145.4792 | Bracket Mount, 160mm × 74.9mm × 37.1mm |  |  |  | ITE (Commercial) | LFA150F |  | 30 A |  |  |  |  | 82% | [6 empty] | Not Applicable |  | Chassis Mount |  | 1 |  |  | -10°C ~ 70°C |  |  |  | Box |  |  | 7048379 |  |  | LFA (150W) | 6.30" L x 2.95" W x 1.46" H (160.0mm x 74.9mm x 37.1mm) | 85 ~ 264 VAC |  |  | 3 kV |  | 3.3V | - | 30 | https://www.unikeyic.com/media/datasheet/3a/4f/581f/3a/0774363a68ef8b83aadcdb3adab5665e.pdf | https://www.unikeyic.com/products/other-power-supply/lfa150f-3r3-sry/11991430.html
LFA150F-3R3-SY | COSEL | 1: 145.2427 10: 138.7874 | 1 base mount 160mm*74.9mm*37.1mm |  |  |  | ITE (Commercial) | LFA150F |  | 30 A |  |  |  |  | 82% | [6 empty] | Not Applicable |  | Chassis Mount |  | 1 |  |  | -10°C ~ 70°C |  |  |  | Box |  |  | 7048380 |  |  | LFA (150W) | 6.30" L x 2.95" W x 1.46" H (160.0mm x 74.9mm x 37.1mm) | 85 ~ 264 VAC |  |  | 3 kV |  | 3.3V | - | 30 | https://www.unikeyic.com/media/datasheet/3a/4f/581f/3a/0774363a68ef8b83aadcdb3adab5665e.pdf | https://www.unikeyic.com/products/other-power-supply/lfa150f-3r3-sy/29368635.html
LFA150F-48-J1R2 | COSEL | 1: 143.9509 10: 137.5531 | 1 base mount 160mm*74.9mm*37.1mm |  |  |  | ITE (Commercial) | LFA150F |  | 3.2 A |  |  |  |  | 88% | [6 empty] | Not Applicable |  | Chassis Mount |  | 1 |  |  | -10°C ~ 70°C |  |  |  | Box |  |  | 7048411 |  |  | LFA (150W) | 6.30" L x 2.95" W x 1.46" H (160.0mm x 74.9mm x 37.1mm) | 85 ~ 264 VAC |  |  | 3 kV |  | 48V | - | 30 | https://www.unikeyic.com/media/datasheet/3a/4f/581f/3a/0774363a68ef8b83aadcdb3adab5665e.pdf | https://www.unikeyic.com/products/other-power-supply/lfa150f-48-j1r2/29124571.html
LFA150F-48-J1R2YD41 | COSEL | 1: 143.9509 10: 137.5531 | 1 base mount 160mm*74.9mm*37.1mm |  |  |  | ITE (Commercial) | LFA150F |  | 3.2 A |  |  |  |  | 88% | [6 empty] | Not Applicable |  | Chassis Mount |  | 1 |  |  | -10°C ~ 70°C |  |  |  | Box |  |  | 7048413 |  |  | LFA (150W) | 6.30" L x 2.95" W x 1.46" H (160.0mm x 74.9mm x 37.1mm) | 85 ~ 264 VAC |  |  | 3 kV |  | 48V | - | 30 | https://www.unikeyic.com/media/datasheet/3a/4f/581f/3a/0774363a68ef8b83aadcdb3adab5665e.pdf | https://www.unikeyic.com/products/other-power-supply/lfa150f-48-j1r2yd41/29287860.html
LFA150F-48-J1RY | COSEL | 1: 143.9509 10: 137.5531 | 1 base mount 160mm*74.9mm*37.1mm |  |  |  | ITE (Commercial) | LFA150F |  | 3.2 A |  |  |  |  | 88% | [6 empty] | Not Applicable |  | Chassis Mount |  | 1 |  |  | -10°C ~ 70°C |  |  |  | Box |  |  | 7048414 |  |  | LFA (150W) | 6.30" L x 2.95" W x 1.46" H (160.0mm x 74.9mm x 37.1mm) | 85 ~ 264 VAC |  |  | 3 kV |  | 48V | - | 30 | https://www.unikeyic.com/media/datasheet/3a/4f/581f/3a/0774363a68ef8b83aadcdb3adab5665e.pdf | https://www.unikeyic.com/products/other-power-supply/lfa150f-48-j1ry/11766424.html
LFA150F-48-S | COSEL | 1: 145.2427 10: 138.7874 | 1 base mount 160mm*74.9mm*37.1mm |  |  |  | ITE (Commercial) | LFA150F |  | 3.2 A |  |  |  |  | 88% | [6 empty] | Not Applicable |  | Chassis Mount |  | 1 |  |  | -10°C ~ 70°C |  |  |  | Box |  |  | 7048420 |  |  | LFA (150W) | 6.30" L x 2.95" W x 1.46" H (160.0mm x 74.9mm x 37.1mm) | 85 ~ 264 VAC |  |  | 3 kV |  | 48V | - | 30 | https://www.unikeyic.com/media/datasheet/3a/4f/581f/3a/0774363a68ef8b83aadcdb3adab5665e.pdf | https://www.unikeyic.com/products/other-power-supply/lfa150f-48-s/11445242.html
LFA150F-48-SJ1 | COSEL | 1: 145.2427 10: 138.7874 | 1 base mount 160mm*74.9mm*37.1mm |  |  |  | ITE (Commercial) | LFA150F |  | 3.2 A |  |  |  |  | 88% | [6 empty] | Not Applicable |  | Chassis Mount |  | 1 |  |  | -10°C ~ 70°C |  |  |  | Box |  |  | 7048432 |  |  | LFA (150W) | 6.30" L x 2.95" W x 1.46" H (160.0mm x 74.9mm x 37.1mm) | 85 ~ 264 VAC |  |  | 3 kV |  | 48V | - | 30 | https://www.unikeyic.com/media/datasheet/3a/4f/581f/3a/0774363a68ef8b83aadcdb3adab5665e.pdf | https://www.unikeyic.com/products/other-power-supply/lfa150f-48-sj1/12483182.html
LFA150F-48-SY | COSEL | 1: 145.2427 10: 138.7874 | Bracket Mount, 160mm × 74.9mm × 37.1mm |  |  |  | ITE (Commercial) | LFA150F |  | 3.2 A |  |  |  |  | 88% | [6 empty] | Not Applicable |  | Chassis Mount |  | 1 |  |  | -10°C ~ 70°C |  |  |  | Box |  |  | 7048461 |  |  | LFA (150W) | 6.30" L x 2.95" W x 1.46" H (160.0mm x 74.9mm x 37.1mm) | 85 ~ 264 VAC |  |  | 3 kV |  | 48V | - | 30 | https://www.unikeyic.com/media/datasheet/3a/4f/581f/3a/0774363a68ef8b83aadcdb3adab5665e.pdf | https://www.unikeyic.com/products/other-power-supply/lfa150f-48-sy/12570918.html
LFA150F-5-CGJ1Y | COSEL | 1: 153.9882 10: 147.1442 | Bracket Mount, 160mm × 74.9mm × 37.1mm |  |  |  | ITE (Commercial) | LFA150F |  | 30 A |  |  |  |  | 85.5% | [6 empty] | Not Applicable |  | Chassis Mount |  | 1 |  |  | -10°C ~ 70°C |  |  |  | Box |  |  | 7048463 |  |  | LFA (150W) | 6.30" L x 2.95" W x 1.46" H (160.0mm x 74.9mm x 37.1mm) | 85 ~ 264 VAC |  |  | 3 kV |  | 5V | - | 30 | https://www.unikeyic.com/media/datasheet/3a/4f/581f/3a/0774363a68ef8b83aadcdb3adab5665e.pdf | https://www.unikeyic.com/products/other-power-supply/lfa150f-5-cgj1y/28574565.html
LFA150F-5-CGRY | COSEL | 1: 160.9757 10: 153.8212 | 1 base mount 160mm*74.9mm*37.1mm |  |  |  | ITE (Commercial) | LFA150F |  | 30 A |  |  |  |  | 85.5% | [6 empty] | Not Applicable |  | Chassis Mount |  | 1 |  |  | -10°C ~ 70°C |  |  |  | Box |  |  | 7048465 |  |  | LFA (150W) | 6.30" L x 2.95" W x 1.46" H (160.0mm x 74.9mm x 37.1mm) | 85 ~ 264 VAC |  |  | 3 kV |  | 5V | - | 30 | https://www.unikeyic.com/media/datasheet/3a/4f/581f/3a/0774363a68ef8b83aadcdb3adab5665e.pdf | https://www.unikeyic.com/products/other-power-supply/lfa150f-5-cgry/12010375.html
LFA150F-5-CGY | COSEL | 1: 153.9882 10: 147.1442 | 1 base mount 160mm*74.9mm*37.1mm |  |  |  | ITE (Commercial) | LFA150F |  | 30 A |  |  |  |  | 85.5% | [6 empty] | Not Applicable |  | Chassis Mount |  | 1 |  |  | -10°C ~ 70°C |  |  |  | Box |  |  | 7048466 |  |  | LFA (150W) | 6.30" L x 2.95" W x 1.46" H (160.0mm x 74.9mm x 37.1mm) | 85 ~ 264 VAC |  |  | 3 kV |  | 5V | - | 30 | https://www.unikeyic.com/media/datasheet/3a/4f/581f/3a/0774363a68ef8b83aadcdb3adab5665e.pdf | https://www.unikeyic.com/products/other-power-supply/lfa150f-5-cgy/11593115.html
LFA150F-5-CJ1R2Y | COSEL | 1: 159.2332 10: 152.1562 | 1 base mount 160mm*74.9mm*37.1mm |  |  |  | ITE (Commercial) | LFA150F |  | 30 A |  |  |  |  | 85.5% | [6 empty] | Not Applicable |  | Chassis Mount |  | 1 |  |  | -10°C ~ 70°C |  |  |  | Box |  |  | 7048467 |  |  | LFA (150W) | 6.30" L x 2.95" W x 1.46" H (160.0mm x 74.9mm x 37.1mm) | 85 ~ 264 VAC |  |  | 3 kV |  | 5V | - | 30 | https://www.unikeyic.com/media/datasheet/3a/4f/581f/3a/0774363a68ef8b83aadcdb3adab5665e.pdf | https://www.unikeyic.com/products/other-power-supply/lfa150f-5-cj1r2y/29174779.html
LFA150F-5-CJ1RY | COSEL | 1: 159.2332 10: 152.1562 | Bracket Mount, 160mm × 74.9mm × 37.1mm |  |  |  | ITE (Commercial) | LFA150F |  | 30 A |  |  |  |  | 85.5% | [6 empty] | Not Applicable |  | Chassis Mount |  | 1 |  |  | -10°C ~ 70°C |  |  |  | Box |  |  | 7048468 |  |  | LFA (150W) | 6.30" L x 2.95" W x 1.46" H (160.0mm x 74.9mm x 37.1mm) | 85 ~ 264 VAC |  |  | 3 kV |  | 5V | - | 30 | https://www.unikeyic.com/media/datasheet/3a/4f/581f/3a/0774363a68ef8b83aadcdb3adab5665e.pdf | https://www.unikeyic.com/products/other-power-supply/lfa150f-5-cj1ry/12214657.html
LFA150F-5-CJ1Y | COSEL | 1: 152.2458 10: 145.4792 | Bracket Mount, 160mm × 74.9mm × 37.1mm |  |  |  | ITE (Commercial) | LFA150F |  | 30 A |  |  |  |  | 85.5% | [6 empty] | Not Applicable |  | Chassis Mount |  | 1 |  |  | -10°C ~ 70°C |  |  |  | Box |  |  | 7048469 |  |  | LFA (150W) | 6.30" L x 2.95" W x 1.46" H (160.0mm x 74.9mm x 37.1mm) | 85 ~ 264 VAC |  |  | 3 kV |  | 5V | - | 30 | https://www.unikeyic.com/media/datasheet/3a/4f/581f/3a/0774363a68ef8b83aadcdb3adab5665e.pdf | https://www.unikeyic.com/products/other-power-supply/lfa150f-5-cj1y/29321724.html
LFA150F-5-CR2Y | COSEL | 1: 159.2332 10: 152.1562 | Bracket Mount, 160mm × 74.9mm × 37.1mm |  |  |  | ITE (Commercial) | LFA150F |  | 30 A |  |  |  |  | 85.5% | [6 empty] | Not Applicable |  | Chassis Mount |  | 1 |  |  | -10°C ~ 70°C |  |  |  | Box | [5 empty] | LFA (150W) | 6.30" L x 2.95" W x 1.46" H (160.0mm x 74.9mm x 37.1mm) | 85 ~ 264 VAC |  |  | 3 kV |  | 5V | - | 30 | https://www.unikeyic.com/media/datasheet/3a/4f/581f/3a/0774363a68ef8b83aadcdb3adab5665e.pdf | https://www.unikeyic.com/products/other-power-supply/lfa150f-5-cr2y/12467944.html
LFA150F-5-CRY | COSEL | 1: 159.2332 10: 152.1562 | Bracket Mount, 160mm × 74.9mm × 37.1mm |  |  |  | ITE (Commercial) | LFA150F |  | 30 A |  |  |  |  | 85.5% | [6 empty] | Not Applicable |  | Chassis Mount |  | 1 |  |  | -10°C ~ 70°C |  |  |  | Box | [5 empty] | LFA (150W) | 6.30" L x 2.95" W x 1.46" H (160.0mm x 74.9mm x 37.1mm) | 85 ~ 264 VAC |  |  | 3 kV |  | 5V | - | 30 | https://www.unikeyic.com/media/datasheet/3a/4f/581f/3a/0774363a68ef8b83aadcdb3adab5665e.pdf | https://www.unikeyic.com/products/other-power-supply/lfa150f-5-cry/11435443.html
LFA150F-5-GJ1R2Y | COSEL | 1: 145.6934 10: 139.2181 | Bracket Mount, 160mm × 74.9mm × 37.1mm |  |  | Commercial | [7 empty] | LFA150F-5-GJ1R2Y COSEL | [5 empty] | 160mm*74.9mm*37.1mm | - |  | base mount |  | 1 |  |  | -10℃~70℃ |  | - |  |  |  |  | On sale |  | Compliant | boxed | [9 empty] | 30 | https://www.unikeyic.com/media/datasheet/3a/4f/581f/3a/0774363a68ef8b83aadcdb3adab5665e.pdf | https://www.unikeyic.com/products/other-power-supply/lfa150f-5-gj1r2y/28839966.html
LFA150F-5-GJ1Y | COSEL | 1: 138.6747 10: 132.5113 | 1 base mount 160mm*74.9mm*37.1mm |  |  |  | ITE (Commercial) | LFA150F |  | 30 A |  |  |  |  | 85.5% | [6 empty] | Not Applicable |  | Chassis Mount |  | 1 |  |  | -10°C ~ 70°C |  |  |  | Box |  |  | 7048475 |  |  | LFA (150W) | 6.30" L x 2.95" W x 1.46" H (160.0mm x 74.9mm x 37.1mm) | 85 ~ 264 VAC |  |  | 3 kV |  | 5V | - | 30 | https://www.unikeyic.com/media/datasheet/3a/4f/581f/3a/0774363a68ef8b83aadcdb3adab5665e.pdf | https://www.unikeyic.com/products/other-power-supply/lfa150f-5-gj1y/12327523.html
LFA150F-5-GR2Y | COSEL | 1: 145.6934 10: 139.2181 | 1 base mount 160mm*74.9mm*37.1mm |  |  |  | ITE (Commercial) | LFA150F |  | 30 A |  |  |  |  | 85.5% | [6 empty] | Not Applicable |  | Chassis Mount |  | 1 |  |  | -10°C ~ 70°C |  |  |  | Box |  |  | 7048476 |  |  | LFA (150W) | 6.30" L x 2.95" W x 1.46" H (160.0mm x 74.9mm x 37.1mm) | 85 ~ 264 VAC |  |  | 3 kV |  | 5V | - | 30 | https://www.unikeyic.com/media/datasheet/3a/4f/581f/3a/0774363a68ef8b83aadcdb3adab5665e.pdf | https://www.unikeyic.com/products/other-power-supply/lfa150f-5-gr2y/28612997.html
LFA150F-5-GRY | COSEL | 1: 145.6934 10: 139.2181 | 1 base mount 160mm*74.9mm*37.1mm |  |  |  | ITE (Commercial) | LFA150F |  | 30 A |  |  |  |  | 85.5% | [6 empty] | Not Applicable |  | Chassis Mount |  | 1 |  |  | -10°C ~ 70°C |  |  |  | Box |  |  | 7048477 |  |  | LFA (150W) | 6.30" L x 2.95" W x 1.46" H (160.0mm x 74.9mm x 37.1mm) | 85 ~ 264 VAC |  |  | 3 kV |  | 5V | - | 30 | https://www.unikeyic.com/media/datasheet/3a/4f/581f/3a/0774363a68ef8b83aadcdb3adab5665e.pdf | https://www.unikeyic.com/products/other-power-supply/lfa150f-5-gry/28418515.html
LFA150F-5-GY | COSEL | 1: 138.6747 10: 132.5113 | 1 base mount 160mm*74.9mm*37.1mm |  |  |  | ITE (Commercial) | LFA150F |  | 30 A |  |  |  |  | 85.5% | [6 empty] | Not Applicable |  | Chassis Mount |  | 1 |  |  | -10°C ~ 70°C |  |  |  | Box | [5 empty] | LFA (150W) | 6.30" L x 2.95" W x 1.46" H (160.0mm x 74.9mm x 37.1mm) | 85 ~ 264 VAC |  |  | 3 kV |  | 5V | - | 30 | https://www.unikeyic.com/media/datasheet/3a/4f/581f/3a/0774363a68ef8b83aadcdb3adab5665e.pdf | https://www.unikeyic.com/products/other-power-supply/lfa150f-5-gy/29121828.html
LFA150F-5-J1R2Y | COSEL | 1: 143.9509 10: 137.5531 | 1 base mount 160mm*74.9mm*37.1mm |  |  |  | ITE (Commercial) | LFA150F |  | 30 A |  |  |  |  | 85.5% | [6 empty] | Not Applicable |  | Chassis Mount |  | 1 |  |  | -10°C ~ 70°C |  |  |  | Box |  |  | 7048479 |  |  | LFA (150W) | 6.30" L x 2.95" W x 1.46" H (160.0mm x 74.9mm x 37.1mm) | 85 ~ 264 VAC |  |  | 3 kV |  | 5V | - | 30 | https://www.unikeyic.com/media/datasheet/3a/4f/581f/3a/0774363a68ef8b83aadcdb3adab5665e.pdf | https://www.unikeyic.com/products/other-power-supply/lfa150f-5-j1r2y/11967311.html
LFA150F-5-J1RY | COSEL | 1: 143.9509 10: 137.5531 | 1 base mount 160mm*74.9mm*37.1mm |  |  |  | ITE (Commercial) | LFA150F |  | 30 A |  |  |  |  | 85.5% | [6 empty] | Not Applicable |  | Chassis Mount |  | 1 |  |  | -10°C ~ 70°C |  |  |  | Box | [5 empty] | LFA (150W) | 6.30" L x 2.95" W x 1.46" H (160.0mm x 74.9mm x 37.1mm) | 85 ~ 264 VAC |  |  | 3 kV |  | 5V | - | 30 | https://www.unikeyic.com/media/datasheet/3a/4f/581f/3a/0774363a68ef8b83aadcdb3adab5665e.pdf | https://www.unikeyic.com/products/other-power-supply/lfa150f-5-j1ry/11509666.html
LFA150F-5-R2Y | COSEL | 1: 143.9509 10: 137.5531 | 1 base mount 160mm*74.9mm*37.1mm |  |  |  | ITE (Commercial) | LFA150F |  | 30 A |  |  |  |  | 85.5% | [6 empty] | Not Applicable |  | Chassis Mount |  | 1 |  |  | -10°C ~ 70°C |  |  |  | Box |  |  | 7048482 |  |  | LFA (150W) | 6.30" L x 2.95" W x 1.46" H (160.0mm x 74.9mm x 37.1mm) | 85 ~ 264 VAC |  |  | 3 kV |  | 5V | - | 30 | https://www.unikeyic.com/media/datasheet/3a/4f/581f/3a/0774363a68ef8b83aadcdb3adab5665e.pdf | https://www.unikeyic.com/products/other-power-supply/lfa150f-5-r2y/11796146.html
LFA150F-5-RY | COSEL | 1: 143.9509 10: 137.5531 | 1 base mount 160mm*74.9mm*37.1mm |  |  |  | ITE (Commercial) | LFA150F |  | 30 A |  |  |  |  | 85.5% | [6 empty] | Not Applicable |  | Chassis Mount |  | 1 |  |  | -10°C ~ 70°C |  |  |  | Box |  |  | 7048483 |  |  | LFA (150W) | 6.30" L x 2.95" W x 1.46" H (160.0mm x 74.9mm x 37.1mm) | 85 ~ 264 VAC |  |  | 3 kV |  | 5V | - | 30 | https://www.unikeyic.com/media/datasheet/3a/4f/581f/3a/0774363a68ef8b83aadcdb3adab5665e.pdf | https://www.unikeyic.com/products/other-power-supply/lfa150f-5-ry/12228253.html
LFA150F-5-SCJ1Y | COSEL | 1: 160.523 10: 153.3887 | 1 base mount 160mm*74.9mm*37.1mm |  |  |  | ITE (Commercial) | LFA150F |  | 30 A |  |  |  |  | 85.5% | [6 empty] | Not Applicable |  | Chassis Mount |  | 1 |  |  | -10°C ~ 70°C |  |  |  | Box | [5 empty] | LFA (150W) | 6.30" L x 2.95" W x 1.46" H (160.0mm x 74.9mm x 37.1mm) | 85 ~ 264 VAC |  |  | 3 kV |  | 5V | - | 30 | https://www.unikeyic.com/media/datasheet/3a/4f/581f/3a/0774363a68ef8b83aadcdb3adab5665e.pdf | https://www.unikeyic.com/products/other-power-supply/lfa150f-5-scj1y/28639893.html
LFA150F-5-SCY | COSEL | 1: 160.523 10: 153.3887 | 1 base mount 160mm*74.9mm*37.1mm |  |  |  | ITE (Commercial) | LFA150F |  | 30 A |  |  |  |  | 85.5% | [6 empty] | Not Applicable |  | Chassis Mount |  | 1 |  |  | -10°C ~ 70°C |  |  |  | Box |  |  | 7048488 |  |  | LFA (150W) | 6.30" L x 2.95" W x 1.46" H (160.0mm x 74.9mm x 37.1mm) | 85 ~ 264 VAC |  |  | 3 kV |  | 5V | - | 30 | https://www.unikeyic.com/media/datasheet/3a/4f/581f/3a/0774363a68ef8b83aadcdb3adab5665e.pdf | https://www.unikeyic.com/products/other-power-supply/lfa150f-5-scy/12414940.html
LFA150F-5-SGRY | COSEL | 1: 153.9882 10: 147.1442 | 1 base mount 160mm*74.9mm*37.1mm |  |  |  | ITE (Commercial) | LFA150F |  | 30 A |  |  |  |  | 85.5% | [6 empty] | Not Applicable |  | Chassis Mount |  | 1 |  |  | -10°C ~ 70°C |  |  |  | Box |  |  | 7048491 |  |  | LFA (150W) | 6.30" L x 2.95" W x 1.46" H (160.0mm x 74.9mm x 37.1mm) | 85 ~ 264 VAC |  |  | 3 kV |  | 5V | - | 30 | https://www.unikeyic.com/media/datasheet/3a/4f/581f/3a/0774363a68ef8b83aadcdb3adab5665e.pdf | https://www.unikeyic.com/products/other-power-supply/lfa150f-5-sgry/11553097.html
LFA150F-5-SJ1R2Y | COSEL | 1: 152.2458 10: 145.4792 | 1 base mount 160mm*74.9mm*37.1mm |  |  |  | ITE (Commercial) | LFA150F |  | 30 A |  |  |  |  | 85.5% | [6 empty] | Not Applicable |  | Chassis Mount |  | 1 |  |  | -10°C ~ 70°C |  |  |  | Box | [5 empty] | LFA (150W) | 6.30" L x 2.95" W x 1.46" H (160.0mm x 74.9mm x 37.1mm) | 85 ~ 264 VAC |  |  | 3 kV |  | 5V | - | 30 | https://www.unikeyic.com/media/datasheet/3a/4f/581f/3a/0774363a68ef8b83aadcdb3adab5665e.pdf | https://www.unikeyic.com/products/other-power-supply/lfa150f-5-sj1r2y/11633620.html
LFA150F-5-SJ1RY | COSEL | 1: 152.2458 10: 145.4792 | 1 base mount 160mm*74.9mm*37.1mm |  |  |  | ITE (Commercial) | LFA150F |  | 30 A |  |  |  |  | 85.5% | [6 empty] | Not Applicable |  | Chassis Mount |  | 1 |  |  | -10°C ~ 70°C |  |  |  | Box |  |  | 7048494 |  |  | LFA (150W) | 6.30" L x 2.95" W x 1.46" H (160.0mm x 74.9mm x 37.1mm) | 85 ~ 264 VAC |  |  | 3 kV |  | 5V | - | 30 | https://www.unikeyic.com/media/datasheet/3a/4f/581f/3a/0774363a68ef8b83aadcdb3adab5665e.pdf | https://www.unikeyic.com/products/other-power-supply/lfa150f-5-sj1ry/29003755.html
LFA150F-5-SJ1Y | COSEL | 1: 145.2427 10: 138.7874 | 1 base mount 160mm*74.9mm*37.1mm |  |  |  | ITE (Commercial) | LFA150F |  | 30 A |  |  |  |  | 85.5% | [6 empty] | Not Applicable |  | Chassis Mount |  | 1 |  |  | -10°C ~ 70°C |  |  |  | Box |  |  | 7048495 |  |  | LFA (150W) | 6.30" L x 2.95" W x 1.46" H (160.0mm x 74.9mm x 37.1mm) | 85 ~ 264 VAC |  |  | 3 kV |  | 5V | - | 30 | https://www.unikeyic.com/media/datasheet/3a/4f/581f/3a/0774363a68ef8b83aadcdb3adab5665e.pdf | https://www.unikeyic.com/products/other-power-supply/lfa150f-5-sj1y/11387044.html
LFA150F-5-SNCJ1Y | COSEL | 1: 165.3153 10: 157.968 | 1 base mount 160mm*74.9mm*37.1mm |  |  |  | ITE (Commercial) | LFA150F |  | 30 A |  |  |  |  | 85.5% | [6 empty] | Not Applicable |  | Chassis Mount |  | 1 |  |  | -10°C ~ 70°C |  |  |  | Box |  |  | 7048497 |  |  | LFA (150W) | 6.30" L x 2.95" W x 1.46" H (160.0mm x 74.9mm x 37.1mm) | 85 ~ 264 VAC |  |  | 3 kV |  | 5V | - | 30 | https://www.unikeyic.com/media/datasheet/3a/4f/581f/3a/0774363a68ef8b83aadcdb3adab5665e.pdf | https://www.unikeyic.com/products/other-power-supply/lfa150f-5-sncj1y/11488814.html
LFA150F-5-SNCY | COSEL | 1: 165.3153 10: 157.968 | Bracket Mount, 160mm × 74.9mm × 37.1mm |  |  |  | ITE (Commercial) | LFA150F |  | 30 A |  |  |  |  | 85.5% | [6 empty] | Not Applicable |  | Chassis Mount |  | 1 |  |  | -10°C ~ 70°C |  |  |  | Box |  |  | 7048500 |  |  | LFA (150W) | 6.30" L x 2.95" W x 1.46" H (160.0mm x 74.9mm x 37.1mm) | 85 ~ 264 VAC |  |  | 3 kV |  | 5V | - | 30 | https://www.unikeyic.com/media/datasheet/3a/4f/581f/3a/0774363a68ef8b83aadcdb3adab5665e.pdf | https://www.unikeyic.com/products/other-power-supply/lfa150f-5-sncy/12110981.html
LFA150F-5-SNGJ1Y | COSEL | 1: 151.793 10: 145.0466 | 1 base mount 160mm*74.9mm*37.1mm |  |  |  | ITE (Commercial) | LFA150F |  | 30 A |  |  |  |  | 85.5% | [6 empty] | Not Applicable |  | Chassis Mount |  | 1 |  |  | -10°C ~ 70°C |  |  |  | Box | [5 empty] | LFA (150W) | 6.30" L x 2.95" W x 1.46" H (160.0mm x 74.9mm x 37.1mm) | 85 ~ 264 VAC |  |  | 3 kV |  | 5V | - | 30 | https://www.unikeyic.com/media/datasheet/3a/4f/581f/3a/0774363a68ef8b83aadcdb3adab5665e.pdf | https://www.unikeyic.com/products/other-power-supply/lfa150f-5-sngj1y/28851707.html
LFA150F-5-SNGY | COSEL | 1: 151.793 10: 145.0466 | 1 base mount 160mm*74.9mm*37.1mm |  |  |  | ITE (Commercial) | LFA150F |  | 30 A |  |  |  |  | 85.5% | [6 empty] | Not Applicable |  | Chassis Mount |  | 1 |  |  | -10°C ~ 70°C |  |  |  | Box |  |  | 7048504 |  |  | LFA (150W) | 6.30" L x 2.95" W x 1.46" H (160.0mm x 74.9mm x 37.1mm) | 85 ~ 264 VAC |  |  | 3 kV |  | 5V | - | 30 | https://www.unikeyic.com/media/datasheet/3a/4f/581f/3a/0774363a68ef8b83aadcdb3adab5665e.pdf | https://www.unikeyic.com/products/other-power-supply/lfa150f-5-sngy/11630937.html
LFA150F-5-SNJ1Y | COSEL | 1: 150.0505 10: 143.3816 | Bracket Mount, 160mm × 74.9mm × 37.1mm |  |  |  | ITE (Commercial) | LFA150F |  | 30 A |  |  |  |  | 85.5% | [6 empty] | Not Applicable |  | Chassis Mount |  | 1 |  |  | -10°C ~ 70°C |  |  |  | Box |  |  | 7048507 |  |  | LFA (150W) | 6.30" L x 2.95" W x 1.46" H (160.0mm x 74.9mm x 37.1mm) | 85 ~ 264 VAC |  |  | 3 kV |  | 5V | - | 30 | https://www.unikeyic.com/media/datasheet/3a/4f/581f/3a/0774363a68ef8b83aadcdb3adab5665e.pdf | https://www.unikeyic.com/products/other-power-supply/lfa150f-5-snj1y/12143243.html
LFA150F-5-SNRY | COSEL | 1: 157.0381 10: 150.0586 | 1 base mount 160mm*74.9mm*37.1mm |  |  |  | ITE (Commercial) | LFA150F |  | 30 A |  |  |  |  | 85.5% | [6 empty] | Not Applicable |  | Chassis Mount |  | 1 |  |  | -10°C ~ 70°C |  |  |  | Box |  |  | 7048509 |  |  | LFA (150W) | 6.30" L x 2.95" W x 1.46" H (160.0mm x 74.9mm x 37.1mm) | 85 ~ 264 VAC |  |  | 3 kV |  | 5V | - | 30 | https://www.unikeyic.com/media/datasheet/3a/4f/581f/3a/0774363a68ef8b83aadcdb3adab5665e.pdf | https://www.unikeyic.com/products/other-power-supply/lfa150f-5-snry/11442537.html
LFA150F-5-SR2Y | COSEL | 1: 152.2458 10: 145.4792 | Bracket Mount, 160mm × 74.9mm × 37.1mm |  |  |  | ITE (Commercial) | LFA150F |  | 30 A |  |  |  |  | 85.5% | [6 empty] | Not Applicable |  | Chassis Mount |  | 1 |  |  | -10°C ~ 70°C |  |  |  | Box |  |  | 7048511 |  |  | LFA (150W) | 6.30" L x 2.95" W x 1.46" H (160.0mm x 74.9mm x 37.1mm) | 85 ~ 264 VAC |  |  | 3 kV |  | 5V | - | 30 | https://www.unikeyic.com/media/datasheet/3a/4f/581f/3a/0774363a68ef8b83aadcdb3adab5665e.pdf | https://www.unikeyic.com/products/other-power-supply/lfa150f-5-sr2y/12257544.html
LFA15F-24-C | COSEL | 1: 53.9916 10: 51.5919 | 1 base mount 87.4mm*50mm*22.1mm |  |  |  | ITE (Commercial) | LFA15F |  | 700 mA |  |  |  |  | 81.5% | [6 empty] | Not Applicable |  | Chassis Mount |  | 1 |  |  | -10°C ~ 70°C |  |  |  | Box | [5 empty] | LFA (15W) | 3.44" L x 1.97" W x 0.87" H (87.4mm x 50.0mm x 22.1mm) | 85 ~ 264 VAC |  |  | 3 kV |  | 24V | - | 30 | https://www.unikeyic.com/media/datasheet/3a/4f/581f/3a/0774363a68ef8b83aadcdb3adab5665e.pdf | https://www.unikeyic.com/products/other-power-supply/lfa15f-24-c/12203462.html
LFA15F-24-CJ1 | COSEL | 1: 53.9916 10: 51.5919 | 1 base mount 87.4mm*50mm*22.1mm |  |  |  | ITE (Commercial) | LFA15F |  | 700 mA |  |  |  |  | 81.5% | [6 empty] | Not Applicable |  | Chassis Mount |  | 1 |  |  | -10°C ~ 70°C |  |  |  | Box |  |  | 7048547 |  |  | LFA (15W) | 3.44" L x 1.97" W x 0.87" H (87.4mm x 50.0mm x 22.1mm) | 85 ~ 264 VAC |  |  | 3 kV |  | 24V | - | 30 | https://www.unikeyic.com/media/datasheet/3a/4f/581f/3a/0774363a68ef8b83aadcdb3adab5665e.pdf | https://www.unikeyic.com/products/other-power-supply/lfa15f-24-cj1/12401900.html
LFA15F-3R3-CY | COSEL | 1: 57.1389 10: 54.5995 | 1 base mount 87.4mm*50mm*22.1mm |  |  |  | ITE (Commercial) | LFA15F |  | 3 A |  |  |  |  | 69% | [6 empty] | Not Applicable |  | Chassis Mount |  | 1 |  |  | -10°C ~ 70°C |  |  |  | Box |  |  | 7048564 |  |  | LFA (15W) | 3.44" L x 1.97" W x 0.87" H (87.4mm x 50.0mm x 22.1mm) | 85 ~ 264 VAC |  |  | 3 kV |  | 3.3V | - | 30 | https://www.unikeyic.com/media/datasheet/3a/4f/581f/3a/0774363a68ef8b83aadcdb3adab5665e.pdf | https://www.unikeyic.com/products/other-power-supply/lfa15f-3r3-cy/11756282.html
LFA15F-3R3-GJ1Y | COSEL | 1: 45.4723 10: 43.4513 | 1 base mount 87.4mm*50mm*22.1mm |  |  |  | ITE (Commercial) | LFA15F |  | 3 A |  |  |  |  | 69% | [6 empty] | Not Applicable |  | Chassis Mount |  | 1 |  |  | -10°C ~ 70°C |  |  |  | Box |  |  | 7048565 |  |  | LFA (15W) | 3.44" L x 1.97" W x 0.87" H (87.4mm x 50.0mm x 22.1mm) | 85 ~ 264 VAC |  |  | 3 kV |  | 3.3V | - | 30 | https://www.unikeyic.com/media/datasheet/3a/4f/581f/3a/0774363a68ef8b83aadcdb3adab5665e.pdf | https://www.unikeyic.com/products/other-power-supply/lfa15f-3r3-gj1y/29223384.html
LFA15F-3R3-SNY | COSEL | 1: 31.4219 10: 30.0966 50: 28.9945 | 1 base mount 87.4mm*50mm*22.1mm |  |  |  | ITE (Commercial) | LFA15F |  | 3 A |  |  |  |  | 69% | [6 empty] | Not Applicable |  | Chassis Mount |  | 1 |  |  | -10°C ~ 70°C |  |  |  | Box | [5 empty] | LFA (15W) | 3.44" L x 1.97" W x 0.87" H (87.4mm x 50.0mm x 22.1mm) | 85 ~ 264 VAC |  |  | 3 kV |  | 3.3V | - | 21 | https://www.unikeyic.com/media/datasheet/3a/4f/581f/3a/0774363a68ef8b83aadcdb3adab5665e.pdf | https://www.unikeyic.com/products/other-power-supply/lfa15f-3r3-sny/11517562.html
LFA240F-36-C | COSEL | 1: 219.5976 10: 209.8377 | 1 base mount 132.1mm*50mm*26.4mm |  |  |  | ITE (Commercial) | LFA240F |  | 6.7 A |  |  |  |  | 87.5% | [6 empty] | 1 (Unlimited) |  | Chassis Mount |  | 1 |  |  | -10°C ~ 70°C |  |  |  | Box |  |  | 7054331 |  |  | LFA (240W) | 5.20" L x 1.97" W x 1.04" H (132.1mm x 50.0mm x 26.4mm) | 85 ~ 264 VAC |  |  | 3 kV |  | 36V | - | 30 | https://www.unikeyic.com/media/datasheet/3a/4f/581f/3a/0774363a68ef8b83aadcdb3adab5665e.pdf | https://www.unikeyic.com/products/other-power-supply/lfa240f-36-c/11488938.html
LFA240F-36-CR | COSEL | 1: 226.5207 10: 216.4531 | 1 base mount 132.1mm*50mm*26.4mm |  |  |  | ITE (Commercial) | LFA240F |  | 6.7 A |  |  |  |  | 87.5% | [6 empty] | 1 (Unlimited) |  | Chassis Mount |  | 1 |  |  | -10°C ~ 70°C |  |  |  | Box |  |  | 7054334 |  |  | LFA (240W) | 5.20" L x 1.97" W x 1.04" H (132.1mm x 50.0mm x 26.4mm) | 85 ~ 264 VAC |  |  | 3 kV |  | 36V | - | 30 | https://www.unikeyic.com/media/datasheet/3a/4f/581f/3a/0774363a68ef8b83aadcdb3adab5665e.pdf | https://www.unikeyic.com/products/other-power-supply/lfa240f-36-cr/11439828.html
LFA240F-36-CR2 | COSEL | 1: 226.5207 10: 216.4531 | 1 base mount 132.1mm*50mm*26.4mm |  |  |  | ITE (Commercial) | LFA240F |  | 6.7 A |  |  |  |  | 87.5% | [6 empty] | 1 (Unlimited) |  | Chassis Mount |  | 1 |  |  | -10°C ~ 70°C |  |  |  | Box | [5 empty] | LFA (240W) | 5.20" L x 1.97" W x 1.04" H (132.1mm x 50.0mm x 26.4mm) | 85 ~ 264 VAC |  |  | 3 kV |  | 36V | - | 30 | https://www.unikeyic.com/media/datasheet/3a/4f/581f/3a/0774363a68ef8b83aadcdb3adab5665e.pdf | https://www.unikeyic.com/products/other-power-supply/lfa240f-36-cr2/28819824.html
LFA300F-12-GTY | COSEL | 1: 253.7273 10: 242.4504 | 1 base mount 222mm*95mm*52.6mm |  |  |  | ITE (Commercial) | LFA300F |  | 17 A |  |  |  |  | 83% | [6 empty] | Not Applicable |  | Chassis Mount |  | 1 |  |  | -10°C ~ 70°C |  |  |  | Box |  |  | 7048591 |  |  | LFA (300W) | 8.74" L x 3.74" W x 2.07" H (222.0mm x 95.0mm x 52.6mm) | 85 ~ 264 VAC |  |  | 3 kV |  | 12V | - | 30 | https://www.unikeyic.com/media/datasheet/3a/4f/581f/3a/0774363a68ef8b83aadcdb3adab5665e.pdf | https://www.unikeyic.com/products/other-power-supply/lfa300f-12-gty/11955921.html
LFA300F-12-SNFTY | COSEL | 1: 358.4498 10: 342.5188 | 1 base mount 222mm*95mm*52.6mm |  |  |  | ITE (Commercial) | LFA300F |  | 17 A |  |  |  |  | 83% | [6 empty] | Not Applicable |  | Chassis Mount |  | 1 |  |  | -10°C ~ 70°C |  |  |  | Box |  |  | 7048597 |  |  | LFA (300W) | 8.74" L x 3.74" W x 2.07" H (222.0mm x 95.0mm x 52.6mm) | 85 ~ 264 VAC |  |  | 3 kV |  | 12V | - | 30 | https://www.unikeyic.com/media/datasheet/3a/4f/581f/3a/0774363a68ef8b83aadcdb3adab5665e.pdf | https://www.unikeyic.com/products/other-power-supply/lfa300f-12-snfty/12516977.html
LFA300F-12-T1Y | COSEL | 1: 256.2912 10: 244.9004 | 1 base mount 222mm*95mm*52.6mm |  |  |  | ITE (Commercial) | LFA300F |  | 17 A |  |  |  |  | 83% | [6 empty] | Not Applicable |  | Chassis Mount |  | 1 |  |  | -10°C ~ 70°C |  |  |  | Box |  |  | 7048600 |  |  | LFA (300W) | 8.74" L x 3.74" W x 2.07" H (222.0mm x 95.0mm x 52.6mm) | 85 ~ 264 VAC |  |  | 3 kV |  | 12V | - | 30 | https://www.unikeyic.com/media/datasheet/3a/4f/581f/3a/0774363a68ef8b83aadcdb3adab5665e.pdf | https://www.unikeyic.com/products/other-power-supply/lfa300f-12-t1y/12190664.html
LFA300F-15-GTY | COSEL | 1: 253.7273 10: 242.4504 | 1 base mount 222mm*95mm*52.6mm |  |  |  | ITE (Commercial) | LFA300F |  | 14 A |  |  |  |  | 84.5% | [6 empty] | Not Applicable |  | Chassis Mount |  | 1 |  |  | -10°C ~ 70°C |  |  |  | Box |  |  | 7048602 |  |  | LFA (300W) | 8.74" L x 3.74" W x 2.07" H (222.0mm x 95.0mm x 52.6mm) | 85 ~ 264 VAC |  |  | 3 kV |  | 15V | - | 30 | https://www.unikeyic.com/media/datasheet/3a/4f/581f/3a/0774363a68ef8b83aadcdb3adab5665e.pdf | https://www.unikeyic.com/products/other-power-supply/lfa300f-15-gty/12357013.html
LFA300F-24-GTY | COSEL | 1: 178.8502 5: 170.3416 10: 167.5775 | Base Mount, 222mm × 95mm × 52.6mm |  |  |  | ITE (Commercial) | LFA300F |  | 12.5 A |  |  |  |  | 88% | [6 empty] | Not Applicable |  | Chassis Mount |  | 1 |  |  | -10°C ~ 70°C |  |  |  | Box |  |  | 7048613 |  |  | LFA (300W) | 8.74" L x 3.74" W x 2.07" H (222.0mm x 95.0mm x 52.6mm) | 85 ~ 264 VAC |  |  | 3 kV |  | 24V | - | 297 | https://www.unikeyic.com/media/datasheet/3a/4f/581f/3a/0774363a68ef8b83aadcdb3adab5665e.pdf | https://www.unikeyic.com/products/other-power-supply/lfa300f-24-gty/29247423.html
LFA300F-24-JY | COSEL | 1: 252.0004 10: 240.8004 | 1 base mount 222mm*95mm*52.6mm |  |  |  | ITE (Commercial) | LFA300F |  | 12.5 A |  |  |  |  | 88% | [6 empty] | Not Applicable |  | Chassis Mount |  | 1 |  |  | -10°C ~ 70°C |  |  |  | Box | [5 empty] | LFA (300W) | 8.74" L x 3.74" W x 2.07" H (222.0mm x 95.0mm x 52.6mm) | 85 ~ 264 VAC |  |  | 3 kV |  | 24V | - | 30 | https://www.unikeyic.com/media/datasheet/3a/4f/581f/3a/0774363a68ef8b83aadcdb3adab5665e.pdf | https://www.unikeyic.com/products/other-power-supply/lfa300f-24-jy/12014153.html
LFA300F-24-RTY | COSEL | 1: 258.9059 10: 247.3989 | Bracket Mount, 222mm × 95mm × 52.6mm |  |  |  | ITE (Commercial) | LFA300F |  | 12.5 A |  |  |  |  | 88% | [6 empty] | Not Applicable |  | Chassis Mount |  | 1 |  |  | -10°C ~ 70°C |  |  |  | Box |  |  | 7048622 |  |  | LFA (300W) | 8.74" L x 3.74" W x 2.07" H (222.0mm x 95.0mm x 52.6mm) | 85 ~ 264 VAC |  |  | 3 kV |  | 24V | - | 30 | https://www.unikeyic.com/media/datasheet/3a/4f/581f/3a/0774363a68ef8b83aadcdb3adab5665e.pdf | https://www.unikeyic.com/products/other-power-supply/lfa300f-24-rty/11663693.html
LFA300F-24-SNFTY | COSEL | 1: 358.4498 10: 342.5188 | 1 base mount 222mm*95mm*52.6mm |  |  |  | ITE (Commercial) | LFA300F |  | 12.5 A |  |  |  |  | 88% | [6 empty] | Not Applicable |  | Chassis Mount |  | 1 |  |  | -10°C ~ 70°C |  |  |  | Box |  |  | 7048623 |  |  | LFA (300W) | 8.74" L x 3.74" W x 2.07" H (222.0mm x 95.0mm x 52.6mm) | 85 ~ 264 VAC |  |  | 3 kV |  | 24V | - | 30 | https://www.unikeyic.com/media/datasheet/3a/4f/581f/3a/0774363a68ef8b83aadcdb3adab5665e.pdf | https://www.unikeyic.com/products/other-power-supply/lfa300f-24-snfty/28514628.html
LFA300F-24-T1Y | COSEL | 1: 256.2912 10: 244.9004 | Bracket Mount, 222mm × 95mm × 52.6mm |  |  |  | ITE (Commercial) | LFA300F |  | 12.5 A |  |  |  |  | 88% | [6 empty] | Not Applicable |  | Chassis Mount |  | 1 |  |  | -10°C ~ 70°C |  |  |  | Box |  |  | 7048626 |  |  | LFA (300W) | 8.74" L x 3.74" W x 2.07" H (222.0mm x 95.0mm x 52.6mm) | 85 ~ 264 VAC |  |  | 3 kV |  | 24V | - | 30 | https://www.unikeyic.com/media/datasheet/3a/4f/581f/3a/0774363a68ef8b83aadcdb3adab5665e.pdf | https://www.unikeyic.com/products/other-power-supply/lfa300f-24-t1y/12324788.html
LFA300F-30-CTY | COSEL | 1: 269.234 10: 257.2681 | Bracket Mount, 222mm × 95mm × 52.6mm |  |  |  | ITE (Commercial) | LFA300F |  | 10 A |  |  |  |  | 88% | [6 empty] | Not Applicable |  | Chassis Mount |  | 1 |  |  | -10°C ~ 70°C |  |  |  | Box |  |  | 7048627 |  |  | LFA (300W) | 8.74" L x 3.74" W x 2.07" H (222.0mm x 95.0mm x 52.6mm) | 85 ~ 264 VAC |  |  | 3 kV |  | 30V | - | 30 | https://www.unikeyic.com/media/datasheet/3a/4f/581f/3a/0774363a68ef8b83aadcdb3adab5665e.pdf | https://www.unikeyic.com/products/other-power-supply/lfa300f-30-cty/11559329.html
LFA300F-30-GTY | COSEL | 1: 253.7273 10: 242.4504 | Bracket Mount, 222mm × 95mm × 52.6mm |  |  |  | ITE (Commercial) | LFA300F |  | 10 A |  |  |  |  | 88% | [6 empty] | Not Applicable |  | Chassis Mount |  | 1 |  |  | -10°C ~ 70°C |  |  |  | Box |  |  | 7048628 |  |  | LFA (300W) | 8.74" L x 3.74" W x 2.07" H (222.0mm x 95.0mm x 52.6mm) | 85 ~ 264 VAC |  |  | 3 kV |  | 30V | - | 30 | https://www.unikeyic.com/media/datasheet/3a/4f/581f/3a/0774363a68ef8b83aadcdb3adab5665e.pdf | https://www.unikeyic.com/products/other-power-supply/lfa300f-30-gty/11787861.html
LFA300F-30-HTY | COSEL | 1: 264.9256 10: 253.1511 | 1 base mount 222mm*95mm*52.6mm |  |  |  | ITE (Commercial) | LFA300F |  | 10 A |  |  |  |  | 88% | [6 empty] | Not Applicable |  | Chassis Mount |  | 1 |  |  | -10°C ~ 70°C |  |  |  | Box |  |  | 7048630 |  |  | LFA (300W) | 8.74" L x 3.74" W x 2.07" H (222.0mm x 95.0mm x 52.6mm) | 85 ~ 264 VAC |  |  | 3 kV |  | 30V | - | 30 | https://www.unikeyic.com/media/datasheet/3a/4f/581f/3a/0774363a68ef8b83aadcdb3adab5665e.pdf | https://www.unikeyic.com/products/other-power-supply/lfa300f-30-hty/12183090.html
LFA300F-30-R2TY | COSEL | 1: 258.9059 10: 247.3989 | 1 base mount 222mm*95mm*52.6mm |  |  |  | ITE (Commercial) | LFA300F |  | 10 A |  |  |  |  | 88% | [6 empty] | Not Applicable |  | Chassis Mount |  | 1 |  |  | -10°C ~ 70°C |  |  |  | Box | [5 empty] | LFA (300W) | 8.74" L x 3.74" W x 2.07" H (222.0mm x 95.0mm x 52.6mm) | 85 ~ 264 VAC |  |  | 3 kV |  | 30V | - | 30 | https://www.unikeyic.com/media/datasheet/3a/4f/581f/3a/0774363a68ef8b83aadcdb3adab5665e.pdf | https://www.unikeyic.com/products/other-power-supply/lfa300f-30-r2ty/11450238.html
LFA300F-30-RTY | COSEL | 1: 258.9059 10: 247.3989 | 1 base mount 222mm*95mm*52.6mm |  |  |  | ITE (Commercial) | LFA300F |  | 10 A |  |  |  |  | 88% | [6 empty] | Not Applicable |  | Chassis Mount |  | 1 |  |  | -10°C ~ 70°C |  |  |  | Box |  |  | 7048634 |  |  | LFA (300W) | 8.74" L x 3.74" W x 2.07" H (222.0mm x 95.0mm x 52.6mm) | 85 ~ 264 VAC |  |  | 3 kV |  | 30V | - | 30 | https://www.unikeyic.com/media/datasheet/3a/4f/581f/3a/0774363a68ef8b83aadcdb3adab5665e.pdf | https://www.unikeyic.com/products/other-power-supply/lfa300f-30-rty/12473871.html
LFA300F-30-STY | COSEL | 1: 264.0534 10: 252.3176 | 1 base mount 222mm*95mm*52.6mm |  |  |  | ITE (Commercial) | LFA300F |  | 10 A |  |  |  |  | 88% | [6 empty] | Not Applicable |  | Chassis Mount |  | 1 |  |  | -10°C ~ 70°C |  |  |  | Box |  |  | 7048636 |  |  | LFA (300W) | 8.74" L x 3.74" W x 2.07" H (222.0mm x 95.0mm x 52.6mm) | 85 ~ 264 VAC |  |  | 3 kV |  | 30V | - | 30 | https://www.unikeyic.com/media/datasheet/3a/4f/581f/3a/0774363a68ef8b83aadcdb3adab5665e.pdf | https://www.unikeyic.com/products/other-power-supply/lfa300f-30-sty/11745693.html
LFA300F-36-J1Y | COSEL | 1: 252.0004 10: 240.8004 | 1 base mount 222mm*95mm*52.6mm |  |  |  | ITE (Commercial) | LFA300F |  | 8.4 A |  |  |  |  | 88% | [6 empty] | Not Applicable |  | Chassis Mount |  | 1 |  |  | -10°C ~ 70°C |  |  |  | Box |  |  | 7048642 |  |  | LFA (300W) | 8.74" L x 3.74" W x 2.07" H (222.0mm x 95.0mm x 52.6mm) | 85 ~ 264 VAC |  |  | 3 kV |  | 36V | - | 30 | https://www.unikeyic.com/media/datasheet/3a/4f/581f/3a/0774363a68ef8b83aadcdb3adab5665e.pdf | https://www.unikeyic.com/products/other-power-supply/lfa300f-36-j1y/28953580.html
LFA300F-36-R2TY | COSEL | 1: 258.9059 10: 247.3989 | 1 base mount 222mm*95mm*52.6mm |  |  |  | ITE (Commercial) | LFA300F |  | 8.4 A |  |  |  |  | 88% | [6 empty] | Not Applicable |  | Chassis Mount |  | 1 |  |  | -10°C ~ 70°C |  |  |  | Box |  |  | 7048644 |  |  | LFA (300W) | 8.74" L x 3.74" W x 2.07" H (222.0mm x 95.0mm x 52.6mm) | 85 ~ 264 VAC |  |  | 3 kV |  | 36V | - | 30 | https://www.unikeyic.com/media/datasheet/3a/4f/581f/3a/0774363a68ef8b83aadcdb3adab5665e.pdf | https://www.unikeyic.com/products/other-power-supply/lfa300f-36-r2ty/29152380.html
LFA300F-36-SNTY | COSEL | 1: 276.1083 10: 263.8368 | 1 base mount 222mm*95mm*52.6mm |  |  |  | ITE (Commercial) | LFA300F |  | 8.4 A |  |  |  |  | 88% | [6 empty] | Not Applicable |  | Chassis Mount |  | 1 |  |  | -10°C ~ 70°C |  |  |  | Box |  |  | 7048646 |  |  | LFA (300W) | 8.74" L x 3.74" W x 2.07" H (222.0mm x 95.0mm x 52.6mm) | 85 ~ 264 VAC |  |  | 3 kV |  | 36V | - | 30 | https://www.unikeyic.com/media/datasheet/3a/4f/581f/3a/0774363a68ef8b83aadcdb3adab5665e.pdf | https://www.unikeyic.com/products/other-power-supply/lfa300f-36-snty/28378900.html
LFA300F-36-STY | COSEL | 1: 264.0534 10: 252.3176 | 1 base mount 222mm*95mm*52.6mm |  |  |  | ITE (Commercial) | LFA300F |  | 8.4 A |  |  |  |  | 88% | [6 empty] | Not Applicable |  | Chassis Mount |  | 1 |  |  | -10°C ~ 70°C |  |  |  | Box |  |  | 7048647 |  |  | LFA (300W) | 8.74" L x 3.74" W x 2.07" H (222.0mm x 95.0mm x 52.6mm) | 85 ~ 264 VAC |  |  | 3 kV |  | 36V | - | 30 | https://www.unikeyic.com/media/datasheet/3a/4f/581f/3a/0774363a68ef8b83aadcdb3adab5665e.pdf | https://www.unikeyic.com/products/other-power-supply/lfa300f-36-sty/29470040.html
LFA300F-36-T1Y | COSEL | 1: 256.2912 10: 244.9004 | Bracket Mount, 222mm × 95mm × 52.6mm |  |  |  | ITE (Commercial) | LFA300F |  | 8.4 A |  |  |  |  | 88% | [6 empty] | Not Applicable |  | Chassis Mount |  | 1 |  |  | -10°C ~ 70°C |  |  |  | Box |  |  | 7048648 |  |  | LFA (300W) | 8.74" L x 3.74" W x 2.07" H (222.0mm x 95.0mm x 52.6mm) | 85 ~ 264 VAC |  |  | 3 kV |  | 36V | - | 30 | https://www.unikeyic.com/media/datasheet/3a/4f/581f/3a/0774363a68ef8b83aadcdb3adab5665e.pdf | https://www.unikeyic.com/products/other-power-supply/lfa300f-36-t1y/12012935.html
LFA300F-3R3-RTY | COSEL | 1: 258.9059 10: 247.3989 | Base Mount, 222mm × 95mm × 52.6mm |  |  |  | ITE (Commercial) | LFA300F |  | 40 A |  |  |  |  | 77% | [6 empty] | Not Applicable |  | Chassis Mount |  | 1 |  |  | -10°C ~ 70°C |  |  |  | Box |  |  | 7048653 |  |  | LFA (300W) | 8.74" L x 3.74" W x 2.07" H (222.0mm x 95.0mm x 52.6mm) | 85 ~ 264 VAC |  |  | 3 kV |  | 3.3V | - | 30 | https://www.unikeyic.com/media/datasheet/3a/4f/581f/3a/0774363a68ef8b83aadcdb3adab5665e.pdf | https://www.unikeyic.com/products/other-power-supply/lfa300f-3r3-rty/11923792.html
LFA300F-3R3-SNTY | COSEL | 1: 276.1083 10: 263.8368 | Bracket Mount, 222mm × 95mm × 52.6mm |  |  |  | ITE (Commercial) | LFA300F |  | 40 A |  |  |  |  | 77% | [6 empty] | Not Applicable |  | Chassis Mount |  | 1 |  |  | -10°C ~ 70°C |  |  |  | Box |  |  | 7048654 |  |  | LFA (300W) | 8.74" L x 3.74" W x 2.07" H (222.0mm x 95.0mm x 52.6mm) | 85 ~ 264 VAC |  |  | 3 kV |  | 3.3V | - | 30 | https://www.unikeyic.com/media/datasheet/3a/4f/581f/3a/0774363a68ef8b83aadcdb3adab5665e.pdf | https://www.unikeyic.com/products/other-power-supply/lfa300f-3r3-snty/11835229.html
LFA300F-3R3-STY | COSEL | 1: 264.0534 10: 252.3176 | Bracket Mount, 222mm × 95mm × 52.6mm |  |  |  | ITE (Commercial) | LFA300F |  | 40 A |  |  |  |  | 77% | [6 empty] | Not Applicable |  | Chassis Mount |  | 1 |  |  | -10°C ~ 70°C |  |  |  | Box |  |  | 7048655 |  |  | LFA (300W) | 8.74" L x 3.74" W x 2.07" H (222.0mm x 95.0mm x 52.6mm) | 85 ~ 264 VAC |  |  | 3 kV |  | 3.3V | - | 30 | https://www.unikeyic.com/media/datasheet/3a/4f/581f/3a/0774363a68ef8b83aadcdb3adab5665e.pdf | https://www.unikeyic.com/products/other-power-supply/lfa300f-3r3-sty/29409748.html
LFA300F-3R3-T1Y | COSEL | 1: 256.2912 10: 244.9004 | Base Mount, 222mm × 95mm × 52.6mm |  |  |  | ITE (Commercial) | LFA300F |  | 40 A |  |  |  |  | 77% | [6 empty] | Not Applicable |  | Chassis Mount |  | 1 |  |  | -10°C ~ 70°C |  |  |  | Box |  |  | 7048656 |  |  | LFA (300W) | 8.74" L x 3.74" W x 2.07" H (222.0mm x 95.0mm x 52.6mm) | 85 ~ 264 VAC |  |  | 3 kV |  | 3.3V | - | 30 | https://www.unikeyic.com/media/datasheet/3a/4f/581f/3a/0774363a68ef8b83aadcdb3adab5665e.pdf | https://www.unikeyic.com/products/other-power-supply/lfa300f-3r3-t1y/11979578.html
LFA300F-48-J1Y | COSEL | 1: 252.0004 10: 240.8004 | Bracket Mount, 222mm × 95mm × 52.6mm |  |  | Commercial | [7 empty] | LFA300F-48-J1Y COSEL | [5 empty] | 222mm*95mm*52.6mm | - |  | base mount |  | 1 |  |  | -10℃~70℃ |  | - |  |  |  |  | On sale |  | Compliant | boxed | [9 empty] | 30 | https://www.unikeyic.com/media/datasheet/3a/4f/581f/3a/0774363a68ef8b83aadcdb3adab5665e.pdf | https://www.unikeyic.com/products/other-power-supply/lfa300f-48-j1y/11844997.html
LFA300F-48-R2TY | COSEL | 1: 258.9059 10: 247.3989 | 1 base mount 222mm*95mm*52.6mm |  |  |  | ITE (Commercial) | LFA300F |  | 6.3 A |  |  |  |  | 88% | [6 empty] | Not Applicable |  | Chassis Mount |  | 1 |  |  | -10°C ~ 70°C |  |  |  | Box |  |  | 7048663 |  |  | LFA (300W) | 8.74" L x 3.74" W x 2.07" H (222.0mm x 95.0mm x 52.6mm) | 85 ~ 264 VAC |  |  | 3 kV |  | 48V | - | 30 | https://www.unikeyic.com/media/datasheet/3a/4f/581f/3a/0774363a68ef8b83aadcdb3adab5665e.pdf | https://www.unikeyic.com/products/other-power-supply/lfa300f-48-r2ty/12135987.html
LFA300F-48-STY | COSEL | 1: 264.0534 10: 252.3176 | Bracket Mount, 222mm × 95mm × 52.6mm |  |  |  | ITE (Commercial) | LFA300F |  | 6.3 A |  |  |  |  | 88% | [6 empty] | Not Applicable |  | Chassis Mount |  | 1 |  |  | -10°C ~ 70°C |  |  |  | Box |  |  | 7048666 |  |  | LFA (300W) | 8.74" L x 3.74" W x 2.07" H (222.0mm x 95.0mm x 52.6mm) | 85 ~ 264 VAC |  |  | 3 kV |  | 48V | - | 30 | https://www.unikeyic.com/media/datasheet/3a/4f/581f/3a/0774363a68ef8b83aadcdb3adab5665e.pdf | https://www.unikeyic.com/products/other-power-supply/lfa300f-48-sty/11946883.html
LFA300F-5-SNTY | COSEL | 1: 276.1083 10: 263.8368 | 1 base mount 222mm*95mm*52.6mm |  |  |  | ITE (Commercial) | LFA300F |  | 40 A |  |  |  |  | 82.5% | [6 empty] | Not Applicable |  | Chassis Mount |  | 1 |  |  | -10°C ~ 70°C |  |  |  | Box | [5 empty] | LFA (300W) | 8.74" L x 3.74" W x 2.07" H (222.0mm x 95.0mm x 52.6mm) | 85 ~ 264 VAC |  |  | 3 kV |  | 5V | - | 30 | https://www.unikeyic.com/media/datasheet/3a/4f/581f/3a/0774363a68ef8b83aadcdb3adab5665e.pdf | https://www.unikeyic.com/products/other-power-supply/lfa300f-5-snty/11834044.html
LFA300F-5-STY | COSEL | 1: 264.0534 10: 252.3176 | Bracket Mount, 222mm × 95mm × 52.6mm |  |  |  | ITE (Commercial) | LFA300F |  | 40 A |  |  |  |  | 82.5% | [6 empty] | Not Applicable |  | Chassis Mount |  | 1 |  |  | -10°C ~ 70°C |  |  |  | Box |  |  | 7048674 |  |  | LFA (300W) | 8.74" L x 3.74" W x 2.07" H (222.0mm x 95.0mm x 52.6mm) | 85 ~ 264 VAC |  |  | 3 kV |  | 5V | - | 30 | https://www.unikeyic.com/media/datasheet/3a/4f/581f/3a/0774363a68ef8b83aadcdb3adab5665e.pdf | https://www.unikeyic.com/products/other-power-supply/lfa300f-5-sty/28657984.html
LFA30F-12-J1YD12.5 | COSEL | 1: 68.3042 10: 65.2684 | 1 base mount 104.9mm*50mm*26.4mm |  |  |  | ITE (Commercial) | LFA30F |  | 2.5 A |  |  |  |  | 81% | [6 empty] | Not Applicable |  | Chassis Mount |  | 1 |  |  | -10°C ~ 70°C |  |  |  | Box | [5 empty] | LFA (30W) | 4.13" L x 1.97" W x 1.04" H (104.9mm x 50.0mm x 26.4mm) | 85 ~ 264 VAC |  |  | 3 kV |  | 12V | - | 30 | https://www.unikeyic.com/media/datasheet/3a/4f/581f/3a/0774363a68ef8b83aadcdb3adab5665e.pdf | https://www.unikeyic.com/products/other-power-supply/lfa30f-12-j1yd12-5/29468849.html
LFA30F-3R3-GJ1Y | COSEL | 1: 67.8534 10: 64.8377 | 1 base mount 104.9mm*50mm*26.4mm |  |  |  | ITE (Commercial) | LFA30F |  | 6 A |  |  |  |  | 75% | [6 empty] | Not Applicable |  | Chassis Mount |  | 1 |  |  | -10°C ~ 70°C |  |  |  | Box | [5 empty] | LFA (30W) | 4.13" L x 1.97" W x 1.04" H (104.9mm x 50.0mm x 26.4mm) | 85 ~ 264 VAC |  |  | 3 kV |  | 3.3V | - | 30 | https://www.unikeyic.com/media/datasheet/3a/4f/581f/3a/0774363a68ef8b83aadcdb3adab5665e.pdf | https://www.unikeyic.com/products/other-power-supply/lfa30f-3r3-gj1y/12060754.html
LFA30F-3R3-SNCY | COSEL | 1: 87.8617 10: 83.9567 | 1 base mount 104.9mm*50mm*26.4mm |  |  |  | ITE (Commercial) | LFA30F |  | 6 A |  |  |  |  | 75% | [6 empty] | Not Applicable |  | Chassis Mount |  | 1 |  |  | -10°C ~ 70°C |  |  |  | Box | [5 empty] | LFA (30W) | 4.13" L x 1.97" W x 1.04" H (104.9mm x 50.0mm x 26.4mm) | 85 ~ 264 VAC |  |  | 3 kV |  | 3.3V | - | 30 | https://www.unikeyic.com/media/datasheet/3a/4f/581f/3a/0774363a68ef8b83aadcdb3adab5665e.pdf | https://www.unikeyic.com/products/other-power-supply/lfa30f-3r3-sncy/28381394.html
LFA30F-3R3-SNJ1Y | COSEL | 1: 74.5326 10: 71.22 | 1 base mount 104.9mm*50mm*26.4mm |  |  |  | ITE (Commercial) | LFA30F |  | 6 A |  |  |  |  | 75% | [6 empty] | Not Applicable |  | Chassis Mount |  | 1 |  |  | -10°C ~ 70°C |  |  |  | Box |  |  | 7048738 |  |  | LFA (30W) | 4.13" L x 1.97" W x 1.04" H (104.9mm x 50.0mm x 26.4mm) | 85 ~ 264 VAC |  |  | 3 kV |  | 3.3V | - | 30 | https://www.unikeyic.com/media/datasheet/3a/4f/581f/3a/0774363a68ef8b83aadcdb3adab5665e.pdf | https://www.unikeyic.com/products/other-power-supply/lfa30f-3r3-snj1y/28626119.html
LFA50F-3R3-GJ1Y | COSEL | 1: 90.0568 10: 86.0543 | 1 base mount 132.1mm*50mm*26.4mm |  |  |  | ITE (Commercial) | LFA50F |  | 10 A |  |  |  |  | 74% | [6 empty] | Not Applicable |  | Chassis Mount |  | 1 |  |  | -10°C ~ 70°C |  |  |  | Box | [5 empty] | LFA (50W) | 5.20" L x 1.97" W x 1.04" H (132.1mm x 50.0mm x 26.4mm) | 85 ~ 264 VAC |  |  | 3 kV |  | 3.3V | - | 30 | https://www.unikeyic.com/media/datasheet/3a/4f/581f/3a/0774363a68ef8b83aadcdb3adab5665e.pdf | https://www.unikeyic.com/products/other-power-supply/lfa50f-3r3-gj1y/29205929.html
LFA75F-3R3-GJ1Y | COSEL | 1: 106.6114 10: 101.8731 | 1 base mount 150.1mm*50mm*33.5mm |  |  |  | ITE (Commercial) | LFA75F |  | 15 A |  |  |  |  | 75% | [6 empty] | Not Applicable |  | Chassis Mount |  | 1 |  |  | -10°C ~ 70°C |  |  |  | Box | [5 empty] | LFA (75W) | 5.91" L x 1.97" W x 1.32" H (150.1mm x 50.0mm x 33.5mm) | 85 ~ 264 VAC |  |  | 3 kV |  | 3.3V | - | 30 | https://www.unikeyic.com/media/datasheet/3a/4f/581f/3a/0774363a68ef8b83aadcdb3adab5665e.pdf | https://www.unikeyic.com/products/other-power-supply/lfa75f-3r3-gj1y/12460101.html
LFA75F-3R3-SNJ1Y | COSEL | 1: 116.2936 10: 111.125 | 1 base mount 150.1mm*50mm*33.5mm |  |  |  | ITE (Commercial) | LFA75F |  | 15 A |  |  |  |  | 75% | [6 empty] | Not Applicable |  | Chassis Mount |  | 1 |  |  | -10°C ~ 70°C |  |  |  | Box |  |  | 7048931 |  |  | LFA (75W) | 5.91" L x 1.97" W x 1.32" H (150.1mm x 50.0mm x 33.5mm) | 85 ~ 264 VAC |  |  | 3 kV |  | 3.3V | - | 30 | https://www.unikeyic.com/media/datasheet/3a/4f/581f/3a/0774363a68ef8b83aadcdb3adab5665e.pdf | https://www.unikeyic.com/products/other-power-supply/lfa75f-3r3-snj1y/11690430.html
LFA75F-5-SNJ1YD5.2 | COSEL | 1: 116.2936 10: 111.125 | 1 base mount 150.1mm*50mm*33.5mm |  |  |  | ITE (Commercial) | LFA75F |  | 15 A |  |  |  |  | 80% | [6 empty] | Not Applicable |  | Chassis Mount |  | 1 |  |  | -10°C ~ 70°C |  |  |  | Box |  |  | 7048962 |  |  | LFA (75W) | 5.91" L x 1.97" W x 1.32" H (150.1mm x 50.0mm x 33.5mm) | 85 ~ 264 VAC |  |  | 3 kV |  | 5V | - | 30 | https://www.unikeyic.com/media/datasheet/3a/4f/581f/3a/0774363a68ef8b83aadcdb3adab5665e.pdf | https://www.unikeyic.com/products/other-power-supply/lfa75f-5-snj1yd5-2/29040851.html
LFM200S120C-C0 | CINCON | 1: 100.7424 5: 95.9472 12: 93.4362 36: 90.378 60: 88.9904 108: 87.42 | 110W(200WForcedAir) 1 base mount 78.5mm*57.9mm*25.4mm |  |  | Commercial | [7 empty] | LFM200S120C-C0 CINCON | [5 empty] | 78.5mm*57.9mm*25.4mm | - |  | base mount |  | 1 |  |  | -40℃~80℃ |  | 110W(200WForcedAir) | [6 empty] | Compliant | [10 empty] | 11 | https://www.unikeyic.com/media/datasheet/b5/c9/e2a9/b5c9e2a9700cdbd3e527e92b539a83aa.pdf | https://www.unikeyic.com/products/other-power-supply/lfm200s120c-c0/727181968.html
LFM200S480C-C0 | CINCON | 1: 100.7424 5: 95.9472 12: 93.4362 36: 90.378 60: 88.9904 108: 87.42 | 110W(200WForcedAir) 1 base mount 78.5mm*57.9mm*25.4mm |  |  | Commercial | [7 empty] | LFM200S480C-C0 CINCON | [5 empty] | 78.5mm*57.9mm*25.4mm | - |  | base mount |  | 1 |  |  | -40℃~80℃ |  | 110W(200WForcedAir) | [6 empty] | Compliant | [10 empty] | 1 | https://www.unikeyic.com/media/datasheet/b5/c9/e2a9/b5c9e2a9700cdbd3e527e92b539a83aa.pdf | https://www.unikeyic.com/products/other-power-supply/lfm200s480c-c0/727185478.html
LFM420M150C | CINCON | 1: 178.0164 8: 167.1516 12: 165.1113 28: 160.9281 52: 157.9386 | 280W(420WForcedAir) 1 base mount 129.3mm*83.6mm*25.4mm |  |  | Commercial, Industrial | [13 empty] | 129.3mm*83.6mm*25.4mm | - |  | base mount |  | 1 |  |  | -40℃~80℃ |  | 280W(420WForcedAir) | [6 empty] | Compliant | [10 empty] | 24 | https://www.unikeyic.com/media/about_us/Unikey_ISO_9001_Certification.pdf | https://www.unikeyic.com/products/other-power-supply/lfm420m150c/724134705.html
LFM420M150C-C0 | CINCON | 1: 178.0164 8: 167.1516 12: 165.1113 28: 160.9281 52: 157.9386 | 280W(420WForcedAir) 1 base mount 129.3mm*83.6mm*25.4mm |  |  | Commercial, Industrial | [13 empty] | 129.3mm*83.6mm*25.4mm | - |  | base mount |  | 1 |  |  | -40℃~80℃ |  | 280W(420WForcedAir) | [6 empty] | Compliant | [10 empty] | 4 | https://www.unikeyic.com/media/about_us/Unikey_ISO_9001_Certification.pdf | https://www.unikeyic.com/products/other-power-supply/lfm420m150c-c0/724136844.html
LFM420M280C | CINCON | 1: 178.0164 8: 167.1516 12: 165.1113 28: 160.9281 52: 157.9386 | 280W(420WForcedAir) 1 base mount 129.3mm*83.6mm*25.4mm |  |  | Commercial, Industrial | [13 empty] | 129.3mm*83.6mm*25.4mm | - |  | base mount |  | 1 |  |  | -40℃~80℃ |  | 280W(420WForcedAir) | [6 empty] | Compliant | [10 empty] | 21 | https://www.unikeyic.com/media/about_us/Unikey_ISO_9001_Certification.pdf | https://www.unikeyic.com/products/other-power-supply/lfm420m280c/724135950.html
LFM420M360C | CINCON | 1: 178.0164 8: 167.1516 12: 165.1113 28: 160.9281 52: 157.9386 | 280W(420WForcedAir) 1 base mount 129.3mm*83.6mm*25.4mm |  |  | Commercial, Industrial | [13 empty] | 129.3mm*83.6mm*25.4mm | - |  | base mount |  | 1 |  |  | -40℃~80℃ |  | 280W(420WForcedAir) | [6 empty] | Compliant | [10 empty] | 10 | https://www.unikeyic.com/media/about_us/Unikey_ISO_9001_Certification.pdf | https://www.unikeyic.com/products/other-power-supply/lfm420m360c/724135522.html
LFM420M480C-C0 | CINCON | 1: 178.0164 8: 167.1516 12: 165.1113 28: 160.9281 52: 157.9386 | 280W(420WForcedAir) 1 base mount 129.3mm*83.6mm*25.4mm |  |  | Commercial, Industrial | [13 empty] | 129.3mm*83.6mm*25.4mm | - |  | base mount |  | 1 |  |  | -40℃~80℃ |  | 280W(420WForcedAir) | [6 empty] | Compliant | [10 empty] | 4 | https://www.unikeyic.com/media/about_us/Unikey_ISO_9001_Certification.pdf | https://www.unikeyic.com/products/other-power-supply/lfm420m480c-c0/724133626.html
LFM420M540C-C0 | CINCON | 1: 178.0164 8: 167.1516 12: 165.1113 28: 160.9281 52: 157.9386 | 280W(420WForcedAir) 1 base mount 129.3mm*83.6mm*25.4mm |  |  | Commercial, Industrial | [13 empty] | 129.3mm*83.6mm*25.4mm | - |  | base mount |  | 1 |  |  | -40℃~80℃ |  | 280W(420WForcedAir) | [6 empty] | Compliant | [10 empty] | 4 | https://www.unikeyic.com/media/about_us/Unikey_ISO_9001_Certification.pdf | https://www.unikeyic.com/products/other-power-supply/lfm420m540c-c0/724135751.html
LFM420S360C-C0 | CINCON | 1: 171.3636 8: 160.8998 12: 158.9364 28: 154.9098 52: 152.0318 | 280W(420WForcedAir) 1 base mount 129.3mm*83.6mm*25.4mm |  |  | Commercial | [7 empty] | LFM420S360C-C0 CINCON | [5 empty] | 129.3mm*83.6mm*25.4mm | - |  | base mount |  | 1 |  |  | -40℃~80℃ |  | 280W(420WForcedAir) | [6 empty] | Compliant | [10 empty] | 2 | https://www.unikeyic.com/media/datasheet/22/00/2083/22002083a7e449f0b67685891dc44485.pdf | https://www.unikeyic.com/products/other-power-supply/lfm420s360c-c0/726846753.html
LFMWLT150-1304-2 | EOS Power | 1: 61.072 5: 56.5056 10: 54.1065 25: 51.891 50: 49.3605 100: 46.2945 250: 43.638 | 150W 1 threaded mounting 50.8mm(height) |  |  | Commercial | [7 empty] | LFMWLT150-1304-2 EOS Power | [5 empty] | 50.8mm(height) | - |  | threaded mounting |  | 1 |  |  | -20℃(min) |  | 150W | [17 empty] | 3 | https://www.unikeyic.com/media/datasheet/4a/14/8e60/4a/f4955eadba9b8491d4d8601960134531.pdf | https://www.unikeyic.com/products/other-power-supply/lfmwlt150-1304-2/11677876.html
LFP100F-24-CY | COSEL | 1: 145.6465 10: 139.1734 | 1 base mount 154.9mm*62mm*33mm |  |  |  | ITE (Commercial) | LFP100F |  | 4.3 A |  |  |  |  | 87% | [6 empty] | Not Applicable |  | Chassis Mount |  | 1 |  |  | -10°C ~ 70°C |  |  |  | Box |  |  | 7048965 |  |  | LFP (100W) | 6.10" L x 2.44" W x 1.30" H (154.9mm x 62.0mm x 33.0mm) | 85 ~ 264 VAC |  |  | 3 kV |  | 24V | - | 30 | https://www.unikeyic.com/media/datasheet/69/5d/4a92/69/0a1c013446b3fdc2f153d2857cf01428.pdf | https://www.unikeyic.com/products/other-power-supply/lfp100f-24-cy/28565850.html
LFP100F-24-GY | COSEL | 1: 131.3984 10: 125.5584 | 1 base mount 154.9mm*62mm*33mm |  |  |  | ITE (Commercial) | LFP100F |  | 4.3 A |  |  |  |  | 87% | [6 empty] | Not Applicable |  | Chassis Mount |  | 1 |  |  | -10°C ~ 70°C |  |  |  | Box |  |  | 7048966 |  |  | LFP (100W) | 6.10" L x 2.44" W x 1.30" H (154.9mm x 62.0mm x 33.0mm) | 85 ~ 264 VAC |  |  | 3 kV |  | 24V | - | 30 | https://www.unikeyic.com/media/datasheet/69/5d/4a92/69/0a1c013446b3fdc2f153d2857cf01428.pdf | https://www.unikeyic.com/products/other-power-supply/lfp100f-24-gy/12105935.html
LFP100F-24-J1Y | COSEL | 1: 129.5896 10: 123.83 | 1 base mount 154.9mm*62mm*33mm |  |  |  | ITE (Commercial) | LFP100F |  | 4.3 A |  |  |  |  | 87% | [6 empty] | Not Applicable |  | Chassis Mount |  | 1 |  |  | -10°C ~ 70°C |  |  |  | Box |  |  | 7048967 |  |  | LFP (100W) | 6.10" L x 2.44" W x 1.30" H (154.9mm x 62.0mm x 33.0mm) | 85 ~ 264 VAC |  |  | 3 kV |  | 24V | - | 30 | https://www.unikeyic.com/media/datasheet/69/5d/4a92/69/0a1c013446b3fdc2f153d2857cf01428.pdf | https://www.unikeyic.com/products/other-power-supply/lfp100f-24-j1y/11945645.html
LFP100F-24-SY | COSEL | 1: 137.4317 10: 131.3236 | 1 base mount 154.9mm*62mm*33mm |  |  |  | ITE (Commercial) | LFP100F |  | 4.3 A |  |  |  |  | 87% | [6 empty] | Not Applicable |  | Chassis Mount |  | 1 |  |  | -10°C ~ 70°C |  |  |  | Box |  |  | 7048971 |  |  | LFP (100W) | 6.10" L x 2.44" W x 1.30" H (154.9mm x 62.0mm x 33.0mm) | 85 ~ 264 VAC |  |  | 3 kV |  | 24V | - | 30 | https://www.unikeyic.com/media/datasheet/69/5d/4a92/69/0a1c013446b3fdc2f153d2857cf01428.pdf | https://www.unikeyic.com/products/other-power-supply/lfp100f-24-sy/29355705.html
LFP100F-36-GY | COSEL | 1: 131.3984 10: 125.5584 | 1 base mount 154.9mm*62mm*33mm |  |  |  | ITE (Commercial) | LFP100F |  | 2.8 A |  |  |  |  | 87% | [6 empty] | Not Applicable |  | Chassis Mount |  | 1 |  |  | -10°C ~ 70°C |  |  |  | Box |  |  | 7048973 |  |  | LFP (100W) | 6.10" L x 2.44" W x 1.30" H (154.9mm x 62.0mm x 33.0mm) | 85 ~ 264 VAC |  |  | 3 kV |  | 36V | - | 30 | https://www.unikeyic.com/media/datasheet/69/5d/4a92/69/0a1c013446b3fdc2f153d2857cf01428.pdf | https://www.unikeyic.com/products/other-power-supply/lfp100f-36-gy/29458893.html
LFP100F-36-J1Y | COSEL | 1: 129.5896 10: 123.83 | 1 base mount 154.9mm*62mm*33mm |  |  |  | ITE (Commercial) | LFP100F |  | 2.8 A |  |  |  |  | 87% | [6 empty] | Not Applicable |  | Chassis Mount |  | 1 |  |  | -10°C ~ 70°C |  |  |  | Box | [5 empty] | LFP (100W) | 6.10" L x 2.44" W x 1.30" H (154.9mm x 62.0mm x 33.0mm) | 85 ~ 264 VAC |  |  | 3 kV |  | 36V | - | 30 | https://www.unikeyic.com/media/datasheet/69/5d/4a92/69/0a1c013446b3fdc2f153d2857cf01428.pdf | https://www.unikeyic.com/products/other-power-supply/lfp100f-36-j1y/11996946.html
LFP100F-36-R2Y | COSEL | 1: 137.0765 10: 130.9842 | 1 base mount 154.9mm*62mm*33mm |  |  |  | ITE (Commercial) | LFP100F |  | 2.8 A |  |  |  |  | 87% | [6 empty] | Not Applicable |  | Chassis Mount |  | 1 |  |  | -10°C ~ 70°C |  |  |  | Box | [5 empty] | LFP (100W) | 6.10" L x 2.44" W x 1.30" H (154.9mm x 62.0mm x 33.0mm) | 85 ~ 264 VAC |  |  | 3 kV |  | 36V | - | 30 | https://www.unikeyic.com/media/datasheet/69/5d/4a92/69/0a1c013446b3fdc2f153d2857cf01428.pdf | https://www.unikeyic.com/products/other-power-supply/lfp100f-36-r2y/28353523.html
LFP100F-36-RY | COSEL | 1: 137.0765 10: 130.9842 | 1 base mount 154.9mm*62mm*33mm |  |  |  | ITE (Commercial) | LFP100F |  | 2.8 A |  |  |  |  | 87% | [6 empty] | Not Applicable |  | Chassis Mount |  | 1 |  |  | -10°C ~ 70°C |  |  |  | Box | [5 empty] | LFP (100W) | 6.10" L x 2.44" W x 1.30" H (154.9mm x 62.0mm x 33.0mm) | 85 ~ 264 VAC |  |  | 3 kV |  | 36V | - | 30 | https://www.unikeyic.com/media/datasheet/69/5d/4a92/69/0a1c013446b3fdc2f153d2857cf01428.pdf | https://www.unikeyic.com/products/other-power-supply/lfp100f-36-ry/12477933.html
LFP100F-36-SY | COSEL | 1: 137.4317 10: 131.3236 | 1 base mount 154.9mm*62mm*33mm |  |  |  | ITE (Commercial) | LFP100F |  | 2.8 A |  |  |  |  | 87% | [6 empty] | Not Applicable |  | Chassis Mount |  | 1 |  |  | -10°C ~ 70°C |  |  |  | Box | [5 empty] | LFP (100W) | 6.10" L x 2.44" W x 1.30" H (154.9mm x 62.0mm x 33.0mm) | 85 ~ 264 VAC |  |  | 3 kV |  | 36V | - | 30 | https://www.unikeyic.com/media/datasheet/69/5d/4a92/69/0a1c013446b3fdc2f153d2857cf01428.pdf | https://www.unikeyic.com/products/other-power-supply/lfp100f-36-sy/12523681.html
LFP100F-48-CY | COSEL | 1: 145.6465 10: 139.1734 | 1 base mount 154.9mm*62mm*33mm |  |  |  | ITE (Commercial) | LFP100F |  | 2.1 A |  |  |  |  | 87% | [6 empty] | Not Applicable |  | Chassis Mount |  | 1 |  |  | -10°C ~ 70°C |  |  |  | Box |  |  | 7048980 |  |  | LFP (100W) | 6.10" L x 2.44" W x 1.30" H (154.9mm x 62.0mm x 33.0mm) | 85 ~ 264 VAC |  |  | 3 kV |  | 48V | - | 30 | https://www.unikeyic.com/media/datasheet/69/5d/4a92/69/0a1c013446b3fdc2f153d2857cf01428.pdf | https://www.unikeyic.com/products/other-power-supply/lfp100f-48-cy/11867476.html
LFP100F-48-GY | COSEL | 1: 131.3984 10: 125.5584 | 1 base mount 154.9mm*62mm*33mm |  |  |  | ITE (Commercial) | LFP100F |  | 2.1 A |  |  |  |  | 87% | [6 empty] | Not Applicable |  | Chassis Mount |  | 1 |  |  | -10°C ~ 70°C |  |  |  | Box | [5 empty] | LFP (100W) | 6.10" L x 2.44" W x 1.30" H (154.9mm x 62.0mm x 33.0mm) | 85 ~ 264 VAC |  |  | 3 kV |  | 48V | - | 30 | https://www.unikeyic.com/media/datasheet/69/5d/4a92/69/0a1c013446b3fdc2f153d2857cf01428.pdf | https://www.unikeyic.com/products/other-power-supply/lfp100f-48-gy/28440175.html
LFP100F-48-J1Y | COSEL | 1: 129.5896 10: 123.83 | 1 base mount 154.9mm*62mm*33mm |  |  |  | ITE (Commercial) | LFP100F |  | 2.1 A |  |  |  |  | 87% | [6 empty] | Not Applicable |  | Chassis Mount |  | 1 |  |  | -10°C ~ 70°C |  |  |  | Box |  |  | 7048982 |  |  | LFP (100W) | 6.10" L x 2.44" W x 1.30" H (154.9mm x 62.0mm x 33.0mm) | 85 ~ 264 VAC |  |  | 3 kV |  | 48V | - | 30 | https://www.unikeyic.com/media/datasheet/69/5d/4a92/69/0a1c013446b3fdc2f153d2857cf01428.pdf | https://www.unikeyic.com/products/other-power-supply/lfp100f-48-j1y/12154409.html
LFP100F-48-R2Y | COSEL | 1: 137.0765 10: 130.9842 | 1 base mount 154.9mm*62mm*33mm |  |  |  | ITE (Commercial) | LFP100F |  | 2.1 A |  |  |  |  | 87% | [6 empty] | Not Applicable |  | Chassis Mount |  | 1 |  |  | -10°C ~ 70°C |  |  |  | Box |  |  | 7048983 |  |  | LFP (100W) | 6.10" L x 2.44" W x 1.30" H (154.9mm x 62.0mm x 33.0mm) | 85 ~ 264 VAC |  |  | 3 kV |  | 48V | - | 30 | https://www.unikeyic.com/media/datasheet/69/5d/4a92/69/0a1c013446b3fdc2f153d2857cf01428.pdf | https://www.unikeyic.com/products/other-power-supply/lfp100f-48-r2y/28405735.html
LFP100F-48-RY | COSEL | 1: 137.0765 10: 130.9842 | 1 base mount 154.9mm*62mm*33mm |  |  |  | ITE (Commercial) | LFP100F |  | 2.1 A |  |  |  |  | 87% | [6 empty] | Not Applicable |  | Chassis Mount |  | 1 |  |  | -10°C ~ 70°C |  |  |  | Box |  |  | 7048984 |  |  | LFP (100W) | 6.10" L x 2.44" W x 1.30" H (154.9mm x 62.0mm x 33.0mm) | 85 ~ 264 VAC |  |  | 3 kV |  | 48V | - | 30 | https://www.unikeyic.com/media/datasheet/69/5d/4a92/69/0a1c013446b3fdc2f153d2857cf01428.pdf | https://www.unikeyic.com/products/other-power-supply/lfp100f-48-ry/28867055.html
LFP100F-48-SY | COSEL | 1: 137.4317 10: 131.3236 | 1 base mount 154.9mm*62mm*33mm |  |  |  | ITE (Commercial) | LFP100F |  | 2.1 A |  |  |  |  | 87% | [6 empty] | Not Applicable |  | Chassis Mount |  | 1 |  |  | -10°C ~ 70°C |  |  |  | Box |  |  | 7048986 |  |  | LFP (100W) | 6.10" L x 2.44" W x 1.30" H (154.9mm x 62.0mm x 33.0mm) | 85 ~ 264 VAC |  |  | 3 kV |  | 48V | - | 30 | https://www.unikeyic.com/media/datasheet/69/5d/4a92/69/0a1c013446b3fdc2f153d2857cf01428.pdf | https://www.unikeyic.com/products/other-power-supply/lfp100f-48-sy/11416543.html
LFP150F-36-GY | COSEL | 1: 153.116 10: 146.3108 | 1 base mount 160mm*74.9mm*36.6mm |  |  |  | ITE (Commercial) | LFP150F |  | 4.2 A |  |  |  |  | 88% | [6 empty] | Not Applicable |  | Chassis Mount |  | 1 |  |  | -10°C ~ 70°C |  |  |  | Box |  |  | 7048995 |  |  | LFP (150W) | 6.30" L x 2.95" W x 1.44" H (160.0mm x 74.9mm x 36.6mm) | 85 ~ 264 VAC |  |  | 3 kV |  | 36V | - | 30 | https://www.unikeyic.com/media/datasheet/69/5d/4a92/69/0a1c013446b3fdc2f153d2857cf01428.pdf | https://www.unikeyic.com/products/other-power-supply/lfp150f-36-gy/11541552.html
LFP150F-48-GY | COSEL | 1: 153.116 10: 146.3108 | 1 base mount 160mm*74.9mm*36.6mm |  |  |  | ITE (Commercial) | LFP150F |  | 3.2 A |  |  |  |  | 88% | [6 empty] | Not Applicable |  | Chassis Mount |  | 1 |  |  | -10°C ~ 70°C |  |  |  | Box |  |  | 7049003 |  |  | LFP (150W) | 6.30" L x 2.95" W x 1.44" H (160.0mm x 74.9mm x 36.6mm) | 85 ~ 264 VAC |  |  | 3 kV |  | 48V | - | 30 | https://www.unikeyic.com/media/datasheet/69/5d/4a92/69/0a1c013446b3fdc2f153d2857cf01428.pdf | https://www.unikeyic.com/products/other-power-supply/lfp150f-48-gy/12236010.html
LFP150F-48-J1Y | COSEL | 1: 151.3423 10: 144.6159 | 1 base mount 160mm*74.9mm*36.6mm |  |  |  | ITE (Commercial) | LFP150F |  | 3.2 A |  |  |  |  | 88% | [6 empty] | Not Applicable |  | Chassis Mount |  | 1 |  |  | -10°C ~ 70°C |  |  |  | Box |  |  | 7049004 |  |  | LFP (150W) | 6.30" L x 2.95" W x 1.44" H (160.0mm x 74.9mm x 36.6mm) | 85 ~ 264 VAC |  |  | 3 kV |  | 48V | - | 30 | https://www.unikeyic.com/media/datasheet/69/5d/4a92/69/0a1c013446b3fdc2f153d2857cf01428.pdf | https://www.unikeyic.com/products/other-power-supply/lfp150f-48-j1y/28732282.html
LFP150F-48-SY | COSEL | 1: 159.8459 10: 152.7416 | 1 base mount 160mm*74.9mm*36.6mm |  |  |  | ITE (Commercial) | LFP150F |  | 3.2 A |  |  |  |  | 88% | [6 empty] | Not Applicable |  | Chassis Mount |  | 1 |  |  | -10°C ~ 70°C |  |  |  | Box | [5 empty] | LFP (150W) | 6.30" L x 2.95" W x 1.44" H (160.0mm x 74.9mm x 36.6mm) | 85 ~ 264 VAC |  |  | 3 kV |  | 48V | - | 30 | https://www.unikeyic.com/media/datasheet/69/5d/4a92/69/0a1c013446b3fdc2f153d2857cf01428.pdf | https://www.unikeyic.com/products/other-power-supply/lfp150f-48-sy/12369464.html
LFP240F-24-GY | COSEL | 1: 223.8573 10: 213.9081 | Bracket Mount, 180.1mm × 84.1mm × 46mm |  |  |  | ITE (Commercial) | LFP240F |  | 10 A |  |  |  |  | 88.5% | [6 empty] | Not Applicable |  | Chassis Mount |  | 1 |  |  | -10°C ~ 70°C |  |  |  | Box | [5 empty] | LFP (240W) | 7.09" L x 3.31" W x 1.81" H (180.1mm x 84.1mm x 46.0mm) | 85 ~ 264 VAC |  |  | 3 kV |  | 24V | - | 30 | https://www.unikeyic.com/media/datasheet/69/5d/4a92/69/0a1c013446b3fdc2f153d2857cf01428.pdf | https://www.unikeyic.com/products/other-power-supply/lfp240f-24-gy/11785038.html
LFP240F-24-TY | COSEL | 1: 233.3794 10: 223.007 | Bracket Mount, 180.1mm × 84.1mm × 46mm |  |  |  | ITE (Commercial) | LFP240F |  | 10 A |  |  |  |  | 88.5% | [6 empty] | Not Applicable |  | Chassis Mount |  | 1 |  |  | -10°C ~ 70°C |  |  |  | Box |  |  | 7049018 |  |  | LFP (240W) | 7.09" L x 3.31" W x 1.81" H (180.1mm x 84.1mm x 46.0mm) | 85 ~ 264 VAC |  |  | 3 kV |  | 24V | - | 30 | https://www.unikeyic.com/media/datasheet/69/5d/4a92/69/0a1c013446b3fdc2f153d2857cf01428.pdf | https://www.unikeyic.com/products/other-power-supply/lfp240f-24-ty/12123956.html
LFP240F-30-CY | COSEL | 1: 237.961 10: 227.385 | 1 base mount 180.1mm*84.1mm*46mm |  |  |  | ITE (Commercial) | LFP240F |  | 8 A |  |  |  |  | 88.5% | [6 empty] | Not Applicable |  | Chassis Mount |  | 1 |  |  | -10°C ~ 70°C |  |  |  | Box |  |  | 7049019 |  |  | LFP (240W) | 7.09" L x 3.31" W x 1.81" H (180.1mm x 84.1mm x 46.0mm) | 85 ~ 264 VAC |  |  | 3 kV |  | 30V | - | 30 | https://www.unikeyic.com/media/datasheet/69/5d/4a92/69/0a1c013446b3fdc2f153d2857cf01428.pdf | https://www.unikeyic.com/products/other-power-supply/lfp240f-30-cy/11574528.html
LFP240F-30-GY | COSEL | 1: 223.8573 10: 213.9081 | 1 base mount 180.1mm*84.1mm*46mm |  |  |  | ITE (Commercial) | LFP240F |  | 8 A |  |  |  |  | 88.5% | [6 empty] | Not Applicable |  | Chassis Mount |  | 1 |  |  | -10°C ~ 70°C |  |  |  | Box |  |  | 7049020 |  |  | LFP (240W) | 7.09" L x 3.31" W x 1.81" H (180.1mm x 84.1mm x 46.0mm) | 85 ~ 264 VAC |  |  | 3 kV |  | 30V | - | 30 | https://www.unikeyic.com/media/datasheet/69/5d/4a92/69/0a1c013446b3fdc2f153d2857cf01428.pdf | https://www.unikeyic.com/products/other-power-supply/lfp240f-30-gy/11805735.html
LFP240F-30-SY | COSEL | 1: 231.9745 10: 221.6645 | 1 base mount 180.1mm*84.1mm*46mm |  |  |  | ITE (Commercial) | LFP240F |  | 8 A |  |  |  |  | 88.5% | [6 empty] | Not Applicable |  | Chassis Mount |  | 1 |  |  | -10°C ~ 70°C |  |  |  | Box |  |  | 7049025 |  |  | LFP (240W) | 7.09" L x 3.31" W x 1.81" H (180.1mm x 84.1mm x 46.0mm) | 85 ~ 264 VAC |  |  | 3 kV |  | 30V | - | 30 | https://www.unikeyic.com/media/datasheet/69/5d/4a92/69/0a1c013446b3fdc2f153d2857cf01428.pdf | https://www.unikeyic.com/products/other-power-supply/lfp240f-30-sy/12022068.html
LFP240F-30-TY | COSEL | 1: 233.3794 10: 223.007 | 1 base mount 180.1mm*84.1mm*46mm |  |  |  | ITE (Commercial) | LFP240F |  | 8 A |  |  |  |  | 88.5% | [6 empty] | Not Applicable |  | Chassis Mount |  | 1 |  |  | -10°C ~ 70°C |  |  |  | Box | [5 empty] | LFP (240W) | 7.09" L x 3.31" W x 1.81" H (180.1mm x 84.1mm x 46.0mm) | 85 ~ 264 VAC |  |  | 3 kV |  | 30V | - | 30 | https://www.unikeyic.com/media/datasheet/69/5d/4a92/69/0a1c013446b3fdc2f153d2857cf01428.pdf | https://www.unikeyic.com/products/other-power-supply/lfp240f-30-ty/11503176.html
LFP240F-36-GY | COSEL | 1: 223.8573 10: 213.9081 | Bracket Mount, 180.1mm × 84.1mm × 46mm |  |  |  | ITE (Commercial) | LFP240F |  | 6.7 A |  |  |  |  | 89% | [6 empty] | Not Applicable |  | Chassis Mount |  | 1 |  |  | -10°C ~ 70°C |  |  |  | Box |  |  | 7049029 |  |  | LFP (240W) | 7.09" L x 3.31" W x 1.81" H (180.1mm x 84.1mm x 46.0mm) | 85 ~ 264 VAC |  |  | 3 kV |  | 36V | - | 30 | https://www.unikeyic.com/media/datasheet/69/5d/4a92/69/0a1c013446b3fdc2f153d2857cf01428.pdf | https://www.unikeyic.com/products/other-power-supply/lfp240f-36-gy/12492599.html
LFP240F-36-SY | COSEL | 1: 231.9745 10: 221.6645 | Bracket Mount, 180.1mm × 84.1mm × 46mm |  |  |  | ITE (Commercial) | LFP240F |  | 6.7 A |  |  |  |  | 89% | [6 empty] | Not Applicable |  | Chassis Mount |  | 1 |  |  | -10°C ~ 70°C |  |  |  | Box |  |  | 7049034 |  |  | LFP (240W) | 7.09" L x 3.31" W x 1.81" H (180.1mm x 84.1mm x 46.0mm) | 85 ~ 264 VAC |  |  | 3 kV |  | 36V | - | 30 | https://www.unikeyic.com/media/datasheet/69/5d/4a92/69/0a1c013446b3fdc2f153d2857cf01428.pdf | https://www.unikeyic.com/products/other-power-supply/lfp240f-36-sy/12105921.html
LFP240F-36-TY | COSEL | 1: 233.3794 10: 223.007 | 1 base mount 180.1mm*84.1mm*46mm |  |  |  | ITE (Commercial) | LFP240F |  | 6.7 A |  |  |  |  | 89% | [6 empty] | Not Applicable |  | Chassis Mount |  | 1 |  |  | -10°C ~ 70°C |  |  |  | Box |  |  | 7049035 |  |  | LFP (240W) | 7.09" L x 3.31" W x 1.81" H (180.1mm x 84.1mm x 46.0mm) | 85 ~ 264 VAC |  |  | 3 kV |  | 36V | - | 30 | https://www.unikeyic.com/media/datasheet/69/5d/4a92/69/0a1c013446b3fdc2f153d2857cf01428.pdf | https://www.unikeyic.com/products/other-power-supply/lfp240f-36-ty/12049295.html
LFP240F-48-CY | COSEL | 1: 237.961 10: 227.385 | 1 base mount 180.1mm*84.1mm*46mm |  |  |  | ITE (Commercial) | LFP240F |  | 5 A |  |  |  |  | 89% | [6 empty] | Not Applicable |  | Chassis Mount |  | 1 |  |  | -10°C ~ 70°C |  |  |  | Box | [5 empty] | LFP (240W) | 7.09" L x 3.31" W x 1.81" H (180.1mm x 84.1mm x 46.0mm) | 85 ~ 264 VAC |  |  | 3 kV |  | 48V | - | 30 | https://www.unikeyic.com/media/datasheet/69/5d/4a92/69/0a1c013446b3fdc2f153d2857cf01428.pdf | https://www.unikeyic.com/products/other-power-supply/lfp240f-48-cy/11527337.html
LFP240F-48-SY | COSEL | 1: 231.9745 10: 221.6645 | 1 base mount 180.1mm*84.1mm*46mm |  |  |  | ITE (Commercial) | LFP240F |  | 5 A |  |  |  |  | 89% | [6 empty] | Not Applicable |  | Chassis Mount |  | 1 |  |  | -10°C ~ 70°C |  |  |  | Box |  |  | 7049043 |  |  | LFP (240W) | 7.09" L x 3.31" W x 1.81" H (180.1mm x 84.1mm x 46.0mm) | 85 ~ 264 VAC |  |  | 3 kV |  | 48V | - | 30 | https://www.unikeyic.com/media/datasheet/69/5d/4a92/69/0a1c013446b3fdc2f153d2857cf01428.pdf | https://www.unikeyic.com/products/other-power-supply/lfp240f-48-sy/12399424.html
LFP240F-48-TY | COSEL | 1: 164.4192 | 1 base mount 180.1mm*84.1mm*46mm |  |  |  | ITE (Commercial) | LFP240F |  | 5 A |  |  |  |  | 89% | [6 empty] | Not Applicable |  | Chassis Mount |  | 1 |  |  | -10°C ~ 70°C |  |  |  | Box |  |  | 7049044 |  |  | LFP (240W) | 7.09" L x 3.31" W x 1.81" H (180.1mm x 84.1mm x 46.0mm) | 85 ~ 264 VAC |  |  | 3 kV |  | 48V | - | 2 | https://www.unikeyic.com/media/datasheet/69/5d/4a92/69/0a1c013446b3fdc2f153d2857cf01428.pdf | https://www.unikeyic.com/products/other-power-supply/lfp240f-48-ty/11666248.html
LFP300F-24-GTY | COSEL | 1: 284.9671 10: 272.3019 | 1 base mount 222mm*95mm*52.6mm |  |  |  | ITE (Commercial) | LFP300F |  | 12.5 A |  |  |  |  | 88% | [6 empty] | 1 (Unlimited) |  | Chassis Mount |  | 1 |  |  | -10°C ~ 70°C |  |  |  | Box |  |  | 7054418 |  |  | LFP (300W) | 8.74" L x 3.74" W x 2.07" H (222.0mm x 95.0mm x 52.6mm) | 85 ~ 264 VAC |  |  | 3 kV |  | 24V | - | 30 | https://www.unikeyic.com/media/datasheet/69/5d/4a92/69/0a1c013446b3fdc2f153d2857cf01428.pdf | https://www.unikeyic.com/products/other-power-supply/lfp300f-24-gty/12395131.html
LFP300F-24-R2TY | COSEL | 1: 290.5496 10: 277.6363 | Bracket Mount, 222mm × 95mm × 52.6mm |  |  |  | ITE (Commercial) | LFP300F |  | 12.5 A |  |  |  |  | 88% | [6 empty] | 1 (Unlimited) |  | Chassis Mount |  | 1 |  |  | -10°C ~ 70°C |  |  |  | Box |  |  | 7054421 |  |  | LFP (300W) | 8.74" L x 3.74" W x 2.07" H (222.0mm x 95.0mm x 52.6mm) | 85 ~ 264 VAC |  |  | 3 kV |  | 24V | - | 30 | https://www.unikeyic.com/media/datasheet/69/5d/4a92/69/0a1c013446b3fdc2f153d2857cf01428.pdf | https://www.unikeyic.com/products/other-power-supply/lfp300f-24-r2ty/11591794.html
LFP300F-24-RTY | COSEL | 1: 290.5496 10: 277.6363 | 1 base mount 222mm*95mm*52.6mm |  |  |  | ITE (Commercial) | LFP300F |  | 12.5 A |  |  |  |  | 88% | [6 empty] | 1 (Unlimited) |  | Chassis Mount |  | 1 |  |  | -10°C ~ 70°C |  |  |  | Box |  |  | 7054422 |  |  | LFP (300W) | 8.74" L x 3.74" W x 2.07" H (222.0mm x 95.0mm x 52.6mm) | 85 ~ 264 VAC |  |  | 3 kV |  | 24V | - | 30 | https://www.unikeyic.com/media/datasheet/69/5d/4a92/69/0a1c013446b3fdc2f153d2857cf01428.pdf | https://www.unikeyic.com/products/other-power-supply/lfp300f-24-rty/11861175.html
LFP300F-24-T1Y | COSEL | 1: 287.7573 10: 274.9681 | 1 base mount 222mm*95mm*52.6mm |  |  |  | ITE (Commercial) | LFP300F |  | 12.5 A |  |  |  |  | 88% | [6 empty] | 1 (Unlimited) |  | Chassis Mount |  | 1 |  |  | -10°C ~ 70°C |  |  |  | Box |  |  | 7054426 |  |  | LFP (300W) | 8.74" L x 3.74" W x 2.07" H (222.0mm x 95.0mm x 52.6mm) | 85 ~ 264 VAC |  |  | 3 kV |  | 24V | - | 30 | https://www.unikeyic.com/media/datasheet/69/5d/4a92/69/0a1c013446b3fdc2f153d2857cf01428.pdf | https://www.unikeyic.com/products/other-power-supply/lfp300f-24-t1y/29471366.html
LFP300F-30-R2TY | COSEL | 1: 290.5496 10: 277.6363 | 1 base mount 222mm*95mm*52.6mm |  |  |  | ITE (Commercial) | LFP300F |  | 10 A |  |  |  |  | 88% | [6 empty] | 1 (Unlimited) |  | Chassis Mount |  | 1 |  |  | -10°C ~ 70°C |  |  |  | Box |  |  | 7054432 |  |  | LFP (300W) | 8.74" L x 3.74" W x 2.07" H (222.0mm x 95.0mm x 52.6mm) | 85 ~ 264 VAC |  |  | 3 kV |  | 30V | - | 30 | https://www.unikeyic.com/media/datasheet/69/5d/4a92/69/0a1c013446b3fdc2f153d2857cf01428.pdf | https://www.unikeyic.com/products/other-power-supply/lfp300f-30-r2ty/11790394.html
LFP300F-30-RTY | COSEL | 1: 290.5496 10: 277.6363 | 1 base mount 222mm*95mm*52.6mm |  |  |  | ITE (Commercial) | LFP300F |  | 10 A |  |  |  |  | 88% | [6 empty] | 1 (Unlimited) |  | Chassis Mount |  | 1 |  |  | -10°C ~ 70°C |  |  |  | Box | [5 empty] | LFP (300W) | 8.74" L x 3.74" W x 2.07" H (222.0mm x 95.0mm x 52.6mm) | 85 ~ 264 VAC |  |  | 3 kV |  | 30V | - | 30 | https://www.unikeyic.com/media/datasheet/69/5d/4a92/69/0a1c013446b3fdc2f153d2857cf01428.pdf | https://www.unikeyic.com/products/other-power-supply/lfp300f-30-rty/28420879.html
LFP300F-30-T1Y | COSEL | 1: 287.7573 10: 274.9681 | Base Mount, 222mm × 95mm × 52.6mm |  |  |  | ITE (Commercial) | LFP300F |  | 10 A |  |  |  |  | 88% | [6 empty] | 1 (Unlimited) |  | Chassis Mount |  | 1 |  |  | -10°C ~ 70°C |  |  |  | Box |  |  | 7054436 |  |  | LFP (300W) | 8.74" L x 3.74" W x 2.07" H (222.0mm x 95.0mm x 52.6mm) | 85 ~ 264 VAC |  |  | 3 kV |  | 30V | - | 30 | https://www.unikeyic.com/media/datasheet/69/5d/4a92/69/0a1c013446b3fdc2f153d2857cf01428.pdf | https://www.unikeyic.com/products/other-power-supply/lfp300f-30-t1y/12007651.html
LFP300F-36-GTY | COSEL | 1: 284.9671 10: 272.3019 | Base Mount, 222mm × 95mm × 52.6mm |  |  |  | ITE (Commercial) | LFP300F |  | 8.4 A |  |  |  |  | 88% | [6 empty] | 1 (Unlimited) |  | Chassis Mount |  | 1 |  |  | -10°C ~ 70°C |  |  |  | Box |  |  | 7054439 |  |  | LFP (300W) | 8.74" L x 3.74" W x 2.07" H (222.0mm x 95.0mm x 52.6mm) | 85 ~ 264 VAC |  |  | 3 kV |  | 36V | - | 30 | https://www.unikeyic.com/media/datasheet/69/5d/4a92/69/0a1c013446b3fdc2f153d2857cf01428.pdf | https://www.unikeyic.com/products/other-power-supply/lfp300f-36-gty/11560613.html
LFP300F-36-R2TY | COSEL | 1: 290.5496 10: 277.6363 | 1 base mount 222mm*95mm*52.6mm |  |  |  | ITE (Commercial) | LFP300F |  | 8.4 A |  |  |  |  | 88% | [6 empty] | 1 (Unlimited) |  | Chassis Mount |  | 1 |  |  | -10°C ~ 70°C |  |  |  | Box |  |  | 7054442 |  |  | LFP (300W) | 8.74" L x 3.74" W x 2.07" H (222.0mm x 95.0mm x 52.6mm) | 85 ~ 264 VAC |  |  | 3 kV |  | 36V | - | 30 | https://www.unikeyic.com/media/datasheet/69/5d/4a92/69/0a1c013446b3fdc2f153d2857cf01428.pdf | https://www.unikeyic.com/products/other-power-supply/lfp300f-36-r2ty/12379824.html
LFP300F-36-RTY | COSEL | 1: 290.5496 10: 277.6363 | Base Mount, 222mm × 95mm × 52.6mm |  |  |  | ITE (Commercial) | LFP300F |  | 8.4 A |  |  |  |  | 88% | [6 empty] | 1 (Unlimited) |  | Chassis Mount |  | 1 |  |  | -10°C ~ 70°C |  |  |  | Box | [5 empty] | LFP (300W) | 8.74" L x 3.74" W x 2.07" H (222.0mm x 95.0mm x 52.6mm) | 85 ~ 264 VAC |  |  | 3 kV |  | 36V | - | 30 | https://www.unikeyic.com/media/datasheet/69/5d/4a92/69/0a1c013446b3fdc2f153d2857cf01428.pdf | https://www.unikeyic.com/products/other-power-supply/lfp300f-36-rty/12134945.html
LFP300F-36-STY | COSEL | 1: 296.1478 10: 282.9857 | Base Mount, 222mm × 95mm × 52.6mm |  |  |  | ITE (Commercial) | LFP300F |  | 8.4 A |  |  |  |  | 88% | [6 empty] | 1 (Unlimited) |  | Chassis Mount |  | 1 |  |  | -10°C ~ 70°C |  |  |  | Box | [5 empty] | LFP (300W) | 8.74" L x 3.74" W x 2.07" H (222.0mm x 95.0mm x 52.6mm) | 85 ~ 264 VAC |  |  | 3 kV |  | 36V | - | 30 | https://www.unikeyic.com/media/datasheet/69/5d/4a92/69/0a1c013446b3fdc2f153d2857cf01428.pdf | https://www.unikeyic.com/products/other-power-supply/lfp300f-36-sty/28987517.html
LFP300F-36-T1Y | COSEL | 1: 287.7573 10: 274.9681 | Base Mount, 222mm × 95mm × 52.6mm |  |  |  | ITE (Commercial) | LFP300F |  | 8.4 A |  |  |  |  | 88% | [6 empty] | 1 (Unlimited) |  | Chassis Mount |  | 1 |  |  | -10°C ~ 70°C |  |  |  | Box | [5 empty] | LFP (300W) | 8.74" L x 3.74" W x 2.07" H (222.0mm x 95.0mm x 52.6mm) | 85 ~ 264 VAC |  |  | 3 kV |  | 36V | - | 30 | https://www.unikeyic.com/media/datasheet/69/5d/4a92/69/0a1c013446b3fdc2f153d2857cf01428.pdf | https://www.unikeyic.com/products/other-power-supply/lfp300f-36-t1y/11722093.html
LFP300F-48-R2TY | COSEL | 1: 290.5496 10: 277.6363 | 1 base mount 222mm*95mm*52.6mm |  |  |  | ITE (Commercial) | LFP300F |  | 6.3 A |  |  |  |  | 88% | [6 empty] | 1 (Unlimited) |  | Chassis Mount |  | 1 |  |  | -10°C ~ 70°C |  |  |  | Box |  |  | 7054452 |  |  | LFP (300W) | 8.74" L x 3.74" W x 2.07" H (222.0mm x 95.0mm x 52.6mm) | 85 ~ 264 VAC |  |  | 3 kV |  | 48V | - | 30 | https://www.unikeyic.com/media/datasheet/69/5d/4a92/69/0a1c013446b3fdc2f153d2857cf01428.pdf | https://www.unikeyic.com/products/other-power-supply/lfp300f-48-r2ty/12091319.html
LFP300F-48-RTY | COSEL | 1: 290.5496 10: 277.6363 | Base Mount, 222mm × 95mm × 52.6mm |  |  |  | ITE (Commercial) | LFP300F |  | 6.3 A |  |  |  |  | 88% | [6 empty] | 1 (Unlimited) |  | Chassis Mount |  | 1 |  |  | -10°C ~ 70°C |  |  |  | Box | [5 empty] | LFP (300W) | 8.74" L x 3.74" W x 2.07" H (222.0mm x 95.0mm x 52.6mm) | 85 ~ 264 VAC |  |  | 3 kV |  | 48V | - | 30 | https://www.unikeyic.com/media/datasheet/69/5d/4a92/69/0a1c013446b3fdc2f153d2857cf01428.pdf | https://www.unikeyic.com/products/other-power-supply/lfp300f-48-rty/28928032.html
LFP300F-48-STY | COSEL | 1: 296.1478 10: 282.9857 | 1 base mount 222mm*95mm*52.6mm |  |  |  | ITE (Commercial) | LFP300F |  | 6.3 A |  |  |  |  | 88% | [6 empty] | 1 (Unlimited) |  | Chassis Mount |  | 1 |  |  | -10°C ~ 70°C |  |  |  | Box |  |  | 7054455 |  |  | LFP (300W) | 8.74" L x 3.74" W x 2.07" H (222.0mm x 95.0mm x 52.6mm) | 85 ~ 264 VAC |  |  | 3 kV |  | 48V | - | 30 | https://www.unikeyic.com/media/datasheet/69/5d/4a92/69/0a1c013446b3fdc2f153d2857cf01428.pdf | https://www.unikeyic.com/products/other-power-supply/lfp300f-48-sty/29030606.html
LFP300F-48-T1Y | COSEL | 1: 287.7573 10: 274.9681 | 1 base mount 222mm*95mm*52.6mm |  |  |  | ITE (Commercial) | LFP300F |  | 6.3 A |  |  |  |  | 88% | [6 empty] | 1 (Unlimited) |  | Chassis Mount |  | 1 |  |  | -10°C ~ 70°C |  |  |  | Box |  |  | 7054456 |  |  | LFP (300W) | 8.74" L x 3.74" W x 2.07" H (222.0mm x 95.0mm x 52.6mm) | 85 ~ 264 VAC |  |  | 3 kV |  | 48V | - | 30 | https://www.unikeyic.com/media/datasheet/69/5d/4a92/69/0a1c013446b3fdc2f153d2857cf01428.pdf | https://www.unikeyic.com/products/other-power-supply/lfp300f-48-t1y/12483159.html
LFVLT80-1000 | EOS Power | 1: 103.367 5: 97.5672 10: 92.8305 20: 90.972 60: 89.8065 120: 89.25 | 80W 1 threaded mounting 77.2mm(height) |  |  | Commercial | [7 empty] | LFVLT80-1000 EOS Power | [5 empty] | 77.2mm(height) | - |  | threaded mounting |  | 1 |  |  | 0℃(min) |  | 80W | [17 empty] | 2 | https://www.unikeyic.com/media/datasheet/8f/6a/d761/8f/1ba557f43d3cc7a24aaa7d941f0bbe9c.pdf | https://www.unikeyic.com/products/other-power-supply/lfvlt80-1000/12081994.html
LGA100A-24-HJ1 | COSEL | 1: 99.1732 10: 94.7655 | 1 base mount 154.9mm*62mm*35.6mm |  |  |  | ITE (Commercial) | LGA100A |  | 4.3 A |  |  |  |  | 85.5% | [6 empty] | 1 (Unlimited) |  | Chassis Mount |  | 1 |  |  | -10°C ~ 60°C |  |  |  | Box |  |  | 7054482 |  |  | LGA (100W) | 6.10" L x 2.44" W x 1.40" H (154.9mm x 62.0mm x 35.6mm) | 85 ~ 132 VAC |  |  | 2 kV |  | 24V | - | 30 | https://www.unikeyic.com/media/datasheet/85/cb/daa7/85/04d666486d9a52ec9487d156b6280797.pdf | https://www.unikeyic.com/products/other-power-supply/lga100a-24-hj1/28577725.html
LGA100A-24-J1 | COSEL | 1: 91.6705 10: 87.5963 | 1 base mount 154.9mm*62mm*35.6mm |  |  |  | ITE (Commercial) | LGA100A |  | 4.3 A |  |  |  |  | 85.5% | [6 empty] | 1 (Unlimited) |  | Chassis Mount |  | 1 |  |  | -10°C ~ 60°C |  |  |  | Box | [5 empty] | LGA (100W) | 6.10" L x 2.44" W x 1.40" H (154.9mm x 62.0mm x 35.6mm) | 85 ~ 132 VAC |  |  | 2 kV |  | 24V | - | 30 | https://www.unikeyic.com/media/datasheet/85/cb/daa7/85/04d666486d9a52ec9487d156b6280797.pdf | https://www.unikeyic.com/products/other-power-supply/lga100a-24-j1/29226524.html
LGA100A-24-SNJ1 | COSEL | 1: 104.0299 10: 99.4064 | 1 base mount 154.9mm*62mm*35.6mm |  |  |  | ITE (Commercial) | LGA100A |  | 4.3 A |  |  |  |  | 85.5% | [6 empty] | 1 (Unlimited) |  | Chassis Mount |  | 1 |  |  | -10°C ~ 60°C |  |  |  | Box |  |  | 7054496 |  |  | LGA (100W) | 6.10" L x 2.44" W x 1.40" H (154.9mm x 62.0mm x 35.6mm) | 85 ~ 132 VAC |  |  | 2 kV |  | 24V | - | 30 | https://www.unikeyic.com/media/datasheet/85/cb/daa7/85/04d666486d9a52ec9487d156b6280797.pdf | https://www.unikeyic.com/products/other-power-supply/lga100a-24-snj1/29112640.html
LGA100A-5-CY | COSEL | 1: 107.1129 10: 102.3523 | 1 base mount 154.9mm*62mm*35.6mm |  |  |  | ITE (Commercial) | LGA100A |  | 20 A |  |  |  |  | 80% | [6 empty] | 1 (Unlimited) |  | Chassis Mount |  | 1 |  |  | -10°C ~ 60°C |  |  |  | Box |  |  | 7054503 |  |  | LGA (100W) | 6.10" L x 2.44" W x 1.40" H (154.9mm x 62.0mm x 35.6mm) | 85 ~ 132 VAC |  |  | 2 kV |  | 5V | - | 30 | https://www.unikeyic.com/media/datasheet/85/cb/daa7/85/04d666486d9a52ec9487d156b6280797.pdf | https://www.unikeyic.com/products/other-power-supply/lga100a-5-cy/11507055.html
LGA100A-5-SJ1Y | COSEL | 1: 99.1732 10: 94.7655 | 1 base mount 154.9mm*62mm*35.6mm |  |  |  | ITE (Commercial) | LGA100A |  | 20 A |  |  |  |  | 80% | [6 empty] | 1 (Unlimited) |  | Chassis Mount |  | 1 |  |  | -10°C ~ 60°C |  |  |  | Box |  |  | 7054507 |  |  | LGA (100W) | 6.10" L x 2.44" W x 1.40" H (154.9mm x 62.0mm x 35.6mm) | 85 ~ 132 VAC |  |  | 2 kV |  | 5V | - | 30 | https://www.unikeyic.com/media/datasheet/85/cb/daa7/85/04d666486d9a52ec9487d156b6280797.pdf | https://www.unikeyic.com/products/other-power-supply/lga100a-5-sj1y/29169726.html
LGA150A-12-SNJ1 | COSEL | 1: 135.0921 10: 129.0881 | 1 base mount 160mm*74.9mm*39.1mm |  |  |  | ITE (Commercial) | LGA150A |  | 12.5 A |  |  |  |  | 84.5% | [6 empty] | 1 (Unlimited) |  | Chassis Mount |  | 1 |  |  | -10°C ~ 60°C |  |  |  | Box |  |  | 7054523 |  |  | LGA (150W) | 6.30" L x 2.95" W x 1.54" H (160.0mm x 74.9mm x 39.1mm) | 85 ~ 132 VAC |  |  | 2 kV |  | 12V | - | 30 | https://www.unikeyic.com/media/datasheet/85/cb/daa7/85/04d666486d9a52ec9487d156b6280797.pdf | https://www.unikeyic.com/products/other-power-supply/lga150a-12-snj1/12469080.html
LGA150A-24-J1 | COSEL | 1: 121.9426 10: 116.5228 | 1 base mount 160mm*74.9mm*39.1mm |  |  |  | ITE (Commercial) | LGA150A |  | 6.3 A |  |  |  |  | 87% | [6 empty] | 1 (Unlimited) |  | Chassis Mount |  | 1 |  |  | -10°C ~ 60°C |  |  |  | Box |  |  | 7054541 |  |  | LGA (150W) | 6.30" L x 2.95" W x 1.54" H (160.0mm x 74.9mm x 39.1mm) | 85 ~ 132 VAC |  |  | 2 kV |  | 24V | - | 30 | https://www.unikeyic.com/media/datasheet/85/cb/daa7/85/04d666486d9a52ec9487d156b6280797.pdf | https://www.unikeyic.com/products/other-power-supply/lga150a-24-j1/28870799.html
LGA150A-5-CY | COSEL | 1: 137.2873 10: 131.1857 | 1 base mount 160mm*74.9mm*39.1mm |  |  |  | ITE (Commercial) | LGA150A |  | 30 A |  |  |  |  | 82% | [6 empty] | 1 (Unlimited) |  | Chassis Mount |  | 1 |  |  | -10°C ~ 60°C |  |  |  | Box |  |  | 7054554 |  |  | LGA (150W) | 6.30" L x 2.95" W x 1.54" H (160.0mm x 74.9mm x 39.1mm) | 85 ~ 132 VAC |  |  | 2 kV |  | 5V | - | 30 | https://www.unikeyic.com/media/datasheet/85/cb/daa7/85/04d666486d9a52ec9487d156b6280797.pdf | https://www.unikeyic.com/products/other-power-supply/lga150a-5-cy/12439120.html
LGA150A-5-GJ1Y | COSEL | 1: 123.685 10: 118.1879 | 1 base mount 160mm*74.9mm*39.1mm |  |  |  | ITE (Commercial) | LGA150A |  | 30 A |  |  |  |  | 82% | [6 empty] | 1 (Unlimited) |  | Chassis Mount |  | 1 |  |  | -10°C ~ 60°C |  |  |  | Box | [5 empty] | LGA (150W) | 6.30" L x 2.95" W x 1.54" H (160.0mm x 74.9mm x 39.1mm) | 85 ~ 132 VAC |  |  | 2 kV |  | 5V | - | 30 | https://www.unikeyic.com/media/datasheet/85/cb/daa7/85/04d666486d9a52ec9487d156b6280797.pdf | https://www.unikeyic.com/products/other-power-supply/lga150a-5-gj1y/11985001.html
LGA150A-5-GY | COSEL | 1: 123.685 10: 118.1879 | 1 base mount 160mm*74.9mm*39.1mm |  |  |  | ITE (Commercial) | LGA150A |  | 30 A |  |  |  |  | 82% | [6 empty] | 1 (Unlimited) |  | Chassis Mount |  | 1 |  |  | -10°C ~ 60°C |  |  |  | Box | [5 empty] | LGA (150W) | 6.30" L x 2.95" W x 1.54" H (160.0mm x 74.9mm x 39.1mm) | 85 ~ 132 VAC |  |  | 2 kV |  | 5V | - | 30 | https://www.unikeyic.com/media/datasheet/85/cb/daa7/85/04d666486d9a52ec9487d156b6280797.pdf | https://www.unikeyic.com/products/other-power-supply/lga150a-5-gy/29372552.html
LGA240A-24-HSJ1 | COSEL | 1: 185.905 10: 177.6427 | 1 base mount 180.1mm*84.1mm*48.5mm |  |  |  | ITE (Commercial) | LGA240A |  | 10 A |  |  |  |  | 86.5% | [6 empty] | 1 (Unlimited) |  | Chassis Mount |  | 1 |  |  | -10°C ~ 60°C |  |  |  | Box |  |  | 7054569 |  |  | LGA (240W) | 7.09" L x 3.31" W x 1.91" H (180.1mm x 84.1mm x 48.5mm) | 85 ~ 132 VAC |  |  | 2 kV |  | 24V | - | 30 | https://www.unikeyic.com/media/datasheet/85/cb/daa7/85/04d666486d9a52ec9487d156b6280797.pdf | https://www.unikeyic.com/products/other-power-supply/lga240a-24-hsj1/12067746.html
LGA240A-24-SNJ1 | COSEL | 1: 183.7274 10: 175.5618 | 1 base mount 180.1mm*84.1mm*48.5mm |  |  |  | ITE (Commercial) | LGA240A |  | 10 A |  |  |  |  | 86.5% | [6 empty] | 1 (Unlimited) |  | Chassis Mount |  | 1 |  |  | -10°C ~ 60°C |  |  |  | Box |  |  | 7054581 |  |  | LGA (240W) | 7.09" L x 3.31" W x 1.91" H (180.1mm x 84.1mm x 48.5mm) | 85 ~ 132 VAC |  |  | 2 kV |  | 24V | - | 30 | https://www.unikeyic.com/media/datasheet/85/cb/daa7/85/04d666486d9a52ec9487d156b6280797.pdf | https://www.unikeyic.com/products/other-power-supply/lga240a-24-snj1/29077329.html
LGA50A-12-SJ1 | COSEL | 1: 62.9147 10: 60.1185 | 1 base mount 132.1mm*50mm*28.4mm |  |  |  | ITE (Commercial) | LGA50A |  | 4.3 A |  |  |  |  | 82% | [6 empty] | 1 (Unlimited) |  | Chassis Mount |  | 1 |  |  | -10°C ~ 60°C |  |  |  | Box | [5 empty] | LGA (50W) | 5.20" L x 1.97" W x 1.12" H (132.1mm x 50.0mm x 28.4mm) | 85 ~ 132 VAC |  |  | 2 kV |  | 12V | - | 30 | https://www.unikeyic.com/media/datasheet/85/cb/daa7/85/04d666486d9a52ec9487d156b6280797.pdf | https://www.unikeyic.com/products/other-power-supply/lga50a-12-sj1/12483187.html
LGA50A-24-HJ1 | COSEL | 1: 63.1255 10: 60.3199 | 1 base mount 132.1mm*50mm*28.4mm |  |  |  | ITE (Commercial) | LGA50A |  | 2.5 A |  |  |  |  | 85% | [6 empty] | 1 (Unlimited) |  | Chassis Mount |  | 1 |  |  | -10°C ~ 60°C |  |  |  | Box | [5 empty] | LGA (50W) | 5.20" L x 1.97" W x 1.12" H (132.1mm x 50.0mm x 28.4mm) | 85 ~ 132 VAC |  |  | 2 kV |  | 24V | - | 30 | https://www.unikeyic.com/media/datasheet/85/cb/daa7/85/04d666486d9a52ec9487d156b6280797.pdf | https://www.unikeyic.com/products/other-power-supply/lga50a-24-hj1/12100604.html
LGA50A-24-SNJ1 | COSEL | 1: 66.708 10: 63.7432 | 1 base mount 132.1mm*50mm*28.4mm |  |  |  | ITE (Commercial) | LGA50A |  | 2.5 A |  |  |  |  | 85% | [6 empty] | 1 (Unlimited) |  | Chassis Mount |  | 1 |  |  | -10°C ~ 60°C |  |  |  | Box |  |  | 7054625 |  |  | LGA (50W) | 5.20" L x 1.97" W x 1.12" H (132.1mm x 50.0mm x 28.4mm) | 85 ~ 132 VAC |  |  | 2 kV |  | 24V | - | 30 | https://www.unikeyic.com/media/datasheet/85/cb/daa7/85/04d666486d9a52ec9487d156b6280797.pdf | https://www.unikeyic.com/products/other-power-supply/lga50a-24-snj1/11885316.html
LGA50A-5-J1 | COSEL | 1: 56.4131 10: 53.9058 | 1 base mount 132.1mm*50mm*28.4mm |  |  |  | ITE (Commercial) | LGA50A |  | 10 A |  |  |  |  | 79% | [6 empty] | 1 (Unlimited) |  | Chassis Mount |  | 1 |  |  | -10°C ~ 60°C |  |  |  | Box | [5 empty] | LGA (50W) | 5.20" L x 1.97" W x 1.12" H (132.1mm x 50.0mm x 28.4mm) | 85 ~ 132 VAC |  |  | 2 kV |  | 5V | - | 30 | https://www.unikeyic.com/media/datasheet/85/cb/daa7/85/04d666486d9a52ec9487d156b6280797.pdf | https://www.unikeyic.com/products/other-power-supply/lga50a-5-j1/28667089.html
LGA75A-12-J1 | COSEL | 1: 43.5811 3: 37.5106 4: 36.7516 5: 33.6474 9: 32.8968 10: 32.8028 20: 31.1063 30: 30.9709 | Bracket Mount, 150.1mm × 50mm × 34.5mm |  |  |  | ITE (Commercial) | LGA75A |  | 6.3 A |  |  |  |  | 83% | [6 empty] | 1 (Unlimited) |  | Chassis Mount |  | 1 |  |  | -10°C ~ 60°C |  |  |  | Box | [5 empty] | LGA (75W) | 5.91" L x 1.97" W x 1.36" H (150.1mm x 50.0mm x 34.5mm) | 85 ~ 132 VAC |  |  | 2 kV |  | 12V | - | 3 | https://www.unikeyic.com/media/datasheet/85/cb/daa7/85/04d666486d9a52ec9487d156b6280797.pdf | https://www.unikeyic.com/products/other-power-supply/lga75a-12-j1/29025327.html
LGA75A-24-J1 | COSEL | 1: 71.3383 10: 68.1678 | 1 base mount 150.1mm*50mm*34.5mm |  |  |  | ITE (Commercial) | LGA75A |  | 3.2 A |  |  |  |  | 86% | [6 empty] | 1 (Unlimited) |  | Chassis Mount |  | 1 |  |  | -10°C ~ 60°C |  |  |  | Box |  |  | 7054670 |  |  | LGA (75W) | 5.91" L x 1.97" W x 1.36" H (150.1mm x 50.0mm x 34.5mm) | 85 ~ 132 VAC |  |  | 2 kV |  | 24V | - | 30 | https://www.unikeyic.com/media/datasheet/85/cb/daa7/85/04d666486d9a52ec9487d156b6280797.pdf | https://www.unikeyic.com/products/other-power-supply/lga75a-24-j1/12194479.html
LGA75A-24-SNJ1 | COSEL | 1: 82.8762 10: 79.1928 | Bracket Mount, 150.1mm × 50mm × 34.5mm |  |  |  | ITE (Commercial) | LGA75A |  | 3.2 A |  |  |  |  | 86% | [6 empty] | 1 (Unlimited) |  | Chassis Mount |  | 1 |  |  | -10°C ~ 60°C |  |  |  | Box |  |  | 7054675 |  |  | LGA (75W) | 5.91" L x 1.97" W x 1.36" H (150.1mm x 50.0mm x 34.5mm) | 85 ~ 132 VAC |  |  | 2 kV |  | 24V | - | 30 | https://www.unikeyic.com/media/datasheet/85/cb/daa7/85/04d666486d9a52ec9487d156b6280797.pdf | https://www.unikeyic.com/products/other-power-supply/lga75a-24-snj1/28986494.html
LGA75A-5-J1 | COSEL | 1: 71.3383 10: 68.1678 | 1 base mount 150.1mm*50mm*34.5mm |  |  |  | ITE (Commercial) | LGA75A |  | 15 A |  |  |  |  | 79% | [6 empty] | 1 (Unlimited) |  | Chassis Mount |  | 1 |  |  | -10°C ~ 60°C |  |  |  | Box | [5 empty] | LGA (75W) | 5.91" L x 1.97" W x 1.36" H (150.1mm x 50.0mm x 34.5mm) | 85 ~ 132 VAC |  |  | 2 kV |  | 5V | - | 30 | https://www.unikeyic.com/media/datasheet/85/cb/daa7/85/04d666486d9a52ec9487d156b6280797.pdf | https://www.unikeyic.com/products/other-power-supply/lga75a-5-j1/11521340.html
LHA300F-12-S | COSEL | 1: 176.5624 10: 168.7152 | 300W 1 base mount 212.1mm*94mm*47mm |  |  |  | ITE (Commercial) |  |  | 25 A |  |  |  |  | 92% | Adjustable Output, Universal Input | [5 empty] | Not Applicable |  | Chassis Mount |  | 1 |  |  | -10°C ~ 70°C (With Derating) |  |  |  | Bulk | 300W |  |  |  |  | LHA | 8.35" L x 3.70" W x 1.85" H (212.1mm x 94.0mm x 47.0mm) | 85 ~ 264 VAC |  |  | 3 kV |  | 12V | - | 30 | https://www.unikeyic.com/media/datasheet/34/3f/de1b/343fde1b5ca4335c33c736805913eaf2.pdf | https://www.unikeyic.com/products/other-power-supply/lha300f-12-s/29038106.html
LHA300F-12-SN | COSEL | 1: 169.8258 10: 162.2781 | 300W, Bracket Mount, 212.1mm × 94mm × 47mm |  |  |  | ITE (Commercial) |  |  | 25 A |  |  |  |  | 92% | Adjustable Output, Universal Input | [5 empty] | Not Applicable |  | Chassis Mount |  | 1 |  |  | -10°C ~ 70°C (With Derating) |  |  |  | Bulk | 300W |  |  |  |  | LHA | 8.35" L x 3.70" W x 1.85" H (212.1mm x 94.0mm x 47.0mm) | 85 ~ 264 VAC |  |  | 3 kV |  | 12V | - | 30 | https://www.unikeyic.com/media/datasheet/34/3f/de1b/343fde1b5ca4335c33c736805913eaf2.pdf | https://www.unikeyic.com/products/other-power-supply/lha300f-12-sn/12238728.html
LHA300F-24-S | COSEL | 1: 176.5624 10: 168.7152 | 300W 1 base mount 212.1mm*94mm*47mm |  |  |  | ITE (Commercial) |  |  | 12.5 A |  |  |  |  | 93.5% | Adjustable Output, Universal Input | [5 empty] | Not Applicable |  | Chassis Mount |  | 1 |  |  | -10°C ~ 70°C (With Derating) |  |  |  | Bulk | 300W |  | 15776678 |  |  | LHA | 8.35" L x 3.70" W x 1.85" H (212.1mm x 94.0mm x 47.0mm) | 85 ~ 264 VAC |  |  | 3 kV |  | 24V | - | 30 | https://www.unikeyic.com/media/datasheet/34/3f/de1b/343fde1b5ca4335c33c736805913eaf2.pdf | https://www.unikeyic.com/products/other-power-supply/lha300f-24-s/29288905.html
LRS-100N2-12 | Mean-Well USA, Inc. | 1: 10.8207 | 102W 1 base mount 129mm*97mm*30mm |  |  | Commercial | [7 empty] | LRS-100N2-12 Mean-Well USA, Inc. | [5 empty] | 129mm*97mm*30mm | - |  | base mount |  | 1 |  |  | -30℃~70℃ |  | 102W | [6 empty] | Compliant | boxed | [9 empty] | 54 | https://www.unikeyic.com/media/datasheet/87/d5/e460/87d5e4603595d3419f44d9e23083386a.pdf | https://www.unikeyic.com/products/other-power-supply/lrs-100n2-12/677568624.html
LRS-100N2-24 | Mean-Well USA, Inc. | 1: 10.6788 10: 10.2833 50: 9.8877 | 101W 1 base mount 129mm*97mm*30mm |  |  | Commercial | [7 empty] | LRS-100N2-24 Mean-Well USA, Inc. | [5 empty] | 129mm*97mm*30mm | - |  | base mount |  | 1 |  |  | -30℃~70℃ |  | 101W | [6 empty] | Compliant | boxed | [9 empty] | 189 | https://www.unikeyic.com/media/datasheet/87/d5/e460/87d5e4603595d3419f44d9e23083386a.pdf | https://www.unikeyic.com/products/other-power-supply/lrs-100n2-24/678628208.html
LRS-100N2-36 | Mean-Well USA, Inc. | 1: 10.8207 | 101W 1 base mount 129mm*97mm*30mm |  |  | Commercial | [7 empty] | LRS-100N2-36 Mean-Well USA, Inc. | [5 empty] | 129mm*97mm*30mm | - |  | base mount |  | 1 |  |  | -30℃~70℃ |  | 101W | [6 empty] | Compliant | boxed | [9 empty] | 200 | https://www.unikeyic.com/media/datasheet/87/d5/e460/87d5e4603595d3419f44d9e23083386a.pdf | https://www.unikeyic.com/products/other-power-supply/lrs-100n2-36/671306864.html
LRS-100N2-48 | Mean-Well USA, Inc. | 1: 10.8207 | 101W 1 base mount 129mm*97mm*30mm |  |  | Commercial | [7 empty] | LRS-100N2-48 Mean-Well USA, Inc. | [5 empty] | 129mm*97mm*30mm | - |  | base mount |  | 1 |  |  | -30℃~70℃ |  | 101W | [6 empty] | Compliant | boxed | [9 empty] | 20 | https://www.unikeyic.com/media/datasheet/87/d5/e460/87d5e4603595d3419f44d9e23083386a.pdf | https://www.unikeyic.com/products/other-power-supply/lrs-100n2-48/677458032.html
LRS-200N2-12 | Mean-Well USA, Inc. | 1: 16.9583 10: 16.3302 50: 15.7021 | 204W 1 base mount 215mm*115mm*30mm |  |  | Commercial | [13 empty] | 215mm*115mm*30mm | - |  | base mount |  | 1 |  |  | -25℃~70℃ |  | 204W | [7 empty] | boxed | [9 empty] | 29 | https://www.unikeyic.com/media/about_us/Unikey_ISO_9001_Certification.pdf | https://www.unikeyic.com/products/other-power-supply/lrs-200n2-12/699686691.html
LRS-200N2-24 | Mean-Well USA, Inc. | 1: 16.9583 10: 16.3302 50: 15.7021 | 211W 1 base mount 215mm*115mm*30mm |  |  | Commercial | [13 empty] | 215mm*115mm*30mm | - |  | base mount |  | 1 |  |  | -25℃~70℃ |  | 211W | [7 empty] | boxed | [9 empty] | 166 | https://www.unikeyic.com/media/about_us/Unikey_ISO_9001_Certification.pdf | https://www.unikeyic.com/products/other-power-supply/lrs-200n2-24/700389556.html
LRS-200N2-36 | Mean-Well USA, Inc. | 1: 18.3596 10: 17.6796 50: 16.9996 | 212W 1 base mount 215mm*115mm*30mm |  |  | Commercial | [13 empty] | 215mm*115mm*30mm | - |  | base mount |  | 1 |  |  | -25℃~70℃ |  | 212W | [7 empty] | boxed | [9 empty] | 11 | https://www.unikeyic.com/media/about_us/Unikey_ISO_9001_Certification.pdf | https://www.unikeyic.com/products/other-power-supply/lrs-200n2-36/698630947.html
LRS-200N2-48 | Mean-Well USA, Inc. | 1: 30.564 5: 29.16 10: 27.864 25: 27 | 211W 1 base mount 215mm*115mm*30mm |  |  | Commercial | [13 empty] | 215mm*115mm*30mm | - |  | base mount |  | 1 |  |  | -25℃~70℃ |  | 211W | [7 empty] | boxed | [9 empty] | 3 | https://www.unikeyic.com/media/about_us/Unikey_ISO_9001_Certification.pdf | https://www.unikeyic.com/products/other-power-supply/lrs-200n2-48/697861155.html
LRS-350N2-12 | Mean-Well USA, Inc. | 1: 25.1004 10: 24.1708 50: 23.2412 | 348W 1 base mount 215mm*115mm*30mm |  |  |  | ITE (Commercial) |  |  | 29 A |  |  |  |  | 85% | Adjustable Output, DC Input Capable, Universal Input | [5 empty] | Not Applicable |  | Chassis Mount |  | 1 |  |  | -25°C ~ 70°C (With Derating) |  |  |  | Box | 348W |  | 21531513 |  |  | LRS-350N2 (350W) | 8.46" L x 4.53" W x 1.18" H (215.0mm x 115.0mm x 30.0mm) | 90 ~ 132 VAC, 180 ~ 264 VAC, 240 ~ 370 VDC |  |  | 3.75 kV |  | 12V | - | 212 | https://www.unikeyic.com/media/about_us/Unikey_ISO_9001_Certification.pdf | https://www.unikeyic.com/products/other-power-supply/lrs-350n2-12/698801188.html
LRS-350N2-24 | Mean-Well USA, Inc. | 1: 21.8337 | 350W, Bracket Mount, 215mm × 115mm × 30mm |  |  |  | ITE (Commercial) |  |  | 14.6 A |  |  |  |  | 88% | Adjustable Output, DC Input Capable, Universal Input | [5 empty] | Not Applicable |  | Chassis Mount |  | 1 |  |  | -25°C ~ 70°C (With Derating) |  |  |  | Box | 350W |  | 21531505 |  |  | LRS-350N2 (350W) | 8.46" L x 4.53" W x 1.18" H (215.0mm x 115.0mm x 30.0mm) | 90 ~ 132 VAC, 180 ~ 264 VAC, 240 ~ 370 VDC |  |  | 3.75 kV |  | 24V | - | 222 | https://www.unikeyic.com/media/about_us/Unikey_ISO_9001_Certification.pdf | https://www.unikeyic.com/products/other-power-supply/lrs-350n2-24/699521827.html
LRS-350N2-36 | Mean-Well USA, Inc. | 1: 23.3974 10: 22.5309 50: 21.6643 | 349W 1 base mount 215mm*115mm*30mm |  |  |  | ITE (Commercial) |  |  | 9.7 A |  |  |  |  | 88.5% | Adjustable Output, DC Input Capable, Universal Input | [5 empty] | Not Applicable |  | Chassis Mount |  | 1 |  |  | -25°C ~ 70°C (With Derating) |  |  |  | Box | 349W |  | 21531512 |  |  | LRS-350N2 (350W) | 8.46" L x 4.53" W x 1.18" H (215.0mm x 115.0mm x 30.0mm) | 90 ~ 132 VAC, 180 ~ 264 VAC, 240 ~ 370 VDC |  |  | 3.75 kV |  | 36V | - | 475 | https://www.unikeyic.com/media/about_us/Unikey_ISO_9001_Certification.pdf | https://www.unikeyic.com/products/other-power-supply/lrs-350n2-36/698316579.html
LRS-350N2-48 | Mean-Well USA, Inc. | 1: 21.8337 | 350W, Bracket Mount, 215mm × 115mm × 30mm |  |  |  | ITE (Commercial) |  |  | 7.3 A |  |  |  |  | 89% | Adjustable Output, DC Input Capable, Universal Input | [5 empty] | Not Applicable |  | Chassis Mount |  | 1 |  |  | -25°C ~ 70°C (With Derating) |  |  |  | Box | 350W |  | 21531504 |  |  | LRS-350N2 (350W) | 8.46" L x 4.53" W x 1.18" H (215.0mm x 115.0mm x 30.0mm) | 90 ~ 132 VAC, 180 ~ 264 VAC, 240 ~ 370 VDC |  |  | 3.75 kV |  | 48V | - | 29 | https://www.unikeyic.com/media/about_us/Unikey_ISO_9001_Certification.pdf | https://www.unikeyic.com/products/other-power-supply/lrs-350n2-48/699114019.html
LRS-600-15 | Mean-Well USA, Inc. | 1: 37.4956 | 600W 1 base mount 225mm*124mm*41mm |  |  |  | ITE (Commercial) | [7 empty] | 90% | Adjustable Output, DC Input Capable, Standby Output, Universal Input | [5 empty] | Not Applicable |  | Chassis Mount |  | 1 |  |  | -20°C ~ 65°C (With Derating) |  |  |  | Box | 600W |  |  |  |  | - | 8.86" L x 4.88" W x 1.61" H (225.0mm x 124.0mm x 41.0mm) | 90 ~ 132 VAC, 180 ~ 264 VAC, 255 ~ 370 VDC |  |  | 3 kV |  | 15V | - | 346 | https://www.unikeyic.com/media/pdf/EnvironmentalInformation/mean-well-usa-inc/a7/8b/bd0a/nmp1k2-hk-ee-00/2025/12/RoHS-PFOS.pdf | https://www.unikeyic.com/products/other-power-supply/lrs-600-15/28564870.html
LRS-600-27 | Mean-Well USA, Inc. | 1: 37.4956 | 599W 1 base mount 225mm*124mm*41mm |  |  |  | ITE (Commercial) | [7 empty] | 91% | Adjustable Output, DC Input Capable, Standby Output, Universal Input | [5 empty] | Not Applicable |  | Chassis Mount |  | 1 |  |  | -20°C ~ 65°C (With Derating) |  |  |  | Box | 599W |  | 16394232 |  |  | - | 8.86" L x 4.88" W x 1.61" H (225.0mm x 124.0mm x 41.0mm) | 90 ~ 132 VAC, 180 ~ 264 VAC, 255 ~ 370 VDC |  |  | 3 kV |  | 27V | - | 39 | https://www.unikeyic.com/media/pdf/EnvironmentalInformation/mean-well-usa-inc/a7/8b/bd0a/nmp1k2-hk-ee-00/2025/12/RoHS-PFOS.pdf | https://www.unikeyic.com/products/other-power-supply/lrs-600-27/11997152.html
LRS-600N2-12 | Mean-Well USA, Inc. | 1: 39.5575 10: 38.0924 50: 36.6273 | 600W 1 base mount 215mm*124mm*41mm |  |  |  | ITE (Commercial) |  |  | 50 A |  |  |  |  | 90% | Adjustable Output, DC Input Capable, Universal Input | [5 empty] | Not Applicable |  | Chassis Mount |  | 1 |  |  | -20°C ~ 65°C (With Derating) |  |  |  | Box | 600W |  | 21531510 |  |  | LRS-600N2 (600W) | 8.46" L x 4.88" W x 1.61" H (215.0mm x 124.0mm x 41.0mm) | 90 ~ 132 VAC, 180 ~ 264 VAC, 255 ~ 370 VDC |  |  | 3.75 kV |  | 12V | - | 366 | https://www.unikeyic.com/media/about_us/Unikey_ISO_9001_Certification.pdf | https://www.unikeyic.com/products/other-power-supply/lrs-600n2-12/700329763.html
LRS-600N2-24 | Mean-Well USA, Inc. | 1: 39.5575 10: 38.0924 50: 36.6273 | 600W 1 base mount 215mm*124mm*41mm |  |  | Commercial | [13 empty] | 215mm*124mm*41mm | - |  | base mount |  | 1 |  |  | -20℃~65℃ |  | 600W | [7 empty] | boxed | [9 empty] | 39 | https://www.unikeyic.com/media/about_us/Unikey_ISO_9001_Certification.pdf | https://www.unikeyic.com/products/other-power-supply/lrs-600n2-24/698201635.html
LRS-600N2-36 | Mean-Well USA, Inc. | 1: 42.8569 10: 41.2696 50: 39.6824 | 598W 1 base mount 215mm*124mm*41mm |  |  | Commercial | [13 empty] | 215mm*124mm*41mm | - |  | base mount |  | 1 |  |  | -20℃~65℃ |  | 598W | [7 empty] | boxed | [9 empty] | 40 | https://www.unikeyic.com/media/about_us/Unikey_ISO_9001_Certification.pdf | https://www.unikeyic.com/products/other-power-supply/lrs-600n2-36/698619171.html
LRS-600N2-48 | Mean-Well USA, Inc. | 1: 40.4934 | 600W 1 base mount 215mm*124mm*41mm |  |  | Commercial | [13 empty] | 215mm*124mm*41mm | - |  | base mount |  | 1 |  |  | -20℃~65℃ |  | 600W | [7 empty] | boxed | [9 empty] | 1 | https://www.unikeyic.com/media/about_us/Unikey_ISO_9001_Certification.pdf | https://www.unikeyic.com/products/other-power-supply/lrs-600n2-48/697729827.html
LS14250 3PF RP | SAFT | 1: 10.5815 | Saft 1/2 AA Battery, 3.6V, Li-SOCl2, 1.2Ah | [10 empty] | LS14250 3PF RP SAFT | [5 empty] | 14.44mm(Length)*24.65mm(width) | - |  |  |  | - |  |  | -60℃~85℃ |  | - | [17 empty] | 670 | https://www.unikeyic.com/media/datasheet/b4/52/5de7/b4/3e876b380373cb8d8aeb13ac53e84bcb.pdf | https://www.unikeyic.com/products/other-power-supply/ls14250-3pf-rp/28387393.html
MB24-1.2-AG | SL Power Electronics | 1: 126.0195 5: 120.9797 | 1 base mount 124mm*101.6mm*41.4mm |  |  |  | Medical | MB24-1.2 |  | 1.2 A |  |  |  |  | 60% | Adjustable Output, Remote Sense, Universal Input | [5 empty] | Not Applicable |  | Chassis Mount |  | 1 |  |  | 0°C ~ 70°C (With Derating) |  |  |  | Bulk | - |  |  |  |  | Linear B | 4.88" L x 4.00" W x 1.63" H (124.0mm x 101.6mm x 41.4mm) | 100 ~ 240 VAC |  |  |  |  | 24V | - | 6 | https://www.unikeyic.com/media/datasheet/0d/49/42f5/0d/e7b3a6022eec00e5909ce3ceb1c0fddf.pdf | https://www.unikeyic.com/products/other-power-supply/mb24-1-2-ag/29262332.html
MDR-40-24 | Mean-Well USA, Inc. | 1: 11.1205 10: 10.7414 | Mean Well Rail power supply, MDRseries, 24V DC output, 85 → 264V Communication input | 85 ~ 264 VAC |  |  | Hazardous Locations, Industrial, ITE (Commercial) | MDR-40 |  |  | 1.7A | 370V | 120V |  | 88% | Adjustable Output, Universal Input |  |  | AC or DC |  |  | 1 (Unlimited) |  |  |  | 1 |  |  | -20°C ~ 70°C (With Derating) |  |  |  | Box | 41W |  |  |  |  | MDR-40 (40W) | 3.94" L x 1.57" W x 3.54" H (100.0mm x 40.0mm x 90.0mm) |  |  |  | 3 kV |  | 24V | - |  | https://www.unikeyic.com/media/datasheet/43/3f/cea0/43/ba95ae2823db95c61e8cf9f12f966757.pdf | https://www.unikeyic.com/products/other-power-supply/mdr-40-24/29312540.html
MEP-120A18J BNA | DELTA Electronics | 1: 62.381 5: 59.8752 25: 57.4128 40: 54.0432 120: 52.9416 | 120W 1 base mount 76.2mm*50.8mm*30.5mm |  |  |  | ITE (Commercial), Medical |  |  | 6.67 A |  |  |  |  | 94% | Universal Input | [5 empty] | 1 (Unlimited) |  | Chassis Mount |  | 1 |  |  | -30°C ~ 70°C (With Derating) |  |  |  | Box | 120W |  | 18109724 |  |  | MEP-120 (120W) | 3.00" L x 2.00" W x 1.20" H (76.2mm x 50.8mm x 30.5mm) | 90 ~ 264 VAC |  |  | 4 kV |  | 18V | - | 26 | https://www.unikeyic.com/media/about_us/Unikey_ISO_9001_Certification.pdf | https://www.unikeyic.com/products/other-power-supply/mep-120a18j-bna/9630725.html
MFM1714V50M50C5M00 | VICOR | 1: 472.0032 10: 407.862 | Low-Voltage MIL-COTS Input Filter Module |  | Filter |  |  | MFM1714 | [8 empty] | VICOR Power Supplies |  |  |  |  | Not Applicable | [10 empty] | Bulk | [5 empty] | LV MFM™ | [8 empty] | 35 | https://www.unikeyic.com/media/datasheet/33/44/77cb/33/38760691f7f7d4c31220ffe31c3125cb.pdf | https://www.unikeyic.com/products/other-power-supply/mfm1714v50m50c5m00/11819570.html
MGS304815 | COSEL | 1: 57.4597 5: 56.4336 10: 55.4076 50: 55.4076 100: 55.4076 | 30W 1 Through hole mounting 50.8mm*25.4mm*9.9mm |  |  |  | ITE (Commercial) |  |  |  | 2A |  |  |  | 92% | Remote On/Off, OCP, OVP | [5 empty] | Not Applicable |  | Through Hole |  | 1 |  |  | -40°C ~ 85°C (With Derating) |  |  | 6-DIP Module | Box |  |  | 7044510 |  |  | MGS (30W) | 2.00" L x 1.00" W x 0.39" H (50.8mm x 25.4mm x 9.9mm) |  | 76V | 36V | 1.5 kV |  | 15V | - | 5 | https://www.unikeyic.com/media/datasheet/77/60/59da/77/6b2334bafd6632bf07abc2e4d0cdbe56.pdf | https://www.unikeyic.com/products/other-power-supply/mgs304815/11526016.html
MI-LJ20-MY | VICOR | 1: 904.3164 10: 718.092 | 50W 1 base mount 65.532mm*63.5mm*15.75mm |  |  |  |  | MI-LJ20 | [13 empty] | 1 (Unlimited) | [10 empty] | Bulk |  |  | 4696247 |  |  | * | [8 empty] | 3 | https://www.unikeyic.com/media/about_us/Unikey_ISO_9001_Certification.pdf | https://www.unikeyic.com/products/other-power-supply/mi-lj20-my/29434161.html
MPE-S063-SB-B | MAGIC POWER | 1: 36.288 5: 35.64 10: 35.1 20: 34.452 50: 33.804 | 80W 1 base mount 101.6mm*50.8mm*30.1mm |  |  | Commercial | [13 empty] | 101.6mm*50.8mm*30.1mm | - |  | base mount |  | 1 |  |  | -20℃~70℃ |  | 80W | [17 empty] | 10 | https://www.unikeyic.com/media/about_us/Unikey_ISO_9001_Certification.pdf | https://www.unikeyic.com/products/other-power-supply/mpe-s063-sb-b/1008037390.html
MPE-S085 | MAGIC POWER | 1: 40.068 5: 38.88 10: 36.396 20: 35.208 50: 34.56 | 79W 1 base mount 101.6mm*50.8mm*34.3mm |  |  | Commercial | [13 empty] | 101.6mm*50.8mm*34.3mm | - |  | base mount |  | 1 |  |  | -20℃~80℃ |  | 79W | [17 empty] | 10 | https://www.unikeyic.com/media/about_us/Unikey_ISO_9001_Certification.pdf | https://www.unikeyic.com/products/other-power-supply/mpe-s085/1008041648.html
MPE-S085-SB | MAGIC POWER | 1: 37.3581 5: 36.7406 10: 36.02 20: 35.4025 50: 34.7851 | 79W 1 base mount 101.6mm*50.8mm*34.3mm |  |  | Commercial | [13 empty] | 101.6mm*50.8mm*34.3mm | - |  | base mount |  | 1 |  |  | -20℃~80℃ |  | 79W | [17 empty] | 10 | https://www.unikeyic.com/media/about_us/Unikey_ISO_9001_Certification.pdf | https://www.unikeyic.com/products/other-power-supply/mpe-s085-sb/1008045076.html
MPM12-1K5N | Advanced Energy | 1: 383.5188 4: 337.9104 12: 336.8952 | 1.5W 1 TH 38.1mm × 38.1mm × 20.1mm |  |  |  | ITE (Commercial) | MPM12 | Enable, Active Low |  | 1mA |  |  |  | - | Adjustable Output | [5 empty] | Not Applicable |  | Through Hole |  | 1 |  |  | -10°C ~ 60°C |  |  | 4-DIP Module | Bulk | 15 W |  |  |  |  | MPM | 1.50" L x 1.50" W x 0.79" H (38.1mm x 38.1mm x 20.1mm) |  | 12V | 2V |  |  | -250 ~ -1500V | - | 3 | https://www.unikeyic.com/media/datasheet/df/77/0fd3/df/246d45ddc406275c00dbad7885c99817.pdf | https://www.unikeyic.com/products/other-power-supply/mpm12-1k5n/28995873.html
MPM12-3KPSI | Advanced Energy | 1: 300.641 | 1.5W, TH Mount, 39.3mm × 39.3mm × 21.7mm |  |  |  | ITE (Commercial) | MPM12 | Enable, Active High |  | 500µA |  |  |  | - | Adjustable Output | [5 empty] | Not Applicable |  | Through Hole |  | 1 |  |  | -10°C ~ 60°C |  |  | 4-DIP Module | Bulk | 15 W |  |  |  |  | UltraVolt® MPM | 1.55" L x 1.55" W x 0.85" H (39.4mm x 39.4mm x 21.6mm) |  | 12V | 2V |  |  | 500 ~ 3000V | - | 1 | https://www.unikeyic.com/media/datasheet/45/66/5543/f1/43cf40b4812151bb8e125c363a47dc70.pdf | https://www.unikeyic.com/products/other-power-supply/mpm12-3kpsi/28369877.html
MPM24-1KN | Advanced Energy | 1: 417.258 | 1.5W 1 TH 38.1mm × 38.1mm × 20.1mm |  |  |  | ITE (Commercial) | MPM24 | Enable, Active Low |  | 1.5mA |  |  |  | - | Adjustable Output | [5 empty] | Not Applicable |  | Through Hole |  | 1 |  |  | -10°C ~ 60°C |  |  | 4-DIP Module | Bulk | 15 W |  | 10837407 |  |  | UltraVolt® MPM | 1.50" L x 1.50" W x 0.79" H (38.1mm x 38.1mm x 20.1mm) |  | 24V | 4V |  |  | -167 ~ -1000V | - | 4 | https://www.unikeyic.com/media/datasheet/df/77/0fd3/df/246d45ddc406275c00dbad7885c99817.pdf | https://www.unikeyic.com/products/other-power-supply/mpm24-1kn/11894416.html
MPM24-2KPS | Advanced Energy | 1: 494.748 4: 435.3264 12: 432.6264 | 1.5W 1 TH 39.3mm × 39.3mm × 21.7mm |  |  |  | ITE (Commercial) | MPM24 | Enable, Active High |  | 750µA |  |  |  | - | Adjustable Output | [5 empty] | Not Applicable |  | Through Hole |  | 1 |  |  | -10°C ~ 60°C |  |  | 4-DIP Module | Bulk | 15 W |  | 10830151 |  |  | UltraVolt® MPM | 1.55" L x 1.55" W x 0.85" H (39.4mm x 39.4mm x 21.6mm) |  | 24V | 4V |  |  | 334 ~ 2000V | - | 2 | https://www.unikeyic.com/media/datasheet/df/77/0fd3/df/246d45ddc406275c00dbad7885c99817.pdf | https://www.unikeyic.com/products/other-power-supply/mpm24-2kps/29040772.html
NDR-120-12 | Mean-Well USA, Inc. | 10: 16.9668 30: 16.8026 50: 16.7204 100: 16.6383 | Mean Well Rail power supply, NDRseries, 12V DC output, 90 → 264V Communication input | 90 ~ 264 VAC |  |  | ITE (Commercial) | NDR-120 |  |  | 10A | 370V | 127V |  | 85.5% | Adjustable Output, Universal Input |  |  | AC or DC |  |  | 1 (Unlimited) |  |  |  | 1 |  |  | -20°C ~ 70°C (With Derating) |  |  |  | Box | 120W |  | 7705219 |  |  | NDR-120 (120W) | 4.47" L x 1.57" W x 4.93" H (113.5mm x 40.0mm x 125.2mm) |  |  |  | 3 kV |  | 12V | - | 1200 | https://www.unikeyic.com/media/datasheet/66/39/636d/66/b156ebfb2e2892297652f53d8d7ef845.pdf | https://www.unikeyic.com/products/other-power-supply/ndr-120-12/11399102.html
NGE103B | ROHDE-SCHWARZ | 1: 1949.0436 | POWER SUPPLY, BENCH, 3CH, 3A, 32V, 100W.; Power Supply Output Type:Adjustable; No. of Outputs:3 Output; Output Voltage Min:0V; Output Voltage Max:32V; Output Current Min:0A; Output Current Max:3A; Power Rating:100W; Supp | [17 empty] | - |  |  |  | - |  |  |  |  | - | [17 empty] | 19 | https://www.unikeyic.com/media/about_us/Unikey_ISO_9001_Certification.pdf | https://www.unikeyic.com/products/other-power-supply/nge103b/999184168.html
NHV24-10K700P | Bellnix | 1: 1167.362 5: 1123.6955 | 7W 1 base mount 160mm*100mm*38mm |  |  |  | ITE (Commercial) | NHV24 |  |  | 700µA |  |  |  | - | [6 empty] | 1 (Unlimited) |  | Chassis Mount |  | 1 |  |  | 0°C ~ 50°C |  |  |  | Bulk | 7W |  | 11307344 |  |  | NHV | 6.30" L x 3.94" W x 1.50" H (160.0mm x 100.0mm x 38.0mm) |  | 25.2V | 22.8V |  |  | 10000V | - | 7 | https://www.unikeyic.com/media/pdf/HTMLDatasheet/bellnix/2c/23/3e53/nhv24-10k700p/2025/11/nhv24-15k450p.pdf | https://www.unikeyic.com/products/other-power-supply/nhv24-10k700p/11900169.html
NHV24-15K450N | Bellnix | 1: 1390.3812 5: 1338.3576 | 6.8W 1 base mount 160mm*100mm*38mm |  |  |  | ITE (Commercial) | NHV24 |  |  | 450µA |  |  |  | - | [6 empty] | 1 (Unlimited) |  | Chassis Mount |  | 1 |  |  | 0°C ~ 50°C |  |  |  | Bulk | 6.8W |  |  |  |  | NHV | 6.30" L x 3.94" W x 1.50" H (160.0mm x 100.0mm x 38.0mm) |  | 25.2V | 22.8V |  |  | -15000V | - | 10 | https://www.unikeyic.com/media/datasheet/10/79/a100/1079a100d038db384849ca526deb93c0.pdf | https://www.unikeyic.com/products/other-power-supply/nhv24-15k450n/25983181.html
NHV24-15K450P | Bellnix | 1: 1390.3812 5: 1338.3576 | 6.8W 1 base mount 160mm*100mm*38mm |  |  |  | ITE (Commercial) | NHV24 |  |  | 450µA |  |  |  | - | [6 empty] | 1 (Unlimited) |  | Chassis Mount |  | 1 |  |  | 0°C ~ 50°C |  |  |  | Bulk | 6.8W |  | 11307281 |  |  | NHV | 6.30" L x 3.94" W x 1.50" H (160.0mm x 100.0mm x 38.0mm) |  | 25.2V | 22.8V |  |  | 15000V | - | 9 | https://www.unikeyic.com/media/datasheet/10/79/a100/1079a100d038db384849ca526deb93c0.pdf | https://www.unikeyic.com/products/other-power-supply/nhv24-15k450p/15467892.html
NP1.2-12FR | YUASA | 1: 44.5824 | Lead Acid Battery Rectangular 12V 1.2Ah Rechargeable Desktop |  |  | Industrial | [7 empty] | NP1.2-12FR YUASA | [6 empty] | - |  |  |  | - |  |  | -20℃~60℃ |  | - | [17 empty] | 257 | https://www.unikeyic.com/media/datasheet/72/a1/b2e5/72/2ee6e8649cf4233363419c4eacee980c.pdf | https://www.unikeyic.com/products/other-power-supply/np1-2-12fr/11571886.html
NP2.1-12 | YUASA | 1: 19.0594 | Lead Acid Battery Rectangular 12V 2.1Ah Rechargeable | [10 empty] | NP2.1-12 YUASA | [6 empty] | - |  |  |  | - |  |  | -15℃~50℃ |  | - | [17 empty] | 804 | https://www.unikeyic.com/media/datasheet/bc/73/9dfe/bc/737b24430b37bc6c998de7e4695c4ecc.pdf | https://www.unikeyic.com/products/other-power-supply/np2-1-12/28623737.html
OKL-T/3-W5N-C | Murata Power Solutions | 400: 6.1967 800: 6.0957 1,200: 6.0373 | 9.9W 1 SMD mount，glue mount 12.2mm*12.2mm*6.2mm | [16 empty] | 12.2mm*12.2mm*6.2mm | - |  | SMD mount, glue mount |  | 1 |  |  |  |  | 9.9W | [17 empty] | 2668 | https://www.unikeyic.com/media/about_us/Unikey_ISO_9001_Certification.pdf | https://www.unikeyic.com/products/other-power-supply/okl-t-3-w5n-c/779096995.html
OP3 | VOX Power | 1: 60.0268 5: 55.491 12: 53.171 36: 50.3963 60: 49.1553 108: 47.7651 | 150W 1 60mm*35mm*17mm | [7 empty] | 7.5A |  |  |  |  | - | [5 empty] | Not Applicable |  |  |  | 1 | [6 empty] | Box | 150 W |  | 9916849 |  |  | NEVO+ | [5 empty] | 24V (9 ~ 30V) |  |  | 984 | https://www.unikeyic.com/media/datasheet/d3/34/5816/d3345816bb6a059fde9354b4aecbf783.pdf | https://www.unikeyic.com/products/other-power-supply/op3/29457442.html
OPS2X4-60-24-A-1-CU | Select Controls | 1: 20.8872 5: 19.8979 10: 19.4843 25: 18.9505 50: 18.5568 100: 18.1713 250: 17.6739 500: 17.3067 | 60W 1 base mount 101.6mm*50.8mm*29.5mm |  |  |  | ITE (Commercial), Medical |  |  | 2.5 A |  |  |  |  | 87% | Adjustable Output, DC Input Capable, Universal Input | [5 empty] | Not Applicable |  | Chassis Mount |  | 1 |  |  | -40°C ~ 70°C (With Derating) |  |  |  | Box | 60W |  |  |  |  | OPS2X4-60 (60W) | 4.00" L x 2.00" W x 1.16" H (101.6mm x 50.8mm x 29.5mm) | 90 ~ 264 VAC, 127 ~ 370 VDC |  |  | 4 kV |  | 24V | - | 247 | https://www.unikeyic.com/media/about_us/Unikey_ISO_9001_Certification.pdf | https://www.unikeyic.com/products/other-power-supply/ops2x4-60-24-a-1-cu/29222121.html
PBA100F-12-CN | COSEL | 1: 208.9808 10: 199.6927 | 1-Ch, Base Mount, 147.1mm × 32mm × 93mm |  |  |  | ITE (Commercial) | PBA100 |  | 8.5 A |  |  |  |  | 83% | [6 empty] | Not Applicable |  | Chassis Mount |  | 1 |  |  | -10°C ~ 71°C (With Derating) |  |  |  | Box |  |  | 7049877 |  |  | PBA (100W) | 5.79" L x 1.26" W x 3.66" H (147.1mm x 32.0mm x 93.0mm) | 85 ~ 264 VAC |  |  | 3 kV |  | 12V | - | 30 | https://www.unikeyic.com/media/datasheet/80/dc/87f0/80/d79b1e1a465257f3d4cb27eed39b30d7.pdf | https://www.unikeyic.com/products/other-power-supply/pba100f-12-cn/28451908.html
PBA100F-12-E | COSEL | 1: 184.9217 10: 176.7029 | 1 base mount 147.1mm*32mm*93mm |  |  |  | ITE (Commercial) | PBA100 |  | 8.5 A |  |  |  |  | 83% | [6 empty] | Not Applicable |  | Chassis Mount |  | 1 |  |  | -10°C ~ 71°C (With Derating) |  |  |  | Box |  |  | 7049882 |  |  | PBA (100W) | 5.79" L x 1.26" W x 3.66" H (147.1mm x 32.0mm x 93.0mm) | 85 ~ 264 VAC |  |  | 3 kV |  | 12V | - | 30 | https://www.unikeyic.com/media/datasheet/80/dc/87f0/80/d79b1e1a465257f3d4cb27eed39b30d7.pdf | https://www.unikeyic.com/products/other-power-supply/pba100f-12-e/12000949.html
PBA100F-12-J1 | COSEL | 1: 183.1792 10: 175.0379 | 102W 1 base mount 147.1mm*32mm*93mm |  |  | Commercial | [13 empty] | 147.1mm*32mm*93mm | - |  | base mount |  | 1 |  |  | -10℃~71℃ |  | 102W |  |  |  |  | On sale |  | Compliant | boxed | [9 empty] | 30 | https://www.unikeyic.com/media/about_us/Unikey_ISO_9001_Certification.pdf | https://www.unikeyic.com/products/other-power-supply/pba100f-12-j1/12569028.html
PBA100F-12-N1 | COSEL | 1: 211.3847 10: 201.9898 | 1-Ch, Base Mount, 147.1mm × 32mm × 93mm |  |  |  | ITE (Commercial) | PBA100 |  | 8.5 A |  |  |  |  | 83% | [6 empty] | Not Applicable |  | Chassis Mount |  | 1 |  |  | -10°C ~ 71°C (With Derating) |  |  |  | Box | [5 empty] | PBA (100W) | 5.79" L x 1.26" W x 3.66" H (147.1mm x 32.0mm x 93.0mm) | 85 ~ 264 VAC |  |  | 3 kV |  | 12V | - | 30 | https://www.unikeyic.com/media/datasheet/80/dc/87f0/80/d79b1e1a465257f3d4cb27eed39b30d7.pdf | https://www.unikeyic.com/products/other-power-supply/pba100f-12-n1/12116464.html
PBA100F-15-D16N | COSEL | 1: 195.9912 10: 187.2804 | 1-Ch, Base Mount, 147.1mm × 32mm × 93mm |  |  |  | ITE (Commercial) | PBA100 |  | 7 A |  |  |  |  | 86% | [6 empty] | Not Applicable |  | Chassis Mount |  | 1 |  |  | -10°C ~ 71°C (With Derating) |  |  |  | Box | [5 empty] | PBA (100W) | 5.79" L x 1.26" W x 3.66" H (147.1mm x 32.0mm x 93.0mm) | 85 ~ 264 VAC |  |  | 3 kV |  | 15V | - | 30 | https://www.unikeyic.com/media/datasheet/80/dc/87f0/80/d79b1e1a465257f3d4cb27eed39b30d7.pdf | https://www.unikeyic.com/products/other-power-supply/pba100f-15-d16n/29450220.html
PBA100F-24-CEN | COSEL | 1: 210.7388 10: 201.3727 | Bracket Mount, 147.1mm × 32mm × 93mm |  |  |  | ITE (Commercial) | PBA100 |  | 4.5 A |  |  |  |  | 86% | [6 empty] | Not Applicable |  | Chassis Mount |  | 1 |  |  | -10°C ~ 71°C (With Derating) |  |  |  | Box |  |  | 7049931 |  |  | PBA (100W) | 5.79" L x 1.26" W x 3.66" H (147.1mm x 32.0mm x 93.0mm) | 85 ~ 264 VAC |  |  | 3 kV |  | 24V | - | 30 | https://www.unikeyic.com/media/datasheet/80/dc/87f0/80/d79b1e1a465257f3d4cb27eed39b30d7.pdf | https://www.unikeyic.com/products/other-power-supply/pba100f-24-cen/29297099.html
PBA100F-24-CT | COSEL | 1: 202.7035 10: 193.6945 | 1 base mount 147.1mm*32mm*93mm |  |  |  | ITE (Commercial) | PBA100 |  | 4.5 A |  |  |  |  | 86% | [6 empty] | Not Applicable |  | Chassis Mount |  | 1 |  |  | -10°C ~ 71°C (With Derating) |  |  |  | Box |  |  | 7049938 |  |  | PBA (100W) | 5.79" L x 1.26" W x 3.66" H (147.1mm x 32.0mm x 93.0mm) | 85 ~ 264 VAC |  |  | 3 kV |  | 24V | - | 30 | https://www.unikeyic.com/media/datasheet/80/dc/87f0/80/d79b1e1a465257f3d4cb27eed39b30d7.pdf | https://www.unikeyic.com/products/other-power-supply/pba100f-24-ct/12244215.html
PBA100F-24-CTN | COSEL | 1: 213.338 10: 203.8563 | Bracket Mount, 147.1mm × 32mm × 93mm |  |  |  | ITE (Commercial) | PBA100 |  | 4.5 A |  |  |  |  | 86% | [6 empty] | Not Applicable |  | Chassis Mount |  | 1 |  |  | -10°C ~ 71°C (With Derating) |  |  |  | Box |  |  | 7049939 |  |  | PBA (100W) | 5.79" L x 1.26" W x 3.66" H (147.1mm x 32.0mm x 93.0mm) | 85 ~ 264 VAC |  |  | 3 kV |  | 24V | - | 30 | https://www.unikeyic.com/media/datasheet/80/dc/87f0/80/d79b1e1a465257f3d4cb27eed39b30d7.pdf | https://www.unikeyic.com/products/other-power-supply/pba100f-24-ctn/29210957.html
PBA100F-24-E | COSEL | 1: 184.9217 10: 176.7029 | Bracket Mount, 147.1mm × 32mm × 93mm |  |  |  | ITE (Commercial) | PBA100 |  | 4.5 A |  |  |  |  | 86% | [6 empty] | Not Applicable |  | Chassis Mount |  | 1 |  |  | -10°C ~ 71°C (With Derating) |  |  |  | Box |  |  | 7049940 |  |  | PBA (100W) | 5.79" L x 1.26" W x 3.66" H (147.1mm x 32.0mm x 93.0mm) | 85 ~ 264 VAC |  |  | 3 kV |  | 24V | - | 30 | https://www.unikeyic.com/media/datasheet/80/dc/87f0/80/d79b1e1a465257f3d4cb27eed39b30d7.pdf | https://www.unikeyic.com/products/other-power-supply/pba100f-24-e/12460135.html
PBA100F-24-J1 | COSEL | 1: 183.1792 10: 175.0379 | 108W 1 base mount 147.1mm*32mm*93mm |  |  | Commercial, Industrial | [13 empty] | 147.1mm*32mm*93mm | - |  | base mount |  | 1 |  |  | -10℃~71℃ |  | 108W |  |  |  |  | On sale |  | Compliant | boxed | [9 empty] | 30 | https://www.unikeyic.com/media/about_us/Unikey_ISO_9001_Certification.pdf | https://www.unikeyic.com/products/other-power-supply/pba100f-24-j1/12310591.html
PBA100F-24-M | COSEL | 1: 191.8448 10: 183.3183 | Bracket Mount, 147.1mm × 32mm × 93mm |  |  |  | ITE (Commercial) | PBA100 |  | 4.5 A |  |  |  |  | 86% | [6 empty] | Not Applicable |  | Chassis Mount |  | 1 |  |  | -10°C ~ 71°C (With Derating) |  |  |  | Box | [5 empty] | PBA (100W) | 5.79" L x 1.26" W x 3.66" H (147.1mm x 32.0mm x 93.0mm) | 85 ~ 264 VAC |  |  | 3 kV |  | 24V | - | 30 | https://www.unikeyic.com/media/datasheet/80/dc/87f0/80/d79b1e1a465257f3d4cb27eed39b30d7.pdf | https://www.unikeyic.com/products/other-power-supply/pba100f-24-m/12419949.html
PBA100F-24-MN | COSEL | 1: 202.4928 10: 193.4931 | 1-Ch, Base Mount, 147.1mm × 32mm × 93mm |  |  |  | ITE (Commercial) | PBA100 |  | 4.5 A |  |  |  |  | 86% | [6 empty] | Not Applicable |  | Chassis Mount |  | 1 |  |  | -10°C ~ 71°C (With Derating) |  |  |  | Box | [5 empty] | PBA (100W) | 5.79" L x 1.26" W x 3.66" H (147.1mm x 32.0mm x 93.0mm) | 85 ~ 264 VAC |  |  | 3 kV |  | 24V | - | 30 | https://www.unikeyic.com/media/datasheet/80/dc/87f0/80/d79b1e1a465257f3d4cb27eed39b30d7.pdf | https://www.unikeyic.com/products/other-power-supply/pba100f-24-mn/11651688.html
PBA100F-24-R | COSEL | 1: 191.8448 10: 183.3183 | 1 base mount 147.1mm*32mm*93mm |  |  |  | ITE (Commercial) | PBA100 |  | 4.5 A |  |  |  |  | 86% | [6 empty] | Not Applicable |  | Chassis Mount |  | 1 |  |  | -10°C ~ 71°C (With Derating) |  |  |  | Box |  |  | 7049955 |  |  | PBA (100W) | 5.79" L x 1.26" W x 3.66" H (147.1mm x 32.0mm x 93.0mm) | 85 ~ 264 VAC |  |  | 3 kV |  | 24V | - | 30 | https://www.unikeyic.com/media/datasheet/80/dc/87f0/80/d79b1e1a465257f3d4cb27eed39b30d7.pdf | https://www.unikeyic.com/products/other-power-supply/pba100f-24-r/28554952.html
PBA100F-24-RN | COSEL | 1: 202.4928 10: 193.4931 | 1 Base Mount 147.1mm × 32mm × 93mm |  |  | Commercial | [7 empty] | PBA100F-24-RN COSEL | [5 empty] | 147.1mm*32mm*93mm | - |  | base mount |  | 1 |  |  | -10℃~71℃ |  | - |  |  |  |  | On sale |  | Compliant | boxed | [9 empty] | 30 | https://www.unikeyic.com/media/datasheet/df/b3/a2a1/dfb3a2a10201b470400355b30fc7226f.pdf | https://www.unikeyic.com/products/other-power-supply/pba100f-24-rn/28838871.html
PBA100F-36-RD37.5N | COSEL | 1: 204.6567 10: 195.5609 | 1-Ch, Base Mount, 147.1mm × 32mm × 93mm |  |  |  | ITE (Commercial) | PBA100 |  | 2.8 A |  |  |  |  | 86% | [6 empty] | Not Applicable |  | Chassis Mount |  | 1 |  |  | -10°C ~ 71°C (With Derating) |  |  |  | Box |  |  | 7049984 |  |  | PBA (100W) | 5.79" L x 1.26" W x 3.66" H (147.1mm x 32.0mm x 93.0mm) | 85 ~ 264 VAC |  |  | 3 kV |  | 36V | - | 30 | https://www.unikeyic.com/media/datasheet/80/dc/87f0/80/d79b1e1a465257f3d4cb27eed39b30d7.pdf | https://www.unikeyic.com/products/other-power-supply/pba100f-36-rd37-5n/28761488.html
PBA100F-3R3-CMN | COSEL | 1: 217.6464 10: 207.9732 | Base Mount, 147.1mm × 32mm × 93mm |  |  |  | ITE (Commercial) | PBA100 |  | 20 A |  |  |  |  | 79% | [6 empty] | Not Applicable |  | Chassis Mount |  | 1 |  |  | -10°C ~ 71°C (With Derating) |  |  |  | Box |  |  | 7049996 |  |  | PBA (100W) | 5.79" L x 1.26" W x 3.66" H (147.1mm x 32.0mm x 93.0mm) | 85 ~ 264 VAC |  |  | 3 kV |  | 3.3V | - | 30 | https://www.unikeyic.com/media/datasheet/80/dc/87f0/80/d79b1e1a465257f3d4cb27eed39b30d7.pdf | https://www.unikeyic.com/products/other-power-supply/pba100f-3r3-cmn/11894301.html
PBA100F-3R3-KN | COSEL | 1: 198.1532 10: 189.3464 | 1-Ch, Base Mount, 147.1mm × 32mm × 93mm |  |  |  | ITE (Commercial) | PBA100 |  | 20 A |  |  |  |  | 79% | [6 empty] | Not Applicable |  | Chassis Mount |  | 1 |  |  | -10°C ~ 71°C (With Derating) |  |  |  | Box |  |  | 7050005 |  |  | PBA (100W) | 5.79" L x 1.26" W x 3.66" H (147.1mm x 32.0mm x 93.0mm) | 85 ~ 264 VAC |  |  | 3 kV |  | 3.3V | - | 30 | https://www.unikeyic.com/media/datasheet/80/dc/87f0/80/d79b1e1a465257f3d4cb27eed39b30d7.pdf | https://www.unikeyic.com/products/other-power-supply/pba100f-3r3-kn/12257634.html
PBA100F-3R3-KR | COSEL | 1: 196.2 10: 187.48 | Bracket Mount, 147.1mm × 32mm × 93mm |  |  |  | ITE (Commercial) | PBA100 |  | 20 A |  |  |  |  | 79% | [6 empty] | Not Applicable |  | Chassis Mount |  | 1 |  |  | -10°C ~ 71°C (With Derating) |  |  |  | Box |  |  | 7050006 |  |  | PBA (100W) | 5.79" L x 1.26" W x 3.66" H (147.1mm x 32.0mm x 93.0mm) | 85 ~ 264 VAC |  |  | 3 kV |  | 3.3V | - | 30 | https://www.unikeyic.com/media/datasheet/80/dc/87f0/80/d79b1e1a465257f3d4cb27eed39b30d7.pdf | https://www.unikeyic.com/products/other-power-supply/pba100f-3r3-kr/11819716.html
PBA100F-3R3-M | COSEL | 1: 191.8448 10: 183.3183 | 1-Ch, Base Mount, 147.1mm × 32mm × 93mm |  |  |  | ITE (Commercial) | PBA100 |  | 20 A |  |  |  |  | 79% | [6 empty] | Not Applicable |  | Chassis Mount |  | 1 |  |  | -10°C ~ 71°C (With Derating) |  |  |  | Box | [5 empty] | PBA (100W) | 5.79" L x 1.26" W x 3.66" H (147.1mm x 32.0mm x 93.0mm) | 85 ~ 264 VAC |  |  | 3 kV |  | 3.3V | - | 30 | https://www.unikeyic.com/media/datasheet/80/dc/87f0/80/d79b1e1a465257f3d4cb27eed39b30d7.pdf | https://www.unikeyic.com/products/other-power-supply/pba100f-3r3-m/12374720.html
PBA100F-48-J1 | COSEL | 1: 183.1792 10: 175.0379 | 101W 1 base mount 147.1mm*32mm*93mm |  |  | Commercial | [13 empty] | 147.1mm*32mm*93mm | - |  | base mount |  | 1 |  |  | -10℃~71℃ |  | 101W | [6 empty] | Compliant | boxed | [9 empty] | 30 | https://www.unikeyic.com/media/about_us/Unikey_ISO_9001_Certification.pdf | https://www.unikeyic.com/products/other-power-supply/pba100f-48-j1/27954148.html
PBA100F-5-CKN | COSEL | 1: 213.338 10: 203.8563 | 1 Base Mount 147.1mm × 32mm × 93mm |  |  |  | ITE (Commercial) | PBA100 |  | 20 A |  |  |  |  | 84% | [6 empty] | Not Applicable |  | Chassis Mount |  | 1 |  |  | -10°C ~ 71°C (With Derating) |  |  |  | Box |  |  | 7050045 |  |  | PBA (100W) | 5.79" L x 1.26" W x 3.66" H (147.1mm x 32.0mm x 93.0mm) | 85 ~ 264 VAC |  |  | 3 kV |  | 5V | - | 30 | https://www.unikeyic.com/media/datasheet/80/dc/87f0/80/d79b1e1a465257f3d4cb27eed39b30d7.pdf | https://www.unikeyic.com/products/other-power-supply/pba100f-5-ckn/28343408.html
PBA100F-5-KR | COSEL | 1: 196.2 10: 187.48 | 1 base mount 147.1mm*32mm*93mm |  |  |  | ITE (Commercial) | PBA100 |  | 20 A |  |  |  |  | 84% | [6 empty] | Not Applicable |  | Chassis Mount |  | 1 |  |  | -10°C ~ 71°C (With Derating) |  |  |  | Box | [5 empty] | PBA (100W) | 5.79" L x 1.26" W x 3.66" H (147.1mm x 32.0mm x 93.0mm) | 85 ~ 264 VAC |  |  | 3 kV |  | 5V | - | 30 | https://www.unikeyic.com/media/datasheet/80/dc/87f0/80/d79b1e1a465257f3d4cb27eed39b30d7.pdf | https://www.unikeyic.com/products/other-power-supply/pba100f-5-kr/12091301.html
PBA100F-5-KRN | COSEL | 1: 206.8343 10: 197.6418 | 1 base mount 147.1mm*32mm*93mm |  |  |  | ITE (Commercial) | PBA100 |  | 20 A |  |  |  |  | 84% | [6 empty] | Not Applicable |  | Chassis Mount |  | 1 |  |  | -10°C ~ 71°C (With Derating) |  |  |  | Box | [5 empty] | PBA (100W) | 5.79" L x 1.26" W x 3.66" H (147.1mm x 32.0mm x 93.0mm) | 85 ~ 264 VAC |  |  | 3 kV |  | 5V | - | 30 | https://www.unikeyic.com/media/datasheet/80/dc/87f0/80/d79b1e1a465257f3d4cb27eed39b30d7.pdf | https://www.unikeyic.com/products/other-power-supply/pba100f-5-krn/29192981.html
PBA100F-5-N1 | COSEL | 1: 211.3847 10: 201.9898 | 1 Base Mount 147.1mm × 32mm × 93mm |  |  |  | ITE (Commercial) | PBA100 |  | 20 A |  |  |  |  | 84% | [6 empty] | Not Applicable |  | Chassis Mount |  | 1 |  |  | -10°C ~ 71°C (With Derating) |  |  |  | Box | [5 empty] | PBA (100W) | 5.79" L x 1.26" W x 3.66" H (147.1mm x 32.0mm x 93.0mm) | 85 ~ 264 VAC |  |  | 3 kV |  | 5V | - | 30 | https://www.unikeyic.com/media/datasheet/80/dc/87f0/80/d79b1e1a465257f3d4cb27eed39b30d7.pdf | https://www.unikeyic.com/products/other-power-supply/pba100f-5-n1/11706083.html
PBA10F-24-J1 | COSEL | 1: 62.2865 10: 59.5181 | 12W 1 base mount 68.1mm*31mm*78mm |  |  | Commercial | [13 empty] | 68.1mm*31mm*78mm | - |  | base mount |  | 1 |  |  | -10℃~71℃ |  | 12W | [6 empty] | Compliant | boxed | [9 empty] | 30 | https://www.unikeyic.com/media/about_us/Unikey_ISO_9001_Certification.pdf | https://www.unikeyic.com/products/other-power-supply/pba10f-24-j1/8244286.html
PBA10F-5-J1 | COSEL | 1: 62.2865 10: 59.5181 | 10W 1 base mount 68.1mm*31mm*78mm |  |  | Commercial | [13 empty] | 68.1mm*31mm*78mm | - |  | base mount |  | 1 |  |  | -10℃~71℃ |  | 10W |  |  |  |  | On sale |  | Compliant | boxed | [9 empty] | 30 | https://www.unikeyic.com/media/about_us/Unikey_ISO_9001_Certification.pdf | https://www.unikeyic.com/products/other-power-supply/pba10f-5-j1/29142724.html
PBA1500F-36-CD33 | COSEL | 1: 2181.7983 10: 2084.8295 | 1 Base Mount 268mm × 178.1mm × 61mm |  |  |  | ITE (Commercial) | PBA1500 |  | 47 A |  |  |  |  | 87% | [6 empty] | Not Applicable |  | Chassis Mount |  | 1 |  |  | -20°C ~ 70°C (With Derating) |  |  |  | Box | 1692W |  | 7050170 |  |  | PBA (1500W) | 10.55" L x 7.01" W x 2.40" H (268.0mm x 178.1mm x 61.0mm) | 85 ~ 264 VAC |  |  | 3 kV |  | 36V | - | 30 | https://www.unikeyic.com/media/datasheet/dd/32/ee5d/dd/280ccf640f7459dab91c90299a7a06b2.pdf | https://www.unikeyic.com/products/other-power-supply/pba1500f-36-cd33/12165052.html
PBA1500T-12-C | COSEL | 1: 2179.7495 10: 2082.8717 | 1 Base Mount 268mm × 178.1mm × 61mm |  |  |  | ITE (Commercial) | PBA1500 |  | 125 A |  |  |  |  | 84% | [6 empty] | Not Applicable |  | Chassis Mount |  | 1 |  |  | -10°C ~ 70°C (With Derating) |  |  |  | Box |  |  | 7050219 |  |  | PBA (1500W) | 10.55" L x 7.01" W x 2.40" H (268.0mm x 178.1mm x 61.0mm) | 170 ~ 264 VAC |  |  | 3 kV |  | 12V | - | 30 | https://www.unikeyic.com/media/datasheet/dd/32/ee5d/dd/280ccf640f7459dab91c90299a7a06b2.pdf | https://www.unikeyic.com/products/other-power-supply/pba1500t-12-c/12107058.html
PBA1500T-12-U | COSEL | 1: 2112.3488 10: 2018.4666 | 1 Base Mount 268mm × 178.1mm × 61mm |  |  |  | ITE (Commercial) | PBA1500 |  | 125 A |  |  |  |  | 84% | [6 empty] | Not Applicable |  | Chassis Mount |  | 1 |  |  | -10°C ~ 70°C (With Derating) |  |  |  | Box |  |  | 7050224 |  |  | PBA (1500W) | 10.55" L x 7.01" W x 2.40" H (268.0mm x 178.1mm x 61.0mm) | 170 ~ 264 VAC |  |  | 3 kV |  | 12V | - | 30 | https://www.unikeyic.com/media/datasheet/dd/32/ee5d/dd/280ccf640f7459dab91c90299a7a06b2.pdf | https://www.unikeyic.com/products/other-power-supply/pba1500t-12-u/11960944.html
PBA150F-12-D10N | COSEL | 1: 239.7035 10: 229.05 | 1 Bracket Mount 167.9mm × 34mm × 93mm |  |  |  | ITE (Commercial) | PBA150 |  | 13 A |  |  |  |  | 86% | [6 empty] | Not Applicable |  | Chassis Mount |  | 1 |  |  | -10°C ~ 71°C (With Derating) |  |  |  | Box |  |  | 7050256 |  |  | PBA (150W) | 6.61" L x 1.34" W x 3.66" H (167.9mm x 34.0mm x 93.0mm) | 85 ~ 264 VAC |  |  | 3 kV |  | 12V | - | 30 | https://www.unikeyic.com/media/datasheet/80/dc/87f0/80/d79b1e1a465257f3d4cb27eed39b30d7.pdf | https://www.unikeyic.com/products/other-power-supply/pba150f-12-d10n/11777170.html
PBA150F-12-J1 | COSEL | 1: 226.0856 10: 216.0373 | 156W 1 base mount 167.9mm*34mm*93mm |  |  | Commercial | [13 empty] | 167.9mm*34mm*93mm | - |  | base mount |  | 1 |  |  | -10℃~71℃ |  | 156W |  |  |  |  | On sale |  | Compliant | boxed | [9 empty] | 30 | https://www.unikeyic.com/media/about_us/Unikey_ISO_9001_Certification.pdf | https://www.unikeyic.com/products/other-power-supply/pba150f-12-j1/11506966.html
PBA150F-15-J1 | COSEL | 1: 226.0856 10: 216.0373 | 150W 1 base mount 167.9mm*34mm*93mm |  |  | Commercial | [13 empty] | 167.9mm*34mm*93mm | - |  | base mount |  | 1 |  |  | -10℃~71℃ |  | 150W |  |  |  |  | On sale |  | Compliant | boxed | [9 empty] | 30 | https://www.unikeyic.com/media/about_us/Unikey_ISO_9001_Certification.pdf | https://www.unikeyic.com/products/other-power-supply/pba150f-15-j1/28774050.html
PBA150F-24-D25.4 | COSEL | 1: 228.2476 10: 218.1033 | 1 Bracket Mount 167.9mm × 34mm × 93mm |  |  |  | ITE (Commercial) | PBA150 |  | 6.5 A |  |  |  |  | 88% | [6 empty] | Not Applicable |  | Chassis Mount |  | 1 |  |  | -10°C ~ 71°C (With Derating) |  |  |  | Box |  |  | 7050321 |  |  | PBA (150W) | 6.61" L x 1.34" W x 3.66" H (167.9mm x 34.0mm x 93.0mm) | 85 ~ 264 VAC |  |  | 3 kV |  | 24V | - | 30 | https://www.unikeyic.com/media/datasheet/80/dc/87f0/80/d79b1e1a465257f3d4cb27eed39b30d7.pdf | https://www.unikeyic.com/products/other-power-supply/pba150f-24-d25-4/29393864.html
PBA150F-24-M | COSEL | 1: 235.5882 10: 225.1177 | 1 Bracket Mount 167.9mm × 34mm × 93mm |  |  |  | ITE (Commercial) | PBA150 |  | 6.5 A |  |  |  |  | 88% | [6 empty] | Not Applicable |  | Chassis Mount |  | 1 |  |  | -10°C ~ 71°C (With Derating) |  |  |  | Box |  |  | 7050336 |  |  | PBA (150W) | 6.61" L x 1.34" W x 3.66" H (167.9mm x 34.0mm x 93.0mm) | 85 ~ 264 VAC |  |  | 3 kV |  | 24V | - | 30 | https://www.unikeyic.com/media/datasheet/80/dc/87f0/80/d79b1e1a465257f3d4cb27eed39b30d7.pdf | https://www.unikeyic.com/products/other-power-supply/pba150f-24-m/28879351.html
PBA150F-36-J1 | COSEL | 1: 226.0856 10: 216.0373 | 155W 1 base mount 167.9mm*34mm*93mm |  |  | Commercial | [13 empty] | 167.9mm*34mm*93mm | - |  | base mount |  | 1 |  |  | -10℃~71℃ |  | 155W |  |  |  |  | On sale |  | Compliant | boxed | [9 empty] | 30 | https://www.unikeyic.com/media/about_us/Unikey_ISO_9001_Certification.pdf | https://www.unikeyic.com/products/other-power-supply/pba150f-36-j1/12207396.html
PBA150F-3R3-KRN | COSEL | 1: 250.4998 10: 239.3665 | 1 Base Mount 167.9mm × 34mm × 93mm |  |  |  | ITE (Commercial) | PBA150 |  | 30 A |  |  |  |  | 82% | [6 empty] | Not Applicable |  | Chassis Mount |  | 1 |  |  | -10°C ~ 71°C (With Derating) |  |  |  | Box |  |  | 7050392 |  |  | PBA (150W) | 6.61" L x 1.34" W x 3.66" H (167.9mm x 34.0mm x 93.0mm) | 85 ~ 264 VAC |  |  | 3 kV |  | 3.3V | - | 30 | https://www.unikeyic.com/media/datasheet/80/dc/87f0/80/d79b1e1a465257f3d4cb27eed39b30d7.pdf | https://www.unikeyic.com/products/other-power-supply/pba150f-3r3-krn/29101599.html
PBA150F-48-D40N | COSEL | 1: 239.7035 10: 229.05 | 1 Bracket Mount 167.9mm × 34mm × 93mm |  |  |  | ITE (Commercial) | PBA150 |  | 3.3 A |  |  |  |  | 88% | [6 empty] | Not Applicable |  | Chassis Mount |  | 1 |  |  | -10°C ~ 71°C (With Derating) |  |  |  | Box | [5 empty] | PBA (150W) | 6.61" L x 1.34" W x 3.66" H (167.9mm x 34.0mm x 93.0mm) | 85 ~ 264 VAC |  |  | 3 kV |  | 48V | - | 30 | https://www.unikeyic.com/media/datasheet/80/dc/87f0/80/d79b1e1a465257f3d4cb27eed39b30d7.pdf | https://www.unikeyic.com/products/other-power-supply/pba150f-48-d40n/12303636.html
PBA150F-48-J1 | COSEL | 1: 226.0856 10: 216.0373 | 158W 1 base mount 167.9mm*34mm*93mm |  |  | Commercial | [13 empty] | 167.9mm*34mm*93mm | - |  | base mount |  | 1 |  |  | -10℃~71℃ |  | 158W |  |  |  |  | On sale |  | Compliant | boxed | [9 empty] | 30 | https://www.unikeyic.com/media/about_us/Unikey_ISO_9001_Certification.pdf | https://www.unikeyic.com/products/other-power-supply/pba150f-48-j1/11823037.html
PBA150F-5-CMN | COSEL | 1: 262.1177 10: 250.4681 | 1 Bracket Mount 167.9mm × 34mm × 93mm |  |  |  | ITE (Commercial) | PBA150 |  | 30 A |  |  |  |  | 86% | [6 empty] | Not Applicable |  | Chassis Mount |  | 1 |  |  | -10°C ~ 71°C (With Derating) |  |  |  | Box |  |  | 7050440 |  |  | PBA (150W) | 6.61" L x 1.34" W x 3.66" H (167.9mm x 34.0mm x 93.0mm) | 85 ~ 264 VAC |  |  | 3 kV |  | 5V | - | 30 | https://www.unikeyic.com/media/datasheet/80/dc/87f0/80/d79b1e1a465257f3d4cb27eed39b30d7.pdf | https://www.unikeyic.com/products/other-power-supply/pba150f-5-cmn/11521341.html
PBA150F-5-KR | COSEL | 1: 239.0576 10: 228.4328 | 1 base mount 167.9mm*34mm*93mm |  |  |  | ITE (Commercial) | PBA150 |  | 30 A |  |  |  |  | 86% | [6 empty] | Not Applicable |  | Chassis Mount |  | 1 |  |  | -10°C ~ 71°C (With Derating) |  |  |  | Box | [5 empty] | PBA (150W) | 6.61" L x 1.34" W x 3.66" H (167.9mm x 34.0mm x 93.0mm) | 85 ~ 264 VAC |  |  | 3 kV |  | 5V | - | 30 | https://www.unikeyic.com/media/datasheet/80/dc/87f0/80/d79b1e1a465257f3d4cb27eed39b30d7.pdf | https://www.unikeyic.com/products/other-power-supply/pba150f-5-kr/28531225.html
PBA150F-5-KRN | COSEL | 1: 250.4998 10: 239.3665 | 1 base mount 167.9mm*34mm*93mm |  |  |  | ITE (Commercial) | PBA150 |  | 30 A |  |  |  |  | 86% | [6 empty] | Not Applicable |  | Chassis Mount |  | 1 |  |  | -10°C ~ 71°C (With Derating) |  |  |  | Box | [5 empty] | PBA (150W) | 6.61" L x 1.34" W x 3.66" H (167.9mm x 34.0mm x 93.0mm) | 85 ~ 264 VAC |  |  | 3 kV |  | 5V | - | 30 | https://www.unikeyic.com/media/datasheet/80/dc/87f0/80/d79b1e1a465257f3d4cb27eed39b30d7.pdf | https://www.unikeyic.com/products/other-power-supply/pba150f-5-krn/12396367.html
PBA150F-5-KT | COSEL | 1: 234.7336 10: 224.301 | 1 Bracket Mount 167.9mm × 34mm × 93mm |  |  |  | ITE (Commercial) | PBA150 |  | 30 A |  |  |  |  | 86% | [6 empty] | Not Applicable |  | Chassis Mount |  | 1 |  |  | -10°C ~ 71°C (With Derating) |  |  |  | Box |  |  | 7050457 |  |  | PBA (150W) | 6.61" L x 1.34" W x 3.66" H (167.9mm x 34.0mm x 93.0mm) | 85 ~ 264 VAC |  |  | 3 kV |  | 5V | - | 30 | https://www.unikeyic.com/media/datasheet/80/dc/87f0/80/d79b1e1a465257f3d4cb27eed39b30d7.pdf | https://www.unikeyic.com/products/other-power-supply/pba150f-5-kt/28455462.html
PBA15F-12-D10.5 | COSEL | 1: 78.3258 10: 74.8447 | Base Mount, 85.1mm × 31mm × 78mm |  |  |  | ITE (Commercial) | PBA15 |  | 1.3 A |  |  |  |  | 78% | [6 empty] | Not Applicable |  | Chassis Mount |  | 1 |  |  | -10°C ~ 71°C (With Derating) |  |  |  | Box | [5 empty] | PBA (15W) | 3.35" L x 1.22" W x 3.07" H (85.1mm x 31.0mm x 78.0mm) | 85 ~ 264 VAC |  |  | 3 kV |  | 12V | - | 30 | https://www.unikeyic.com/media/datasheet/80/dc/87f0/80/d79b1e1a465257f3d4cb27eed39b30d7.pdf | https://www.unikeyic.com/products/other-power-supply/pba15f-12-d10-5/28650558.html
PBA15F-12-J1 | COSEL | 1: 76.0995 10: 72.7173 | 16W 1 base mount 85.1mm*31mm*78mm |  |  | Commercial | [13 empty] | 85.1mm*31mm*78mm | - |  | base mount |  | 1 |  |  | -10℃~71℃ |  | 16W |  |  |  |  | On sale |  | Compliant | boxed | [9 empty] | 30 | https://www.unikeyic.com/media/about_us/Unikey_ISO_9001_Certification.pdf | https://www.unikeyic.com/products/other-power-supply/pba15f-12-j1/28701374.html
PBA15F-15-J1 | COSEL | 1: 76.0995 10: 72.7173 | 15W 1-Channel Base Mount, 85.1mm × 31mm × 78mm |  |  | Commercial | [13 empty] | 85.1mm*31mm*78mm | - |  | base mount |  | 1 |  |  | -10℃~71℃ |  | 15W |  |  |  |  | On sale |  | Compliant | boxed | [9 empty] | 30 | https://www.unikeyic.com/media/about_us/Unikey_ISO_9001_Certification.pdf | https://www.unikeyic.com/products/other-power-supply/pba15f-15-j1/28430272.html
PBA15F-24-J1 | COSEL | 1: 76.0995 10: 72.7173 | 17W 1 base mount 85.1mm*31mm*78mm |  |  | Commercial | [13 empty] | 85.1mm*31mm*78mm | - |  | base mount |  | 1 |  |  | -10℃~71℃ |  | 17W |  |  |  |  | On sale |  | Compliant | boxed | [9 empty] | 30 | https://www.unikeyic.com/media/about_us/Unikey_ISO_9001_Certification.pdf | https://www.unikeyic.com/products/other-power-supply/pba15f-24-j1/29276408.html
PBA15F-24-M | COSEL | 1: 81.4069 10: 77.7888 | DIN Rail Mount, 85.1mm × 31mm × 78mm |  |  |  | ITE (Commercial) | PBA15 |  | 700 mA |  |  |  |  | 78% | [6 empty] | Not Applicable |  | Chassis Mount |  | 1 |  |  | -10°C ~ 71°C (With Derating) |  |  |  | Box |  |  | 7050538 |  |  | PBA (15W) | 3.35" L x 1.22" W x 3.07" H (85.1mm x 31.0mm x 78.0mm) | 85 ~ 264 VAC |  |  | 3 kV |  | 24V | - | 30 | https://www.unikeyic.com/media/datasheet/80/dc/87f0/80/d79b1e1a465257f3d4cb27eed39b30d7.pdf | https://www.unikeyic.com/products/other-power-supply/pba15f-24-m/11898234.html
PBA15F-3R3-J1 | COSEL | 1: 76.0995 10: 72.7173 | 10W 1 base mount 85.1mm*31mm*78mm |  |  | Commercial | [13 empty] | 85.1mm*31mm*78mm | - |  | base mount |  | 1 |  |  | -10℃~71℃ |  | 10W |  |  |  |  | On sale |  | Compliant | boxed | [9 empty] | 30 | https://www.unikeyic.com/media/about_us/Unikey_ISO_9001_Certification.pdf | https://www.unikeyic.com/products/other-power-supply/pba15f-3r3-j1/28802037.html
PBA15F-48-J1 | COSEL | 1: 76.0995 10: 72.7173 | 17W 1 base mount 85.1mm*31mm*78mm |  |  | Commercial | [13 empty] | 85.1mm*31mm*78mm | - |  | base mount |  | 1 |  |  | -10℃~71℃ |  | 17W |  |  |  |  | On sale |  | Compliant | boxed | [9 empty] | 30 | https://www.unikeyic.com/media/about_us/Unikey_ISO_9001_Certification.pdf | https://www.unikeyic.com/products/other-power-supply/pba15f-48-j1/29077481.html
PBA15F-5-J1 | COSEL | 1: 76.0995 10: 72.7173 | 15W 1 base mount 85.1mm*31mm*78mm |  |  | Commercial | [13 empty] | 85.1mm*31mm*78mm | - |  | base mount |  | 1 |  |  | -10℃~71℃ |  | 15W |  |  |  |  | On sale |  | Compliant | boxed | [9 empty] | 30 | https://www.unikeyic.com/media/about_us/Unikey_ISO_9001_Certification.pdf | https://www.unikeyic.com/products/other-power-supply/pba15f-5-j1/28844824.html
PBA15F-5-M | COSEL | 1: 81.4069 10: 77.7888 | 1 base mount 85.1mm*31mm*78mm |  |  |  | ITE (Commercial) | PBA15 |  | 3 A |  |  |  |  | 75% | [6 empty] | Not Applicable |  | Chassis Mount |  | 1 |  |  | -10°C ~ 71°C (With Derating) |  |  |  | Box | [5 empty] | PBA (15W) | 3.35" L x 1.22" W x 3.07" H (85.1mm x 31.0mm x 78.0mm) | 85 ~ 264 VAC |  |  | 3 kV |  | 5V | - | 30 | https://www.unikeyic.com/media/datasheet/80/dc/87f0/80/d79b1e1a465257f3d4cb27eed39b30d7.pdf | https://www.unikeyic.com/products/other-power-supply/pba15f-5-m/29390237.html
PBA15F-5-MN | COSEL | 1: 88.7339 10: 84.7902 | DIN Rail Mount, 85.1mm × 31mm × 78mm |  |  |  | ITE (Commercial) | PBA15 |  | 3 A |  |  |  |  | 75% | [6 empty] | Not Applicable |  | Chassis Mount |  | 1 |  |  | -10°C ~ 71°C (With Derating) |  |  |  | Box |  |  | 7050590 |  |  | PBA (15W) | 3.35" L x 1.22" W x 3.07" H (85.1mm x 31.0mm x 78.0mm) | 85 ~ 264 VAC |  |  | 3 kV |  | 5V | - | 30 | https://www.unikeyic.com/media/datasheet/80/dc/87f0/80/d79b1e1a465257f3d4cb27eed39b30d7.pdf | https://www.unikeyic.com/products/other-power-supply/pba15f-5-mn/12181996.html
PBA15F-9-D8 | COSEL | 1: 78.3258 10: 74.8447 | 1 base mount 85.1mm*31mm*78mm |  |  |  | ITE (Commercial) | PBA15 |  | 1.7 A |  |  |  |  | 77% | [6 empty] | Not Applicable |  | Chassis Mount |  | 1 |  |  | -10°C ~ 71°C (With Derating) |  |  |  | Box |  |  | 7050600 |  |  | PBA (15W) | 3.35" L x 1.22" W x 3.07" H (85.1mm x 31.0mm x 78.0mm) | 85 ~ 264 VAC |  |  | 3 kV |  | 9V | - | 30 | https://www.unikeyic.com/media/datasheet/80/dc/87f0/80/d79b1e1a465257f3d4cb27eed39b30d7.pdf | https://www.unikeyic.com/products/other-power-supply/pba15f-9-d8/12238609.html
PBA15F-9-J1 | COSEL | 1: 76.0995 10: 72.7173 | 15W 1-Channel Base Mount, 85.1mm × 31mm × 78mm |  |  | Commercial | [13 empty] | 85.1mm*31mm*78mm | - |  | base mount |  | 1 |  |  | -10℃~71℃ |  | 15W |  |  |  |  | On sale |  | Compliant | boxed | [9 empty] | 30 | https://www.unikeyic.com/media/about_us/Unikey_ISO_9001_Certification.pdf | https://www.unikeyic.com/products/other-power-supply/pba15f-9-j1/29230790.html
PBA300F-15-CN1 | COSEL | 1: 613.8551 10: 586.5727 | 1 base mount 169.9mm*102.1mm*41.9mm |  |  |  | ITE (Commercial) | PBA300 |  | 22 A |  |  |  |  | 81% | [6 empty] | Not Applicable |  | Chassis Mount |  | 1 |  |  | -20°C ~ 70°C (With Derating) |  |  |  | Box |  |  | 7050632 |  |  | PBA (300W) | 6.69" L x 4.02" W x 1.65" H (169.9mm x 102.1mm x 41.9mm) | 85 ~ 264 VAC |  |  | 3 kV |  | 15V | - | 30 | https://www.unikeyic.com/media/datasheet/dd/32/ee5d/dd/280ccf640f7459dab91c90299a7a06b2.pdf | https://www.unikeyic.com/products/other-power-supply/pba300f-15-cn1/11401988.html
PBA300F-36-GF4 | COSEL | 1: 570.8043 10: 545.4352 | 1 base mount 169.9mm*102.1mm*41.9mm |  |  |  | ITE (Commercial) | PBA300 |  | 9 A |  |  |  |  | 84% | [6 empty] | Not Applicable |  | Chassis Mount |  | 1 |  |  | -20°C ~ 70°C (With Derating) |  |  |  | Box | [5 empty] | PBA (300W) | 6.69" L x 4.02" W x 1.65" H (169.9mm x 102.1mm x 41.9mm) | 85 ~ 264 VAC |  |  | 3 kV |  | 36V | - | 30 | https://www.unikeyic.com/media/datasheet/dd/32/ee5d/dd/280ccf640f7459dab91c90299a7a06b2.pdf | https://www.unikeyic.com/products/other-power-supply/pba300f-36-gf4/29310154.html
PBA300F-5-CD5.9 | COSEL | 1: 581.3568 10: 555.5188 | 1 base mount 169.9mm*102.1mm*41.9mm |  |  |  | ITE (Commercial) | PBA300 |  | 60 A |  |  |  |  | 77% | [6 empty] | Not Applicable |  | Chassis Mount |  | 1 |  |  | -20°C ~ 70°C (With Derating) |  |  |  | Box |  |  | 7050691 |  |  | PBA (300W) | 6.69" L x 4.02" W x 1.65" H (169.9mm x 102.1mm x 41.9mm) | 85 ~ 264 VAC |  |  | 3 kV |  | 5V | - | 30 | https://www.unikeyic.com/media/datasheet/dd/32/ee5d/dd/280ccf640f7459dab91c90299a7a06b2.pdf | https://www.unikeyic.com/products/other-power-supply/pba300f-5-cd5-9/29472514.html
PBA300F-5-D5.9 | COSEL | 1: 539.0963 10: 515.1364 | 1 base mount 169.9mm*102.1mm*41.9mm |  |  |  | ITE (Commercial) | PBA300 |  | 60 A |  |  |  |  | 77% | [6 empty] | Not Applicable |  | Chassis Mount |  | 1 |  |  | -20°C ~ 70°C (With Derating) |  |  |  | Box |  |  | 7050695 |  |  | PBA (300W) | 6.69" L x 4.02" W x 1.65" H (169.9mm x 102.1mm x 41.9mm) | 85 ~ 264 VAC |  |  | 3 kV |  | 5V | - | 30 | https://www.unikeyic.com/media/datasheet/dd/32/ee5d/dd/280ccf640f7459dab91c90299a7a06b2.pdf | https://www.unikeyic.com/products/other-power-supply/pba300f-5-d5-9/12039913.html
PBA300F-7R5-D6 | COSEL | 1: 539.0963 10: 515.1364 | 1 base mount 169.9mm*102.1mm*41.9mm |  |  |  | ITE (Commercial) | PBA300 |  | 40 A |  |  |  |  | 79% | [6 empty] | Not Applicable |  | Chassis Mount |  | 1 |  |  | -20°C ~ 70°C (With Derating) |  |  |  | Box |  |  | 7050708 |  |  | PBA (300W) | 6.69" L x 4.02" W x 1.65" H (169.9mm x 102.1mm x 41.9mm) | 85 ~ 264 VAC |  |  | 3 kV |  | 7.5V | - | 30 | https://www.unikeyic.com/media/datasheet/dd/32/ee5d/dd/280ccf640f7459dab91c90299a7a06b2.pdf | https://www.unikeyic.com/products/other-power-supply/pba300f-7r5-d6/28872750.html
PBA30F-15-D13.8N | COSEL | 1: 106.1919 10: 101.4722 | Base Mount, 103.1mm × 31mm × 78mm |  |  |  | ITE (Commercial) | PBA30 |  | 2 A |  |  |  |  | 81% | [6 empty] | Not Applicable |  | Chassis Mount |  | 1 |  |  | -10°C ~ 71°C (With Derating) |  |  |  | Box | [5 empty] | PBA (30W) | 4.06" L x 1.22" W x 3.07" H (103.1mm x 31.0mm x 78.0mm) | 85 ~ 264 VAC |  |  | 3 kV |  | 15V | - | 30 | https://www.unikeyic.com/media/datasheet/80/dc/87f0/80/d79b1e1a465257f3d4cb27eed39b30d7.pdf | https://www.unikeyic.com/products/other-power-supply/pba30f-15-d13-8n/28360961.html
PBA30F-15-J1 | COSEL | 1: 95.5906 10: 91.3422 | 30W 1 base mount 103.1mm*31mm*78mm |  |  | Commercial | [13 empty] | 103.1mm*31mm*78mm | - |  | base mount |  | 1 |  |  | -10℃~71℃ |  | 30W |  |  |  |  | On sale |  | Compliant | boxed | [9 empty] | 30 | https://www.unikeyic.com/media/about_us/Unikey_ISO_9001_Certification.pdf | https://www.unikeyic.com/products/other-power-supply/pba30f-15-j1/11769802.html
PBA30F-24-J1 | COSEL | 1: 95.5906 10: 91.3422 | 31W 1 base mount 103.1mm*31mm*78mm |  |  | Commercial | [13 empty] | 103.1mm*31mm*78mm | - |  | base mount |  | 1 |  |  | -10℃~71℃ |  | 31W |  |  |  |  | On sale |  | Compliant | boxed | [9 empty] | 30 | https://www.unikeyic.com/media/about_us/Unikey_ISO_9001_Certification.pdf | https://www.unikeyic.com/products/other-power-supply/pba30f-24-j1/29006263.html
PBA30F-24-M | COSEL | 1: 101.7723 10: 97.249 | Base Mount, 103.1mm × 31mm × 78mm |  |  |  | ITE (Commercial) | PBA30 |  | 1.3 A |  |  |  |  | 81% | [6 empty] | Not Applicable |  | Chassis Mount |  | 1 |  |  | -10°C ~ 71°C (With Derating) |  |  |  | Box |  |  | 7050771 |  |  | PBA (30W) | 4.06" L x 1.22" W x 3.07" H (103.1mm x 31.0mm x 78.0mm) | 85 ~ 264 VAC |  |  | 3 kV |  | 24V | - | 30 | https://www.unikeyic.com/media/datasheet/80/dc/87f0/80/d79b1e1a465257f3d4cb27eed39b30d7.pdf | https://www.unikeyic.com/products/other-power-supply/pba30f-24-m/28526040.html
PBA30F-24-V | COSEL | 1: 95.5906 10: 91.3422 | Base Mount, 103.1mm × 31mm × 78mm |  |  |  | ITE (Commercial) | PBA30 |  | 1.3 A |  |  |  |  | 81% | [6 empty] | Not Applicable |  | Chassis Mount |  | 1 |  |  | -10°C ~ 71°C (With Derating) |  |  |  | Box |  |  | 7050775 |  |  | PBA (30W) | 4.06" L x 1.22" W x 3.07" H (103.1mm x 31.0mm x 78.0mm) | 85 ~ 264 VAC |  |  | 3 kV |  | 24V | - | 30 | https://www.unikeyic.com/media/datasheet/80/dc/87f0/80/d79b1e1a465257f3d4cb27eed39b30d7.pdf | https://www.unikeyic.com/products/other-power-supply/pba30f-24-v/29401688.html
PBA30F-3R3-J1 | COSEL | 1: 95.5906 10: 91.3422 | 20W 1 base mount 103.1mm*31mm*78mm |  |  | Commercial | [13 empty] | 103.1mm*31mm*78mm | - |  | base mount |  | 1 |  |  | -10℃~71℃ |  | 20W |  |  |  |  | On sale |  | Compliant | boxed | [9 empty] | 30 | https://www.unikeyic.com/media/about_us/Unikey_ISO_9001_Certification.pdf | https://www.unikeyic.com/products/other-power-supply/pba30f-3r3-j1/28388658.html
PBA30F-48-J1 | COSEL | 1: 95.5906 10: 91.3422 | 31W 1 base mount 103.1mm*31mm*78mm |  |  | Commercial | [13 empty] | 103.1mm*31mm*78mm | - |  | base mount |  | 1 |  |  | -10℃~71℃ |  | 31W |  |  |  |  | On sale |  | Compliant | boxed | [9 empty] | 30 | https://www.unikeyic.com/media/about_us/Unikey_ISO_9001_Certification.pdf | https://www.unikeyic.com/products/other-power-supply/pba30f-48-j1/11500721.html
PBA30F-9-J1 | COSEL | 1: 95.5906 10: 91.3422 | 31W 1 base mount 103.1mm*31mm*78mm |  |  | Commercial | [13 empty] | 103.1mm*31mm*78mm | - |  | base mount |  | 1 |  |  | -10℃~71℃ |  | 31W |  |  |  |  | On sale |  | Compliant | boxed | [9 empty] | 30 | https://www.unikeyic.com/media/about_us/Unikey_ISO_9001_Certification.pdf | https://www.unikeyic.com/products/other-power-supply/pba30f-9-j1/12020272.html
PBA50F-12-J1 | COSEL | 1: 135.6092 10: 129.5821 | 52W 1 base mount 119.9mm*31mm*82mm |  |  | Commercial | [13 empty] | 119.9mm*31mm*82mm | - |  | base mount |  | 1 |  |  | -10℃~71℃ |  | 52W |  |  |  |  | On sale |  | Compliant | boxed | [9 empty] | 30 | https://www.unikeyic.com/media/about_us/Unikey_ISO_9001_Certification.pdf | https://www.unikeyic.com/products/other-power-supply/pba50f-12-j1/11912709.html
PBA50F-12-MN | COSEL | 1: 151.3735 10: 144.6458 | Bracket Mount, 119.9mm × 31mm × 82mm |  |  |  | ITE (Commercial) | PBA50 |  | 4.3 A |  |  |  |  | 82% | [6 empty] | Not Applicable |  | Chassis Mount |  | 1 |  |  | -10°C ~ 71°C (With Derating) |  |  |  | Box |  |  | 7050864 |  |  | PBA (50W) | 4.72" L x 1.22" W x 3.23" H (119.9mm x 31.0mm x 82.0mm) | 85 ~ 264 VAC |  |  | 3 kV |  | 12V | - | 30 | https://www.unikeyic.com/media/datasheet/80/dc/87f0/80/d79b1e1a465257f3d4cb27eed39b30d7.pdf | https://www.unikeyic.com/products/other-power-supply/pba50f-12-mn/12164894.html
PBA50F-15-D18N | COSEL | 1: 146.5656 10: 140.0516 | 1 Base Mount 119.9mm × 31mm × 82mm |  |  |  | ITE (Commercial) | PBA50 |  | 3.5 A |  |  |  |  | 83% | [6 empty] | Not Applicable |  | Chassis Mount |  | 1 |  |  | -10°C ~ 71°C (With Derating) |  |  |  | Box | [5 empty] | PBA (50W) | 4.72" L x 1.22" W x 3.23" H (119.9mm x 31.0mm x 82.0mm) | 85 ~ 264 VAC |  |  | 3 kV |  | 15V | - | 30 | https://www.unikeyic.com/media/datasheet/80/dc/87f0/80/d79b1e1a465257f3d4cb27eed39b30d7.pdf | https://www.unikeyic.com/products/other-power-supply/pba50f-15-d18n/12383822.html
PBA50F-24-CG | COSEL | 1: 150.5033 10: 143.8142 | 1 Base Mount 119.9mm × 31mm × 82mm |  |  |  | ITE (Commercial) | PBA50 |  | 2.2 A |  |  |  |  | 84% | [6 empty] | Not Applicable |  | Chassis Mount |  | 1 |  |  | -10°C ~ 71°C (With Derating) |  |  |  | Box | [5 empty] | PBA (50W) | 4.72" L x 1.22" W x 3.23" H (119.9mm x 31.0mm x 82.0mm) | 85 ~ 264 VAC |  |  | 3 kV |  | 24V | - | 30 | https://www.unikeyic.com/media/datasheet/80/dc/87f0/80/d79b1e1a465257f3d4cb27eed39b30d7.pdf | https://www.unikeyic.com/products/other-power-supply/pba50f-24-cg/11604585.html
PBA50F-24-J1 | COSEL | 1: 135.6092 10: 129.5821 | 53W 1 base mount 119.9mm*31mm*82mm |  |  | Commercial, Industrial | [13 empty] | 119.9mm*31mm*82mm | - |  | base mount |  | 1 |  |  | -10℃~71℃ |  | 53W |  |  |  |  | On sale |  | Compliant | boxed | [9 empty] | 30 | https://www.unikeyic.com/media/about_us/Unikey_ISO_9001_Certification.pdf | https://www.unikeyic.com/products/other-power-supply/pba50f-24-j1/11876091.html
PBA50F-24-M | COSEL | 1: 142.6279 10: 136.2889 | 1 Base Mount 119.9mm × 31mm × 82mm |  |  |  | ITE (Commercial) | PBA50 |  | 2.2 A |  |  |  |  | 84% | [6 empty] | Not Applicable |  | Chassis Mount |  | 1 |  |  | -10°C ~ 71°C (With Derating) |  |  |  | Box |  |  | 7050930 |  |  | PBA (50W) | 4.72" L x 1.22" W x 3.23" H (119.9mm x 31.0mm x 82.0mm) | 85 ~ 264 VAC |  |  | 3 kV |  | 24V | - | 30 | https://www.unikeyic.com/media/datasheet/80/dc/87f0/80/d79b1e1a465257f3d4cb27eed39b30d7.pdf | https://www.unikeyic.com/products/other-power-supply/pba50f-24-m/11491345.html
PBA50F-24-MN | COSEL | 1: 151.3735 10: 144.6458 | 1 base mount 119.9mm*31mm*82mm |  |  |  | ITE (Commercial) | PBA50 |  | 2.2 A |  |  |  |  | 84% | [6 empty] | Not Applicable |  | Chassis Mount |  | 1 |  |  | -10°C ~ 71°C (With Derating) |  |  |  | Box |  |  | 7050931 |  |  | PBA (50W) | 4.72" L x 1.22" W x 3.23" H (119.9mm x 31.0mm x 82.0mm) | 85 ~ 264 VAC |  |  | 3 kV |  | 24V | - | 30 | https://www.unikeyic.com/media/datasheet/80/dc/87f0/80/d79b1e1a465257f3d4cb27eed39b30d7.pdf | https://www.unikeyic.com/products/other-power-supply/pba50f-24-mn/11831483.html
PBA50F-3R3-J1 | COSEL | 1: 135.6092 10: 129.5821 | 33W 1 base mount 119.9mm*31mm*82mm |  |  | Commercial | [13 empty] | 119.9mm*31mm*82mm | - |  | base mount |  | 1 |  |  | -10℃~71℃ |  | 33W |  |  |  |  | On sale |  | Compliant | boxed | [9 empty] | 30 | https://www.unikeyic.com/media/about_us/Unikey_ISO_9001_Certification.pdf | https://www.unikeyic.com/products/other-power-supply/pba50f-3r3-j1/28399482.html
PBA50F-3R3-TN | COSEL | 1: 148.7607 10: 142.1491 | 1 Chassis Mount 119.9mm × 31mm × 82mm |  |  |  | ITE (Commercial) | PBA50 |  | 10 A |  |  |  |  | 76% | [6 empty] | Not Applicable |  | Chassis Mount |  | 1 |  |  | -10°C ~ 71°C (With Derating) |  |  |  | Box | [5 empty] | PBA (50W) | 4.72" L x 1.22" W x 3.23" H (119.9mm x 31.0mm x 82.0mm) | 85 ~ 264 VAC |  |  | 3 kV |  | 3.3V | - | 30 | https://www.unikeyic.com/media/datasheet/80/dc/87f0/80/d79b1e1a465257f3d4cb27eed39b30d7.pdf | https://www.unikeyic.com/products/other-power-supply/pba50f-3r3-tn/28542574.html
PBA50F-48-CG | COSEL | 1: 150.5033 10: 143.8142 | 1 Base Mount 119.9mm × 31mm × 82mm |  |  |  | ITE (Commercial) | PBA50 |  | 1.1 A |  |  |  |  | 85% | [6 empty] | Not Applicable |  | Chassis Mount |  | 1 |  |  | -10°C ~ 71°C (With Derating) |  |  |  | Box | [5 empty] | PBA (50W) | 4.72" L x 1.22" W x 3.23" H (119.9mm x 31.0mm x 82.0mm) | 85 ~ 264 VAC |  |  | 3 kV |  | 48V | - | 30 | https://www.unikeyic.com/media/datasheet/80/dc/87f0/80/d79b1e1a465257f3d4cb27eed39b30d7.pdf | https://www.unikeyic.com/products/other-power-supply/pba50f-48-cg/11483964.html
PBA600F-12-F3 | COSEL | 1: 798.3241 10: 762.843 | 1 base mount 190mm*119.9mm*61mm |  |  |  | ITE (Commercial) | PBA600 |  | 53 A |  |  |  |  | 82% | [6 empty] | Not Applicable |  | Chassis Mount |  | 1 |  |  | -20°C ~ 70°C (With Derating) |  |  |  | Box |  |  | 7051073 |  |  | PBA (600W) | 7.48" L x 4.72" W x 2.40" H (190.0mm x 119.9mm x 61.0mm) | 85 ~ 264 VAC |  |  | 3 kV |  | 12V | - | 30 | https://www.unikeyic.com/media/datasheet/dd/32/ee5d/dd/280ccf640f7459dab91c90299a7a06b2.pdf | https://www.unikeyic.com/products/other-power-supply/pba600f-12-f3/28774010.html
PBA600F-12-GU | COSEL | 1: 802.5037 10: 766.8369 | Base Mount 190mm × 119.9mm × 61mm |  |  |  | ITE (Commercial) | PBA600 |  | 53 A |  |  |  |  | 82% | [6 empty] | Not Applicable |  | Chassis Mount |  | 1 |  |  | -20°C ~ 70°C (With Derating) |  |  |  | Box |  |  | 7051076 |  |  | PBA (600W) | 7.48" L x 4.72" W x 2.40" H (190.0mm x 119.9mm x 61.0mm) | 85 ~ 264 VAC |  |  | 3 kV |  | 12V | - | 30 | https://www.unikeyic.com/media/datasheet/dd/32/ee5d/dd/280ccf640f7459dab91c90299a7a06b2.pdf | https://www.unikeyic.com/products/other-power-supply/pba600f-12-gu/29213396.html
PBA600F-24-CD17.5 | COSEL | 1: 867.3717 10: 828.8218 | Base Mount 190mm × 119.9mm × 61mm |  |  |  | ITE (Commercial) | PBA600 |  | 27 A |  |  |  |  | 84% | [6 empty] | Not Applicable |  | Chassis Mount |  | 1 |  |  | -20°C ~ 70°C (With Derating) |  |  |  | Box | [5 empty] | PBA (600W) | 7.48" L x 4.72" W x 2.40" H (190.0mm x 119.9mm x 61.0mm) | 85 ~ 264 VAC |  |  | 3 kV |  | 24V | - | 30 | https://www.unikeyic.com/media/datasheet/dd/32/ee5d/dd/280ccf640f7459dab91c90299a7a06b2.pdf | https://www.unikeyic.com/products/other-power-supply/pba600f-24-cd17-5/12501168.html
PBA600F-24-CD21 | COSEL | 1: 867.3717 10: 828.8218 | 1 base mount 190mm*119.9mm*61mm |  |  |  | ITE (Commercial) | PBA600 |  | 27 A |  |  |  |  | 84% | [6 empty] | Not Applicable |  | Chassis Mount |  | 1 |  |  | -20°C ~ 70°C (With Derating) |  |  |  | Box | [5 empty] | PBA (600W) | 7.48" L x 4.72" W x 2.40" H (190.0mm x 119.9mm x 61.0mm) | 85 ~ 264 VAC |  |  | 3 kV |  | 24V | - | 30 | https://www.unikeyic.com/media/datasheet/dd/32/ee5d/dd/280ccf640f7459dab91c90299a7a06b2.pdf | https://www.unikeyic.com/products/other-power-supply/pba600f-24-cd21/29262103.html
PBA600F-24-CF3 | COSEL | 1: 873.6333 10: 834.8051 | 1 base mount 190mm*119.9mm*61mm |  |  |  | ITE (Commercial) | PBA600 |  | 27 A |  |  |  |  | 84% | [6 empty] | Not Applicable |  | Chassis Mount |  | 1 |  |  | -20°C ~ 70°C (With Derating) |  |  |  | Box |  |  | 7051093 |  |  | PBA (600W) | 7.48" L x 4.72" W x 2.40" H (190.0mm x 119.9mm x 61.0mm) | 85 ~ 264 VAC |  |  | 3 kV |  | 24V | - | 30 | https://www.unikeyic.com/media/datasheet/dd/32/ee5d/dd/280ccf640f7459dab91c90299a7a06b2.pdf | https://www.unikeyic.com/products/other-power-supply/pba600f-24-cf3/11563015.html
PBA600F-24-D18 | COSEL | 1: 792.0469 10: 756.8448 | 1 base mount 190mm*119.9mm*61mm |  |  |  | ITE (Commercial) | PBA600 |  | 27 A |  |  |  |  | 84% | [6 empty] | Not Applicable |  | Chassis Mount |  | 1 |  |  | -20°C ~ 70°C (With Derating) |  |  |  | Box | [5 empty] | PBA (600W) | 7.48" L x 4.72" W x 2.40" H (190.0mm x 119.9mm x 61.0mm) | 85 ~ 264 VAC |  |  | 3 kV |  | 24V | - | 30 | https://www.unikeyic.com/media/datasheet/dd/32/ee5d/dd/280ccf640f7459dab91c90299a7a06b2.pdf | https://www.unikeyic.com/products/other-power-supply/pba600f-24-d18/12295957.html
PBA600F-24-M | COSEL | 1: 806.6989 10: 770.8457 | 1 base mount 190mm*119.9mm*61mm |  |  |  | ITE (Commercial) | PBA600 |  | 27 A |  |  |  |  | 84% | [6 empty] | Not Applicable |  | Chassis Mount |  | 1 |  |  | -20°C ~ 70°C (With Derating) |  |  |  | Box | [5 empty] | PBA (600W) | 7.48" L x 4.72" W x 2.40" H (190.0mm x 119.9mm x 61.0mm) | 85 ~ 264 VAC |  |  | 3 kV |  | 24V | - | 30 | https://www.unikeyic.com/media/datasheet/dd/32/ee5d/dd/280ccf640f7459dab91c90299a7a06b2.pdf | https://www.unikeyic.com/products/other-power-supply/pba600f-24-m/11923967.html
PBA600F-24-UF3 | COSEL | 1: 804.6013 10: 768.8412 | Base Mount 190mm × 119.9mm × 61mm |  |  |  | ITE (Commercial) | PBA600 |  | 27 A |  |  |  |  | 84% | [6 empty] | Not Applicable |  | Chassis Mount |  | 1 |  |  | -20°C ~ 70°C (With Derating) |  |  |  | Box |  |  | 7051106 |  |  | PBA (600W) | 7.48" L x 4.72" W x 2.40" H (190.0mm x 119.9mm x 61.0mm) | 85 ~ 264 VAC |  |  | 3 kV |  | 24V | - | 30 | https://www.unikeyic.com/media/datasheet/dd/32/ee5d/dd/280ccf640f7459dab91c90299a7a06b2.pdf | https://www.unikeyic.com/products/other-power-supply/pba600f-24-uf3/28614390.html
PBA600F-7R5-F3 | COSEL | 1: 798.3241 10: 762.843 | Base Mount 190mm × 119.9mm × 61mm |  |  |  | ITE (Commercial) | PBA600 |  | 80 A |  |  |  |  | 79% | [6 empty] | Not Applicable |  | Chassis Mount |  | 1 |  |  | -20°C ~ 70°C (With Derating) |  |  |  | Box |  |  | 7051156 |  |  | PBA (600W) | 7.48" L x 4.72" W x 2.40" H (190.0mm x 119.9mm x 61.0mm) | 85 ~ 264 VAC |  |  | 3 kV |  | 7.5V | - | 30 | https://www.unikeyic.com/media/datasheet/dd/32/ee5d/dd/280ccf640f7459dab91c90299a7a06b2.pdf | https://www.unikeyic.com/products/other-power-supply/pba600f-7r5-f3/29476395.html
PBA600F-7R5-M | COSEL | 1: 806.6989 10: 770.8457 | 1 base mount 190mm*119.9mm*61mm |  |  |  | ITE (Commercial) | PBA600 |  | 80 A |  |  |  |  | 79% | [6 empty] | Not Applicable |  | Chassis Mount |  | 1 |  |  | -20°C ~ 70°C (With Derating) |  |  |  | Box | [5 empty] | PBA (600W) | 7.48" L x 4.72" W x 2.40" H (190.0mm x 119.9mm x 61.0mm) | 85 ~ 264 VAC |  |  | 3 kV |  | 7.5V | - | 30 | https://www.unikeyic.com/media/datasheet/dd/32/ee5d/dd/280ccf640f7459dab91c90299a7a06b2.pdf | https://www.unikeyic.com/products/other-power-supply/pba600f-7r5-m/11621977.html
PBA75F-15-D13.8N | COSEL | 1: 167.2842 10: 159.8493 | Bracket Mount 134.9mm × 32mm × 82mm |  |  |  | ITE (Commercial) | PBA75 |  | 5 A |  |  |  |  | 84% | [6 empty] | Not Applicable |  | Chassis Mount |  | 1 |  |  | -10°C ~ 71°C (With Derating) |  |  |  | Box |  |  | 7051194 |  |  | PBA (75W) | 5.31" L x 1.26" W x 3.23" H (134.9mm x 32.0mm x 82.0mm) | 85 ~ 264 VAC |  |  | 3 kV |  | 15V | - | 30 | https://www.unikeyic.com/media/datasheet/80/dc/87f0/80/d79b1e1a465257f3d4cb27eed39b30d7.pdf | https://www.unikeyic.com/products/other-power-supply/pba75f-15-d13-8n/12348466.html
PBA75F-36-D30N | COSEL | 1: 167.2842 10: 159.8493 | Bracket Mount 134.9mm × 32mm × 82mm |  |  |  | ITE (Commercial) | PBA75 |  | 2.1 A |  |  |  |  | 86% | [6 empty] | Not Applicable |  | Chassis Mount |  | 1 |  |  | -10°C ~ 71°C (With Derating) |  |  |  | Box | [5 empty] | PBA (75W) | 5.31" L x 1.26" W x 3.23" H (134.9mm x 32.0mm x 82.0mm) | 85 ~ 264 VAC |  |  | 3 kV |  | 36V | - | 30 | https://www.unikeyic.com/media/datasheet/80/dc/87f0/80/d79b1e1a465257f3d4cb27eed39b30d7.pdf | https://www.unikeyic.com/products/other-power-supply/pba75f-36-d30n/11689049.html
PBW30F-5-E | COSEL | 1: 113.2438 10: 108.2107 | 2 Base Mount 103.1mm × 31mm × 78mm |  |  |  | ITE (Commercial) | PBW30F |  | 1.5 A |  |  |  |  | 75% | [6 empty] | Not Applicable |  | Chassis Mount |  | 2 |  |  | -10°C ~ 71°C (With Derating) |  |  |  | Box | [5 empty] | PBW (30W) | 4.06" L x 1.22" W x 3.07" H (103.1mm x 31.0mm x 78.0mm) | 85 ~ 264 VAC |  |  | 3 kV |  | 5V | -5V | 30 | https://www.unikeyic.com/media/datasheet/d5/39/f13e/d5/bd1adeb31eb278d0088d7daa6563ca41.pdf | https://www.unikeyic.com/products/other-power-supply/pbw30f-5-e/12135029.html
PDF700S560-CMFD | CINCON | 1: 552.3012 5: 526.0226 10: 515.093 | 622W 1 base mount |  |  | Commercial | [7 empty] | PDF700S560-CMFD CINCON | [6 empty] | - |  | base mount |  | 1 |  |  | -40℃~95℃ |  | 622W | [6 empty] | Compliant | boxed | [9 empty] | 1 | https://www.unikeyic.com/media/datasheet/8e/32/5d25/8e/b85c2f3233fc9362e09de87c5df38764.pdf | https://www.unikeyic.com/products/other-power-supply/pdf700s560-cmfd/694483789.html
PES2200-12-080RD | Bel Fuse | 1: 781.913 20: 781.913 | 2.2KW 1 Bracket mounting 195mm*80mm*40mm |  |  | Commercial | [7 empty] | PES2200-12-080RD Bel Fuse | [5 empty] | 195mm*80mm*40mm | - |  | Bracket mounting |  | 1 |  |  | 0℃~55℃ |  | 2.2KW |  |  |  |  | On sale |  | Compliant | boxed | [9 empty] | 2 | https://www.unikeyic.com/media/datasheet/f9/24/8c3d/f9/872e6973fcd7c1da89037ebc133a4882.pdf | https://www.unikeyic.com/products/other-power-supply/pes2200-12-080rd/29043600.html
PH150F110-5 | TDK-Lambda | 1: 330 | 150W 1 82.804mm × 85.852mm × 12.7mm | [16 empty] | 82.804mm*85.852mm*12.7mm | - |  |  |  | 1 |  |  |  |  | 150W | [17 empty] | 1 | https://www.unikeyic.com/media/about_us/Unikey_ISO_9001_Certification.pdf | https://www.unikeyic.com/products/other-power-supply/ph150f110-5/29046107.html
PL01S0512A | DELTA Electronics | 1: 12.5882 | 1W 1 Through hole mounting 17.018mm*7.62mm*10.922mm |  |  | Industrial | [7 empty] | PL01S0512A DELTA Electronics | [5 empty] | 17.018mm*7.62mm*10.922mm | - |  | Through hole mounting |  | 1 |  |  | -40℃~85℃ |  | 1W | [17 empty] | 1 | https://www.unikeyic.com/media/datasheet/0a/5a/296e/0a/f1259526367ba6281ddcaad84a95a1ef.pdf | https://www.unikeyic.com/products/other-power-supply/pl01s0512a/28487828.html
PL01S0515A | DELTA Electronics | 1: 12.5882 | 1W 1 Through hole mounting 17.018mm*7.62mm*10.922mm |  |  | Industrial | [7 empty] | PL01S0515A DELTA Electronics | [5 empty] | 17.018mm*7.62mm*10.922mm | - |  | Through hole mounting |  | 1 |  |  | -40℃~85℃ |  | 1W | [17 empty] | 1 | https://www.unikeyic.com/media/datasheet/0a/5a/296e/0a/f1259526367ba6281ddcaad84a95a1ef.pdf | https://www.unikeyic.com/products/other-power-supply/pl01s0515a/12193250.html
PL01S1215A | DELTA Electronics | 1: 12.5882 | 1W 1 Through hole mounting 17.018mm*7.62mm*10.922mm |  |  | Industrial | [7 empty] | PL01S1215A DELTA Electronics | [5 empty] | 17.018mm*7.62mm*10.922mm | - |  | Through hole mounting |  | 1 |  |  | -40℃~85℃ |  | 1W | [17 empty] | 1 | https://www.unikeyic.com/media/datasheet/0a/5a/296e/0a/f1259526367ba6281ddcaad84a95a1ef.pdf | https://www.unikeyic.com/products/other-power-supply/pl01s1215a/12022238.html
PL01S2415A | DELTA Electronics | 1: 12.5882 | 1W 1 Through hole mounting 17.018mm*7.62mm*10.922mm |  |  | Industrial | [7 empty] | PL01S2415A DELTA Electronics | [5 empty] | 17.018mm*7.62mm*10.922mm | - |  | Through hole mounting |  | 1 |  |  | -40℃~85℃ |  | 1W | [17 empty] | 1 | https://www.unikeyic.com/media/datasheet/0a/5a/296e/0a/f1259526367ba6281ddcaad84a95a1ef.pdf | https://www.unikeyic.com/products/other-power-supply/pl01s2415a/29417229.html
PL01S4815A | DELTA Electronics | 1: 12.5882 | 1W 1 Through hole mounting 17.018mm*7.62mm*10.922mm |  |  | Industrial | [7 empty] | PL01S4815A DELTA Electronics | [5 empty] | 17.018mm*7.62mm*10.922mm | - |  | Through hole mounting |  | 1 |  |  | -40℃~85℃ |  | 1W | [17 empty] | 1 | https://www.unikeyic.com/media/datasheet/0a/5a/296e/0a/f1259526367ba6281ddcaad84a95a1ef.pdf | https://www.unikeyic.com/products/other-power-supply/pl01s4815a/28636089.html
PM150-12A | FSP | 1: 62.4672 | 100W 1 base mount 101.6mm*50.8mm*32.8mm |  |  |  | ITE (Commercial), Medical |  |  | 8.35 A |  |  |  |  | 92% | Adjustable Output, Universal Input | [5 empty] | 1 (Unlimited) |  | Chassis Mount |  | 1 |  |  | 0°C ~ 70°C (With Derating) |  |  |  | Box | 100W |  | 15713228 |  |  | PM150 (150W) | 4.00" L x 2.00" W x 1.29" H (101.6mm x 50.8mm x 32.8mm) | 80 ~ 264 VAC |  |  |  |  | 12V | - | 2 | https://www.unikeyic.com/media/about_us/Unikey_ISO_9001_Certification.pdf | https://www.unikeyic.com/products/other-power-supply/pm150-12a/11827508.html
PMT-24V35W2BA | DELTA Electronics | 1: 6.5355 5: 6.3721 10: 6.2632 | 35W 1 base mount 99mm*82mm*29mm |  |  |  | ITE (Commercial) |  |  | 1.5 A |  |  |  |  | 88.5% | Adjustable Output, Universal Input | [5 empty] | 1 (Unlimited) |  | Chassis Mount |  | 1 |  |  | -30°C ~ 70°C (With Derating) |  |  |  | Box | 35W |  |  |  |  | PMT2 (35W) | 3.90" L x 3.23" W x 1.14" H (99.0mm x 82.0mm x 29.0mm) | 90 ~ 264 VAC |  |  | 4 kV |  | 24V | - | 500 | https://www.unikeyic.com/media/datasheet/6d/89/edc3/6d89edc316c962b42bb7dfb9a5434faf.pdf | https://www.unikeyic.com/products/other-power-supply/pmt-24v35w2ba/24912436.html
PMT-30V35W2BA | DELTA Electronics | 1: 17.8188 5: 16.9742 10: 16.6228 | 36W 1 base mount 99mm*82mm*28.9mm |  |  |  | Household Appliances, ITE (Commercial) |  |  | 1.2 A |  |  |  |  | 87.5% | Adjustable Output, Universal Input | [5 empty] | 1 (Unlimited) |  | Chassis Mount |  | 1 |  |  | -30°C ~ 70°C (With Derating) |  |  |  | Box | 36W |  |  |  |  | PMT2 (35W) | 3.90" L x 3.23" W x 1.14" H (99.0mm x 82.0mm x 28.9mm) | 90 ~ 264 VAC |  |  | 4 kV |  | 30V | - | 48 | https://www.unikeyic.com/media/datasheet/14/ae/4786/14ae4786d9735b5a8efa6c073dfbfe4e.pdf | https://www.unikeyic.com/products/other-power-supply/pmt-30v35w2ba/21030633.html
PMT-48V35W2BA | DELTA Electronics | 1: 16.9973 5: 16.194 10: 15.8567 | 38W 1 base mount 99mm*82mm*28.9mm |  |  |  | Household Appliances, ITE (Commercial) |  |  | 800 mA |  |  |  |  | 89.5% | Adjustable Output, Universal Input | [5 empty] | 1 (Unlimited) |  | Chassis Mount |  | 1 |  |  | -30°C ~ 70°C (With Derating) |  |  |  | Box | 38W |  |  |  |  | PMT2 (35W) | 3.90" L x 3.23" W x 1.14" H (99.0mm x 82.0mm x 28.9mm) | 90 ~ 264 VAC |  |  | 4 kV |  | 48V | - | 34 | https://www.unikeyic.com/media/datasheet/d6/69/ce6e/d669ce6e86b77c5a995465f32fa9ea75.pdf | https://www.unikeyic.com/products/other-power-supply/pmt-48v35w2ba/17444057.html
PMU8318 | Flex Power | 10: 9.3687 25: 8.7642 | 33W 1 SMD mount 7.5mm*7.5mm*5.4mm |  |  |  | ITE (Commercial) | PMU831 | - |  | 6A |  |  |  | 92.8% | Adjustable Output, Remote On/Off | [5 empty] | 3 (168 Hours) |  | Surface Mount |  | 1 |  |  | -40°C ~ 105°C |  |  | 24-SMD Module |  | 33 W |  | 11199651 |  |  | PMU8000 | 0.30" L x 0.30" W x 0.21" H (7.5mm x 7.5mm x 5.4mm) |  | 17V | 4.5V |  |  | 0.6 ~ 5.5V | - | 10 | https://www.unikeyic.com/media/pdf/EnvironmentalInformation/flex-power/9c/d0/2489/bmr4500002-020/2025/12/Flex-Power-Modules-RoHS-Cert.pdf | https://www.unikeyic.com/products/other-power-supply/pmu8318/12534298.html
PP3-5-12 | TDK-Lambda | 1: 60 | 2.88W 1 46.99mm*27.94mm*7.874mm | [16 empty] | 46.99mm*27.94mm*7.874mm | - |  |  |  | 1 |  |  |  |  | 2.88W | [17 empty] | 5 | https://www.unikeyic.com/media/about_us/Unikey_ISO_9001_Certification.pdf | https://www.unikeyic.com/products/other-power-supply/pp3-5-12/12188101.html
PP6-24-12 | TDK-Lambda | 1: 79.5 | 6W, 1, 46.99mm × 41.91mm × 7.874mm | [16 empty] | 46.99mm*41.91mm*7.874mm | - |  |  |  | 1 |  |  |  |  | 6W | [17 empty] | 15 | https://www.unikeyic.com/media/about_us/Unikey_ISO_9001_Certification.pdf | https://www.unikeyic.com/products/other-power-supply/pp6-24-12/12176324.html
PP6-5-5 | TDK-Lambda | 1: 39.8465 3: 33.8267 4: 33.0745 5: 30.2412 9: 29.497 10: 29.4043 20: 27.8441 30: 27.7099 | 6W, 1, 46.99mm × 41.91mm × 7.874mm | [16 empty] | 46.99mm*41.91mm*7.874mm | - |  |  |  | 1 |  |  |  |  | 6W | [17 empty] | 2 | https://www.unikeyic.com/media/about_us/Unikey_ISO_9001_Certification.pdf | https://www.unikeyic.com/products/other-power-supply/pp6-5-5/11622023.html
PPD3-12-1212 | TDK-Lambda | 1: 27.1383 3: 21.1186 4: 20.3664 5: 19.9143 9: 19.1115 10: 17.6238 20: 17.2047 30: 17.065 | 2.88W 2 46.99mm*27.94mm*7.874mm | [16 empty] | 46.99mm*27.94mm*7.874mm | - |  |  |  | 2 |  |  |  |  | 2.88W | [17 empty] | 66 | https://www.unikeyic.com/media/about_us/Unikey_ISO_9001_Certification.pdf | https://www.unikeyic.com/products/other-power-supply/ppd3-12-1212/11453988.html
PPD6-5-1212 | TDK-Lambda | 1: 72 | 6W, 2 Pos, 46.99mm × 41.91mm × 7.874mm | [16 empty] | 46.99mm*41.91mm*7.874mm | - |  |  |  | 2 |  |  |  |  | 6W | [17 empty] | 8 | https://www.unikeyic.com/media/about_us/Unikey_ISO_9001_Certification.pdf | https://www.unikeyic.com/products/other-power-supply/ppd6-5-1212/11923963.html
PQDE6W-Q24-D5-U | CUI INC | 1: 36.2529 5: 35.6225 10: 34.9919 50: 31.5242 | 6W 2 base mount 55mm*52.3mm*19mm |  |  |  | ITE (Commercial) |  |  |  | 600mA, 600mA |  |  |  | 83% | [6 empty] | 1 (Unlimited) |  | Chassis Mount |  | 2 |  |  | -40°C ~ 85°C (With Derating) |  |  |  | Tray | 6W |  | 17051278 |  |  | PQDE6W-U (6W) | 2.17" L x 2.06" W x 0.75" H (55.0mm x 52.3mm x 19.0mm) |  | 36V | 9V | 1.5 kV |  | 5V | -5V | 11 | https://www.unikeyic.com/media/about_us/Unikey_ISO_9001_Certification.pdf | https://www.unikeyic.com/products/other-power-supply/pqde6w-q24-d5-u/11928934.html
PRG-MUL2 | INVENTRONICS | 1: 86.923 10: 78.227 | Inventronics PRG-MUL2 LED Driver | [10 empty] | PRG-MUL2 INVENTRONICS | [6 empty] | - |  |  |  | - |  |  |  |  | - | [17 empty] | 40 | https://www.unikeyic.com/media/datasheet/6a/b4/ffdd/6a/9602e45c167a0c207bf015c5f1456ddc.pdf | https://www.unikeyic.com/products/other-power-supply/prg-mul2/29301214.html
PS3V-030AF12P | IDEC | 1: 71.9678 | 30W 1 base mount 95.5mm*34.5mm*68.5mm |  |  | Commercial | [13 empty] | 95.5mm*34.5mm*68.5mm | - |  | base mount |  | 1 |  |  | -25℃~70℃ |  | 30W | [6 empty] | Compliant | bulk | [9 empty] | 4 | https://www.unikeyic.com/media/about_us/Unikey_ISO_9001_Certification.pdf | https://www.unikeyic.com/products/other-power-supply/ps3v-030af12p/17361453.html
PSA241.5-9IRG | Bel Fuse | 1: 244.167 30: 244.167 | 36W 1 Through hole mounting 70.2mm*50.2mm*25.2mm |  |  | Commercial | [7 empty] | PSA241.5-9IRG Bel Fuse | [5 empty] | 70.2mm*50.2mm*25.2mm | - |  | Through hole mounting |  | 1 |  |  | -40℃~71℃ |  | 36W |  |  |  |  | On sale | [12 empty] | 1 | https://www.unikeyic.com/media/datasheet/07/01/0d84/07/2159640adb336ea4c82f449dc021be24.pdf | https://www.unikeyic.com/products/other-power-supply/psa241-5-9irg/28526046.html
PSD3-48-1212 | TDK-Lambda | 1: 17.8881 5: 12.3232 10: 10.6617 30: 10.1537 50: 10.0521 60: 9.6319 100: 8.8762 200: 8.8423 | 3W 2 DIP-6 Through hole mounting 27.94mm*16.002mm*7.874mm | [10 empty] | PSD3-48-1212 TDK-Lambda | [5 empty] | 27.94mm*16.002mm*7.874mm | - |  | Through hole mounting |  | 2 |  |  |  |  | 3W | DIP-6 | [6 empty] | bulk | [9 empty] | 350 | https://www.unikeyic.com/media/datasheet/66/19/2ca2/66/f86479810839e9cca9362b49b70f0e17.pdf | https://www.unikeyic.com/products/other-power-supply/psd3-48-1212/12502305.html
PSS3-5-12 | TDK-Lambda | 1: 63 | 3W 1 DIP-6 TH 27.94mm × 16.002mm × 7.874mm | [16 empty] | 27.94mm*16.002mm*7.874mm | - |  | Through hole mounting |  | 1 |  |  |  |  | 3W | DIP-6 | [16 empty] | 69 | https://www.unikeyic.com/media/about_us/Unikey_ISO_9001_Certification.pdf | https://www.unikeyic.com/products/other-power-supply/pss3-5-12/11603260.html
PT4313A | Texas Instruments | 1: 27.2698 25: 26.3485 50: 25.4272 100: 24.8745 300: 24.6902 500: 24.506 1,000: 24.1374 5,000: 23.9532 | 6W Through hole mounting |  |  |  | ITE (Commercial) | PT4313 |  |  | 500mA, 500mA |  |  |  | 85% | - | [5 empty] | 1 (Unlimited) |  | Through Hole |  | 2 |  |  | -40°C ~ 85°C |  |  | 18-DIP Module, 9 Leads | Tray | 6 W |  | 396430 |  |  | PT4310 (6W) | - |  | 75V | 38V | 1.5 kV |  | 12V | -12V | 38 | https://www.unikeyic.com/media/pdf/HTMLDatasheet/texas-instruments/6f/ed/5bdf/pt4314a/2025/11/pt4310-series.pdf | https://www.unikeyic.com/products/other-power-supply/pt4313a/12376671.html
PT4584C | Texas Instruments | 1: 61.7191 25: 59.634 50: 57.5489 100: 56.2979 300: 55.8809 500: 55.4638 1,000: 54.6298 5,000: 54.2128 | 30W 1 SMD mount |  |  |  | ITE (Commercial) | PT4584 |  |  | 2A |  |  |  | 85% | Remote On/Off, OCP, OTP, SCP, UVLO | [5 empty] | 3 (168 Hours) |  | Surface Mount |  | 1 |  |  | -40°C ~ 85°C |  |  | 19-SMD Module | Tray | 30 W |  | 354893 |  |  | Excalibur™ PT4580 (30W) | 3.00" L x 1.19" W x 0.50" H (76.2mm x 30.2mm x 12.7mm) |  | 60V | 18V | 1.5 kV |  | 15V | - | 59 | https://www.unikeyic.com/media/pdf/HTMLDatasheet/texas-instruments/1d/24/3626/pt4583n/2025/11/pt4580-series.pdf | https://www.unikeyic.com/products/other-power-supply/pt4584c/29311305.html
PT5022H | Texas Instruments | 25: 12.8091 50: 12.3613 100: 12.0926 300: 12.003 500: 11.9134 1,000: 11.7343 5,000: 11.6447 | 5W 1 Through hole mounting 25.14mm(Length)*9.65mm(width) |  |  |  | ITE (Commercial) | PT5022 |  |  | 1A |  |  |  | 75% | - | [5 empty] | 1 (Unlimited) |  | Through Hole |  | 1 |  |  | -20°C ~ 85°C |  |  | 3-SIP Module | Tray |  |  | 322824 |  |  | PT5020 | - |  | 7V | 4.75V |  |  | -5V | - | 81 | https://www.unikeyic.com/media/datasheet/b4/ea/fecd/b4/3fc0887f0303e20e0146a88934c08f2d.pdf | https://www.unikeyic.com/products/other-power-supply/pt5022h/11698738.html
PT5047H | Texas Instruments | 25: 12.8091 50: 12.3613 100: 12.0926 300: 12.003 500: 11.9134 1,000: 11.7343 5,000: 11.6447 | 10.8W 1 Through hole mounting |  |  |  | ITE (Commercial) | PT5047 |  |  | 600mA |  |  |  | 85% | - | [5 empty] | 1 (Unlimited) |  | Through Hole |  | 1 |  |  | -20°C ~ 85°C |  |  | 3-SIP Module | Tray |  |  | 1573552 |  |  | PT5040 | - |  | 14V | 4.75V |  |  | 18V | - | 94 | https://www.unikeyic.com/media/datasheet/63/12/1163/63/32d617aaf06fc3e7f1054b779ddbb69d.pdf | https://www.unikeyic.com/products/other-power-supply/pt5047h/28564947.html
PT5505N | Texas Instruments | 25: 18.2249 50: 17.5877 100: 17.2053 300: 17.0779 500: 16.9504 1,000: 16.6955 5,000: 16.5681 | 1 SIP Through hole mounting 22.9mm*12.2mm*24.1mm |  |  |  | ITE (Commercial) | PT5505 |  |  | 3A |  |  |  | 81% | - | [5 empty] | 1 (Unlimited) |  | Through Hole |  | 1 |  |  | -40°C ~ 85°C |  |  | 5-SIP Module | Tray |  |  | 386694 |  |  | Excalibur™ PT5500 | 0.90" L x 0.48" W x 0.95" H (22.9mm x 12.2mm x 24.1mm) |  | 5.5V | 3.1V |  |  | 1.5V | - | 218 | https://www.unikeyic.com/media/datasheet/92/9f/c4da/92/c696609446080b14697b2fea5b114803.pdf | https://www.unikeyic.com/products/other-power-supply/pt5505n/29056421.html
PT6323R | Texas Instruments | 25: 22.5757 50: 21.7864 100: 21.3128 300: 21.1549 500: 20.997 1,000: 20.6813 5,000: 20.5234 | 1 glue mount 59.7mm*9.65mm*9.4mm |  |  |  | ITE (Commercial) | PT6323 |  |  | 3A |  |  |  | 84% | - | [5 empty] | 1 (Unlimited) |  | Through Hole |  | 1 |  |  | -40°C ~ 85°C |  |  | 12-SIP Module | Tray |  |  | 323092 |  |  | PT6320 | - |  | 26V | 7V |  |  | 3.3V | - | 33 | https://www.unikeyic.com/media/datasheet/41/77/3378/41/13c6b70615c7a1f1750253a2c11bcdb2.pdf | https://www.unikeyic.com/products/other-power-supply/pt6323r/12386438.html
PT6505N | Texas Instruments | 1: 54.8702 25: 53.0165 50: 51.1628 100: 50.0505 300: 49.6798 500: 49.309 1,000: 48.5676 5,000: 48.1968 | 1 SIP Through hole mounting 43.43mm*10.7mm*30.98mm |  |  |  | ITE (Commercial) | PT6505 |  |  | 8A |  |  |  | 65% | - | [5 empty] | 1 (Unlimited) |  | Through Hole |  | 1 |  |  | -40°C ~ 85°C |  |  | 14-SIP Module | Tray |  |  | 355178 |  |  | PT6500 | - |  | 6V | 3.1V |  |  | 1.2V | - | 545 | https://www.unikeyic.com/media/datasheet/48/13/228f/48/8524e4727a5f4a259481429ec410b028.pdf | https://www.unikeyic.com/products/other-power-supply/pt6505n/11556064.html
PT6526G | Texas Instruments | 1: 33.8826 25: 32.7379 50: 31.5932 100: 30.9064 300: 30.6774 500: 30.4485 1,000: 29.9906 5,000: 29.7617 | 1 Through hole mounting 62.48mm*10.7mm*30.98mm |  |  |  | ITE (Commercial) | PT6526 |  |  | 8A |  |  |  | 78% | - | [5 empty] | 1 (Unlimited) |  | Through Hole, Right Angle |  | 1 |  |  | -40°C ~ 85°C |  |  | 14-SIP Module | Tray |  |  | 354963 |  |  | PT6520 | - |  | 5.5V | 3.1V |  |  | 1.8V | - | 56 | https://www.unikeyic.com/media/datasheet/70/eb/df38/70/2c600130c345ab191f9e0a3283a7b6f7.pdf | https://www.unikeyic.com/products/other-power-supply/pt6526g/11769745.html
PT6603E | Texas Instruments | 1: 39.9128 25: 38.5644 50: 37.216 100: 36.4069 300: 36.1372 500: 35.8676 1,000: 35.3282 5,000: 35.0585 | SMD 43.434mm × 30.988mm × 10.668mm |  |  |  | ITE (Commercial) | PT6603 |  |  | 9A |  |  |  | 76% | Remote On/Off, OTP | [5 empty] | 1 (Unlimited) |  | Surface Mount |  | 1 |  |  | -40°C ~ 85°C |  |  | 14-SMD Module | Tray |  |  | 323220 |  |  | PT6600 | 1.71" L x 1.22" W x 0.42" H (43.4mm x 31.0mm x 10.7mm) |  | 6V | 4.5V |  |  | 2.5V | - | 145 | https://www.unikeyic.com/media/datasheet/6c/bd/3e51/6cbd3e5172787b3a9455793786207f96.pdf | https://www.unikeyic.com/products/other-power-supply/pt6603e/12492637.html
PT6603R | Texas Instruments | 1: 31.2374 25: 30.1821 50: 29.1268 100: 28.4936 300: 28.2826 500: 28.0715 1,000: 27.6494 5,000: 27.4383 | 1 glue mount 62.48mm*10.7mm*30.98mm |  |  |  | ITE (Commercial) | PT6603 |  |  | 9A |  |  |  | 76% | - | [5 empty] | 1 (Unlimited) |  | Through Hole |  | 1 |  |  | -40°C ~ 85°C |  |  | 14-SIP Module | Tray |  |  | 323227 |  |  | PT6600 | - |  | 6V | 4.5V |  |  | 2.5V | - | 47 | https://www.unikeyic.com/media/datasheet/6c/bd/3e51/6cbd3e5172787b3a9455793786207f96.pdf | https://www.unikeyic.com/products/other-power-supply/pt6603r/29168511.html
PT6625R | Texas Instruments | 1: 33.8826 25: 32.7379 50: 31.5932 100: 30.9064 300: 30.6774 500: 30.4485 1,000: 29.9906 5,000: 29.7617 | 1 glue mount 59.944mm*10.668mm*30.988mm |  |  |  | ITE (Commercial) | PT6625 |  |  | 6A |  |  |  | 85% | - | [5 empty] | 1 (Unlimited) |  | Through Hole |  | 1 |  |  | -40°C ~ 85°C |  |  | 14-SIP Module | Tray |  |  | 11524984 |  |  | PT6620 | 2.36" L x 0.42" W x 1.22" H (59.9mm x 10.7mm x 31.0mm) |  | 16V | 9V |  |  | 5V | - | 654 | https://www.unikeyic.com/media/datasheet/3b/f4/2e5b/3b/504516da6bcd11248dce972d1659f169.pdf | https://www.unikeyic.com/products/other-power-supply/pt6625r/28562271.html
PT6626D | Texas Instruments | 1: 33.3 25: 32.175 50: 31.05 100: 30.375 300: 30.15 500: 29.925 1,000: 29.475 5,000: 29.25 | TH, 43.434mm × 30.988mm × 10.668mm |  |  |  | ITE (Commercial) | PT6626 |  |  | 6A |  |  |  | 92% | - | [5 empty] | 1 (Unlimited) |  | Through Hole, Right Angle |  | 1 |  |  | -40°C ~ 85°C |  |  | 14-SIP Module | Tray |  |  | 323292 |  |  | PT6620 | 1.71" L x 1.22" W x 0.42" H (43.4mm x 31.0mm x 10.7mm) |  | 16V | 12V |  |  | 9V | - | 45 | https://www.unikeyic.com/media/datasheet/e2/9b/0976/e2/04e86a7e9e95babd6261f8ae620bf445.pdf | https://www.unikeyic.com/products/other-power-supply/pt6626d/29206002.html
PT6641P | Texas Instruments | 1: 25.3647 25: 24.5078 50: 23.6509 100: 23.1367 300: 22.9653 500: 22.7939 1,000: 22.4512 5,000: 22.2798 | TH Mount, 43.4mm × 10.7mm × 31mm |  |  |  | ITE (Commercial) | PT6641 |  |  | 4A |  |  |  | 77% | - | [5 empty] | 1 (Unlimited) |  | Through Hole |  | 1 |  |  | -40°C ~ 85°C |  |  | 14-SIP Module | Tray |  |  | 354980 |  |  | PT6640 (24W) | - |  | 27V | 8V |  |  | -3.3V | - | 98 | https://www.unikeyic.com/media/datasheet/ad/95/7322/ad/27e6e5e9ca964e9f71542410ebb5e2f7.pdf | https://www.unikeyic.com/products/other-power-supply/pt6641p/29164424.html
PT6646P | Texas Instruments | 1: 25.3647 25: 24.5078 50: 23.6509 100: 23.1367 300: 22.9653 500: 22.7939 1,000: 22.4512 5,000: 22.2798 | 24W 1 SIP Through hole mounting 43.4mm*10.7mm*31mm |  |  |  | ITE (Commercial) | PT6646 |  |  | 4A |  |  |  | 74% | - | [5 empty] | 1 (Unlimited) |  | Through Hole |  | 1 |  |  | -40°C ~ 85°C |  |  | 14-SIP Module | Tray |  |  | 354995 |  |  | PT6640 (24W) | - |  | 27V | 8V |  |  | -2.5V | - | 77 | https://www.unikeyic.com/media/datasheet/e5/d7/dbe4/e5/c65a417eb671c17bd5ecc6de09f4b152.pdf | https://www.unikeyic.com/products/other-power-supply/pt6646p/29003566.html
PT6673P | Texas Instruments | 1: 33.0166 25: 31.9012 50: 30.7857 100: 30.1165 300: 29.8934 500: 29.6703 1,000: 29.2241 5,000: 29.0011 | 20W 1 Through hole mounting 43.43mm(Length)*10.7mm(width) |  |  |  | ITE (Commercial) | PT6673 |  |  | 1.25A |  |  |  | 82% | - | [5 empty] | 1 (Unlimited) |  | Through Hole |  | 1 |  |  | -40°C ~ 85°C |  |  | 14-SIP Module | Tray |  |  | 307319 |  |  | PT6670 | - |  | 3.6V | 3.1V |  |  | 12V | - | 32 | https://www.unikeyic.com/media/datasheet/9e/f3/dace/9e/341d3d278b915dd2e0db55219532c229.pdf | https://www.unikeyic.com/products/other-power-supply/pt6673p/28765433.html
PT6674D | Texas Instruments | 1: 25.3647 25: 24.5078 50: 23.6509 100: 23.1367 300: 22.9653 500: 22.7939 1,000: 22.4512 5,000: 22.2798 | 24W Through hole mounting |  |  |  | ITE (Commercial) | PT6674 |  |  | 2A |  |  |  | 86% | - | [5 empty] | 1 (Unlimited) |  | Through Hole, Right Angle |  | 1 |  |  | -40°C ~ 85°C |  |  | 14-SIP Module | Tray |  |  | 307297 |  |  | PT6670 | - |  | 5.5V | 4.5V |  |  | 12V | - | 49 | https://www.unikeyic.com/media/datasheet/9e/f3/dace/9e/341d3d278b915dd2e0db55219532c229.pdf | https://www.unikeyic.com/products/other-power-supply/pt6674d/29413587.html
PT6674P | Texas Instruments | 1: 25.3647 25: 24.5078 50: 23.6509 100: 23.1367 300: 22.9653 500: 22.7939 1,000: 22.4512 5,000: 22.2798 | 24W 1 Through hole mounting 43.43mm(Length)*10.7mm(width) |  |  |  | ITE (Commercial) | PT6674 |  |  | 2A |  |  |  | 86% | - | [5 empty] | 1 (Unlimited) |  | Through Hole |  | 1 |  |  | -40°C ~ 85°C |  |  | 14-SIP Module | Tray |  |  | 307317 |  |  | PT6670 | - |  | 5.5V | 4.5V |  |  | 12V | - | 57 | https://www.unikeyic.com/media/datasheet/33/e1/6ec5/33/ae5c2ad1cef72a348975abe462680416.pdf | https://www.unikeyic.com/products/other-power-supply/pt6674p/12438005.html
PT6683R | Texas Instruments | 1: 33.8826 25: 32.7379 50: 31.5932 100: 30.9064 300: 30.6774 500: 30.4485 1,000: 29.9906 5,000: 29.7617 | 1 glue mount 62.48mm*10.7mm*30.98mm |  |  |  | ITE (Commercial) | PT6683 |  |  | 5A |  |  |  | 82% | - | [5 empty] | 1 (Unlimited) |  | Through Hole |  | 1 |  |  | -40°C ~ 85°C |  |  | 14-SIP Module | Tray |  |  | 355013 |  |  | PT6680 | - |  | 36V | 18V |  |  | 5V | - | 34 | https://www.unikeyic.com/media/datasheet/38/2f/9986/382f9986ba9566b68dcfef4e8677d017.pdf | https://www.unikeyic.com/products/other-power-supply/pt6683r/28768958.html
PT6715C | Texas Instruments | 1: 26.0889 25: 25.2076 50: 24.3262 100: 23.7973 300: 23.6211 500: 23.4448 1,000: 23.0922 5,000: 22.916 | 1 Through hole mounting 65.532mm*30.226mm*30.22mm |  |  |  | ITE (Commercial) | PT6715 |  |  | 13A |  |  |  | 91% | Remote On/Off, SCP | [5 empty] | 3 (168 Hours) |  | Surface Mount |  | 1 |  |  | -40°C ~ 85°C |  |  | 17-SMD Module | Tray |  |  | 323412 |  |  | Excalibur™ PT6715 | 2.58" L x 1.19" W x 0.50" H (65.5mm x 30.2mm x 12.7mm) |  | 5.5V | 4.5V |  |  | 3.3V | - | 98 | https://www.unikeyic.com/media/datasheet/3f/12/e016/3f12e0160a7d77da384b5d65b9f971fa.pdf | https://www.unikeyic.com/products/other-power-supply/pt6715c/11400629.html
PT6905N | Texas Instruments | 1: 45.9902 25: 44.4365 50: 42.8828 100: 41.9505 300: 41.6398 500: 41.329 1,000: 40.7076 5,000: 40.3968 | 12W 1 Through hole mounting 67.1mm*14.2mm*13.97mm |  |  |  | ITE (Commercial) | PT6905 |  |  | 2.5A |  |  |  | 75% | - | [5 empty] | 1 (Unlimited) |  | Through Hole |  | 1 |  |  | 0°C ~ 85°C |  |  | 23-SIP Module | Tray |  |  | 11517241 |  |  | PT6900 (12W) | - |  | 3.6V | 3.1V |  |  | -5.2V | - | 18 | https://www.unikeyic.com/media/datasheet/f8/5a/1b17/f8/4b9aa12f0e19fd4bcb7d6815c15a1ad4.pdf | https://www.unikeyic.com/products/other-power-supply/pt6905n/28568479.html
PT7705C | Texas Instruments | 1: 56.0983 25: 54.2031 50: 52.3079 100: 51.1707 300: 50.7917 500: 50.4127 1,000: 49.6546 5,000: 49.2755 | 1 Through hole mounting 71.37mm*12.7mm*32.5mm |  |  |  | ITE (Commercial) | PT7705 |  |  | 18A |  |  |  | 89% | Remote On/Off | [5 empty] | 1 (Unlimited) |  | Surface Mount |  | 1 |  |  | 0°C ~ 85°C |  |  | 27-SMD Module | Tray |  |  | 307230 |  |  | PT7705 | - |  | 5.5V | 4.5V |  |  | 1.3 ~ 3.5V | - | 156 | https://www.unikeyic.com/media/datasheet/72/af/1f83/72af1f831012e1175df3ef93d89424c7.pdf | https://www.unikeyic.com/products/other-power-supply/pt7705c/28741086.html
PT7707C | Texas Instruments | 1: 56.0983 25: 54.2031 50: 52.3079 100: 51.1707 300: 50.7917 500: 50.4127 1,000: 49.6546 5,000: 49.2755 | 1 SIP-27 Through hole mounting 71.37mm(Length) |  |  |  |  | PT7707 | [13 empty] | 1 (Unlimited) |  | Through Hole, Horizontal | [7 empty] | 27-SIP Module, Horizontal | Tray |  |  | 11557307 |  |  | * | [8 empty] | 76 | https://www.unikeyic.com/media/datasheet/f0/57/f06e/f0/a080c9c6dde8060371158e90ba9f3bf9.pdf | https://www.unikeyic.com/products/other-power-supply/pt7707c/11990018.html
PT7709C | Texas Instruments | 1: 72.9294 25: 70.4655 50: 68.0017 100: 66.5234 300: 66.0306 500: 65.5379 1,000: 64.5523 5,000: 64.0596 | 1 SMD mount 71.37mm(Length)*32.5mm(height) |  |  |  | ITE (Commercial) | PT7709 |  |  | 20A |  |  |  | 90% | SCP | [5 empty] | 1 (Unlimited) |  | Surface Mount |  | 1 |  |  | -40°C ~ 85°C |  |  | 27-SMD Module | Tray |  |  | 1573592 |  |  | PT7700 | - |  | 5.5V | 4.5V |  |  | 1.3 ~ 3.5V | - | 29 | https://www.unikeyic.com/media/datasheet/0e/da/e0a8/0e/dad70e5d279606cf34604db132658245.pdf | https://www.unikeyic.com/products/other-power-supply/pt7709c/28404404.html
PT7773A | Texas Instruments | 1: 83.4153 25: 80.5972 50: 77.7791 100: 76.0883 300: 75.5247 500: 74.9611 1,000: 73.8338 5,000: 73.2702 | 1 Through hole mounting 71.37mm*12.7mm*45.16mm |  |  |  | ITE (Commercial) | PT7773 |  |  | 32A |  |  |  | 86% | - | [5 empty] | 1 (Unlimited) |  | Through Hole, Horizontal |  | 1 |  |  | 0°C ~ 85°C |  |  | 27-SIP Module, Horizontal | Tray |  |  | 323498 |  |  | PT7770 | - |  | 5.5V | 4.5V |  |  | 0.8 ~ 3.1V | - | 143 | https://www.unikeyic.com/media/datasheet/3b/0a/ac38/3b/f4f3ae005672461543cca4bd0437b6c8.pdf | https://www.unikeyic.com/products/other-power-supply/pt7773a/29460106.html
PW180KA4800F01 | SL Power Electronics | 1: 29.3917 10: 25.8361 25: 24.5426 50: 23.6072 100: 22.7078 250: 21.571 500: 20.7489 | 20W desktop mounting 101mm*61.5mm*34.2mm |  |  |  |  | PW180KA4800 | [6 empty] | 70% | OCP | [5 empty] | Not Applicable |  | Desktop |  |  |  |  | 0°C ~ 40°C |  |  |  | Box |  |  | 1245206 |  |  | PW180KA | 3.98" L x 2.40" W x 1.35" H (101.0mm x 61.5mm x 34.2mm) | 100 ~ 250 VAC |  |  |  | 48V |  |  | 112 | https://www.unikeyic.com/media/datasheet/9e/5e/e93a/9e/7b6d1a2992ea3572db6d7bbe47bb6b12.pdf | https://www.unikeyic.com/products/other-power-supply/pw180ka4800f01/28761476.html
PW180KB4800F01 | SL Power Electronics | 50: 30.2805 | 15.4W desktop mounting 101mm*61.5mm*34.2mm |  |  |  |  | PW180KB4800 | [6 empty] | - | OCP, SCP | [5 empty] | Not Applicable |  | Desktop |  |  |  |  | 0°C ~ 40°C |  |  |  | Box | [5 empty] | PW180KB | 3.98" L x 2.40" W x 1.35" H (101.0mm x 61.5mm x 34.2mm) | 100 ~ 250 VAC |  |  |  | 48V |  |  | 261 | https://www.unikeyic.com/media/datasheet/18/67/1b14/18/bec7605b4b48aaf0af0aa561ce27267e.pdf | https://www.unikeyic.com/products/other-power-supply/pw180kb4800f01/12399429.html
PYBE30-Q24-D15-U | CUI INC | 1: 89.3796 5: 87.8252 10: 77.7214 | 30W 2 Bracket Mount 55mm × 52.3mm × 19mm |  |  |  | ITE (Commercial) |  |  |  | 1A, 1A |  |  |  | 89% | [6 empty] | 1 (Unlimited) |  | Chassis Mount |  | 2 |  |  | -40°C ~ 80°C (With Derating) |  |  |  | Tray | 30W |  | 16526917 |  |  | PYBE30 (30W) | 2.17" L x 2.06" W x 0.75" H (55.0mm x 52.3mm x 19.0mm) |  | 36V | 9V | 1.5 kV |  | 15V | -15V | 1 | https://www.unikeyic.com/media/about_us/Unikey_ISO_9001_Certification.pdf | https://www.unikeyic.com/products/other-power-supply/pybe30-q24-d15-u/12096357.html
PYBE30-Q24-S3-U | CUI INC | 1: 80.312 5: 69.8365 | 30W 1 Base Mount 55mm × 52.3mm × 19mm |  |  |  | ITE (Commercial) |  |  |  | 6A |  |  |  | 85% | [6 empty] | 1 (Unlimited) |  | Chassis Mount |  | 1 |  |  | -40°C ~ 80°C (With Derating) |  |  |  | Tray | 30W |  |  |  |  | PYBE30 (30W) | 2.17" L x 2.06" W x 0.75" H (55.0mm x 52.3mm x 19.0mm) |  | 36V | 9V | 1.5 kV |  | 3.3V | - | 16 | https://www.unikeyic.com/media/about_us/Unikey_ISO_9001_Certification.pdf | https://www.unikeyic.com/products/other-power-supply/pybe30-q24-s3-u/28369833.html
PYBE30-Q48-S5-U | CUI INC | 1: 73.9394 5: 64.2951 | 30W 1-Pos Bracket Mount 55mm × 52.3mm × 19mm |  |  |  | ITE (Commercial) |  |  |  | 6A |  |  |  | 87% | [6 empty] | 1 (Unlimited) |  | Chassis Mount |  | 1 |  |  | -40°C ~ 80°C (With Derating) |  |  |  | Tray | 30W |  |  |  |  | PYBE30 (30W) | 2.17" L x 2.06" W x 0.75" H (55.0mm x 52.3mm x 19.0mm) |  | 75V | 18V | 1.5 kV |  | 5V | - | 16 | https://www.unikeyic.com/media/about_us/Unikey_ISO_9001_Certification.pdf | https://www.unikeyic.com/products/other-power-supply/pybe30-q48-s5-u/12417293.html
R-78C5.0-1.0/X9 | RECOM Power | 1: 12.96 5: 12.474 10: 12.2731 42: 11.8641 84: 11.6712 126: 11.5597 252: 11.3714 504: 11.186 | 5W 1 Through hole mounting 11.6mm*8.5mm*10.4mm |  |  |  | ITE (Commercial) | R-78C5.0 | - |  | 1A |  |  |  | 93% | - | [5 empty] | 1 (Unlimited) |  | Through Hole |  | 1 |  |  | -40°C ~ 85°C (With Derating) |  |  | 3-SIP Module | Tube | 5 W |  | 11618255 |  |  | INNOLINE R-78C-1.0 | 0.46" L x 0.33" W x 0.41" H (11.6mm x 8.5mm x 10.4mm) |  | 42V | 8V |  |  | 5V | - | 155 | https://www.unikeyic.com/media/datasheet/03/2d/21b7/032d21b73e2c883f846c3c5de0a50bd4.pdf | https://www.unikeyic.com/products/other-power-supply/r-78c5-0-1-0-x9/29317811.html
RACM30-15SK/277/OF | RECOM Power | 1: 21.0504 5: 18.6737 10: 17.8119 25: 17.026 | 30W 1 base mount 76.2mm*38.1mm*25mm |  |  | Commercial, Industrial | [13 empty] | 76.2mm*38.1mm*25mm | - |  | base mount |  | 1 |  |  | -40℃~90℃ |  | 30W | [18 empty] | https://www.unikeyic.com/media/about_us/Unikey_ISO_9001_Certification.pdf | https://www.unikeyic.com/products/other-power-supply/racm30-15sk-277-of/488764321.html
RDDW10H-05 | Mean-Well USA, Inc. | 1: 26.6647 | 10W 2 DIP-24 Through hole mounting 31.8mm*20.3mm*12.7mm |  |  |  | ITE (Commercial) | RDDW10H | - |  | 1A, 1A |  |  |  | 85% | Remote On/Off | [5 empty] | 1 (Unlimited) |  | Through Hole |  | 2 |  |  | -40°C ~ 85°C (With Derating) |  |  | 24-DIP Module, 9 Leads | Tube | 10 W |  | 11482475 |  |  | RDDW10 (10W) | 1.25" L x 0.80" W x 0.50" H (31.8mm x 20.3mm x 12.7mm) |  | 160V | 43V | 3 kV |  | 5V | -5V | 3 | https://www.unikeyic.com/media/pdf/HTMLDatasheet/mean-well-usa-inc/2f/9f/a09b/rsdw10h-05/2025/11/rsdw10h-05.pdf | https://www.unikeyic.com/products/other-power-supply/rddw10h-05/28626121.html
RDDW10H-12 | Mean-Well USA, Inc. | 1: 17.4195 10: 16.7743 50: 16.1292 | 10W 2 DIP-24 Through hole mounting 31.8mm*20.3mm*12.7mm |  |  |  | ITE (Commercial) | RDDW10H | - |  | 416mA, 416mA |  |  |  | 87% | Remote On/Off | [5 empty] | 1 (Unlimited) |  | Through Hole |  | 2 |  |  | -40°C ~ 85°C (With Derating) |  |  | 24-DIP Module, 9 Leads | Tube | 10 W |  |  |  |  | RDDW10 (10W) | 1.25" L x 0.80" W x 0.50" H (31.8mm x 20.3mm x 12.7mm) |  | 160V | 43V | 3 kV |  | 12V | -12V | 11 | https://www.unikeyic.com/media/pdf/HTMLDatasheet/mean-well-usa-inc/2f/9f/a09b/rsdw10h-05/2025/11/rsdw10h-05.pdf | https://www.unikeyic.com/products/other-power-supply/rddw10h-12/11400548.html
RDDW20G-05 | Mean-Well USA, Inc. | 1: 33.825 | 20W 2 DIP-6 Through hole mounting 50.8mm*25.4mm*10.2mm |  |  |  |  | RDDW20G | - |  | 2A, 2A |  |  |  | 89% | Adjustable Output, Remote On/Off | [5 empty] | 1 (Unlimited) |  | Through Hole |  | 2 |  |  | -40°C ~ 85°C (With Derating) |  |  | 6-DIP Module | Tube | 20 W |  |  |  |  | RDDW20 (20W) | 2.00" L x 1.00" W x 0.40" H (50.8mm x 25.4mm x 10.2mm) |  | 75V | 18V | 1.5 kV |  | 5V | -5V | 10 | https://www.unikeyic.com/media/pdf/HTMLDatasheet/mean-well-usa-inc/37/38/4a2b/rddw20g-05/2025/11/rddw20g-12.pdf | https://www.unikeyic.com/products/other-power-supply/rddw20g-05/28682223.html
RDDW20H-12 | Mean-Well USA, Inc. | 1: 34.02 | 20W 2 DIP-6 Through hole mounting 50.8mm*25.4mm*10.2mm |  |  |  |  | RDDW20H | - |  | 1.833A, 1.833A |  |  |  | 89% | Adjustable Output, Remote On/Off | [5 empty] | 1 (Unlimited) |  | Through Hole |  | 2 |  |  | -40°C ~ 85°C (With Derating) |  |  | 6-DIP Module | Tube | 44 W |  |  |  |  | RDDW20 (20W) | 2.00" L x 1.00" W x 0.40" H (50.8mm x 25.4mm x 10.2mm) |  | 160V | 43V | 3 kV |  | 12V | -12V | 6 | https://www.unikeyic.com/media/pdf/HTMLDatasheet/mean-well-usa-inc/37/38/4a2b/rddw20g-05/2025/11/rddw20g-12.pdf | https://www.unikeyic.com/products/other-power-supply/rddw20h-12/29254884.html
RDS100A-24-12 | TDK-Lambda | 1: 658.3669 10: 578.1648 | 100W 1 base mount 220mm*60mm*95mm |  |  | Commercial | [13 empty] | 220mm*60mm*95mm | - |  | base mount |  | 1 |  |  | -20℃~60℃ |  | 100W |  |  |  |  | On sale |  |  | bulk | [9 empty] | 1 | https://www.unikeyic.com/media/about_us/Unikey_ISO_9001_Certification.pdf | https://www.unikeyic.com/products/other-power-supply/rds100a-24-12/11995723.html
RDS60A-24-24 | TDK-Lambda | 1: 434.6181 10: 383.0526 | 60W 1 base mount 160mm*43mm*95mm |  |  | Commercial | [13 empty] | 160mm*43mm*95mm | - |  | base mount |  | 1 |  |  | -20℃~60℃ |  | 60W |  |  |  |  | On sale |  |  | bulk | [9 empty] | 1 | https://www.unikeyic.com/media/about_us/Unikey_ISO_9001_Certification.pdf | https://www.unikeyic.com/products/other-power-supply/rds60a-24-24/11443729.html
RMOD400-28-13SW | RECOM Power | 1: 343.0913 5: 330.2837 10: 324.9055 25: 317.921 | 400W 1 base mount 203.2mm*115.1mm*61mm |  |  | Commercial | [13 empty] | 203.2mm*115.1mm*61mm | - |  | base mount |  | 1 |  |  | -35℃~85℃ |  | 400W | [7 empty] | boxed | [9 empty] | 9 | https://www.unikeyic.com/media/about_us/Unikey_ISO_9001_Certification.pdf | https://www.unikeyic.com/products/other-power-supply/rmod400-28-13sw/613552964.html
RMOD400-60-24SW | RECOM Power | 1: 331.56 5: 319.181 10: 313.9852 25: 307.2345 | 401W 1 base mount 203.2mm*115.1mm*61mm |  |  | Commercial | [13 empty] | 203.2mm*115.1mm*61mm | - |  | base mount |  | 1 |  |  | -35℃~85℃ |  | 401W | [7 empty] | boxed | [9 empty] | 10 | https://www.unikeyic.com/media/about_us/Unikey_ISO_9001_Certification.pdf | https://www.unikeyic.com/products/other-power-supply/rmod400-60-24sw/612961604.html
RMOD400-80-13SEW | RECOM Power | 1: 339.7356 5: 326.754 10: 318.1248 20: 282.204 | 400W 1 base mount 203.2mm*115.1mm*61mm |  |  | Commercial | [13 empty] | 203.2mm*115.1mm*61mm | - |  | base mount |  | 1 |  |  | -35℃~85℃ |  | 400W | [7 empty] | boxed | [9 empty] | 10 | https://www.unikeyic.com/media/about_us/Unikey_ISO_9001_Certification.pdf | https://www.unikeyic.com/products/other-power-supply/rmod400-80-13sew/609197636.html
RMOD600-60-24SW | RECOM Power | 1: 515.5596 5: 496.3032 10: 488.214 25: 408.5873 | 600W 1 base mount 203.2mm*115.1mm*71.1mm |  |  | Commercial | [13 empty] | 203.2mm*115.1mm*71.1mm | - |  | base mount |  | 1 |  |  | -35℃~85℃ |  | 600W | [7 empty] | boxed | [9 empty] | 13 | https://www.unikeyic.com/media/about_us/Unikey_ISO_9001_Certification.pdf | https://www.unikeyic.com/products/other-power-supply/rmod600-60-24sw/608952644.html
RPM15-2412SFW/P | RECOM Power | 1: 54.8942 | 15W 101.6mm*57.15mm*19mm | [18 empty] | Not Applicable | [10 empty] | Bulk |  |  | 5120369 |  |  | * | [8 empty] | 8 | https://www.unikeyic.com/media/about_us/Unikey_ISO_9001_Certification.pdf | https://www.unikeyic.com/products/other-power-supply/rpm15-2412sfw-p/12327632.html
RPP40-2405S | RECOM Power | 1: 117.882 | 40W 1 50.8mm × 25.4mm × 11.684mm |  |  |  | ITE (Commercial) |  |  |  | 8A |  |  |  | 91% | Remote On/Off, OCP, OTP, OVP, SCP, UVLO | [5 empty] | 1 (Unlimited) |  | Through Hole |  | 1 |  |  | -45°C ~ 86°C |  |  | 6-DIP Module | Tube |  |  | 11307611 |  |  | POWERLINE+ RPP40 (40W) | 2.00" L x 1.20" W x 0.46" H (50.8mm x 30.5mm x 11.7mm) |  | 36V | 18V | 2.25 kV |  | 5V | - | 27 | https://www.unikeyic.com/media/pdf/HTMLDatasheet/recom-power/d9/f6/d735/rpp40-2405s/2025/11/rpp40-series.pdf | https://www.unikeyic.com/products/other-power-supply/rpp40-2405s/29147652.html
RSD-500C-48 | Mean-Well USA, Inc. | 1: 174.5675 10: 168.102 50: 161.6365 | 461W 1 base mount 237mm*100mm*41mm |  |  |  | ITE (Commercial), Railway | RSD-500 |  |  | 9.6A |  |  |  | 93% | [6 empty] | Not Applicable |  | Chassis Mount |  | 1 |  |  | -40°C ~ 80°C (With Derating) |  |  |  | Box | 461W |  |  |  |  | RSD-500 (500W) | 9.33" L x 3.94" W x 1.61" H (237.0mm x 100.0mm x 41.0mm) |  | 67.2V | 33.6V | 4 kV |  | 48V | - | 44 | https://www.unikeyic.com/media/datasheet/b7/1d/67e2/b71d67e24ef9fb4f757bd0799cad87d0.pdf | https://www.unikeyic.com/products/other-power-supply/rsd-500c-48/22977021.html
RSDW10H-05 | Mean-Well USA, Inc. | 1: 17.2598 10: 16.6206 50: 15.9813 | 10W 1 DIP-24 Through hole mounting 31.8mm*12.7mm*20.3mm |  |  |  | ITE (Commercial) | RSDW10H | - |  | 2A |  |  |  | 87% | Remote On/Off | [5 empty] | 1 (Unlimited) |  | Through Hole |  | 1 |  |  | -40°C ~ 85°C (With Derating) |  |  | 24-DIP Module, 9 Leads | Tube | 10 W |  | 11482320 |  |  | RSDW10 (10W) | 1.25" L x 0.80" W x 0.50" H (31.8mm x 20.3mm x 12.7mm) |  | 160V | 43V | 3 kV |  | 5V | - | 346 | https://www.unikeyic.com/media/pdf/HTMLDatasheet/mean-well-usa-inc/2f/9f/a09b/rsdw10h-05/2025/11/rsdw10h-05.pdf | https://www.unikeyic.com/products/other-power-supply/rsdw10h-05/28851621.html
RSDW10H-15 | Mean-Well USA, Inc. | 1: 16.9583 10: 16.3302 50: 15.7021 | 10W 1 DIP-24 Through hole mounting 31.8mm*12.7mm*20.3mm |  |  |  | ITE (Commercial) | RSDW10H | - |  | 666mA |  |  |  | 88% | Remote On/Off | [5 empty] | 1 (Unlimited) |  | Through Hole |  | 1 |  |  | -40°C ~ 85°C (With Derating) |  |  | 24-DIP Module, 9 Leads | Tube | 10 W |  | 11481962 |  |  | RSDW10 (10W) | 1.25" L x 0.80" W x 0.50" H (31.8mm x 20.3mm x 12.7mm) |  | 160V | 43V | 3 kV |  | 15V | - | 20 | https://www.unikeyic.com/media/pdf/HTMLDatasheet/mean-well-usa-inc/2f/9f/a09b/rsdw10h-05/2025/11/rsdw10h-05.pdf | https://www.unikeyic.com/products/other-power-supply/rsdw10h-15/11934990.html
RTD-0524 | RECOM Power | 33: 7.5642 | 2W 2 SMD mount 15.24mm*9.398mm*8.89mm |  |  |  | ITE (Commercial) |  |  |  | 42mA, 42mA |  |  |  | 85% | SCP | [5 empty] | 1 (Unlimited) |  | Surface Mount |  | 2 |  |  | -40°C ~ 85°C |  |  | 10-SMD Module, 6 Leads | Tube | 2 W |  | 2323096 |  |  | ECONOLINE RTD (2W) | 0.60" L x 0.37" W x 0.35" H (15.2mm x 9.3mm x 9.0mm) |  | 5.5V | 4.5V | 1 kV |  | 24V | -24V | 66 | https://www.unikeyic.com/media/datasheet/90/24/70e1/e3/9f4de90fb7b3718f58f1e5ca315a0ae8.pdf | https://www.unikeyic.com/products/other-power-supply/rtd-0524/11518825.html
S2465TGE | BTicino | 1: 129.1982 | Bticino S2465TGE Plug Adapter | [17 empty] | - |  |  |  | - |  |  |  |  | - | [17 empty] | 60 | https://www.unikeyic.com/media/about_us/Unikey_ISO_9001_Certification.pdf | https://www.unikeyic.com/products/other-power-supply/s2465tge/870345200.html
S2466TGE | BTicino | 1: 144.6281 | Bticino S2466TGE Plug Adapter | [17 empty] | - |  |  |  | - |  |  |  |  | - | [17 empty] | 60 | https://www.unikeyic.com/media/about_us/Unikey_ISO_9001_Certification.pdf | https://www.unikeyic.com/products/other-power-supply/s2466tge/870809583.html
S2467TG | BTicino | 1: 37.3284 | Bticino S2467TG Plug Adapter | [17 empty] | - |  |  |  | - |  |  |  |  | - | [17 empty] | 36 | https://www.unikeyic.com/media/about_us/Unikey_ISO_9001_Certification.pdf | https://www.unikeyic.com/products/other-power-supply/s2467tg/870718706.html
S2495TAE | BTicino | 1: 146.4397 | Bticino S2495TAE Plug Adapter | [17 empty] | - |  |  |  | - |  |  |  |  | - | [17 empty] | 50 | https://www.unikeyic.com/media/about_us/Unikey_ISO_9001_Certification.pdf | https://www.unikeyic.com/products/other-power-supply/s2495tae/870876398.html
S2495TGE | BTicino | 1: 146.4397 | Bticino S2495TGE Plug Adapter | [17 empty] | - |  |  |  | - |  |  |  |  | - | [17 empty] | 50 | https://www.unikeyic.com/media/about_us/Unikey_ISO_9001_Certification.pdf | https://www.unikeyic.com/products/other-power-supply/s2495tge/870924704.html
S24C12M100BL | VICOR | 1: 732.618 | 100W, PCB Mount, 57.91mm × 36.83mm × 12.7mm |  |  |  | ITE (Commercial) |  | - |  | 8.33A |  |  |  | 86.2% | Adjustable Output, Remote Sense | [5 empty] | Not Applicable |  | Through Hole |  | 1 |  |  | -55°C ~ 100°C |  |  | Quarter Brick | Bulk | 100 W |  |  |  |  | - | 2.28" L x 1.45" W x 0.63" H (57.9mm x 36.8mm x 16.0mm) |  | 36V | 18V | 3 kV |  | 12V | - | 1 | https://www.unikeyic.com/media/datasheet/d9/ce/fc53/82/be386ecb357e9382e59f036dfc982962.pdf | https://www.unikeyic.com/products/other-power-supply/s24c12m100bl/29101716.html
S8VS-12024 | OMRON | 10: 92.6517 50: 91.1075 100: 88.0191 | Omron DIN Rail Power Supply S8VS Series 24V DC Out 85-264V AC In | [10 empty] | S8VS-12024 OMRON | [5 empty] | 121.3mm*50mm*115mm | 1.5% |  | DIN rail mounting |  | 1 |  |  | -10℃~60℃ |  | 120W |  |  |  |  | Stop production |  | Compliant | bulk | [9 empty] | 100 | https://www.unikeyic.com/media/datasheet/0d/ca/f6cf/0dcaf6cf347188e0df49ff8f134518d1.pdf | https://www.unikeyic.com/products/other-power-supply/s8vs-12024/12293430.html
SCP30T515B-UDN | SolaHevi-Duty | 1: 451.2672 5: 451.2672 | AC-DC CONVERTER, DIN RAIL, 3 O/P, 30W, 5A, 15V, -15V; Power Supply Applications:ITE; No. of Outputs:3 Output; Output Power Max:30W; Output Voltage - Output 1:5VDC; Output Current - Output 1:3A; Output Voltage - Output 2: | [17 empty] | - |  |  |  | - |  |  |  |  | - | [17 empty] | 5 | https://www.unikeyic.com/media/about_us/Unikey_ISO_9001_Certification.pdf | https://www.unikeyic.com/products/other-power-supply/scp30t515b-udn/682526267.html
SCW20A-05 | Mean-Well USA, Inc. | 1: 26.7835 | 20W 1 DIP-24 SMD mount，Through hole mounting 31.8mm*20.3mm*12.2mm |  |  |  | ITE (Commercial) | SCW20A | - |  | 4A |  |  |  | 86% | Remote On/Off | [5 empty] | 1 (Unlimited) |  | Through Hole |  | 1 |  |  | -40°C ~ 80°C (With Derating) |  |  | 24-DIP Module, 9 Leads | Tube | 20 W |  |  |  |  | SCW20 (20W) | 1.25" L x 0.80" W x 0.48" H (31.8mm x 20.3mm x 12.2mm) |  | 18V | 9V | 1.5 kV |  | 5V | - | 8 | https://www.unikeyic.com/media/pdf/HTMLDatasheet/mean-well-usa-inc/46/66/c4cc/scw20a-12/2025/11/scw20c-12.pdf | https://www.unikeyic.com/products/other-power-supply/scw20a-05/29090254.html
SCW20A-12 | Mean-Well USA, Inc. | 1: 18.2178 10: 17.543 50: 16.8683 | 20W 1 DIP-24 SMD mount，Through hole mounting 31.8mm*20.3mm*12.2mm |  |  |  | ITE (Commercial) | SCW20A | - |  | 1.666A |  |  |  | 86% | Remote On/Off | [5 empty] | 1 (Unlimited) |  | Through Hole |  | 1 |  |  | -40°C ~ 80°C (With Derating) |  |  | 24-DIP Module, 9 Leads | Tube | 20 W |  | 11482298 |  |  | SCW20 (20W) | 1.25" L x 0.80" W x 0.48" H (31.8mm x 20.3mm x 12.2mm) |  | 18V | 9V | 1.5 kV |  | 12V | - | 25 | https://www.unikeyic.com/media/pdf/HTMLDatasheet/mean-well-usa-inc/46/66/c4cc/scw20a-12/2025/11/scw20c-12.pdf | https://www.unikeyic.com/products/other-power-supply/scw20a-12/28954676.html
SCW20B-15 | Mean-Well USA, Inc. | 1: 22.1375 | 20W 1 DIP-24 SMD mount，Through hole mounting 31.8mm*20.3mm*12.2mm |  |  |  | ITE (Commercial) | SCW20B | - |  | 1.333A |  |  |  | 88% | Remote On/Off | [5 empty] | 1 (Unlimited) |  | Through Hole |  | 1 |  |  | -40°C ~ 80°C (With Derating) |  |  | 24-DIP Module, 9 Leads | Tube | 20 W |  | 11482086 |  |  | SCW20 (20W) | 1.25" L x 0.80" W x 0.48" H (31.8mm x 20.3mm x 12.2mm) |  | 36V | 18V | 1.5 kV |  | 15V | - | 28 | https://www.unikeyic.com/media/pdf/HTMLDatasheet/mean-well-usa-inc/46/66/c4cc/scw20a-12/2025/11/scw20c-12.pdf | https://www.unikeyic.com/products/other-power-supply/scw20b-15/11746714.html
SCW20C-12 | Mean-Well USA, Inc. | 1: 26.7835 | 20W 1 DIP-24 SMD mount，Through hole mounting 31.8mm*20.3mm*12.2mm |  |  |  | ITE (Commercial) | SCW20C | - |  | 1.666A |  |  |  | 87% | Remote On/Off | [5 empty] | 1 (Unlimited) |  | Through Hole |  | 1 |  |  | -40°C ~ 80°C (With Derating) |  |  | 24-DIP Module, 9 Leads | Tube | 20 W |  |  |  |  | SCW20 (20W) | 1.25" L x 0.80" W x 0.48" H (31.8mm x 20.3mm x 12.2mm) |  | 75V | 36V | 1.5 kV |  | 12V | - | 3 | https://www.unikeyic.com/media/pdf/HTMLDatasheet/mean-well-usa-inc/46/66/c4cc/scw20a-12/2025/11/scw20c-12.pdf | https://www.unikeyic.com/products/other-power-supply/scw20c-12/28921792.html
SL-2780/P | Tadiran Batteries | 1: 40.5538 | Tadiran 1No. battery, 3.6V, SL-2780/P, 19AH |  |  | Industrial | [14 empty] | - |  |  |  | - |  |  | -55℃~85℃ |  | - | [17 empty] | 34 | https://www.unikeyic.com/media/about_us/Unikey_ISO_9001_Certification.pdf | https://www.unikeyic.com/products/other-power-supply/sl-2780-p/28546331.html
SL9VOR | STORACELL | 1: 7.8787 | Storacell Battery storage box, Can accommodate4individual 9VBattery | [17 empty] | - |  |  |  | - |  |  |  |  | - | [17 empty] | 15 | https://www.unikeyic.com/media/about_us/Unikey_ISO_9001_Certification.pdf | https://www.unikeyic.com/products/other-power-supply/sl9vor/28757749.html
SL9VTB | STORACELL | 1: 7.8787 | Storacell Battery storage box, Can accommodate4individual 9VBattery | [17 empty] | - |  |  |  | - |  |  |  |  | - | [17 empty] | 32 | https://www.unikeyic.com/media/about_us/Unikey_ISO_9001_Certification.pdf | https://www.unikeyic.com/products/other-power-supply/sl9vtb/11830512.html
SLAA4OR | STORACELL | 1: 7.9297 | Storacell Battery storage box, Can accommodate4individual AABattery | [17 empty] | - |  |  |  | - |  |  |  |  | - | [17 empty] | 97 | https://www.unikeyic.com/media/about_us/Unikey_ISO_9001_Certification.pdf | https://www.unikeyic.com/products/other-power-supply/slaa4or/28393972.html
SLAA4TB | STORACELL | 1: 8.4524 | Storacell Battery storage box, Can accommodate4individual AABattery | [17 empty] | - |  |  |  | - |  |  |  |  | - | [17 empty] | 24 | https://www.unikeyic.com/media/about_us/Unikey_ISO_9001_Certification.pdf | https://www.unikeyic.com/products/other-power-supply/slaa4tb/12242699.html
SLAAA6TB | STORACELL | 1: 7.6365 | Storacell Battery storage box, Can accommodate6individual AAABattery | [17 empty] | - |  |  |  | - |  |  |  |  | - | [17 empty] | 154 | https://www.unikeyic.com/media/about_us/Unikey_ISO_9001_Certification.pdf | https://www.unikeyic.com/products/other-power-supply/slaaa6tb/12308151.html
SLB03070LR35 | nichicon | 3,000: 4.0539 15,000: 3.9142 | Lithium Battery Cylindrical 2.4V 0.00035Ah Rechargeable Through Hole T/R | [17 empty] | - |  |  |  | - |  |  | -30℃~60℃ |  | - | [17 empty] | 10000 | https://www.unikeyic.com/media/about_us/Unikey_ISO_9001_Certification.pdf | https://www.unikeyic.com/products/other-power-supply/slb03070lr35/28703552.html
SLB03070LR351BS | nichicon | 1: 4.6332 10: 3.8545 50: 3.389 100: 3.2062 250: 2.9798 500: 2.8193 1,000: 2.6676 | Lithium Battery Cylindrical 2.4V 0.00035Ah Rechargeable | [18 empty] | Not Applicable | [10 empty] | Tray |  |  | 14005853 |  |  | SLB | 0.12" Dia x 0.27" H (3.1mm x 6.8mm) | [7 empty] | 2648 | https://www.unikeyic.com/media/datasheet/0e/1c/2b0c/0e1c2b0c900e16a08e51c82c0ea159a1.pdf | https://www.unikeyic.com/products/other-power-supply/slb03070lr351bs/28353467.html
SLB08115L1406ZA | nichicon | 1: 12.4956 10: 10.3939 50: 9.5038 | Lithium Battery Cylindrical 2.4V 14mAh Rechargeable Bulk | [18 empty] | Not Applicable | [10 empty] | Strip |  |  | 14005850 |  |  | SLB | 0.31" Dia x 0.45" H (8.0mm x 11.5mm) | [7 empty] | 75 | https://www.unikeyic.com/media/pdf/HTMLDatasheet/nichicon/86/71/598c/slb08115l1401cv/2025/11/slb08115l1401cv.pdf | https://www.unikeyic.com/products/other-power-supply/slb08115l1406za/28629610.html
SLB125S24K | SL Power Electronics | 1: 63.4415 5: 60.4251 10: 59.1683 25: 57.5494 | 86W(125WForcedAir) 1 base mount 101.6mm*50.8mm*32.1mm |  |  |  | ITE (Commercial), Medical | SLB125 |  | 3.6 A |  |  |  |  | 89% | Universal Input | [5 empty] | Not Applicable |  | Chassis Mount |  | 1 |  |  | -20°C ~ 70°C (With Derating) |  |  |  | Box | 86W (125W Forced Air) |  | 13423899 |  |  | SLB125 (125W) | 4.00" L x 2.00" W x 1.26" H (101.6mm x 50.8mm x 32.1mm) | 80 ~ 264 VAC |  |  | 4 kV |  | 24V | - | 63 | https://www.unikeyic.com/media/datasheet/72/bd/86e0/72bd86e027bce8170ab5bb217e14f378.pdf | https://www.unikeyic.com/products/other-power-supply/slb125s24k/16042359.html
SLD4OR | STORACELL | 1: 7.8787 | Storacell Battery storage box, Can accommodate4individual DBattery | [17 empty] | - |  |  |  | - |  |  |  |  | - | [17 empty] | 9 | https://www.unikeyic.com/media/about_us/Unikey_ISO_9001_Certification.pdf | https://www.unikeyic.com/products/other-power-supply/sld4or/11951875.html
SMTU 2450N-1-LF | renata | 10: 1.6248 25: 1.5598 50: 1.4558 100: 1.4558 | HOLDER, SMD BATTERY, FOR CR 2450; Battery Sizes Accepted:2450; No. of Batteries:1; Battery Holder Mount:SMD; Product Range:-; SVHC:No SVHC (15-Jan-2019); Accessory Type:Battery Holder; Battery Size Code:2450; Battery Ter | [10 empty] | SMTU 2450N-1-LF renata | [5 empty] | 33mm(width)*16.1mm(height) | - |  | SMD mount |  | - |  |  |  |  | - | [6 empty] | Non-compliant | [10 empty] | 2075 | https://www.unikeyic.com/media/datasheet/95/93/5ebf/95/08fb1ceb33620495f5cfb3925508e705.pdf | https://www.unikeyic.com/products/other-power-supply/smtu-2450n-1-lf/11692986.html
SMTU 2477N-1-LF | renata | 10: 2.0734 25: 1.9904 50: 1.8577 100: 1.8577 | HOLDER, SMD BATTERY, FOR CR 2477N; Battery Sizes Accepted:2477; No. of Batteries:1; Battery Holder Mount:SMD; Product Range:-; SVHC:No SVHC (15-Jan-2019); Battery Terminals:SMD; Cell Diameter Max:33.8mm; External Depth:2 | [10 empty] | SMTU 2477N-1-LF renata | [5 empty] | 33mm(width)*16.1mm(height) | - |  | SMD mount |  | - |  |  |  |  | - | [17 empty] | 3189 | https://www.unikeyic.com/media/datasheet/18/5f/d917/f3/d67c3ac572e5b7e8360e1da84c8fd655.pdf | https://www.unikeyic.com/products/other-power-supply/smtu-2477n-1-lf/12211853.html
SPA-050-24 | IndustrialeMart | 1: 155.52 | 50W, Bracket Mount, 120mm × 97mm × 40mm |  |  | Commercial | [13 empty] | 120mm*97mm*40mm | - |  | base mount |  | 1 |  |  | -10℃~50℃ |  | 50W |  |  |  |  | On sale |  |  | boxed | [9 empty] | 6 | https://www.unikeyic.com/media/about_us/Unikey_ISO_9001_Certification.pdf | https://www.unikeyic.com/products/other-power-supply/spa-050-24/29413396.html
SPB09A-24 | Mean-Well USA, Inc. | 1: 15.939 21: 14.8608 42: 13.5 | 9W 1 SIP-8 Through hole mounting 24mm*9.6mm*11.2mm |  |  |  | ITE (Commercial) | SPB09A | - |  | 375mA |  |  |  | 88% | Remote On/Off | [5 empty] | 1 (Unlimited) |  | Through Hole |  | 1 |  |  | -40°C ~ 90°C (With Derating) |  |  | 8-DIP Module, 6 Leads | Tube | 9 W |  | 11481877 |  |  | SPB09 (9W) | 0.94" L x 0.38" W x 0.44" H (24.0mm x 9.6mm x 11.2mm) |  | 18V | 9V | 1.5 kV |  | 24V | - | 21 | https://www.unikeyic.com/media/pdf/HTMLDatasheet/mean-well-usa-inc/a9/2a/c5db/spb09b-12/2025/11/spb09b-12.pdf | https://www.unikeyic.com/products/other-power-supply/spb09a-24/11447942.html
SPB09B-03 | Mean-Well USA, Inc. | 1: 17.9693 5: 16.1004 10: 15.8129 50: 15.5254 100: 15.5254 | 9W 1 SIP-8 Through hole mounting 24mm*9.6mm*11.2mm |  |  |  | ITE (Commercial) | SPB09B | - |  | 2A |  |  |  | 82% | Remote On/Off | [5 empty] | 1 (Unlimited) |  | Through Hole |  | 1 |  |  | -40°C ~ 90°C (With Derating) |  |  | 8-DIP Module, 6 Leads | Tube | 6.6 W |  |  |  |  | SPB09 (9W) | 0.94" L x 0.38" W x 0.44" H (24.0mm x 9.6mm x 11.2mm) |  | 36V | 18V | 1.5 kV |  | 3.3V | - | 19 | https://www.unikeyic.com/media/pdf/HTMLDatasheet/mean-well-usa-inc/a9/2a/c5db/spb09b-12/2025/11/spb09b-12.pdf | https://www.unikeyic.com/products/other-power-supply/spb09b-03/12172236.html
STMGFS802405 | COSEL | 1: 182.1528 5: 174.8714 10: 171.828 25: 167.8834 50: 164.9609 | 80W 1 base mount 117.1mm*52.1mm*29mm |  |  |  | ITE (Commercial) |  |  |  | 16A |  |  |  | 90% | [6 empty] | Not Applicable |  | Chassis Mount |  | 1 |  |  | -20°C ~ 70°C (With Derating) |  |  |  | Bulk | 80W |  |  |  |  | STMG | 4.61" L x 2.05" W x 1.14" H (117.1mm x 52.1mm x 29.0mm) |  | 36V | 9V | 1.5 kV |  | 5V | - | 3 | https://www.unikeyic.com/media/datasheet/fd/35/87b5/fd/6616561a38e6dec23a002ab9fddea534.pdf | https://www.unikeyic.com/products/other-power-supply/stmgfs802405/11611253.html
STMGFS802412 | COSEL | 1: 276.5435 10: 264.2526 | 80W 1 base mount 117.1mm*52.1mm*29mm |  |  |  | ITE (Commercial) |  |  |  | 6.7A |  |  |  | 92% | [6 empty] | Not Applicable |  | Chassis Mount |  | 1 |  |  | -20°C ~ 70°C (With Derating) |  |  |  | Bulk | 80W |  |  |  |  | STMG | 4.61" L x 2.05" W x 1.14" H (117.1mm x 52.1mm x 29.0mm) |  | 36V | 9V | 1.5 kV |  | 12V | - | 30 | https://www.unikeyic.com/media/datasheet/fd/35/87b5/fd/6616561a38e6dec23a002ab9fddea534.pdf | https://www.unikeyic.com/products/other-power-supply/stmgfs802412/29358085.html
STMGFS802415 | COSEL | 1: 198.8416 5: 189.384 10: 185.4484 25: 180.3722 50: 176.6255 | 81W 1 base mount 117.1mm*52.1mm*29mm |  |  |  | ITE (Commercial) |  |  |  | 5.4A |  |  |  | 92% | [6 empty] | Not Applicable |  | Chassis Mount |  | 1 |  |  | -20°C ~ 70°C (With Derating) |  |  |  | Bulk | 81W |  |  |  |  | STMG | 4.61" L x 2.05" W x 1.14" H (117.1mm x 52.1mm x 29.0mm) |  | 36V | 9V | 1.5 kV |  | 15V | - | 1 | https://www.unikeyic.com/media/datasheet/fd/35/87b5/fd/6616561a38e6dec23a002ab9fddea534.pdf | https://www.unikeyic.com/products/other-power-supply/stmgfs802415/28807324.html
STMGFS80243R3 | COSEL | 1: 198.8416 5: 189.384 10: 185.4484 25: 180.3722 50: 176.6255 | 59W 1 base mount 117.1mm*52.1mm*29mm |  |  |  | ITE (Commercial) |  |  |  | 18A |  |  |  | 90% | [6 empty] | Not Applicable |  | Chassis Mount |  | 1 |  |  | -20°C ~ 70°C (With Derating) |  |  |  | Bulk | 59W |  |  |  |  | STMG | 4.61" L x 2.05" W x 1.14" H (117.1mm x 52.1mm x 29.0mm) |  | 36V | 9V | 1.5 kV |  | 3.3V | - | 4 | https://www.unikeyic.com/media/datasheet/fd/35/87b5/fd/6616561a38e6dec23a002ab9fddea534.pdf | https://www.unikeyic.com/products/other-power-supply/stmgfs80243r3/11434092.html
STMGFS804815 | COSEL | 1: 198.8416 5: 189.384 10: 185.4484 25: 180.3722 50: 176.6255 | 81W 1 base mount 117.1mm*52.1mm*29mm |  |  |  | ITE (Commercial) |  |  |  | 5.4A |  |  |  | 92% | [6 empty] | Not Applicable |  | Chassis Mount |  | 1 |  |  | -20°C ~ 70°C (With Derating) |  |  |  | Bulk | 81W |  |  |  |  | STMG | 4.61" L x 2.05" W x 1.14" H (117.1mm x 52.1mm x 29.0mm) |  | 76V | 18V | 1.5 kV |  | 15V | - | 4 | https://www.unikeyic.com/media/datasheet/fd/35/87b5/fd/6616561a38e6dec23a002ab9fddea534.pdf | https://www.unikeyic.com/products/other-power-supply/stmgfs804815/16120566.html
Switching Power Supply ALRS12V2R2AT | Analog Technologies | 1: 15.12 10: 14.04 50: 12.96 100: 11.88 | 1 base mount 110mm*78mm*36.1mm |  |  | Commercial | [13 empty] | 110mm*78mm*36.1mm | - |  | base mount |  | 1 |  |  | -10℃~60℃ |  | - | [7 empty] | boxed | [9 empty] | 17 | https://www.unikeyic.com/media/about_us/Unikey_ISO_9001_Certification.pdf | https://www.unikeyic.com/products/other-power-supply/switching-power-supply-alrs12v2r2at/691446831.html
Switching Power Supply ALRS12V3AT | Analog Technologies | 1: 16.2 10: 15.12 50: 14.04 100: 12.96 | 1 base mount 110mm*78mm*36.1mm |  |  | Commercial | [13 empty] | 110mm*78mm*36.1mm | - |  | base mount |  | 1 |  |  | -10℃~60℃ |  | - | [7 empty] | boxed | [9 empty] | 25 | https://www.unikeyic.com/media/about_us/Unikey_ISO_9001_Certification.pdf | https://www.unikeyic.com/products/other-power-supply/switching-power-supply-alrs12v3at/691443759.html
Switching Power Supply ALRS12V50AT | Analog Technologies | 1: 48.6 10: 46.44 50: 44.28 100: 42.12 | 600W 1 base mount 215mm*115mm*50mm |  |  | Commercial | [13 empty] | 215mm*115mm*50mm | - |  | base mount |  | 1 |  |  | -10℃~60℃ |  | 600W | [7 empty] | bulk | [9 empty] | 29 | https://www.unikeyic.com/media/about_us/Unikey_ISO_9001_Certification.pdf | https://www.unikeyic.com/products/other-power-supply/switching-power-supply-alrs12v50at/691440395.html
Switching Power Supply ALRS12V5AT | Analog Technologies | 1: 16.4663 10: 15.4372 50: 14.408 100: 13.3789 | 60W 1 base mount 110mm*78mm*36.1mm |  |  | Commercial | [13 empty] | 110mm*78mm*36.1mm | - |  | base mount |  | 1 |  |  | -10℃~60℃ |  | 60W | [7 empty] | boxed | [9 empty] | 58 | https://www.unikeyic.com/media/about_us/Unikey_ISO_9001_Certification.pdf | https://www.unikeyic.com/products/other-power-supply/switching-power-supply-alrs12v5at/691440164.html
Switching Power Supply ALRS12V8R4AT | Analog Technologies | 1: 19.44 10: 18.36 50: 17.28 100: 16.2 | 1 base mount 159mm*98mm*38mm |  |  | Commercial | [13 empty] | 159mm*98mm*38mm | - |  | base mount |  | 1 |  |  | -10℃~60℃ |  | - | [7 empty] | boxed | [9 empty] | 19 | https://www.unikeyic.com/media/about_us/Unikey_ISO_9001_Certification.pdf | https://www.unikeyic.com/products/other-power-supply/switching-power-supply-alrs12v8r4at/691443506.html
Switching Power Supply ALRS24V10AT | Analog Technologies | 1: 25.92 10: 23.76 50: 21.6 100: 19.44 | 240W 1 base mount 199.9mm*115.1mm*50mm |  |  | Commercial | [13 empty] | 199.9mm*115.1mm*50mm | - |  | base mount |  | 1 |  |  | -10℃~60℃ |  | 240W | [7 empty] | boxed | [9 empty] | 23 | https://www.unikeyic.com/media/about_us/Unikey_ISO_9001_Certification.pdf | https://www.unikeyic.com/products/other-power-supply/switching-power-supply-alrs24v10at/691436403.html
Switching Power Supply ALRS24V15AT | Analog Technologies | 1: 38.88 10: 36.72 50: 34.56 100: 32.4 | 360W 1 base mount 215mm*115mm*50mm |  |  | Commercial | [13 empty] | 215mm*115mm*50mm | - |  | base mount |  | 1 |  |  | -10℃~60℃ |  | 360W | [7 empty] | boxed | [9 empty] | 25 | https://www.unikeyic.com/media/about_us/Unikey_ISO_9001_Certification.pdf | https://www.unikeyic.com/products/other-power-supply/switching-power-supply-alrs24v15at/691437670.html
T100104286-1-LF | Astrodyne TDI | 1: 194707.368 10: 177006.6864 25: 160915.1724 | 16.5kW 1 Bracket Mount 758mm × 482mm × 43mm |  |  |  | ITE (Commercial) | T100104286 |  | 120 A |  |  |  |  | 91% | Adjustable Output | [5 empty] | 1 (Unlimited) |  | Rack Mount |  | 1 |  |  | 5°C ~ 50°C |  |  |  | Box | 16500W |  |  |  |  | LiquaBlade | 29.87" L x 19.00" W x 1.72" H (758.0mm x 482.0mm x 43.0mm) | 380 ~ 480 VAC (3 Phase) |  |  | 4.242 kV |  | 180V | - | 7 | https://www.unikeyic.com/media/about_us/Unikey_ISO_9001_Certification.pdf | https://www.unikeyic.com/products/other-power-supply/t100104286-1-lf/12269791.html
T100106170-F028D00LF | Astrodyne TDI | 1: 1744.74 10: 1616.1876 25: 1555.4916 | 3.8KW 1 Bracket mounting 384.7mm*108mm*86.8mm |  |  |  | ITE (Commercial) | T100106170 |  | 160 A |  |  |  |  | 91% | Adjustable Output, Universal Input | [5 empty] | 1 (Unlimited) |  | Rack Mount |  | 1 |  |  | -30°C ~ 55°C |  |  |  | Box | 3800W |  |  |  |  | Mercury Flex | 15.15" L x 4.25" W x 3.42" H (384.7mm x 108.0mm x 86.8mm) | 90 ~ 264 VAC |  |  | 3 kV |  | 28V | - | 3 | https://www.unikeyic.com/media/pdf/HTMLDatasheet/astrodyne-tdi/53/3e/df47/t100106170-f056d00lf/2025/11/t100106170-f028d00lf.pdf | https://www.unikeyic.com/products/other-power-supply/t100106170-f028d00lf/11555984.html
T100106170-F180D00LF | Astrodyne TDI | 1: 1744.74 10: 1616.1876 25: 1555.4916 | 3.8kW 1 Bracket Mount, 384.7mm × 108mm × 86.8mm |  |  |  | ITE (Commercial) | T100106170 |  | 25 A |  |  |  |  | 91% | Adjustable Output, Universal Input | [5 empty] | 1 (Unlimited) |  | Rack Mount |  | 1 |  |  | -30°C ~ 55°C |  |  |  | Box | 3800W |  | 13617933 |  |  | Mercury Flex | 15.15" L x 4.25" W x 3.42" H (384.7mm x 108.0mm x 86.8mm) | 90 ~ 264 VAC |  |  | 3 kV |  | 180V | - | 18 | https://www.unikeyic.com/media/pdf/HTMLDatasheet/astrodyne-tdi/53/3e/df47/t100106170-f056d00lf/2025/11/t100106170-f028d00lf.pdf | https://www.unikeyic.com/products/other-power-supply/t100106170-f180d00lf/28523492.html
TEC2600-12-074NA | Bel Fuse | 1: 792.88 100: 792.88 | 2.556KW 1 Bracket mounting 185mm*73.5mm*40mm |  |  | Commercial | [13 empty] | 185mm*73.5mm*40mm | - |  | Bracket mounting |  | 1 |  |  | 0℃~50℃ |  | 2.556KW | [6 empty] | Compliant | boxed | [9 empty] | 20 | https://www.unikeyic.com/media/about_us/Unikey_ISO_9001_Certification.pdf | https://www.unikeyic.com/products/other-power-supply/tec2600-12-074na/17081558.html
TET2200-12-086ND | Bel Fuse | 1: 800.338 2: 784.949 | 2.2KW 1 Bracket mounting 196.5mm*86.3mm*40mm |  |  | Commercial | [13 empty] | 196.5mm*86.3mm*40mm | - |  | Bracket mounting |  | 1 |  |  | 0℃~55℃ |  | 2.2KW |  |  |  |  | On sale |  | Compliant | boxed | [9 empty] | 5 | https://www.unikeyic.com/media/about_us/Unikey_ISO_9001_Certification.pdf | https://www.unikeyic.com/products/other-power-supply/tet2200-12-086nd/11452708.html
TET2200-12-086RD | Bel Fuse | 1: 1097.712 | 2.2KW 1 Bracket mounting 196.5mm*86.3mm*40mm |  |  | Commercial | [13 empty] | 196.5mm*86.3mm*40mm | - |  | Bracket mounting |  | 1 |  |  | 0℃~55℃ |  | 2.2KW |  |  |  |  | On sale |  | Compliant | boxed | [9 empty] | 6 | https://www.unikeyic.com/media/about_us/Unikey_ISO_9001_Certification.pdf | https://www.unikeyic.com/products/other-power-supply/tet2200-12-086rd/28980448.html
TL-2450 | Tadiran Batteries | 1: 24.2481 | Tadiran Button Battery, CR2450, CRseries, nominal_voltage3.6V, capacity550mAh, PCB Pin termination, 24 x 5.6mm |  |  | Industrial | [11 empty] | CR2450 |  |  | - |  |  |  | - |  |  | -55℃~85℃ |  | - | [6 empty] | Non-compliant | [10 empty] | 58 | https://www.unikeyic.com/media/about_us/Unikey_ISO_9001_Certification.pdf | https://www.unikeyic.com/products/other-power-supply/tl-2450/12114752.html
TL-4903/PT | Tadiran Batteries | 1: 10.2235 10: 8.118 25: 7.4304 50: 7.0416 540: 6.8688 1,080: 6.7608 | [19 empty] | Not Applicable | [10 empty] | Bulk | [5 empty] | * | [8 empty] | 268 | https://www.unikeyic.com/media/about_us/Unikey_ISO_9001_Certification.pdf | https://www.unikeyic.com/products/other-power-supply/tl-4903-pt/28500021.html
TLP-93311/A/SM | Tadiran Batteries | 1: 101.437 | Tadiran Special Size Lithium Battery, dType Battery, 3.6V, Lithium sulfite chloride battery, capacity19AH |  |  | Industrial | [13 empty] | 34mm(width)*78mm(height) | - |  |  |  | - |  |  | -40℃~85℃ |  | - | [17 empty] | 21 | https://www.unikeyic.com/media/about_us/Unikey_ISO_9001_Certification.pdf | https://www.unikeyic.com/products/other-power-supply/tlp-93311-a-sm/29376307.html
TMPW10-105-T | TRACO Power | 1: 25.068 5: 23.3968 10: 22.979 50: 22.5612 100: 22.5612 250: 22.5612 | 10W 1 base mount 55.1mm*43.2mm*23.1mm |  |  |  | Household Appliances, ITE (Commercial) |  |  | 2 A |  |  |  |  | 81% | - | [5 empty] | 1 (Unlimited) |  | Chassis Mount |  | 1 |  |  | -40°C ~ 70°C |  |  |  | Box | 10W |  | 20525620 |  |  | TMPW 10-T (10W) | 2.17" L x 1.70" W x 0.91" H (55.1mm x 43.2mm x 23.1mm) | 90 ~ 305 VAC, 100 ~ 430 VDC |  |  | 4 kV |  | 5V | - | 37 | https://www.unikeyic.com/media/about_us/Unikey_ISO_9001_Certification.pdf | https://www.unikeyic.com/products/other-power-supply/tmpw10-105-t/683058697.html
TMPW10-124-T | TRACO Power | 1: 24.3687 | 10W 1 base mount 55.1mm*43.2mm*23.1mm |  |  |  | Household Appliances, ITE (Commercial) |  |  | 417 mA |  |  |  |  | 86% | - | [5 empty] | 1 (Unlimited) |  | Chassis Mount |  | 1 |  |  | -40°C ~ 70°C |  |  |  | Box | 10W |  | 20525621 |  |  | TMPW 10-T (10W) | 2.17" L x 1.70" W x 0.91" H (55.1mm x 43.2mm x 23.1mm) | 90 ~ 305 VAC, 100 ~ 430 VDC |  |  | 4 kV |  | 24V | - | 9 | https://www.unikeyic.com/media/about_us/Unikey_ISO_9001_Certification.pdf | https://www.unikeyic.com/products/other-power-supply/tmpw10-124-t/683072651.html
TMPW25-105-T | TRACO Power | 1: 33.2864 5: 33.2864 10: 32.0976 50: 32.0976 100: 32.0976 | 20W 1 base mount 88.4mm*38.1mm*24.1mm |  |  |  | Household Appliances, ITE (Commercial) |  |  | 3.922 A |  |  |  |  | 84% | - | [5 empty] | 1 (Unlimited) |  | Chassis Mount |  | 1 |  |  | -40°C ~ 70°C |  |  |  | Box | 20W |  | 20525622 |  |  | TMPW 25-T (25W) | 3.48" L x 1.50" W x 0.95" H (88.4mm x 38.1mm x 24.1mm) | 90 ~ 305 VAC, 100 ~ 430 VDC |  |  | 4 kV |  | 5.1V | - | 6 | https://www.unikeyic.com/media/about_us/Unikey_ISO_9001_Certification.pdf | https://www.unikeyic.com/products/other-power-supply/tmpw25-105-t/682755985.html
TMPW25-112-T | TRACO Power | 1: 33.2864 5: 33.2864 10: 32.0976 50: 32.0976 100: 32.0976 | 25W 1 base mount 88.4mm*38.1mm*24.1mm |  |  |  | Household Appliances, ITE (Commercial) |  |  | 2.083 A |  |  |  |  | 88% | - | [5 empty] | 1 (Unlimited) |  | Chassis Mount |  | 1 |  |  | -40°C ~ 70°C |  |  |  | Box | 25W |  | 20525625 |  |  | TMPW 25-T (25W) | 3.48" L x 1.50" W x 0.95" H (88.4mm x 38.1mm x 24.1mm) | 90 ~ 305 VAC, 100 ~ 430 VDC |  |  | 4 kV |  | 12V | - | 14 | https://www.unikeyic.com/media/about_us/Unikey_ISO_9001_Certification.pdf | https://www.unikeyic.com/products/other-power-supply/tmpw25-112-t/682268987.html
TMPW25-115-T | TRACO Power | 1: 33.5328 5: 33.5328 10: 32.3352 50: 32.3352 100: 32.3352 | 25W 1 base mount 88.4mm*38.1mm*24.1mm |  |  |  | Household Appliances, ITE (Commercial) |  |  | 1.666 A |  |  |  |  | 88% | - | [5 empty] | 1 (Unlimited) |  | Chassis Mount |  | 1 |  |  | -40°C ~ 70°C |  |  |  | Box | 25W |  | 20525626 |  |  | TMPW 25-T (25W) | 3.48" L x 1.50" W x 0.95" H (88.4mm x 38.1mm x 24.1mm) | 90 ~ 305 VAC, 100 ~ 430 VDC |  |  | 4 kV |  | 15V | - | 24 | https://www.unikeyic.com/media/about_us/Unikey_ISO_9001_Certification.pdf | https://www.unikeyic.com/products/other-power-supply/tmpw25-115-t/683051240.html
TP-DCDC-2448GD-HP | Tycon Systems | 1: 165.6672 10: 145.6056 25: 138.3156 50: 133.0453 | 35W 1 base mount 124.5mm*76.2mm*38.1mm |  |  |  |  | TP-DCDC | [6 empty] | 75% | OCP, OVP, SCP | [5 empty] | Not Applicable |  | Chassis Mount |  |  |  |  | -30°C ~ 60°C |  |  |  | Box |  |  | 11479757 |  |  | TP-DCDC | 4.90" L x 3.00" W x 1.50" H (124.5mm x 76.2mm x 38.1mm) | 18 ~ 36V |  |  |  | 56V |  |  | 88 | https://www.unikeyic.com/media/about_us/Unikey_ISO_9001_Certification.pdf | https://www.unikeyic.com/products/other-power-supply/tp-dcdc-2448gd-hp/28517019.html
TP-DCDC-4824G-HP | Tycon Systems | 1: 122.31 | 36W, 1, Bracket Mount, 124.5mm × 76.2mm × 38.1mm |  |  |  |  | TP-DCDC | [6 empty] | 75% | OCP, OVP, SCP | [5 empty] | Not Applicable |  | Chassis Mount |  |  |  |  | -30°C ~ 60°C |  |  |  | Box | [5 empty] | TP-DCDC | 4.90" L x 3.00" W x 1.50" H (124.5mm x 76.2mm x 38.1mm) | 36 ~ 72V |  |  |  | 24V |  |  | 35 | https://www.unikeyic.com/media/about_us/Unikey_ISO_9001_Certification.pdf | https://www.unikeyic.com/products/other-power-supply/tp-dcdc-4824g-hp/11714255.html
TP-VR-2405-DC | Tycon Systems | 1: 39.5701 | 15W 1 base mount 69.9mm*31.8mm*25.4mm |  |  |  | ITE (Commercial) | TP-VR |  |  | 3A |  |  |  | 80% | [6 empty] | Not Applicable |  | Chassis Mount |  | 1 |  |  | -40°C ~ 65°C |  |  |  | Box | 15W |  | 11479959 |  |  | TP-VR | 2.75" L x 1.25" W x 1.00" H (69.9mm x 31.8mm x 25.4mm) |  | 32V | 10V |  |  | 5V | - | 35 | https://www.unikeyic.com/media/about_us/Unikey_ISO_9001_Certification.pdf | https://www.unikeyic.com/products/other-power-supply/tp-vr-2405-dc/28694367.html
TXR3026 | TDK-Lambda | 1: 2328.337 2: 2235.2 4: 2145.792 | 1 Bracket mounting 526mm*406mm*88.6mm |  |  | Commercial | [13 empty] | 526mm*406mm*88.6mm | - |  | Bracket mounting |  | 1 |  |  | -40℃~65℃ |  | - |  |  |  |  | Stop production |  |  | bulk | [9 empty] | 5 | https://www.unikeyic.com/media/about_us/Unikey_ISO_9001_Certification.pdf | https://www.unikeyic.com/products/other-power-supply/txr3026/28902888.html
UIA700-24S | Daburn Electronics | 1: 180.36 | 700W 1 Bracket Mount 168.9mm × 93mm × 40.9mm |  |  |  | ITE (Commercial) |  |  | 29 A |  |  |  |  | 91% | Adjustable Output | [5 empty] | Vendor Undefined |  | Chassis Mount |  | 1 |  |  | -30°C ~ 70°C (With Derating) |  |  |  | Bulk | 700W |  |  |  |  | UIA700 | 6.65" L x 3.66" W x 1.61" H (168.9mm x 93.0mm x 40.9mm) | 90 ~ 264 VAC |  |  | 5.656 kV |  | 24V | - | 1 | https://www.unikeyic.com/media/about_us/Unikey_ISO_9001_Certification.pdf | https://www.unikeyic.com/products/other-power-supply/uia700-24s/11967345.html
UX4-02 | Advanced Energy | 1: 366.3144 5: 339.5952 10: 316.3968 25: 305.1 | 600W 260mm*89mm*40.4mm |  |  |  |  | UX4 | [6 empty] | 90% | Fan Fail, Temperature Alarm |  | 1.59" (40.40mm) |  |  |  | Not Applicable |  |  |  |  | 4 |  | -40°C ~ 70°C (With Derating) |  |  |  | Box | 600 W |  |  |  |  | UltiMod, UX | 10.24" L x 3.50" W (260.0mm x 89.0mm) | 85 ~ 264 VAC |  |  | 4 kV |  |  |  | 2 | https://www.unikeyic.com/media/pdf/EnvironmentalInformation/advanced-energy/78/9a/c03c/ux6d0/2025/12/declaration-of-conformity-ultimod-series-rohs3.pdf | https://www.unikeyic.com/products/other-power-supply/ux4-02/28775232.html
UX4D0 | Advanced Energy | 1: 359.1 5: 333.8172 10: 322.596 25: 309.9168 | 600W, 260mm × 89mm × 40.4mm |  |  |  |  | UX4 | [6 empty] | 90% | Fan Fail, Temperature Alarm |  | 1.59" (40.40mm) |  |  |  | Not Applicable |  |  |  |  | 4 |  | -40°C ~ 70°C (With Derating) |  |  |  | Box | 600 W |  | 12363785 |  |  | UltiMod, UX | 10.24" L x 3.50" W (260.0mm x 89.0mm) | 85 ~ 264 VAC |  |  | 4 kV |  |  |  | 1 | https://www.unikeyic.com/media/about_us/Unikey_ISO_9001_Certification.pdf | https://www.unikeyic.com/products/other-power-supply/ux4d0/28743423.html
UX6-02 | Advanced Energy | 1: 463.7088 5: 430.65 10: 416.556 | 1.2KW 260mm*127mm*40.4mm |  |  |  |  | UX6 | [6 empty] | 90% | Fan Fail, Temperature Alarm |  | 1.59" (40.40mm) |  |  |  | Not Applicable |  |  |  |  | 6 |  | -40°C ~ 70°C (With Derating) |  |  |  | Box | 1200 W |  |  |  |  | UltiMod, UX | 10.24" L x 5.00" W (260.0mm x 127.0mm) | 85 ~ 264 VAC |  |  | 4 kV |  |  |  | 1 | https://www.unikeyic.com/media/datasheet/45/66/5543/e7/fd722e5194f7250777c95306c214b68c.pdf | https://www.unikeyic.com/products/other-power-supply/ux6-02/9802927.html
UX6-04 | Advanced Energy | 1: 365.2844 2: 357.9297 4: 350.8653 8: 344.0743 16: 333.322 | Power Module, 1.2kW, 260mm × 127mm × 40.4mm |  |  |  |  | UX6 | [6 empty] | 90% | Fan Fail, Temperature Alarm |  | 1.59" (40.40mm) |  |  |  | Not Applicable |  |  |  |  | 6 |  | -40°C ~ 70°C (With Derating) |  |  |  | Box | 1200 W |  |  |  |  | UltiMod, UX | 10.24" L x 5.00" W (260.0mm x 127.0mm) | 85 ~ 264 VAC |  |  | 4 kV |  |  |  | 10 | https://www.unikeyic.com/media/about_us/Unikey_ISO_9001_Certification.pdf | https://www.unikeyic.com/products/other-power-supply/ux6-04/11430320.html
UX6-D2 | Advanced Energy | 1: 461.106 5: 428.5008 10: 414.5148 | 1.2KW 260mm*127mm*40.4mm |  |  |  |  | UX6 | [6 empty] | 90% | Fan Fail, Temperature Alarm |  | 1.59" (40.40mm) |  |  |  | Not Applicable |  |  |  |  | 6 |  | -40°C ~ 70°C (With Derating) |  |  |  | Box | 1200 W |  | 11313752 |  |  | UltiMod, UX | 10.24" L x 5.00" W (260.0mm x 127.0mm) | 85 ~ 264 VAC |  |  | 4 kV |  |  |  | 2 | https://www.unikeyic.com/media/datasheet/45/66/5543/e7/fd722e5194f7250777c95306c214b68c.pdf | https://www.unikeyic.com/products/other-power-supply/ux6-d2/11683282.html
UX6D0 | Advanced Energy | 10: 430.3395 25: 426.0465 50: 421.7805 | 1.2KW 260mm*127mm*40.4mm |  |  |  |  | UX6 | [6 empty] | 90% | Fan Fail, Temperature Alarm |  | 1.59" (40.40mm) |  |  |  | Not Applicable |  |  |  |  | 6 |  | -40°C ~ 70°C (With Derating) |  |  |  | Box | 1200 W |  | 11313348 |  |  | UltiMod, UX | 10.24" L x 5.00" W (260.0mm x 127.0mm) | 85 ~ 264 VAC |  |  | 4 kV |  |  |  | 20 | https://www.unikeyic.com/media/datasheet/45/66/5543/e7/fd722e5194f7250777c95306c214b68c.pdf | https://www.unikeyic.com/products/other-power-supply/ux6d0/12109740.html
UX6R00 | Advanced Energy | 1: 459.4212 5: 426.7296 10: 412.7652 | Power Module, 1.2kW, 260mm × 127mm × 40.4mm |  |  |  |  | UX6 | [6 empty] | 90% | Fan Fail, Temperature Alarm |  | 1.59" (40.40mm) |  |  |  | Not Applicable |  |  |  |  | 6 |  | -40°C ~ 70°C (With Derating) |  |  |  | Box | 1200 W |  |  |  |  | UltiMod, UX | 10.24" L x 5.00" W (260.0mm x 127.0mm) | 85 ~ 264 VAC |  |  | 4 kV |  |  |  | 7 | https://www.unikeyic.com/media/pdf/EnvironmentalInformation/advanced-energy/78/9a/c03c/ux6d0/2025/12/declaration-of-conformity-ultimod-series-rohs3.pdf | https://www.unikeyic.com/products/other-power-supply/ux6r00/29091582.html
UX6RD0 | Advanced Energy | 1: 467.0784 5: 435.4992 10: 421.4376 | Power Module, 1.2kW, 260mm × 127mm × 40.4mm |  |  |  |  | UX6 | [6 empty] | 91% | Conformal Coating, Fan Fail, Reverse Fan, Ruggedized, Temperature Alarm |  | 1.59" (40.40mm) |  |  |  | Not Applicable |  |  |  |  | 6 |  | -40°C ~ 70°C (With Derating) |  |  |  | Bulk | 1200 W |  |  |  |  | UltiMod, UX | 10.24" L x 5.00" W (260.0mm x 127.0mm) | 85 ~ 264 VAC, 120 ~ 380 VDC |  |  | 4 kV |  |  |  | 5 | https://www.unikeyic.com/media/about_us/Unikey_ISO_9001_Certification.pdf | https://www.unikeyic.com/products/other-power-supply/ux6rd0/30810564.html
V300A12C500BST | VICOR |  | 500W 1 PCB Mount 116.84mm × 55.88mm × 12.7mm |  |  |  |  | V300A12 | [13 empty] | Not Applicable | [10 empty] | Bulk | [5 empty] | * | [9 empty] | https://www.unikeyic.com/media/about_us/Unikey_ISO_9001_Certification.pdf | https://www.unikeyic.com/products/other-power-supply/v300a12c500bst/12543636.html
V48SC12007NRFH | DELTA Electronics | 1: 56.7833 | 90W 1 Through hole mounting 33mm*22.8mm*12.7mm |  |  | Commercial | [7 empty] | V48SC12007NRFH DELTA Electronics | [5 empty] | 33mm*22.8mm*12.7mm | - |  | Through hole mounting |  | 1 |  |  | -40℃~85℃ |  | 90W | [17 empty] | 1 | https://www.unikeyic.com/media/datasheet/49/35/4095/49/797b92df560e45134495c0aa0d25fb63.pdf | https://www.unikeyic.com/products/other-power-supply/v48sc12007nrfh/28930232.html
VA18H1400M-230 | Acopian | 1: 1027.6956 5: 1021.4424 10: 1015.1914 25: 1008.9395 | 1 base mount 285.8mm*187.2mm*130mm |  |  | Commercial | [7 empty] | VA18H1400M-230 Acopian | [5 empty] | 285.8mm*187.2mm*130mm | - |  | base mount |  | 1 |  |  | -20℃~71℃ |  | - | [7 empty] | bulk | [9 empty] | 1000 | https://www.unikeyic.com/media/datasheet/a8/bb/84ef/a8/36c07d3826e852038b7d545fc2e94b92.pdf | https://www.unikeyic.com/products/other-power-supply/va18h1400m-230/700724114.html
VBM-100-24 | Bel Fuse | 1: 177.298 2: 174.031 4: 170.742 8: 167.464 | ac-dc 100 W 24 Vdc single output DIP | [17 empty] | - |  |  |  | - |  |  |  |  | - | [17 empty] | 34 | https://www.unikeyic.com/media/about_us/Unikey_ISO_9001_Certification.pdf | https://www.unikeyic.com/products/other-power-supply/vbm-100-24/996466991.html
VE-NC13-EP | VICOR | 1: 3186.5616 | 450W 1 Bracket Mount 218.4mm × 185.4mm × 25.2mm |  |  |  |  | VE-NC13 | [13 empty] | Not Applicable | [10 empty] | Bulk | [5 empty] | * | [8 empty] | 2 | https://www.unikeyic.com/media/datasheet/09/38/28a3/09/ebba704e8b12a35af43be292f2d88daa.pdf | https://www.unikeyic.com/products/other-power-supply/ve-nc13-ep/28384838.html
VI-2N2-IV-01 | VICOR | 1: 898.7112 10: 713.8584 | 150W, PCB Mount, 116.8mm × 61mm × 12.7mm |  |  |  |  | VI-2N2 | [13 empty] | Not Applicable | [10 empty] | Bulk | [5 empty] | * | [8 empty] | 1 | https://www.unikeyic.com/media/datasheet/d2/ec/cdc2/d2/19055c2ec0e2a32909950dcbffd55032.pdf | https://www.unikeyic.com/products/other-power-supply/vi-2n2-iv-01/11697531.html
VI-L4F-EU | VICOR | 1: 677.916 10: 538.6176 | 200W 1 Base Mount 124.5mm × 63.5mm × 15.75mm |  |  |  |  | VI-L4F | [13 empty] | Not Applicable | [10 empty] | Bulk | [5 empty] | * | [8 empty] | 8 | https://www.unikeyic.com/media/about_us/Unikey_ISO_9001_Certification.pdf | https://www.unikeyic.com/products/other-power-supply/vi-l4f-eu/12220059.html
VI-NWP-CP | VICOR | 1: 1983.7872 | 450W 1 base mount 124.5mm*63.5mm*15.7mm |  |  |  | ITE (Commercial) | VI-NWP |  |  | 32.61A |  |  |  | 90% | [6 empty] | Not Applicable |  | Chassis Mount |  | 1 |  |  | -25°C ~ 85°C |  |  |  | Bulk | 450W |  |  |  |  | MegaMod™ (300 ~ 600W) | 4.90" L x 2.50" W x 0.62" H (124.5mm x 63.5mm x 15.7mm) |  | 36V | 18V | 3 kV |  | 13.8V | - | 1 | https://www.unikeyic.com/media/datasheet/7f/44/90fb/7f/1928e59471ff6fc0701705ef6840b9fa.pdf | https://www.unikeyic.com/products/other-power-supply/vi-nwp-cp/34562051.html
VI-PJW01-CZY | VICOR | 1: 1065.0744 10: 845.7696 | 50W 2 |  |  |  |  | VI-PJW01 | [13 empty] | Not Applicable | [10 empty] | Bulk |  |  | 11373985 |  |  | * | [8 empty] | 4 | https://www.unikeyic.com/media/datasheet/7f/44/90fb/7f/1928e59471ff6fc0701705ef6840b9fa.pdf | https://www.unikeyic.com/products/other-power-supply/vi-pjw01-czy/29268709.html
VI-PJW22-CZZ | VICOR | 1: 1065.0744 10: 845.7696 | 25W 2 base mount 65.5mm*124.5mm*15.7mm |  |  |  |  | VI-PJW22 | [13 empty] | Not Applicable | [10 empty] | Bulk | [5 empty] | * | [8 empty] | 1 | https://www.unikeyic.com/media/datasheet/ee/bc/3c82/ee/18f406e1cb089d5cd38a2acf0ff9388a.pdf | https://www.unikeyic.com/products/other-power-supply/vi-pjw22-czz/28840080.html
VI-PJW22-IWW | VICOR | 1: 1224.828 | 100W 2 base mount 65.532mm*124.5mm*15.75mm |  |  | Industrial | [7 empty] | VI-PJW22-IWW VICOR | [5 empty] | 65.532mm*124.5mm*15.75mm | - |  | base mount |  | 2 |  |  | -40℃~100℃ |  | 100W |  |  |  |  | On sale |  |  | bulk | [9 empty] | 1 | https://www.unikeyic.com/media/datasheet/2b/eb/94cf/59/05fb590df2e6dc34f725dedbade9c94f.pdf | https://www.unikeyic.com/products/other-power-supply/vi-pjw22-iww/28756305.html
VI-RCW313-EWWW | VICOR | 1: 3186.5616 | Bracket Mount, 218.44mm × 185.4mm × 25.2mm, 100W, 3-Pin |  |  |  | ITE (Commercial) | VI-RCW313 |  |  | 6.25A, 12.5A, 6.25A |  |  |  | 88% | [6 empty] | 1 (Unlimited) |  | Chassis Mount |  | 3 |  |  | -10°C ~ 85°C |  |  |  | Bulk | 450W |  |  |  |  | ComPAC™ (150 ~ 600W) | 8.60" L x 11.24" W x 0.99" H (218.44mm x 185.42mm x 25.146mm) |  | 36V | 18V | 3 kV |  | 24V | 15V | 1 | https://www.unikeyic.com/media/datasheet/d9/ce/fc53/e3/3baa557cc786ee174e94400490bfbd18.pdf | https://www.unikeyic.com/products/other-power-supply/vi-rcw313-ewww/12301268.html
VOF-80-15 | CUI INC |  | 80W 1 Base Mount 102mm × 51mm × 32.6mm |  |  |  | ITE (Commercial) |  |  | 5.33 A |  |  |  |  | 86% | Adjustable Output, DC Input Capable, Universal Input | [5 empty] | 1 (Unlimited) |  | Chassis Mount |  | 1 |  |  | 0°C ~ 60°C (With Derating) |  |  |  | Bulk | 80W |  | 14648614 |  |  | VOF-80 (80W) | 4.00" L x 2.00" W x 1.28" H (102.0mm x 51.0mm x 32.6mm) | 85 ~ 264 VAC |  |  | 3 kV |  | 15V | - |  | https://www.unikeyic.com/media/datasheet/6a/e9/fe78/6ae9fe78c9c6c6330a19303da94ce68d.pdf | https://www.unikeyic.com/products/other-power-supply/vof-80-15/11634768.html
VOF-80B-12-C | CUI INC | 1: 68.7232 5: 67.496 10: 66.2688 50: 66.2688 | 80W 1 base mount 81.3mm*62mm*40mm |  |  | Commercial | [7 empty] | VOF-80B-12-C CUI INC | [5 empty] | 81.3mm*62mm*40mm | - |  | base mount |  | 1 |  |  | -30℃~80℃ |  | 80W | [6 empty] | Compliant | boxed | [9 empty] | 69 | https://www.unikeyic.com/media/datasheet/fc/c7/0179/fc/0083b388843acb8e4428ce532d3847f3.pdf | https://www.unikeyic.com/products/other-power-supply/vof-80b-12-c/692726989.html
VOF-80B-15-C | CUI INC | 1: 68.7344 5: 67.507 10: 66.2796 50: 66.2796 | 80W 1 base mount 81.3mm*62mm*40mm |  |  | Commercial | [7 empty] | VOF-80B-15-C CUI INC | [5 empty] | 81.3mm*62mm*40mm | - |  | base mount |  | 1 |  |  | -30℃~80℃ |  | 80W | [6 empty] | Compliant | boxed | [9 empty] | 73 | https://www.unikeyic.com/media/datasheet/fc/c7/0179/fc/0083b388843acb8e4428ce532d3847f3.pdf | https://www.unikeyic.com/products/other-power-supply/vof-80b-15-c/692727217.html
VOF-80B-48-C | CUI INC | 1: 68.2192 5: 67.001 10: 65.7828 50: 65.7828 | 80W 1 base mount 81.3mm*62mm*40mm |  |  | Commercial | [7 empty] | VOF-80B-48-C CUI INC | [5 empty] | 81.3mm*62mm*40mm | - |  | base mount |  | 1 |  |  | -30℃~80℃ |  | 80W | [6 empty] | Compliant | boxed | [9 empty] | 71 | https://www.unikeyic.com/media/datasheet/fc/c7/0179/fc/0083b388843acb8e4428ce532d3847f3.pdf | https://www.unikeyic.com/products/other-power-supply/vof-80b-48-c/692727967.html
VTB05SC110-O | ETA-USA | 1: 153.9 | Bracket Mount, 160mm × 97mm × 37mm, 50W 1 |  |  |  | ITE (Commercial) | VTB05SC110 |  |  | 10A |  |  |  | 70% | [6 empty] | Not Applicable |  | Chassis Mount |  | 1 |  |  | -10°C ~ 50°C |  |  |  | Bulk | 50W |  | 11656426 |  |  | VTB-SC-O (50W) | 6.30" L x 3.82" W x 1.46" H (160.0mm x 97.0mm x 37.0mm) |  | 160V | 85V |  |  | 5V | - | 5 | https://www.unikeyic.com/media/datasheet/8b/31/87d8/8b/a89f8cf11204256b535c950054e6088b.pdf | https://www.unikeyic.com/products/other-power-supply/vtb05sc110-o/29311294.html
VTB24SC24-O | ETA-USA | 1: 146.6537 | 60W 1 base mount 160mm*97mm*37mm |  |  |  | ITE (Commercial) | VTB24SC24 |  |  | 2.5A |  |  |  | 80% | [6 empty] | Not Applicable |  | Chassis Mount |  | 1 |  |  | -10°C ~ 50°C |  |  |  | Bulk | 60W |  | 11656437 |  |  | VTB-SC-O (50W) | 6.30" L x 3.82" W x 1.46" H (160.0mm x 97.0mm x 37.0mm) |  | 36V | 19V |  |  | 24V | - | 3 | https://www.unikeyic.com/media/datasheet/c5/7f/7916/c57f79166cdaa813a96d0e10822e049d.pdf | https://www.unikeyic.com/products/other-power-supply/vtb24sc24-o/11978494.html
W100NT170 | Acopian | 1: 565.3089 5: 559.3501 10: 553.3933 25: 547.437 | 170W 1 base mount 212.9mm*87.6mm*42.7mm |  |  | Commercial, Industrial | [7 empty] | W100NT170 Acopian | [5 empty] | 212.9mm*87.6mm*42.7mm | - |  | base mount |  | 1 |  |  | 0℃~71℃ |  | 170W | [7 empty] | bulk | [9 empty] | 499 | https://www.unikeyic.com/media/datasheet/ef/06/9a3e/ef/08b9b3ca5df912556575502c075d286a.pdf | https://www.unikeyic.com/products/other-power-supply/w100nt170/694812979.html
W100NT250 | Acopian | 1: 658.2302 5: 652.2774 10: 646.3198 25: 640.363 | 250W 1 base mount 212.9mm*87.6mm*42.7mm |  |  | Commercial, Industrial | [7 empty] | W100NT250 Acopian | [5 empty] | 212.9mm*87.6mm*42.7mm | - |  | base mount |  | 1 |  |  | 0℃~71℃ |  | 250W | [7 empty] | bulk | [9 empty] | 500 | https://www.unikeyic.com/media/datasheet/ef/06/9a3e/ef/08b9b3ca5df912556575502c075d286a.pdf | https://www.unikeyic.com/products/other-power-supply/w100nt250/694810258.html
W10FT600 | Acopian | 1: 422.5824 5: 416.3292 10: 410.0771 25: 403.8258 | 60W 1 base mount 167.4mm*87.6mm*42.7mm |  |  |  | Industrial, ITE (Commercial) |  |  | 6 A |  |  |  |  | 73% | Remote Sense | [5 empty] | Not Applicable |  | Chassis Mount |  | 1 |  |  | 0°C ~ 71°C |  |  |  | Bulk | 60W |  | 20506922 |  |  | - | 6.59" L x 3.45" W x 1.68" H (167.4mm x 87.6mm x 42.7mm) | 90 ~ 132 VAC, 200 ~ 375 VDC |  |  | 4.242 kV |  | 10V | - | 500 | https://www.unikeyic.com/media/about_us/Unikey_ISO_9001_Certification.pdf | https://www.unikeyic.com/products/other-power-supply/w10ft600/694800248.html
W10FT920 | Acopian | 1: 449.1392 5: 443.1864 10: 437.2297 25: 431.2735 | 92W 1 base mount 167.4mm*87.6mm*42.7mm |  |  | Commercial, Industrial | [13 empty] | 167.4mm*87.6mm*42.7mm | - |  | base mount |  | 1 |  |  | 0℃~71℃ |  | 92W | [7 empty] | bulk | [9 empty] | 499 | https://www.unikeyic.com/media/about_us/Unikey_ISO_9001_Certification.pdf | https://www.unikeyic.com/products/other-power-supply/w10ft920/694803784.html
W10NT1410 | Acopian | 1: 565.3089 5: 559.3501 10: 553.3933 25: 547.437 | 141W 1 base mount 212.9mm*87.6mm*42.7mm |  |  | Commercial, Industrial | [7 empty] | W10NT1410 Acopian | [5 empty] | 212.9mm*87.6mm*42.7mm | - |  | base mount |  | 1 |  |  | 0℃~71℃ |  | 141W | [7 empty] | bulk | [9 empty] | 499 | https://www.unikeyic.com/media/datasheet/ef/06/9a3e/ef/08b9b3ca5df912556575502c075d286a.pdf | https://www.unikeyic.com/products/other-power-supply/w10nt1410/694806856.html
W110NT65 | Acopian | 1: 534.332 5: 528.3748 10: 522.4181 25: 516.4615 | 72W 1 base mount 212.9mm*87.6mm*42.7mm |  |  | Commercial, Industrial | [7 empty] | W110NT65 Acopian | [5 empty] | 212.9mm*87.6mm*42.7mm | - |  | base mount |  | 1 |  |  | 0℃~71℃ |  | 72W | [7 empty] | bulk | [9 empty] | 500 | https://www.unikeyic.com/media/datasheet/ef/06/9a3e/ef/08b9b3ca5df912556575502c075d286a.pdf | https://www.unikeyic.com/products/other-power-supply/w110nt65/694795087.html
W120NT140 | Acopian | 1: 565.3089 5: 559.3501 10: 553.3933 25: 547.437 | 168W 1 base mount 212.9mm*87.6mm*42.7mm |  |  | Commercial, Industrial | [7 empty] | W120NT140 Acopian | [5 empty] | 212.9mm*87.6mm*42.7mm | - |  | base mount |  | 1 |  |  | 0℃~71℃ |  | 168W | [7 empty] | bulk | [9 empty] | 500 | https://www.unikeyic.com/media/datasheet/ef/06/9a3e/ef/08b9b3ca5df912556575502c075d286a.pdf | https://www.unikeyic.com/products/other-power-supply/w120nt140/694801598.html
W120NT210 | Acopian | 1: 658.2302 5: 652.2774 10: 646.3198 25: 640.363 | 252W 1 base mount 212.9mm*87.6mm*42.7mm |  |  | Commercial, Industrial | [7 empty] | W120NT210 Acopian | [5 empty] | 212.9mm*87.6mm*42.7mm | - |  | base mount |  | 1 |  |  | 0℃~71℃ |  | 252W | [7 empty] | bulk | [9 empty] | 499 | https://www.unikeyic.com/media/datasheet/ef/06/9a3e/ef/08b9b3ca5df912556575502c075d286a.pdf | https://www.unikeyic.com/products/other-power-supply/w120nt210/694791332.html
W125NT130 | Acopian | 1: 565.3089 5: 559.3501 10: 553.3933 25: 547.437 | 163W 1 base mount 212.9mm*87.6mm*42.7mm |  |  | Commercial, Industrial | [7 empty] | W125NT130 Acopian | [5 empty] | 212.9mm*87.6mm*42.7mm | - |  | base mount |  | 1 |  |  | 0℃~71℃ |  | 163W | [7 empty] | bulk | [9 empty] | 494 | https://www.unikeyic.com/media/datasheet/ef/06/9a3e/ef/08b9b3ca5df912556575502c075d286a.pdf | https://www.unikeyic.com/products/other-power-supply/w125nt130/694807693.html
W125NT200 | Acopian | 1: 658.2302 5: 652.2774 10: 646.3198 25: 640.363 | 250W 1 base mount 212.9mm*87.6mm*42.7mm |  |  | Commercial, Industrial | [7 empty] | W125NT200 Acopian | [5 empty] | 212.9mm*87.6mm*42.7mm | - |  | base mount |  | 1 |  |  | 0℃~71℃ |  | 250W | [7 empty] | bulk | [9 empty] | 495 | https://www.unikeyic.com/media/datasheet/bd/62/c276/bd/478dfdc151d2a8e4c3abc08feed5f6f8.pdf | https://www.unikeyic.com/products/other-power-supply/w125nt200/694802554.html
W12NT580 | Acopian | 1: 534.332 5: 528.3748 10: 522.4181 25: 516.4615 | 70W 1 base mount 212.9mm*87.6mm*42.7mm |  |  | Commercial, Industrial | [7 empty] | W12NT580 Acopian | [5 empty] | 212.9mm*87.6mm*42.7mm | - |  | base mount |  | 1 |  |  | 0℃~71℃ |  | 70W | [7 empty] | bulk | [9 empty] | 494 | https://www.unikeyic.com/media/datasheet/ef/06/9a3e/ef/08b9b3ca5df912556575502c075d286a.pdf | https://www.unikeyic.com/products/other-power-supply/w12nt580/694805865.html
W14NT1170 | Acopian | 1: 565.3089 5: 559.3501 10: 553.3933 25: 547.437 | 164W 1 base mount 212.9mm*87.6mm*42.7mm |  |  | Commercial, Industrial | [7 empty] | W14NT1170 Acopian | [5 empty] | 212.9mm*87.6mm*42.7mm | - |  | base mount |  | 1 |  |  | 0℃~71℃ |  | 164W | [7 empty] | bulk | [9 empty] | 498 | https://www.unikeyic.com/media/datasheet/ef/06/9a3e/ef/08b9b3ca5df912556575502c075d286a.pdf | https://www.unikeyic.com/products/other-power-supply/w14nt1170/694787467.html
W14NT1900 | Acopian | 1: 658.2302 5: 652.2774 10: 646.3198 25: 640.363 | 266W 1 base mount 212.9mm*87.6mm*42.7mm |  |  | Commercial, Industrial | [7 empty] | W14NT1900 Acopian | [5 empty] | 212.9mm*87.6mm*42.7mm | - |  | base mount |  | 1 |  |  | 0℃~71℃ |  | 266W | [7 empty] | bulk | [9 empty] | 500 | https://www.unikeyic.com/media/datasheet/ef/06/9a3e/ef/08b9b3ca5df912556575502c075d286a.pdf | https://www.unikeyic.com/products/other-power-supply/w14nt1900/694792251.html
W15NT1110 | Acopian | 1: 565.3089 5: 559.3501 10: 553.3933 25: 547.437 | 167W 1 base mount 212.9mm*87.6mm*42.7mm |  |  | Commercial, Industrial | [7 empty] | W15NT1110 Acopian | [5 empty] | 212.9mm*87.6mm*42.7mm | - |  | base mount |  | 1 |  |  | 0℃~71℃ |  | 167W | [7 empty] | bulk | [9 empty] | 497 | https://www.unikeyic.com/media/datasheet/ef/06/9a3e/ef/08b9b3ca5df912556575502c075d286a.pdf | https://www.unikeyic.com/products/other-power-supply/w15nt1110/694801492.html
W18FT600 | Acopian | 1: 449.1392 5: 443.1864 10: 437.2297 25: 431.2735 | 108W 1 base mount 167.4mm*87.6mm*42.7mm |  |  |  | Industrial, ITE (Commercial) |  |  | 6 A |  |  |  |  | 78% | DC Input Capable, Remote Sense | [5 empty] | Not Applicable |  | Chassis Mount |  | 1 |  |  | 0°C ~ 71°C |  |  |  | Bulk | 108W |  | 20506921 |  |  | - | 6.59" L x 3.45" W x 1.68" H (167.4mm x 87.6mm x 42.7mm) | 90 ~ 132 VAC, 200 ~ 375 VDC |  |  | 4.242 kV |  | 18V | - | 500 | https://www.unikeyic.com/media/about_us/Unikey_ISO_9001_Certification.pdf | https://www.unikeyic.com/products/other-power-supply/w18ft600/694805680.html
W18NT1500 | Acopian | 1: 658.2302 5: 652.2774 10: 646.3198 25: 640.363 | 270W 1 base mount 212.9mm*87.6mm*42.7mm |  |  | Commercial, Industrial | [7 empty] | W18NT1500 Acopian | [5 empty] | 212.9mm*87.6mm*42.7mm | - |  | base mount |  | 1 |  |  | 0℃~71℃ |  | 270W | [7 empty] | bulk | [9 empty] | 500 | https://www.unikeyic.com/media/datasheet/ef/06/9a3e/ef/08b9b3ca5df912556575502c075d286a.pdf | https://www.unikeyic.com/products/other-power-supply/w18nt1500/694810839.html
W18NT920 | Acopian | 1: 593.244 5: 586.9908 10: 580.7398 25: 574.4892 | 166W 1 base mount 212.9mm*87.6mm*42.7mm |  |  | Commercial, Industrial | [7 empty] | W18NT920 Acopian | [5 empty] | 212.9mm*87.6mm*42.7mm | - |  | base mount |  | 1 |  |  | 0℃~71℃ |  | 166W | [7 empty] | bulk | [9 empty] | 500 | https://www.unikeyic.com/media/datasheet/ef/06/9a3e/ef/08b9b3ca5df912556575502c075d286a.pdf | https://www.unikeyic.com/products/other-power-supply/w18nt920/694790482.html
W24FT320 | Acopian | 1: 422.5824 5: 416.3292 10: 410.0771 25: 403.8258 | 77W 1 base mount 167.4mm*87.6mm*42.7mm |  |  | Commercial, Industrial | [13 empty] | 167.4mm*87.6mm*42.7mm | - |  | base mount |  | 1 |  |  | 0℃~71℃ |  | 77W | [7 empty] | bulk | [9 empty] | 492 | https://www.unikeyic.com/media/about_us/Unikey_ISO_9001_Certification.pdf | https://www.unikeyic.com/products/other-power-supply/w24ft320/694781540.html
W25FT300 | Acopian | 1: 422.5824 5: 416.3292 10: 410.0771 25: 403.8258 | 75W 1 base mount 167.4mm*87.6mm*42.7mm |  |  | Commercial, Industrial | [13 empty] | 167.4mm*87.6mm*42.7mm | - |  | base mount |  | 1 |  |  | 0℃~71℃ |  | 75W | [7 empty] | bulk | [9 empty] | 500 | https://www.unikeyic.com/media/about_us/Unikey_ISO_9001_Certification.pdf | https://www.unikeyic.com/products/other-power-supply/w25ft300/694799278.html
W25NT300 | Acopian | 1: 560.736 5: 554.485 10: 548.2339 25: 541.9829 | 75W 1 base mount 212.9mm*87.6mm*42.7mm |  |  | Commercial, Industrial | [7 empty] | W25NT300 Acopian | [5 empty] | 212.9mm*87.6mm*42.7mm | - |  | base mount |  | 1 |  |  | 0℃~71℃ |  | 75W | [7 empty] | bulk | [9 empty] | 500 | https://www.unikeyic.com/media/datasheet/ef/06/9a3e/ef/08b9b3ca5df912556575502c075d286a.pdf | https://www.unikeyic.com/products/other-power-supply/w25nt300/694784724.html
W28NT270 | Acopian | 1: 560.736 5: 554.485 10: 548.2339 25: 541.9829 | 76W 1 base mount 212.9mm*87.6mm*42.7mm |  |  | Commercial, Industrial | [7 empty] | W28NT270 Acopian | [5 empty] | 212.9mm*87.6mm*42.7mm | - |  | base mount |  | 1 |  |  | 0℃~71℃ |  | 76W | [7 empty] | bulk | [9 empty] | 500 | https://www.unikeyic.com/media/datasheet/ef/06/9a3e/ef/08b9b3ca5df912556575502c075d286a.pdf | https://www.unikeyic.com/products/other-power-supply/w28nt270/694808956.html
W30NT900 | Acopian | 1: 658.2302 5: 652.2774 10: 646.3198 25: 640.363 | 270W 1 base mount 212.9mm*87.6mm*42.7mm |  |  | Commercial, Industrial | [7 empty] | W30NT900 Acopian | [5 empty] | 212.9mm*87.6mm*42.7mm | - |  | base mount |  | 1 |  |  | 0℃~71℃ |  | 270W | [7 empty] | bulk | [9 empty] | 500 | https://www.unikeyic.com/media/datasheet/ef/06/9a3e/ef/08b9b3ca5df912556575502c075d286a.pdf | https://www.unikeyic.com/products/other-power-supply/w30nt900/694789011.html
W32NT230 | Acopian | 1: 534.332 5: 528.3748 10: 522.4181 25: 516.4615 | 74W 1 base mount 212.9mm*87.6mm*42.7mm |  |  |  | Industrial, ITE (Commercial) |  |  | 2.3 A |  |  |  |  | 80% | Adjustable Output, Remote On/Off, Remote Sense, Universal Input | [5 empty] | Not Applicable |  | Chassis Mount |  | 1 |  |  | 0°C ~ 71°C |  |  |  | Bulk | 74W |  | 20525894 |  |  | - | 8.38" L x 3.45" W x 1.68" H (212.9mm x 87.6mm x 42.7mm) | 90 ~ 265 VAC, 110 ~ 350 VDC |  |  | 4.242 kV |  | 32V | - | 500 | https://www.unikeyic.com/media/datasheet/ef/06/9a3e/ef/08b9b3ca5df912556575502c075d286a.pdf | https://www.unikeyic.com/products/other-power-supply/w32nt230/694801469.html
W32NT860 | Acopian | 1: 690.7572 5: 684.5105 10: 678.2584 25: 672.0071 | 275W 1 base mount 212.9mm*87.6mm*42.7mm |  |  |  | Industrial, ITE (Commercial) |  |  | 8.6 A |  |  |  |  | 80% | Adjustable Output, Remote On/Off, Remote Sense, Universal Input | [5 empty] | Not Applicable |  | Chassis Mount |  | 1 |  |  | 0°C ~ 71°C |  |  |  | Bulk | 275W |  | 20525946 |  |  | - | 8.38" L x 3.45" W x 1.68" H (212.9mm x 87.6mm x 42.7mm) | 90 ~ 265 VAC, 110 ~ 350 VDC |  |  | 4.242 kV |  | 32V | - | 499 | https://www.unikeyic.com/media/datasheet/bd/62/c276/bd/478dfdc151d2a8e4c3abc08feed5f6f8.pdf | https://www.unikeyic.com/products/other-power-supply/w32nt860/694794937.html
W40NT190 | Acopian | 1: 560.736 5: 554.485 10: 548.2339 25: 541.9829 | 76W 1 base mount 212.9mm*87.6mm*42.7mm |  |  | Commercial, Industrial | [7 empty] | W40NT190 Acopian | [5 empty] | 212.9mm*87.6mm*42.7mm | - |  | base mount |  | 1 |  |  | 0℃~71℃ |  | 76W | [7 empty] | bulk | [9 empty] | 500 | https://www.unikeyic.com/media/datasheet/ef/06/9a3e/ef/08b9b3ca5df912556575502c075d286a.pdf | https://www.unikeyic.com/products/other-power-supply/w40nt190/694804838.html
W42NT410 | Acopian | 1: 593.244 5: 586.9908 10: 580.7398 25: 574.4892 | 172W 1 base mount 212.9mm*87.6mm*42.7mm |  |  | Commercial, Industrial | [7 empty] | W42NT410 Acopian | [5 empty] | 212.9mm*87.6mm*42.7mm | - |  | base mount |  | 1 |  |  | 0℃~71℃ |  | 172W | [7 empty] | bulk | [9 empty] | 500 | https://www.unikeyic.com/media/datasheet/ef/06/9a3e/ef/08b9b3ca5df912556575502c075d286a.pdf | https://www.unikeyic.com/products/other-power-supply/w42nt410/694812395.html
W45FT170 | Acopian | 1: 422.5824 5: 416.3292 10: 410.0771 25: 403.8258 | 77W 1 base mount 167.4mm*87.6mm*42.7mm |  |  | Commercial, Industrial | [13 empty] | 167.4mm*87.6mm*42.7mm | - |  | base mount |  | 1 |  |  | 0℃~71℃ |  | 77W | [7 empty] | bulk | [9 empty] | 500 | https://www.unikeyic.com/media/about_us/Unikey_ISO_9001_Certification.pdf | https://www.unikeyic.com/products/other-power-supply/w45ft170/694797441.html
W55NT300 | Acopian | 1: 593.244 5: 586.9908 10: 580.7398 25: 574.4892 | 165W 1 base mount 212.9mm*87.6mm*42.7mm |  |  | Commercial, Industrial | [7 empty] | W55NT300 Acopian | [5 empty] | 212.9mm*87.6mm*42.7mm | - |  | base mount |  | 1 |  |  | 0℃~71℃ |  | 165W | [7 empty] | bulk | [9 empty] | 500 | https://www.unikeyic.com/media/datasheet/ef/06/9a3e/ef/08b9b3ca5df912556575502c075d286a.pdf | https://www.unikeyic.com/products/other-power-supply/w55nt300/694812019.html
W5NT1200 | Acopian | 1: 534.332 5: 528.3748 10: 522.4181 25: 516.4615 | 60W 1 base mount 212.9mm*87.6mm*42.7mm |  |  | Commercial, Industrial | [7 empty] | W5NT1200 Acopian | [5 empty] | 212.9mm*87.6mm*42.7mm | - |  | base mount |  | 1 |  |  | 0℃~71℃ |  | 60W | [7 empty] | bulk | [9 empty] | 500 | https://www.unikeyic.com/media/datasheet/ef/06/9a3e/ef/08b9b3ca5df912556575502c075d286a.pdf | https://www.unikeyic.com/products/other-power-supply/w5nt1200/694781051.html
W5NT1850 | Acopian | 1: 565.3089 5: 559.3501 10: 553.3933 25: 547.437 | 93W 1 base mount 212.9mm*87.6mm*42.7mm |  |  | Commercial, Industrial | [7 empty] | W5NT1850 Acopian | [5 empty] | 212.9mm*87.6mm*42.7mm | - |  | base mount |  | 1 |  |  | 0℃~71℃ |  | 93W | [7 empty] | bulk | [9 empty] | 483 | https://www.unikeyic.com/media/datasheet/ef/06/9a3e/ef/08b9b3ca5df912556575502c075d286a.pdf | https://www.unikeyic.com/products/other-power-supply/w5nt1850/694810397.html
W60NT420 | Acopian | 1: 658.2302 5: 652.2774 10: 646.3198 25: 640.363 | 252W 1 base mount 212.9mm*87.6mm*42.7mm |  |  | Commercial, Industrial | [7 empty] | W60NT420 Acopian | [5 empty] | 212.9mm*87.6mm*42.7mm | - |  | base mount |  | 1 |  |  | 0℃~71℃ |  | 252W | [7 empty] | bulk | [9 empty] | 500 | https://www.unikeyic.com/media/datasheet/ef/06/9a3e/ef/08b9b3ca5df912556575502c075d286a.pdf | https://www.unikeyic.com/products/other-power-supply/w60nt420/694796170.html
W6NT2400 | Acopian | 1: 658.2302 5: 652.2774 10: 646.3198 25: 640.363 | 144W 1 base mount 212.9mm*87.6mm*42.7mm |  |  | Commercial, Industrial | [7 empty] | W6NT2400 Acopian | [5 empty] | 212.9mm*87.6mm*42.7mm | - |  | base mount |  | 1 |  |  | 0℃~71℃ |  | 144W | [7 empty] | bulk | [9 empty] | 500 | https://www.unikeyic.com/media/datasheet/ef/06/9a3e/ef/08b9b3ca5df912556575502c075d286a.pdf | https://www.unikeyic.com/products/other-power-supply/w6nt2400/694798302.html
W70NT100 | Acopian | 1: 534.332 5: 528.3748 10: 522.4181 25: 516.4615 | 70W 1 base mount 212.9mm*87.6mm*42.7mm |  |  | Commercial, Industrial | [7 empty] | W70NT100 Acopian | [5 empty] | 212.9mm*87.6mm*42.7mm | - |  | base mount |  | 1 |  |  | 0℃~71℃ |  | 70W | [7 empty] | bulk | [9 empty] | 500 | https://www.unikeyic.com/media/datasheet/ef/06/9a3e/ef/08b9b3ca5df912556575502c075d286a.pdf | https://www.unikeyic.com/products/other-power-supply/w70nt100/694815169.html
W75NT100 | Acopian | 1: 560.736 5: 554.485 10: 548.2339 25: 541.9829 | 75W 1 base mount 212.9mm*87.6mm*42.7mm |  |  | Commercial, Industrial | [7 empty] | W75NT100 Acopian | [5 empty] | 212.9mm*87.6mm*42.7mm | - |  | base mount |  | 1 |  |  | 0℃~71℃ |  | 75W | [7 empty] | bulk | [9 empty] | 499 | https://www.unikeyic.com/media/datasheet/ef/06/9a3e/ef/08b9b3ca5df912556575502c075d286a.pdf | https://www.unikeyic.com/products/other-power-supply/w75nt100/694792804.html
W8NT1470 | Acopian | 1: 565.3089 5: 559.3501 10: 553.3933 25: 547.437 | 118W 1 base mount 212.9mm*87.6mm*42.7mm |  |  | Commercial, Industrial | [7 empty] | W8NT1470 Acopian | [5 empty] | 212.9mm*87.6mm*42.7mm | - |  | base mount |  | 1 |  |  | 0℃~71℃ |  | 118W | [7 empty] | bulk | [9 empty] | 500 | https://www.unikeyic.com/media/datasheet/ef/06/9a3e/ef/08b9b3ca5df912556575502c075d286a.pdf | https://www.unikeyic.com/products/other-power-supply/w8nt1470/694804150.html
W9NT1440 | Acopian | 1: 593.244 5: 586.9908 10: 580.7398 25: 574.4892 | 130W 1 base mount 212.9mm*87.6mm*42.7mm |  |  | Commercial, Industrial | [7 empty] | W9NT1440 Acopian | [5 empty] | 212.9mm*87.6mm*42.7mm | - |  | base mount |  | 1 |  |  | 0℃~71℃ |  | 130W | [7 empty] | bulk | [9 empty] | 497 | https://www.unikeyic.com/media/datasheet/bd/62/c276/bd/478dfdc151d2a8e4c3abc08feed5f6f8.pdf | https://www.unikeyic.com/products/other-power-supply/w9nt1440/694798417.html
XCE-01 | Advanced Energy | 1: 778.0428 10: 715.7916 | 1.34KW 268mm*127mm*40.4mm |  |  | Industrial | [7 empty] | XCE-01 Advanced Energy | [5 empty] | 268mm*127mm*40.4mm | - |  |  |  | - |  |  | -20℃~70℃ |  | 1.34KW |  |  |  |  | On sale |  | Compliant | boxed | [9 empty] | 11 | https://www.unikeyic.com/media/datasheet/42/57/1cf0/42571cf09e51e704988ce0c357488c6a.pdf | https://www.unikeyic.com/products/other-power-supply/xce-01/28516952.html
XCL206A123CR-G | TOREX Semiconductor | 10: 1.7926 50: 1.6731 100: 1.6432 250: 1.6432 500: 1.6133 1,000: 1.6133 2,500: 1.6133 | SMD, 2.5mm × 2mm × 1mm |  |  | Commercial | [7 empty] | XCL206A123CR-G TOREX Semiconductor | [5 empty] | 2.5mm*2mm*1mm | - |  | SMD mount |  | 1 |  |  | -40℃~85℃ |  | - |  |  |  |  | On sale |  | Compliant | Tape and reel packaging | [9 empty] | 249 | https://www.unikeyic.com/media/datasheet/1c/43/bcc1/1c/364080d8769ac5517e976dd6a6b19023.pdf | https://www.unikeyic.com/products/other-power-supply/xcl206a123cr-g/11986299.html
XCL206A303CR-G | TOREX Semiconductor | 10: 1.9555 50: 1.8252 100: 1.7926 250: 1.7926 500: 1.76 1,000: 1.76 2,500: 1.76 | 1 TDFN-6(EP) SMD mount 2.5mm*2mm*1mm |  |  | Commercial | [7 empty] | XCL206A303CR-G TOREX Semiconductor | [5 empty] | 2.5mm*2mm*1mm | - |  | SMD mount |  | 1 |  |  | -40℃~85℃ |  | - | TDFN-6(EP) |  |  |  | On sale | [12 empty] | 2897 | https://www.unikeyic.com/media/datasheet/1c/43/bcc1/1c/364080d8769ac5517e976dd6a6b19023.pdf | https://www.unikeyic.com/products/other-power-supply/xcl206a303cr-g/12053187.html
XG4C | Advanced Energy | 1: 225.3528 5: 199.227 10: 191.667 13: 191.184 25: 183.288 38: 182.826 50: 177.1875 | 240W 1 | [17 empty] | - |  |  |  | 1 |  |  |  |  | 240W |  |  |  |  | On sale | [12 empty] | 24 | https://www.unikeyic.com/media/about_us/Unikey_ISO_9001_Certification.pdf | https://www.unikeyic.com/products/other-power-supply/xg4c/28382317.html
XGBC | Advanced Energy | 1: 148.0356 5: 135.9612 10: 131.7276 25: 127.4724 50: 119.9556 | 200W 1 | [10 empty] | XGBC Advanced Energy | [6 empty] | - |  |  |  | 1 |  |  |  |  | 200W |  |  |  |  | On sale |  | Compliant | boxed | [9 empty] | 6 | https://www.unikeyic.com/media/datasheet/45/66/5543/e7/fd722e5194f7250777c95306c214b68c.pdf | https://www.unikeyic.com/products/other-power-supply/xgbc/12297279.html
XGG | Advanced Energy | 25: 154.44 50: 152.8875 | 100W 1 | [10 empty] | XGG Advanced Energy | [6 empty] | - |  |  |  | 1 |  |  |  |  | 100W |  |  |  |  | On sale | [12 empty] | 55 | https://www.unikeyic.com/media/datasheet/45/66/5543/e7/fd722e5194f7250777c95306c214b68c.pdf | https://www.unikeyic.com/products/other-power-supply/xgg/11492847.html
XHB | Advanced Energy | 10: 486.054 25: 466.074 100: 459.783 | 400W-600W | [10 empty] | XHB Advanced Energy | [6 empty] | - |  |  |  | - |  |  |  |  | 400W-600W | [17 empty] | 14 | https://www.unikeyic.com/media/datasheet/42/57/1cf0/42571cf09e51e704988ce0c357488c6a.pdf | https://www.unikeyic.com/products/other-power-supply/xhb/28809556.html
XLA-00 | Advanced Energy | 1: 357.7068 5: 330.696 10: 316.6668 25: 305.7156 | 200W 260mm*89mm*40.4mm |  |  | Industrial | [13 empty] | 260mm*89mm*40.4mm | - |  |  |  | - |  |  | -20℃~70℃ |  | 200W |  |  |  |  | On sale | [12 empty] | 5 | https://www.unikeyic.com/media/about_us/Unikey_ISO_9001_Certification.pdf | https://www.unikeyic.com/products/other-power-supply/xla-00/11785147.html
XLA-01 | Advanced Energy | 10: 338.418 25: 335.043 50: 331.695 | 200W 260mm*89mm*40.4mm |  |  | Industrial | [7 empty] | XLA-01 Advanced Energy | [5 empty] | 260mm*89mm*40.4mm | - |  |  |  | - |  |  | -20℃~70℃ |  | 200W |  |  |  |  | On sale |  | Compliant | bulk | [9 empty] | 47 | https://www.unikeyic.com/media/datasheet/42/57/1cf0/42571cf09e51e704988ce0c357488c6a.pdf | https://www.unikeyic.com/products/other-power-supply/xla-01/12265269.html
XLB-00 | Advanced Energy | 1: 355.2552 5: 328.4388 10: 317.5092 25: 306.6228 | 400W 260mm × 89mm × 40.4mm |  |  | Industrial | [13 empty] | 260mm*89mm*40.4mm | - |  |  |  | - |  |  | -20℃~70℃ |  | 400W |  |  |  |  | On sale | [12 empty] | 5 | https://www.unikeyic.com/media/about_us/Unikey_ISO_9001_Certification.pdf | https://www.unikeyic.com/products/other-power-supply/xlb-00/12413489.html
XMA-00 | Advanced Energy | 1: 404.4492 5: 375.6564 10: 355.7844 25: 342.5652 | 200W 260mm*89mm*40.4mm |  |  | Industrial | [13 empty] | 260mm*89mm*40.4mm | - |  |  |  | - |  |  | -20℃~70℃ |  | 200W | [17 empty] | 5 | https://www.unikeyic.com/media/about_us/Unikey_ISO_9001_Certification.pdf | https://www.unikeyic.com/products/other-power-supply/xma-00/22238669.html
XMB-00 | Advanced Energy | 1: 414.3528 5: 384.8472 10: 365.0508 | 400W 268mm*127mm*40.4mm |  |  | Industrial | [13 empty] | 268mm*127mm*40.4mm | - |  |  |  | - |  |  | -20℃~70℃ |  | 400W | [17 empty] | 5 | https://www.unikeyic.com/media/about_us/Unikey_ISO_9001_Certification.pdf | https://www.unikeyic.com/products/other-power-supply/xmb-00/18792521.html
XQB-00 | Advanced Energy | 1: 556.4484 5: 520.0092 10: 482.8032 | 900W 260mm*127mm*40.4mm |  |  | Industrial | [13 empty] | 260mm*127mm*40.4mm | - |  |  |  | - |  |  | -20℃~70℃ |  | 900W |  |  |  |  | On sale | [12 empty] | 5 | https://www.unikeyic.com/media/about_us/Unikey_ISO_9001_Certification.pdf | https://www.unikeyic.com/products/other-power-supply/xqb-00/12496280.html
XRG70-603PFX | Advanced Energy | 1: 7845.2496 | 72W 1 base mount 228.4mm*127mm*72.9mm |  |  | Industrial | [13 empty] | 228.4mm*127mm*72.9mm | - |  | base mount |  | 1 |  |  | 0℃~45℃ |  | 72W | [17 empty] | 1 | https://www.unikeyic.com/media/about_us/Unikey_ISO_9001_Certification.pdf | https://www.unikeyic.com/products/other-power-supply/xrg70-603pfx/12493703.html
XTR-480-24 | Mean-Well USA, Inc. | 1: 74.6386 | [18 empty] | - |  |  |  | - |  |  |  |  | - | [17 empty] | 103 | https://www.unikeyic.com/media/about_us/Unikey_ISO_9001_Certification.pdf | https://www.unikeyic.com/products/other-power-supply/xtr-480-24/999779769.html
XTR-960-24 | Mean-Well USA, Inc. | 1: 152.1102 10: 146.4765 50: 140.8427 | [18 empty] | - |  |  |  | - |  |  |  |  | - | [17 empty] | 42 | https://www.unikeyic.com/media/about_us/Unikey_ISO_9001_Certification.pdf | https://www.unikeyic.com/products/other-power-supply/xtr-960-24/999205081.html
XTR-960-24LA | Mean-Well USA, Inc. | 1: 242.2332 | O/P +24V40A | [17 empty] | - |  |  |  | - |  |  |  |  | - | [17 empty] | 7 | https://www.unikeyic.com/media/about_us/Unikey_ISO_9001_Certification.pdf | https://www.unikeyic.com/products/other-power-supply/xtr-960-24la/999136132.html
XTR-960-24PI | Mean-Well USA, Inc. | 1: 152.1102 10: 146.4765 50: 140.8427 | [18 empty] | - |  |  |  | - |  |  |  |  | - | [17 empty] | 14 | https://www.unikeyic.com/media/about_us/Unikey_ISO_9001_Certification.pdf | https://www.unikeyic.com/products/other-power-supply/xtr-960-24pi/999392486.html
XVC-00 | Advanced Energy | 1: 634.8672 5: 599.7348 10: 571.6764 | 1KW 260mm*127mm*40.4mm |  |  | Industrial | [13 empty] | 260mm*127mm*40.4mm | - |  |  |  | - |  |  | -20℃~70℃ |  | 1KW | [7 empty] | boxed | [9 empty] | 5 | https://www.unikeyic.com/media/about_us/Unikey_ISO_9001_Certification.pdf | https://www.unikeyic.com/products/other-power-supply/xvc-00/25520706.html
XVE-00 | Advanced Energy | 1: 773.3772 5: 724.896 10: 718.4592 | 1.34KW 268mm*127mm*40.4mm |  |  | Industrial | [13 empty] | 268mm*127mm*40.4mm | - |  |  |  | - |  |  | -20℃~70℃ |  | 1.34KW | [17 empty] | 5 | https://www.unikeyic.com/media/about_us/Unikey_ISO_9001_Certification.pdf | https://www.unikeyic.com/products/other-power-supply/xve-00/12277795.html
ZL9010MAIRZ | Renesas Electronics | 25: 21.2522 50: 20.5091 100: 20.0633 300: 19.9147 500: 19.7661 1,000: 19.4688 5,000: 19.3202 | 1 SMD 17.2mm × 11.5mm × 2.5mm |  |  | Commercial | [7 empty] | ZL9010MAIRZ Renesas Electronics | [5 empty] | 17.2mm*11.5mm*2.5mm | - |  | SMD mount |  | 1 |  |  | -40℃~85℃ |  | - |  |  |  |  | On sale | [12 empty] | 4682 | https://www.unikeyic.com/media/datasheet/8c/1f/aced/8c/e4d9c12807e0e39fa6c6351e7344adf2.pdf | https://www.unikeyic.com/products/other-power-supply/zl9010mairz/12374671.html
ZL9101MAIRZ-T | Renesas Electronics | 25: 23.5341 50: 22.7113 100: 22.2176 300: 22.053 500: 21.8884 1,000: 21.5593 5,000: 21.3947 | 1 SMD mount 15mm*15mm*3.5mm |  |  | Commercial | [7 empty] | ZL9101MAIRZ-T Renesas Electronics | [5 empty] | 15mm*15mm*3.5mm | - |  | SMD mount |  | 1 |  |  | -40℃~85℃ |  | - |  |  |  |  | On sale | [12 empty] | 465 | https://www.unikeyic.com/media/datasheet/54/6e/9791/546e9791d471f7b793f21a4b583202ac.pdf | https://www.unikeyic.com/products/other-power-supply/zl9101mairz-t/12399385.html
ZL9101MIRZ | Renesas Electronics | 25: 23.5341 50: 22.7113 100: 22.2176 300: 22.053 500: 21.8884 1,000: 21.5593 5,000: 21.3947 | 1 SMD mount 15mm*15mm*3.5mm |  |  | Commercial | [7 empty] | ZL9101MIRZ Renesas Electronics | [5 empty] | 15mm*15mm*3.5mm | - |  | SMD mount |  | 1 |  |  | -40℃~85℃ |  | - |  |  |  |  | On sale | [12 empty] | 160 | https://www.unikeyic.com/media/datasheet/00/83/40b1/76/5d39ef16db5fba98cacc116149607dee.pdf | https://www.unikeyic.com/products/other-power-supply/zl9101mirz/28766543.html
ZMP500-12SX-F-TD | ETA-USA | 1: 257.286 | 500W 1 base mount 203.2mm*118.5mm*66mm |  |  | Industrial | [13 empty] | 203.2mm*118.5mm*66mm | - |  | base mount |  | 1 |  |  |  |  | 500W | [6 empty] | Compliant | bulk | [9 empty] | 5 | https://www.unikeyic.com/media/about_us/Unikey_ISO_9001_Certification.pdf | https://www.unikeyic.com/products/other-power-supply/zmp500-12sx-f-td/14659392.html
ZMP500-30SX-F-TD | ETA-USA | 1: 257.286 | 500W 1 base mount 203.2mm*118.5mm*66mm |  |  | Industrial | [7 empty] | ZMP500-30SX-F-TD ETA-USA | [5 empty] | 203.2mm*118.5mm*66mm | - |  | base mount |  | 1 |  |  |  |  | 500W | [6 empty] | Compliant | bulk | [9 empty] | 5 | https://www.unikeyic.com/media/datasheet/cb/a4/9fea/cb/245206dfb668bc9fd74f92d45da61f73.pdf | https://www.unikeyic.com/products/other-power-supply/zmp500-30sx-f-td/10056305.html
ZWS10C-12 | TDK-Lambda | 1: 31.6512 10: 31.6512 | 11W 1 base mount 63.5mm*45.7mm*22mm |  |  | Commercial | [7 empty] | ZWS10C-12 TDK-Lambda | [5 empty] | 63.5mm*45.7mm*22mm | - |  | base mount |  | 1 |  |  | -10℃~70℃ |  | 11W | [7 empty] | bulk | [9 empty] | 9 | https://www.unikeyic.com/media/datasheet/7b/1f/f4e8/7b/75d0eb1f5f8d08848c6fefc6a4ba5d19.pdf | https://www.unikeyic.com/products/other-power-supply/zws10c-12/700476284.html
ZWS10C-15 | TDK-Lambda | 1: 31.6512 10: 31.6512 | 11W 1 base mount 63.5mm*45.7mm*22mm |  |  | Commercial | [7 empty] | ZWS10C-15 TDK-Lambda | [5 empty] | 63.5mm*45.7mm*22mm | - |  | base mount |  | 1 |  |  | -10℃~70℃ |  | 11W | [7 empty] | bulk | [9 empty] | 9 | https://www.unikeyic.com/media/datasheet/7b/1f/f4e8/7b/75d0eb1f5f8d08848c6fefc6a4ba5d19.pdf | https://www.unikeyic.com/products/other-power-supply/zws10c-15/700474076.html
ZWS10C-5 | TDK-Lambda | 1: 31.6512 10: 31.6512 | 10W 1 base mount 63.5mm*45.7mm*22mm |  |  | Commercial | [7 empty] | ZWS10C-5 TDK-Lambda | [5 empty] | 63.5mm*45.7mm*22mm | - |  | base mount |  | 1 |  |  | -10℃~70℃ |  | 10W | [7 empty] | bulk | [9 empty] | 2 | https://www.unikeyic.com/media/datasheet/7b/1f/f4e8/7b/75d0eb1f5f8d08848c6fefc6a4ba5d19.pdf | https://www.unikeyic.com/products/other-power-supply/zws10c-5/700477293.html
ZWS15C-12 | TDK-Lambda | 1: 33.3872 10: 32.791 25: 32.1948 50: 32.1948 | 20W 1 base mount 63.5mm*45.7mm*22mm |  |  | Commercial | [7 empty] | ZWS15C-12 TDK-Lambda | [5 empty] | 63.5mm*45.7mm*22mm | - |  | base mount |  | 1 |  |  | -10℃~70℃ |  | 20W | [7 empty] | bulk | [9 empty] | 4 | https://www.unikeyic.com/media/datasheet/6b/26/14d4/6b/aa0f2a5ee75085737adcb6a511f3dd45.pdf | https://www.unikeyic.com/products/other-power-supply/zws15c-12/700479080.html
ZWS15C-15 | TDK-Lambda | 1: 33.3872 10: 32.791 25: 32.1948 50: 32.1948 | 20W 1 base mount 63.5mm*45.7mm*22mm |  |  | Commercial | [7 empty] | ZWS15C-15 TDK-Lambda | [5 empty] | 63.5mm*45.7mm*22mm | - |  | base mount |  | 1 |  |  | -10℃~70℃ |  | 20W | [7 empty] | bulk | [9 empty] | 4 | https://www.unikeyic.com/media/datasheet/6b/26/14d4/6b/aa0f2a5ee75085737adcb6a511f3dd45.pdf | https://www.unikeyic.com/products/other-power-supply/zws15c-15/700480326.html
ZWS15C-24 | TDK-Lambda | 1: 54.1301 3: 44.4565 4: 43.2468 5: 39.417 9: 38.2207 10: 36.5732 20: 34.4553 30: 34.2482 | 20W 1 base mount 63.5mm*45.7mm*22mm |  |  | Commercial | [7 empty] | ZWS15C-24 TDK-Lambda | [5 empty] | 63.5mm*45.7mm*22mm | - |  | base mount |  | 1 |  |  | -10℃~70℃ |  | 20W | [7 empty] | bulk | [9 empty] | 110 | https://www.unikeyic.com/media/datasheet/6b/26/14d4/6b/aa0f2a5ee75085737adcb6a511f3dd45.pdf | https://www.unikeyic.com/products/other-power-supply/zws15c-24/700478527.html
ZWS15C-5 | TDK-Lambda | 1: 33.4123 10: 31.1602 25: 30.307 50: 29.6774 100: 29.0606 250: 28.6469 | 15W 1 base mount 63.5mm*45.7mm*22mm |  |  | Commercial | [7 empty] | ZWS15C-5 TDK-Lambda | [5 empty] | 63.5mm*45.7mm*22mm | - |  | base mount |  | 1 |  |  | -10℃~70℃ |  | 15W | [7 empty] | bulk | [9 empty] | 3 | https://www.unikeyic.com/media/datasheet/6b/26/14d4/6b/aa0f2a5ee75085737adcb6a511f3dd45.pdf | https://www.unikeyic.com/products/other-power-supply/zws15c-5/700478508.html
ZWS30C-12 | TDK-Lambda | 1: 41.426 10: 41.426 25: 40.6728 50: 40.6728 | 35W 1 base mount 76.2mm*50.8mm*24.2mm |  |  | Commercial | [7 empty] | ZWS30C-12 TDK-Lambda | [5 empty] | 76.2mm*50.8mm*24.2mm | - |  | base mount |  | 1 |  |  | -10℃~70℃ |  | 35W | [7 empty] | bulk | [9 empty] | 9 | https://www.unikeyic.com/media/datasheet/26/d1/9884/26/d8c1428e7ba0f1a4ba7153dc9b4a535f.pdf | https://www.unikeyic.com/products/other-power-supply/zws30c-12/700477730.html
ZWS30C-15 | TDK-Lambda | 1: 41.426 10: 41.426 25: 40.6728 50: 40.6728 | 35W 1 base mount 76.2mm*50.8mm*24.2mm |  |  | Commercial | [7 empty] | ZWS30C-15 TDK-Lambda | [5 empty] | 76.2mm*50.8mm*24.2mm | - |  | base mount |  | 1 |  |  | -10℃~70℃ |  | 35W | [7 empty] | bulk | [9 empty] | 9 | https://www.unikeyic.com/media/datasheet/26/d1/9884/26/d8c1428e7ba0f1a4ba7153dc9b4a535f.pdf | https://www.unikeyic.com/products/other-power-supply/zws30c-15/700482398.html
ZWS30C-24 | TDK-Lambda | 1: 41.426 10: 41.426 25: 40.6728 50: 40.6728 | 35W 1 base mount 76.2mm*50.8mm*24.2mm |  |  | Commercial | [7 empty] | ZWS30C-24 TDK-Lambda | [5 empty] | 76.2mm*50.8mm*24.2mm | - |  | base mount |  | 1 |  |  | -10℃~70℃ |  | 35W | [7 empty] | bulk | [9 empty] | 9 | https://www.unikeyic.com/media/datasheet/26/d1/9884/26/d8c1428e7ba0f1a4ba7153dc9b4a535f.pdf | https://www.unikeyic.com/products/other-power-supply/zws30c-24/700480822.html
ZWS30C-5 | TDK-Lambda | 1: 41.426 10: 41.426 25: 40.6728 50: 40.6728 | 20W 1 base mount 76.2mm*50.8mm*24.2mm |  |  | Commercial | [7 empty] | ZWS30C-5 TDK-Lambda | [5 empty] | 76.2mm*50.8mm*24.2mm | - |  | base mount |  | 1 |  |  | -10℃~70℃ |  | 20W | [7 empty] | bulk | [9 empty] | 9 | https://www.unikeyic.com/media/datasheet/26/d1/9884/26/d8c1428e7ba0f1a4ba7153dc9b4a535f.pdf | https://www.unikeyic.com/products/other-power-supply/zws30c-5/700479276.html