## Power Adapters
Part Number | Manufacturer | Price | Description | AC Voltage - Input | Accessory Type | Application Level | Applications | Base Product Number | Connector - Sensor | Cord Length | Cord Length | Current-Output 1 | Current - Output (Max) | DC Voltage - Input (Max) | DC Voltage - Input (Min) | Datasheet | Efficiency | Features | Form | For Use With / Related Products | Input Connector Type | Input Connector | Input Type | Length/Width/Height | Line Regulation | Load Regulation | Max Input Voltage | Min Input Voltage | Minimum Load Required | Moisture Sensitivity Level (MSL) | Mounting Type | Mounting Type | No Load Power Consumption | Number of Outputs | Operating Temperature | Operating Temperature | Output Connector Polarity | Output Connector Type | Output Power | Output Connector | Package/Case | Packaging | Power (Watts) | Product Status | Region of Use | Region Utilized | Rid | RoHS | SPM | Series | Size / Dimension | Voltage-Input | Voltage - Isolation | Voltage - Output | Voltage - Output 1 | Voltage - Output 2 | Weight | Stock | Datasheet URL | Source URL
100ACDRS_12S | GAPTEC Electronic | 1: 19.4512 12: 16.9249 28: 16.1395 | 90W 120V(DC) 370V(DC) AC or DC 58mm*70mm*90mm | 85 ~ 264 VAC |  |  | ITE (Commercial) | [5 empty] | 7.5A | 370V | 120V |  | 88% | Adjustable Output, Universal Input |  |  |  |  | AC or DC | [5 empty] | No | Not Applicable |  |  |  | 1 |  | -40°C ~ 70°C (With Derating) | [5 empty] | Bulk | 90W | [6 empty] | 100ACDRS_S | 2.28" L x 2.76" W x 3.54" H (58.0mm x 70.0mm x 90.0mm) |  | 4 kV |  | 12V | - |  | 30 | https://www.unikeyic.com/media/datasheet/c1/f2/8ba6/c1f28ba64b3d18282e873eb00413cd0c.pdf | https://www.unikeyic.com/products/power-adapter/100acdrs-12s/12430980.html
100ACDRS_15S | GAPTEC Electronic | 1: 19.44 12: 16.9155 28: 16.1306 | 98W 120V(DC) 370V(DC) AC or DC 58mm × 70mm × 90mm | 85 ~ 264 VAC |  |  | ITE (Commercial) | [5 empty] | 6.5A | 370V | 120V |  | 89% | Adjustable Output, Universal Input |  |  |  |  | AC or DC | [5 empty] | No | Not Applicable |  |  |  | 1 |  | -40°C ~ 70°C (With Derating) | [5 empty] | Bulk | 98W | [6 empty] | 100ACDRS_S | 2.28" L x 2.76" W x 3.54" H (58.0mm x 70.0mm x 90.0mm) |  | 4 kV |  | 15V | - |  | 50 | https://www.unikeyic.com/media/datasheet/c1/f2/8ba6/c1f28ba64b3d18282e873eb00413cd0c.pdf | https://www.unikeyic.com/products/power-adapter/100acdrs-15s/29090130.html
100ACDRS_24S | GAPTEC Electronic | 1: 19.4512 12: 16.9249 28: 16.1395 | 101W 120V DC 370V DC AC/DC 58mm × 70mm × 90mm | 85 ~ 264 VAC |  |  | ITE (Commercial) | [5 empty] | 4.2A | 370V | 120V |  | 90% | Adjustable Output, Universal Input |  |  |  |  | AC or DC | [5 empty] | No | Not Applicable |  |  |  | 1 |  | -40°C ~ 70°C (With Derating) | [5 empty] | Bulk | 101W | [6 empty] | 100ACDRS_S | 2.28" L x 2.76" W x 3.54" H (58.0mm x 70.0mm x 90.0mm) |  | 4 kV |  | 24V | - |  | 32 | https://www.unikeyic.com/media/datasheet/c1/f2/8ba6/c1f28ba64b3d18282e873eb00413cd0c.pdf | https://www.unikeyic.com/products/power-adapter/100acdrs-24s/11796185.html
100ACDRS_48S | GAPTEC Electronic | 1: 19.44 12: 16.9155 28: 16.1306 | 101W 120V(DC)/370V(DC) AC or DC 58mm × 70mm × 90mm | 85 ~ 264 VAC |  |  | ITE (Commercial) | [5 empty] | 2.1A | 370V | 120V |  | 90% | Adjustable Output, Universal Input |  |  |  |  | AC or DC | [5 empty] | No | Not Applicable |  |  |  | 1 |  | -40°C ~ 70°C (With Derating) | [5 empty] | Bulk | 101W | [6 empty] | 100ACDRS_S | 2.28" L x 2.76" W x 3.54" H (58.0mm x 70.0mm x 90.0mm) |  | 4 kV |  | 48V | - |  | 44 | https://www.unikeyic.com/media/datasheet/c1/f2/8ba6/c1f28ba64b3d18282e873eb00413cd0c.pdf | https://www.unikeyic.com/products/power-adapter/100acdrs-48s/11988967.html
1065976 | PHOENIX CONTACT | 1: 650.76 | 192W 100V(AC) 250V(DC) AC or DC 240mm*136mm*53mm | 100 ~ 240 VAC |  |  | Laboratory | [5 empty] | 8A | 250V | 110V |  | 93% | Adjustable Output, IP67 |  |  |  |  | AC or DC | [5 empty] | - | 1 (Unlimited) |  |  |  | 1 |  | -25°C ~ 70°C (With Derating) | [5 empty] | Box | 192W | [6 empty] | TRIO | 9.45" L x 5.35" W x 2.09" H (240.0mm x 136.0mm x 53.0mm) |  | 3 kV |  | 24V | - |  | 1 | https://www.unikeyic.com/media/datasheet/b2/ce/d537/b2ced53737e77e675a00fb8843b4e383.pdf | https://www.unikeyic.com/products/power-adapter/1065976/12405711.html
1111634 | PHOENIX CONTACT | 1: 359.8074 | 240W 100V(AC) 250V(DC) AC or DC 240mm*136mm*53mm | 100 ~ 240 VAC |  |  | Laboratory | [5 empty] | 10A | 250V | 110V |  | 93% | Adjustable Output, IP67 |  |  |  |  | AC or DC | [5 empty] | - | 1 (Unlimited) |  |  |  | 1 |  | -25°C ~ 70°C (With Derating) | [5 empty] | Box | 240W | [6 empty] | TRIO | 9.45" L x 5.35" W x 2.09" H (240.0mm x 136.0mm x 53.0mm) |  | 3 kV |  | 24V | - |  | 30 | https://www.unikeyic.com/media/datasheet/a8/aa/280b/a8aa280bd841701d7d0e5aa24c4ead4b.pdf | https://www.unikeyic.com/products/power-adapter/1111634/28618124.html
1209-0000 | ANSMANN | 1: 28.26 5: 26.376 10: 25.905 50: 25.434 100: 25.434 250: 25.434 | APS 600 Traveller, IP40 | [6 empty] | - | [5 empty] | 1209-0000 ANSMANN |  |  |  |  | - | [5 empty] | - | - | [8 empty] | - | - | - | [5 empty] | - | [12 empty] | 38 | https://www.unikeyic.com/media/datasheet/7b/36/7ecf/ec/ccc77c4f3e2d624442db1b6cce32c726.pdf | https://www.unikeyic.com/products/power-adapter/1209-0000/14947102.html
13100114 | SCHROFF | 1: 605.902 | 93W 100V(DC) 360V(DC) | [6 empty] | - | [5 empty] | 13100114 SCHROFF |  |  |  |  | - | [5 empty] | 360V(DC) | 100V(DC) | [8 empty] | - | - | 93W | [5 empty] | - | [12 empty] | 2 | https://www.unikeyic.com/media/datasheet/5f/45/f544/5f/bf807cf7719108ce372808fc2351f51e.pdf | https://www.unikeyic.com/products/power-adapter/13100114/12183103.html
13100116 | SCHROFF | 1: 544.709 | 102W 100V(DC) 360V(DC) | [6 empty] | - | [5 empty] | 13100116 SCHROFF |  |  |  |  | - | [5 empty] | 360V(DC) | 100V(DC) | [8 empty] | - | - | 102W | [5 empty] | - | [12 empty] | 1 | https://www.unikeyic.com/media/datasheet/94/77/8ead/94/542941f578062fd2d785ecd922716ab9.pdf | https://www.unikeyic.com/products/power-adapter/13100116/28366321.html
13105002 | SCHROFF | 1: 371.061 | nVent SCHROFF 13105-002 | [6 empty] | - | [5 empty] | 13105002 SCHROFF |  |  |  |  | - | [5 empty] | - | - | [8 empty] | - | - | - | [5 empty] | - | [12 empty] | 1 | https://www.unikeyic.com/media/datasheet/b2/cb/426b/b2/025d17b8a760c9146f98d5722269a5a1.pdf | https://www.unikeyic.com/products/power-adapter/13105002/28764063.html
13105009 | SCHROFF | 1: 509.5168 | nVent SCHROFF 13105-009 | [6 empty] | - | [5 empty] | 13105009 SCHROFF |  |  |  |  | - | [5 empty] | - | - | [8 empty] | - | - | - | [5 empty] | - | [12 empty] | 3 | https://www.unikeyic.com/media/datasheet/9f/ee/04c1/9f/5ad57c5799f731d59386ce5a95297188.pdf | https://www.unikeyic.com/products/power-adapter/13105009/12460077.html
13105013 | SCHROFF | 1: 581.353 | nVent SCHROFF 13105-013 | [6 empty] | - | [5 empty] | 13105013 SCHROFF |  |  |  |  | - | [5 empty] | - | - | [8 empty] | - | - | - | [5 empty] | - | [12 empty] | 1 | https://www.unikeyic.com/media/datasheet/4f/34/dc6a/4f/131e569d2366d66dbd9f50120c339837.pdf | https://www.unikeyic.com/products/power-adapter/13105013/29473870.html
1413929 | PHOENIX CONTACT | 1: 372.9348 | Phoenix,power distributor,SACB-4/T-L-8FUSECTAXL, |  | - | [14 empty] | - | [9 empty] | 1 (Unlimited) | [11 empty] | Bulk | [7 empty] | - | [7 empty] | 1 | https://www.unikeyic.com/media/datasheet/43/c1/691e/43c1691e34a5d8784ed0761b6d1dc1fc.pdf | https://www.unikeyic.com/products/power-adapter/1413929/11103658.html
1458101 | PHOENIX CONTACT | 1: 87.8742 10: 86.0045 | Phoenix Contact SAC-MS/0,1-116/2XA-1L-ZSCO Sensor Actuator Cable, SAC Series, 4-Way DIN 43650A x 2 to M12 Adapter | [5 empty] | Rectangular | [20 empty] | Not Applicable | [11 empty] | Bulk | [7 empty] | SAC | [7 empty] | 100 | https://www.unikeyic.com/media/datasheet/9b/92/1b88/9b/51505b187c71253a88e7e6470214cd4f.pdf | https://www.unikeyic.com/products/power-adapter/1458101/21541252.html
1458130 | PHOENIX CONTACT | 1: 87.5462 10: 85.6835 | Phoenix,Dual Valve Connector Adapter,SAC-MR/0,1-116/2XA-1L-ZSCO,Phoenix Contact Sensor actuator cable, SACseries, 4Core, DIN 43650 A type x 2changeM12 | [5 empty] | Rectangular | [20 empty] | Not Applicable | [11 empty] | Bulk |  |  |  |  | 4471959 |  |  | SAC | [7 empty] | 100 | https://www.unikeyic.com/media/datasheet/64/fe/26ce/64/432916dda60c0a875e74cb8c8d46c757.pdf | https://www.unikeyic.com/products/power-adapter/1458130/10916976.html
1458143 | PHOENIX CONTACT | 1: 40.5283 | Phoenix,Dual Valve Connector Adapter,SAC-MR/0,15-116/2XA-1L-ZSCO,Phoenix Contact Sensor actuator cable, SACseries, 4Core, DIN 43650 A type x 2changeM12 | [5 empty] | Rectangular | [20 empty] | Not Applicable | [11 empty] | Bulk | [7 empty] | SAC | [7 empty] | 7 | https://www.unikeyic.com/media/datasheet/46/b9/85c8/46b985c845a6cf0d494be5ab14b0621c.pdf | https://www.unikeyic.com/products/power-adapter/1458143/20771963.html
1458282 | PHOENIX CONTACT | 1: 82.8985 10: 81.1347 | Phoenix,Dual Valve Connector Adapter,SAC-MS/0,1-116/2XB-1L-ZSCO,Phoenix Contact Sensor actuator cable, SACseries, 4Core, DIN 43650 B type x 2changeM12 | [5 empty] | Rectangular | [20 empty] | Not Applicable | [11 empty] | Bulk |  |  |  |  | 4471962 |  |  | SAC | [7 empty] | 100 | https://www.unikeyic.com/media/datasheet/7b/b8/d626/7bb8d6261c188bfc3e426622e98b37b3.pdf | https://www.unikeyic.com/products/power-adapter/1458282/20516949.html
1458318 | PHOENIX CONTACT | 1: 83.1078 10: 81.3396 | Phoenix,Dual Valve Connector Adapter,SAC-MR/0,1-116/2XB-1L-ZSCO,Phoenix Contact Sensor actuator cable, SACseries, 4Core, DIN 43650 B type x 2changeM12 | [5 empty] | BI | [20 empty] | Not Applicable | [11 empty] | Bulk | [7 empty] | SAC | [7 empty] | 100 | https://www.unikeyic.com/media/datasheet/7b/85/4ed6/7b/56da46fdc1e132be8acbce2ae75334f9.pdf | https://www.unikeyic.com/products/power-adapter/1458318/15289502.html
1458473 | PHOENIX CONTACT | 1: 93.5478 10: 91.5574 | Phoenix,Dual Valve Connector Adapter,SAC-MS/0,15-116/2XBI-1L-ZSCO,Phoenix Contact Sensor actuator cable, SACseries, 4Core, DIN 43650 BI type x 2changeM12 | [5 empty] | BI | [20 empty] | Not Applicable | [11 empty] | Bulk | [7 empty] | SAC | [7 empty] | 100 | https://www.unikeyic.com/media/datasheet/21/3f/7ac0/213f7ac0d818e81413eab9e03ad75310.pdf | https://www.unikeyic.com/products/power-adapter/1458473/15579235.html
15DYS6150-2400625P | IDAEL POWER | 1: 71.512 5: 70.235 10: 68.958 50: 68.958 | International 150W Barrel Plug, 2.1mm I.D. x 5.5mm O.D. x 12.0mm, Center Positive, 90VAC 264VAC, Cord Sold Separately, IEC 320-C14, 1.5m, Desktop Mount, 172.5mm × 71mm × 37mm |  |  |  | ITE (Commercial) | 15DYS6150 |  |  | 59" (1.50m) |  | 6.25A |  |  |  | 88% |  | Desktop (Class I) |  |  | IEC 320-C14 | Cord (Sold Separately) | [6 empty] | Not Applicable |  |  | 210mW (Max) |  |  | 0°C ~ 40°C |  |  |  | Barrel Plug, 2.1mm I.D. x 5.5mm O.D. x 12.0mm |  | Box | 150 W |  |  | International |  |  |  | - | 6.79" L x 2.80" W x 1.46" H (172.5mm x 71.0mm x 37.0mm) | 90 ~ 264 VAC |  | 24V |  |  |  | 59 | https://www.unikeyic.com/media/datasheet/a1/f7/86fe/a1/d7858a835a7cb5b0ec44231bf255db00.pdf | https://www.unikeyic.com/products/power-adapter/15dys6150-2400625p/29165576.html
15DYS6150-3600416P | IDAEL POWER | 1: 80.136 5: 78.705 10: 77.274 50: 77.274 | Barrel Plug, 2.1mm ID x 5.5mm OD x 12mm H, Center Positive, 90VAC/264VAC, IEC 320-C14, Cord Sold Separately, 1.5m, Desktop Mount, 172.5mm × 71mm × 37mm |  |  |  | ITE (Commercial) | 15DYS6150 |  |  | 59" (1.50m) |  | 4.16A |  |  |  | 88% |  | Desktop (Class I) |  |  | IEC 320-C14 | Cord (Sold Separately) | [6 empty] | Not Applicable |  |  | 210mW (Max) |  |  | 0°C ~ 45°C |  |  |  | Barrel Plug, 2.1mm I.D. x 5.5mm O.D. x 12.0mm |  | Box | 150 W |  |  | International |  |  |  | - | 6.79" L x 2.80" W x 1.46" H (172.5mm x 71.0mm x 37.0mm) | 90 ~ 264 VAC |  | 36V |  |  |  | 13 | https://www.unikeyic.com/media/about_us/Unikey_ISO_9001_Certification.pdf | https://www.unikeyic.com/products/power-adapter/15dys6150-3600416p/29011441.html
15DYS818-050300W-2 | IDAEL POWER | 1: 10.375 5: 9.96 10: 9.13 50: 9.13 100: 8.964 250: 8.964 | Europe 15W 90V(AC) 264V(AC) CEE 7/16，Fixed Blade wall mount 67.5mm*45.5mm*28mm |  |  |  | ITE (Commercial) | 15DYS818 |  |  | - |  | 3A |  |  |  | Level VI |  | Wall Mount (Class II) |  |  | CEE 7/16 | Fixed Blade | [6 empty] | Not Applicable |  |  | - |  |  | 0°C ~ 45°C |  |  |  | - |  | Box | 15 W |  |  | Europe | 12818214 |  |  | 15DYS818 (18W) | 2.66" L x 1.79" W x 1.10" H (67.5mm x 45.5mm x 28.0mm) | 90 ~ 264 VAC |  | 5V |  |  |  | 54 | https://www.unikeyic.com/media/about_us/Unikey_ISO_9001_Certification.pdf | https://www.unikeyic.com/products/power-adapter/15dys818-050300w-2/18196958.html
15DYS818-050300W-3 | IDAEL POWER | 1: 10.875 5: 10.44 10: 9.57 50: 9.57 100: 9.396 250: 9.396 | United Kingdom 15W 90V(AC) 264V(AC) BS 1363，Fixed Blade wall mount 66mm*49.3mm*34.8mm |  |  |  | ITE (Commercial) | 15DYS818 |  |  | - |  | 3A |  |  |  | Level VI |  | Wall Mount (Class I) |  |  | BS 1363 | Fixed Blade | [6 empty] | Not Applicable |  |  | - |  |  | 0°C ~ 45°C |  |  |  | - |  | Box | 15 W |  |  | United Kingdom | 12818304 |  |  | 15DYS818 (18W) | 2.60" L x 1.94" W x 1.37" H (66.0mm x 49.3mm x 34.8mm) | 90 ~ 264 VAC |  | 5V |  |  |  | 17 | https://www.unikeyic.com/media/about_us/Unikey_ISO_9001_Certification.pdf | https://www.unikeyic.com/products/power-adapter/15dys818-050300w-3/28872804.html
15DYS818-075200W-K | IDAEL POWER | 1: 14.025 5: 12.5664 10: 12.342 50: 12.342 100: 12.1176 250: 12.1176 | International 15W Barrel Plug,2.1mm I.D. x 5.5mm O.D. x 12.0mm Positive center 90V(AC) 264V(AC) Multi-Blade (Included) 1.2m wall mount 65.5mm*43.5mm*36.2mm |  |  |  | ITE (Commercial) | 15DYS818 |  |  | 47.2" (1.20m) |  | 2A |  |  |  | 84.12% |  | Wall Mount (Class II) |  |  | Multi-Blade (Included) | Multi-Blade (Included) | [6 empty] | Not Applicable |  |  | 100mW (Max) |  |  | 0°C ~ 40°C |  |  |  | Barrel Plug, 2.1mm I.D. x 5.5mm O.D. x 12.0mm |  | Box | 15 W |  |  | International |  |  |  | - | 2.58" L x 1.71" W x 1.43" H (65.5mm x 43.5mm x 36.2mm) | 90 ~ 264 VAC |  | 7.5V |  |  |  | 7 | https://www.unikeyic.com/media/about_us/Unikey_ISO_9001_Certification.pdf | https://www.unikeyic.com/products/power-adapter/15dys818-075200w-k/12049222.html
15DYS818-090200W-3 | IDAEL POWER | 1: 10.65 5: 10.224 10: 9.372 50: 9.372 100: 9.2016 250: 9.2016 | UK 18W 90V(AC) 264V(AC) BS 1363 Fixed Blade Wall Mount 66mm × 49.3mm × 34.8mm |  |  |  | ITE (Commercial) | 15DYS818 |  |  | - |  | 2A |  |  |  | Level VI |  | Wall Mount (Class I) |  |  | BS 1363 | Fixed Blade | [6 empty] | Not Applicable |  |  | - |  |  | 0°C ~ 45°C |  |  |  | - |  | Box | 18 W |  |  | United Kingdom |  |  |  | 15DYS818 (18W) | 2.60" L x 1.94" W x 1.37" H (66.0mm x 49.3mm x 34.8mm) | 90 ~ 264 VAC |  | 9V |  |  |  | 66 | https://www.unikeyic.com/media/about_us/Unikey_ISO_9001_Certification.pdf | https://www.unikeyic.com/products/power-adapter/15dys818-090200w-3/11407053.html
15DYS818-120150W-1 | IDAEL POWER | 1: 10 5: 9.6 10: 8.8 50: 8.8 100: 8.64 250: 8.64 | North America 18W 90V(AC) 264V(AC) Fixed Blade，NEMA 1-15P wall mount 67.5mm*45.5mm*28mm |  |  |  | ITE (Commercial) | 15DYS818 |  |  | - |  | 1.5A |  |  |  | Level VI |  | Wall Mount (Class II) |  |  | NEMA 1-15P | Fixed Blade | [6 empty] | Not Applicable |  |  | - |  |  | 0°C ~ 45°C |  |  |  | - |  | Box | 18 W |  |  | North America | 12818206 |  |  | 15DYS818 (18W) | 2.66" L x 1.79" W x 1.10" H (67.5mm x 45.5mm x 28.0mm) | 90 ~ 264 VAC |  | 12V |  |  |  | 16 | https://www.unikeyic.com/media/datasheet/5e/7b/03a1/5e/e25c7392ea966922a63d6625d651282a.pdf | https://www.unikeyic.com/products/power-adapter/15dys818-120150w-1/28759974.html
15DYS818-120150W-2 | IDAEL POWER | 1: 10.375 5: 9.96 10: 9.13 50: 9.13 100: 8.964 250: 8.964 | Europe 18W 90V(AC) 264V(AC) CEE 7/16 Fixed Blade Wall Mount 67.5mm × 45.5mm × 28mm |  |  |  | ITE (Commercial) | 15DYS818 |  |  | - |  | 1.5A |  |  |  | Level VI |  | Wall Mount (Class II) |  |  | CEE 7/16 | Fixed Blade | [6 empty] | Not Applicable |  |  | - |  |  | 0°C ~ 45°C |  |  |  | - |  | Box | 18 W |  |  | Europe |  |  |  | 15DYS818 (18W) | 2.66" L x 1.79" W x 1.10" H (67.5mm x 45.5mm x 28.0mm) | 90 ~ 264 VAC |  | 12V |  |  |  | 108 | https://www.unikeyic.com/media/datasheet/5e/7b/03a1/5e/e25c7392ea966922a63d6625d651282a.pdf | https://www.unikeyic.com/products/power-adapter/15dys818-120150w-2/28812153.html
15DYS818-120150W-K | IDAEL POWER | 1: 13.8875 5: 12.4432 10: 12.221 50: 12.221 100: 11.9988 250: 11.9988 | International 18W Barrel Plug,2.1mm I.D. x 5.5mm O.D. x 12.0mm Positive center 90V(AC) 264V(AC) Multi-Blade (Included) 1.5m wall mount 65.5mm*43.5mm*36.2mm |  |  |  | ITE (Commercial) | 15DYS818 |  |  | 59" (1.50m) |  | 1.5A |  |  |  | 85% |  | Wall Mount (Class II) |  |  | Multi-Blade (Included) | Multi-Blade (Included) | [6 empty] | Not Applicable |  |  | 100mW (Max) |  |  | 0°C ~ 40°C |  |  |  | Barrel Plug, 2.1mm I.D. x 5.5mm O.D. x 12.0mm |  | Box | 18 W |  |  | International | 12818257 |  |  | - | 2.58" L x 1.71" W x 1.43" H (65.5mm x 43.5mm x 36.2mm) | 90 ~ 264 VAC |  | 12V |  |  |  | 31 | https://www.unikeyic.com/media/about_us/Unikey_ISO_9001_Certification.pdf | https://www.unikeyic.com/products/power-adapter/15dys818-120150w-k/29253532.html
15DYS818-240075W-K | IDAEL POWER | 1: 13.8875 5: 12.4432 10: 12.221 50: 12.221 100: 11.9988 250: 11.9988 | International 18W Barrel Plug,2.1mm I.D. x 5.5mm O.D. x 12.0mm Positive center 90V(AC) 264V(AC) Multi-Blade (Included) 1.5m wall mount 65.5mm*43.5mm*36.2mm |  |  |  | ITE (Commercial) | 15DYS818 |  |  | 59" (1.50m) |  | 750mA |  |  |  | 85% |  | Wall Mount (Class II) |  |  | Multi-Blade (Included) | Multi-Blade (Included) | [6 empty] | Not Applicable |  |  | 100mW (Max) |  |  | 0°C ~ 40°C |  |  |  | Barrel Plug, 2.1mm I.D. x 5.5mm O.D. x 12.0mm |  | Box | 18 W |  |  | International | 12818285 |  |  | - | 2.58" L x 1.71" W x 1.43" H (65.5mm x 43.5mm x 36.2mm) | 90 ~ 264 VAC |  | 24V |  |  |  | 68 | https://www.unikeyic.com/media/datasheet/bb/6a/5049/bb6a50490efe70abf1a54adcde9c284f.pdf | https://www.unikeyic.com/products/power-adapter/15dys818-240075w-k/11487617.html
15DYS824-300080W-K | IDAEL POWER | 1: 16.625 5: 14.896 10: 14.63 50: 14.364 100: 14.364 250: 14.364 | International Barrel Plug Adapter, 24W, 2.1mm ID x 5.5mm OD x 12mm, Center Positive, 90V/264V AC, Multi-Blade, 1.5m, Wall Mount, 76.8mm × 47.5mm × 35mm |  |  |  | ITE (Commercial) | 15DYS824 |  |  | 59" (1.50m) |  | 800mA |  |  |  | 86.2% |  | Wall Mount (Class II) |  |  | Multi-Blade (Included) | Multi-Blade (Included) | [6 empty] | Not Applicable |  |  | 100mW (Max) |  |  | 0°C ~ 40°C |  |  |  | Barrel Plug, 2.1mm I.D. x 5.5mm O.D. x 12.0mm |  | Box | 24 W |  |  | International |  |  |  | - | 3.02" L x 1.87" W x 1.38" H (76.8mm x 47.5mm x 35.0mm) | 90 ~ 264 VAC |  | 30V |  |  |  | 16 | https://www.unikeyic.com/media/about_us/Unikey_ISO_9001_Certification.pdf | https://www.unikeyic.com/products/power-adapter/15dys824-300080w-k/12396376.html
15DYS830-120250W-3-2.5 | IDAEL POWER | 1: 14.05 5: 12.5888 10: 12.364 50: 12.364 | UK Plug, 30W, 90VAC-264VAC, BS 1363, Fixed Blade, Wall Mount, 76.8mm × 50mm × 31mm |  |  |  | ITE (Commercial) | 15DYS830 |  |  | - |  | 2.5A |  |  |  | Level VI |  | Wall Mount (Class I) |  |  | BS 1363 | Fixed Blade | [6 empty] | Not Applicable |  |  | - |  |  | 0°C ~ 40°C |  |  |  | - |  | Box | 30 W |  |  | United Kingdom | 12818265 |  |  | 15DYS830 (30W) | 3.02" L x 1.96" W x 1.22" H (76.8mm x 50.0mm x 31.0mm) | 90 ~ 264 VAC |  | 12V |  |  |  | 46 | https://www.unikeyic.com/media/datasheet/62/73/4f63/62/8926e87a070cc78c2024ea0f2bd36693.pdf | https://www.unikeyic.com/products/power-adapter/15dys830-120250w-3-2-5/12312141.html
15DYS830-120250W-K | IDAEL POWER | 1: 16.65 5: 14.9184 10: 14.652 50: 14.3856 100: 14.3856 250: 14.3856 | International 30W Barrel Plug,2.1mm I.D. x 5.5mm O.D. x 12.0mm Positive center 90V(AC) 264V(AC) Multi-Blade (Included) 1.5m wall mount 76.8mm*47.5mm*35mm |  |  |  | ITE (Commercial) | 15DYS830 |  |  | 59" (1.50m) |  | 2.5A |  |  |  | Level VI |  | Wall Mount (Class II) |  |  | Multi-Blade (Included) | Multi-Blade (Included) | [6 empty] | Not Applicable |  |  | - |  |  | 0°C ~ 40°C |  |  |  | Barrel Plug, 2.1mm I.D. x 5.5mm O.D. x 12.0mm |  | Bulk | 30 W |  |  | International |  |  |  | 15DYS830 (30W) | 3.02" L x 1.87" W x 1.38" H (76.8mm x 47.5mm x 35.0mm) | 90 ~ 264 VAC |  | 12V |  |  | 0.441 lb (200.03 g) | 261 | https://www.unikeyic.com/media/about_us/Unikey_ISO_9001_Certification.pdf | https://www.unikeyic.com/products/power-adapter/15dys830-120250w-k/28890898.html
15DYS830-240125W-K | IDAEL POWER | 1: 16.65 5: 14.9184 10: 14.652 50: 14.3856 100: 14.3856 250: 14.3856 | International 30W Barrel Plug,2.1mm I.D. x 5.5mm O.D. x 12.0mm Positive center 90V(AC) 264V(AC) Multi-Blade (Included) 1.5m wall mount 76.8mm*47.5mm*35mm |  |  |  | ITE (Commercial) | 15DYS830 |  |  | 59" (1.50m) |  | 1.25A |  |  |  | 86.94% |  | Wall Mount (Class II) |  |  | Multi-Blade (Included) | Multi-Blade (Included) | [6 empty] | Not Applicable |  |  | 100mW (Max) |  |  | 0°C ~ 40°C |  |  |  | Barrel Plug, 2.1mm I.D. x 5.5mm O.D. x 12.0mm |  | Box | 30 W |  |  | International | 12818251 |  |  | - | 3.02" L x 1.87" W x 1.38" H (76.8mm x 47.5mm x 35.0mm) | 90 ~ 264 VAC |  | 24V |  |  |  | 204 | https://www.unikeyic.com/media/pdf/HTMLDatasheet/idael-power/9a/2d/754b/15dys830-240125w-k/2025/11/15dys830-240125w-k.pdf | https://www.unikeyic.com/products/power-adapter/15dys830-240125w-k/12428321.html
15DYS836-120333W-2.5 | IDAEL POWER | 1: 15.975 5: 14.3136 10: 14.058 50: 13.8024 100: 13.8024 250: 13.8024 | International 40W Barrel Plug, 2.5mm I.D. x 5.5mm O.D. x 11.0mm, Center Positive 90V(AC) 264V(AC) IEC 320-C8, Cord (Sold Separately) Desktop Mount 97.5mm × 52.5mm × 32.3mm |  |  |  | ITE (Commercial) | 15DYS836 |  |  | - |  | 3.33A |  |  |  | Level VI |  | Desktop (Class II) |  |  | IEC 320-C8 | Cord (Sold Separately) | [6 empty] | Not Applicable |  |  | - |  |  | 0°C ~ 40°C |  |  |  | Barrel Plug, 2.5mm I.D. x 5.5mm O.D. x 11.0mm |  | Box | 40 W |  |  | International |  |  |  | 15DYS836 (40W) | 3.84" L x 2.07" W x 1.27" H (97.5mm x 52.5mm x 32.3mm) | 90 ~ 264 VAC |  | 12V |  |  |  | 46 | https://www.unikeyic.com/media/about_us/Unikey_ISO_9001_Certification.pdf | https://www.unikeyic.com/products/power-adapter/15dys836-120333w-2-5/28477866.html
15DYS850-090500W-K | IDAEL POWER | 1: 22.464 5: 20.9664 10: 20.592 50: 20.2176 100: 20.2176 250: 20.2176 | International 45W Barrel Plug,2.1mm I.D. x 5.5mm O.D. x 12.0mm Positive center 90V(AC) 264V(AC) Multi-Blade (Included) 1.2m wall mount 84.5mm*52mm*35mm |  |  |  | ITE (Commercial) | 15DYS850 |  |  | 47.2" (1.20m) |  | 5A |  |  |  | 87.72% |  | Wall Mount (Class II) |  |  | Multi-Blade (Included) | Multi-Blade (Included) | [6 empty] | Not Applicable |  |  | 100mW (Max) |  |  | 0°C ~ 40°C |  |  |  | Barrel Plug, 2.1mm I.D. x 5.5mm O.D. x 12.0mm |  | Box | 45 W |  |  | International |  |  |  | - | 3.33" L x 2.05" W x 1.38" H (84.5mm x 52.0mm x 35.0mm) | 90 ~ 264 VAC |  | 9V |  |  |  | 20 | https://www.unikeyic.com/media/datasheet/9f/fb/a91d/9ffba91de02a890817915b9ab4c4899b.pdf | https://www.unikeyic.com/products/power-adapter/15dys850-090500w-k/12419945.html
15DYS850-120420W | IDAEL POWER | 1: 18.24 5: 17.024 10: 16.72 50: 16.416 100: 16.416 250: 16.416 | International 50W Barrel Plug,2.1mm I.D. x 5.5mm O.D. x 12.0mm Positive center 90V(AC) 264V(AC) Cord (Sold Separately)，IEC 320-C8 1.2m desktop mounting 97.5mm*52.5mm*32.3mm |  |  |  | ITE (Commercial) | 15DYS850 |  |  | 47.2" (1.20m) |  | 4.2A |  |  |  | Level VI |  | Desktop (Class II) |  |  | IEC 320-C8 | Cord (Sold Separately) | [6 empty] | Not Applicable |  |  | - |  |  | 0°C ~ 40°C |  |  |  | Barrel Plug, 2.1mm I.D. x 5.5mm O.D. x 12.0mm |  | Box | 50 W |  |  | International | 12818255 |  |  | 15DYS850-xyW (50W) | 3.84" L x 2.07" W x 1.27" H (97.5mm x 52.5mm x 32.3mm) | 90 ~ 264 VAC |  | 12V |  |  |  | 4 | https://www.unikeyic.com/media/datasheet/bd/d6/cf17/bdd6cf17a35ceb3d005c05041c772cea.pdf | https://www.unikeyic.com/products/power-adapter/15dys850-120420w/28637438.html
15DYS850-120420W-K | IDAEL POWER | 1: 21.744 5: 20.2944 10: 19.932 50: 19.5696 100: 19.5696 250: 19.5696 | International 50W Barrel Plug, 2.1mm ID x 5.5mm OD x 12.0mm, Center Positive, 90V AC, 264V AC, Multi-Blade (Included), 1.2m, Wall Mount, 84.5mm × 52mm × 35mm |  |  |  | ITE (Commercial) | 15DYS850 |  |  | 47.2" (1.20m) |  | 4.2A |  |  |  | 88% |  | Wall Mount (Class II) |  |  | Multi-Blade (Included) | Multi-Blade (Included) | [6 empty] | Not Applicable |  |  | 210mW (Max) |  |  | 0°C ~ 40°C |  |  |  | Barrel Plug, 2.1mm I.D. x 5.5mm O.D. x 12.0mm |  | Box | 50 W |  |  | International | 12818334 |  |  | - | 3.33" L x 2.05" W x 1.38" H (84.5mm x 52.0mm x 35.0mm) | 90 ~ 264 VAC |  | 12V |  |  |  | 5 | https://www.unikeyic.com/media/about_us/Unikey_ISO_9001_Certification.pdf | https://www.unikeyic.com/products/power-adapter/15dys850-120420w-k/11857096.html
15DYS850-150336W | IDAEL POWER | 1: 18.24 5: 17.024 10: 16.72 50: 16.416 100: 16.416 250: 16.416 | International 50W Barrel Plug, 2.1mm I.D. x 5.5mm O.D. x 12.0mm, Center Positive, 90V(AC) 264V(AC), Cord (Sold Separately), IEC 320-C8, 1.5m, Desktop Mount, 97.5mm × 52.5mm × 32.3mm |  |  |  | ITE (Commercial) | 15DYS850 |  |  | 59" (1.50m) |  | 3.36A |  |  |  | Level VI |  | Desktop (Class II) |  |  | IEC 320-C8 | Cord (Sold Separately) | [6 empty] | Not Applicable |  |  | - |  |  | 0°C ~ 40°C |  |  |  | Barrel Plug, 2.1mm I.D. x 5.5mm O.D. x 12.0mm |  | Box | 50 W |  |  | International | 12818235 |  |  | 15DYS850-xyW (50W) | 3.84" L x 2.07" W x 1.27" H (97.5mm x 52.5mm x 32.3mm) | 90 ~ 264 VAC |  | 15V |  |  |  | 10 | https://www.unikeyic.com/media/datasheet/bd/d6/cf17/bdd6cf17a35ceb3d005c05041c772cea.pdf | https://www.unikeyic.com/products/power-adapter/15dys850-150336w/11911542.html
15DYS850-150336W-K | IDAEL POWER | 1: 21.744 5: 20.2944 10: 19.932 50: 19.5696 100: 19.5696 250: 19.5696 | International 50W Barrel Plug, 2.1mm ID x 5.5mm OD x 12.0mm, Center Positive, 90V AC, 264V AC, Multi-Blade (Included), 1.2m, Wall Mount, 84.5mm × 52mm × 35mm |  |  |  | ITE (Commercial) | 15DYS850 |  |  | 47.2" (1.20m) |  | 3.36A |  |  |  | 88% |  | Wall Mount (Class II) |  |  | Multi-Blade (Included) | Multi-Blade (Included) | [6 empty] | Not Applicable |  |  | 210mW (Max) |  |  | 0°C ~ 40°C |  |  |  | Barrel Plug, 2.1mm I.D. x 5.5mm O.D. x 12.0mm |  | Box | 50 W |  |  | International |  |  |  | - | 3.33" L x 2.05" W x 1.38" H (84.5mm x 52.0mm x 35.0mm) | 90 ~ 264 VAC |  | 15V |  |  |  | 14 | https://www.unikeyic.com/media/about_us/Unikey_ISO_9001_Certification.pdf | https://www.unikeyic.com/products/power-adapter/15dys850-150336w-k/12105890.html
15DYS850-240210W-K | IDAEL POWER | 1: 21.744 5: 20.2944 10: 19.932 50: 19.5696 100: 19.5696 | International 50W Barrel Plug, 2.1mm ID x 5.5mm OD x 12.0mm, Center Positive, 90V AC, 264V AC, Multi-Blade (Included), 1.2m, Wall Mount, 84.5mm × 52mm × 35mm |  |  |  | ITE (Commercial) | 15DYS850 |  |  | 47.2" (1.20m) |  | 2.1A |  |  |  | 88% |  | Wall Mount (Class II) |  |  | Multi-Blade (Included) | Multi-Blade (Included) | [6 empty] | Not Applicable |  |  | 210mW (Max) |  |  | 0°C ~ 40°C |  |  |  | Barrel Plug, 2.1mm I.D. x 5.5mm O.D. x 12.0mm |  | Box | 50 W |  |  | International |  |  |  | - | 3.33" L x 2.05" W x 1.38" H (84.5mm x 52.0mm x 35.0mm) | 90 ~ 264 VAC |  | 24V |  |  |  | 28 | https://www.unikeyic.com/media/about_us/Unikey_ISO_9001_Certification.pdf | https://www.unikeyic.com/products/power-adapter/15dys850-240210w-k/11914194.html
15DYS851-120416G-K | IDAEL POWER | 1: 22.548 5: 21.0448 10: 20.669 50: 20.2932 100: 20.2932 250: 20.2932 | International 50W Barrel Plug,2.1mm I.D. x 5.5mm O.D. x 11.0mm Positive center 90V(AC) 264V(AC) Multi-Blade (Included) 1.5m wall mount 84mm*53mm*38mm |  |  |  | Medical |  |  |  | 59" (1.50m) |  | 4.16A |  |  |  | Level VI |  | Wall Mount |  |  | Multi-Blade (Included) | Multi-Blade (Included) | [6 empty] | Not Applicable |  |  | - |  |  | 0°C ~ 40°C |  |  |  | Barrel Plug, 2.1mm I.D. x 5.5mm O.D. x 11.0mm |  | Box | 50 W |  |  | International | 18625795 |  |  | 15DYS851 (51W) | 3.31" L x 2.09" W x 1.50" H (84.0mm x 53.0mm x 38.0mm) | 90 ~ 264 VAC |  | 12V |  |  | - | 46 | https://www.unikeyic.com/media/about_us/Unikey_ISO_9001_Certification.pdf | https://www.unikeyic.com/products/power-adapter/15dys851-120416g-k/683300254.html
15DYS851-120416W | IDAEL POWER | 1: 20.004 5: 18.6704 10: 18.337 50: 18.0036 100: 18.0036 250: 18.0036 | International 50W Barrel Plug, 2.1mm ID x 5.5mm OD x 11.0mm, Center Positive, 90VAC/264VAC, IEC 320-C8, Cord Sold Separately, 1.5m, Desktop Mount, 97.5mm × 52.5mm × 32.3mm |  |  | Industrial |  |  |  | 1.5m | [10 empty] | Cord (Sold Separately), IEC 320-C8 |  |  | 97.5mm*52.5mm*32.3mm |  |  | 264V(AC) | 90V(AC) |  |  | desktop mounting |  |  |  | 0℃~40℃ |  | Positive center | Barrel Plug, 2.1mm I.D. x 5.5mm O.D. x 11.0mm | 50W | [5 empty] | International |  |  | Compliant | boxed | [8 empty] | 14 | https://www.unikeyic.com/media/about_us/Unikey_ISO_9001_Certification.pdf | https://www.unikeyic.com/products/power-adapter/15dys851-120416w/682351549.html
16-00015 | Tensility International | 1: 7.6719 5: 7.0542 10: 6.8046 25: 6.4875 50: 6.2573 120: 5.9783 360: 5.6457 600: 5.4975 | North America 5W Barrel Plug,2.5mm I.D. x 5.5mm O.D. x 9.5mm Positive center 100V(AC) 240V(AC) Fixed Blade，NEMA 1-15P 1.5m wall mount 51mm*36.5mm*25mm |  |  |  | ITE (Commercial) | 16-000 |  |  | 59" (1.50m) |  | 1A |  |  |  | Level VI |  | Wall Mount (Class II) |  |  | NEMA 1-15P | Fixed Blade | [6 empty] | 1 (Unlimited) |  |  | 100mW (Max) |  |  | 0°C ~ 45°C |  |  |  | Barrel Plug, 2.5mm I.D. x 5.5mm O.D. x 9.5mm |  | Bulk | 5 W |  |  | North America |  |  |  | - | 2.01" L x 1.44" W x 0.98" H (51.0mm x 36.5mm x 25.0mm) | 100 ~ 240 VAC |  | 5V |  |  | 0.122 lb (55.34 g) | 1657 | https://www.unikeyic.com/media/datasheet/6b/51/2203/6b512203a3f9907ea3e6da225dfab4fb.pdf | https://www.unikeyic.com/products/power-adapter/16-00015/11547924.html
16-00067 | Tensility International | 1: 9.5423 5: 8.7702 10: 8.459 25: 8.0643 50: 7.7784 120: 7.4316 360: 7.0182 600: 6.8338 | North America 10W Barrel Plug R/A, 2.5mm I.D. x 5.5mm O.D. x 9.5mm, Center Positive, 100V(AC) 240V(AC), Fixed Blade, NEMA 1-15P, 1.5m, Wall Mount, 55.5mm × 39.5mm × 27mm |  |  |  | ITE (Commercial) | 16-000 |  |  | 59" (1.50m) |  | 2A |  |  |  | Level VI |  | Wall Mount (Class II) |  |  | NEMA 1-15P | Fixed Blade | [6 empty] | 1 (Unlimited) |  |  | 100mW (Max) |  |  | 0°C ~ 45°C |  |  |  | Barrel Plug R/A, 2.5mm I.D. x 5.5mm O.D. x 9.5mm |  | Bulk | 10 W |  |  | North America | 10324416 |  |  | - | 2.19" L x 1.56" W x 1.06" H (55.5mm x 39.5mm x 27.0mm) | 100 ~ 240 VAC |  | 5V |  |  | 0.164 lb (74.39 g) | 233 | https://www.unikeyic.com/media/datasheet/69/cf/274a/69cf274ad88c264187b321f71a3e514e.pdf | https://www.unikeyic.com/products/power-adapter/16-00067/11532637.html
16-00079 | Tensility International | 1: 7.8993 5: 7.2595 10: 7.0023 25: 6.676 50: 6.4391 120: 6.152 360: 5.8098 600: 5.6572 | Barrel Plug, 12W, 2.5mm ID x 5.5mm OD x 9.5mm, Center Positive, 100V AC, 240V AC, Fixed Blade, NEMA 1-15P, 1.5m, Wall Mount, 55.5mm × 39.5mm × 27mm |  |  |  | ITE (Commercial) | 16-000 |  |  | 59" (1.50m) |  | 1A |  |  |  | Level VI |  | Wall Mount (Class II) |  |  | NEMA 1-15P | Fixed Blade | [6 empty] | 1 (Unlimited) |  |  | 100mW (Max) |  |  | 0°C ~ 45°C |  |  |  | Barrel Plug, 2.5mm I.D. x 5.5mm O.D. x 9.5mm |  | Bulk | 12 W |  |  | North America | 10324418 |  |  | - | 2.19" L x 1.56" W x 1.06" H (55.5mm x 39.5mm x 27.0mm) | 100 ~ 240 VAC |  | 12V |  |  | 0.155 lb (70.31 g) | 1411 | https://www.unikeyic.com/media/datasheet/09/c4/fde4/09c4fde4cf8bce2a15335fcbba965fec.pdf | https://www.unikeyic.com/products/power-adapter/16-00079/11763754.html
16-00083 | Tensility International | 1: 8.893 5: 8.1779 10: 7.8873 25: 7.5197 50: 7.2528 120: 6.9294 360: 6.5439 600: 6.3721 | North America 12W Barrel Plug R/A, 2.5mm I.D. x 5.5mm O.D. x 9.5mm Center Positive 100V(AC) 240V(AC) Fixed Blade NEMA 1-15P 1.5m Wall Mount 55.5mm × 39.5mm × 27mm |  |  |  | ITE (Commercial) | 16-000 |  |  | 59" (1.50m) |  | 1A |  |  |  | Level VI |  | Wall Mount (Class II) |  |  | NEMA 1-15P | Fixed Blade | [6 empty] | 1 (Unlimited) |  |  | 100mW (Max) |  |  | 0°C ~ 45°C |  |  |  | Barrel Plug R/A, 2.5mm I.D. x 5.5mm O.D. x 9.5mm |  | Bulk | 12 W |  |  | North America |  |  |  | - | 2.19" L x 1.56" W x 1.06" H (55.5mm x 39.5mm x 27.0mm) | 100 ~ 240 VAC |  | 12V |  |  | 0.155 lb (70.31 g) | 40 | https://www.unikeyic.com/media/datasheet/89/9d/1cc3/899d1cc30e618a9e70921a52607a3624.pdf | https://www.unikeyic.com/products/power-adapter/16-00083/12351468.html
16-00122 | Tensility International | 1: 11.7675 5: 10.8211 10: 10.4364 25: 9.9502 50: 9.597 120: 9.1692 360: 8.6591 600: 8.4317 | Barrel Plug R/A, 2.1mm ID x 5.5mm OD x 9.5mm, Center Positive, 100V AC, 240V AC, Fixed Blade NEMA 1-15P, 1.5m, Wall Mount 63.5mm × 41.5mm × 30mm |  |  |  | ITE (Commercial) | 16-001 |  |  | 59" (1.50m) |  | 3A |  |  |  | Level VI |  | Wall Mount (Class II) |  |  | NEMA 1-15P | Fixed Blade | [6 empty] | 1 (Unlimited) |  |  | 100mW (Max) |  |  | 0°C ~ 45°C |  |  |  | Barrel Plug R/A, 2.1mm I.D. x 5.5mm O.D. x 9.5mm |  | Bulk | 15 W |  |  | North America |  |  |  | - | 2.50" L x 1.63" W x 1.18" H (63.5mm x 41.5mm x 30.0mm) | 100 ~ 240 VAC |  | 5V |  |  | 0.21 lb (95.25 g) | 540 | https://www.unikeyic.com/media/datasheet/8a/db/f352/8adbf352312cbc2134848b5c0118d16f.pdf | https://www.unikeyic.com/products/power-adapter/16-00122/29151211.html
16-00123 | Tensility International | 1: 11.7675 5: 10.8211 10: 10.4364 25: 9.9502 50: 9.597 120: 9.1692 360: 8.6591 600: 8.4317 | North America 15W Barrel Plug R/A, 2.5mm I.D. x 5.5mm O.D. x 9.5mm Center Positive 100V(AC) 240V(AC) Fixed Blade NEMA 1-15P 1.5m Wall Mount 63.5mm × 41.5mm × 30mm |  |  |  | ITE (Commercial) | 16-001 |  |  | 59" (1.50m) |  | 3A |  |  |  | Level VI |  | Wall Mount (Class II) |  |  | NEMA 1-15P | Fixed Blade | [6 empty] | 1 (Unlimited) |  |  | 100mW (Max) |  |  | 0°C ~ 45°C |  |  |  | Barrel Plug R/A, 2.5mm I.D. x 5.5mm O.D. x 9.5mm |  | Bulk | 15 W |  |  | North America |  |  |  | - | 2.50" L x 1.63" W x 1.18" H (63.5mm x 41.5mm x 30.0mm) | 100 ~ 240 VAC |  | 5V |  |  | 0.21 lb (95.25 g) | 266 | https://www.unikeyic.com/media/datasheet/7b/73/6601/7b736601ecae8d89ab3533b2455ecc59.pdf | https://www.unikeyic.com/products/power-adapter/16-00123/12246671.html
1794942 | PHOENIX CONTACT | 300: 4.8862 | Phoenix,power distributor,AST1,5-PBA15TIGY, | [6 empty] | - | [10 empty] | - | [5 empty] | - | - | [8 empty] | - | - | - | [5 empty] | - | [12 empty] | 30000 | https://www.unikeyic.com/media/about_us/Unikey_ISO_9001_Certification.pdf | https://www.unikeyic.com/products/power-adapter/1794942/25107689.html
1794955 | PHOENIX CONTACT | 3,000: 4.8862 | Phoenix,power distributor,AST1,5-PB15TIGY, | [6 empty] | - | [10 empty] | - | [5 empty] | - | - | [8 empty] | - | - | - | [5 empty] | - | [12 empty] | 300000 | https://www.unikeyic.com/media/about_us/Unikey_ISO_9001_Certification.pdf | https://www.unikeyic.com/products/power-adapter/1794955/23474135.html
1794968 | PHOENIX CONTACT | 270: 6.622 | Phoenix,power distributor,AST1,5-PBA20TIGY, | [6 empty] | - | [10 empty] | - | [5 empty] | - | - | [8 empty] | - | - | - | [5 empty] | - | [12 empty] | 27000 | https://www.unikeyic.com/media/about_us/Unikey_ISO_9001_Certification.pdf | https://www.unikeyic.com/products/power-adapter/1794968/20624968.html
1794971 | PHOENIX CONTACT | 2,700: 6.622 | Phoenix,power distributor,AST1,5-PB20TIGY, | [6 empty] | - | [10 empty] | - | [5 empty] | - | - | [8 empty] | - | - | - | [5 empty] | - | [12 empty] | 270000 | https://www.unikeyic.com/media/about_us/Unikey_ISO_9001_Certification.pdf | https://www.unikeyic.com/products/power-adapter/1794971/30937479.html
1809933001 | molex | 1: 414.15 | Rectangular Connector, 50W, Desktop Mount |  |  | Commercial Grade |  |  |  | - | [10 empty] | - | [5 empty] | - | - |  |  | desktop mounting |  |  |  | 0℃~50℃ |  | - | Rectangular Connector | 50W |  |  |  |  | On sale | - |  |  |  | bulk | [8 empty] | 1 | https://www.unikeyic.com/media/about_us/Unikey_ISO_9001_Certification.pdf | https://www.unikeyic.com/products/power-adapter/1809933001/11481350.html
188-781 | RS | 1: 26.9491 10: 25.3974 50: 24.1015 | 60W 2.1x5.5mm，Cylindrical Female Positive center IEC Male desktop mounting | [6 empty] | - | [5 empty] | 188-781 RS |  |  |  |  | IEC Male | [5 empty] | - | - |  |  | desktop mounting |  |  |  | 40℃(max) |  | Positive center | 2.1x5.5mm, Cylindrical Female | 60W | [5 empty] | - | [12 empty] | 924 | https://www.unikeyic.com/media/datasheet/ea/8d/10cb/ea8d10cbeed97a775eb3e5bcd5fb3ca9.pdf | https://www.unikeyic.com/products/power-adapter/188-781/29351629.html
1995 | Adafruit | 1: 9.4875 | North America USB Micro 110V(AC) 220V(AC) Fixed Blade，NEMA 1-15P 1.8m wall mount 76mm*29mm*47mm |  |  |  | ITE (Commercial) |  |  |  | 70.9" (1.80m) |  | 2.4A |  |  |  | 80% |  | Wall Mount (Class II) |  |  | NEMA 1-15P | Fixed Blade | [6 empty] | Not Applicable |  |  | - |  |  | 0°C ~ 40°C |  |  |  | USB Micro |  | Bulk |  |  |  | North America |  |  |  | - | 2.99" L x 1.14" W x 1.85" H (76.0mm x 29.0mm x 47.0mm) | 110 ~ 220 VAC |  | 5.25V |  |  |  | 113 | https://www.unikeyic.com/media/datasheet/f4/ec/416d/f4/6273bdb85453c88764347868636eb6fb.pdf | https://www.unikeyic.com/products/power-adapter/1995/28745192.html
2241000057 | mascot | 1: 44.2817 5: 43.4909 10: 43.4909 20: 43.4909 | Charger,Li-Ion 3 Stp 1 Cell; Battery Charger Type:Plug In; Battery Technologies Supported:Li-Ion; Supply Voltage:264VAC; Battery Size Code:-; Battery IEC Code:-; Battery NEDA Code:-; Product Range:MASCOT 2241 Series; Plu | [6 empty] | - | [5 empty] | 2241000057 mascot |  |  |  |  | - |  |  | 45mm(width) |  |  | - | - |  |  | Through hole mounting | [5 empty] | - | - | - | [5 empty] | - | [12 empty] | 13 | https://www.unikeyic.com/media/datasheet/41/fb/1964/45/ac1208ff9462203fd654413e27cbef57.pdf | https://www.unikeyic.com/products/power-adapter/2241000057/8139113.html
2295554 | PHOENIX CONTACT | 1: 128.3575 | Phoenix,System Connection,PLC-V8/FLK14/OUT,Phoenix Contact interface module adapter, used forPLC interface |  | Adapter | [14 empty] | PLC - INTERFACE | [9 empty] | Not Applicable | [11 empty] | Bulk |  |  |  |  | 2528908 |  |  | VARIOFACE, PLC | [7 empty] | 40 | https://www.unikeyic.com/media/datasheet/c7/3a/3388/c7/d399190b0b0bd9bcb0539574ca1cc6ad.pdf | https://www.unikeyic.com/products/power-adapter/2295554/30803977.html
2296087 | PHOENIX CONTACT | 1: 144.9031 10: 141.8201 | Phoenix,System Connection,PLC-V8/D15B/IN, |  | Adapter | [14 empty] | PLC - INTERFACE | [9 empty] | 1 (Unlimited) | [11 empty] | Bulk | [7 empty] | VARIOFACE, PLC | [7 empty] | 100 | https://www.unikeyic.com/media/datasheet/70/31/b1cd/7031b1cd38eefe805730dd48a435b01a.pdf | https://www.unikeyic.com/products/power-adapter/2296087/33954545.html
2296553 | PHOENIX CONTACT | 1: 127.4518 | Phoenix,System Connection,PLC-V8/FLK14/IN,Phoenix Contact Sensor actuator cable |  | Adapter | [14 empty] | PLC - INTERFACE | [9 empty] | Not Applicable | [11 empty] | Bulk |  |  |  |  | 2528906 |  |  | VARIOFACE, PLC | [7 empty] | 15 | https://www.unikeyic.com/media/datasheet/72/59/9b14/72599b1409895644c73c2bcb08fa773c.pdf | https://www.unikeyic.com/products/power-adapter/2296553/309149.html
2299660 | PHOENIX CONTACT | 1: 187.3294 10: 183.3436 | Phoenix,System Connection,PLC-V8L/FLK14/OUT, |  | Adapter | [14 empty] | PLC - INTERFACE | [9 empty] | Not Applicable | [11 empty] | Bulk | [7 empty] | VARIOFACE, PLC | [7 empty] | 100 | https://www.unikeyic.com/media/datasheet/37/f5/1d4f/37f51d4fdc4736ef77e72b254686e38d.pdf | https://www.unikeyic.com/products/power-adapter/2299660/33661748.html
2304102 | PHOENIX CONTACT | 1: 64.0008 | Phoenix,System Connection,PLC-V8/FLK14/OUT/M,Phoenix Contact Phoenix Interface relay module, PLC-V8/FLK14/OUT/Mseries, coil voltage 24V DC, DIN Guide rail |  | Adapter | [14 empty] | PLC - INTERFACE | [9 empty] | Not Applicable | [11 empty] | Bulk |  |  |  |  | 2528909 |  |  | VARIOFACE, PLC | [7 empty] | 1 | https://www.unikeyic.com/media/datasheet/84/b1/8657/84b18657374f9e70dc862752e990c62b.pdf | https://www.unikeyic.com/products/power-adapter/2304102/30582084.html
2304115 | PHOENIX CONTACT | 1: 124.8851 10: 122.2279 | Phoenix,System Connection,PLC-V8/FLK14/IN/M, |  | Adapter | [14 empty] | PLC - INTERFACE | [9 empty] | Not Applicable | [11 empty] | Bulk | [7 empty] | VARIOFACE, PLC | [7 empty] | 100 | https://www.unikeyic.com/media/datasheet/46/0a/11d9/460a11d908fdb317e03038f728451a34.pdf | https://www.unikeyic.com/products/power-adapter/2304115/34080509.html
25HK-AB-050A400-D56-1 | IDAEL POWER | 1: 14.75 5: 13.216 10: 12.98 50: 12.98 100: 12.744 250: 12.744 | International 20W Barrel Plug,2.1mm I.D. x 5.5mm O.D. x 12.0mm Positive center 90V(AC) 264V(AC) IEC 320-C14，Cord (Sold Separately) 1.2m desktop mounting 99mm*52mm*36mm |  |  |  | ITE (Commercial) | 25HK-AB |  |  | 47.2" (1.20m) |  | 4A |  |  |  | 83.08% |  | Desktop (Class I) |  |  | IEC 320-C8, Multi-Blade (Included) | Cord, Multi-Blade | [6 empty] | Not Applicable |  |  | 100mW (Max) |  |  | 0°C ~ 40°C |  |  |  | Barrel Plug, 2.1mm I.D. x 5.5mm O.D. x 12.0mm |  | Box | 20 W |  |  | International | 12818259 |  |  | 25HK-AB (30W) | 3.90" L x 2.05" W x 1.42" H (99.0mm x 52.0mm x 36.0mm) | 90 ~ 264 VAC |  | 5V |  |  |  | 827 | https://www.unikeyic.com/media/about_us/Unikey_ISO_9001_Certification.pdf | https://www.unikeyic.com/products/power-adapter/25hk-ab-050a400-d56-1/29207496.html
25HK-AB-090A250-D56 | IDAEL POWER | 1: 14.75 5: 13.216 10: 12.98 50: 12.98 100: 12.98 | International 23W Barrel Plug,2.1mm I.D. x 5.5mm O.D. x 12.0mm Positive center 90V(AC) 264V(AC) Cord (Sold Separately)，IEC 320-C14 1.8m wall mount 99mm*52mm*36mm |  |  |  | ITE (Commercial) | 25HK-AB |  |  | 70.9" (1.80m) |  | 2.5A |  |  |  | Level VI |  | Wall Mount (Class I) |  |  | IEC 320-C8, Multi-Blade (Included) | Cord, Multi-Blade | [6 empty] | Not Applicable |  |  | - |  |  | 0°C ~ 40°C |  |  |  | Barrel Plug, 2.1mm I.D. x 5.5mm O.D. x 12.0mm |  | Box | 23 W |  |  | International |  |  |  | 25HK-AB (30W) | 3.90" L x 2.05" W x 1.42" H (99.0mm x 52.0mm x 36.0mm) | 90 ~ 264 VAC |  | 9V |  |  |  | 60 | https://www.unikeyic.com/media/datasheet/0c/43/5d5d/0c/646e256ba988c797f500f5750fcb8867.pdf | https://www.unikeyic.com/products/power-adapter/25hk-ab-090a250-d56/12148605.html
25HK-AB-120A250-D56-FR | IDAEL POWER | 1: 14.75 5: 13.216 10: 12.98 50: 12.98 100: 12.744 250: 12.744 | International 30W Barrel Plug,2.1mm I.D. x 5.5mm O.D. x 12.0mm Positive center 90V(AC) 264V(AC) IEC 320-C8，Multi-Blade (Included)，Cord，Multi-Blade 1.8m desktop mounting 99mm*52mm*36mm |  |  |  | ITE (Commercial) | 25HK-AB |  |  | 70.9" (1.80m) |  | 2.5A |  |  |  | 86.94% |  | Desktop (Class I) |  |  | IEC 320-C14 | Cord, Multi-Blade | [6 empty] | Not Applicable |  |  | 100mW (Max) |  |  | 0°C ~ 40°C |  |  |  | Barrel Plug, 2.1mm I.D. x 5.5mm O.D. x 12.0mm |  | Box | 30 W |  |  | International | 12818205 |  |  | 25HK-AB (30W) | 3.90" L x 2.05" W x 1.42" H (99.0mm x 52.0mm x 36.0mm) | 90 ~ 264 VAC |  | 12V |  |  |  | 422 | https://www.unikeyic.com/media/datasheet/ce/71/9fec/ce/a9c7c2e56efa67841d0455d305c00113.pdf | https://www.unikeyic.com/products/power-adapter/25hk-ab-120a250-d56-fr/12301310.html
25HK-AB-240A125-D56 | IDAEL POWER | 1: 14.75 5: 13.216 10: 12.98 50: 12.98 100: 12.744 250: 12.744 | International 30W Barrel Plug,2.1mm I.D. x 5.5mm O.D. x 12.0mm Positive center 90V(AC) 264V(AC) Cord，Multi-Blade，IEC 320-C8，Multi-Blade (Included) 1.83m desktop mounting 99mm*52mm*36mm |  |  |  | ITE (Commercial) | 25HK-AB |  |  | 72" (1.83m) |  | 1.25A |  |  |  | 86.95% |  | Desktop (Class I) |  |  | IEC 320-C8, Multi-Blade (Included) | Cord, Multi-Blade | [6 empty] | Not Applicable |  |  | 100mW (Max) |  |  | 0°C ~ 40°C |  |  |  | Barrel Plug, 2.1mm I.D. x 5.5mm O.D. x 12.0mm |  | Box | 30 W |  |  | International | 12818276 |  |  | 25HK-AB (30W) | 3.90" L x 2.05" W x 1.42" H (99.0mm x 52.0mm x 36.0mm) | 90 ~ 264 VAC |  | 24V |  |  |  | 321 | https://www.unikeyic.com/media/datasheet/41/ef/43fc/41/ef8fa213a2ec6fdd707dccbe4f12da86.pdf | https://www.unikeyic.com/products/power-adapter/25hk-ab-240a125-d56/12428390.html
2789-9015 | WAGO | 1: 82.6099 5: 81.1347 10: 79.6595 50: 79.6595 | 5V DC |  | Communication Module | [14 empty] | Power Supply's Communication Interface. | [9 empty] | Not Applicable | [11 empty] | Box | [7 empty] | - | [7 empty] | 5 | https://www.unikeyic.com/media/about_us/Unikey_ISO_9001_Certification.pdf | https://www.unikeyic.com/products/power-adapter/2789-9015/29406032.html
288-895 | WAGO | 1: 279.8448 10: 269.0816 100: 258.3183 | 19V(DC) 24V(DC) DC 25mm*50mm*85mm | - |  |  | ITE (Commercial) | [5 empty] | 400mA | 24V | 19V |  | 82% | - |  |  |  |  | DC | [5 empty] | - | Not Applicable |  |  |  | 1 |  | -25°C ~ 70°C | [5 empty] | Box | - | [6 empty] | - | 0.98" L x 1.97" W x 3.35" H (25.0mm x 50.0mm x 85.0mm) |  | 900 V |  | 18V | - |  | 29 | https://www.unikeyic.com/media/datasheet/3f/19/5177/3f/17ad143f9b2ecc51c9d869076cbbbfcf.pdf | https://www.unikeyic.com/products/power-adapter/288-895/28919204.html
2891042 | PHOENIX CONTACT | 1: 273.9757 | RJ45(data),terminal block(power) 44V 57V RJ45(data，Power) DINRail installation 109mm*40mm*100mm | [13 empty] | - | IP20 |  |  |  | RJ45 (Data, Power) | [7 empty] | Not Applicable |  | DIN Rail |  |  |  | -40°C ~ 70°C |  |  |  | RJ45 (Data), Terminal Block (Power) |  | Bulk | [7 empty] | - | 4.29" L x 1.57" W x 3.94" H (109.0mm x 40.0mm x 100.0mm) | 44 ~ 57V |  | 24V |  |  | 0.706 lb (320.24 g) | 10 | https://www.unikeyic.com/media/datasheet/01/f2/674c/01/5b465a845594c8b74866ac416dab037b.pdf | https://www.unikeyic.com/products/power-adapter/2891042/12474095.html
2910125 | PHOENIX CONTACT | 1: 271.2741 5: 266.3418 10: 266.3418 | 120W 28.8V(DC) 57.6V(DC) DC 125mm*36mm*130mm | - |  |  | Laboratory | [5 empty] | 5A | 57.6V | 28.8V |  | 94% | Adjustable Output, Remote On/Off |  |  |  |  | DC | [5 empty] | - |  |  |  |  | 1 |  | -25°C ~ 70°C (With Derating) | [5 empty] | Bulk | 120W |  |  |  | 17938030 |  |  | - | 4.92" L x 1.42" W x 5.12" H (125.0mm x 36.0mm x 130.0mm) |  | 2 kV |  | 24V | - |  | 1 | https://www.unikeyic.com/media/datasheet/27/b2/2eff/27b22eff337c52c852d6cb1b6bb9e22b.pdf | https://www.unikeyic.com/products/power-adapter/2910125/26880530.html
30ACDRS_24S | GAPTEC Electronic | 1: 11.4218 18: 9.711 27: 9.4929 | 36W 120V(DC) 370V(DC) AC or DC 58mm × 35mm × 90mm | 85 ~ 264 VAC |  |  | ITE (Commercial) | [5 empty] | 1.5A | 370V | 120V |  | 88% | Adjustable Output, Universal Input |  |  |  |  | AC or DC | [5 empty] | No | Not Applicable |  |  |  | 1 |  | -40°C ~ 70°C (With Derating) | [5 empty] | Bulk | 36W | [6 empty] | 30ACDRS_S | 2.28" L x 1.38" W x 3.54" H (58.0mm x 35.0mm x 90.0mm) |  | 4 kV |  | 24V | - |  | 42 | https://www.unikeyic.com/media/datasheet/b1/90/dd07/b190dd0708cd7b3bc98c64d3d473eaf2.pdf | https://www.unikeyic.com/products/power-adapter/30acdrs-24s/12473917.html
313080482 | Seeed Studio | 1: 38.9465 | International 60W 90V(AC) 264V(AC) Cord (Sold Separately)，IEC 320-C14 wall mount |  |  | Commercial |  |  |  | - | [10 empty] | Cord (Sold Separately), IEC 320-C14 | [5 empty] | 264V(AC) | 90V(AC) |  |  | wall mount | [5 empty] | - | - | 60W | [5 empty] | International |  |  |  | bulk | [8 empty] | 20 | https://www.unikeyic.com/media/about_us/Unikey_ISO_9001_Certification.pdf | https://www.unikeyic.com/products/power-adapter/313080482/644006264.html
40XA065BP1200300 | IDAEL POWER | 1: 20.46 5: 19.096 10: 18.755 50: 18.414 100: 18.414 250: 18.414 | International 36W Barrel Plug,2.1mm I.D. x 5.5mm O.D. x 12.0mm Positive center 90V(AC) 264V(AC) IEC 320-C8，Cord (Sold Separately) 1.5m desktop mounting 114mm*50mm*34mm |  |  |  | ITE (Commercial) | 40XA065 |  |  | 59" (1.50m) |  | 3A |  |  |  | Level VI |  | Desktop (Class II) |  |  | IEC 320-C8 | Cord (Sold Separately) | [6 empty] | Not Applicable |  |  | 100mW (Max) |  |  | 0°C ~ 40°C |  |  |  | Barrel Plug, 2.1mm I.D. x 5.5mm O.D. x 12.0mm |  | Box | 36 W |  |  | International |  |  |  | - | 4.49" L x 1.97" W x 1.34" H (114.0mm x 50.0mm x 34.0mm) | 90 ~ 264 VAC |  | 12V |  |  |  | 19 | https://www.unikeyic.com/media/about_us/Unikey_ISO_9001_Certification.pdf | https://www.unikeyic.com/products/power-adapter/40xa065bp1200300/11676872.html
44ATM036T-P050 | IDAEL POWER | 1: 27.012 5: 25.2112 10: 24.761 50: 24.3108 100: 24.3108 250: 24.3108 | North America 100VAC 240VAC Cord Sold Separately IEC 320-C14 1.5m Desktop Mount 100mm × 50mm × 33mm |  |  |  | Medical |  |  |  | 59" (1.50m) |  | 5A |  |  |  | Level VI |  | Desktop (Class I) |  |  | IEC 320-C14 | Cord (Sold Separately) | [6 empty] | Not Applicable |  |  | 750mW (Max) |  |  | - |  |  |  | - |  | Box |  |  |  | North America | 14303135 |  |  | 44ATM036T-P (36W) | 3.94" L x 1.97" W x 1.30" H (100.0mm x 50.0mm x 33.0mm) | 100 ~ 240 VAC |  | 5V |  |  | 0.463 lb (210.01 g) | 87 | https://www.unikeyic.com/media/datasheet/f0/63/ad5d/f0/71047bbcf0c512a41329a23b238694dd.pdf | https://www.unikeyic.com/products/power-adapter/44atm036t-p050/29258228.html
44ATM036T-P180 | IDAEL POWER | 1: 24.9 5: 23.24 10: 22.825 50: 22.41 100: 22.41 250: 22.41 | North America, 100V(AC), 240V(AC), IEC 320-C14, Cord (Sold Separately) 1.5m, Desktop Mount, 100mm × 50mm × 33mm |  |  |  | Medical |  |  |  | 59" (1.50m) |  | 2A |  |  |  | Level VI |  | Desktop (Class I) |  |  | IEC 320-C14 | Cord (Sold Separately) | [6 empty] | Not Applicable |  |  | 750mW (Max) |  |  | - |  |  |  | - |  | Box |  |  |  | North America |  |  |  | 44ATM036T-P (36W) | 3.94" L x 1.97" W x 1.30" H (100.0mm x 50.0mm x 33.0mm) | 100 ~ 240 VAC |  | 18V |  |  | 0.463 lb (210.01 g) | 48 | https://www.unikeyic.com/media/datasheet/f0/63/ad5d/f0/71047bbcf0c512a41329a23b238694dd.pdf | https://www.unikeyic.com/products/power-adapter/44atm036t-p180/28773995.html
44ATM065T-P120 | IDAEL POWER | 1: 34.7424 5: 34.7424 10: 33.5016 50: 33.5016 100: 33.5016 | North America Center Positive, 100V(AC), 240V(AC), IEC 320-C14, Cord (Sold Separately), 1.5m, Desktop Mount, 119mm × 60mm × 36mm |  |  |  | Medical |  |  |  | 59" (1.50m) |  | 5A |  |  |  | Level VI |  | Desktop (Class I) |  |  | IEC 320-C14 | Cord (Sold Separately) | [6 empty] | Not Applicable |  |  | 150mW |  |  | - |  |  |  | - |  | Box |  |  |  | North America |  |  |  | 44ATM065T-P (65W) | 4.69" L x 2.36" W x 1.42" H (119.0mm x 60.0mm x 36.0mm) | 100 ~ 240 VAC |  | 12V |  |  | 0.772 lb (350.17 g) | 26 | https://www.unikeyic.com/media/datasheet/d9/80/9e61/d9/1bc3fc2d08b64aea8b3e7a8de28f3dd0.pdf | https://www.unikeyic.com/products/power-adapter/44atm065t-p120/29384143.html
44ATM065T-P150 | IDAEL POWER | 1: 33.1632 5: 33.1632 10: 31.9788 50: 31.9788 100: 31.9788 | North America Center Positive, 100V(AC), 240V(AC), IEC 320-C14, Cord (Sold Separately), 1.5m, Desktop Mount, 119mm × 60mm × 36mm |  |  |  | Medical |  |  |  | 59" (1.50m) |  | 4.34A |  |  |  | Level VI |  | Desktop (Class I) |  |  | IEC 320-C14 | Cord (Sold Separately) | [6 empty] | Not Applicable |  |  | 150mW |  |  | - |  |  |  | - |  | Box |  |  |  | North America | 14303126 |  |  | 44ATM065T-P (65W) | 4.69" L x 2.36" W x 1.42" H (119.0mm x 60.0mm x 36.0mm) | 100 ~ 240 VAC |  | 15V |  |  | 0.772 lb (350.17 g) | 10 | https://www.unikeyic.com/media/datasheet/d9/80/9e61/d9/1bc3fc2d08b64aea8b3e7a8de28f3dd0.pdf | https://www.unikeyic.com/products/power-adapter/44atm065t-p150/28450571.html
44ATM065T-P180 | IDAEL POWER | 1: 30.744 5: 30.744 10: 29.646 50: 29.646 100: 29.646 | IEC 320-C14 Cord Receptacle, 100VAC/240VAC, 1.5m, Desktop Mount, 119mm × 60mm × 36mm |  |  |  | Medical |  |  |  | 59" (1.50m) |  | 3.62A |  |  |  | Level VI |  | Desktop (Class I) |  |  | IEC 320-C14 | Cord (Sold Separately) | [6 empty] | Not Applicable |  |  | 150mW |  |  | - |  |  |  | - |  | Box |  |  |  | North America |  |  |  | 44ATM065T-P (65W) | 4.69" L x 2.36" W x 1.42" H (119.0mm x 60.0mm x 36.0mm) | 100 ~ 240 VAC |  | 18V |  |  | 0.772 lb (350.17 g) | 6 | https://www.unikeyic.com/media/datasheet/d9/80/9e61/d9/1bc3fc2d08b64aea8b3e7a8de28f3dd0.pdf | https://www.unikeyic.com/products/power-adapter/44atm065t-p180/29292528.html
44ATM065T-P240 | IDAEL POWER | 1: 30.5648 5: 30.5648 10: 29.4732 50: 29.4732 100: 29.4732 | North America Positive center 100V(AC) 240V(AC) Cord (Sold Separately)，IEC 320-C14 1.5m desktop mounting 119mm*60mm*36mm |  |  |  | Medical |  |  |  | 59" (1.50m) |  | 2.71A |  |  |  | Level VI |  | Desktop (Class I) |  |  | IEC 320-C14 | Cord (Sold Separately) | [6 empty] | Not Applicable |  |  | 150mW |  |  | - |  |  |  | - |  | Box |  |  |  | North America | 14303105 |  |  | 44ATM065T-P (65W) | 4.69" L x 2.36" W x 1.42" H (119.0mm x 60.0mm x 36.0mm) | 100 ~ 240 VAC |  | 24V |  |  | 0.772 lb (350.17 g) | 26 | https://www.unikeyic.com/media/datasheet/d9/80/9e61/d9/1bc3fc2d08b64aea8b3e7a8de28f3dd0.pdf | https://www.unikeyic.com/products/power-adapter/44atm065t-p240/28584086.html
44ATM090T-P120 | IDAEL POWER | 1: 70.672 5: 69.41 10: 68.148 50: 68.148 | North America 84W Barrel Plug,2.1mm I.D. x 5.5mm O.D. x 11.0mm Positive center 100V(AC) 240V(AC) Cord (Sold Separately)，IEC 320-C14 1.5m desktop mounting 160mm*64mm*35mm |  |  |  | Medical |  |  |  | 59" (1.50m) |  | 7A |  |  |  | Level VI |  | Desktop (Class I) |  |  | IEC 320-C14 | Cord (Sold Separately) | [6 empty] | Not Applicable |  |  | 210mW (Max) |  |  | - |  |  |  | Barrel Plug, 2.1mm I.D. x 5.5mm O.D. x 11.0mm |  | Box | 84 W |  |  | North America |  |  |  | 44ATM090T-P (90W) | 6.30" L x 2.52" W x 1.38" H (160.0mm x 64.0mm x 35.0mm) | 100 ~ 240 VAC |  | 12V |  |  | 1.808 lb (820 g) | 3 | https://www.unikeyic.com/media/datasheet/ac/cc/b452/ac/8d7d2fe86e5c21c4f5a78a3ee1df793a.pdf | https://www.unikeyic.com/products/power-adapter/44atm090t-p120/28875485.html
44ATM090T-P150 | IDAEL POWER | 1: 70.672 5: 69.41 10: 68.148 50: 68.148 | North America Barrel Plug,2.1mm I.D. x 5.5mm O.D. x 11.0mm Positive center 100V(AC) 240V(AC) IEC 320-C14，Cord (Sold Separately) 1.5m desktop mounting 160mm*64mm*35mm |  |  |  | Medical |  |  |  | 59" (1.50m) |  | 7A |  |  |  | Level VI |  | Desktop (Class I) |  |  | IEC 320-C14 | Cord (Sold Separately) | [6 empty] | Not Applicable |  |  | 210mW (Max) |  |  | - |  |  |  | Barrel Plug, 2.1mm I.D. x 5.5mm O.D. x 11.0mm |  | Box |  |  |  | North America |  |  |  | 44ATM090T-P (90W) | 6.30" L x 2.52" W x 1.38" H (160.0mm x 64.0mm x 35.0mm) | 100 ~ 240 VAC |  | 15V |  |  | 1.01 lbs (460 g) | 1 | https://www.unikeyic.com/media/datasheet/ad/aa/b4cd/ad/8f2cba1df9372b5e5538ce66d69e9fe3.pdf | https://www.unikeyic.com/products/power-adapter/44atm090t-p150/29153778.html
44ATM090T-P180 | IDAEL POWER | 1: 70.672 5: 69.41 10: 68.148 50: 68.148 | North America 90W Barrel Plug,2.1mm I.D. x 5.5mm O.D. x 11.0mm Positive center 100V(AC) 240V(AC) IEC 320-C14，Cord (Sold Separately) 1.5m desktop mounting 160mm*64mm*35mm |  |  |  | Medical |  |  |  | 59" (1.50m) |  | 5A |  |  |  | Level VI |  | Desktop (Class I) |  |  | IEC 320-C14 | Cord (Sold Separately) | [6 empty] | Not Applicable |  |  | 210mW (Max) |  |  | - |  |  |  | Barrel Plug, 2.1mm I.D. x 5.5mm O.D. x 11.0mm |  | Box | 90 W |  |  | North America |  |  |  | 44ATM090T-P (90W) | 6.30" L x 2.52" W x 1.38" H (160.0mm x 64.0mm x 35.0mm) | 100 ~ 240 VAC |  | 18V |  |  | 1.808 lb (820 g) | 4 | https://www.unikeyic.com/media/datasheet/ad/aa/b4cd/ad/8f2cba1df9372b5e5538ce66d69e9fe3.pdf | https://www.unikeyic.com/products/power-adapter/44atm090t-p180/29351489.html
44ATM090T-P190 | IDAEL POWER | 1: 66.8752 5: 65.681 10: 64.4868 50: 64.4868 | North America 90W Barrel Plug,2.1mm I.D. x 5.5mm O.D. x 11.0mm Positive center 100V(AC) 240V(AC) IEC 320-C14，Cord (Sold Separately) 1.5m desktop mounting 160mm*64mm*1.38mm |  |  |  | Medical |  |  |  | 59" (1.50m) |  | 4.74A |  |  |  | Level VI |  | Desktop (Class I) |  |  | IEC 320-C14 | Cord (Sold Separately) | [6 empty] | Not Applicable |  |  | 210mW (Max) |  |  | - |  |  |  | Barrel Plug, 2.1mm I.D. x 5.5mm O.D. x 11.0mm |  | Box | 90 W |  |  | North America | 14303130 |  |  | 44ATM090T-P (90W) | 6.30" L x 1.18" W x 2.52" H (160.0mm x 64.0mm x 1.38mm) | 100 ~ 240 VAC |  | 19V |  |  | 1.23 lbs (560 g) | 10 | https://www.unikeyic.com/media/datasheet/ad/aa/b4cd/ad/8f2cba1df9372b5e5538ce66d69e9fe3.pdf | https://www.unikeyic.com/products/power-adapter/44atm090t-p190/29342046.html
44ATM090T-P240 | IDAEL POWER | 1: 70.672 5: 69.41 10: 68.148 50: 68.148 | North America 90W Barrel Plug,2.1mm I.D. x 5.5mm O.D. x 11.0mm Positive center 100V(AC) 240V(AC) Cord (Sold Separately)，IEC 320-C14 1.5m desktop mounting 160mm*64mm*35mm |  |  |  | Medical |  |  |  | 59" (1.50m) |  | 3.75A |  |  |  | Level VI |  | Desktop (Class I) |  |  | IEC 320-C14 | Cord (Sold Separately) | [6 empty] | Not Applicable |  |  | 210mW (Max) |  |  | - |  |  |  | Barrel Plug, 2.1mm I.D. x 5.5mm O.D. x 11.0mm |  | Box | 90 W |  |  | North America |  |  |  | 44ATM090T-P (90W) | 6.29" L x 2.52" W x 1.38" H (160.0mm x 64.0mm x 35.0mm) | 100 ~ 240 VAC |  | 24V |  |  | 1.01 lbs (460 g) | 6 | https://www.unikeyic.com/media/datasheet/ad/aa/b4cd/ad/8f2cba1df9372b5e5538ce66d69e9fe3.pdf | https://www.unikeyic.com/products/power-adapter/44atm090t-p240/11684088.html
44ATM120T-P180 | IDAEL POWER | 1: 88.847 5: 88.847 10: 87.2316 50: 87.2316 | North America Power DIN,4 Pin 100V(AC) 240V(AC) Cord (Sold Separately)，IEC 320-C14 desktop mounting 168mm*39mm*66mm |  |  |  | Medical | [5 empty] | 6.67A |  |  |  | Level VI |  | Desktop (Class I) |  |  | IEC 320-C14 | Cord (Sold Separately) | [6 empty] | Not Applicable |  |  | 210mW (Max) |  |  | - |  |  |  | Power DIN, 4 Pin |  | Box |  |  |  | North America |  |  |  | 44ATM120T-P (120W) | 6.61" L x 1.54" W x 2.60" H (168.0mm x 39.0mm x 66.0mm) | 100 ~ 240 VAC |  | 18V |  |  | 1.301 lb (590.0 g) | 9 | https://www.unikeyic.com/media/datasheet/3f/e7/4866/3f/21d71ed842a916b8e94e21004b90dcc5.pdf | https://www.unikeyic.com/products/power-adapter/44atm120t-p180/28517116.html
44ATM120T-P200 | IDAEL POWER | 1: 88.847 5: 88.847 10: 88.847 | North America 120W Power DIN,4 Pin 100V(AC) 240V(AC) Cord (Sold Separately)，IEC 320-C14 1.2m desktop mounting 168mm*39mm*41mm |  |  |  | Medical |  |  |  | 47.24" (1.20m) |  | 6A |  |  |  | Level VI |  | Desktop (Class I) |  |  | IEC 320-C14 | Cord (Sold Separately) | [6 empty] | Not Applicable |  |  | 210mW (Max) |  |  | - |  |  |  | Power DIN, 4 Pin |  | Box | 120 W |  |  | North America |  |  |  | 44ATM120T-P (120W) | 6.61" L x 1.54" W x 1.54" H (168.0mm x 39.0mm x 41.0mm) | 100 ~ 240 VAC |  | 20V |  |  | 1.301 lb (590.0 g) | 8 | https://www.unikeyic.com/media/datasheet/35/e6/9c7a/35/4f608479ec65ef4154428890d201ad6e.pdf | https://www.unikeyic.com/products/power-adapter/44atm120t-p200/12376829.html
44ATM120T-P240 | IDAEL POWER | 1: 88.847 5: 88.847 10: 87.2316 50: 87.2316 | North America 120W Power DIN, 4-Pin 100V(AC) 240V(AC), Cord Sold Separately, IEC 320-C14 1.2m Desktop Mount 168mm × 66mm × 39mm |  |  |  | Medical |  |  |  | 47.2" (1.20m) |  | 5A |  |  |  | Level VI |  | Desktop (Class I) |  |  | IEC 320-C14 | Cord (Sold Separately) | [6 empty] | Not Applicable |  |  | 210mW (Max) |  |  | - |  |  |  | Power DIN, 4 Pin |  | Box | 120 W |  |  | North America | 14303109 |  |  | 44ATM120T-P (120W) | 6.61" L x 2.60" W x 1.54" H (168.0mm x 66.0mm x 39.0mm) | 100 ~ 240 VAC |  | 24V |  |  | 1.808 lb (820 g) | 10 | https://www.unikeyic.com/media/datasheet/3f/e7/4866/3f/21d71ed842a916b8e94e21004b90dcc5.pdf | https://www.unikeyic.com/products/power-adapter/44atm120t-p240/28577668.html
44ATM160T-P120 | IDAEL POWER | 1: 115.698 5: 115.698 10: 113.5944 50: 113.5944 | North America 50W Power DIN,4 Pin 100V(AC) 240V(AC) IEC 320-C14，Cord (Sold Separately) 1.2m desktop mounting 183mm*42mm*81mm |  |  |  | Medical |  |  |  | 47" (1.20m) |  | 12.5A |  |  |  | Level VI |  | Desktop (Class I) |  |  | IEC 320-C14 | Cord (Sold Separately) | [6 empty] | Not Applicable |  |  | 210mW (Max) |  |  | - |  |  |  | Power DIN, 4 Pin |  | Box | 150 W |  |  | North America | 14303125 |  |  | 44ATM160T-P (160W) | 7.20" L x 1.65" W x 3.19" H (183.0mm x 42.0mm x 81.0mm) | 100 ~ 240 VAC |  | 12V |  |  | 1.808 lb (820 g) | 19 | https://www.unikeyic.com/media/datasheet/27/21/a20a/27/32af8ba4f8a76b08d2d3ac9c78a53184.pdf | https://www.unikeyic.com/products/power-adapter/44atm160t-p120/28634837.html
44ATM200T-P120 | IDAEL POWER | 1: 129.734 5: 129.734 10: 127.3752 50: 127.3752 | North America Power DIN, 4-Pin, 100VAC/240VAC, Cord Sold Separately, IEC 320-C14, Desktop Mount, 204mm x 42.5mm x 81mm |  |  |  | Medical | [5 empty] | 16A |  |  |  | Level VI |  | Desktop (Class I) |  |  | IEC 320-C14 | Cord (Sold Separately) | [6 empty] | Not Applicable |  |  | 210mW (Max) |  |  | - |  |  |  | Power DIN, 4 Pin |  | Box |  |  |  | North America | 14303115 |  |  | 44ATM200T-P (200W) | 8.03" L x 1.67" W x 3.19" H (204.0mm x 42.5mm x 81.0mm) | 100 ~ 240 VAC |  | 12V |  |  | 1.940 lbs (880 g) | 4 | https://www.unikeyic.com/media/datasheet/4b/4c/956b/4b4c956b23e8c5b85ea84de7d5401df2.pdf | https://www.unikeyic.com/products/power-adapter/44atm200t-p120/28817601.html
44ATM200T-P180 | IDAEL POWER | 1: 116.974 5: 116.974 10: 114.8472 50: 114.8472 | North America Power DIN,4 Pin 100V(AC) 240V(AC) IEC 320-C14，Cord (Sold Separately) desktop mounting 204mm*42.5mm*81mm |  |  |  | Medical | [5 empty] | 11A |  |  |  | Level VI |  | Desktop (Class I) |  |  | IEC 320-C14 | Cord (Sold Separately) | [6 empty] | Not Applicable |  |  | 210mW (Max) |  |  | - |  |  |  | Power DIN, 4 Pin |  | Box |  |  |  | North America | 14303119 |  |  | 44ATM200T-P (200W) | 8.03" L x 1.67" W x 3.19" H (204.0mm x 42.5mm x 81.0mm) | 100 ~ 240 VAC |  | 18V |  |  | 1.940 lbs (880 g) | 4 | https://www.unikeyic.com/media/datasheet/e3/a3/58c8/e3a358c883eacc62c45bcffb1f6492ec.pdf | https://www.unikeyic.com/products/power-adapter/44atm200t-p180/28589119.html
44ATM200T-P190 | IDAEL POWER | 1: 115.984 5: 115.984 10: 113.8752 50: 113.8752 | North America Power DIN,4 Pin 100V(AC) 240V(AC) IEC 320-C14，Cord (Sold Separately) desktop mounting 204mm*42.5mm*81mm |  |  |  | Medical | [5 empty] | 10.5A |  |  |  | Level VI |  | Desktop (Class I) |  |  | IEC 320-C14 | Cord (Sold Separately) | [6 empty] | Not Applicable |  |  | 210mW (Max) |  |  | - |  |  |  | Power DIN, 4 Pin |  | Box |  |  |  | North America | 14303118 |  |  | 44ATM200T-P (200W) | 8.03" L x 1.67" W x 3.19" H (204.0mm x 42.5mm x 81.0mm) | 100 ~ 240 VAC |  | 19V |  |  | 1.940 lbs (880 g) | 5 | https://www.unikeyic.com/media/datasheet/4b/4c/956b/4b4c956b23e8c5b85ea84de7d5401df2.pdf | https://www.unikeyic.com/products/power-adapter/44atm200t-p190/12535470.html
44ATM250T-P150 | IDAEL POWER | 1: 172.711 5: 169.5708 10: 169.5708 | North America Rectangular,6 Position 100V(AC) 240V(AC) Cord (Sold Separately)，IEC 320-C14 1.2m desktop mounting 204mm*43.5mm*94mm |  |  |  | Medical |  |  |  | 47" (1.20m) |  | 16.66A |  |  |  | Level VI |  | Desktop (Class I) |  |  | IEC 320-C14 | Cord (Sold Separately) | [6 empty] | Not Applicable |  |  | 210mW (Max) |  |  | - |  |  |  | Rectangular, 6 Position |  | Box |  |  |  | North America | 14303103 |  |  | 44ATM250T-P (250W) | 8.03" L x 1.72" W x 3.70" H (204.0mm x 43.5mm x 94.0mm) | 100 ~ 240 VAC |  | 15V |  |  | 2.524 lb (1.145 kg) | 2 | https://www.unikeyic.com/media/datasheet/6a/fd/3276/6afd3276f02b942d4dcf14d8c466ccce.pdf | https://www.unikeyic.com/products/power-adapter/44atm250t-p150/11464986.html
44ATM250T-P240 | IDAEL POWER | 1: 153.417 5: 150.6276 10: 150.6276 | North America 250W Rectangular,6 Position 100V(AC) 240V(AC) IEC 320-C14，Cord (Sold Separately) 1.2m desktop mounting 204mm*94mm*43.5mm |  |  |  | Medical |  |  |  | 47" (1.20m) |  | 10.4A |  |  |  | Level VI |  | Desktop (Class I) |  |  | IEC 320-C14 | Cord (Sold Separately) | [6 empty] | Not Applicable |  |  | 210mW (Max) |  |  | - |  |  |  | Rectangular, 6 Position |  | Box | 250 W |  |  | North America | 14303131 |  |  | 44ATM250T-P (250W) | 8.03" L x 3.70" W x 1.71" H (204.0mm x 94.0mm x 43.5mm) | 100 ~ 240 VAC |  | 24V |  |  | 1.808 lb (820 g) | 2 | https://www.unikeyic.com/media/datasheet/6a/fd/3276/6afd3276f02b942d4dcf14d8c466ccce.pdf | https://www.unikeyic.com/products/power-adapter/44atm250t-p240/28533924.html
47136 | myrra | 1: 23.051 10: 21.4613 25: 20.5529 | Myrra 47136 SMPS Transformer | [6 empty] | - | [5 empty] | 47136 myrra |  |  |  |  | - | [5 empty] | - | - | [8 empty] | - | - | - | [5 empty] | - | [12 empty] | 43 | https://www.unikeyic.com/media/datasheet/44/c4/167f/44/78a293b22172475da39ee4c2a0a6fa7c.pdf | https://www.unikeyic.com/products/power-adapter/47136/29099538.html
47153 | myrra | 1: 5.5914 | 5W 85V(AC) 370V(DC) Through hole mounting 31.7mm*26.7mm*21.8mm |  |  | Industrial |  |  |  | - | [10 empty] | - |  |  | 31.7mm*26.7mm*21.8mm |  |  | 370V(DC) | 85V(AC) |  |  | Through hole mounting |  |  |  | -25℃~50℃ |  | - | - | 5W | [5 empty] | - | [12 empty] | 646 | https://www.unikeyic.com/media/about_us/Unikey_ISO_9001_Certification.pdf | https://www.unikeyic.com/products/power-adapter/47153/11420322.html
47201 | myrra | 1: 22.224 5: 20.7424 10: 20.372 50: 20.0016 100: 20.0016 250: 20.0016 | Electronic Transformers |  |  | Industrial |  |  |  | - | [5 empty] | 47201 myrra |  |  |  |  | - | [5 empty] | - | - |  |  | Through hole mounting |  |  |  | -25℃~70℃ |  | - | - | - | [5 empty] | - | [12 empty] | 2 | https://www.unikeyic.com/media/datasheet/d8/8a/2e6c/70/da9428d1cc26ee865765eb105ecfe479.pdf | https://www.unikeyic.com/products/power-adapter/47201/29341992.html
47203 | myrra | 1: 22.164 10: 20.9163 25: 19.7657 | Electronic Transformers |  |  | Industrial |  |  |  | - | [5 empty] | 47203 myrra |  |  |  |  | - | [5 empty] | - | - |  |  | Through hole mounting |  |  |  | -25℃~70℃ |  | - | - | - | [5 empty] | - | [12 empty] | 1 | https://www.unikeyic.com/media/datasheet/d8/8a/2e6c/70/da9428d1cc26ee865765eb105ecfe479.pdf | https://www.unikeyic.com/products/power-adapter/47203/28589293.html
47204 | myrra | 1: 22.8511 10: 21.9821 25: 21.3038 | Electronic Transformers | [6 empty] | - | [5 empty] | 47204 myrra |  |  |  |  | - | [5 empty] | - | - | [8 empty] | - | - | - | [5 empty] | - | [12 empty] | 4 | https://www.unikeyic.com/media/datasheet/d8/8a/2e6c/70/da9428d1cc26ee865765eb105ecfe479.pdf | https://www.unikeyic.com/products/power-adapter/47204/28411734.html
47205 | myrra | 1: 20.052 5: 18.7152 10: 18.381 50: 18.0468 100: 18.0468 250: 18.0468 | Myrra PCB Transformer, 7.5W, 120-370V DC Secondary, 85-265V AC Primary |  |  | Industrial |  |  |  | - | [5 empty] | 47205 myrra |  |  |  |  | - | [5 empty] | - | - |  |  | Through hole mounting |  |  |  | -25℃~70℃ |  | - | - | - | [5 empty] | - | [12 empty] | 27 | https://www.unikeyic.com/media/datasheet/d8/8a/2e6c/70/da9428d1cc26ee865765eb105ecfe479.pdf | https://www.unikeyic.com/products/power-adapter/47205/28740914.html
47212 | myrra | 1: 10.6731 | Electronic Transformer | [6 empty] | - | [5 empty] | 47212 myrra |  |  |  |  | - | [5 empty] | - | - | [8 empty] | - | - | - | [5 empty] | - | [12 empty] | 201 | https://www.unikeyic.com/media/datasheet/44/c4/167f/44/78a293b22172475da39ee4c2a0a6fa7c.pdf | https://www.unikeyic.com/products/power-adapter/47212/11646319.html
47215 | myrra | 1: 16.4714 5: 15.6672 10: 15.155 20: 14.3883 50: 14.0734 | Electronic Transformer | [6 empty] | - | [5 empty] | 47215 myrra |  |  |  |  | - | [5 empty] | - | - | [8 empty] | - | - | - | [5 empty] | - | [12 empty] | 57 | https://www.unikeyic.com/media/datasheet/44/c4/167f/44/78a293b22172475da39ee4c2a0a6fa7c.pdf | https://www.unikeyic.com/products/power-adapter/47215/29108935.html
47243 | myrra | 1: 30.1225 10: 28.0377 25: 26.8629 | Electronic Transformer | [6 empty] | - | [10 empty] | - |  |  | 31.7mm*26.7mm*21.8mm |  |  | - | - |  |  | Through hole mounting | [5 empty] | - | - | - | [5 empty] | - | [12 empty] | 98 | https://www.unikeyic.com/media/about_us/Unikey_ISO_9001_Certification.pdf | https://www.unikeyic.com/products/power-adapter/47243/28467694.html
47252 | myrra | 1: 6.7703 | 3.5W 85V(AC) 370V(DC) Through hole mounting 31.7mm*26.7mm*21.8mm |  |  | Industrial |  |  |  | - | [5 empty] | 47252 myrra |  |  |  |  | - |  |  | 31.7mm*26.7mm*21.8mm |  |  | 370V(DC) | 85V(AC) |  |  | Through hole mounting |  |  |  | -25℃~60℃ |  | - | - | 3.5W | [5 empty] | - | [12 empty] | 110 | https://www.unikeyic.com/media/datasheet/bc/31/bd70/bc/c7c891aea237552e20fd543a16d02d7d.pdf | https://www.unikeyic.com/products/power-adapter/47252/28968170.html
47255 | myrra | 1: 6.8977 | Electronic Transformers | [6 empty] | - | [10 empty] | - |  |  | 31.7mm*26.7mm*21.8mm |  |  | - | - |  |  | Through hole mounting | [5 empty] | - | - | - | [5 empty] | - | [12 empty] | 148 | https://www.unikeyic.com/media/about_us/Unikey_ISO_9001_Certification.pdf | https://www.unikeyic.com/products/power-adapter/47255/11822906.html
47258 | myrra | 1: 13.4308 10: 12.5812 | Myrra 47258 SMPS Transformer | [6 empty] | - | [10 empty] | - |  |  | 31.7mm*26.7mm*21.8mm |  |  | - | - |  |  | Through hole mounting | [5 empty] | - | - | - | [5 empty] | - | [12 empty] | 3 | https://www.unikeyic.com/media/about_us/Unikey_ISO_9001_Certification.pdf | https://www.unikeyic.com/products/power-adapter/47258/29382938.html
500-004030-0000 | Artesyn Embedded Power | 154: 0.715 | Power Supply, Universal Input | [6 empty] | - | [5 empty] | 500-004030-0000 Artesyn Embedded Power |  |  |  |  | - | [5 empty] | - | - | [8 empty] | - | - | - | [5 empty] | - | [12 empty] | 689 | https://www.unikeyic.com/media/datasheet/1a/48/7dc0/1a/07456fcc37d130a2557ad7a4e49b008c.pdf | https://www.unikeyic.com/products/power-adapter/500-004030-0000/11632236.html
5111243 | ANSMANN | 1: 17.7287 10: 16.4956 50: 15.8053 | Ansmann 5111243 AC/DC Adapter | [6 empty] | - | [5 empty] | 5111243 ANSMANN |  |  |  |  | - | [5 empty] | - | - | [8 empty] | - | - | - | [5 empty] | - | [12 empty] | 564 | https://www.unikeyic.com/media/datasheet/d3/28/1f43/d3/db0448b304e6811c2e88bdbeebd4f12d.pdf | https://www.unikeyic.com/products/power-adapter/5111243/28952099.html
5130 | Adafruit | 1: 22.7633 | Barrel Plug Cord, NEMA 1-15P 2.1mm I.D. × 5.5mm O.D. 110VAC/240VAC 1.07m Desktop Mount 118mm×50mm×32mm |  |  |  | ITE (Commercial) |  |  |  | 42" (1.07m) |  | 2.5A |  |  |  | - |  | Desktop (Class II) |  |  | NEMA 1-15P | Cord | [6 empty] | 1 (Unlimited) |  |  | - |  |  | - |  |  |  | Barrel Plug, 2.1mm I.D. x 5.5mm O.D. |  | Bulk |  |  |  | North America | 15277535 |  |  | - | 4.65" L x 1.97" W x 1.26" H (118.0mm x 50.0mm x 32.0mm) | 110 ~ 240 VAC |  | 3 ~ 24V |  |  | - | 355 | https://www.unikeyic.com/media/about_us/Unikey_ISO_9001_Certification.pdf | https://www.unikeyic.com/products/power-adapter/5130/29266031.html
5311113 | ANSMANN | 1: 21.3269 10: 20.0806 50: 19.2691 | Ansmann 5311113 AC/DC Adapter | [6 empty] | - | [5 empty] | 5311113 ANSMANN |  |  |  |  | - | [5 empty] | - | - | [8 empty] | - | - | - | [5 empty] | - | [12 empty] | 262 | https://www.unikeyic.com/media/datasheet/ba/bb/fb4d/ba/0eddf5a95c249c9d74fa72b48dc04636.pdf | https://www.unikeyic.com/products/power-adapter/5311113/29462630.html
5311123 / APS 1500 | ANSMANN | 1: 57.4672 5: 56.441 10: 55.4148 50: 55.4148 100: 55.4148 250: 55.4148 | 90V-264V AC, External Mount | [6 empty] | - | [5 empty] | 5311123 / APS 1500 ANSMANN |  |  |  |  | - | [5 empty] | 264V(AC) | 90V |  |  | external mounting | [5 empty] | - | - | - | [5 empty] | - |  |  | Non-compliant | [9 empty] | 85 | https://www.unikeyic.com/media/datasheet/55/fb/2cbd/55/bcc2b10d8d9d570442a58b564b6821ef.pdf | https://www.unikeyic.com/products/power-adapter/5311123-aps-1500/1328631.html
56YSD100L-1207500 | IDAEL POWER | 1: 44.8784 5: 44.077 10: 43.2756 50: 43.2756 100: 43.2756 | 90W 120V(DC) 370V(DC) AC or DC 56mm*100mm*93mm | 85 ~ 264 VAC |  |  | ITE (Commercial) | [5 empty] | 7.5A | 370V | 120V |  | 83% | Adjustable Output, Universal Input |  |  |  |  | AC or DC | [5 empty] | - | 1 (Unlimited) |  |  |  | 1 |  | -20°C ~ 60°C (With Derating) | [5 empty] | Box | 90W |  |  |  | 19908549 |  |  | 56YSD100L-xy (100W) | 2.20" L x 3.94" W x 3.66" H (56.0mm x 100.0mm x 93.0mm) |  | 3 kV |  | 12V | - |  | 39 | https://www.unikeyic.com/media/about_us/Unikey_ISO_9001_Certification.pdf | https://www.unikeyic.com/products/power-adapter/56ysd100l-1207500/681746501.html
56YSD100L-1506000 | IDAEL POWER | 1: 44.8784 5: 44.077 10: 43.2756 50: 43.2756 100: 43.2756 | 90W 120V(DC) 370V(DC) AC/DC 56mm × 100mm × 93mm |  |  | Commercial |  |  |  | - | [10 empty] | AC or DC |  |  | 56mm*100mm*93mm |  |  | 370V(DC) | 120V(DC) | [6 empty] | -20℃~60℃ |  | - | - | 90W | [5 empty] | - |  |  | Compliant | boxed | [8 empty] | 24 | https://www.unikeyic.com/media/about_us/Unikey_ISO_9001_Certification.pdf | https://www.unikeyic.com/products/power-adapter/56ysd100l-1506000/681747555.html
56YSD100L-2404000 | IDAEL POWER | 1: 38.3712 5: 37.686 10: 37.0008 50: 37.0008 100: 37.0008 | 96W 120V(DC) 370V(DC) AC or DC 56mm × 100mm × 93mm |  |  | Commercial |  |  |  | - | [10 empty] | AC or DC |  |  | 56mm*100mm*93mm |  |  | 370V(DC) | 120V(DC) | [6 empty] | -20℃~60℃ |  | - | - | 96W | [5 empty] | - |  |  | Compliant | boxed | [8 empty] | 25 | https://www.unikeyic.com/media/about_us/Unikey_ISO_9001_Certification.pdf | https://www.unikeyic.com/products/power-adapter/56ysd100l-2404000/681747870.html
56YSD100L-4802000 | IDAEL POWER | 1: 37.8 5: 37.125 10: 36.45 50: 36.45 100: 36.45 | 96W 120V(DC) 370V(DC) AC or DC 56mm*100mm*93mm |  |  | Commercial |  |  |  | - | [10 empty] | AC or DC |  |  | 56mm*100mm*93mm |  |  | 370V(DC) | 120V(DC) | [6 empty] | -20℃~60℃ |  | - | - | 96W | [5 empty] | - |  |  | Compliant | boxed | [8 empty] | 36 | https://www.unikeyic.com/media/about_us/Unikey_ISO_9001_Certification.pdf | https://www.unikeyic.com/products/power-adapter/56ysd100l-4802000/681747246.html
56YSD100S-1207100 | IDAEL POWER | 1: 39.4688 5: 38.764 10: 38.764 | 85W 90V(AC) 264V(AC) AC 90mm*70mm*58mm | 90 ~ 264 VAC |  |  | Industrial, ITE (Commercial) | [5 empty] | 7.1A |  |  |  | 88% | Adjustable Output, IP20 |  |  |  |  | AC | [5 empty] | - | Not Applicable |  |  |  | 1 |  | -20°C ~ 50°C | [5 empty] | Box | 85W | [6 empty] | 56YSD100S (100W) | 3.54" L x 2.76" W x 2.28" H (90.0mm x 70.0mm x 58.0mm) |  |  |  | 12V | - |  | 39 | https://www.unikeyic.com/media/about_us/Unikey_ISO_9001_Certification.pdf | https://www.unikeyic.com/products/power-adapter/56ysd100s-1207100/11790383.html
56YSD100S-2403800 | IDAEL POWER | 1: 31.8864 5: 31.8864 10: 30.7476 50: 30.7476 | 91W 90V(AC) 264V(AC) AC 90mm*70mm*58mm | 90 ~ 264 VAC |  |  | Industrial, ITE (Commercial) | [5 empty] | 3.8A |  |  |  | 90% | Adjustable Output, IP20 |  |  |  |  | AC | [5 empty] | - | Not Applicable |  |  |  | 1 |  | -20°C ~ 50°C | [5 empty] | Box | 91W | [6 empty] | 56YSD100S (100W) | 3.54" L x 2.76" W x 2.28" H (90.0mm x 70.0mm x 58.0mm) |  |  |  | 24V | - |  | 32 | https://www.unikeyic.com/media/about_us/Unikey_ISO_9001_Certification.pdf | https://www.unikeyic.com/products/power-adapter/56ysd100s-2403800/28629596.html
56YSD100S-4802000 | IDAEL POWER | 1: 32.2336 5: 32.2336 10: 31.0824 50: 31.0824 100: 31.0824 | 96W 90V(AC) 264V(AC) AC 90mm*70mm*58mm | 90 ~ 264 VAC |  |  | Industrial, ITE (Commercial) | [5 empty] | 2A |  |  |  | 90% | Adjustable Output, IP20 |  |  |  |  | AC | [5 empty] | - | Not Applicable |  |  |  | 1 |  | -20°C ~ 50°C | [5 empty] | Box | 96W |  |  |  | 14306707 |  |  | 56YSD100S (100W) | 3.54" L x 2.76" W x 2.28" H (90.0mm x 70.0mm x 58.0mm) |  |  |  | 48V | - |  | 42 | https://www.unikeyic.com/media/about_us/Unikey_ISO_9001_Certification.pdf | https://www.unikeyic.com/products/power-adapter/56ysd100s-4802000/28518374.html
56YSD15S-2400630 | IDAEL POWER | 1: 14.2125 5: 12.7344 10: 12.507 50: 12.507 100: 12.2796 250: 12.2796 | 15W 90V(AC) 264V(AC) AC 90mm × 18mm × 58mm | 90 ~ 264 VAC |  |  | Industrial, ITE (Commercial) | [5 empty] | 630mA |  |  |  | 86% | Adjustable Output, IP20 |  |  |  |  | AC | [5 empty] | - | Not Applicable |  |  |  | 1 |  | -20°C ~ 50°C | [5 empty] | Box | 15W |  |  |  | 14306698 |  |  | 56YSD15S (15W) | 3.54" L x 0.71" W x 2.28" H (90.0mm x 18.0mm x 58.0mm) |  |  |  | 24V | - |  | 43 | https://www.unikeyic.com/media/about_us/Unikey_ISO_9001_Certification.pdf | https://www.unikeyic.com/products/power-adapter/56ysd15s-2400630/28810783.html
56YSD20L-0503000 | IDAEL POWER | 1: 18.708 5: 17.4608 10: 17.149 50: 16.8372 100: 16.8372 250: 16.8372 | 15W 120V(DC) 370V(DC) AC or DC 23mm*100mm*92mm | 85 ~ 264 VAC |  |  | ITE (Commercial) | [5 empty] | 3A | 370V | 120V |  | 76% | Adjustable Output, Universal Input |  |  |  |  | AC or DC | [5 empty] | - | 1 (Unlimited) |  |  |  | 1 |  | -20°C ~ 60°C (With Derating) | [5 empty] | Box | 15W |  |  |  | 19908568 |  |  | 56YSD20L-xy (20W) | 0.91" L x 3.94" W x 3.62" H (23.0mm x 100.0mm x 92.0mm) |  | 3 kV |  | 5V | - |  | 25 | https://www.unikeyic.com/media/about_us/Unikey_ISO_9001_Certification.pdf | https://www.unikeyic.com/products/power-adapter/56ysd20l-0503000/681746772.html
56YSD20L-1201670 | IDAEL POWER | 1: 18.5125 5: 16.5872 10: 16.291 50: 15.9948 100: 15.9948 250: 15.9948 | 20W 120V(DC) 370V(DC) AC or DC 23mm × 100mm × 92mm | 85 ~ 264 VAC |  |  | ITE (Commercial) | [5 empty] | 1.67A | 370V | 120V |  | 80% | Adjustable Output, Universal Input |  |  |  |  | AC or DC | [5 empty] | - | 1 (Unlimited) |  |  |  | 1 |  | -20°C ~ 60°C (With Derating) | [5 empty] | Box | 20W |  |  |  | 19908556 |  |  | 56YSD20L-xy (20W) | 0.91" L x 3.94" W x 3.62" H (23.0mm x 100.0mm x 92.0mm) |  | 3 kV |  | 12V | - |  | 70 | https://www.unikeyic.com/media/about_us/Unikey_ISO_9001_Certification.pdf | https://www.unikeyic.com/products/power-adapter/56ysd20l-1201670/681747112.html
56YSD20L-1501340 | IDAEL POWER | 1: 18.5125 5: 16.5872 10: 16.291 50: 15.9948 100: 15.9948 250: 15.9948 | 20W 120V(DC) 370V(DC) AC or DC 23mm × 100mm × 92mm | 85 ~ 264 VAC |  |  | ITE (Commercial) | [5 empty] | 1.34A | 370V | 120V |  | 81% | Adjustable Output, Universal Input |  |  |  |  | AC or DC | [5 empty] | - | 1 (Unlimited) |  |  |  | 1 |  | -20°C ~ 60°C (With Derating) | [5 empty] | Box | 20W |  |  |  | 19908546 |  |  | 56YSD20L-xy (20W) | 0.91" L x 3.94" W x 3.62" H (23.0mm x 100.0mm x 92.0mm) |  | 3 kV |  | 15V | - |  | 79 | https://www.unikeyic.com/media/about_us/Unikey_ISO_9001_Certification.pdf | https://www.unikeyic.com/products/power-adapter/56ysd20l-1501340/681746814.html
56YSD20L-2401000 | IDAEL POWER | 1: 18.708 5: 17.4608 10: 17.149 50: 16.8372 100: 16.8372 250: 16.8372 | 24W 120V(DC) 370V(DC) AC or DC 23mm*100mm*92mm | 85 ~ 264 VAC |  |  | ITE (Commercial) | [5 empty] | 1A | 370V | 120V |  | 84% | Adjustable Output, Universal Input |  |  |  |  | AC or DC | [5 empty] | - | 1 (Unlimited) |  |  |  | 1 |  | -20°C ~ 60°C (With Derating) | [5 empty] | Box | 24W |  |  |  | 19908554 |  |  | 56YSD20L-xy (20W) | 0.91" L x 3.94" W x 3.62" H (23.0mm x 100.0mm x 92.0mm) |  | 3 kV |  | 24V | - |  | 2 | https://www.unikeyic.com/media/about_us/Unikey_ISO_9001_Certification.pdf | https://www.unikeyic.com/products/power-adapter/56ysd20l-2401000/681746403.html
56YSD30S-0503000 | IDAEL POWER | 1: 18.5375 5: 16.6096 10: 16.313 50: 16.0164 100: 16.0164 250: 16.0164 | 15W 90V(AC) 264V(AC) AC 90mm*35mm*58mm | 90 ~ 264 VAC |  |  | Industrial, ITE (Commercial) | [5 empty] | 3A |  |  |  | 82% | Adjustable Output, IP20 |  |  |  |  | AC | [5 empty] | - | Not Applicable |  |  |  | 1 |  | -20°C ~ 50°C | [5 empty] | Box | 15W |  |  |  | 14306702 |  |  | 56YSD30S (30W) | 3.54" L x 1.38" W x 2.28" H (90.0mm x 35.0mm x 58.0mm) |  |  |  | 5V | - |  | 59 | https://www.unikeyic.com/media/about_us/Unikey_ISO_9001_Certification.pdf | https://www.unikeyic.com/products/power-adapter/56ysd30s-0503000/28494301.html
56YSD30S-1502000 | IDAEL POWER | 1: 18.125 5: 16.24 10: 15.95 50: 15.66 100: 15.66 250: 15.66 | AC Inductor 30W 90V(AC) 264V(AC) 90mm × 35mm × 58mm | 90 ~ 264 VAC |  |  | Industrial, ITE (Commercial) | [5 empty] | 2A |  |  |  | 89% | Adjustable Output, IP20 |  |  |  |  | AC | [5 empty] | - | Not Applicable |  |  |  | 1 |  | -20°C ~ 50°C | [5 empty] | Box | 30W | [6 empty] | 56YSD30S (30W) | 3.54" L x 1.38" W x 2.28" H (90.0mm x 35.0mm x 58.0mm) |  |  |  | 15V | - |  | 28 | https://www.unikeyic.com/media/datasheet/56/b2/785c/56/f4593386b4ee7bb7e4122b113ff23314.pdf | https://www.unikeyic.com/products/power-adapter/56ysd30s-1502000/11557249.html
56YSD60L-05006000 | IDAEL POWER | 1: 25.56 5: 23.856 10: 23.43 50: 23.004 100: 23.004 250: 23.004 | 30W 120V(DC) 370V(DC) AC or DC 41mm*100mm*92mm | 85 ~ 264 VAC |  |  | ITE (Commercial) | [5 empty] | 6A | 370V | 120V |  | 78% | Adjustable Output, Universal Input |  |  |  |  | AC or DC | [5 empty] | - | 1 (Unlimited) |  |  |  | 1 |  | -20°C ~ 60°C (With Derating) | [5 empty] | Box | 30W |  |  |  | 19908558 |  |  | 56YSD60L-xy (60W) | 1.61" L x 3.94" W x 3.62" H (41.0mm x 100.0mm x 92.0mm) |  | 3 kV |  | 5V | - |  | 38 | https://www.unikeyic.com/media/about_us/Unikey_ISO_9001_Certification.pdf | https://www.unikeyic.com/products/power-adapter/56ysd60l-05006000/681746607.html
56YSD60L-05010000 | IDAEL POWER | 1: 27.5072 5: 27.5072 10: 26.5248 50: 26.5248 100: 26.5248 | 50W 120V(DC) 370V(DC) AC or DC 41mm*100mm*92mm |  |  | Commercial |  |  |  | - | [10 empty] | AC or DC |  |  | 41mm*100mm*92mm |  |  | 370V(DC) | 120V(DC) | [6 empty] | -20℃~60℃ |  | - | - | 50W | [5 empty] | - |  |  | Compliant | boxed | [8 empty] | 28 | https://www.unikeyic.com/media/about_us/Unikey_ISO_9001_Certification.pdf | https://www.unikeyic.com/products/power-adapter/56ysd60l-05010000/681747457.html
56YSD60L-12003330 | IDAEL POWER | 1: 25.56 5: 23.856 10: 23.43 50: 23.004 100: 23.004 250: 23.004 | 40W 120V(DC) 370V(DC) AC or DC 41mm*100mm*92mm |  |  | Commercial |  |  |  | - | [10 empty] | AC or DC |  |  | 41mm*100mm*92mm |  |  | 370V(DC) | 120V(DC) | [6 empty] | -20℃~60℃ |  | - | - | 40W | [5 empty] | - |  |  | Compliant | boxed | [8 empty] | 43 | https://www.unikeyic.com/media/about_us/Unikey_ISO_9001_Certification.pdf | https://www.unikeyic.com/products/power-adapter/56ysd60l-12003330/681747767.html
56YSD60L-12005000 | IDAEL POWER | 1: 27.5072 5: 27.5072 10: 26.5248 50: 26.5248 100: 26.5248 | 60W 120V(DC) 370V(DC) AC or DC 41mm*100mm*92mm |  |  | Commercial |  |  |  | - | [10 empty] | AC or DC |  |  | 41mm*100mm*92mm |  |  | 370V(DC) | 120V(DC) | [6 empty] | -20℃~60℃ |  | - | - | 60W | [5 empty] | - |  |  | Compliant | boxed | [8 empty] | 38 | https://www.unikeyic.com/media/about_us/Unikey_ISO_9001_Certification.pdf | https://www.unikeyic.com/products/power-adapter/56ysd60l-12005000/681747521.html
56YSD60L-24001700 | IDAEL POWER | 1: 26.904 5: 25.1104 10: 24.662 50: 24.2136 100: 24.2136 250: 24.2136 | 41W 120V(DC) 370V(DC) AC or DC 41mm*100mm*92mm |  |  | Commercial |  |  |  | - | [10 empty] | AC or DC |  |  | 41mm*100mm*92mm |  |  | 370V(DC) | 120V(DC) | [6 empty] | -20℃~60℃ |  | - | - | 41W | [5 empty] | - |  |  | Compliant | boxed | [8 empty] | 28 | https://www.unikeyic.com/media/about_us/Unikey_ISO_9001_Certification.pdf | https://www.unikeyic.com/products/power-adapter/56ysd60l-24001700/681746149.html
56YSD60L-24002500 | IDAEL POWER | 1: 28.3808 5: 28.3808 10: 27.3672 50: 27.3672 100: 27.3672 250: 27.3672 | 60W 120V(DC) 370V(DC) AC or DC 41mm × 100mm × 92mm | 85 ~ 264 VAC |  |  | ITE (Commercial) | [5 empty] | 2.5A | 370V | 120V |  | 88% | Adjustable Output, Universal Input |  |  |  |  | AC or DC | [5 empty] | - | 1 (Unlimited) |  |  |  | 1 |  | -20°C ~ 60°C (With Derating) | [5 empty] | Box | 60W |  |  |  | 19908544 |  |  | 56YSD60L-xy (60W) | 1.61" L x 3.94" W x 3.62" H (41.0mm x 100.0mm x 92.0mm) |  | 3 kV |  | 24V | - |  | 17 | https://www.unikeyic.com/media/about_us/Unikey_ISO_9001_Certification.pdf | https://www.unikeyic.com/products/power-adapter/56ysd60l-24002500/681746129.html
56YSD60S-1204500 | IDAEL POWER | 1: 25.956 5: 24.2256 10: 23.793 50: 23.793 | AC Power Module 54W 90V-264V AC 90mm × 52.5mm × 58mm | 90 ~ 264 VAC |  |  | Industrial, ITE (Commercial) | [5 empty] | 4.5A |  |  |  | 88% | Adjustable Output, IP20 |  |  |  |  | AC | [5 empty] | - | Not Applicable |  |  |  | 1 |  | -20°C ~ 50°C | [5 empty] | Box | 54W | [6 empty] | 56YSD60S (60W) | 3.54" L x 2.07" W x 2.28" H (90.0mm x 52.5mm x 58.0mm) |  |  |  | 12V | - |  | 38 | https://www.unikeyic.com/media/datasheet/b4/ee/f84a/b4/3c4523dacd3c5bcc8c1b48eec02bc93f.pdf | https://www.unikeyic.com/products/power-adapter/56ysd60s-1204500/11604512.html
56YSD60S-1504000 | IDAEL POWER | 1: 25.956 5: 24.2256 10: 23.793 50: 23.3604 100: 23.3604 | 60W AC Power Supply, 90VAC-264VAC Input, 90mm × 52.5mm × 58mm | 90 ~ 264 VAC |  |  | Industrial, ITE (Commercial) | [5 empty] | 4A |  |  |  | 89% | Adjustable Output, IP20 |  |  |  |  | AC | [5 empty] | - | Not Applicable |  |  |  | 1 |  | -20°C ~ 50°C | [5 empty] | Box | 60W | [6 empty] | 56YSD60S (60W) | 3.54" L x 2.07" W x 2.28" H (90.0mm x 52.5mm x 58.0mm) |  |  |  | 15V | - |  | 38 | https://www.unikeyic.com/media/datasheet/b4/ee/f84a/b4/3c4523dacd3c5bcc8c1b48eec02bc93f.pdf | https://www.unikeyic.com/products/power-adapter/56ysd60s-1504000/28464676.html
56YSD60S-2402500 | IDAEL POWER | 1: 27.024 5: 25.2224 10: 24.772 50: 24.3216 100: 24.3216 | 60W AC Power Supply, 90VAC-264VAC Input, 90mm × 52.5mm × 58mm | 90 ~ 264 VAC |  |  | Industrial, ITE (Commercial) | [5 empty] | 2.5A |  |  |  | 90% | Adjustable Output, IP20 |  |  |  |  | AC | [5 empty] | - | Not Applicable |  |  |  | 1 |  | -20°C ~ 50°C | [5 empty] | Box | 60W |  |  |  | 14306704 |  |  | 56YSD60S (60W) | 3.54" L x 2.07" W x 2.28" H (90.0mm x 52.5mm x 58.0mm) |  |  |  | 24V | - |  | 27 | https://www.unikeyic.com/media/datasheet/b4/ee/f84a/b4/3c4523dacd3c5bcc8c1b48eec02bc93f.pdf | https://www.unikeyic.com/products/power-adapter/56ysd60s-2402500/11920108.html
56YSD60S-4801250 | IDAEL POWER | 1: 25.956 5: 24.2256 10: 23.793 50: 23.3604 100: 23.3604 | 60W 90V(AC) 264V(AC) AC 90mm*52.5mm*58mm | 90 ~ 264 VAC |  |  | Industrial, ITE (Commercial) | [5 empty] | 1.25A |  |  |  | 91% | Adjustable Output, IP20 |  |  |  |  | AC | [5 empty] | - | Not Applicable |  |  |  | 1 |  | -20°C ~ 50°C | [5 empty] | Box | 60W |  |  |  | 14306696 |  |  | 56YSD60S (60W) | 3.54" L x 2.07" W x 2.28" H (90.0mm x 52.5mm x 58.0mm) |  |  |  | 48V | - |  | 45 | https://www.unikeyic.com/media/datasheet/b4/ee/f84a/b4/3c4523dacd3c5bcc8c1b48eec02bc93f.pdf | https://www.unikeyic.com/products/power-adapter/56ysd60s-4801250/29258183.html
56YSDN150-12010000 | IDAEL POWER | 1: 41.888 5: 41.14 10: 40.392 50: 40.392 100: 40.392 | 120W 127V(DC) 370V(DC) AC or DC 40mm*125mm*113mm | 90 ~ 264 VAC |  |  | ITE (Commercial) | [5 empty] | 10A | 370V | 127V |  | 85.5% | Adjustable Output, Universal Input |  |  |  |  | AC or DC | [5 empty] | - | 1 (Unlimited) |  |  |  | 1 |  | -20°C ~ 70°C (With Derating) | [5 empty] | Box | 120W |  |  |  | 19908552 |  |  | 56YSD150L-xy (150W) | 1.57" L x 4.92" W x 4.45" H (40.0mm x 125.0mm x 113.0mm) |  | 3 kV |  | 12V | - |  | 4 | https://www.unikeyic.com/media/about_us/Unikey_ISO_9001_Certification.pdf | https://www.unikeyic.com/products/power-adapter/56ysdn150-12010000/681747939.html
56YSDN150-24005000 | IDAEL POWER | 1: 44.2736 5: 43.483 10: 42.6924 50: 42.6924 100: 42.6924 | 120W 127V(DC) 370V(DC) AC or DC 40mm*125mm*113mm | 90 ~ 264 VAC |  |  | ITE (Commercial) | [5 empty] | 5A | 370V | 127V |  | 88% | Adjustable Output, Universal Input |  |  |  |  | AC or DC | [5 empty] | - | 1 (Unlimited) |  |  |  | 1 |  | -20°C ~ 70°C (With Derating) | [5 empty] | Box | 120W |  |  |  | 19908548 |  |  | 56YSD150L-xy (150W) | 1.57" L x 4.92" W x 4.45" H (40.0mm x 125.0mm x 113.0mm) |  | 3 kV |  | 24V | - |  | 22 | https://www.unikeyic.com/media/about_us/Unikey_ISO_9001_Certification.pdf | https://www.unikeyic.com/products/power-adapter/56ysdn150-24005000/681748464.html
56YSDN150-48002500 | IDAEL POWER | 1: 43.4336 5: 42.658 10: 41.8824 50: 41.8824 100: 41.8824 | 120W, 127V(DC)/370V(DC) AC or DC, 40mm×125mm×113mm | 90 ~ 264 VAC |  |  | ITE (Commercial) | [5 empty] | 2.5A | 370V | 127V |  | 89% | Adjustable Output, Universal Input |  |  |  |  | AC or DC | [5 empty] | - | 1 (Unlimited) |  |  |  | 1 |  | -20°C ~ 70°C (With Derating) | [5 empty] | Box | 120W |  |  |  | 19908541 |  |  | 56YSD150L-xy (150W) | 1.57" L x 4.92" W x 4.45" H (40.0mm x 125.0mm x 113.0mm) |  | 3 kV |  | 48V | - |  | 14 | https://www.unikeyic.com/media/about_us/Unikey_ISO_9001_Certification.pdf | https://www.unikeyic.com/products/power-adapter/56ysdn150-48002500/681746967.html
56YSDN240-24010000 | IDAEL POWER | 1: 93.742 5: 93.742 10: 92.0376 50: 92.0376 | 240W 127V(DC) 370V(DC) AC or DC 63mm*125mm*113mm | 90 ~ 264 VAC |  |  | ITE (Commercial) | [5 empty] | 10A | 370V | 127V |  | 87% | Adjustable Output, Universal Input |  |  |  |  | AC or DC | [5 empty] | - | 1 (Unlimited) |  |  |  | 1 |  | -20°C ~ 70°C (With Derating) | [5 empty] | Box | 240W |  |  |  | 19908561 |  |  | 56YSD240-xy (240W) | 2.48" L x 4.92" W x 4.45" H (63.0mm x 125.0mm x 113.0mm) |  | 3 kV |  | 24V | - |  | 2 | https://www.unikeyic.com/media/about_us/Unikey_ISO_9001_Certification.pdf | https://www.unikeyic.com/products/power-adapter/56ysdn240-24010000/681746198.html
56YSDN240-48005000 | IDAEL POWER | 1: 92.862 5: 92.862 10: 91.1736 50: 91.1736 | 240W 127V DC 370V DC AC/DC 63mm × 125mm × 113mm | 90 ~ 264 VAC |  |  | ITE (Commercial) | [5 empty] | 5A | 370V | 127V |  | 88% | Adjustable Output, Universal Input |  |  |  |  | AC or DC | [5 empty] | - | 1 (Unlimited) |  |  |  | 1 |  | -20°C ~ 70°C (With Derating) | [5 empty] | Box | 240W |  |  |  | 19908551 |  |  | 56YSD240-xy (240W) | 2.48" L x 4.92" W x 4.45" H (63.0mm x 125.0mm x 113.0mm) |  | 3 kV |  | 48V | - |  | 18 | https://www.unikeyic.com/media/about_us/Unikey_ISO_9001_Certification.pdf | https://www.unikeyic.com/products/power-adapter/56ysdn240-48005000/681747029.html
56YSDN480-48010000 | IDAEL POWER | 1: 176.814 5: 173.5992 10: 173.5992 | 480W 127V(DC) 370V(DC) AC or DC 85.5mm × 125mm × 129mm |  |  | Commercial |  |  |  | - | [10 empty] | AC or DC |  |  | 85.5mm*125mm*129mm |  |  | 370V(DC) | 127V(DC) | [6 empty] | -20℃~70℃ |  | - | - | 480W | [5 empty] | - |  |  | Compliant | boxed | [8 empty] | 1 | https://www.unikeyic.com/media/about_us/Unikey_ISO_9001_Certification.pdf | https://www.unikeyic.com/products/power-adapter/56ysdn480-48010000/681746287.html
5803 | Adafruit | 1: 9.1425 | [7 empty] | - | [10 empty] | - | [5 empty] | - | - | [8 empty] | - | - | - | [5 empty] | - | [12 empty] | 12 | https://www.unikeyic.com/media/about_us/Unikey_ISO_9001_Certification.pdf | https://www.unikeyic.com/products/power-adapter/5803/694454157.html
625741 | RS | 1: 15.222 | Jack connector 12+0.5mm 1.5m 62mm*48mm*38mm |  |  | Industrial |  |  |  | 1.5m | [10 empty] | - |  |  | 62mm*48mm*38mm |  |  | - | - | [6 empty] | -20℃~70℃ |  | - | Jack connector 12+0.5mm | - | [5 empty] | - | [12 empty] | 77 | https://www.unikeyic.com/media/about_us/Unikey_ISO_9001_Certification.pdf | https://www.unikeyic.com/products/power-adapter/625741/37239031.html
625744 | RS | 1: 12.8584 | Jack connector 12+0.5mm 264V(AC) 1.5m 7mm*33mm*53mm |  |  | Industrial |  |  |  | 1.5m | [10 empty] | - |  |  | 7mm*33mm*53mm |  |  | 264V(AC) | - | [6 empty] | -20℃~60℃ |  | - | Jack connector 12+0.5mm | - | [5 empty] | - | [12 empty] | 23 | https://www.unikeyic.com/media/about_us/Unikey_ISO_9001_Certification.pdf | https://www.unikeyic.com/products/power-adapter/625744/37229488.html
625747 | RS | 1: 15.018 | Jack connector 12+0.5mm 1.5m 62mm*48mm*38mm |  |  | Industrial |  |  |  | 1.5m | [10 empty] | - |  |  | 62mm*48mm*38mm |  |  | - | - | [6 empty] | -20℃~70℃ |  | - | Jack connector 12+0.5mm | - | [5 empty] | - | [12 empty] | 54 | https://www.unikeyic.com/media/about_us/Unikey_ISO_9001_Certification.pdf | https://www.unikeyic.com/products/power-adapter/625747/37233419.html
625748 | RS | 1: 38.1762 | Jack connector 12+0.5mm 1.5m 116.5mm*34.6mm*54.2mm | [6 empty] | 1.5m | [10 empty] | - |  |  | 116.5mm*34.6mm*54.2mm |  |  | - | - | [6 empty] | 30℃~70℃ |  | - | Jack connector 12+0.5mm | - | [5 empty] | - | [12 empty] | 82 | https://www.unikeyic.com/media/about_us/Unikey_ISO_9001_Certification.pdf | https://www.unikeyic.com/products/power-adapter/625748/37234026.html
625749 | RS | 1: 13.3429 | Jack connector 12+0.5mm 1.5m 62mm*48mm*38mm |  |  | Industrial |  |  |  | 1.5m | [10 empty] | - |  |  | 62mm*48mm*38mm |  |  | - | - | [6 empty] | -20℃~70℃ |  | - | Jack connector 12+0.5mm | - | [5 empty] | - | [12 empty] | 32 | https://www.unikeyic.com/media/about_us/Unikey_ISO_9001_Certification.pdf | https://www.unikeyic.com/products/power-adapter/625749/37235351.html
6ES73051BA800AA0 | SIEMENS | 1: 883.9419 | DC Power Supply 48W 16.8V DC 138V DC 120mm × 80mm × 125mm | - |  |  | ITE (Commercial) | [5 empty] | 2A | 138V | 16.8V |  | 75% | Adjustable Output, IP20 |  |  |  |  | DC | [5 empty] | - | Not Applicable |  |  |  | 1 |  | -25°C ~ 70°C | [5 empty] | Box | 48W | [6 empty] | 6ES7 | 4.72" L x 3.15" W x 4.92" H (120.0mm x 80.0mm x 125.0mm) |  |  |  | 24V | - |  | 100 | https://www.unikeyic.com/media/about_us/Unikey_ISO_9001_Certification.pdf | https://www.unikeyic.com/products/power-adapter/6es73051ba800aa0/21006577.html
73-650-0001I | Artesyn Embedded Power | 1: 1024.463 | Switching Power Supply | [6 empty] | - | [5 empty] | 73-650-0001I Artesyn Embedded Power |  |  |  |  | - | [5 empty] | - | - | [8 empty] | - | - | - | [5 empty] | - | [12 empty] | 11 | https://www.unikeyic.com/media/datasheet/1a/48/7dc0/1a/07456fcc37d130a2557ad7a4e49b008c.pdf | https://www.unikeyic.com/products/power-adapter/73-650-0001i/29193092.html
73-670-0001I | Artesyn Embedded Power | 1: 1085.139 | Switching Power Supply | [6 empty] | - | [5 empty] | 73-670-0001I Artesyn Embedded Power |  |  |  |  | - | [5 empty] | - | - | [8 empty] | - | - | - | [5 empty] | - | [12 empty] | 2 | https://www.unikeyic.com/media/datasheet/1a/48/7dc0/1a/07456fcc37d130a2557ad7a4e49b008c.pdf | https://www.unikeyic.com/products/power-adapter/73-670-0001i/12489502.html
75ACDRH_12S | GAPTEC Electronic | 1: 30.9374 10: 27.1954 25: 25.8342 50: 24.8499 | 75W AC or DC | - |  |  | - | [5 empty] | - |  |  |  | - | - |  |  |  |  | AC or DC | [5 empty] | - | Not Applicable |  |  |  | 1 |  | -25°C ~ 70°C | [5 empty] | Bulk | 75W | [6 empty] | 75ACDRS_S | - |  | 3 kV |  | 12V | - |  | 50 | https://www.unikeyic.com/media/about_us/Unikey_ISO_9001_Certification.pdf | https://www.unikeyic.com/products/power-adapter/75acdrh-12s/29340477.html
75ACDRH_24S | GAPTEC Electronic | 1: 16.3822 10: 14.3947 25: 13.6739 | 75W AC or DC | - |  |  | - | [5 empty] | - | - | - |  | - | - |  |  |  |  | AC or DC | [5 empty] | - | Not Applicable |  |  |  | 1 |  | -25°C ~ 70°C | [5 empty] | Bulk | 75W | [6 empty] | 75ACDRS_S | - |  | 3 kV |  | 24V | - |  | 34 | https://www.unikeyic.com/media/about_us/Unikey_ISO_9001_Certification.pdf | https://www.unikeyic.com/products/power-adapter/75acdrh-24s/12280611.html
75ACDRH_48S | GAPTEC Electronic | 1: 30.9374 10: 27.1954 25: 25.8342 50: 24.8499 | 75W AC or DC | - |  |  | - | [5 empty] | - | - | - |  | - | - |  |  |  |  | AC or DC | [5 empty] | - | Not Applicable |  |  |  | 1 |  | -25°C ~ 70°C | [5 empty] | Bulk | 75W |  |  |  | 15791896 |  |  | 75ACDRS_S | - |  | 3 kV |  | 48V | - |  | 50 | https://www.unikeyic.com/media/about_us/Unikey_ISO_9001_Certification.pdf | https://www.unikeyic.com/products/power-adapter/75acdrh-48s/28601807.html
76000734 | DIGI International | 1: 50.49 | International 20W Round tube plug,2.1mm the inside diameter of x 5.5mm outer diameter 120V(AC) 240V(AC) cable(sold separately)，IEC 320-C14 desktop mounting 92mm*50mm*31mm |  |  |  | - |  |  |  | - |  | 500mA |  |  |  | - |  | Desktop (Class I) |  |  | IEC 320-C14 | Cord (Sold Separately) | [6 empty] | 1 (Unlimited) |  |  | - |  |  | 0°C ~ 40°C |  |  |  | Barrel Plug, 2.1mm I.D. x 5.5mm O.D. |  | Box |  |  |  | International |  |  |  | - | 3.62" L x 1.97" W x 1.22" H (92.0mm x 50.0mm x 31.0mm) | 120 ~ 240 VAC |  | 12V |  |  | - | 14 | https://www.unikeyic.com/media/datasheet/4c/68/ce6b/4c/970e4519871bfa83a57c75da8c80e644.pdf | https://www.unikeyic.com/products/power-adapter/76000734/11612981.html
76002104 | DIGI International | 1: 88.04 | 18W wall mount |  | Power Supply | [36 empty] | Box |  |  |  |  | 13180458 | [10 empty] | 149 | https://www.unikeyic.com/media/datasheet/ed/89/6b69/ed/4afbaf09a6767b9705fd41a52261e0da.pdf | https://www.unikeyic.com/products/power-adapter/76002104/12256406.html
77DE-06-09 | IDAEL POWER | 1: 10.3 5: 9.888 10: 9.064 50: 9.064 | POWER SUPPLY, AC/AC, 10W, 9V, 0.67A, EU; No. of Outputs:1 Output; Output Power:10W; Output Voltage VAC:9VAC; Output Current:670mA; Plug Type:EU; Output Connector:2.1mm x 5.5mm x 10mm; Input Voltage AC Max:230VAC; Power S |  |  |  | ITE (Commercial) |  |  |  | - |  | 670mA |  |  |  | - |  | Wall Mount |  |  |  | Fixed Blade | [6 empty] | Not Applicable |  |  | - |  |  | 0°C ~ 40°C |  |  |  | - |  | Box | 6 W |  |  | Europe |  |  |  | 77DE | 2.64" L x 1.93" W x 1.57" H (67.0mm x 49.0mm x 40.0mm) | 230VAC |  | 9VAC |  |  |  | 112 | https://www.unikeyic.com/media/about_us/Unikey_ISO_9001_Certification.pdf | https://www.unikeyic.com/products/power-adapter/77de-06-09/16217571.html
77DS-06-12 | IDAEL POWER | 1: 9.325 5: 8.952 10: 8.206 50: 8.206 100: 8.0568 250: 8.0568 | Australia, 6W, 240V(AC), Fixed Blade, Wall Mount, 70mm × 43mm × 55mm |  |  |  | ITE (Commercial) |  |  |  | - |  | 500mA |  |  |  | - |  | Wall Mount |  |  |  | Fixed Blade | [6 empty] | Not Applicable |  |  | - |  |  | 0°C ~ 40°C |  |  |  | - |  | Box | 6 W |  |  | Australia | 15667511 |  |  | 77DS | 2.76" L x 1.69" W x 2.17" H (70.0mm x 43.0mm x 55.0mm) | 240VAC |  | 12VAC |  |  |  | 28 | https://www.unikeyic.com/media/about_us/Unikey_ISO_9001_Certification.pdf | https://www.unikeyic.com/products/power-adapter/77ds-06-12/29156208.html
78.12.1.230.2402 | finder | 1: 83.1517 10: 73.0821 25: 69.4234 50: 66.7781 100: 64.2336 | 12W 110V(AC) 370V(DC) AC or DC |  |  | Commercial |  |  |  | - | [5 empty] | 78.12.1.230.2402 finder |  |  |  |  | AC or DC | [5 empty] | 370V(DC) | 110V(AC) | [6 empty] | -20℃~40℃ |  | - | - | 12W | [5 empty] | - |  |  | Compliant | boxed | [8 empty] | 2 | https://www.unikeyic.com/media/datasheet/48/16/1666/48/5dc1c813880797e4a40133500d7314d6.pdf | https://www.unikeyic.com/products/power-adapter/78-12-1-230-2402/696765598.html
78.12.1.230.2482 | finder | 1: 76.496 5: 75.13 10: 73.764 50: 73.764 | 12W 110V(AC) 370V(DC) AC or DC |  |  | Commercial |  |  |  | - | [5 empty] | 78.12.1.230.2482 finder |  |  |  |  | AC or DC | [5 empty] | 370V(DC) | 110V(AC) | [6 empty] | -20℃~40℃ |  | - | - | 12W | [5 empty] | - |  |  | Compliant | boxed | [8 empty] | 14 | https://www.unikeyic.com/media/datasheet/48/16/1666/48/5dc1c813880797e4a40133500d7314d6.pdf | https://www.unikeyic.com/products/power-adapter/78-12-1-230-2482/696709787.html
78.2A.1.230.2402 | finder | 1: 222.4528 10: 195.5185 25: 185.7303 50: 178.6527 | Relay 12W 110V AC 370V DC AC/DC |  |  | Commercial |  |  |  | - | [5 empty] | 78.2A.1.230.2402 finder |  |  |  |  | AC or DC | [5 empty] | 370V(DC) | 110V(AC) | [6 empty] | -20℃~40℃ |  | - | - | 12W | [5 empty] | - |  |  | Compliant | boxed | [8 empty] | 2 | https://www.unikeyic.com/media/datasheet/48/16/1666/48/5dc1c813880797e4a40133500d7314d6.pdf | https://www.unikeyic.com/products/power-adapter/78-2a-1-230-2402/697102236.html
787-1012 | WAGO | 1: 198.6012 10: 174.5572 25: 165.8189 50: 159.5004 | WAGO DIN Rail Power Supply, 787 Series, 24V DC Out, 85-264V AC In, 120-300V DC In | 85 ~ 264 VAC |  |  | Industrial, ITE (Commercial), Laboratory | [5 empty] | 2.5A | 300V | 120V |  | 88% | Adjustable Output, IP20, PFC, Universal Input |  |  |  |  | AC or DC | [5 empty] | - | Not Applicable |  |  |  | 1 |  | -25°C ~ 60°C | [5 empty] | Box | 60W | [6 empty] | - | 2.17" L x 2.83" W x 3.50" H (55.0mm x 72.0mm x 89.0mm) |  | 4.242 kV |  | 24V | - |  | 3 | https://www.unikeyic.com/media/datasheet/2f/34/4165/2f/f73ce2f8e376d57bec2ab3a212f6706b.pdf | https://www.unikeyic.com/products/power-adapter/787-1012/11402169.html
787-1014 | WAGO | 1: 143.6304 10: 138.1062 100: 132.5819 | 48W 110V(DC) 140V(DC) DC 55mm*72mm*89mm | - |  |  | Industrial, ITE (Commercial), Laboratory | [5 empty] | 2A | 140V | 110V |  | 85% | IP20 |  |  |  |  | DC | [5 empty] | - | Not Applicable |  |  |  | 1 |  | -40°C ~ 70°C | [5 empty] | Box | 48W |  |  |  | 15542103 |  |  | - | 2.17" L x 2.83" W x 3.50" H (55.0mm x 72.0mm x 89.0mm) |  | 4.242 kV |  | 24V | - |  | 59 | https://www.unikeyic.com/media/datasheet/d0/e2/5e4b/d0/94f661b289b91ac10a3529e9fe1cfdc0.pdf | https://www.unikeyic.com/products/power-adapter/787-1014/28710260.html
787-1014/072-000 | WAGO | 1: 191.675 5: 188.9368 10: 180.7221 | 48W 40V(DC) 90V(DC) DC, 55mm × 72mm × 89mm | - |  |  | Industrial, ITE (Commercial), Laboratory | [5 empty] | 2A | 90V | 40V |  | 84% | Adjustable Output, IP20 |  |  |  |  | DC | [5 empty] | - | Not Applicable |  |  |  | 1 |  | -40°C ~ 70°C | [5 empty] | Box | 48W | [6 empty] | - | 2.17" L x 2.84" W x 3.50" H (55.0mm x 72.0mm x 89.0mm) |  | 4.242 kV |  | 24V | - |  | 20000 | https://www.unikeyic.com/media/datasheet/e6/5c/c5ff/e6/61ad2bc28493d12edf0033d812d2dea9.pdf | https://www.unikeyic.com/products/power-adapter/787-1014-072-000/12535328.html
787-1017 | WAGO | 1: 247.7226 | 230V 230V | 85 ~ 264 VAC |  |  | ITE (Commercial) | [5 empty] | 2.5A | 373V | 120V |  | 84% | Adjustable Output, IP20, PFC, Universal Input |  |  |  |  | AC or DC | [5 empty] | - | Not Applicable |  |  |  | 1 |  | -25°C ~ 60°C | [5 empty] | Box | 43W | [6 empty] | - | 2.32" L x 2.83" W x 3.50" H (59.0mm x 72.0mm x 89.0mm) |  | 4.242 kV |  | 18V | - |  | 17 | https://www.unikeyic.com/media/datasheet/3f/ec/0652/3f/b2c519ebaf14b0fe2e68890d0ab344d4.pdf | https://www.unikeyic.com/products/power-adapter/787-1017/11614224.html
787-1216 | WAGO | 1: 139.2648 | Wago Rail power supply, 787series, 24V DC output, 85 → 264 V ac, 125 → 375 V dcInput | 85 ~ 264 VAC |  |  | Household Appliances, Industrial, ITE (Commercial) | [5 empty] | 4.2A | 375V | 125V |  | 90% | Adjustable Output, IP20, PFC, Universal Input |  |  |  |  | AC or DC | [5 empty] | - | Not Applicable |  |  |  | 1 |  | -25°C ~ 70°C | [5 empty] | Box | 100W | [6 empty] | - | 2.07" L x 4.25" W x 3.54" H (52.5mm x 108.0mm x 90.0mm) |  | 4.242 kV |  | 24V | - |  | 3 | https://www.unikeyic.com/media/about_us/Unikey_ISO_9001_Certification.pdf | https://www.unikeyic.com/products/power-adapter/787-1216/28913580.html
787-2803 | WAGO | 1: 82.754 5: 81.5718 10: 78.0252 | DC-DC Converter 12W 40V DC 55V DC 97.8mm × 6mm × 94mm | - |  |  | ITE (Commercial), Laboratory | [5 empty] | 500mA | 55V | 40V |  | 91% | Adjustable Output, IP20 |  |  |  |  | DC | [5 empty] | - | Not Applicable |  |  |  | 1 |  | -25°C ~ 70°C | [5 empty] | Bag | 12W |  |  |  | 15550931 |  |  | - | 3.85" L x 0.24" W x 3.70" H (97.8mm x 6.0mm x 94.0mm) |  |  |  | 24V | - |  | 20000 | https://www.unikeyic.com/media/datasheet/2b/4a/7d01/2b/87878a9036d36cef8e2033cacaf669ef.pdf | https://www.unikeyic.com/products/power-adapter/787-2803/28836191.html
787-2850 | WAGO | 1: 105.2506 | 30W 100V(AC) 264V(AC) AC 55mm*36mm*90mm | 100 ~ 264 VAC |  |  | Laboratory | [5 empty] | 1.25A | - | - |  | 88% | IP20, Universal Input |  |  |  |  | AC | [5 empty] | - | Not Applicable |  |  |  | 1 |  | -25°C ~ 70°C | [5 empty] | Box | 30W | [6 empty] | - | 2.17" L x 1.42" W x 3.54" H (55.0mm x 36.0mm x 90.0mm) |  | 2.47 kV |  | 24V | - |  | 1 | https://www.unikeyic.com/media/about_us/Unikey_ISO_9001_Certification.pdf | https://www.unikeyic.com/products/power-adapter/787-2850/11525962.html
787-783/000-040 | WAGO | 1: 181.5197 5: 167.4284 10: 161.7044 25: 154.4356 50: 149.156 | 600W 18V(DC) 54V(DC) DC 93mm × 50mm × 130mm | - |  |  | Industrial, ITE (Commercial) | [5 empty] | 25A | 54V | 18V |  | 96% | Adjustable Output, IP20 |  |  |  |  | DC | [5 empty] | - | Not Applicable |  |  |  | 1 |  | -25°C ~ 70°C | [5 empty] | Box | 600W | [6 empty] | - | 3.66" L x 1.97" W x 5.12" H (93.0mm x 50.0mm x 130.0mm) |  | 500 V |  | 24V | - |  | 6 | https://www.unikeyic.com/media/about_us/Unikey_ISO_9001_Certification.pdf | https://www.unikeyic.com/products/power-adapter/787-783-000-040/12116358.html
787-785/000-040 | WAGO | 1: 156.4032 5: 154.1689 10: 147.4659 | 1.824kW 18V DC 54V DC 153mm × 83mm × 130mm | - |  |  | Industrial | [5 empty] | 76A | 54V | 18V |  | 97% | Adjustable Output, IP20 |  |  |  |  | DC | [5 empty] | - | Not Applicable |  |  |  | 1 |  | -25°C ~ 70°C | [5 empty] | Box | 1824W | [6 empty] | - | 6.02" L x 3.27" W x 5.12" H (153.0mm x 83.0mm x 130.0mm) |  | 500 V |  | 24V | - |  | 20000 | https://www.unikeyic.com/media/about_us/Unikey_ISO_9001_Certification.pdf | https://www.unikeyic.com/products/power-adapter/787-785-000-040/29035803.html
787-870 | WAGO | 1: 616.0721 10: 557.8019 | 22V(DC) 29V(DC) DC 163mm*40mm*163mm | - |  |  | Industrial, ITE (Commercial), Laboratory | [5 empty] | 10A | 29V | 22V |  | 95% | Adjustable Output |  |  |  |  | DC | [5 empty] | - | Not Applicable |  |  |  | 1 |  | -10°C ~ 60°C | [5 empty] | Box | - |  |  |  | 15532837 |  |  | - | 6.42" L x 1.58" W x 6.42" H (163.0mm x 40.0mm x 163.0mm) |  | 500 V |  | 24V | - |  | 8 | https://www.unikeyic.com/media/datasheet/80/d1/ee34/80/670beb6837a2956120937c2e620a574d.pdf | https://www.unikeyic.com/products/power-adapter/787-870/11874636.html
787-875 | WAGO | 1: 611.6309 10: 553.7897 | 22V(DC) 29V(DC) DC 163mm*57mm*171mm | - |  |  | Industrial, ITE (Commercial) | [5 empty] | 20A | 29V | 22V |  | 95% | IP20 |  |  |  |  | DC | [5 empty] | - | Not Applicable |  |  |  | 1 |  | -10°C ~ 60°C | [5 empty] | Box | - | [6 empty] | - | 6.42" L x 2.24" W x 6.73" H (163.0mm x 57.0mm x 171.0mm) |  | 500 V |  | 24V | - |  | 3 | https://www.unikeyic.com/media/datasheet/c5/16/6294/c5/98de16a5bb08dd6f3b21b8b7051b68fb.pdf | https://www.unikeyic.com/products/power-adapter/787-875/11889460.html
787-974 | WAGO | 1: 139.5684 10: 105.0376 25: 96.7373 50: 91.9704 100: 88.2437 | 115V(AC) 230V(AC) AC 54mm*126mm*90mm | 115 ~ 230 VAC |  |  | ITE (Commercial) | [5 empty] | 3.3A | - | - |  | - | IP20 |  |  |  |  | AC | [5 empty] | - | Not Applicable |  |  |  | 1 |  | -25°C ~ 55°C | [5 empty] | Box | - | [6 empty] | - | 2.13" L x 4.96" W x 3.54" H (54.0mm x 126.0mm x 90.0mm) |  | 4.2 kV |  | 12V | - |  | 2 | https://www.unikeyic.com/media/about_us/Unikey_ISO_9001_Certification.pdf | https://www.unikeyic.com/products/power-adapter/787-974/28814424.html
787-976 | WAGO | 1: 211.3452 10: 161.6544 25: 149.9407 50: 143.2547 | 115V(AC) 230V(AC) AC 54mm*144mm*90mm | 115 ~ 230 VAC |  |  | ITE (Commercial) | [5 empty] | 5.2A | - | - |  | - | Load Sharing, Universal Input |  |  |  |  | AC | [5 empty] | - | Not Applicable |  |  |  | 1 |  | -25°C ~ 55°C | [5 empty] | Box | - | [6 empty] | - | 2.13" L x 5.67" W x 3.54" H (54.0mm x 144.0mm x 90.0mm) |  | 4.2 kV |  | 12V | - |  | 1 | https://www.unikeyic.com/media/datasheet/ba/bd/733e/ba/afa7c3fc088912d06a003d47551a54ad.pdf | https://www.unikeyic.com/products/power-adapter/787-976/11962184.html
798 | Adafruit | 10: 24.2494 | North America Positive center 100V(AC) 240V(AC) Fixed Blade，NEMA 1-15P 1.78m wall mount 71.1mm*48.3mm*30.5mm |  |  |  | ITE (Commercial) |  |  |  | 5.8' (1.78m) |  | 1A |  |  |  | - |  | Wall Mount (Class II) |  |  | NEMA 1-15P | Fixed Blade | [6 empty] | 1 (Unlimited) |  |  | - |  |  | - |  |  |  | - |  | Bulk |  |  |  | North America |  |  |  | - | 2.80" L x 1.90" W x 1.20" H (71.1mm x 48.3mm x 30.5mm) | 100 ~ 240 VAC |  | 12V |  |  |  | 50 | https://www.unikeyic.com/media/about_us/Unikey_ISO_9001_Certification.pdf | https://www.unikeyic.com/products/power-adapter/798/29425019.html
8951380000 | Weidmüller | 1: 463.6139 | POWER SUPPLY SWITCH-MODE POWER SUPPLY UNIT | [6 empty] | - | [10 empty] | - |  |  | 180mm*150mm*130mm |  |  | - | - |  |  | DIN rail mounting | [5 empty] | - | - | - | [5 empty] | - |  |  | Non-compliant | boxed | [8 empty] | 1 | https://www.unikeyic.com/media/about_us/Unikey_ISO_9001_Certification.pdf | https://www.unikeyic.com/products/power-adapter/8951380000/28775298.html
943662121 | Hirschmann Test & Measurement | 1: 894.6288 10: 786.3124 | AC DC | [6 empty] | - | [5 empty] | 943662121 Hirschmann Test & Measurement |  |  |  |  | - | [5 empty] | - | - | [8 empty] | - | - | - | [5 empty] | - | [12 empty] | 7 | https://www.unikeyic.com/media/datasheet/30/f1/557f/30/d347d3ee7b79d13bfec4529a187a9ab0.pdf | https://www.unikeyic.com/products/power-adapter/943662121/12539463.html
96PSA-A100W18D4-M3 | Advantech | 1: 105.16 | AC 100-240V 100W 18V 5.5A W/PFC Adapter | [6 empty] | - | [10 empty] | - | [5 empty] | - | - | [8 empty] | - | - | - | [5 empty] | - | [12 empty] | 1 | https://www.unikeyic.com/media/about_us/Unikey_ISO_9001_Certification.pdf | https://www.unikeyic.com/products/power-adapter/96psa-a100w18d4-m3/11578143.html
96PSA-A36W12R1-3 | Advantech | 1: 22.8965 | International 36W Barrel Plug R/A,2.5mm I.D. x 5.5mm O.D. x 11.0mm Positive center 90V(AC) 264V(AC) Cord (Sold Separately)，IEC 320-C6 1.5m desktop mounting 89.8mm*37.8mm*27mm |  |  |  | ITE (Commercial) |  |  |  | 59" (1.50m) |  | 3A |  |  |  | Level VI |  | Desktop (Class I) |  |  | IEC 320-C6 | Cord (Sold Separately) | [6 empty] | 1 (Unlimited) |  |  | 100mW (Max) |  |  | 0°C ~ 40°C |  |  |  | Barrel Plug R/A, 2.5mm I.D. x 5.5mm O.D. x 11.0mm |  | Bulk | 36 W |  |  | International | 11498323 |  |  | 96PSA (36W) | 3.54" L x 1.49" W x 1.06" H (89.8mm x 37.8mm x 27.0mm) | 90 ~ 264 VAC |  | 12V |  |  |  | 39 | https://www.unikeyic.com/media/about_us/Unikey_ISO_9001_Certification.pdf | https://www.unikeyic.com/products/power-adapter/96psa-a36w12r1-3/28442775.html
96PSA-A90W19OT-3 | Advantech | 1: 27.5508 | AC/DC external | [26 empty] | Not Applicable | [11 empty] | Box | [7 empty] | * | [7 empty] | 6 | https://www.unikeyic.com/media/datasheet/ba/5f/a778/ba/8f8494ecb333e3a65878c92d4d1c3f0b.pdf | https://www.unikeyic.com/products/power-adapter/96psa-a90w19ot-3/28771473.html
AA10S-050A(M)-R | PHIHONG | 1: 10.5099 | Australia 10W USB Micro 90V(AC) 264V(AC) AS 3112，Fixed Blade 1.5m wall mount 71.2mm*34mm*55mm |  |  |  | ITE (Commercial) | AA10S |  |  | 59" (1.50m) |  | 2A |  |  |  | Level VI |  | Wall Mount (Class II) |  |  | AS 3112 | Fixed Blade | [6 empty] | Not Applicable |  |  | 75mW (Max) |  |  | 0°C ~ 40°C |  |  |  | USB Micro |  | Box | 10 W |  |  | Australia | 11203796 |  |  | AA10S (10W) | 2.80" L x 1.34" W x 2.17" H (71.2mm x 34.0mm x 55.0mm) | 90 ~ 264 VAC |  | 5V |  |  |  | 7 | https://www.unikeyic.com/media/datasheet/26/c4/0279/26c40279c6bce0fb0e75bf39c1402e85.pdf | https://www.unikeyic.com/products/power-adapter/aa10s-050a-m-r/12135168.html
AA65U-190A-R | PHIHONG | 1: 19.6996 10: 19.0835 25: 18.5107 50: 17.4517 100: 16.9222 250: 16.4576 500: 16.0739 | International 65W Barrel Plug, 2.1mm ID x 5.5mm OD x 9.5mm, Center Positive, 90V-264V AC, IEC 320-C14 Cord (Sold Sep), 1.5m, Desktop Mount, 125mm × 50mm × 33.5mm |  |  | Commercial |  |  |  | 1.5m | [10 empty] | IEC 320-C14, Cord (Sold Separately) |  |  | 125mm*50mm*33.5mm |  |  | 264V(AC) | 90V(AC) |  |  | desktop mounting |  |  |  | -10℃~40℃ |  | Positive center | Barrel Plug, 2.1mm I.D. x 5.5mm O.D. x 9.5mm | 65W | [5 empty] | International |  |  | Compliant | bulk | [8 empty] | 4 | https://www.unikeyic.com/media/about_us/Unikey_ISO_9001_Certification.pdf | https://www.unikeyic.com/products/power-adapter/aa65u-190a-r/688341763.html
AC2250 | ifm electronic | 1: 174.5257 | ifm electronic PLCInput and output module PLCInput and output module, Digital、transistor input, used forEcomot300 AS-I network | - |  |  | ITE (Commercial) | [5 empty] | - | 30V | 18V |  | - | - |  |  |  |  | DC | [5 empty] | - | 1 (Unlimited) |  |  |  | 1 |  | -25°C ~ 70°C | [5 empty] | Box | - |  |  |  | 17867071 |  |  | - | 4.13" L x 0.98" W x 4.25" H (105.0mm x 25.0mm x 108.0mm) |  |  |  | - | - |  | 1 | https://www.unikeyic.com/media/datasheet/f2/7c/1873/f2/bfb5cb62a08a631ecb73f02ef7cc5f0d.pdf | https://www.unikeyic.com/products/power-adapter/ac2250/27456845.html
AD-EL-120600-Z | Edgelight | 1: 23.9652 50: 22.8852 | International 60W, Center Positive, 100VAC/240VAC, Cord (Sold Sep), IEC 320-C14, Desktop Mount, 140mm × 60mm × 32mm |  |  | Commercial |  |  |  | - | [10 empty] | IEC 320-C14, Cord (Sold Separately) |  |  | 140mm*60mm*32mm |  |  | 240V(AC) | 100V(AC) |  |  | desktop mounting |  |  |  | -20℃~50℃ |  | Positive center | - | 60W |  |  |  |  | On sale | International | [12 empty] | 80 | https://www.unikeyic.com/media/about_us/Unikey_ISO_9001_Certification.pdf | https://www.unikeyic.com/products/power-adapter/ad-el-120600-z/693265609.html
AD-EL-2401440-Z | Edgelight | 1: 42.8436 50: 41.7636 100: 37.9836 | International IEC 320-C14 Cord, 144W, Center Positive, 100VAC/240VAC, Included, Desktop Mount, 171.5mm × 72mm × 33.1mm |  |  | Commercial |  |  |  | - | [10 empty] | Cord (Included), IEC 320-C14 |  |  | 171.5mm*72mm*33.1mm |  |  | 240V(AC) | 100V(AC) |  |  | desktop mounting |  |  |  | -20℃~50℃ |  | Positive center | - | 144W |  |  |  |  | On sale | International |  |  | Compliant | [9 empty] | 71 | https://www.unikeyic.com/media/about_us/Unikey_ISO_9001_Certification.pdf | https://www.unikeyic.com/products/power-adapter/ad-el-2401440-z/28519478.html
ADP-150EHBC | DELTA Electronics | 1: 67.694 5: 62.3484 10: 59.3892 30: 55.4256 | International 150W 90V(AC) 264V(AC) IEC 320-C6，Cord (Sold Separately) 1.8m desktop mounting 160mm*76.2mm*25.6mm |  |  | Commercial |  |  |  | 1.8m | [10 empty] | Cord (Sold Separately), IEC 320-C6 |  |  | 160mm*76.2mm*25.6mm |  |  | 264V(AC) | 90V(AC) |  |  | desktop mounting |  |  |  | 0℃~40℃ |  | - | - | 150W | [5 empty] | International |  |  |  | boxed | [8 empty] | 5 | https://www.unikeyic.com/media/about_us/Unikey_ISO_9001_Certification.pdf | https://www.unikeyic.com/products/power-adapter/adp-150ehbc/687720589.html
ADP-180TBFBR | DELTA Electronics | 1: 89.0518 5: 81.8944 24: 75.4674 48: 72.7904 72: 71.2689 120: 69.3973 | International 180W 90V(AC) 264V(AC) IEC 320-C6，Cord (Sold Separately) 1.8m desktop mounting 152mm*72.5mm*25.4mm |  |  | Commercial |  |  |  | 1.8m | [10 empty] | Cord (Sold Separately), IEC 320-C6 |  |  | 152mm*72.5mm*25.4mm |  |  | 264V(AC) | 90V(AC) |  |  | desktop mounting |  |  |  | 0℃~35℃ |  | - | - | 180W | [5 empty] | International |  |  |  | boxed | [8 empty] | 37 | https://www.unikeyic.com/media/about_us/Unikey_ISO_9001_Certification.pdf | https://www.unikeyic.com/products/power-adapter/adp-180tbfbr/691310689.html
ADP-180WBBG | DELTA Electronics | 1: 92.5861 5: 85.1406 24: 78.4584 48: 75.6761 72: 74.094 120: 72.1483 | International 180W 90V(AC) 264V(AC) Cord (Sold Separately)，IEC 320-C6 1.8m desktop mounting 148mm*75.5mm*25.4mm |  |  | Commercial |  |  |  | 1.8m | [10 empty] | Cord (Sold Separately), IEC 320-C6 |  |  | 148mm*75.5mm*25.4mm |  |  | 264V(AC) | 90V(AC) |  |  | desktop mounting |  |  |  | 0℃~40℃ |  | - | - | 180W | [5 empty] | International |  |  |  | boxed | [8 empty] | 25 | https://www.unikeyic.com/media/about_us/Unikey_ISO_9001_Certification.pdf | https://www.unikeyic.com/products/power-adapter/adp-180wbbg/691311715.html
ADP-230JBDN | DELTA Electronics | 1: 107.0172 5: 98.4118 16: 92.6249 32: 89.3396 64: 86.1715 112: 83.6952 | International 230W 90V(AC) 264V(AC) Cord (Sold Separately)，IEC 320-C14 1.8m desktop mounting 157mm*85mm*25.4mm |  |  | Commercial |  |  |  | 1.8m | [10 empty] | Cord (Sold Separately), IEC 320-C14 |  |  | 157mm*85mm*25.4mm |  |  | 264V(AC) | 90V(AC) |  |  | desktop mounting |  |  |  | 0℃~35℃ |  | - | - | 230W | [5 empty] | International |  |  |  | boxed | [8 empty] | 21 | https://www.unikeyic.com/media/about_us/Unikey_ISO_9001_Certification.pdf | https://www.unikeyic.com/products/power-adapter/adp-230jbdn/691378089.html
ADP-30NWBA | DELTA Electronics | 1: 21.6648 5: 19.9217 10: 19.2143 25: 18.3185 50: 17.669 120: 16.8811 360: 15.942 600: 15.5233 | North America 30W USB C Receptacle 90V(AC) 264V(AC) Fixed Blade，NEMA 1-15P wall mount 50mm*50mm*28.5mm |  |  | Commercial |  |  |  | - | [10 empty] | Fixed Blade, NEMA 1-15P |  |  | 50mm*50mm*28.5mm |  |  | 264V(AC) | 90V(AC) |  |  | wall mount |  |  |  | 0℃~35℃ |  | - | USB C Receptacle | 30W | [5 empty] | North America |  |  |  | boxed | [8 empty] | 269 | https://www.unikeyic.com/media/about_us/Unikey_ISO_9001_Certification.pdf | https://www.unikeyic.com/products/power-adapter/adp-30nwba/688350416.html
ADP-36PHBBZ | DELTA Electronics | 1: 25.5096 5: 23.4619 10: 22.6303 25: 21.5749 77: 20.3471 154: 19.6252 308: 18.9292 539: 18.3852 | International 36W 90V(AC) 264V(AC) Cord (Sold Separately)，IEC 320-C6 1.5m desktop mounting 89.5mm*37mm*26.5mm |  |  | Commercial |  |  |  | 1.5m | [10 empty] | Cord (Sold Separately), IEC 320-C6 |  |  | 89.5mm*37mm*26.5mm |  |  | 264V(AC) | 90V(AC) |  |  | desktop mounting |  |  |  | 0℃~40℃ |  | - | - | 36W | [5 empty] | International |  |  |  | boxed | [8 empty] | 142 | https://www.unikeyic.com/media/about_us/Unikey_ISO_9001_Certification.pdf | https://www.unikeyic.com/products/power-adapter/adp-36phbbz/683921884.html
ADP-45HGBN | DELTA Electronics | 1: 25.1748 5: 23.153 10: 22.3322 48: 20.5794 96: 19.8495 144: 19.4346 288: 18.7454 528: 18.1625 | International 45W USB C Receptacle 90V(AC) 264V(AC) IEC 320-C6，Cord (Sold Separately) 1.5m desktop mounting 92mm*45.5mm*26.3mm |  |  | Commercial |  |  |  | 1.5m | [10 empty] | IEC 320-C6, Cord (Sold Separately) |  |  | 92mm*45.5mm*26.3mm |  |  | 264V(AC) | 90V(AC) |  |  | desktop mounting |  |  |  | 0℃~35℃ |  | - | USB C Receptacle | 45W | [5 empty] | International |  |  |  | boxed | [8 empty] | 60 | https://www.unikeyic.com/media/about_us/Unikey_ISO_9001_Certification.pdf | https://www.unikeyic.com/products/power-adapter/adp-45hgbn/694458399.html
ADP-63AW BBA | DELTA Electronics | 1: 74.162 5: 68.31 10: 65.0592 24: 60.102 48: 58.8708 120: 56.9376 | North America 63W USB C Receptacle 100V(AC) 240V(AC) NEMA 1-15P wall mount 56mm*47mm*30.4mm |  |  | Commercial |  |  |  | - | [10 empty] | NEMA 1-15P |  |  | 56mm*47mm*30.4mm |  |  | 240V(AC) | 100V(AC) |  |  | wall mount | [5 empty] | - | USB C Receptacle | 63W | [5 empty] | North America |  |  | Compliant | boxed | [8 empty] | 20 | https://www.unikeyic.com/media/about_us/Unikey_ISO_9001_Certification.pdf | https://www.unikeyic.com/products/power-adapter/adp-63aw-bba/701842245.html
ADP-90KEBF | DELTA Electronics | 1: 53.4924 5: 49.194 10: 47.4498 36: 44.3865 72: 42.8122 108: 41.9174 252: 40.107 | International 90W 90V(AC) 264V(AC) Cord (Sold Separately)，IEC 320-C6 1.2m desktop mounting 138mm*68.5mm*25.4mm |  |  | Commercial |  |  |  | 1.2m | [10 empty] | Cord (Sold Separately), IEC 320-C6 |  |  | 138mm*68.5mm*25.4mm |  |  | 264V(AC) | 90V(AC) |  |  | desktop mounting |  |  |  | 0℃~40℃ |  | - | - | 90W | [5 empty] | International |  |  |  | boxed | [8 empty] | 70 | https://www.unikeyic.com/media/about_us/Unikey_ISO_9001_Certification.pdf | https://www.unikeyic.com/products/power-adapter/adp-90kebf/683913091.html
ADT-090A24AA F-A | DELTA Electronics | 1: 36.8816 5: 36.8816 10: 35.5644 50: 35.5644 100: 35.5644 | International 90W Barrel Plug R/A,2.5mm I.D. x 5.5mm O.D. x 11.0mm 90V(AC) 264V(AC) Cord (Sold Separately)，IEC 320-C6 1.8m desktop mounting 126mm*51mm*30mm |  |  |  | ITE (Commercial) |  |  |  | 70.8" (1.80m) |  | 3.75A |  |  |  | Level VI, CoC Tier 2 |  | Desktop (Class I) |  |  | IEC 320-C6 | Cord (Sold Separately) | [6 empty] | 1 (Unlimited) |  |  | 150mW |  |  | -10°C ~ 60°C |  |  |  | Barrel Plug R/A, 2.5mm I.D. x 5.5mm O.D. x 11.0mm |  | Box | 90 W |  |  | International |  |  |  | ADT (90W) | 4.96" L x 2.01" W x 1.18" H (126.0mm x 51.0mm x 30.0mm) | 90 ~ 264 VAC |  | 24V |  |  | - | 2 | https://www.unikeyic.com/media/datasheet/8b/87/3da9/8b/50114a677298b5c7667de715f34d1d1c.pdf | https://www.unikeyic.com/products/power-adapter/adt-090a24aa-f-a/25733585.html
ADT-120A24AAF-A | DELTA Electronics | 1: 48.3056 5: 47.443 10: 46.5804 50: 46.5804 100: 46.5804 | International 120W Barrel Plug R/A,2.5mm I.D. x 5.5mm O.D. x 11.0mm 90V(AC) 264V(AC) IEC 320-C6，Cord (Sold Separately) desktop mounting 138mm*68.5mm*24.5mm |  |  |  | ITE (Commercial) |  |  |  | - |  | 5A |  |  |  | Level VI, CoC Tier 2 |  | Desktop (Class I) |  |  | IEC 320-C6 | Cord (Sold Separately) | [6 empty] | 1 (Unlimited) |  |  | 150mW |  |  | -10°C ~ 60°C |  |  |  | Barrel Plug R/A, 2.5mm I.D. x 5.5mm O.D. x 11.0mm |  | Box | 120 W |  |  | International |  |  |  | ADT (120W) | 5.43" L x 2.70" W x 0.96" H (138.0mm x 68.5mm x 24.5mm) | 90 ~ 264 VAC |  | 24V |  |  | - | 2 | https://www.unikeyic.com/media/datasheet/c1/42/2377/c14223778193b0a33451f04c24c7098f.pdf | https://www.unikeyic.com/products/power-adapter/adt-120a24aaf-a/13812625.html
ADT-150A24AA H-A | DELTA Electronics | 1: 56.5264 5: 55.517 10: 54.5076 50: 54.5076 100: 54.5076 | International 150W Barrel Plug,2.5mm I.D. x 5.5mm O.D. x 12mm 90V(AC) 264V(AC) IEC 320-C6，Cord (Sold Separately) 1.8m desktop mounting 160mm*76.2mm*25.6mm |  |  |  | ITE (Commercial) |  |  |  | 70.8" (1.80m) |  | 6.25A |  |  |  | Level VI, CoC Tier 2 |  | Desktop (Class I) |  |  | IEC 320-C6 | Cord (Sold Separately) | [6 empty] | 1 (Unlimited) |  |  | 150mW |  |  | -10°C ~ 60°C |  |  |  | Barrel Plug, 2.5mm I.D. x 5.5mm O.D. x 12mm |  | Box | 150 W |  |  | International |  |  |  | ADT (150W) | 6.30" L x 3.00" W x 1.01" H (160.0mm x 76.2mm x 25.6mm) | 90 ~ 264 VAC |  | 24V |  |  | - | 6 | https://www.unikeyic.com/media/datasheet/50/b6/af4b/50/d35e84f26b80e7bf3a021565460155a0.pdf | https://www.unikeyic.com/products/power-adapter/adt-150a24aa-h-a/31473088.html
ADT-150B12AA J-A | DELTA Electronics | 1: 61.3872 5: 60.291 10: 59.1948 50: 59.1948 | International 150W Barrel Plug,5.1mm I.D. x 7.4mm O.D. x 11.0mm 90V(AC) 264V(AC) IEC 320-C6，Cord (Sold Separately) 1.2m desktop mounting 155mm*76mm*30mm |  |  |  | ITE (Commercial) |  |  |  | 47" (1.20m) |  | 12.5A |  |  |  | Level VI, CoC Tier 2 |  | Desktop (Class I) |  |  | IEC 320-C6 | Cord (Sold Separately) | [6 empty] | 1 (Unlimited) |  |  | 150mW |  |  | -10°C ~ 60°C |  |  |  | Barrel Plug, 5.1mm I.D. x 7.4mm O.D. x 11.0mm |  | Box | 150 W |  |  | International |  |  |  | ADT (150W) | 6.10" L x 2.99" W x 1.18" H (155.0mm x 76.0mm x 30.0mm) | 90 ~ 264 VAC |  | 12V |  |  | - | 8 | https://www.unikeyic.com/media/datasheet/89/45/438a/89/4e8d9ef298b23fcf42d17cd55c33e3be.pdf | https://www.unikeyic.com/products/power-adapter/adt-150b12aa-j-a/26559982.html
AL1342 | ifm electronic | 1: 797.393 | ifm electronic Sensor Junction Box, AL Series, M12, 8-Port, IO-LINK, TCP/IP JSON, 20→30V DC | - |  |  | ITE (Commercial) | [5 empty] | 300mA | 30V | 20V |  | - | - |  |  |  |  | DC | [5 empty] | - | 1 (Unlimited) |  |  |  | 1 |  | -25°C ~ 60°C | [5 empty] | Box | - | [6 empty] | - | 1.18" L x 0.94" W x 2.48" H (30.0mm x 24.0mm x 63.0mm) |  |  |  | - | - |  | 7 | https://www.unikeyic.com/media/datasheet/5d/f2/c19f/5d/f7cbf23a9d066dcff1775d08bfbcfe07.pdf | https://www.unikeyic.com/products/power-adapter/al1342/22494649.html
AQ18A-59A-H | PHIHONG | 1: 14.5806 | North America, 18W, USB Type-C, 90V(AC), 264V(AC), Wall Mount |  |  | Commercial |  |  |  | - | [5 empty] | AQ18A-59A-H PHIHONG |  |  |  |  | - | [5 empty] | 264V(AC) | 90V(AC) |  |  | wall mount |  |  |  | 0℃~40℃ |  | - | USB Type C | 18W | [5 empty] | North America | [12 empty] | 6 | https://www.unikeyic.com/media/datasheet/e5/f1/1474/e5/8cdf86a6d350aeac27e9a1018d07657b.pdf | https://www.unikeyic.com/products/power-adapter/aq18a-59a-h/12181828.html
ASL-1503 | Astrodyne TDI | 5: 24.1056 10: 21.924 25: 19.926 | 15W 90VAC 264VAC Bracket Mount, Threaded Mount 76.2mm × 53.34mm × 21.59mm |  |  |  | ITE (Commercial) |  |  |  |  | 1 A |  |  |  |  | 78% | Adjustable Output, Universal Input | [10 empty] | No |  |  | Chassis Mount |  | 1 |  | 0°C ~ 50°C (With Derating) | [5 empty] | Bulk | 15W |  |  |  | 18144421 |  |  | ASL15 (15W) | 3.00" L x 2.10" W x 0.87" H (76.2mm x 53.3mm x 22.2mm) | 90 ~ 264 VAC | 3 kV |  | 15V | - |  | 26 | https://www.unikeyic.com/media/datasheet/0f/e2/d291/0f/95990cc6efad7f942b988b46268d0c3b.pdf | https://www.unikeyic.com/products/power-adapter/asl-1503/11598693.html
ASM40-9A | Astrodyne TDI | 5: 78.4512 10: 70.1028 25: 66.258 | Pin Terminal Block 40W 90V(AC) 264V(AC) Bracket Mount, Screw Mount 101.6mm L × 50.8mm W |  |  | Industrial |  |  |  | - | [5 empty] | ASM40-9A Astrodyne TDI |  |  |  |  | Pin Terminal Block |  |  | 101.6mm(Length)*50.8mm(width) |  |  | 264V(AC) | 90V(AC) |  |  | Bracket mounting, threaded mounting |  |  |  | -20℃~50℃ |  | - | Pin Terminal Block | 40W | [5 empty] | - | [12 empty] | 268 | https://www.unikeyic.com/media/datasheet/ac/e9/f791/ac/201bd250829694cc1121ba518a23c372.pdf | https://www.unikeyic.com/products/power-adapter/asm40-9a/11620735.html
Ag9703-FL | SILVERTEL | 1: 12.0047 10: 12.0047 25: 11.7904 50: 11.7904 100: 11.576 250: 11.576 | 6W RJ45 RJ45 |  |  | Industrial |  |  |  | - | [10 empty] | RJ45 | [5 empty] | - | - | [6 empty] | -40℃~85℃ |  | - | RJ45 | 6W | [5 empty] | - | [12 empty] | 172 | https://www.unikeyic.com/media/about_us/Unikey_ISO_9001_Certification.pdf | https://www.unikeyic.com/products/power-adapter/ag9703-fl/3044439.html
BB-MDR-10-12 | Advantech | 1: 46.4653 | 10W 120V(DC) 370V(DC) AC or DC, 100mm × 22.5mm × 90mm | 85 ~ 264 VAC |  |  | Industrial, ITE (Commercial) | BB-MDR |  |  |  |  | 840mA | 370V | 120V |  | 81% | Universal Input |  |  |  |  | AC or DC | [5 empty] | - | Not Applicable |  |  |  | 1 |  | -20°C ~ 70°C | [5 empty] | Box | 10W |  |  |  | 6228097 |  |  | MDR-10 (10W) | 3.94" L x 0.89" W x 3.54" H (100.0mm x 22.5mm x 90.0mm) |  | 3 kV |  | 12V | - |  | 8 | https://www.unikeyic.com/media/pdf/PCNObsolescenceEOL/te-connectivity/0d/2e/9752/4-641192-6/2025/11/DK-OBS-NOTICE.pdf | https://www.unikeyic.com/products/power-adapter/bb-mdr-10-12/28874024.html
BB-MDR-40-5 | Advantech | 1: 71.5892 | 40W 85V(AC) 264V(AC) AC 100mm × 40mm × 90mm |  |  | Commercial |  |  |  | - | [10 empty] | AC |  |  | 100mm*40mm*90mm |  |  | 264V(AC) | 85V(AC) | [6 empty] | -20℃~70℃ |  | - | - | 40W |  |  |  |  | Stop production | - |  |  | Compliant | boxed | [8 empty] | 1 | https://www.unikeyic.com/media/about_us/Unikey_ISO_9001_Certification.pdf | https://www.unikeyic.com/products/power-adapter/bb-mdr-40-5/11938974.html
BB-SDR-480-48 | Advantech | 1: 2837.754 | 480W 90V AC 264V AC, 128.5mm × 85.5mm × 125.2mm | 90 ~ 264 VAC |  |  | Industrial, ITE (Commercial) | BB-SD |  |  |  |  | 10A |  |  |  | 94% | Adjustable Output |  |  |  |  | AC | [5 empty] | No | Not Applicable |  |  |  | 1 |  | -25°C ~ 70°C (With Derating) | [5 empty] | Bulk | 480W | [6 empty] | SDR-480 (480W) | 5.06" L x 3.37" W x 4.93" H (128.5mm x 85.5mm x 125.2mm) |  | 3 kV |  | 48V | - |  | 1 | https://www.unikeyic.com/media/about_us/Unikey_ISO_9001_Certification.pdf | https://www.unikeyic.com/products/power-adapter/bb-sdr-480-48/12401784.html
BB-SMI6B12V-P230C1 | Advantech | 1: 33.5635 | 12VDC Output, 0.5A Current, 6W Power, Jack |  |  |  |  | BB-SMI6 | [21 empty] | Not Applicable | [11 empty] | Bulk |  |  |  |  | 12317086 |  |  | - | [7 empty] | 108 | https://www.unikeyic.com/media/datasheet/b4/b5/24c0/b4b524c024916c61871a32534d3d8138.pdf | https://www.unikeyic.com/products/power-adapter/bb-smi6b12v-p230c1/29175992.html
CA1000H11037 | TDK-Lambda | 1: 1670.9 3: 1604.064 | CONFIG PS 5/5/12/15VDC 1000W | [6 empty] | - | [10 empty] | - | [5 empty] | - | - | [8 empty] | - | - | - | [5 empty] | - | [12 empty] | 3 | https://www.unikeyic.com/media/about_us/Unikey_ISO_9001_Certification.pdf | https://www.unikeyic.com/products/power-adapter/ca1000h11037/28980321.html
CD5.051 | pulspower | 1: 413.1 | DC Power Supply 50W 18V DC 32.4V DC 102mm × 32mm × 124mm |  |  |  | Industrial, ITE (Commercial) | CD5 |  |  |  |  | 10A | 32.4V | 18V |  | 81.5% | Adjustable Output |  |  |  |  | DC | [5 empty] | No | Not Applicable |  |  |  | 1 |  | -25°C ~ 70°C (With Derating) | [5 empty] | Box | 50W |  |  |  | 12691243 |  |  | DIMENSION CD (50W) | 4.02" L x 1.26" W x 4.88" H (102.0mm x 32.0mm x 124.0mm) |  | 500 V |  | 5V | - |  | 12 | https://www.unikeyic.com/media/about_us/Unikey_ISO_9001_Certification.pdf | https://www.unikeyic.com/products/power-adapter/cd5-051/697332991.html
CENB1040A2403F01 | SL Power Electronics | 1: 160.2612 10: 57.0045 25: 54.1485 63: 51.45 125: 27.4575 188: 19.2675 250: 18.879 | Universal Barrel Connector, 40.8W, 100V(AC), 240V(AC), 1.45m, Desktop Mount |  |  | Commercial |  |  |  | 1.45m | [5 empty] | CENB1040A2403F01 SL Power Electronics |  |  |  |  | - | [5 empty] | 240V(AC) | 100V(AC) |  |  | desktop mounting | [5 empty] | - | Barrel Connector | 40.8W | [5 empty] | Universal | [12 empty] | 95 | https://www.unikeyic.com/media/datasheet/d9/48/401a/d9/101835e64cc2ac21e8a16ce465e4129c.pdf | https://www.unikeyic.com/products/power-adapter/cenb1040a2403f01/11695066.html
CFM60S360 | CINCON | 100: 29.214 150: 28.3365 250: 27.486 500: 26.6625 750: 25.866 | 60W Pin Terminal Block 90V(AC) 264V(AC) Pin Terminal Block Bracket mounting，threaded mounting 101.6mm*50.8mm*30.48mm |  |  |  | ITE (Commercial) |  |  |  |  | 1.67 A |  |  |  |  | 88% | Universal Input | [10 empty] | - | Not Applicable |  | Chassis Mount |  | 1 |  | 0°C ~ 70°C (With Derating) | [5 empty] | Box | 60W |  |  |  | 9684985 |  |  | CFM60S (60W) | 4.00" L x 2.00" W x 1.20" H (101.6mm x 50.8mm x 30.5mm) | 90 ~ 264 VAC | 4.242 kV |  | 36V | - |  | 200 | https://www.unikeyic.com/media/pdf/EnvironmentalInformation/cincon/2a/99/7f7c/cfb400w-24s05p/2025/12/Declaration-of-EU-RoHS-Compliance.pdf | https://www.unikeyic.com/products/power-adapter/cfm60s360/29026877.html
CFM70S050-SD | CINCON | 1: 52.4016 10: 46.0609 25: 43.7547 50: 42.0874 100: 40.4838 250: 38.457 | Relay 50W 120V DC 370V DC AC/DC 106.7mm × 55.1mm × 32.5mm |  |  | Commercial |  |  |  | - | [10 empty] | AC or DC |  |  | 106.7mm*55.1mm*32.5mm |  |  | 370V(DC) | 120V(DC) | [6 empty] | -30℃~80℃ |  | - | - | 50W | [5 empty] | - |  |  | Compliant | boxed | [8 empty] | 2 | https://www.unikeyic.com/media/about_us/Unikey_ISO_9001_Certification.pdf | https://www.unikeyic.com/products/power-adapter/cfm70s050-sd/691411955.html
CFM70S360-SD | CINCON | 1: 47.5092 10: 41.7517 25: 39.6619 50: 38.1506 100: 36.6967 250: 34.8598 | 70W 120V DC 370V DC AC/DC 106.7mm × 55.1mm × 32.5mm |  |  | Commercial |  |  |  | - | [10 empty] | AC or DC |  |  | 106.7mm*55.1mm*32.5mm |  |  | 370V(DC) | 120V(DC) | [6 empty] | -30℃~80℃ |  | - | - | 70W | [5 empty] | - |  |  | Compliant | boxed | [8 empty] | 2 | https://www.unikeyic.com/media/about_us/Unikey_ISO_9001_Certification.pdf | https://www.unikeyic.com/products/power-adapter/cfm70s360-sd/691415798.html
DDR-480B-48 | Mean-Well USA, Inc. | 1: 150.9927 10: 145.4004 50: 139.808 | 480W 16.8V(DC) 33.6V(DC) DC 129.2mm*85.5mm*125.2mm |  |  |  | ITE (Commercial), Railway | DDR-480 |  |  |  |  | 10A | 33.6V | 16.8V |  | 90.5% | Adjustable Output, Remote On/Off |  |  |  |  | DC | [5 empty] | No | Not Applicable |  |  |  | 1 |  | -40°C ~ 80°C (With Derating) | [5 empty] | Box | 480W | [6 empty] | DDR-480 (480W) | 5.09" L x 3.37" W x 4.93" H (129.2mm x 85.5mm x 125.2mm) |  | 4 kV |  | 48V | - |  | 25 | https://www.unikeyic.com/media/datasheet/d5/b8/c7d3/d5b8c7d38cb93c1e44866c970ec4d3f3.pdf | https://www.unikeyic.com/products/power-adapter/ddr-480b-48/29205913.html
DDRH-15-05DR | Mean-Well USA, Inc. | 1: 42.592 | 10W 150V(DC) 1.5KV(DC) DC 122.3mm*57.3mm*43.5mm | - |  |  | ITE (Commercial) | [5 empty] | 2A | 1500V | 150V |  | 78% | - |  |  |  |  | DC | [5 empty] | - | 1 (Unlimited) |  |  |  | 1 |  | -40°C ~ 80°C (With Derating) | [5 empty] | Bulk | 10W |  |  |  | 21518109 |  |  | DDRH-15 (15W) | 4.82" L x 2.26" W x 1.71" H (122.3mm x 57.3mm x 43.5mm) |  | 4 kV |  | 5V | - |  | 6 | https://www.unikeyic.com/media/datasheet/33/56/af3f/3356af3f02574d9205c44dbfd9efb485.pdf | https://www.unikeyic.com/products/power-adapter/ddrh-15-05dr/436402910.html
DDRH-15-12DR | Mean-Well USA, Inc. | 1: 42.592 | 15W 150V DC 1.5kV DC 122.3mm × 57.3mm × 43.5mm | - |  |  | ITE (Commercial) | [5 empty] | 1.25A | 1500V | 150V |  | 79% | - |  |  |  |  | DC | [5 empty] | - | 1 (Unlimited) |  |  |  | 1 |  | -40°C ~ 80°C (With Derating) | [5 empty] | Bulk | 15W |  |  |  | 21518112 |  |  | DDRH-15 (15W) | 4.82" L x 2.26" W x 1.71" H (122.3mm x 57.3mm x 43.5mm) |  | 4 kV |  | 12V | - |  | 1 | https://www.unikeyic.com/media/datasheet/33/56/af3f/3356af3f02574d9205c44dbfd9efb485.pdf | https://www.unikeyic.com/products/power-adapter/ddrh-15-12dr/443646174.html
DDRH-15-15DR | Mean-Well USA, Inc. | 1: 42.592 | 15W 150V(DC) 1.5KV(DC) DC 122.3mm*57.3mm*43.5mm | - |  |  | ITE (Commercial) | [5 empty] | 1A | 1500V | 150V |  | 87% | - |  |  |  |  | DC | [5 empty] | - | 1 (Unlimited) |  |  |  | 1 |  | -40°C ~ 80°C (With Derating) | [5 empty] | Bulk | 15W |  |  |  | 21518127 |  |  | DDRH-15 (15W) | 4.82" L x 2.26" W x 1.71" H (122.3mm x 57.3mm x 43.5mm) |  | 4 kV |  | 15V | - |  | 4 | https://www.unikeyic.com/media/datasheet/33/56/af3f/3356af3f02574d9205c44dbfd9efb485.pdf | https://www.unikeyic.com/products/power-adapter/ddrh-15-15dr/455382494.html
DDRH-15-24DR | Mean-Well USA, Inc. | 1: 28.524 10: 27.4675 50: 26.4111 | 15W 150V DC 1.5kV DC 122.3mm × 57.3mm × 43.5mm |  |  | Commercial |  |  |  | - | [10 empty] | DC |  |  | 122.3mm*57.3mm*43.5mm |  |  | 1.5KV(DC) | 150V(DC) | [6 empty] | -40℃~80℃ |  | - | - | 15W | [5 empty] | - |  |  | Compliant | bulk | [8 empty] | 11 | https://www.unikeyic.com/media/about_us/Unikey_ISO_9001_Certification.pdf | https://www.unikeyic.com/products/power-adapter/ddrh-15-24dr/457243615.html
DDRH-30-12DR | Mean-Well USA, Inc. | 1: 49.819 | 30W 150V(DC) 1.5KV(DC) DC 135mm*70mm*43.5mm |  |  | Commercial |  |  |  | - | [10 empty] | DC |  |  | 135mm*70mm*43.5mm |  |  | 1.5KV(DC) | 150V(DC) | [6 empty] | -40℃~80℃ |  | - | - | 30W | [5 empty] | - |  |  | Compliant | bulk | [8 empty] | 18 | https://www.unikeyic.com/media/about_us/Unikey_ISO_9001_Certification.pdf | https://www.unikeyic.com/products/power-adapter/ddrh-30-12dr/444892638.html
DDRH-30-15DR | Mean-Well USA, Inc. | 1: 54.2463 5: 51.6528 10: 49.3835 25: 47.9791 | 30W 150V(DC) 1.5KV(DC) DC 135mm*70mm*43.5mm |  |  | Commercial |  |  |  | - | [10 empty] | DC |  |  | 135mm*70mm*43.5mm |  |  | 1.5KV(DC) | 150V(DC) | [6 empty] | -40℃~80℃ |  | - | - | 30W | [5 empty] | - |  |  | Compliant | bulk | [8 empty] | 11 | https://www.unikeyic.com/media/about_us/Unikey_ISO_9001_Certification.pdf | https://www.unikeyic.com/products/power-adapter/ddrh-30-15dr/439388126.html
DDRH-30-24DR | Mean-Well USA, Inc. | 1: 48.1275 5: 47.2681 10: 46.4087 50: 46.4087 100: 46.4087 | DC Power Supply 30W 150V DC 1.5kV DC 135mm × 70mm × 43.5mm |  |  | Commercial |  |  |  | - | [10 empty] | DC |  |  | 135mm*70mm*43.5mm |  |  | 1.5KV(DC) | 150V(DC) | [6 empty] | -40℃~80℃ |  | - | - | 30W | [5 empty] | - |  |  | Compliant | bulk | [8 empty] | 3 | https://www.unikeyic.com/media/about_us/Unikey_ISO_9001_Certification.pdf | https://www.unikeyic.com/products/power-adapter/ddrh-30-24dr/435426782.html
DDRH-45-15DR | Mean-Well USA, Inc. | 1: 37.3224 10: 35.9401 50: 34.5578 | 45W 150V DC 1.5kV DC, 135mm × 70mm × 43.5mm |  |  | Commercial |  |  |  | - | [10 empty] | DC |  |  | 135mm*70mm*43.5mm |  |  | 1.5KV(DC) | 150V(DC) | [6 empty] | -40℃~80℃ |  | - | - | 45W | [5 empty] | - |  |  | Compliant | bulk | [8 empty] | 2 | https://www.unikeyic.com/media/about_us/Unikey_ISO_9001_Certification.pdf | https://www.unikeyic.com/products/power-adapter/ddrh-45-15dr/449537502.html
DP4024N2M | Advanced Energy | 1: 29.1118 | 24V 40W AC/DC external Desktop type ( II) () | [6 empty] | - | [10 empty] | - | [5 empty] | - | - | [8 empty] | - | - | - | [5 empty] | - | [12 empty] | 302 | https://www.unikeyic.com/media/about_us/Unikey_ISO_9001_Certification.pdf | https://www.unikeyic.com/products/power-adapter/dp4024n2m/993373341.html
DRB120-12-1 | TDK-Lambda | 1: 93.94 5: 93.94 10: 92.232 50: 92.232 | Varistor 120W 90V AC 264V AC AC | 90 ~ 264 VAC |  |  | Industrial, ITE (Commercial) | [5 empty] | 10A | - | - |  | 91% | Adjustable Output, PFC, Remote On/Off, Remote Sense, Universal Input |  |  |  |  | AC | [5 empty] | No | 1 (Unlimited) |  |  |  | 1 |  | -25°C ~ 70°C | [5 empty] | Box | 120W |  |  |  | 16612301 |  |  | DRB120 (120W) | 4.92" L x 4.88" W x 1.38" H (125.0mm x 124.0mm x 35.0mm) |  | 3 kV |  | 12V | - |  | 6 | https://www.unikeyic.com/media/about_us/Unikey_ISO_9001_Certification.pdf | https://www.unikeyic.com/products/power-adapter/drb120-12-1/12176369.html
DRR-20A | DELTA Electronics | 1: 57.398 10: 53.1252 24: 51.3108 48: 50.274 120: 46.2024 | 24V 48V 1-Phase DIN Rail Mount 120.904mm × 50.038mm × 122.174mm |  | Redundancy Module |  |  | DRR-20 | [11 empty] | CliQ II Power Supply | [9 empty] | Not Applicable | [11 empty] | Bulk |  |  |  |  | 2625338 |  |  | CliQ II | [7 empty] | 84 | https://www.unikeyic.com/media/datasheet/14/aa/98da/14/f37047648f0bc9960cc3a920cc9040dc.pdf | https://www.unikeyic.com/products/power-adapter/drr-20a/12464002.html
DTC80-15SX-W6 | ETA-USA | 1: 87.4772 | International 80W Barrel Plug, 7.4mm I.D. x 9.4mm O.D. x 14.4mm, 90V(AC) 264V(AC), Cord Sold Separately, IEC 320-C14, 1.05m, Desktop Mount, 132mm × 69mm × 40mm |  |  |  | ITE (Commercial) |  |  |  | 41.34" (1.05m) |  | 5.34A |  |  |  | 88% |  | Desktop (Class I) |  |  | IEC 320-C14 | Cord (Sold Separately) | [6 empty] | Not Applicable |  |  | - |  |  | 0°C ~ 60°C |  |  |  | Barrel Plug, 7.4mm I.D. x 9.4mm O.D. x 14.4mm |  | Box | 80 W |  |  | International | 14564675 |  |  | DTC-SX-W6 (80W) | 5.20" L x 2.72" W x 1.57" H (132.0mm x 69.0mm x 40.0mm) | 90 ~ 264 VAC |  | 15V |  |  | - | 10 | https://www.unikeyic.com/media/datasheet/8c/91/f8ae/8c91f8ae195ce87c0ec1302b993be7ce.pdf | https://www.unikeyic.com/products/power-adapter/dtc80-15sx-w6/28554872.html
DTD120-19SX-F-W6 | ETA-USA | 1: 120.96 | Universal 120W 90V(AC) 264V(AC) 1m desktop mounting 170mm*64.8mm*37mm |  |  |  | ITE (Commercial) | DTD120 |  |  | 39.4" (1.00m) |  | 6.3A |  |  |  | Level VI |  | Desktop (Class I) |  |  | IEC 320-C14 | Cord (Sold Separately) | [6 empty] | Not Applicable |  |  | 300mW (Max) |  |  | 0°C ~ 40°C |  |  |  | Power DIN, 4 Pin |  | Bulk | 120 W |  |  | International |  |  |  | - | 6.69" L x 2.55" W x 1.52" H (170.0mm x 64.8mm x 38.5mm) | 90 ~ 264 VAC |  | 19V |  |  | - | 1 | https://www.unikeyic.com/media/datasheet/2f/12/514b/2f/f024bb7d5e241a95aed0694aad113b5d.pdf | https://www.unikeyic.com/products/power-adapter/dtd120-19sx-f-w6/12483107.html
DTD120-48SX-F-W6 | ETA-USA | 1: 115.2641 15: 99.827 | International 120W Power DIN,4 Pin 90V(AC) 264V(AC) Cord (Sold Separately)，IEC 320-C14 1m desktop mounting 170mm*64.8mm*38.5mm |  |  |  | ITE (Commercial) | DTD120 |  |  | 39.4" (1.00m) |  | 2.5A |  |  |  | Level VI |  | Desktop (Class I) |  |  | IEC 320-C14 | Cord (Sold Separately) | [6 empty] | Not Applicable |  |  | 300mW (Max) |  |  | 0°C ~ 40°C |  |  |  | Power DIN, 4 Pin |  | Bulk | 120 W |  |  | International | 11656472 |  |  | - | 6.69" L x 2.55" W x 1.52" H (170.0mm x 64.8mm x 38.5mm) | 90 ~ 264 VAC |  | 48V |  |  | - | 26 | https://www.unikeyic.com/media/datasheet/f7/a9/421a/bb/d6f1fa684c150832f6943f7f22673275.pdf | https://www.unikeyic.com/products/power-adapter/dtd120-48sx-f-w6/11704302.html
DTE150-12SX-F-W6 | ETA-USA | 1: 120.96 | Power DIN Connector, 4-Pin, IEC 320-C14 Cord (Sold Separately), 90VAC-264VAC, 140W, 1m, Desktop Mount, 170mm × 85mm × 44mm |  |  | Commercial |  |  |  | 1m | [10 empty] | Cord (Sold Separately), IEC 320-C14 |  |  | 170mm*85mm*44mm |  |  | 264V(AC) | 90V(AC) |  |  | desktop mounting |  |  |  | 0℃~40℃ |  | - | Power DIN, 4 Pin | 140W |  |  |  |  | On sale | International |  |  | Compliant | [9 empty] | 2 | https://www.unikeyic.com/media/about_us/Unikey_ISO_9001_Certification.pdf | https://www.unikeyic.com/products/power-adapter/dte150-12sx-f-w6/28582841.html
DTE150-48SX-F-W6 | ETA-USA | 1: 120.96 | International 150W Power DIN,4 Pin 90V(AC) 264V(AC) IEC 320-C14，Cord (Sold Separately) 1m desktop mounting 170mm*85mm*44mm |  |  |  | ITE (Commercial) |  |  |  | 39" (1.00m) |  | 3.13A |  |  |  | Level VI, CoC Tier 2 |  | Desktop (Class I) |  |  | IEC 320-C14 | Cord (Sold Separately) | [6 empty] | Not Applicable |  |  | 150mW |  |  | 0°C ~ 40°C |  |  |  | Power DIN, 4 Pin |  | Retail Package | 150 W |  |  | International |  |  |  | DTE-SX-F-W6 (150W) | 6.69" L x 3.35" W x 1.73" H (170.0mm x 85.0mm x 44.0mm) | 90 ~ 264 VAC |  | 48V |  |  | - | 8 | https://www.unikeyic.com/media/datasheet/d1/15/fdd8/d115fdd85477457223802e1bcc889d91.pdf | https://www.unikeyic.com/products/power-adapter/dte150-48sx-f-w6/12399463.html
DTL65-24SX-W | ETA-USA | 1: 31.9035 | 60W, 90V(AC)/264V(AC), Desktop Mount, 108mm × 47mm × 29mm |  |  | Commercial |  |  |  | - | [5 empty] | DTL65-24SX-W ETA-USA |  |  |  |  | - |  |  | 108mm*47mm*29mm |  |  | 264V(AC) | 90V(AC) |  |  | desktop mounting | [5 empty] | - | - | 60W | [5 empty] | - | [12 empty] | 70 | https://www.unikeyic.com/media/datasheet/9b/d4/8d33/9b/1266aebafbe58ed319e96a73d3c9836d.pdf | https://www.unikeyic.com/products/power-adapter/dtl65-24sx-w/29140111.html
DTL65-24SX-W6 | ETA-USA | 1: 78.2149 | Int'l 65W Barrel Plug, 2.5mm I.D. x 5.5mm O.D. x 10.0mm, 90VAC 264VAC IEC 320-C14 Cord Sold Sep 1m Desk Mount 132mm × 69mm × 40mm |  |  |  | ITE (Commercial) | DTL65 |  |  | 39.4" (1.00m) |  | 2.71A |  |  |  | Level VI |  | Desktop (Class I) |  |  | IEC 320-C14 | Cord (Sold Separately) | [6 empty] | Not Applicable |  |  | - |  |  | 0°C ~ 70°C |  |  |  | Barrel Plug, 2.5mm I.D. x 5.5mm O.D. x 10.0mm |  | Bulk | 65 W |  |  | International |  |  |  | - | 5.20" L x 2.72" W x 1.57" H (132.0mm x 69.0mm x 40.0mm) | 90 ~ 264 VAC |  | 24V |  |  | 0.972 lb (440.89 g) | 2 | https://www.unikeyic.com/media/datasheet/e8/31/524f/e831524f8d8c2bf68ae2cc6cc1b4c16a.pdf | https://www.unikeyic.com/products/power-adapter/dtl65-24sx-w6/12335149.html
DTL65-36SX-W6 | ETA-USA | 1: 78.2149 20: 75.1275 | Universal 65W 2.5mm Barrel Plug (2.5x5.5), Barrel Connector, 90VAC/264VAC, 1m, Desktop Mount, 132mm x 69mm x 40mm |  |  |  | ITE (Commercial) | DTL65 |  |  | 39.4" (1.00m) |  | 1.81A |  |  |  | Level VI |  | Desktop (Class I) |  |  | IEC 320-C14 | Cord (Sold Separately) | [6 empty] | Not Applicable |  |  | - |  |  | 0°C ~ 70°C |  |  |  | Barrel Plug, 2.5mm I.D. x 5.5mm O.D. x 10.0mm |  | Bulk | 65 W |  |  | International | 11656518 |  |  | - | 5.20" L x 2.72" W x 1.57" H (132.0mm x 69.0mm x 40.0mm) | 90 ~ 264 VAC |  | 36V |  |  | 0.972 lb (440.89 g) | 20 | https://www.unikeyic.com/media/datasheet/e8/31/524f/e831524f8d8c2bf68ae2cc6cc1b4c16a.pdf | https://www.unikeyic.com/products/power-adapter/dtl65-36sx-w6/29149823.html
DTM300PW190D1 | TDK | 1: 283.6164 | 300W Floppy Connector, Female, IEC 320-C14, Desktop Mount, 222mm × 112mm × 45mm | [6 empty] | - | [5 empty] | DTM300PW190D1 TDK |  |  |  |  | IEC 320-C14 |  |  | 222mm*112mm*45mm |  |  | - | - |  |  | desktop mounting |  |  |  | -30℃~60℃ |  | - | Floppy Connector Female | 300W | [5 empty] | - | [12 empty] | 3 | https://www.unikeyic.com/media/datasheet/4d/00/56eb/4d/6c86021ccccfc577284ee9615e22e938.pdf | https://www.unikeyic.com/products/power-adapter/dtm300pw190d1/28768813.html
DTM300PW190D2 | TDK | 1: 285.115 | 300W Floppy Connector Female IEC 320-C18 desktop mounting 222mm*112mm*45mm | [6 empty] | - | [5 empty] | DTM300PW190D2 TDK |  |  |  |  | IEC 320-C18 |  |  | 222mm*112mm*45mm |  |  | - | - |  |  | desktop mounting |  |  |  | -30℃~60℃ |  | - | Floppy Connector Female | 300W | [5 empty] | - | [12 empty] | 11 | https://www.unikeyic.com/media/datasheet/4d/00/56eb/4d/6c86021ccccfc577284ee9615e22e938.pdf | https://www.unikeyic.com/products/power-adapter/dtm300pw190d2/28849050.html
DTM70CN120 | TDK-Lambda | 1: 50.6 | International 120W Power DIN,4 Pin 80V(AC) 264V(AC) Cord (Sold Separately)，IEC 320-C14 1.22m desktop mounting 120mm*52mm*31mm |  |  | Commercial, Industrial |  |  |  | 1.22m | [10 empty] | IEC 320-C14, Cord (Sold Separately) |  |  | 120mm*52mm*31mm |  |  | 264V(AC) | 80V(AC) |  |  | desktop mounting |  |  |  | -30℃~60℃ |  | - | Power DIN, 4 Pin | 120W | [5 empty] | International |  |  | Compliant | boxed | [8 empty] | 6 | https://www.unikeyic.com/media/about_us/Unikey_ISO_9001_Certification.pdf | https://www.unikeyic.com/products/power-adapter/dtm70cn120/505295009.html
DTM70CN120C8 | TDK-Lambda | 4: 34.452 8: 33.814 10: 31.9 | International 120W Power DIN,4 Pin 80V(AC) 264V(AC) IEC 320-C8，Cord (Sold Separately) 1.22m desktop mounting 120mm*52mm*31mm |  |  | Commercial, Industrial |  |  |  | 1.22m | [10 empty] | IEC 320-C8, Cord (Sold Separately) |  |  | 120mm*52mm*31mm |  |  | 264V(AC) | 80V(AC) |  |  | desktop mounting |  |  |  | -30℃~60℃ |  | - | Power DIN, 4 Pin | 120W | [5 empty] | International |  |  | Compliant | boxed | [8 empty] | 10 | https://www.unikeyic.com/media/about_us/Unikey_ISO_9001_Certification.pdf | https://www.unikeyic.com/products/power-adapter/dtm70cn120c8/37730728.html
DTM70CN150 | TDK-Lambda | 4: 34.452 8: 33.814 10: 31.9 | International 150W Power DIN,4 Pin 80V(AC) 264V(AC) Cord (Sold Separately)，IEC 320-C14 1.22m desktop mounting 120mm*52mm*31mm |  |  | Commercial, Industrial |  |  |  | 1.22m | [10 empty] | IEC 320-C14, Cord (Sold Separately) |  |  | 120mm*52mm*31mm |  |  | 264V(AC) | 80V(AC) |  |  | desktop mounting |  |  |  | -30℃~60℃ |  | - | Power DIN, 4 Pin | 150W | [5 empty] | International |  |  | Compliant | boxed | [8 empty] | 10 | https://www.unikeyic.com/media/about_us/Unikey_ISO_9001_Certification.pdf | https://www.unikeyic.com/products/power-adapter/dtm70cn150/643943682.html
DTM70CN150C8 | TDK-Lambda | 4: 34.452 8: 33.814 10: 31.9 | International 150W Power DIN,4 Pin 80V(AC) 264V(AC) Cord (Sold Separately)，IEC 320-C8 1.22m desktop mounting 120mm*52mm*31mm |  |  | Commercial, Industrial |  |  |  | 1.22m | [10 empty] | IEC 320-C8, Cord (Sold Separately) |  |  | 120mm*52mm*31mm |  |  | 264V(AC) | 80V(AC) |  |  | desktop mounting |  |  |  | -30℃~60℃ |  | - | Power DIN, 4 Pin | 150W | [5 empty] | International |  |  | Compliant | boxed | [8 empty] | 10 | https://www.unikeyic.com/media/about_us/Unikey_ISO_9001_Certification.pdf | https://www.unikeyic.com/products/power-adapter/dtm70cn150c8/57491494.html
DTM70CN180 | TDK-Lambda | 4: 34.452 8: 33.814 10: 31.9 | International 180W Power DIN,4 Pin 80V(AC) 264V(AC) Cord (Sold Separately)，IEC 320-C14 1.8m desktop mounting 120mm*52mm*31mm |  |  |  | ITE (Commercial), Medical |  |  |  | 70.8" (1.80m) |  | 3.9A |  |  |  | Level VI |  | Desktop (Class I) |  |  | IEC 320-C14 | Cord (Sold Separately) | [6 empty] | 1 (Unlimited) |  |  | 150mW |  |  | -30°C ~ 60°C (With Derating) |  |  |  | Power DIN, 4 Pin |  | Box | 70 W |  |  | International | 20461948 |  |  | DTM70 (70W) | 4.72" L x 2.05" W x 1.22" H (120.0mm x 52.0mm x 31.0mm) | 80 ~ 264 VAC |  | 18V |  |  | - | 10 | https://www.unikeyic.com/media/about_us/Unikey_ISO_9001_Certification.pdf | https://www.unikeyic.com/products/power-adapter/dtm70cn180/508672450.html
DTM70CN180C8 | TDK-Lambda | 4: 34.452 8: 33.814 10: 31.9 | International 180W Power DIN, 4 Pin 80V(AC) 264V(AC), IEC 320-C8 Cord (Sold Separately), Desktop Mount, 1.8m, 120mm × 52mm × 31mm |  |  | Commercial, Industrial |  |  |  | 1.8m | [10 empty] | Cord (Sold Separately), IEC 320-C8 |  |  | 120mm*52mm*31mm |  |  | 264V(AC) | 80V(AC) |  |  | desktop mounting |  |  |  | -30℃~60℃ |  | - | Power DIN, 4 Pin | 180W | [5 empty] | International |  |  | Compliant | boxed | [8 empty] | 10 | https://www.unikeyic.com/media/about_us/Unikey_ISO_9001_Certification.pdf | https://www.unikeyic.com/products/power-adapter/dtm70cn180c8/37673897.html
DTM70CN240 | TDK-Lambda | 4: 34.452 8: 33.814 10: 31.9 | International 240W Power DIN, 4 Pin 80V(AC) 264V(AC) IEC 320-C14, Cord (Sold Separately) 1.8m Desktop Mount 120mm × 52mm × 31mm |  |  |  | ITE (Commercial), Medical |  |  |  | 70.8" (1.80m) |  | 3A |  |  |  | Level VI |  | Desktop (Class I) |  |  | IEC 320-C14 | Cord (Sold Separately) | [6 empty] | 1 (Unlimited) |  |  | 150mW |  |  | -30°C ~ 60°C (With Derating) |  |  |  | Power DIN, 4 Pin |  | Box | 70 W |  |  | International | 20461941 |  |  | DTM70 (70W) | 4.72" L x 2.05" W x 1.22" H (120.0mm x 52.0mm x 31.0mm) | 80 ~ 264 VAC |  | 24V |  |  | - | 10 | https://www.unikeyic.com/media/about_us/Unikey_ISO_9001_Certification.pdf | https://www.unikeyic.com/products/power-adapter/dtm70cn240/513212098.html
DTM70CN240C8 | TDK-Lambda | 4: 34.452 8: 33.814 10: 31.9 | International 70W Power DIN,4 Pin 80V(AC) 264V(AC) IEC 320-C8，Cord (Sold Separately) 1.8m desktop mounting 120mm*52mm*31mm |  |  |  | ITE (Commercial), Medical |  |  |  | 70.8" (1.80m) |  | 3A |  |  |  | Level VI |  | Desktop (Class II) |  |  | IEC 320-C8 | Cord (Sold Separately) | [6 empty] | 1 (Unlimited) |  |  | 150mW |  |  | -30°C ~ 60°C (With Derating) |  |  |  | Power DIN, 4 Pin |  | Box | 70 W |  |  | International | 20461945 |  |  | DTM70-C8 (70W) | 4.72" L x 2.05" W x 1.22" H (120.0mm x 52.0mm x 31.0mm) | 80 ~ 264 VAC |  | 24V |  |  | - | 10 | https://www.unikeyic.com/media/about_us/Unikey_ISO_9001_Certification.pdf | https://www.unikeyic.com/products/power-adapter/dtm70cn240c8/511579586.html
DTM70CN360 | TDK-Lambda | 4: 34.452 | International 360W Power DIN, 4 Pin, 80VAC 264VAC, Cord Sold Separately, IEC 320-C14, 1.8m, Desktop Mount, 120mm × 52mm × 31mm |  |  | Commercial, Industrial |  |  |  | 1.8m | [10 empty] | IEC 320-C14, Cord (Sold Separately) |  |  | 120mm*52mm*31mm |  |  | 264V(AC) | 80V(AC) |  |  | desktop mounting |  |  |  | -30℃~60℃ |  | - | Power DIN, 4 Pin | 360W | [5 empty] | International |  |  | Compliant | boxed | [8 empty] | 7 | https://www.unikeyic.com/media/about_us/Unikey_ISO_9001_Certification.pdf | https://www.unikeyic.com/products/power-adapter/dtm70cn360/643945485.html
DTM70CN360C8 | TDK-Lambda | 1: 50.6 | International 360W Power DIN,4 Pin 80V(AC) 264V(AC) Cord (Sold Separately)，IEC 320-C8 1.8m desktop mounting 120mm*52mm*31mm |  |  | Commercial, Industrial |  |  |  | 1.8m | [10 empty] | IEC 320-C8, Cord (Sold Separately) |  |  | 120mm*52mm*31mm |  |  | 264V(AC) | 80V(AC) |  |  | desktop mounting |  |  |  | -30℃~60℃ |  | - | Power DIN, 4 Pin | 360W | [5 empty] | International |  |  | Compliant | boxed | [8 empty] | 10 | https://www.unikeyic.com/media/about_us/Unikey_ISO_9001_Certification.pdf | https://www.unikeyic.com/products/power-adapter/dtm70cn360c8/46408104.html
DTM70CN480 | TDK-Lambda | 4: 34.452 8: 33.814 10: 31.9 | International 480W Power DIN, 4 Pin 80V(AC) 264V(AC) Cord (Sold Separately), IEC 320-C14 1.8m Desktop Mount 120mm × 52mm × 31mm |  |  | Commercial, Industrial |  |  |  | 1.8m | [10 empty] | Cord (Sold Separately), IEC 320-C14 |  |  | 120mm*52mm*31mm |  |  | 264V(AC) | 80V(AC) |  |  | desktop mounting |  |  |  | -30℃~60℃ |  | - | Power DIN, 4 Pin | 480W | [5 empty] | International |  |  | Compliant | boxed | [8 empty] | 10 | https://www.unikeyic.com/media/about_us/Unikey_ISO_9001_Certification.pdf | https://www.unikeyic.com/products/power-adapter/dtm70cn480/525585346.html
DTM70CN480C8 | TDK-Lambda | 4: 34.452 8: 33.814 10: 31.9 | International 480W Power DIN,4 Pin 80V(AC) 264V(AC) Cord (Sold Separately)，IEC 320-C8 1.8m desktop mounting 120mm*52mm*31mm |  |  | Commercial, Industrial |  |  |  | 1.8m | [10 empty] | Cord (Sold Separately), IEC 320-C8 |  |  | 120mm*52mm*31mm |  |  | 264V(AC) | 80V(AC) |  |  | desktop mounting |  |  |  | -30℃~60℃ |  | - | Power DIN, 4 Pin | 480W | [5 empty] | International |  |  | Compliant | boxed | [8 empty] | 10 | https://www.unikeyic.com/media/about_us/Unikey_ISO_9001_Certification.pdf | https://www.unikeyic.com/products/power-adapter/dtm70cn480c8/172053729.html
DTMF300-54SX-F-W6 | ETA-USA | 1: 239.76 11: 227.88 | International 300W Rectangular, 10 Position, 90VAC 264VAC, Cord Sold Separately, IEC 320-C14/C18, 80cm, Desktop Mount, 222mm × 112mm × 45mm |  |  |  | ITE (Commercial), Medical | DTMF300 |  |  | 31.5" (0.8m) |  | 5.56A |  |  |  | Level VI |  | Desktop (Class I), Desktop (Class II) |  |  | IEC 320-C14, IEC 320-C18 | Cord (Sold Separately) | [6 empty] | Not Applicable |  |  | 500mW (Max) |  |  | 0°C ~ 60°C |  |  |  | Rectangular, 10 Position |  | Bulk | 300 W |  |  | International | 11656443 |  |  | - | 8.74" L x 4.41" W x 1.77" H (222.0mm x 112.0mm x 45.0mm) | 90 ~ 264 VAC |  | 54V |  |  | 3.461 lbs (1.6 kg) | 14 | https://www.unikeyic.com/media/datasheet/a9/3f/e81b/a9/f862f39a55937af6e135e0e3e24851c4.pdf | https://www.unikeyic.com/products/power-adapter/dtmf300-54sx-f-w6/11704255.html
DTMF400-12SX-F-W6 | ETA-USA | 1: 337.5592 | International, Desk Mount Rectangular Connector, IEC 320-C14, 10 Pos, 90V-264V AC, 400W, Cord Sold Sep, 80cm, 222mm x 112mm x 45mm |  |  |  | ITE (Commercial), Medical |  |  |  | 31.5" (0.80m) |  | 31.66A |  |  |  | Level VI |  | Desktop (Class I) |  |  | IEC 320-C14 | Cord (Sold Separately) | [6 empty] | Not Applicable |  |  | 500mW |  |  | -30°C ~ 60°C |  |  |  | Rectangular, 10 Position |  | Retail Package | 400 W |  |  | International | 16730395 |  |  | DTMF400-xxSX-F-W6 (400W) | 8.74" L x 4.41" W x 1.77" H (222.0mm x 112.0mm x 45.0mm) | 90 ~ 264 VAC |  | 12V |  |  | - | 8 | https://www.unikeyic.com/media/about_us/Unikey_ISO_9001_Certification.pdf | https://www.unikeyic.com/products/power-adapter/dtmf400-12sx-f-w6/28985008.html
EC7BW18-72D15-EDRT | CINCON | 1: 189.594 16: 162.3011 32: 156.117 64: 150.1674 | DC Power Supply, 20W, 10V DC Input, 160V DC Output, TH, 59.2mm × 36.4mm × 113mm |  |  |  | ITE (Commercial), Railway | EC7BW |  |  |  |  | 667mA, 667mA | 160V | 10V |  | 88% | Remote On/Off |  |  |  |  | DC | [5 empty] | - | Not Applicable |  |  |  | 2 |  | -40°C ~ 100°C (With Derating) | [5 empty] | Box | 20W |  |  |  | 13618285 |  |  | EC7BW18 (20W) | 2.33" L x 1.43" W x 4.45" H (59.2mm x 36.4mm x 113.0mm) |  | 3 kV |  | 15V | -15V |  | 1 | https://www.unikeyic.com/media/datasheet/40/5e/4635/405e46356a70197b13ce1dda70438f7e.pdf | https://www.unikeyic.com/products/power-adapter/ec7bw18-72d15-edrt/12087730.html
EC7BW18-72D24-EDRT | CINCON | 1: 189.699 16: 162.3914 32: 156.2039 64: 150.251 | 20W 10V(DC) 160V(DC) DC TH 59.2mm × 36.4mm × 113mm |  |  |  | ITE (Commercial), Railway | EC7BW |  |  |  |  | 417mA, 417mA | 160V | 10V |  | 88% | Remote On/Off |  |  |  |  | DC | [5 empty] | - | Not Applicable |  |  |  | 2 |  | -40°C ~ 100°C (With Derating) | [5 empty] | Box | 20W |  |  |  | 13618307 |  |  | EC7BW18 (20W) | 2.33" L x 1.43" W x 4.45" H (59.2mm x 36.4mm x 113.0mm) |  | 3 kV |  | 24V | -24V |  | 3 | https://www.unikeyic.com/media/datasheet/40/5e/4635/405e46356a70197b13ce1dda70438f7e.pdf | https://www.unikeyic.com/products/power-adapter/ec7bw18-72d24-edrt/11966014.html
EC7BW18-72S05-EDRT | CINCON | 1: 201.0787 16: 172.135 32: 165.5751 64: 159.2661 | 20W DC Converter, 10V DC In, 160V DC Out, TH, 59.2mm × 36.4mm × 113mm |  |  |  | ITE (Commercial), Railway | EC7BW |  |  |  |  | 4A | 160V | 10V |  | 84% | Remote On/Off |  |  |  |  | DC | [5 empty] | - | Not Applicable |  |  |  | 1 |  | -40°C ~ 100°C (With Derating) | [5 empty] | Box | 20W | [6 empty] | EC7BW18 (20W) | 2.33" L x 1.43" W x 4.45" H (59.2mm x 36.4mm x 113.0mm) |  | 3 kV |  | 5V | - |  | 3 | https://www.unikeyic.com/media/datasheet/40/5e/4635/405e46356a70197b13ce1dda70438f7e.pdf | https://www.unikeyic.com/products/power-adapter/ec7bw18-72s05-edrt/11532727.html
EC7BW18-72S12-EDRT | CINCON | 1: 189.594 16: 162.3011 32: 156.117 64: 150.1674 | DC Power Supply, 20W, 10V DC Input, 160V DC Output, TH, 59.2mm × 36.4mm × 113mm |  |  |  | ITE (Commercial), Railway | EC7BW |  |  |  |  | 1.67A | 160V | 10V |  | 87% | Remote On/Off |  |  |  |  | DC | [5 empty] | - | Not Applicable |  |  |  | 1 |  | -40°C ~ 100°C (With Derating) | [5 empty] | Box | 20W |  |  |  | 13618303 |  |  | EC7BW18 (20W) | 2.33" L x 1.43" W x 4.45" H (59.2mm x 36.4mm x 113.0mm) |  | 3 kV |  | 12V | - |  | 1 | https://www.unikeyic.com/media/datasheet/40/5e/4635/405e46356a70197b13ce1dda70438f7e.pdf | https://www.unikeyic.com/products/power-adapter/ec7bw18-72s12-edrt/11727838.html
EC7BW18-72S15-EDRT | CINCON | 1: 189.594 16: 162.3011 32: 156.117 64: 150.1674 | 20W 10V(DC) 160V(DC) DC TH 59.2mm × 36.4mm × 113mm |  |  |  | ITE (Commercial), Railway | EC7BW |  |  |  |  | 1.33A | 160V | 10V |  | 88% | Remote On/Off |  |  |  |  | DC | [5 empty] | - | Not Applicable |  |  |  | 1 |  | -40°C ~ 100°C (With Derating) | [5 empty] | Box | 20W |  |  |  | 13618298 |  |  | EC7BW18 (20W) | 2.33" L x 1.43" W x 4.45" H (59.2mm x 36.4mm x 113.0mm) |  | 3 kV |  | 15V | - |  | 5 | https://www.unikeyic.com/media/pdf/MfgApplicationNotes/cincon/93/07/9765/ec7bw18-72d15-ecrt/2025/11/EC7BW18-72-EC-D-RT-series-application-note.pdf | https://www.unikeyic.com/products/power-adapter/ec7bw18-72s15-edrt/11643491.html
ED-PSU1202-EU | EDATEC | 1: 16.4581 | Europe 24W Barrel Plug,2.5mm I.D. x 5.5mm O.D. x 12.0mm Positive center 100V(AC) 240V(AC) Multi-Blade，Multi-Blade (Sold Separately) 1.5m wall mount 51.5mm*37.5mm*24.3mm |  |  |  | ITE (Commercial) |  |  |  | 59" (1.50m) |  | 2A |  |  |  | Level VI |  | Wall Mount (Class II) |  |  | Multi-Blade | Multi-Blade (Sold Separately) | [6 empty] | 1 (Unlimited) |  |  | 75mW (Max) |  |  | 0°C ~ 40°C |  |  |  | Barrel Plug, 2.5mm I.D. x 5.5mm O.D. x 12.0mm |  | Box | 24 W |  |  | Europe | 17141395 |  |  | ED-PSU | 2.03" L x 1.48" W x 0.96" H (51.5mm x 37.5mm x 24.3mm) | 100 ~ 240 VAC |  | 12V |  |  |  | 100 | https://www.unikeyic.com/media/about_us/Unikey_ISO_9001_Certification.pdf | https://www.unikeyic.com/products/power-adapter/ed-psu1202-eu/12276912.html
ED-PSU1202-UK | EDATEC | 1: 12.215 | United Kingdom 24W Barrel Plug, 2.5mm I.D. x 5.5mm O.D. x 12mm Pos Center 100V(AC) 240V(AC) Multi-Blade, Multi-Blade (Sold Separately) 1.5m Wall Mount 51.5mm × 37.5mm × 24.3mm |  |  |  | ITE (Commercial) |  |  |  | 59" (1.50m) |  | 2A |  |  |  | Level VI |  | Wall Mount (Class II) |  |  | Multi-Blade | Multi-Blade (Sold Separately) | [6 empty] | 1 (Unlimited) |  |  | 75mW (Max) |  |  | 0°C ~ 40°C |  |  |  | Barrel Plug, 2.5mm I.D. x 5.5mm O.D. x 12mm |  | Box | 24 W |  |  | United Kingdom |  |  |  | ED-PSU | 2.03" L x 1.48" W x 0.96" H (51.5mm x 37.5mm x 24.3mm) | 100 ~ 240 VAC |  | 12V |  |  |  | 100 | https://www.unikeyic.com/media/about_us/Unikey_ISO_9001_Certification.pdf | https://www.unikeyic.com/products/power-adapter/ed-psu1202-uk/682037102.html
ED-PSU1202-US | EDATEC | 1: 12.215 | North America 24W Barrel Plug,2.5mm I.D. x 5.5mm O.D. x 12.0mm Positive center 100V(AC) 240V(AC) Multi-Blade (Sold Separately)，Multi-Blade 1.5m wall mount 51.5mm*37.5mm*24.3mm |  |  |  | ITE (Commercial) |  |  |  | 59" (1.50m) |  | 2A |  |  |  | Level VI |  | Wall Mount (Class II) |  |  | Multi-Blade | Multi-Blade (Sold Separately) | [6 empty] | 1 (Unlimited) |  |  | 75mW (Max) |  |  | 0°C ~ 40°C |  |  |  | Barrel Plug, 2.5mm I.D. x 5.5mm O.D. x 12.0mm |  | Box | 24 W |  |  | North America | 17141394 |  |  | ED-PSU | 2.03" L x 1.48" W x 0.96" H (51.5mm x 37.5mm x 24.3mm) | 100 ~ 240 VAC |  | 12V |  |  |  | 100 | https://www.unikeyic.com/media/about_us/Unikey_ISO_9001_Certification.pdf | https://www.unikeyic.com/products/power-adapter/ed-psu1202-us/11766329.html
EDP125-120-MB1-400 | Astrodyne TDI | 5: 163.1556 10: 145.7892 25: 137.7972 | International 125W DIN,4 Pin 80V(AC) 264V(AC) IEC 320-C14，Cord (Sold Separately) 81.28cm desktop mounting 152.4mm*63mm*38mm |  |  | Commercial, Industrial |  |  |  | 81.28cm | [10 empty] | Cord (Sold Separately), IEC 320-C14 |  |  | 152.4mm*63mm*38mm |  |  | 264V(AC) | 80V(AC) |  |  | desktop mounting |  |  |  | -40℃~80℃ |  | - | DIN, 4 Pin | 125W |  |  |  |  | On sale | International |  |  | Compliant | boxed | [8 empty] | 18 | https://www.unikeyic.com/media/about_us/Unikey_ISO_9001_Certification.pdf | https://www.unikeyic.com/products/power-adapter/edp125-120-mb1-400/12426048.html
EDP125-120-MB2-400 | Astrodyne TDI | 5: 163.1556 10: 145.7892 25: 137.7972 | International 125W DIN,4 Pin 80V(AC) 264V(AC) Cord (Sold Separately)，IEC 320-C18 81.28cm desktop mounting 152.4mm*63mm*38mm |  |  |  | ITE (Commercial), Medical | EDP125 |  |  | 32" (812.8mm) |  | 10.4A |  |  |  | Level VI |  | Desktop (Class II) |  |  | IEC 320-C18 | Cord (Sold Separately) | [6 empty] | 1 (Unlimited) |  |  | 210mW (Max) |  |  | -40°C ~ 80°C |  |  |  | DIN, 4 Pin |  | Box | 125 W |  |  | International |  |  |  | EDP125 (125W) | 6.00" L x 2.48" W x 1.50" H (152.4mm x 63.0mm x 38.0mm) | 80 ~ 264 VAC |  | 12V |  |  | 1.05 lbs (475.00 g) | 72 | https://www.unikeyic.com/media/about_us/Unikey_ISO_9001_Certification.pdf | https://www.unikeyic.com/products/power-adapter/edp125-120-mb2-400/28551318.html
EDP125-150-MB2-100 | Astrodyne TDI | 5: 163.1556 10: 145.7892 25: 137.7972 | International 125W DIN,4 Pin 80V(AC) 264V(AC) IEC 320-C18，Cord (Sold Separately) 81.28cm desktop mounting 152.4mm*63mm*38mm |  |  |  | ITE (Commercial), Medical | EDP125 |  |  | 32" (812.8mm) |  | 8.3A |  |  |  | Level VI |  | Desktop (Class II) |  |  | IEC 320-C18 | Cord (Sold Separately) | [6 empty] | 1 (Unlimited) |  |  | 210mW (Max) |  |  | -40°C ~ 80°C |  |  |  | DIN, 4 Pin |  | Box | 125 W |  |  | International | 13617975 |  |  | EDP125 (125W) | 6.00" L x 2.48" W x 1.50" H (152.4mm x 63.0mm x 38.0mm) | 80 ~ 264 VAC |  | 15V |  |  | 1.05 lbs (475.00 g) | 19 | https://www.unikeyic.com/media/about_us/Unikey_ISO_9001_Certification.pdf | https://www.unikeyic.com/products/power-adapter/edp125-150-mb2-100/28912108.html
EDP125-180-MB1-110 | Astrodyne TDI | 5: 163.1556 10: 145.7892 25: 137.7972 | International 125W Barrel Plug,2.5mm I.D. x 5.5mm O.D. x 11.0mm Positive center 80V(AC) 264V(AC) IEC 320-C14，Cord (Sold Separately) 1.22m desktop mounting 152.4mm*63mm*38mm |  |  |  | ITE (Commercial), Medical | EDP125 |  |  | 48" (1.22m) |  | 6.9A |  |  |  | Level VI |  | Desktop (Class I) |  |  | IEC 320-C14 | Cord (Sold Separately) | [6 empty] | 1 (Unlimited) |  |  | 210mW (Max) |  |  | -40°C ~ 80°C |  |  |  | Barrel Plug, 2.5mm I.D. x 5.5mm O.D. x 11.0mm |  | Box | 125 W |  |  | International | 13617978 |  |  | EDP125 (125W) | 6.00" L x 2.48" W x 1.50" H (152.4mm x 63.0mm x 38.0mm) | 80 ~ 264 VAC |  | 18V |  |  | 1.05 lbs (475.00 g) | 14 | https://www.unikeyic.com/media/about_us/Unikey_ISO_9001_Certification.pdf | https://www.unikeyic.com/products/power-adapter/edp125-180-mb1-110/12184785.html
EDP125-180-MB2-110 | Astrodyne TDI | 5: 163.1556 10: 145.7892 25: 137.7972 | International 125W Barrel Plug, 2.5mm I.D. x 5.5mm O.D. x 11.0mm, Positive Center, 80V(AC), 264V(AC), Cord Sold Separately, IEC 320-C18, 1.22m, Desktop Mount, 152.4mm × 63mm × 38mm |  |  |  | ITE (Commercial), Medical | EDP125 |  |  | 48" (1.22m) |  | 6.9A |  |  |  | Level VI |  | Desktop (Class II) |  |  | IEC 320-C18 | Cord (Sold Separately) | [6 empty] | 1 (Unlimited) |  |  | 210mW (Max) |  |  | -40°C ~ 80°C |  |  |  | Barrel Plug, 2.5mm I.D. x 5.5mm O.D. x 11.0mm |  | Box | 125 W |  |  | International | 13617952 |  |  | EDP125 (125W) | 6.00" L x 2.48" W x 1.50" H (152.4mm x 63.0mm x 38.0mm) | 80 ~ 264 VAC |  | 18V |  |  | 1.05 lbs (475.00 g) | 86 | https://www.unikeyic.com/media/about_us/Unikey_ISO_9001_Certification.pdf | https://www.unikeyic.com/products/power-adapter/edp125-180-mb2-110/28591745.html
EDP125-190-MB2-110 | Astrodyne TDI | 5: 163.1556 10: 145.7892 25: 137.7972 | International Barrel Plug, 2.5mm ID x 5.5mm OD x 11.0mm, Center Positive, 80VAC/264VAC, IEC 320-C18, Cord Sold Sep, 1.22m, Desk Mount, 152.4mm × 63mm × 38mm |  |  |  | ITE (Commercial), Medical | EDP125 |  |  | 48" (1.22m) |  | 6.6A |  |  |  | Level VI |  | Desktop (Class II) |  |  | IEC 320-C18 | Cord (Sold Separately) | [6 empty] | 1 (Unlimited) |  |  | 210mW (Max) |  |  | -40°C ~ 80°C |  |  |  | Barrel Plug, 2.5mm I.D. x 5.5mm O.D. x 11.0mm |  | Box | 125 W |  |  | International | 13617914 |  |  | EDP125 (125W) | 6.00" L x 2.48" W x 1.50" H (152.4mm x 63.0mm x 38.0mm) | 80 ~ 264 VAC |  | 19V |  |  | 1.05 lbs (475.00 g) | 20 | https://www.unikeyic.com/media/about_us/Unikey_ISO_9001_Certification.pdf | https://www.unikeyic.com/products/power-adapter/edp125-190-mb2-110/29079957.html
EDP125-280-MB1-110 | Astrodyne TDI | 5: 163.1556 10: 145.7892 25: 137.7972 | Barrel Plug, 2.5mm I.D. x 5.5mm O.D. x 11.0mm, Center Positive, 80VAC/264VAC, IEC 320-C14, Desktop Mount, 152.4mm × 63mm × 38mm |  |  |  | ITE (Commercial), Medical | EDP125 |  |  | 48" (1.22m) |  | 4.5A |  |  |  | Level VI |  | Desktop (Class I) |  |  | IEC 320-C14 | Cord (Sold Separately) | [6 empty] | 1 (Unlimited) |  |  | 210mW (Max) |  |  | -40°C ~ 80°C |  |  |  | Barrel Plug, 2.5mm I.D. x 5.5mm O.D. x 11.0mm |  | Box | 125 W |  |  | International | 13617935 |  |  | EDP125 (125W) | 6.00" L x 2.48" W x 1.50" H (152.4mm x 63.0mm x 38.0mm) | 80 ~ 264 VAC |  | 28V |  |  | 1.05 lbs (475.00 g) | 25 | https://www.unikeyic.com/media/about_us/Unikey_ISO_9001_Certification.pdf | https://www.unikeyic.com/products/power-adapter/edp125-280-mb1-110/29173430.html
EDP125-360-MB1-110 | Astrodyne TDI | 5: 163.1556 10: 145.7892 25: 137.7972 | International 125W Barrel Plug,2.5mm I.D. x 5.5mm O.D. x 11.0mm Positive center 80V(AC) 264V(AC) IEC 320-C14，Cord (Sold Separately) 1.22m desktop mounting 152.4mm*63mm*38mm |  |  |  | ITE (Commercial), Medical | EDP125 |  |  | 48" (1.22m) |  | 3.5A |  |  |  | Level VI |  | Desktop (Class I) |  |  | IEC 320-C14 | Cord (Sold Separately) | [6 empty] | 1 (Unlimited) |  |  | 210mW (Max) |  |  | -40°C ~ 80°C |  |  |  | Barrel Plug, 2.5mm I.D. x 5.5mm O.D. x 11.0mm |  | Box | 125 W |  |  | International |  |  |  | EDP125 (125W) | 6.00" L x 2.48" W x 1.50" H (152.4mm x 63.0mm x 38.0mm) | 80 ~ 264 VAC |  | 36V |  |  | 1.05 lbs (475.00 g) | 22 | https://www.unikeyic.com/media/about_us/Unikey_ISO_9001_Certification.pdf | https://www.unikeyic.com/products/power-adapter/edp125-360-mb1-110/28851594.html
EDP125-360-MB2-110 | Astrodyne TDI | 5: 163.1556 10: 145.7892 25: 137.7972 | International 125W Barrel Plug,2.5mm I.D. x 5.5mm O.D. x 11.0mm Positive center 80V(AC) 264V(AC) IEC 320-C18，Cord (Sold Separately) 1.22m desktop mounting 152.4mm*63mm*38mm |  |  |  | ITE (Commercial), Medical | EDP125 |  |  | 48" (1.22m) |  | 3.5A |  |  |  | Level VI |  | Desktop (Class II) |  |  | IEC 320-C18 | Cord (Sold Separately) | [6 empty] | 1 (Unlimited) |  |  | 210mW (Max) |  |  | -40°C ~ 80°C |  |  |  | Barrel Plug, 2.5mm I.D. x 5.5mm O.D. x 11.0mm |  | Box | 125 W |  |  | International | 13617980 |  |  | EDP125 (125W) | 6.00" L x 2.48" W x 1.50" H (152.4mm x 63.0mm x 38.0mm) | 80 ~ 264 VAC |  | 36V |  |  | 1.05 lbs (475.00 g) | 10 | https://www.unikeyic.com/media/about_us/Unikey_ISO_9001_Certification.pdf | https://www.unikeyic.com/products/power-adapter/edp125-360-mb2-110/29147902.html
EDP125-480-MB2-110 | Astrodyne TDI | 5: 163.1556 10: 145.7892 25: 137.7972 | International Barrel Plug, 2.5mm ID x 5.5mm OD x 11.0mm, Center Positive, 80VAC/264VAC, IEC 320-C18, Cord Sold Sep, 1.22m, Desk Mount, 152.4mm × 63mm × 38mm |  |  |  | ITE (Commercial), Medical | EDP125 |  |  | 48" (1.22m) |  | 2.6A |  |  |  | Level VI |  | Desktop (Class II) |  |  | IEC 320-C18 | Cord (Sold Separately) | [6 empty] | 1 (Unlimited) |  |  | 210mW (Max) |  |  | -40°C ~ 80°C |  |  |  | Barrel Plug, 2.5mm I.D. x 5.5mm O.D. x 11.0mm |  | Box | 125 W |  |  | International |  |  |  | EDP125 (125W) | 6.00" L x 2.48" W x 1.50" H (152.4mm x 63.0mm x 38.0mm) | 80 ~ 264 VAC |  | 48V |  |  | 1.05 lbs (475.00 g) | 10 | https://www.unikeyic.com/media/about_us/Unikey_ISO_9001_Certification.pdf | https://www.unikeyic.com/products/power-adapter/edp125-480-mb2-110/29288942.html
ESCC-1500 | Astrodyne TDI | 5: 115.6248 10: 105.1164 25: 95.5584 | Screw Terminal Block 15W 90VAC 264VAC Panel Mount 100.6mm L × 54.9mm W | [6 empty] | - | [5 empty] | ESCC-1500 Astrodyne TDI |  |  |  |  | Screw Terminal Block |  |  | 100.6mm(Length)*54.9mm(width) |  |  | 264V(AC) | 90V(AC) |  |  | base mount |  |  |  | 70℃(max) |  | - | Screw Terminal Block | 15W | [5 empty] | - | [12 empty] | 11 | https://www.unikeyic.com/media/datasheet/8e/38/499b/8e/b77a078dff356d5724c2ec3e1ecc07e7.pdf | https://www.unikeyic.com/products/power-adapter/escc-1500/11458610.html
ESCC-5001 | Astrodyne TDI | 5: 64.6818 10: 58.795 25: 53.4538 | Screw Terminal Block 5W 90V(AC) 264V(AC) Chassis Mount 54.9mm × 95.8mm × 25.4mm | [6 empty] | - | [5 empty] | ESCC-5001 Astrodyne TDI |  |  |  |  | Screw Terminal Block |  |  | 54.9mm*95.8mm*25.4mm |  |  | 264V(AC) | 90V(AC) |  |  | base mount |  |  |  | 50℃(max) |  | - | Screw Terminal Block | 5W | [5 empty] | - | [12 empty] | 38 | https://www.unikeyic.com/media/datasheet/63/d5/61f3/63/bbc2a24f9a23bdedc6715b594358d29d.pdf | https://www.unikeyic.com/products/power-adapter/escc-5001/29218147.html
FIT0639 | DFROBOT | 3: 6.8327 50: 6.5699 100: 6.3072 | EU |  |  |  | ITE (Commercial) |  |  |  | - |  | 3A |  |  |  | - |  | Wall Mount (Class II) |  |  | CEE 7/16 | Fixed Blade | [6 empty] | 1 (Unlimited) |  |  | - |  |  | - |  |  |  | USB A Receptacle |  | Bulk |  |  |  | Europe | 11202600 |  |  | - | 2.87" L x 1.61" W x 0.94" H (73.0mm x 41.0mm x 24.0mm) | 100 ~ 240 VAC |  | 5V |  |  |  | 200 | https://www.unikeyic.com/media/datasheet/26/82/117f/2682117f87ab2f165975a5fa97fc8cd3.pdf | https://www.unikeyic.com/products/power-adapter/fit0639/28897882.html
FPK-H | PHIHONG | 1: 2.067 10: 1.674 25: 1.62 100: 1.5984 250: 1.5336 500: 1.4688 1,000: 1.4175 | United Kingdom wall mount 60mm*47mm*15mm | [6 empty] | - | [5 empty] | FPK-H PHIHONG |  |  |  |  | - |  |  | 60mm*47mm*15mm |  |  | - | - |  |  | wall mount | [5 empty] | - | - | - | [5 empty] | United Kingdom | [12 empty] | 1787 | https://www.unikeyic.com/media/datasheet/b2/35/466e/b2/6ba767dd9f445be107abea6f08c951a6.pdf | https://www.unikeyic.com/products/power-adapter/fpk-h/29014874.html
FSP036-DHAN3 | FSP | 1: 17.9384 5: 17.4883 10: 16.9514 25: 16.2341 50: 15.6957 100: 15.0679 | International 36W Barrel Plug,2.5mm I.D. x 5.5mm O.D. x 9.5mm Positive center 90V(AC) 264V(AC) Cord (Sold Separately)，IEC 320-C14 1.5m desktop mounting 110mm*50mm*32mm |  |  |  | ITE (Commercial) |  |  |  | 59" (1.50m) |  | 3A |  |  |  | 88.30% |  | Desktop (Class I) |  |  | IEC 320-C14 | Cord (Sold Separately) | [6 empty] | 1 (Unlimited) |  |  | 500mW |  |  | 0°C ~ 70°C |  |  |  | Barrel Plug, 2.5mm I.D. x 5.5mm O.D. x 9.5mm |  | Box | 36 W |  |  | International | 15713234 |  |  | FSP036-DHAN3 (36W) | 4.33" L x 1.97" W x 1.26" H (110.0mm x 50.0mm x 32.0mm) | 90 ~ 264 VAC |  | 12V |  |  | - | 62 | https://www.unikeyic.com/media/datasheet/e0/43/2c53/e0432c53367d4295c546fa967f41db83.pdf | https://www.unikeyic.com/products/power-adapter/fsp036-dhan3/29002429.html
FSP048-RHAN3 | FSP | 1: 18.5864 5: 18.1216 10: 17.5641 25: 16.8207 50: 16.263 100: 15.6125 | International 48W Barrel Plug R/A,2.5mm I.D. x 5.5mm O.D. x 9.5mm Positive center 90V(AC) 264V(AC) Cord (Sold Separately)，IEC 320-C14 1.2m desktop mounting 110mm*50mm*32mm |  |  |  | ITE (Commercial) |  |  |  | 47" (1.20m) |  | 4A |  |  |  | 88.97% |  | Desktop (Class I) |  |  | IEC 320-C14 | Cord (Sold Separately) | [6 empty] | 1 (Unlimited) |  |  | 75mW |  |  | 0°C ~ 70°C |  |  |  | Barrel Plug R/A, 2.5mm I.D. x 5.5mm O.D. x 9.5mm |  | Box | 48 W |  |  | International | 15713242 |  |  | FSP040~48 RHAN3 (48W) | 4.33" L x 1.97" W x 1.26" H (110.0mm x 50.0mm x 32.0mm) | 90 ~ 264 VAC |  | 12V |  |  | - | 290 | https://www.unikeyic.com/media/about_us/Unikey_ISO_9001_Certification.pdf | https://www.unikeyic.com/products/power-adapter/fsp048-rhan3/29153665.html
FSP050-DWAN3 | FSP | 1: 21.1796 5: 20.6502 10: 20.0149 25: 19.1677 50: 18.5323 100: 17.791 | International 50W Barrel Plug, 2.5mm I.D. x 5.5mm O.D. x 9.5mm Center Positive 90V(AC) 264V(AC) Cord Sold Separately IEC 320-C14 1.2m Desktop Mount 110mm × 50mm × 32mm |  |  |  | ITE (Commercial) |  |  |  | 47" (1.20m) |  | 930mA |  |  |  | 88.59% |  | Desktop (Class I) |  |  | IEC 320-C14 | Cord (Sold Separately) | [6 empty] | 1 (Unlimited) |  |  | 75mW |  |  | 0°C ~ 70°C |  |  |  | Barrel Plug, 2.5mm I.D. x 5.5mm O.D. x 9.5mm |  | Box | 50 W |  |  | International | 15713267 |  |  | FSP0XX-DF(W)AN3 (50W) | 4.33" L x 1.97" W x 1.26" H (110.0mm x 50.0mm x 32.0mm) | 90 ~ 264 VAC |  | 54V |  |  | - | 63 | https://www.unikeyic.com/media/datasheet/03/a2/4eb5/03a24eb5a74b02d7fc2813771e867ba8.pdf | https://www.unikeyic.com/products/power-adapter/fsp050-dwan3/12267842.html
FSP084-DHAN3 | FSP | 1: 58.9763 | International 84W Barrel Plug,2.5mm I.D. x 5.5mm O.D. x 11mm Positive center 90V(AC) 264V(AC) IEC 320-C14，Cord (Sold Separately) 1m desktop mounting |  |  |  | ITE (Commercial) |  |  |  | 39.4" (1.00m) |  | 7A |  |  |  | 89% |  | Desktop (Class I) |  |  | IEC 320-C14 | Cord (Sold Separately) | [6 empty] | 1 (Unlimited) |  |  | 150mW |  |  | 0°C ~ 70°C |  |  |  | Barrel Plug, 2.5mm I.D. x 5.5mm O.D. x 11mm |  | Box | 84 W |  |  | International | 15713239 |  |  | FSP084-DHAN3 (84W) | - | 90 ~ 264 VAC |  | 12V |  |  | - | 4 | https://www.unikeyic.com/media/about_us/Unikey_ISO_9001_Certification.pdf | https://www.unikeyic.com/products/power-adapter/fsp084-dhan3/28438933.html
FSP120-AAAN3 | FSP | 1: 48.0438 5: 46.8441 10: 45.396 25: 43.4834 50: 42.0354 100: 40.3606 | International 120W Barrel Plug 2.5mm ID x 5.5mm OD x 12.5mm Center Positive 90V(AC) 264V(AC) IEC 320-C14 1.5m Desktop Mount 151.3mm × 75.6mm × 25.4mm |  |  |  | ITE (Commercial) | FSP120 |  |  | 59" (1.50m) |  | 5A |  |  |  | Level VI, CoC Tier 2 |  | Desktop (Class I) |  |  | IEC 320-C14 | Cord (Sold Separately) | [6 empty] | 1 (Unlimited) |  |  | 500mW (Max) |  |  | 0°C ~ 70°C |  |  |  | Barrel Plug, 2.5mm I.D. x 5.5mm O.D. x 12.5mm |  | Box | 120 W |  |  | International | 13240515 |  |  | FSP120-AxxN3 (120W) | 5.96" L x 2.98" W x 1.00" H (151.3mm x 75.6mm x 25.4mm) | 90 ~ 264 VAC |  | 24V |  |  |  | 483 | https://www.unikeyic.com/media/datasheet/a4/41/eb93/a441eb93c03f179fa571098e393bb5f8.pdf | https://www.unikeyic.com/products/power-adapter/fsp120-aaan3/15532433.html
FSP120-ABAN3 | FSP | 1: 48.0438 5: 46.8441 10: 45.396 25: 43.4834 50: 42.0354 100: 40.3606 | International 120W Barrel Plug R/A,2.5mm I.D. x 5.5mm O.D. x 12.5mm Positive center 90V(AC) 264V(AC) IEC 320-C14，Cord (Sold Separately) 1.5m desktop mounting 151.3mm*75.6mm*25.4mm |  |  |  | ITE (Commercial) | FSP120 |  |  | 59" (1.50m) |  | 6.32A |  |  |  | Level VI, CoC Tier 2 |  | Desktop (Class I) |  |  | IEC 320-C14 | Cord (Sold Separately) | [6 empty] | 1 (Unlimited) |  |  | 500mW (Max) |  |  | 0°C ~ 70°C |  |  |  | Barrel Plug R/A, 2.5mm I.D. x 5.5mm O.D. x 12.5mm |  | Box | 120 W |  |  | International |  |  |  | FSP120-AxxN3 (120W) | 5.96" L x 2.98" W x 1.00" H (151.3mm x 75.6mm x 25.4mm) | 90 ~ 264 VAC |  | 19V |  |  |  | 585 | https://www.unikeyic.com/media/datasheet/9e/48/15a9/9e4815a9c849cd96bd0b84a05b66be72.pdf | https://www.unikeyic.com/products/power-adapter/fsp120-aban3/29199341.html
FSP120-AFAN3 | FSP | 1: 48.0438 5: 46.8441 10: 45.396 25: 43.4834 50: 42.0354 100: 40.3606 | International 120W Power DIN, 4-Pin Center Positive 90V(AC) 264V(AC), IEC 320-C6 1.5m Desktop Mount 151.3mm × 75.6mm × 25.4mm |  |  |  | ITE (Commercial) | FSP120 |  |  | 59" (1.50m) |  | 2.5A |  |  |  | Level VI, CoC Tier 2 |  | Desktop (Class I) |  |  | IEC 320-C6 | Cord (Sold Separately) | [6 empty] | 1 (Unlimited) |  |  | 500mW (Max) |  |  | 0°C ~ 70°C |  |  |  | Power DIN, 4 Pin |  | Box | 120 W |  |  | International |  |  |  | FSP120-AxxN3 (120W) | 5.96" L x 2.98" W x 1.00" H (151.3mm x 75.6mm x 25.4mm) | 90 ~ 264 VAC |  | 48V |  |  |  | 36 | https://www.unikeyic.com/media/datasheet/67/41/da16/6741da16840589f94e91cd66349d5e52.pdf | https://www.unikeyic.com/products/power-adapter/fsp120-afan3/27292288.html
FSP150-ABAN3 | FSP | 1: 58.2551 5: 56.7964 10: 55.0458 25: 52.7225 50: 50.972 100: 48.9298 | International 150W Power DIN,4 Pin 90V(AC) 264V(AC) IEC 320-C14，Cord (Sold Separately) 1.8m desktop mounting 151.3mm*75.6mm*25.4mm |  |  |  | ITE (Commercial) | FSP150 |  |  | 70.9" (1.80m) |  | 7.89A |  |  |  | Level VI, CoC Tier 2 |  | Desktop (Class I) |  |  | IEC 320-C14 | Cord (Sold Separately) | [6 empty] | 1 (Unlimited) |  |  | 150mW (Max) |  |  | 0°C ~ 70°C |  |  |  | Power DIN, 4 Pin |  | Box | 150 W |  |  | International |  |  |  | FSP150-ABAN3 (150W) | 5.96" L x 2.98" W x 1.00" H (151.3mm x 75.6mm x 25.4mm) | 90 ~ 264 VAC |  | 19V |  |  |  | 339 | https://www.unikeyic.com/media/about_us/Unikey_ISO_9001_Certification.pdf | https://www.unikeyic.com/products/power-adapter/fsp150-aban3/28840045.html
FSP150-AHAN3 | FSP | 1: 200.4423 | International 150W Power DIN, 4-Pin 90V(AC) 264V(AC), IEC 320-C14 1.8m Cord (Sold Separately), Desktop Mount, 151.3mm × 75.6mm × 25.4mm |  |  |  | ITE (Commercial) | FSP150 |  |  | 70.9" (1.80m) |  | 12.5A |  |  |  | Level VI, CoC Tier 2 |  | Desktop (Class I) |  |  | IEC 320-C14 | Cord (Sold Separately) | [6 empty] | 1 (Unlimited) |  |  | 150mW (Max) |  |  | 0°C ~ 70°C |  |  |  | Power DIN, 4 Pin |  | Box | 150 W |  |  | International | 13240501 |  |  | FSP150-AHAN3 (150W) | 5.96" L x 2.98" W x 1.00" H (151.3mm x 75.6mm x 25.4mm) | 90 ~ 264 VAC |  | 12V |  |  |  | 2 | https://www.unikeyic.com/media/datasheet/bd/6c/1543/bd6c1543745b77259c874cd7193e3d2a.pdf | https://www.unikeyic.com/products/power-adapter/fsp150-ahan3/5406782.html
FSP270-RHAN3 | FSP | 1: 114.327 5: 111.4748 10: 108.0386 25: 103.4676 50: 100.0423 100: 96.0335 | Intl Rectangular IEC 320-C14 Connector, 10 Pos 240W 90VAC 264VAC Cord Sold Sep 1.2m Desktop Mount 204mm × 87.6mm × 41.5mm |  |  |  | ITE (Commercial) | FSP270 |  |  | 47.2" (1.20m) |  | 20A |  |  |  | Level VI, CoC Tier 2 |  | Desktop (Class I) |  |  | IEC 320-C14 | Cord (Sold Separately) | [6 empty] | 1 (Unlimited) |  |  | 500mW (Max) |  |  | 0°C ~ 70°C |  |  |  | Rectangular, 10 Position |  | Box | 240 W |  |  | International | 13240555 |  |  | FSP270-RHAN3 (270W) | 8.03" L x 3.45" W x 1.63" H (204.0mm x 87.6mm x 41.5mm) | 90 ~ 264 VAC |  | 12V |  |  |  | 143 | https://www.unikeyic.com/media/about_us/Unikey_ISO_9001_Certification.pdf | https://www.unikeyic.com/products/power-adapter/fsp270-rhan3/28990369.html
FSP270-RWAN3 | FSP | 1: 114.327 5: 111.4748 10: 108.0386 25: 103.4676 50: 100.0423 100: 96.0335 | International 270W Barrel Plug,2.5mm I.D. x 5.5mm O.D. x 9.5mm 90V(AC) 264V(AC) IEC 320-C14，Cord (Sold Separately) 1.2m desktop mounting 204mm*87.6mm*41.5mm |  |  |  | ITE (Commercial) | FSP270 |  |  | 47.2" (1.20m) |  | 5A |  |  |  | Level VI, CoC Tier 2 |  | Desktop (Class I) |  |  | IEC 320-C14 | Cord (Sold Separately) | [6 empty] | 1 (Unlimited) |  |  | 500mW (Max) |  |  | 0°C ~ 70°C |  |  |  | Barrel Plug, 2.5mm I.D. x 5.5mm O.D. x 9.5mm |  | Box | 270 W |  |  | International | 13240491 |  |  | FSP270-RWAN3 (270W) | 8.03" L x 3.45" W x 1.63" H (204.0mm x 87.6mm x 41.5mm) | 90 ~ 264 VAC |  | 54V |  |  |  | 101 | https://www.unikeyic.com/media/about_us/Unikey_ISO_9001_Certification.pdf | https://www.unikeyic.com/products/power-adapter/fsp270-rwan3/29372456.html
GEM60I48-P1J | Mean-Well USA, Inc. |  | IEC Connector, Wall Mount, 60W 80V AC 113V DC 264V AC 370V DC Cylindrical Female Center Positive Male 2.1x5.5mm 1.5m |  |  |  | Medical | GEM60I48 |  |  | 59" (1.50m) |  | 1.25A |  |  |  | 90% |  | Wall Mount (Class II) |  |  | Multi-Blade (Sold Separately) | Fixed Blade, Multi-Blade (Sold Separately) | [6 empty] | Not Applicable |  |  | - |  |  | -30°C ~ 70°C |  |  |  | Barrel Plug, 2.1mm I.D. x 5.5mm O.D. x 11.0mm |  | Box | 60 W |  |  | International | 9593345 |  |  | GEM60I (60W) | 2.97" L x 1.54" W x 2.21" H (75.5mm x 39.1mm x 56.2mm) | 80 ~ 264 VAC |  | 48V |  |  |  |  | https://www.unikeyic.com/media/datasheet/48/df/938a/48/80303dd5dbd017c8d4d1a85318925299.pdf | https://www.unikeyic.com/products/power-adapter/gem60i48-p1j/29422349.html
GHA500F-56 | COSEL | 1: 317.691 5: 311.9148 | POWER SUPPLY, AC-DC, 56V, 2.7A; | [6 empty] | - | [5 empty] | GHA500F-56 COSEL |  |  |  |  | - | [5 empty] | - | - | [8 empty] | - | - | - | [5 empty] | - | [12 empty] | 4 | https://www.unikeyic.com/media/datasheet/a8/dc/8fa1/a8/2a8d20f44e4329c97ac56aa283a1e95b.pdf | https://www.unikeyic.com/products/power-adapter/gha500f-56/29233492.html
GN-L07U | BULL | 5: 13.7062 10: 12.9 50: 12.0937 | L07U-28 | [6 empty] | - | [10 empty] | - | [5 empty] | - | - | [8 empty] | - | - | - | [5 empty] | - | [12 empty] | 100 | https://www.unikeyic.com/media/about_us/Unikey_ISO_9001_Certification.pdf | https://www.unikeyic.com/products/power-adapter/gn-l07u/725683308.html
GS120A48-R7B | Mean-Well USA, Inc. | 1: 28.8872 | 120W DIN Male 264V(AC)，370V(DC) IEC 320-C14 1.2m desktop mounting 167mm*67mm*35mm | [6 empty] | 1.2m | [5 empty] | GS120A48-R7B Mean-Well USA, Inc. |  |  |  |  | IEC 320-C14 |  |  | 167mm*67mm*35mm |  |  | 264V(AC), 370V(DC) | - |  |  | desktop mounting |  |  |  | -30℃~70℃ |  | - | DIN Male | 120W | [5 empty] | - | [12 empty] | 2 | https://www.unikeyic.com/media/datasheet/18/87/f270/18/4913cc05ea508a605632c019d2308b92.pdf | https://www.unikeyic.com/products/power-adapter/gs120a48-r7b/28756381.html
GS18A18-P1J | Mean-Well USA, Inc. | 1: 64.35 20: 15.7464 50: 14.553 | Universal 18W 2.1x5.5mm, Cylindrical Female Center Positive 90V(AC), 135V(DC) 264V(AC), 370V(DC) IEC 320-C14 1.8m Desktop Mount 93mm × 54mm × 36mm |  |  | Commercial |  |  |  | 1.8m | [5 empty] | GS18A18-P1J Mean-Well USA, Inc. |  |  |  |  | IEC 320-C14 |  |  | 93mm*54mm*36mm |  |  | 264V(AC), 370V(DC) | 90V(AC), 135V(DC) |  |  | desktop mounting |  |  |  | 0℃~50℃ |  | Positive center | 2.1x5.5mm, Cylindrical Female | 18W | [5 empty] | Universal | [12 empty] | 1 | https://www.unikeyic.com/media/datasheet/34/b7/767b/34/6d2d7e1dab52551568fe3806cea12f5b.pdf | https://www.unikeyic.com/products/power-adapter/gs18a18-p1j/11736700.html
GS220A12-R7B | Mean-Well USA, Inc. | 1: 48.4605 | Universal 180W DIN Male 90V AC, 135V DC, 264V AC, 370V DC IEC 320-C14 1m Desktop Mount 210mm × 85mm × 46mm |  |  | Commercial |  |  |  | 1m | [5 empty] | GS220A12-R7B Mean-Well USA, Inc. |  |  |  |  | IEC 320-C14 |  |  | 210mm*85mm*46mm |  |  | 264V(AC), 370V(DC) | 90V(AC), 135V(DC) |  |  | desktop mounting |  |  |  | -30℃~60℃ |  | - | DIN Male | 180W | [5 empty] | Universal |  |  | Compliant | [9 empty] | 3 | https://www.unikeyic.com/media/datasheet/7f/c1/ec96/7fc1ec96eb4760f68251d5a87a2a7a9e.pdf | https://www.unikeyic.com/products/power-adapter/gs220a12-r7b/28750243.html
GS25A12-P1J | Mean-Well USA, Inc. | 1: 10.7319 10: 10.3345 50: 9.937 | 12V(DC) 25W 2.1x5.5mm，Cylindrical Female Positive center 135V(DC)，90V(AC) 370V(DC)，264V(AC) IEC 320-C14 1.2m desktop mounting 93mm*54mm*36mm |  |  | Commercial Grade |  |  |  | 1.2m | [5 empty] | GS25A12-P1J Mean-Well USA, Inc. |  |  |  |  | IEC 320-C14 |  |  | 93mm*54mm*36mm |  |  | 370V(DC), 264V(AC) | 135V(DC), 90V(AC) |  |  | desktop mounting |  |  |  | 0℃~50℃ |  | Positive center | 2.1x5.5mm, Cylindrical Female | 25W |  |  |  |  | Stop production | - |  |  | Compliant | boxed | [8 empty] | 19 | https://www.unikeyic.com/media/datasheet/b2/38/cfb9/b2/addb500ede1a5d4905d200df121855de.pdf | https://www.unikeyic.com/products/power-adapter/gs25a12-p1j/28936468.html
GS25U07-P1J | Mean-Well USA, Inc. | 1: 23.989 20: 14.1372 50: 12.432 | North America 22W 2.1x5.5mm，Cylindrical Female Positive center 90V(AC)，135V(DC) 264V(AC)，370V(DC) US 1.8m wall mount |  |  | Commercial |  |  |  | 1.8m | [10 empty] | US | [5 empty] | 264V(AC), 370V(DC) | 90V(AC), 135V(DC) |  |  | wall mount |  |  |  | 50℃(max) |  | Positive center | 2.1x5.5mm, Cylindrical Female | 22W | [5 empty] | North America | [12 empty] | 14 | https://www.unikeyic.com/media/about_us/Unikey_ISO_9001_Certification.pdf | https://www.unikeyic.com/products/power-adapter/gs25u07-p1j/28747358.html
GS40A12-P1J | Mean-Well USA, Inc. | 1: 11.7963 10: 11.3594 50: 10.9225 | Universal 40W 2.1x5.5mm，Cylindrical Female Positive center 90V(AC)，127V(DC) 264V(AC)，370V(DC) IEC 320-C14 1m desktop mounting 125mm*50mm*31.5mm |  |  | Commercial |  |  |  | 1m | [10 empty] | IEC 320-C14 |  |  | 125mm*50mm*31.5mm |  |  | 264V(AC), 370V(DC) | 90V(AC), 127V(DC) |  |  | desktop mounting |  |  |  | -30℃~60℃ |  | Positive center | 2.1x5.5mm, Cylindrical Female | 40W | [5 empty] | Universal |  |  | Compliant | [9 empty] | 4 | https://www.unikeyic.com/media/about_us/Unikey_ISO_9001_Certification.pdf | https://www.unikeyic.com/products/power-adapter/gs40a12-p1j/28532608.html
GS60A12-P1J | Mean-Well USA, Inc. | 1: 12.8606 10: 12.3843 50: 11.908 | 12V(DC) 60W 2.1x5.5mm，Cylindrical Female Positive center 135V(DC)，90V(AC) 370V(DC)，264V(AC) IEC 320-C14 desktop mounting 125mm*50mm*31.5mm | [6 empty] | - | [5 empty] | GS60A12-P1J Mean-Well USA, Inc. |  |  |  |  | IEC 320-C14 |  |  | 125mm*50mm*31.5mm |  |  | 370V(DC), 264V(AC) | 135V(DC), 90V(AC) |  |  | desktop mounting |  |  |  | -30℃~60℃ |  | Positive center | 2.1x5.5mm, Cylindrical Female | 60W | [5 empty] | - |  |  | Compliant | bulk | [8 empty] | 2 | https://www.unikeyic.com/media/datasheet/65/4f/a60b/65/0188a57afd8dbcd6fff0d6b31f8077fc.pdf | https://www.unikeyic.com/products/power-adapter/gs60a12-p1j/11539095.html
GSP19V029W35135 | TEFOO | 1: 11.1426 | AC-DCWall-mount power adapter，19V/1.5A，GSCH037D/GSCH034DCharger |  |  | Industrial |  |  |  | - | [5 empty] | GSP19V029W35135 TEFOO |  |  |  |  | - | [5 empty] | - | - | [6 empty] | -40℃~85℃ |  | - | - | - | [5 empty] | - | [12 empty] | 50 | https://www.unikeyic.com/media/datasheet/06/ab/2dec/06ab2dec11fff1e53bb190ee7440c6f7.pdf | https://www.unikeyic.com/products/power-adapter/gsp19v029w35135/727176919.html
GSP19V048W55210 | TEFOO | 1: 13.9282 | AC-DCWall-mount power adapter，19V/2.5A，GSCH047D/GSCH040D/GSCH057D/GSCH054DCharger |  |  | Industrial |  |  |  | - | [5 empty] | GSP19V048W55210 TEFOO |  |  |  |  | - | [5 empty] | - | - | [6 empty] | -40℃~85℃ |  | - | - | - | [5 empty] | - | [12 empty] | 50 | https://www.unikeyic.com/media/datasheet/1a/01/af0f/1a01af0fc14a16312247763c447b770d.pdf | https://www.unikeyic.com/products/power-adapter/gsp19v048w55210/727173076.html
GSP19V120W55250 | TEFOO | 1: 47.3035 | AC-DCDesktop power adapter，19.5V/6.15A，GSCH40402-bay charger |  |  | Industrial |  |  |  | - | [5 empty] | GSP19V120W55250 TEFOO |  |  |  |  | - | [5 empty] | - | - | [6 empty] | -40℃~85℃ |  | - | - | - | [5 empty] | - | [12 empty] | 50 | https://www.unikeyic.com/media/datasheet/9e/e4/ce4d/9ee4ce4d66cf46dc558011338cf1bc89.pdf | https://www.unikeyic.com/products/power-adapter/gsp19v120w55250/727177452.html
GSP24V060W55210 | TEFOO | 1: 20.8924 | AC-DC Desktop Power Adapter, 24V/2.5A, For GSCH40/GSCH4000A Charger |  |  | Industrial |  |  |  | - | [5 empty] | GSP24V060W55210 TEFOO |  |  |  |  | - | [5 empty] | - | - | [6 empty] | -40℃~85℃ |  | - | - | - | [5 empty] | - | [12 empty] | 50 | https://www.unikeyic.com/media/datasheet/49/83/0540/49830540168d7d273c0e31690c0367eb.pdf | https://www.unikeyic.com/products/power-adapter/gsp24v060w55210/727173271.html
GST25A24-P1M | Mean-Well USA, Inc. | 1: 17.6676 5: 16.2436 10: 15.6665 | International 25W Barrel Plug, 2.5mm I.D. x 5.5mm O.D. x 11.0mm, Center Positive, 85V(AC) 264V(AC), Cord Sold Separately, IEC 320-C14, 1.8m, Desktop Mount, 93mm × 54mm × 36mm |  |  |  | ITE (Commercial) | GST25A24 |  |  | 70.9" (1.80m) |  | 1.04A |  |  |  | Level VI |  | Desktop (Class I) |  |  | IEC 320-C14 | Cord (Sold Separately) | [6 empty] | Not Applicable |  |  | 75mW (Max) |  |  | -30°C ~ 70°C |  |  |  | Barrel Plug, 2.5mm I.D. x 5.5mm O.D. x 11.0mm |  | Box | 25 W |  |  | International |  |  |  | GST25A (25W) | 3.66" L x 2.13" W x 1.42" H (93.0mm x 54.0mm x 36.0mm) | 85 ~ 264 VAC |  | 24V |  |  |  | 2106 | https://www.unikeyic.com/media/datasheet/8e/40/f014/e0/63a7e83fb73016061b8344182efd54f7.pdf | https://www.unikeyic.com/products/power-adapter/gst25a24-p1m/24160992.html
GST360A12-C8P | Mean-Well USA, Inc. | 1: 72.9065 10: 70.2062 50: 67.506 | 330W Floppy Connector Female IEC 320-C14 desktop mounting | [6 empty] | - | [10 empty] | IEC 320-C14 | [5 empty] | - | - |  |  | desktop mounting |  |  |  | -30℃~70℃ |  | - | Floppy Connector Female | 330W | [5 empty] | - | [12 empty] | 287 | https://www.unikeyic.com/media/about_us/Unikey_ISO_9001_Certification.pdf | https://www.unikeyic.com/products/power-adapter/gst360a12-c8p/25259755.html
GST360A15-C8P | Mean-Well USA, Inc. | 1: 69.3965 | 340.5W Floppy Connector Female IEC 320-C14 desktop mounting | [6 empty] | - | [10 empty] | IEC 320-C14 | [5 empty] | - | - |  |  | desktop mounting |  |  |  | -30℃~70℃ |  | - | Floppy Connector Female | 340.5W | [5 empty] | - | [12 empty] | 9 | https://www.unikeyic.com/media/about_us/Unikey_ISO_9001_Certification.pdf | https://www.unikeyic.com/products/power-adapter/gst360a15-c8p/27959709.html
GST360A24-C6P | Mean-Well USA, Inc. | 1: 63.1927 | 360W Floppy Connector Female IEC 320-C14 desktop mounting | [6 empty] | - | [10 empty] | IEC 320-C14 | [5 empty] | - | - |  |  | desktop mounting |  |  |  | -30℃~70℃ |  | - | Floppy Connector Female | 360W | [5 empty] | - | [12 empty] | 10 | https://www.unikeyic.com/media/about_us/Unikey_ISO_9001_Certification.pdf | https://www.unikeyic.com/products/power-adapter/gst360a24-c6p/20785757.html
GST360A36-C6P | Mean-Well USA, Inc. | 1: 114.912 5: 109.512 10: 104.652 25: 101.628 | 360W Floppy Connector, Female, IEC 320-C14, Desktop Mount | [6 empty] | - | [10 empty] | IEC 320-C14 | [5 empty] | - | - |  |  | desktop mounting |  |  |  | -30℃~70℃ |  | - | Floppy Connector Female | 360W | [5 empty] | - | [12 empty] | 4 | https://www.unikeyic.com/media/about_us/Unikey_ISO_9001_Certification.pdf | https://www.unikeyic.com/products/power-adapter/gst360a36-c6p/9098541.html
GST360A48-C6P | Mean-Well USA, Inc. | 1: 72.9065 10: 70.2062 50: 67.506 | 360W Floppy Connector Female IEC 320-C14 desktop mounting | [6 empty] | - | [10 empty] | IEC 320-C14 | [5 empty] | - | - |  |  | desktop mounting |  |  |  | -30℃~70℃ |  | - | Floppy Connector Female | 360W | [5 empty] | - |  |  | Compliant | bulk | [8 empty] | 232 | https://www.unikeyic.com/media/about_us/Unikey_ISO_9001_Certification.pdf | https://www.unikeyic.com/products/power-adapter/gst360a48-c6p/33035827.html
GST360A55-C6P | Mean-Well USA, Inc. | 1: 72.9065 10: 70.2062 50: 67.506 | 360W Floppy Connector, Female, IEC 320-C14, Desktop Mount | [6 empty] | - | [10 empty] | IEC 320-C14 | [5 empty] | - | - |  |  | desktop mounting |  |  |  | -30℃~70℃ |  | - | Floppy Connector Female | 360W | [5 empty] | - | [12 empty] | 2 | https://www.unikeyic.com/media/about_us/Unikey_ISO_9001_Certification.pdf | https://www.unikeyic.com/products/power-adapter/gst360a55-c6p/26079892.html
GST360B12-C8P | Mean-Well USA, Inc. | 1: 72.9065 10: 70.2062 50: 67.506 | [7 empty] | - | [10 empty] | - | [5 empty] | - | - | [8 empty] | - | - | - | [5 empty] | - | [12 empty] | 10 | https://www.unikeyic.com/media/about_us/Unikey_ISO_9001_Certification.pdf | https://www.unikeyic.com/products/power-adapter/gst360b12-c8p/6835163.html
GST40A12-P1JR | Mean-Well USA, Inc. | 1: 36.049 5: 33.1442 10: 31.9696 | International 40W Barrel Plug R/A, 2.1mm ID x 5.5mm OD x 11.0mm, Center Positive, 90VAC, 264VAC, IEC 320-C14, Cord Sold Separately, 1m, Desk Mount, 125mm × 50mm × 31.5mm |  |  |  | ITE (Commercial) | GST40A12 |  |  | 39.4" (1.00m) |  | 3.34A |  |  |  | Level VI |  | Desktop (Class I) |  |  | IEC 320-C14 | Cord (Sold Separately) | [6 empty] | Not Applicable |  |  | 75mW (Max) |  |  | -30°C ~ 70°C |  |  |  | Barrel Plug R/A, 2.1mm I.D. x 5.5mm O.D. x 11.0mm |  | Box | 40 W |  |  | International |  |  |  | GST40A (40W) | 4.92" L x 1.97" W x 1.24" H (125.0mm x 50.0mm x 31.5mm) | 90 ~ 264 VAC |  | 12V |  |  |  | 67 | https://www.unikeyic.com/media/datasheet/8e/40/f014/e3/2a3dfa349e1830e1a5e6c0359d8366b3.pdf | https://www.unikeyic.com/products/power-adapter/gst40a12-p1jr/28915581.html
GST40A12-P1M | Mean-Well USA, Inc. | 1: 36.0288 5: 33.1258 10: 31.9518 | International 40W Barrel Plug, 2.5mm I.D. x 5.5mm O.D. x 11.0mm Center Positive, 90V(AC) 264V(AC), IEC 320-C14, Cord Sold Separately, 1m Desktop Mount, 125mm × 50mm × 31.5mm |  |  |  | ITE (Commercial) | GST40A12 |  |  | 39.4" (1.00m) |  | 3.34A |  |  |  | Level VI |  | Desktop (Class I) |  |  | IEC 320-C14 | Cord (Sold Separately) | [6 empty] | Not Applicable |  |  | 75mW (Max) |  |  | -30°C ~ 70°C |  |  |  | Barrel Plug, 2.5mm I.D. x 5.5mm O.D. x 11.0mm |  | Box | 40 W |  |  | International |  |  |  | GST40A (40W) | 4.92" L x 1.97" W x 1.24" H (125.0mm x 50.0mm x 31.5mm) | 90 ~ 264 VAC |  | 12V |  |  |  | 23 | https://www.unikeyic.com/media/datasheet/8e/40/f014/e3/2a3dfa349e1830e1a5e6c0359d8366b3.pdf | https://www.unikeyic.com/products/power-adapter/gst40a12-p1m/29382990.html
GST40A12-P1MR | Mean-Well USA, Inc. | 1: 36.3184 5: 33.4013 10: 32.216 | International 40W Barrel Plug R/A,2.5mm I.D. x 5.5mm O.D. x 11.0mm Positive center 90V(AC) 264V(AC) Cord (Sold Separately)，IEC 320-C14 1m desktop mounting 125mm*50mm*31.5mm |  |  |  | ITE (Commercial) | GST40A12 |  |  | 39.4" (1.00m) |  | 3.34A |  |  |  | Level VI |  | Desktop (Class I) |  |  | IEC 320-C14 | Cord (Sold Separately) | [6 empty] | Not Applicable |  |  | 75mW (Max) |  |  | -30°C ~ 70°C |  |  |  | Barrel Plug R/A, 2.5mm I.D. x 5.5mm O.D. x 11.0mm |  | Box | 40 W |  |  | International | 10659946 |  |  | GST40A (40W) | 4.92" L x 1.97" W x 1.24" H (125.0mm x 50.0mm x 31.5mm) | 90 ~ 264 VAC |  | 12V |  |  |  | 424 | https://www.unikeyic.com/media/datasheet/8e/40/f014/e3/2a3dfa349e1830e1a5e6c0359d8366b3.pdf | https://www.unikeyic.com/products/power-adapter/gst40a12-p1mr/12235859.html
GST40A24-P1JR | Mean-Well USA, Inc. | 1: 36.049 5: 33.1442 10: 31.9696 | 40W Barrel Plug R/A, 2.1mm ID x 5.5mm OD x 11.0mm, Center Positive, 90V AC/264V AC, IEC 320-C14, Cord Sold Sep, 1.8m, Desktop Mount, 125mm x 50mm x 31.5mm |  |  |  | ITE (Commercial) | GST40A24 |  |  | 70.9" (1.80m) |  | 1.67A |  |  |  | Level VI |  | Desktop (Class I) |  |  | IEC 320-C14 | Cord (Sold Separately) | [6 empty] | Not Applicable |  |  | 75mW (Max) |  |  | -30°C ~ 70°C |  |  |  | Barrel Plug R/A, 2.1mm I.D. x 5.5mm O.D. x 11.0mm |  | Box | 40 W |  |  | International | 10659937 |  |  | GST40A (40W) | 4.92" L x 1.97" W x 1.24" H (125.0mm x 50.0mm x 31.5mm) | 90 ~ 264 VAC |  | 24V |  |  |  | 67 | https://www.unikeyic.com/media/datasheet/8e/40/f014/e3/2a3dfa349e1830e1a5e6c0359d8366b3.pdf | https://www.unikeyic.com/products/power-adapter/gst40a24-p1jr/29142639.html
GST60A12-P1M | Mean-Well USA, Inc. | 1: 37.6596 5: 34.6334 10: 33.4055 | International 60W Barrel Plug, 2.5mm ID x 5.5mm OD x 11.0mm, Center Positive, 90VAC 264VAC, Cord (Sold Separately), IEC 320-C14, 1m, Desktop Mount, 125mm × 50mm × 31.5mm |  |  |  | ITE (Commercial) | GST60A12 |  |  | 39.4" (1.00m) |  | 5A |  |  |  | Level VI |  | Desktop (Class I) |  |  | IEC 320-C14 | Cord (Sold Separately) | [6 empty] | Not Applicable |  |  | 75mW (Max) |  |  | -30°C ~ 70°C |  |  |  | Barrel Plug, 2.5mm I.D. x 5.5mm O.D. x 11.0mm |  | Box | 60 W |  |  | International | 10659858 |  |  | GST60A (60W) | 4.92" L x 1.97" W x 1.24" H (125.0mm x 50.0mm x 31.5mm) | 90 ~ 264 VAC |  | 12V |  |  |  | 1672 | https://www.unikeyic.com/media/datasheet/19/92/6552/19/3472c291fb9b4353e658443a0d0354ce.pdf | https://www.unikeyic.com/products/power-adapter/gst60a12-p1m/11765466.html
GST60A24-P1JR | Mean-Well USA, Inc. | 1: 38.102 5: 35.0332 10: 33.7904 | International 60W Barrel Plug R/A, 2.1mm I.D. x 5.5mm O.D. x 11.0mm Center Positive 90V(AC) 264V(AC) Cord (Sold Separately), IEC 320-C14 1.8m Desktop Mount 125mm × 50mm × 31.5mm |  |  |  | ITE (Commercial) | GST60A24 |  |  | 70.9" (1.80m) |  | 2.5A |  |  |  | Level VI |  | Desktop (Class I) |  |  | IEC 320-C14 | Cord (Sold Separately) | [6 empty] | Not Applicable |  |  | 75mW (Max) |  |  | -30°C ~ 70°C |  |  |  | Barrel Plug R/A, 2.1mm I.D. x 5.5mm O.D. x 11.0mm |  | Box | 60 W |  |  | International |  |  |  | GST60A (60W) | 4.92" L x 1.97" W x 1.24" H (125.0mm x 50.0mm x 31.5mm) | 90 ~ 264 VAC |  | 24V |  |  |  | 442 | https://www.unikeyic.com/media/datasheet/19/92/6552/19/3472c291fb9b4353e658443a0d0354ce.pdf | https://www.unikeyic.com/products/power-adapter/gst60a24-p1jr/28655725.html
HLG-480H-C1750AB | Mean-Well USA, Inc. | 1: 179.011 | 480W 90V，305V，127V，431V 90V，305V，127V，431V | [6 empty] | - | [10 empty] | - | [5 empty] | 90V, 305V, 127V, 431V | 90V, 305V, 127V, 431V | [8 empty] | - | - | 480W | [5 empty] | - | [12 empty] | 1 | https://www.unikeyic.com/media/about_us/Unikey_ISO_9001_Certification.pdf | https://www.unikeyic.com/products/power-adapter/hlg-480h-c1750ab/25033570.html
HSP-250-5 | Mean-Well USA, Inc. | 1: 292.74 | 250W Screw Terminal Block 127V(DC) 370V(DC) Screw Terminal Block base mount 105mm(width)*41mm(height) |  |  | Industrial |  |  |  | - | [5 empty] | HSP-250-5 Mean-Well USA, Inc. |  |  |  |  | Screw Terminal Block |  |  | 105mm(width)*41mm(height) |  |  | 370V(DC) | 127V(DC) |  |  | base mount |  |  |  | -40℃~70℃ |  | - | Screw Terminal Block | 250W | [5 empty] | - | [12 empty] | 1000 | https://www.unikeyic.com/media/datasheet/5b/cf/60e1/5b/2a83c20f65ead276f679d2b99b723eeb.pdf | https://www.unikeyic.com/products/power-adapter/hsp-250-5/12091299.html
HWS150-48/A | TDK | 4: 396.4051 11: 380.5428 33: 365.3282 | Screw Terminal Block 120V(DC) 370V(DC) Base Mount 82mm(W) × 42mm(H) | [6 empty] | - | [5 empty] | HWS150-48/A TDK |  |  |  |  | Screw Terminal Block |  |  | 82mm(width)*42mm(height) |  |  | 370V(DC) | 120V(DC) |  |  | base mount | [5 empty] | - | Screw Terminal Block | - | [5 empty] | - |  |  | Non-compliant | bulk | [8 empty] | 22 | https://www.unikeyic.com/media/datasheet/a9/9e/5f18/d0/efeed27690d9bd9350fceb62b45fe3a7.pdf | https://www.unikeyic.com/products/power-adapter/hws150-48-a/11513671.html
HWS150A-12 | TDK | 2: 167.767 | 150W Screw Terminal Block 120V(DC) 370V(DC) Screw Terminal Block base mount，Bracket mounting 160mm*42mm*82mm | [6 empty] | - | [5 empty] | HWS150A-12 TDK |  |  |  |  | Screw Terminal Block |  |  | 160mm*42mm*82mm |  |  | 370V(DC) | 120V(DC) |  |  | base mount, Bracket mounting |  |  |  | -10℃~70℃ |  | - | Screw Terminal Block | 150W | [5 empty] | - |  |  | Compliant | [9 empty] | 3 | https://www.unikeyic.com/media/datasheet/8e/80/dac8/8e/5abe63ba1958385e23736a1d42abba42.pdf | https://www.unikeyic.com/products/power-adapter/hws150a-12/11841716.html
ICM60-300 | TRI-MAG | 1: 26.6004 5: 24.4555 10: 23.5894 25: 22.4895 50: 21.6918 100: 20.9223 250: 19.947 500: 19.2396 | International Barrel Plug, 2.1mm I.D. x 5.5mm O.D. x 9.5mm, Center Positive, 90V AC, 264V AC, Fixed Blade, Multi-Blade (Sold Separately), NEMA 1-15P, 1m, Wall Mount |  |  |  | ITE (Commercial) | ICM60 |  |  | 39.4" (1.00m) |  | - |  |  |  | Level VI |  | Wall Mount (Class II) |  |  | NEMA 1-15P, Multi-Blade (Sold Separately) | Fixed Blade, Multi-Blade (Sold Separately) | [6 empty] | Not Applicable |  |  | 100mW (Max) |  |  | 0°C ~ 40°C |  |  |  | Barrel Plug, 2.1mm I.D. x 5.5mm O.D. x 9.5mm |  | Box |  |  |  | International | 10494868 |  |  | Tri-Mag®, ICM60 (60W) |  | 90 ~ 264 VAC |  | 30V |  |  | 0.441 lb (200.03 g) | 177 | https://www.unikeyic.com/media/datasheet/7b/e3/db91/7b/1eb3ceb9eb7d5fa50742fdc134589d3f.pdf | https://www.unikeyic.com/products/power-adapter/icm60-300/28428952.html
IPS-D22A60W12V-A | Advantech | 1: 45.8935 | Varistor, 60W, 100V DC, 375V DC, AC or DC, 94mm × 37.9mm × 100.1mm |  |  | Commercial |  |  |  | - | [5 empty] | IPS-D22A60W12V-A Advantech |  |  |  |  | AC or DC |  |  | 94mm*37.9mm*100.1mm |  |  | 375V(DC) | 100V(DC) | [6 empty] | -20℃~70℃ |  | - | - | 60W | [5 empty] | - |  |  |  | boxed | [8 empty] | 2 | https://www.unikeyic.com/media/datasheet/21/63/2ed6/21/c730855c8fc59ae8518dead96acea0f1.pdf | https://www.unikeyic.com/products/power-adapter/ips-d22a60w12v-a/700460606.html
KTPS12-12010WA-VI-P1 | Volgen | 1: 12.9241 5: 11.8865 10: 11.4641 25: 10.9301 50: 10.5424 100: 10.1683 300: 9.6027 500: 9.3505 | North America 12W Barrel Plug, 2.1mm I.D. x 5.5mm O.D. x 9.5mm Center Positive 100V(AC) 240V(AC) Fixed Blade NEMA 1-15P 1.5m Wall Mount 72mm × 34mm × 42mm |  |  | Commercial |  |  |  | 1.5m | [5 empty] | KTPS12-12010WA-VI-P1 Volgen |  |  |  |  | Fixed Blade, NEMA 1-15P |  |  | 72mm*34mm*42mm |  |  | 240V(AC) | 100V(AC) |  |  | wall mount |  |  |  | 0℃~40℃ |  | Positive center | Barrel Plug, 2.1mm I.D. x 5.5mm O.D. x 9.5mm | 12W | [5 empty] | North America |  |  |  | bulk | [8 empty] | 92 | https://www.unikeyic.com/media/datasheet/ef/e5/6ac6/efe56ac61481172cf73687f5a26cf35e.pdf | https://www.unikeyic.com/products/power-adapter/ktps12-12010wa-vi-p1/870960703.html
KTPS12-12010WA-VI-P2 | Volgen | 1: 12.9241 5: 11.8865 10: 11.4641 25: 10.9301 50: 10.5424 100: 10.1683 300: 9.6027 500: 9.3505 | North America 12W Barrel Plug, 2.5mm I.D. x 5.5mm O.D. x 9.5mm, Center Positive, 100V(AC) 240V(AC), Fixed Blade, NEMA 1-15P, 1.5m, Wall Mount, 72mm × 34mm × 42mm |  |  | Commercial |  |  |  | 1.5m | [5 empty] | KTPS12-12010WA-VI-P2 Volgen |  |  |  |  | Fixed Blade, NEMA 1-15P |  |  | 72mm*34mm*42mm |  |  | 240V(AC) | 100V(AC) |  |  | wall mount |  |  |  | 0℃~40℃ |  | Positive center | Barrel Plug, 2.5mm I.D. x 5.5mm O.D. x 9.5mm | 12W | [5 empty] | North America |  |  |  | boxed | [8 empty] | 38 | https://www.unikeyic.com/media/datasheet/ef/e5/6ac6/efe56ac61481172cf73687f5a26cf35e.pdf | https://www.unikeyic.com/products/power-adapter/ktps12-12010wa-vi-p2/870967030.html
KTPS18-12016DT-2P-VI-P1 | Volgen | 1: 23.7252 | International 19W Barrel Plug, 2.1mm ID x 5.5mm OD x 9.5mm, Center Positive, 100V AC/240V AC, IEC 320-C8, Cord Sold Separately, 1.5m, Desktop Mount, 100mm × 50mm × 33mm |  |  | Commercial |  |  |  | 1.5m | [10 empty] | IEC 320-C8, Cord (Sold Separately) |  |  | 100mm*50mm*33mm |  |  | 240V(AC) | 100V(AC) |  |  | desktop mounting |  |  |  | 0℃~40℃ |  | Positive center | Barrel Plug, 2.1mm I.D. x 5.5mm O.D. x 9.5mm | 19W | [5 empty] | International |  |  |  | boxed | [8 empty] | 3 | https://www.unikeyic.com/media/about_us/Unikey_ISO_9001_Certification.pdf | https://www.unikeyic.com/products/power-adapter/ktps18-12016dt-2p-vi-p1/870960978.html
KTPS24-05040DT-2P-VI-P1 | Volgen | 1: 21.7527 5: 20.0019 10: 19.2931 25: 18.394 50: 17.7415 100: 17.1122 300: 16.1602 500: 15.7358 | International 20W Barrel Plug,2.1mm I.D. x 5.5mm O.D. x 9.5mm Positive center 100V(AC) 240V(AC) IEC 320-C8，Cord (Sold Separately) 1.5m desktop mounting 88mm*50mm*34mm |  |  | Commercial |  |  |  | 1.5m | [5 empty] | KTPS24-05040DT-2P-VI-P1 Volgen |  |  |  |  | Cord (Sold Separately), IEC 320-C8 |  |  | 88mm*50mm*34mm |  |  | 240V(AC) | 100V(AC) |  |  | desktop mounting |  |  |  | 0℃~40℃ |  | Positive center | Barrel Plug, 2.1mm I.D. x 5.5mm O.D. x 9.5mm | 20W | [5 empty] | International |  |  |  | boxed | [8 empty] | 369 | https://www.unikeyic.com/media/datasheet/6a/a0/9340/6aa09340eb2009cec1568dce93c1b8d7.pdf | https://www.unikeyic.com/products/power-adapter/ktps24-05040dt-2p-vi-p1/870974941.html
KTPS24-05040WA-VI-P1 | Volgen | 1: 19.764 5: 18.1692 10: 17.5252 25: 16.7087 50: 16.1161 100: 15.7094 | North America, 24W Barrel Plug, 2.1mm I.D. x 5.5mm O.D. x 9.5mm, Center Positive, 100V(AC), 240V(AC), Fixed Blade, NEMA 1-15P, 1.5m, Wall Mount, 72mm × 34mm × 52mm |  |  | Commercial |  |  |  | 1.5m | [10 empty] | Fixed Blade, NEMA 1-15P |  |  | 72mm*34mm*52mm |  |  | 240V(AC) | 100V(AC) |  |  | wall mount |  |  |  | 0℃~40℃ |  | Positive center | Barrel Plug, 2.1mm I.D. x 5.5mm O.D. x 9.5mm | 24W | [5 empty] | North America |  |  |  | boxed | [8 empty] | 360 | https://www.unikeyic.com/media/about_us/Unikey_ISO_9001_Certification.pdf | https://www.unikeyic.com/products/power-adapter/ktps24-05040wa-vi-p1/870973285.html
KTPS36-120300MP-VI-P2R-NA | Volgen | 1: 17.4954 5: 16.088 10: 15.5185 25: 14.7948 50: 14.27 100: 13.7638 250: 13.1222 500: 12.6568 | North America 36W Barrel Plug R/A, 2.5mm I.D. x 5.5mm O.D. x 9.5mm, Center Positive, 100V AC/240V AC, Fixed Blade, Multi-Blade Sold Separately, NEMA 1-15P, 1m, Wall Mount, 79mm × 35mm × 66mm |  |  | Commercial |  |  |  | 1m | [5 empty] | KTPS36-120300MP-VI-P2R-NA Volgen |  |  |  |  | Fixed Blade, Multi-Blade (Sold Separately), NEMA 1-15P |  |  | 79mm*35mm*66mm |  |  | 240V(AC) | 100V(AC) |  |  | wall mount |  |  |  | 0℃~40℃ |  | Positive center | Barrel Plug R/A, 2.5mm I.D. x 5.5mm O.D. x 9.5mm | 36W | [5 empty] | North America |  |  |  | boxed | [8 empty] | 283 | https://www.unikeyic.com/media/datasheet/aa/2f/552c/aa2f552ca8dcf8f0aaed189ed4ee59a4.pdf | https://www.unikeyic.com/products/power-adapter/ktps36-120300mp-vi-p2r-na/870984175.html
KTPS36-120300WA-VI-P1 | Volgen | 1: 16.4466 5: 15.1241 10: 14.587 25: 13.9069 50: 13.4137 100: 12.938 250: 12.3349 500: 11.8974 | North America 36W Barrel Plug, 2.1mm I.D. x 5.5mm O.D. x 9.5mm, Center Positive, 100V AC, 240V AC, Fixed Blade, NEMA 1-15P, 1.5m, Wall Mount, 72mm × 34mm × 52mm |  |  | Commercial |  |  |  | 1.5m | [5 empty] | KTPS36-120300WA-VI-P1 Volgen |  |  |  |  | Fixed Blade, NEMA 1-15P |  |  | 72mm*34mm*52mm |  |  | 240V(AC) | 100V(AC) |  |  | wall mount |  |  |  | 0℃~40℃ |  | Positive center | Barrel Plug, 2.1mm I.D. x 5.5mm O.D. x 9.5mm | 36W | [5 empty] | North America |  |  |  | boxed | [8 empty] | 284 | https://www.unikeyic.com/media/datasheet/70/6c/2f31/706c2f316fb081218fa02d1f858bb7ae.pdf | https://www.unikeyic.com/products/power-adapter/ktps36-120300wa-vi-p1/870963108.html
KTPS90-1207 | Volgen | 1: 65.6037 5: 60.3299 24: 56.5803 | 12V 90W AC/DC external Desktop type ( II) () | [6 empty] | - | [10 empty] | - | [5 empty] | - | - | [8 empty] | - | - | - | [5 empty] | - |  |  |  | bulk | [8 empty] | 122 | https://www.unikeyic.com/media/about_us/Unikey_ISO_9001_Certification.pdf | https://www.unikeyic.com/products/power-adapter/ktps90-1207/870966883.html
L6R12-300 | TRI-MAG | 1: 10.1902 5: 9.3688 10: 9.037 25: 8.6154 50: 8.3098 150: 7.8475 300: 7.5691 600: 7.3007 | North America 12W Barrel Plug,2.1mm I.D. x 5.5mm O.D. x 9.5mm Positive center 90V(AC) 264V(AC) Fixed Blade，NEMA 1-15P 1.5m wall mount 58.9mm*40.9mm*31.5mm |  |  |  | ITE (Commercial) | L6R12 |  |  | 59" (1.50m) |  | 400mA |  |  |  | Level VI |  | Wall Mount (Class II) |  |  | NEMA 1-15P | Fixed Blade | [6 empty] | 1 (Unlimited) |  |  | 100mW (Max) |  |  | 0°C ~ 40°C |  |  |  | Barrel Plug, 2.1mm I.D. x 5.5mm O.D. x 9.5mm |  | Box | 12 W |  |  | North America |  |  |  | Tri-Mag®, L6R12 (12W) | 2.32" L x 1.61" W x 1.24" H (58.9mm x 40.9mm x 31.5mm) | 90 ~ 264 VAC |  | 30V |  |  |  | 156 | https://www.unikeyic.com/media/datasheet/9c/25/d476/9c/da685b31453de322275ded54d9fcc2f9.pdf | https://www.unikeyic.com/products/power-adapter/l6r12-300/29182946.html
L6R120DM-150-C14 | TRI-MAG | 1: 121.554 5: 112.7477 | International 120W DIN, 4-Pin, 90VAC/264VAC, Cord Sold Separately, IEC 320-C14, 1.5m, Desktop Mount, 165mm × 66mm × 39mm |  |  |  | Medical | L6R120 |  |  | 59" (1.50m) |  | 8A |  |  |  | Level VI |  | Desktop (Class I) |  |  | IEC 320-C14 | Cord (Sold Separately) | [6 empty] | 1 (Unlimited) |  |  | 150mW (Max) |  |  | 0°C ~ 40°C |  |  |  | Power DIN, 4 Pin |  | Box | 120 W |  |  | International | 9350372 |  |  | Tri-Mag®, L6R120DM (120W) | 6.50" L x 2.60" W x 1.54" H (165.0mm x 66.0mm x 39.0mm) | 90 ~ 264 VAC |  | 15V |  |  |  | 26 | https://www.unikeyic.com/media/datasheet/a9/cc/231e/a9cc231edfaf0ac0f1d46a0eb523c1a5.pdf | https://www.unikeyic.com/products/power-adapter/l6r120dm-150-c14/11569159.html
L6R250D-240 | TRI-MAG | 1: 173.07 5: 159.1531 10: 153.508 25: 146.3512 50: 141.1601 | International 250W Rectangular,6 Position 90V(AC) 264V(AC) IEC 320-C14，Cord (Sold Separately) 1.5m desktop mounting 204mm*94mm*43.6mm |  |  |  | ITE (Commercial) | L6R250 |  |  | 59" (1.50m) |  | 10.42A |  |  |  | Level VI, CoC Tier 2 |  | Desktop (Class I) |  |  | IEC 320-C14 | Cord (Sold Separately) | [6 empty] | Not Applicable |  |  | 150mW (Max) |  |  | 0°C ~ 40°C |  |  |  | Rectangular, 6 Position |  | Box | 250 W |  |  | International |  |  |  | Tri-Mag®, L6R250D (250W) | 8.03" L x 3.70" W x 1.71" H (204.0mm x 94.0mm x 43.6mm) | 90 ~ 264 VAC |  | 24V |  |  | 2.3 lbs (1 kg) | 14 | https://www.unikeyic.com/media/datasheet/6f/f0/e4e8/6ff0e4e806ce98ae8ff938c4f9d7da84.pdf | https://www.unikeyic.com/products/power-adapter/l6r250d-240/29393905.html
L6R65DM-190-C14 | TRI-MAG | 1: 45.331 5: 41.6831 10: 40.2048 40: 37.4034 80: 36.0765 120: 35.3225 280: 33.7971 | AC/DC DESKTOP ADAPTER 19V 65W |  |  |  | Medical | L6R65DM |  |  | 59" (1.50m) |  | 3.43A |  |  |  | Level VI |  | Desktop (Class I) |  |  | IEC 320-C14 | Cord (Sold Separately) | [6 empty] | 1 (Unlimited) |  |  | 150mW (Max) |  |  | 0°C ~ 40°C |  |  |  | Barrel Plug, 2.1mm I.D. x 5.5mm O.D. x 9.5mm |  | Box | 65 W |  |  | International | 9350362 |  |  | Tri-Mag®, L6R65DM (65W) | 4.69" L x 2.36" W x 1.42" H (119.1mm x 59.9mm x 36.1mm) | 90 ~ 264 VAC |  | 19V |  |  |  | 224 | https://www.unikeyic.com/media/datasheet/22/c9/633d/22c9633dfe39d3ea811052f08f342404.pdf | https://www.unikeyic.com/products/power-adapter/l6r65dm-190-c14/12011753.html
LFMVC65NR15E | EOS Power | 1: 60.5324 10: 58.1101 50: 55.7 | 65W Cylindrical Female Positive center IEC 60320-C14 desktop mounting 133mm*58mm*40mm |  |  | Commercial |  |  |  | - | [5 empty] | LFMVC65NR15E EOS Power |  |  |  |  | IEC 60320-C14 |  |  | 133mm*58mm*40mm |  |  | - | - |  |  | desktop mounting |  |  |  | 0℃~40℃ |  | Positive center | Cylindrical Female | 65W | [5 empty] | - | [12 empty] | 58 | https://www.unikeyic.com/media/datasheet/50/4a/2c4b/50/d29d58c012d20e58c5976a39bd146272.pdf | https://www.unikeyic.com/products/power-adapter/lfmvc65nr15e/29256442.html
LFMVLT40-1201 | EOS Power | 1: 58.872 5: 54.4752 10: 53.6544 25: 50.022 96: 49.3815 192: 49.077 288: 48.489 | Pin Terminal Block 40W 90V(AC) 240V(AC) Bracket Mount, Screw Mount 101.6mm × 50.8mm × 27.18mm | [6 empty] | - | [5 empty] | LFMVLT40-1201 EOS Power |  |  |  |  | Pin Terminal Block |  |  | 101.6mm*50.8mm*27.18mm |  |  | 240V(AC) | 90V(AC) |  |  | Bracket mounting, threaded mounting |  |  |  | 50℃(max) |  | - | Pin Terminal Block | 40W | [5 empty] | - |  |  | Non-compliant | [9 empty] | 108 | https://www.unikeyic.com/media/datasheet/58/a1/cc2f/58/6ecc375bbc42aa7a0c030f8520a0c87d.pdf | https://www.unikeyic.com/products/power-adapter/lfmvlt40-1201/28405555.html
LFMVLT40-3200 | EOS Power | 1: 131.3234 10: 94.7525 50: 92.3729 | EOS 40WSwitch Mode Power Supply, 5 V dc, ±12 V dcoutput_voltage 2 A, 6 A, 500 mAoutput_current, 3Output point |  |  | Commercial Grade |  |  |  | - | [5 empty] | LFMVLT40-3200 EOS Power |  |  |  |  | Pin Terminal Block |  |  | 101.6mm*50.8mm*27.18mm |  |  | 264V(AC) | 90V(AC) |  |  | Bracket mounting, threaded mounting |  |  |  | 0℃~70℃ |  | - | Pin Terminal Block | 40W | [5 empty] | - |  |  | Non-compliant | [9 empty] | 46 | https://www.unikeyic.com/media/datasheet/58/a1/cc2f/58/6ecc375bbc42aa7a0c030f8520a0c87d.pdf | https://www.unikeyic.com/products/power-adapter/lfmvlt40-3200/11403009.html
LFMVLT60-1203 | EOS Power | 1: 126.9842 10: 115.9286 50: 114.1623 | EOS 60WSwitch Mode Power Supply, 24V DC output voltage 2.5Aoutput_current, 1Output point |  |  | Commercial Grade |  |  |  | - | [5 empty] | LFMVLT60-1203 EOS Power |  |  |  |  | Pin Terminal Block |  |  | 101.6mm*51.8mm*27.18mm |  |  | 264V(AC) | 90V(AC) |  |  | Bracket mounting, threaded mounting |  |  |  | 0℃~70℃ |  | - | Pin Terminal Block | 60W | [5 empty] | - | [12 empty] | 39 | https://www.unikeyic.com/media/datasheet/a8/85/3920/a8/fa56860cb0e2ff25edde2e09bbc570b7.pdf | https://www.unikeyic.com/products/power-adapter/lfmvlt60-1203/28783915.html
LFMVLT80-4000 | EOS Power | 1: 274.2557 10: 252.779 50: 247.1647 | EOS 80WSwitch Mode Power Supply, ±5 V dc, ±12 V dcoutput_voltage 3 A, 10 A, 800mAoutput_current, 4Output point |  |  | Commercial Grade |  |  |  | - | [5 empty] | LFMVLT80-4000 EOS Power |  |  |  |  | Pin Terminal Block |  |  | 127mm*77.2mm*27.25mm |  |  | 264V(AC) | 90V(AC) |  |  | Bracket mounting, threaded mounting |  |  |  | 0℃~70℃ |  | - | Pin Terminal Block | 80W | [5 empty] | - | [12 empty] | 35 | https://www.unikeyic.com/media/datasheet/54/ca/1cf7/54/4fe7a9417e624e171bf06cd8ea64cfc7.pdf | https://www.unikeyic.com/products/power-adapter/lfmvlt80-4000/12362219.html
LFMWLT300-1001-3 | EOS Power | 1: 295.6932 5: 283.1745 11: 278.922 21: 154.6965 32: 107.163 42: 105.021 | 325W Screw Terminal Block 120V(DC) 390V(DC) Pin Terminal Block Bracket mounting，threaded mounting 127mm*76.2mm*38.1mm |  |  | Industrial |  |  |  | - | [10 empty] | Pin Terminal Block |  |  | 127mm*76.2mm*38.1mm |  |  | 390V(DC) | 120V(DC) |  |  | Bracket mounting, threaded mounting |  |  |  | -20℃~70℃ |  | - | Screw Terminal Block | 325W | [5 empty] | - | [12 empty] | 25 | https://www.unikeyic.com/media/about_us/Unikey_ISO_9001_Certification.pdf | https://www.unikeyic.com/products/power-adapter/lfmwlt300-1001-3/29085124.html
LFVLT100-1003 | EOS Power | 1: 174.0096 5: 146.916 10: 137.739 15: 137.046 25: 136.3635 60: 135.681 | Pin Terminal Block 100W 90V(AC) 264V(AC) Bracket Mount, Threaded Mount 127mm × 77.2mm × 27.25mm |  |  | Commercial Grade |  |  |  | - | [10 empty] | Pin Terminal Block |  |  | 127mm*77.2mm*27.25mm |  |  | 264V(AC) | 90V(AC) |  |  | Bracket mounting, threaded mounting |  |  |  | 0℃~70℃ |  | - | Pin Terminal Block | 100W | [5 empty] | - |  |  | Non-compliant | [9 empty] | 43 | https://www.unikeyic.com/media/about_us/Unikey_ISO_9001_Certification.pdf | https://www.unikeyic.com/products/power-adapter/lfvlt100-1003/28582746.html
LFVLT100-4002 | EOS Power | 1: 125.8308 5: 117.6 10: 115.0905 20: 112.7805 60: 110.6595 120: 109.3365 | Pin Terminal Block 100W 90V(AC) 264V(AC) Bracket Mount, Threaded Mount 127mm × 77.2mm × 27.25mm | [6 empty] | - | [10 empty] | Pin Terminal Block |  |  | 127mm*77.2mm*27.25mm |  |  | 264V(AC) | 90V(AC) |  |  | Bracket mounting, threaded mounting |  |  |  | 70℃(max) |  | - | Pin Terminal Block | 100W | [5 empty] | - | [12 empty] | 6 | https://www.unikeyic.com/media/about_us/Unikey_ISO_9001_Certification.pdf | https://www.unikeyic.com/products/power-adapter/lfvlt100-4002/29356859.html
LFVLT110-4300 | EOS Power | 1: 178.6752 5: 160.6185 10: 154.7385 18: 154.35 36: 153.9615 54: 153.573 72: 153.195 | Pin Terminal Block, 110W, 90V(AC), 264V(AC), Bracket Mount, Screw Mount, 127mm × 77.2mm × 27.25mm |  |  | Commercial Grade |  |  |  | - | [5 empty] | LFVLT110-4300 EOS Power |  |  |  |  | Pin Terminal Block |  |  | 127mm*77.2mm*27.25mm |  |  | 264V(AC) | 90V(AC) |  |  | Bracket mounting, threaded mounting |  |  |  | 0℃~70℃ |  | - | Pin Terminal Block | 110W | [5 empty] | - | [12 empty] | 10 | https://www.unikeyic.com/media/datasheet/ac/74/0f56/ac/1e1cc6877dc2b92e6bb288c4a901068e.pdf | https://www.unikeyic.com/products/power-adapter/lfvlt110-4300/12550120.html
LFVLT150-1104 | EOS Power | 1: 102.839 5: 97.0596 10: 92.3475 15: 90.4995 25: 89.1345 60: 84.525 | 150W Screw Terminal Block 90V(AC) 264V(AC) Pin Terminal Block Bracket mounting，threaded mounting 127mm*79.76mm*26.04mm |  |  | Commercial Grade |  |  |  | - | [5 empty] | LFVLT150-1104 EOS Power |  |  |  |  | Pin Terminal Block |  |  | 127mm*79.76mm*26.04mm |  |  | 264V(AC) | 90V(AC) |  |  | Bracket mounting, threaded mounting |  |  |  | 0℃~70℃ |  | - | Screw Terminal Block | 150W | [5 empty] | - | [12 empty] | 6 | https://www.unikeyic.com/media/datasheet/13/62/9dbe/13/f0542f13ebe741f0a9aa9c4f657a63ab.pdf | https://www.unikeyic.com/products/power-adapter/lfvlt150-1104/12510419.html
LFVLT40-1200 | EOS Power | 1: 104.2718 10: 93.3482 50: 89.6573 | EOS 40WSwitch Mode Power Supply, 5V DC output voltage 8Aoutput_current, 1Output point |  |  | Commercial Grade |  |  |  | - | [5 empty] | LFVLT40-1200 EOS Power |  |  |  |  | Pin Terminal Block |  |  | 101.6mm*50.8mm*27.18mm |  |  | 264V(AC) | 90V(AC) |  |  | Bracket mounting, threaded mounting |  |  |  | 0℃~70℃ |  | - | Pin Terminal Block | 40W | [5 empty] | - | [12 empty] | 48 | https://www.unikeyic.com/media/datasheet/f5/78/ea5c/f5/00e40d4bf9e2287a7b3acdd4bbd65cd6.pdf | https://www.unikeyic.com/products/power-adapter/lfvlt40-1200/28859201.html
LFVLT40-1201 | EOS Power | 1: 100.0624 10: 90.985 50: 89.4346 | EOS 40WSwitch Mode Power Supply, 12V DC output voltage 3.5Aoutput_current, 1Output point |  |  | Commercial Grade |  |  |  | - | [5 empty] | LFVLT40-1201 EOS Power |  |  |  |  | Pin Terminal Block |  |  | 101.6mm*50.8mm*27.18mm |  |  | 264V(AC) | 90V(AC) |  |  | Bracket mounting, threaded mounting |  |  |  | 0℃~70℃ |  | - | Pin Terminal Block | 40W | [5 empty] | - | [12 empty] | 60 | https://www.unikeyic.com/media/datasheet/f5/78/ea5c/f5/00e40d4bf9e2287a7b3acdd4bbd65cd6.pdf | https://www.unikeyic.com/products/power-adapter/lfvlt40-1201/29083867.html
LFVLT40-1203 | EOS Power | 1: 109.3542 10: 101.4201 50: 100.1511 | EOS 40W Switching Power Supply, 24V DC Out, 1.7A, 1 Output |  |  | Commercial Grade |  |  |  | - | [5 empty] | LFVLT40-1203 EOS Power |  |  |  |  | Pin Terminal Block |  |  | 101.6mm*50.8mm*27.18mm |  |  | 264V(AC) | 90V(AC) |  |  | Bracket mounting, threaded mounting |  |  |  | 0℃~70℃ |  | - | Pin Terminal Block | 40W | [5 empty] | - |  |  | Non-compliant | [9 empty] | 25 | https://www.unikeyic.com/media/datasheet/f5/78/ea5c/f5/00e40d4bf9e2287a7b3acdd4bbd65cd6.pdf | https://www.unikeyic.com/products/power-adapter/lfvlt40-1203/11967318.html
LFVLT403202 | EOS Power | 1: 95.2442 10: 87.137 50: 84.5224 | EOS 40WSwitch Mode Power Supply, 5.2 V dc, 14.6 V dcoutput_voltage 1.5 A, 6 A, 500mAoutput_current, 3Output point |  |  | Commercial Grade |  |  |  | - | [5 empty] | LFVLT403202 EOS Power |  |  |  |  | Pin Terminal Block |  |  | 101.6mm*50.8mm*27.18mm |  |  | 264V(AC) | 90V(AC) |  |  | Bracket mounting, threaded mounting |  |  |  | 0℃~70℃ |  | - | Pin Terminal Block | 40W | [5 empty] | - | [12 empty] | 66 | https://www.unikeyic.com/media/datasheet/f5/78/ea5c/f5/00e40d4bf9e2287a7b3acdd4bbd65cd6.pdf | https://www.unikeyic.com/products/power-adapter/lfvlt403202/11902080.html
LFVLT60-1002 | EOS Power | 1: 114.4704 10: 104.984 50: 101.4447 | EOS 60WSwitch Mode Power Supply, 15V DC output voltage 4Aoutput_current, 1Output point |  |  | Commercial Grade |  |  |  | - | [5 empty] | LFVLT60-1002 EOS Power |  |  |  |  | Pin Terminal Block |  |  | 101.6mm*51.8mm*27.18mm |  |  | 264V(AC) | 90V(AC) |  |  | Bracket mounting, threaded mounting |  |  |  | 0℃~70℃ |  | - | Pin Terminal Block | 60W | [5 empty] | - | [12 empty] | 7 | https://www.unikeyic.com/media/datasheet/9e/6d/f937/9e/df2a5c0e4b4aaaab925717516d096411.pdf | https://www.unikeyic.com/products/power-adapter/lfvlt60-1002/11909300.html
LFVLT60-1003 | EOS Power | 1: 143.4823 10: 132.5203 50: 128.4809 | EOS 60W Switching Power Supply, 24V DC Out, 2.5A, 1 Output |  |  | Commercial Grade |  |  |  | - | [5 empty] | LFVLT60-1003 EOS Power |  |  |  |  | Pin Terminal Block |  |  | 101.6mm*51.8mm*27.18mm |  |  | 264V(AC) | 90V(AC) |  |  | Bracket mounting, threaded mounting |  |  |  | 0℃~70℃ |  | - | Pin Terminal Block | 60W | [5 empty] | - |  |  | Non-compliant | [9 empty] | 58 | https://www.unikeyic.com/media/datasheet/9e/6d/f937/9e/df2a5c0e4b4aaaab925717516d096411.pdf | https://www.unikeyic.com/products/power-adapter/lfvlt60-1003/11912787.html
LFVLT60-3000 | EOS Power | 1: 104.291 5: 101.3904 10: 85.5435 20: 82.614 96: 78.1305 192: 76.167 | EOS 60WSwitch Mode Power Supply, 5.2 V dc, 12.5 V dcoutput_voltage 3 A, 8 A, 500mAoutput_current, 3Output point |  |  | Commercial Grade |  |  |  | - | [5 empty] | LFVLT60-3000 EOS Power |  |  |  |  | Pin Terminal Block |  |  | 101.6mm*51.8mm*27.18mm |  |  | 264V(AC) | 90V(AC) |  |  | Bracket mounting, threaded mounting |  |  |  | 0℃~70℃ |  | - | Pin Terminal Block | 60W | [5 empty] | - |  |  | Non-compliant | [9 empty] | 1 | https://www.unikeyic.com/media/datasheet/9e/6d/f937/9e/df2a5c0e4b4aaaab925717516d096411.pdf | https://www.unikeyic.com/products/power-adapter/lfvlt60-3000/11822878.html
LFVLT60-3002 | EOS Power | 1: 139.6553 10: 129.9808 50: 127.873 | EOS 60WSwitch Mode Power Supply, 5.2 V dc, 14.6 V dcoutput_voltage 2.5 A, 8 A, 500mAoutput_current, 3Output point |  |  | Commercial Grade |  |  |  | - | [5 empty] | LFVLT60-3002 EOS Power |  |  |  |  | Pin Terminal Block |  |  | 101.6mm*51.8mm*27.18mm |  |  | 264V(AC) | 90V(AC) |  |  | Bracket mounting, threaded mounting |  |  |  | 0℃~70℃ |  | - | Pin Terminal Block | 60W | [5 empty] | - |  |  | Non-compliant | [9 empty] | 39 | https://www.unikeyic.com/media/datasheet/9e/6d/f937/9e/df2a5c0e4b4aaaab925717516d096411.pdf | https://www.unikeyic.com/products/power-adapter/lfvlt60-3002/28897985.html
LFVLT80-4000 | EOS Power | 1: 205.9093 10: 191.4967 50: 182.1982 | EOS 80WSwitch Mode Power Supply, ±5 V dc, ±12 V dcoutput_voltage 3 A, 10 A, 800 mAoutput_current, 4Output point |  |  | Commercial Grade |  |  |  | - | [5 empty] | LFVLT80-4000 EOS Power |  |  |  |  | Pin Terminal Block |  |  | 127mm*77.2mm*27.25mm |  |  | 264V(AC) | 90V(AC) |  |  | Bracket mounting, threaded mounting |  |  |  | 0℃~70℃ |  | - | Pin Terminal Block | 80W | [5 empty] | - | [12 empty] | 87 | https://www.unikeyic.com/media/datasheet/b8/ef/8198/b8/97b7066bfb9a6861944694d7916ef1ae.pdf | https://www.unikeyic.com/products/power-adapter/lfvlt80-4000/12129950.html
LFWLT300-1004 | EOS Power | 1: 290.4552 5: 278.1555 11: 273.987 21: 151.956 32: 105.2625 42: 103.152 | 325W 120V(DC) 390V(DC) Pin Terminal Block Bracket mounting，threaded mounting 130.5mm*76.2mm*38.1mm |  |  | Industrial |  |  |  | - | [5 empty] | LFWLT300-1004 EOS Power |  |  |  |  | Pin Terminal Block |  |  | 130.5mm*76.2mm*38.1mm |  |  | 390V(DC) | 120V(DC) |  |  | Bracket mounting, threaded mounting |  |  |  | -20℃~70℃ |  | - | - | 325W | [5 empty] | - | [12 empty] | 15 | https://www.unikeyic.com/media/datasheet/43/7b/4aff/43/d2d9a92c6e4ff11707cd555993c1ebaa.pdf | https://www.unikeyic.com/products/power-adapter/lfwlt300-1004/29157534.html
LFZVC36FS12E | EOS Power | 1: 27.4045 5: 24.8508 10: 24.2568 25: 23.226 50: 22.7325 100: 20.2545 250: 18.9945 | 45W Cylindrical Female Positive center IEC 320-C8 desktop mounting 88.9mm*44.7mm*24.57mm |  |  | Commercial |  |  |  | - | [5 empty] | LFZVC36FS12E EOS Power |  |  |  |  | IEC 320-C8 |  |  | 88.9mm*44.7mm*24.57mm |  |  | - | - |  |  | desktop mounting |  |  |  | 0℃~40℃ |  | Positive center | Cylindrical Female | 45W | [5 empty] | - | [12 empty] | 226 | https://www.unikeyic.com/media/datasheet/a8/94/b3cd/a8/f4e18302b81f6b3869f29b32ab1d448d.pdf | https://www.unikeyic.com/products/power-adapter/lfzvc36fs12e/12440310.html
LS35-3.3 | TDK | 3: 37.1348 11: 36.449 20: 34.3916 200: 28.8925 | Screw Terminal Block 125V(DC) 373V(DC) Screw Terminal Block base mount 99.06mm*81.28mm*35.56mm |  |  | Industrial |  |  |  | - | [5 empty] | LS35-3.3 TDK |  |  |  |  | Screw Terminal Block |  |  | 99.06mm*81.28mm*35.56mm |  |  | 373V(DC) | 125V(DC) |  |  | base mount |  |  |  | -25℃~70℃ |  | - | Screw Terminal Block | - | [5 empty] | - | [12 empty] | 203 | https://www.unikeyic.com/media/datasheet/26/bb/0cc3/26/ec9d35168433e239a114b73b6d18ec2b.pdf | https://www.unikeyic.com/products/power-adapter/ls35-3-3/28802043.html
MD-100R | Mean-Well USA, Inc. | 1: 62.051 5: 58.86 10: 56.364 25: 55.2195 50: 54.3585 | AC/DC Power Supply - 2 Outputs - 5/5V@10/8A - 90W |  |  |  |  | MD-100 |  |  |  |  | 10A, 8A |  |  |  |  | User Adjustable | [11 empty] | 1 (Unlimited) |  |  |  | 2 | [7 empty] | Bulk | 90 W | [6 empty] | MP |  |  |  | 5V (4.75 ~ 5.5V), 5V (4.75 ~ 5.5V) |  |  |  | 4 | https://www.unikeyic.com/media/datasheet/d8/19/08e2/d8/ecb0fa669e17817f6e40c462c77b14dc.pdf | https://www.unikeyic.com/products/power-adapter/md-100r/28627222.html
MD-100W | Mean-Well USA, Inc. | 1: 69.2483 10: 62.7957 20: 59.6559 50: 56.6731 | AC/DC Power Supply - 2 Outputs - 12/12V@5/5.8A - 100.8W |  |  |  |  | MD-100 |  |  |  |  | 5A, 3.4A |  |  |  |  | User Adjustable | [11 empty] | 1 (Unlimited) |  |  |  | 2 | [7 empty] | Bulk | 101 W | [6 empty] | MP |  |  |  | 12V (11.4 ~ 13.2V), 12V (11.4 ~ 13.2V) |  |  |  | 9 | https://www.unikeyic.com/media/datasheet/d8/19/08e2/d8/ecb0fa669e17817f6e40c462c77b14dc.pdf | https://www.unikeyic.com/products/power-adapter/md-100w/28758996.html
MDL65-24SX-W6 | ETA-USA | 1: 87.48 | 65W Barrel Plug, 2.5mm ID x 5.5mm OD x 11mm, Pos Center, 90VAC 264VAC, IEC 320-C14, 1m Cord (Sep), Desk Mount, 132mm × 69mm × 40mm |  |  |  | Medical | MDL65 |  |  | 39.4" (1.00m) |  | 2.71A |  |  |  | Level VI, CoC Tier 2 |  | Desktop (Class I) |  |  | IEC 320-C14 | Cord (Sold Separately) | [6 empty] | Not Applicable |  |  | 150mW (Max) |  |  | -20°C ~ 60°C |  |  |  | Barrel Plug, 2.5mm I.D. x 5.5mm O.D. x 11.0mm |  | Bag | 65 W |  |  | International |  |  |  | MDL65-SX-W6 (65W) | 5.20" L x 2.72" W x 1.57" H (132.0mm x 69.0mm x 40.0mm) | 90 ~ 264 VAC |  | 24V |  |  |  | 3 | https://www.unikeyic.com/media/about_us/Unikey_ISO_9001_Certification.pdf | https://www.unikeyic.com/products/power-adapter/mdl65-24sx-w6/11563058.html
MDS-005AAS05 BR | DELTA Electronics | 72: 11.348 144: 10.9455 288: 10.5572 504: 10.2539 | North America 5W Barrel Plug,1.35mm I.D. x 3.5mm O.D. x 9.5mm 90V(AC) 264V(AC) Fixed Blade，NEMA 1-15P 1.2m wall mount 56.4mm*28mm*39.5mm |  |  |  | ITE (Commercial), Medical | MDS-005 |  |  | 47.2" (1.20m) |  | 1A |  |  |  | Level VI |  | Wall Mount (Class II) |  |  | NEMA 1-15P | Fixed Blade | [6 empty] | Not Applicable |  |  | 300mW (Max) |  |  | 0°C ~ 40°C |  |  |  | Barrel Plug, 1.35mm I.D. x 3.5mm O.D. x 9.5mm |  | Bulk | 5 W |  |  | North America |  |  |  | MDS | 2.22" L x 1.10" W x 1.55" H (56.4mm x 28.0mm x 39.5mm) | 90 ~ 264 VAC |  | 5V |  |  | 0.221 lb (100.24 g) | 2529 | https://www.unikeyic.com/media/datasheet/4f/59/0e3a/4f590e3ac2353a4b26591c117501d9de.pdf | https://www.unikeyic.com/products/power-adapter/mds-005aas05-br/11402066.html
MDS-005AAS05 BU | DELTA Electronics | 1: 20.6723 5: 19.0143 10: 18.3389 25: 17.4841 | 5W Micro USB US Wall Mount |  |  |  | ITE (Commercial), Medical |  |  |  | 47" (1.20m) |  | 1A |  |  |  | Level VI |  | Wall Mount (Class II) |  |  | NEMA 1-15P | Fixed Blade | [6 empty] | 1 (Unlimited) |  |  | 300mW (Max) |  |  | 0°C ~ 40°C |  |  |  | Barrel Plug, 1.35mm I.D. x 3.5mm O.D. x 9.5mm |  | Box | 5 W |  |  | North America |  |  |  | MDS (5W) | 2.22" L x 1.10" W x 1.55" H (56.4mm x 28.0mm x 39.5mm) | 90 ~ 264 VAC |  | 5V |  |  | - | 24 | https://www.unikeyic.com/media/datasheet/f7/60/dec7/f760dec7b692ba8d005b442c65cc055e.pdf | https://www.unikeyic.com/products/power-adapter/mds-005aas05-bu/28579825.html
MDS-030AAC05 AB | DELTA Electronics | 64: 25.9699 128: 25.7437 | North America 15W Barrel Plug,2.1mm I.D. x 5.5mm O.D. x 10.0mm Positive center 85V(AC) 264V(AC) NEMA 1-15P，Multi-Blade (Sold Separately)，Fixed Blade 1.2m wall mount 88mm*27.5mm*53.5mm |  |  |  | ITE (Commercial), Medical | MDS-030 |  |  | 47.2" (1.20m) |  | 3A |  |  |  | Level VI |  | Wall Mount (Class II) |  |  | NEMA 1-15P, Multi-Blade (Sold Separately) | Fixed Blade, Multi-Blade (Sold Separately) | [6 empty] | Not Applicable |  |  | - |  |  | 0°C ~ 40°C |  |  |  | Barrel Plug, 2.1mm I.D. x 5.5mm O.D. x 10.0mm |  | Box | 15 W |  |  | North America |  |  |  | MDS | 3.46" L x 1.06" W x 2.11" H (88.0mm x 27.5mm x 53.5mm) | 85 ~ 264 VAC |  | 5V |  |  |  | 164 | https://www.unikeyic.com/media/datasheet/8f/09/92dd/8f0992dd9dda2df92953ed474b6dac4e.pdf | https://www.unikeyic.com/products/power-adapter/mds-030aac05-ab/12002274.html
MDS-030AAC12 AB | DELTA Electronics | 1: 24.3685 5: 22.0968 10: 21.5676 25: 21.2436 50: 20.2125 192: 19.551 384: 19.4355 | North America 24W Barrel Plug,2.1mm I.D. x 5.5mm O.D. x 10.0mm Positive center 85V(AC) 264V(AC) NEMA 1-15P，Multi-Blade (Sold Separately)，Fixed Blade 1.2m wall mount 88mm*27.5mm*53.5mm |  |  |  | ITE (Commercial), Medical | MDS-030 |  |  | 47.2" (1.20m) |  | 2A |  |  |  | Level VI |  | Wall Mount (Class II) |  |  | NEMA 1-15P, Multi-Blade (Sold Separately) | Fixed Blade, Multi-Blade (Sold Separately) | [6 empty] | Not Applicable |  |  | - |  |  | 0°C ~ 40°C |  |  |  | Barrel Plug, 2.1mm I.D. x 5.5mm O.D. x 10.0mm |  | Box | 24 W |  |  | North America |  |  |  | MDS | 3.46" L x 1.06" W x 2.11" H (88.0mm x 27.5mm x 53.5mm) | 85 ~ 264 VAC |  | 12V |  |  |  | 64 | https://www.unikeyic.com/media/datasheet/8f/09/92dd/8f0992dd9dda2df92953ed474b6dac4e.pdf | https://www.unikeyic.com/products/power-adapter/mds-030aac12-ab/11640018.html
MDS-030AAC15 AB | DELTA Electronics | 1: 32.5795 5: 28.62 10: 27.3024 25: 25.746 50: 24.6435 192: 23.0055 384: 22.701 | North America 30W Barrel Plug,2.1mm I.D. x 5.5mm O.D. x 10.0mm Positive center 85V(AC) 264V(AC) NEMA 1-15P，Multi-Blade (Sold Separately)，Fixed Blade 1.2m wall mount 88mm*27.5mm*53.5mm |  |  |  | ITE (Commercial), Medical | MDS-030 |  |  | 47.2" (1.20m) |  | 2A |  |  |  | Level VI |  | Wall Mount (Class II) |  |  | NEMA 1-15P, Multi-Blade (Sold Separately) | Fixed Blade, Multi-Blade (Sold Separately) | [6 empty] | Not Applicable |  |  | - |  |  | 0°C ~ 40°C |  |  |  | Barrel Plug, 2.1mm I.D. x 5.5mm O.D. x 10.0mm |  | Box | 30 W |  |  | North America | 6150220 |  |  | MDS | 3.46" L x 1.06" W x 2.11" H (88.0mm x 27.5mm x 53.5mm) | 85 ~ 264 VAC |  | 15V |  |  |  | 64 | https://www.unikeyic.com/media/datasheet/8f/09/92dd/8f0992dd9dda2df92953ed474b6dac4e.pdf | https://www.unikeyic.com/products/power-adapter/mds-030aac15-ab/29450090.html
MDS-090AAS15 BA | DELTA Electronics | 1: 62.876 5: 58.1796 10: 55.7025 25: 53.424 50: 53.2875 140: 52.416 280: 51.786 | International 90W Power DIN,4 Pin 90V(AC) 264V(AC) Cord (Sold Separately)，IEC 320-C14 1.2m desktop mounting 150mm*60mm*35mm |  |  |  | ITE (Commercial), Medical | MDS-090 |  |  | 47.2" (1.20m) |  | 6A |  |  |  | Level VI |  | Desktop (Class I) |  |  | IEC 320-C14 | Cord (Sold Separately) | [6 empty] | Not Applicable |  |  | 500mW (Max) |  |  | 0°C ~ 40°C |  |  |  | Power DIN, 4 Pin |  | Box | 90 W |  |  | International | 3909354 |  |  | MDS | 5.91" L x 2.36" W x 1.38" H (150.0mm x 60.0mm x 35.0mm) | 90 ~ 264 VAC |  | 15V |  |  | 0.993 lb (450.42 g) | 8 | https://www.unikeyic.com/media/datasheet/69/7b/5aea/697b5aeadf5a072dbc4eae2d9dee57a2.pdf | https://www.unikeyic.com/products/power-adapter/mds-090aas15-ba/29417327.html
MDS-090AAS24 BA | DELTA Electronics | 1: 62.876 5: 58.1796 10: 55.7025 25: 53.424 50: 53.2875 140: 52.416 280: 51.786 | International 90W Power DIN,4 Pin 90V(AC) 264V(AC) IEC 320-C14，Cord (Sold Separately) 1.2m desktop mounting 150mm*60mm*35mm |  |  |  | ITE (Commercial), Medical | MDS-090 |  |  | 47.2" (1.20m) |  | 3.75A |  |  |  | Level V |  | Desktop (Class II) |  |  | IEC 320-C14 | Cord (Sold Separately) | [6 empty] | Not Applicable |  |  | 500mW (Max) |  |  | 0°C ~ 40°C |  |  |  | Power DIN, 4 Pin |  | Box | 90 W |  |  | International |  |  |  | MDS | 5.91" L x 2.36" W x 1.38" H (150.0mm x 60.0mm x 35.0mm) | 90 ~ 264 VAC |  | 24V |  |  | 0.993 lb (450.42 g) | 20 | https://www.unikeyic.com/media/datasheet/c0/5c/9848/c05c9848fae0b370a393c30394ebe89f.pdf | https://www.unikeyic.com/products/power-adapter/mds-090aas24-ba/29323980.html
MDS-100BPS18 BA | DELTA Electronics | 1: 37.26 5: 32.9724 10: 32.4756 25: 31.1115 50: 30.282 150: 29.8935 300: 29.7045 | 80W(100WForcedAir) JST RCY 90V(AC) 264V(AC) base mount 101.6mm*50.8mm*31.8mm |  |  |  | ITE (Commercial), Medical | MDS-100 |  |  |  | 4.4 A |  |  |  |  | 87% | Universal Input | [10 empty] | - | 1 (Unlimited) |  | Chassis Mount |  | 1 |  | -10°C ~ 70°C (With Derating) | [5 empty] | Bulk | 80W (100W Forced Air) | [6 empty] | MDS-100 (100W) | 4.00" L x 2.00" W x 1.25" H (101.6mm x 50.8mm x 31.8mm) | 90 ~ 264 VAC | 4 kV |  | 18V | - |  | 2 | https://www.unikeyic.com/media/datasheet/2d/30/022a/2d30022a1e0cb4f2801763597c177c3a.pdf | https://www.unikeyic.com/products/power-adapter/mds-100bps18-ba/11399019.html
MDS-150AAS19 BA | DELTA Electronics | 1: 85.58 5: 80.7732 10: 77.3955 20: 75.306 56: 74.3505 112: 73.8885 | International 150W Power DIN,4 Pin 90V(AC) 264V(AC) IEC 320-C14，Cord (Sold Separately) 1.2m desktop mounting 170mm*85mm*40mm |  |  |  | ITE (Commercial), Medical | MDS-150 |  |  | 47.2" (1.20m) |  | 7.89A |  |  |  | Level VI |  | Desktop (Class I) |  |  | IEC 320-C14 | Cord (Sold Separately) | [6 empty] | Not Applicable |  |  | 500mW (Max) |  |  | 0°C ~ 40°C |  |  |  | Power DIN, 4 Pin |  | Box | 150 W |  |  | International | 3909337 |  |  | MDS | 6.69" L x 3.35" W x 1.57" H (170.0mm x 85.0mm x 40.0mm) | 90 ~ 264 VAC |  | 19V |  |  | 1.7 lbs (771.1 g) | 14 | https://www.unikeyic.com/media/datasheet/c0/21/f2af/c0/f21a4b930999628a1129e23d5bc8f02e.pdf | https://www.unikeyic.com/products/power-adapter/mds-150aas19-ba/12087670.html
ME10A1203B01 | Advanced Energy | 8: 13.827 | 12V 12 W AC/DC External Wall Mount (Class II) Adapter Fixed Blade Multi-Blade (Sold Separately) Input | [6 empty] | - | [10 empty] | - | [5 empty] | - | - | [8 empty] | - | - | - | [5 empty] | - | [12 empty] | 206 | https://www.unikeyic.com/media/about_us/Unikey_ISO_9001_Certification.pdf | https://www.unikeyic.com/products/power-adapter/me10a1203b01/726349549.html
ME150A1851N01 | Advanced Energy | 2: 105.38 | 18V 150 W AC/DC External Desktop (Class II) Adapter Cord (Sold Separately) Input | [6 empty] | - | [10 empty] | - | [5 empty] | - | - | [8 empty] | - | - | - | [5 empty] | - | [12 empty] | 32 | https://www.unikeyic.com/media/about_us/Unikey_ISO_9001_Certification.pdf | https://www.unikeyic.com/products/power-adapter/me150a1851n01/726329457.html
ME150A2451N01 | Advanced Energy | 2: 105.38 | 24V 150 W AC/DC External Desktop (Class II) Adapter Cord (Sold Separately) Input | [6 empty] | - | [10 empty] | - | [5 empty] | - | - | [8 empty] | - | - | - | [5 empty] | - | [12 empty] | 66 | https://www.unikeyic.com/media/about_us/Unikey_ISO_9001_Certification.pdf | https://www.unikeyic.com/products/power-adapter/me150a2451n01/726333841.html
ME20A1203F01 | SL Power Electronics | 1: 25.7076 5: 23.6435 10: 22.8051 25: 21.7421 50: 20.9708 100: 20.2269 250: 19.2841 500: 18.6001 | Barrel Plug, 18W, 2.5mm ID x 5.5mm OD x 9.5mm, Center Positive, 90V-264V AC, IEC 320-C14, Cord Sold Separately, 1.5m, Desk Mount, 84mm × 47mm × 31mm |  |  |  | Medical | ME20A1203 |  |  | 59" (1.50m) |  | 1.5A |  |  |  | Level VI |  | Desktop (Class I) |  |  | IEC 320-C14 | Cord (Sold Separately) | [6 empty] | Not Applicable |  |  | 100mW (Max) |  |  | -20°C ~ 50°C |  |  |  | Barrel Plug, 2.5mm I.D. x 5.5mm O.D. x 9.5mm |  | Box | 18 W |  |  | International | 5400149 |  |  | ME20 (20W) | 3.31" L x 1.85" W x 1.22" H (84.0mm x 47.0mm x 31.0mm) | 90 ~ 264 VAC |  | 12V |  |  | - | 618 | https://www.unikeyic.com/media/datasheet/6d/e7/4644/6d/a1a94d4344c4d25e2a8e9ae793496f8c.pdf | https://www.unikeyic.com/products/power-adapter/me20a1203f01/11902014.html
ME240A1251F01 | Advanced Energy | 1: 151.085 | Desktop AC Adapters Medical External Adapter Level VI | [6 empty] | - | [10 empty] | - | [5 empty] | - | - | [8 empty] | - | - | - | [5 empty] | - | [12 empty] | 58 | https://www.unikeyic.com/media/about_us/Unikey_ISO_9001_Certification.pdf | https://www.unikeyic.com/products/power-adapter/me240a1251f01/700555931.html
ME30A0503F01 | Advanced Energy | 5: 26.906 | 5V 20 W AC/DC External Desktop (Class I) Adapter Cord (Sold Separately) Input | [6 empty] | - | [10 empty] | - | [5 empty] | - | - | [8 empty] | - | - | - | [5 empty] | - | [12 empty] | 1353 | https://www.unikeyic.com/media/about_us/Unikey_ISO_9001_Certification.pdf | https://www.unikeyic.com/products/power-adapter/me30a0503f01/726341942.html
ME40A1203F01 | Advanced Energy | 1: 45.342 5: 40.9428 10: 39.4848 25: 38.5776 100: 35.3592 250: 34.1064 | [7 empty] | - | [10 empty] | - | [5 empty] | - | - | [8 empty] | - | - | - | [5 empty] | - | [12 empty] | 195 | https://www.unikeyic.com/media/about_us/Unikey_ISO_9001_Certification.pdf | https://www.unikeyic.com/products/power-adapter/me40a1203f01/726338099.html
ME60A1203F01 | Advanced Energy | 3: 40.931 | 12V 60 W AC/DC External Desktop (Class I) Adapter Cord (Sold Separately) Input | [6 empty] | - | [10 empty] | - | [5 empty] | - | - | [8 empty] | - | - | - | [5 empty] | - | [12 empty] | 428 | https://www.unikeyic.com/media/about_us/Unikey_ISO_9001_Certification.pdf | https://www.unikeyic.com/products/power-adapter/me60a1203f01/726348860.html
ME60A2403F01 | Advanced Energy | 4: 28.732 | 24V 65 W AC/DC External Desktop (Class I) Adapter Cord (Sold Separately) Input | [6 empty] | - | [10 empty] | - | [5 empty] | - | - | [8 empty] | - | - | - | [5 empty] | - | [12 empty] | 50 | https://www.unikeyic.com/media/about_us/Unikey_ISO_9001_Certification.pdf | https://www.unikeyic.com/products/power-adapter/me60a2403f01/726333856.html
ME90A1251N01 | Advanced Energy | 3: 48.532 | 12V 90 W AC/DC External Desktop (Class II) Adapter Cord (Sold Separately) Input | [6 empty] | - | [10 empty] | - | [5 empty] | - | - | [8 empty] | - | - | - | [5 empty] | - | [12 empty] | 12 | https://www.unikeyic.com/media/about_us/Unikey_ISO_9001_Certification.pdf | https://www.unikeyic.com/products/power-adapter/me90a1251n01/726340142.html
MEA-065A12C 6-A | DELTA Electronics | 40: 37.3645 80: 36.0393 120: 35.286 280: 33.7621 | International 60W Power DIN,4 Pin Positive center 90V(AC) 264V(AC) Cord (Sold Separately)，IEC 320-C14 1.2m desktop mounting 114.8mm*50mm*29mm |  |  |  | ITE (Commercial), Medical |  |  |  | 47" (1.20m) |  | 2.71A |  |  |  | Level VI |  | Desktop (Class I) |  |  | IEC 320-C14 | Cord (Sold Separately) | [6 empty] | 1 (Unlimited) |  |  | - |  |  | -10°C ~ 60°C |  |  |  | Power DIN, 4 Pin |  | Box | 60 W |  |  | International |  |  |  | MEA-65A (65W) | 4.52" L x 1.97" W x 1.14" H (114.8mm x 50.0mm x 29.0mm) | 90 ~ 264 VAC |  | 12V |  |  | - | 362 | https://www.unikeyic.com/media/about_us/Unikey_ISO_9001_Certification.pdf | https://www.unikeyic.com/products/power-adapter/mea-065a12c-6-a/604705.html
MEA-065A15C A-A | DELTA Electronics | 40: 32.0993 80: 30.9608 120: 30.3137 280: 29.0046 | Int'l 65W Barrel Plug, 2.5mm ID x 5.5mm OD x 10.0mm, Center Positive, 90VAC 264VAC, IEC 320-C14, 1.2m Cord (Sep), Desk Mount, 114.8mm × 50mm × 29mm |  |  |  | ITE (Commercial), Medical |  |  |  | 47" (1.20m) |  | 4.33A |  |  |  | Level VI |  | Desktop (Class I) |  |  | IEC 320-C14 | Cord (Sold Separately) | [6 empty] | 1 (Unlimited) |  |  | - |  |  | -10°C ~ 60°C |  |  |  | Barrel Plug, 2.5mm I.D. x 5.5mm O.D. x 10.0mm |  | Box | 65 W |  |  | International |  |  |  | MEA-65A (65W) | 4.52" L x 1.97" W x 1.14" H (114.8mm x 50.0mm x 29.0mm) | 90 ~ 264 VAC |  | 15V |  |  | - | 76 | https://www.unikeyic.com/media/about_us/Unikey_ISO_9001_Certification.pdf | https://www.unikeyic.com/products/power-adapter/mea-065a15c-a-a/20889775.html
MEA-065A19C A-A | DELTA Electronics | 1: 37.4106 5: 34.4021 10: 33.1821 | International 65W Barrel Plug, 2.5mm ID x 5.5mm OD x 10.0mm, Center Positive, 90V(AC) 264V(AC), IEC 320-C14 1.2m, Desktop Mount, 114.8mm × 50mm × 29mm |  |  |  | ITE (Commercial), Medical |  |  |  | 47" (1.20m) |  | 3.42A |  |  |  | Level VI |  | Desktop (Class I) |  |  | IEC 320-C14 | Cord (Sold Separately) | [6 empty] | 1 (Unlimited) |  |  | - |  |  | -10°C ~ 60°C |  |  |  | Barrel Plug, 2.5mm I.D. x 5.5mm O.D. x 10.0mm |  | Box | 65 W |  |  | International |  |  |  | MEA-65A (65W) | 4.52" L x 1.97" W x 1.14" H (114.8mm x 50.0mm x 29.0mm) | 90 ~ 264 VAC |  | 19V |  |  | - | 23 | https://www.unikeyic.com/media/datasheet/f3/cc/9d6e/f3cc9d6eb6e0f7ceeb2b3a7c7398858a.pdf | https://www.unikeyic.com/products/power-adapter/mea-065a19c-a-a/18237736.html
MEA-065A24C 6-A | DELTA Electronics | 40: 33.5054 80: 32.3167 120: 31.6414 280: 30.275 | International 65W Power DIN,4 Pin Positive center 90V(AC) 264V(AC) Cord (Sold Separately)，IEC 320-C14 1.2m desktop mounting 114.8mm*50mm*29mm |  |  |  | ITE (Commercial), Medical |  |  |  | 47" (1.20m) |  | 2.71A |  |  |  | Level VI |  | Desktop (Class I) |  |  | IEC 320-C14 | Cord (Sold Separately) | [6 empty] | 1 (Unlimited) |  |  | - |  |  | -10°C ~ 60°C |  |  |  | Power DIN, 4 Pin |  | Box | 65 W |  |  | International |  |  |  | MEA-65A (65W) | 4.52" L x 1.97" W x 1.14" H (114.8mm x 50.0mm x 29.0mm) | 90 ~ 264 VAC |  | 24V |  |  | - | 266 | https://www.unikeyic.com/media/datasheet/2c/4d/c9dc/2c4dc9dc44c7573b36d907cd9fdb0a7a.pdf | https://www.unikeyic.com/products/power-adapter/mea-065a24c-6-a/32609743.html
MEA-065A24C A-A | DELTA Electronics | 1: 38.5883 5: 35.489 10: 34.2301 | International 65W Barrel Plug,2.5mm I.D. x 5.5mm O.D. x 10.0mm Positive center 90V(AC) 264V(AC) IEC 320-C14，Cord (Sold Separately) 1.2m desktop mounting 114.8mm*50mm*29mm |  |  |  | ITE (Commercial), Medical |  |  |  | 47" (1.20m) |  | 2.71A |  |  |  | Level VI |  | Desktop (Class I) |  |  | IEC 320-C14 | Cord (Sold Separately) | [6 empty] | 1 (Unlimited) |  |  | - |  |  | -10°C ~ 60°C |  |  |  | Barrel Plug, 2.5mm I.D. x 5.5mm O.D. x 10.0mm |  | Box | 65 W |  |  | International | 18154067 |  |  | MEA-65A (65W) | 4.52" L x 1.97" W x 1.14" H (114.8mm x 50.0mm x 29.0mm) | 90 ~ 264 VAC |  | 24V |  |  | - | 36 | https://www.unikeyic.com/media/datasheet/2c/4d/c9dc/2c4dc9dc44c7573b36d907cd9fdb0a7a.pdf | https://www.unikeyic.com/products/power-adapter/mea-065a24c-a-a/9522742.html
MEA-090A24C V-A | DELTA Electronics | 20: 53.1706 40: 51.2843 60: 50.2123 100: 48.8939 | AC/DC DESKTOP ADAPTER 24V 90W |  |  |  | ITE (Commercial), Medical |  |  |  | 47" (1.20m) |  | 3.75A |  |  |  | Level VI |  | Desktop (Class I) |  |  | IEC 320-C14 | Cord (Sold Separately) | [6 empty] | 1 (Unlimited) |  |  | - |  |  | -10°C ~ 60°C |  |  |  | Barrel Plug R/A, 2.5mm I.D. x 5.5mm O.D. x 11.0mm |  | Box |  |  |  | International | 18109740 |  |  | MEA (90W) | 2.44" L x 5.31" W x 1.26" H (62.0mm x 134.9mm x 32.0mm) | 90 ~ 264 VAC |  | 24V |  |  | - | 31 | https://www.unikeyic.com/media/about_us/Unikey_ISO_9001_Certification.pdf | https://www.unikeyic.com/products/power-adapter/mea-090a24c-v-a/19559461.html
MEA-250A24C H-A | DELTA Electronics | 9: 162.6916 | International 250W Rectangular,6 Position 90V(AC) 264V(AC) IEC 320-C14，Cord (Sold Separately) 1.5m desktop mounting 200mm*100mm*43mm |  |  |  | ITE (Commercial), Medical | MEA-250 |  |  | 59" (1.50m) |  | 10.42A |  |  |  | Level VI |  | Desktop (Class I) |  |  | IEC 320-C14 | Cord (Sold Separately) | [6 empty] | Not Applicable |  |  | 300mW (Max) |  |  | 5°C ~ 60°C |  |  |  | Rectangular, 6 Position |  | Bulk | 250 W |  |  | International |  |  |  | MEA (250W) | 7.87" L x 3.94" W x 1.69" H (200.0mm x 100.0mm x 43.0mm) | 90 ~ 264 VAC |  | 24V |  |  |  | 97 | https://www.unikeyic.com/media/datasheet/61/f2/8e80/61/b703b7f4f6f42e8c11f6c0b485a88b21.pdf | https://www.unikeyic.com/products/power-adapter/mea-250a24c-h-a/28826395.html
MES50A-8P1J | Mean-Well USA, Inc. | 1: 136.1772 | Universal 50W 2.1x5.5mm Cylindrical Female Center Positive 90V AC, 135V DC, 264V AC, 370V DC IEC 320-C14 1.8m Desktop Mount 147.07mm × 75.44mm × 43.18mm |  |  | Commercial Grade |  |  |  | 1.8m | [10 empty] | IEC 320-C14 |  |  | 147.07mm*75.44mm*43.18mm |  |  | 264V(AC), 370V(DC) | 90V(AC), 135V(DC) |  |  | desktop mounting |  |  |  | 0℃~65℃ |  | Positive center | 2.1x5.5mm, Cylindrical Female | 50W | [5 empty] | Universal | [12 empty] | 2 | https://www.unikeyic.com/media/about_us/Unikey_ISO_9001_Certification.pdf | https://www.unikeyic.com/products/power-adapter/mes50a-8p1j/11466292.html
MK40S-24 | Astrodyne TDI | 5: 94.662 10: 86.0544 25: 78.2352 | AC/DC CONVERTER 24V 43W |  |  |  | ITE (Commercial), Laboratory |  |  |  |  | 1.8 A |  |  |  |  | 80% | - | [10 empty] | - |  |  | Compact PCI® |  | 1 |  | 0°C ~ 60°C | [5 empty] | Bulk | 43W |  |  |  | 18148590 |  |  | MK40S (40W) | 4.74" L x 2.50" W x 1.50" H (120.5mm x 63.5mm x 38.1mm) | 90 ~ 264 VAC | 4.242 kV |  | 24V | - |  | 10 | https://www.unikeyic.com/media/datasheet/db/cb/c5cc/db/24eba7466ad00d4cf3b9db67ddf48431.pdf | https://www.unikeyic.com/products/power-adapter/mk40s-24/11925218.html
MMK40S-5 | Astrodyne TDI | 5: 99.4032 10: 90.3744 25: 82.1556 | Screw Terminal Block, 40W, 90V(AC), 264V(AC), 120.65mm × 63.5mm × 38.1mm | [6 empty] | - | [5 empty] | MMK40S-5 Astrodyne TDI |  |  |  |  | Screw Terminal Block |  |  | 120.65mm*63.5mm*38.1mm |  |  | 264V(AC) | 90V(AC) | [6 empty] | 60℃(max) |  | - | Screw Terminal Block | 40W | [5 empty] | - |  |  |  | boxed | [8 empty] | 52 | https://www.unikeyic.com/media/datasheet/db/cb/c5cc/db/24eba7466ad00d4cf3b9db67ddf48431.pdf | https://www.unikeyic.com/products/power-adapter/mmk40s-5/12168447.html
MP004760 | multicomp | 1: 12.04 10: 12.04 25: 11.825 50: 11.825 100: 11.825 | ADAPTER, AC-DC, 7.5V, 2A; | [6 empty] | - | [10 empty] | - | [5 empty] | - | - | [8 empty] | - | - | - | [5 empty] | - | [12 empty] | 1157 | https://www.unikeyic.com/media/about_us/Unikey_ISO_9001_Certification.pdf | https://www.unikeyic.com/products/power-adapter/mp004760/24934032.html
MP004777 | multicomp | 1: 13.944 10: 13.695 25: 13.695 50: 13.446 100: 13.446 | ADAPTER, AC-DC, 24V, 1A; | [6 empty] | - | [10 empty] | - | [5 empty] | - | - | [8 empty] | - | - | - | [5 empty] | - | [12 empty] | 2220 | https://www.unikeyic.com/media/about_us/Unikey_ISO_9001_Certification.pdf | https://www.unikeyic.com/products/power-adapter/mp004777/30013908.html
MP010275 | multicomp | 1: 28.3472 5: 28.3472 10: 27.841 25: 27.3348 50: 27.3348 | POWER SUPPLY, AC-DC, 1O/P, 2.5A, 24VDC; | [6 empty] | - | [10 empty] | - | [5 empty] | - | - | [8 empty] | - | - | - | [5 empty] | - | [12 empty] | 133 | https://www.unikeyic.com/media/about_us/Unikey_ISO_9001_Certification.pdf | https://www.unikeyic.com/products/power-adapter/mp010275/9856395.html
MPQ-120C | Mean-Well USA, Inc. | 1: 32.1195 5: 28.2204 24: 25.389 48: 24.297 | 120W Pin Terminal Block 127V(DC) 370V(DC) Pin Terminal Block Bracket mounting，threaded mounting 177.8mm*107.95mm*35.5mm |  |  | Industrial |  |  |  | - | [5 empty] | MPQ-120C Mean-Well USA, Inc. |  |  |  |  | Pin Terminal Block |  |  | 177.8mm*107.95mm*35.5mm |  |  | 370V(DC) | 127V(DC) |  |  | Bracket mounting, threaded mounting |  |  |  | -20℃~70℃ |  | - | Pin Terminal Block | 120W | [5 empty] | - | [12 empty] | 8 | https://www.unikeyic.com/media/datasheet/f8/d5/bf4b/f8/5e1982d0f2953450c642fd6821821973.pdf | https://www.unikeyic.com/products/power-adapter/mpq-120c/11486552.html
MQ05A-050BW-H | PHIHONG | 1: 6.4509 10: 6.2351 25: 5.9433 50: 5.8569 100: 5.6732 250: 5.5975 500: 5.3058 1,000: 5.0383 | North America 5W USB A Receptacle 90V(AC) 264V(AC) Fixed Blade，NEMA 1-15P wall mount 47mm*38mm*22.3mm |  |  |  | Medical |  |  |  | - |  | 1A |  |  |  | Level VI |  | Wall Mount (Class II) |  |  | NEMA 1-15P | Fixed Blade | [6 empty] | Not Applicable |  |  | - |  |  | -10°C ~ 45°C |  |  |  | USB A Receptacle |  | Bulk | 5 W |  |  | North America | 21358446 |  |  | - | 1.85" L x 1.50" W x 0.88" H (47.0mm x 38.0mm x 22.3mm) | 90 ~ 264 VAC |  | 5V |  |  | - | 58 | https://www.unikeyic.com/media/about_us/Unikey_ISO_9001_Certification.pdf | https://www.unikeyic.com/products/power-adapter/mq05a-050bw-h/681756011.html
MS-150K | Mean-Well USA, Inc. | 1: 59.3792 10: 53.8462 20: 51.1538 50: 48.5962 | Not sold separately - Contact us to configure a complete power supply. | [26 empty] | Not Applicable | [11 empty] | Bulk |  |  |  |  | 11482215 |  |  | * | [7 empty] | 54 | https://www.unikeyic.com/media/datasheet/d8/19/08e2/d8/ecb0fa669e17817f6e40c462c77b14dc.pdf | https://www.unikeyic.com/products/power-adapter/ms-150k/12525114.html
MTCA-0309 | Astrodyne TDI | 5: 143.37 10: 128.1096 25: 121.0896 | 30W 90V AC 264V AC TH Mount 63.5mm × 103.1mm × 24.9mm |  |  |  | ITE (Commercial), Medical | [5 empty] | 3A, 630mA, 630mA |  |  |  | 80% | Adjustable Output, Remote On/Off, Universal Input | [6 empty] | ±0.3% | ±0.3% | [5 empty] | Through Hole |  | 3 |  | 0°C ~ 50°C (With Derating) |  |  |  |  | 8-DIP Module, 7 Leads | Tape & Box (TB) | 30 W |  |  |  | 18450756 |  |  | WSC170 (30W) | 4.06" L x 2.50" W x 0.98" H (103.1mm x 63.5mm x 24.9mm) | 90 ~ 264 VAC |  |  | 5V | - | - | 23 | https://www.unikeyic.com/media/datasheet/91/65/3257/91/3c63e34f3ec791a25b63c0115ed4af70.pdf | https://www.unikeyic.com/products/power-adapter/mtca-0309/12225705.html
MTCC-5009 | Astrodyne TDI | 5: 94.1436 10: 84.1212 25: 79.5096 | 5W, 90V(AC), 264V(AC), Base Mount, 57.9mm × 45mm × 21mm | [6 empty] | - | [5 empty] | MTCC-5009 Astrodyne TDI |  |  |  |  | - |  |  | 57.9mm*45mm*21mm |  |  | 264V(AC) | 90V(AC) |  |  | base mount |  |  |  | 50℃(max) |  | - | - | 5W | [5 empty] | - | [12 empty] | 22 | https://www.unikeyic.com/media/datasheet/62/65/343f/62/24ad12d0c7ac75effe76750a596e4dcf.pdf | https://www.unikeyic.com/products/power-adapter/mtcc-5009/12463904.html
MTE140-24SX-F-W6 | ETA-USA | 1: 105.84 | North America, 140W, 90V(AC), 264V(AC), Desktop Mount, 170mm × 64.8mm × 38.5mm |  |  |  | Medical | MTE140 |  |  | 39.4" (1.00m) |  | 5.84A |  |  |  | Level VI |  | Desktop (Class I) |  |  | IEC 320-C14 | Cord (Sold Separately) | [6 empty] | Not Applicable |  |  | 150mW (Max) |  |  | -20°C ~ 60°C |  |  |  | Power DIN, 4 Pin |  | Bulk | 140 W |  |  | International |  |  |  | - | 6.69" L x 2.55" W x 1.52" H (170.0mm x 64.8mm x 38.5mm) | 90 ~ 264 VAC |  | 24V |  |  |  | 2 | https://www.unikeyic.com/media/about_us/Unikey_ISO_9001_Certification.pdf | https://www.unikeyic.com/products/power-adapter/mte140-24sx-f-w6/12450763.html
MTE140-36SX-F-W6 | ETA-USA | 1: 105.84 | International 140W Power DIN,4 Pin 90V(AC) 264V(AC) Cord (Sold Separately)，IEC 320-C14 1m desktop mounting 170mm*64.8mm*38.5mm |  |  |  | Medical | MTE140 |  |  | 39.4" (1.00m) |  | 3.89A |  |  |  | Level VI |  | Desktop (Class I) |  |  | IEC 320-C14 | Cord (Sold Separately) | [6 empty] | Not Applicable |  |  | 150mW (Max) |  |  | -20°C ~ 60°C |  |  |  | Power DIN, 4 Pin |  | Bulk | 140 W |  |  | International |  |  |  | - | 6.69" L x 2.55" W x 1.52" H (170.0mm x 64.8mm x 38.5mm) | 90 ~ 264 VAC |  | 36V |  |  |  | 2 | https://www.unikeyic.com/media/datasheet/20/d5/e363/20/73d59337c83ac2b2ceaf6406a5a916f6.pdf | https://www.unikeyic.com/products/power-adapter/mte140-36sx-f-w6/11445106.html
MTE140-48SX-F-W6 | ETA-USA | 1: 105.84 | 140W Power DIN, 4-Pin, 90VAC/264VAC, IEC 320-C14, Cord Sold Separately, 1m, Desktop Mount, 170mm × 64.8mm × 38.5mm |  |  |  | Medical | MTE140 |  |  | 39.4" (1.00m) |  | 2.92A |  |  |  | Level VI |  | Desktop (Class I) |  |  | IEC 320-C14 | Cord (Sold Separately) | [6 empty] | Not Applicable |  |  | 150mW (Max) |  |  | -20°C ~ 60°C |  |  |  | Power DIN, 4 Pin |  | Bulk | 140 W |  |  | International | 12326341 |  |  | - | 6.69" L x 2.55" W x 1.52" H (170.0mm x 64.8mm x 38.5mm) | 90 ~ 264 VAC |  | 48V |  |  |  | 1 | https://www.unikeyic.com/media/about_us/Unikey_ISO_9001_Certification.pdf | https://www.unikeyic.com/products/power-adapter/mte140-48sx-f-w6/29289875.html
MW125RA2403B01 | SL Power Electronics | 3: 42.93 500: 18.9735 1,000: 18.207 2,500: 17.829 5,000: 17.2515 10,000: 16.506 | 40W positive electrode 100V(AC) 240V(AC) wall mount 99.568mm*65.532mm*40.894mm |  |  | Commercial Grade |  |  |  | - | [5 empty] | MW125RA2403B01 SL Power Electronics |  |  |  |  | - |  |  | 99.568mm*65.532mm*40.894mm |  |  | 240V(AC) | 100V(AC) |  |  | wall mount |  |  |  | 0℃~40℃ |  | positive electrode | - | 40W | [5 empty] | - | [12 empty] | 11 | https://www.unikeyic.com/media/datasheet/5a/3f/4de5/5a/6ccace64ada804d48a07b713f2452be6.pdf | https://www.unikeyic.com/products/power-adapter/mw125ra2403b01/28386164.html
MWC100048B-11A | Inventus Power | 20: 66.2462 40: 63.8965 | AC/DC external |  |  |  |  | MWC100048 | [21 empty] | Not Applicable | [11 empty] | Bulk |  |  |  |  | 7682749 |  |  | MWC100 (100W) | [7 empty] | 58 | https://www.unikeyic.com/media/pdf/HTMLDatasheet/inventus-power/c9/b9/f97e/mwc100015b-12a/2025/11/mwc100018b-11a.pdf | https://www.unikeyic.com/products/power-adapter/mwc100048b-11a/29183890.html
NEVO+1200M | VOX Power | 1: 604.348 5: 558.7076 10: 540.1277 | Vox Power 1.2kWSwitch Mode Power Supply, NEVO+series, 8, 16 (Isolated)Output point |  |  |  | ITE (Commercial), Medical | NEVO+1200 | [8 empty] | 90% (Configuration Dependent) | Adjustable Output, Remote On/Off, Standby Output | [11 empty] | Not Applicable |  |  |  | 1 ~ 8 | [7 empty] | Box | 1200W | [6 empty] | NEVO+1200M |  | 85 ~ 264 VAC |  |  | 1.5 ~ 7.5V |  |  | 117 | https://www.unikeyic.com/media/datasheet/6d/af/4cba/6daf4cba844cacdc5c8e6eea7e63335e.pdf | https://www.unikeyic.com/products/power-adapter/nevo-1200m/29237486.html
NFN40-7942 | Artesyn Embedded Power | 1: 188.082 5: 83.052 10: 78.2985 25: 75.9465 50: 73.71 100: 65.835 500: 64.008 | AC/DC Power Supply - 40W - 12VDC - 3A - 85-264VAC Input | [6 empty] | - | [5 empty] | NFN40-7942 Artesyn Embedded Power |  |  |  |  | - | [5 empty] | - | - | [8 empty] | - | - | - | [5 empty] | - | [12 empty] | 725 | https://www.unikeyic.com/media/datasheet/1a/48/7dc0/1a/07456fcc37d130a2557ad7a4e49b008c.pdf | https://www.unikeyic.com/products/power-adapter/nfn40-7942/12189282.html
NGE100 | Mean-Well USA, Inc. | 1: 45.8371 10: 44.1394 50: 42.4417 | International 100W USB A Receptacle,USB C Receptacle 90V(AC) 264V(AC) Multi-Blade (Included) wall mount 62mm*30mm*85.5mm |  |  | Commercial |  |  |  | - | [5 empty] | NGE100 Mean-Well USA, Inc. |  |  |  |  | Multi-Blade (Included) |  |  | 62mm*30mm*85.5mm |  |  | 264V(AC) | 90V(AC) |  |  | wall mount |  |  |  | -20℃~70℃ |  | - | USB A Receptacle, USB C Receptacle | 100W | [5 empty] | International |  |  | Compliant | bulk | [8 empty] | 28 | https://www.unikeyic.com/media/datasheet/44/1a/4212/44/9e9995ed9664eabf4dbb54605bb56178.pdf | https://www.unikeyic.com/products/power-adapter/nge100/700492951.html
NGE100U | Mean-Well USA, Inc. | 1: 45.8371 10: 44.1394 50: 42.4417 | North America 100W USB A Receptacle,USB C Receptacle 90V(AC) 264V(AC) Fixed Blade，NEMA 1-15P wall mount 62mm*30mm*85.5mm |  |  | Commercial |  |  |  | - | [5 empty] | NGE100U Mean-Well USA, Inc. |  |  |  |  | Fixed Blade, NEMA 1-15P |  |  | 62mm*30mm*85.5mm |  |  | 264V(AC) | 90V(AC) |  |  | wall mount |  |  |  | -20℃~70℃ |  | - | USB A Receptacle, USB C Receptacle | 100W | [5 empty] | North America |  |  | Compliant | bulk | [8 empty] | 18 | https://www.unikeyic.com/media/datasheet/44/1a/4212/44/9e9995ed9664eabf4dbb54605bb56178.pdf | https://www.unikeyic.com/products/power-adapter/nge100u/700494447.html
NGE12E05-P1J | Mean-Well USA, Inc. | 1: 7.6987 10: 7.4135 50: 7.1284 | Europe Barrel Plug, 2.1mm I.D. x 5.5mm O.D. x 11.0mm, Center Positive, 80V AC, 113V DC, 264V AC, 370V DC, CEE 7/16, Fixed Blade, 1.5m, Wall Mount, 55mm × 48mm × 28mm |  |  | Commercial, Industrial |  |  |  | 1.5m | [10 empty] | CEE 7/16, Fixed Blade |  |  | 55mm*48mm*28mm |  |  | 264V(AC), 370V(DC) | 80V(AC), 113V(DC) |  |  | wall mount |  |  |  | -30℃~70℃ |  | Positive center | Barrel Plug, 2.1mm I.D. x 5.5mm O.D. x 11.0mm | 12W | [5 empty] | Europe |  |  | Compliant | bulk | [8 empty] | 179 | https://www.unikeyic.com/media/about_us/Unikey_ISO_9001_Certification.pdf | https://www.unikeyic.com/products/power-adapter/nge12e05-p1j/694351176.html
NGE12E05-USB | Mean-Well USA, Inc. | 1: 12.375 5: 11.88 10: 10.89 50: 10.89 100: 10.692 250: 10.692 | Europe 12W USB A Receptacle 80V(AC)，113V(DC) 264V(AC)，370V(DC) CEE 7/16，Fixed Blade wall mount 55mm*48mm*28mm |  |  | Commercial, Industrial |  |  |  | - | [10 empty] | CEE 7/16, Fixed Blade |  |  | 55mm*48mm*28mm |  |  | 264V(AC), 370V(DC) | 80V(AC), 113V(DC) |  |  | wall mount |  |  |  | -30℃~70℃ |  | - | USB A Receptacle | 12W | [5 empty] | Europe |  |  | Compliant | bulk | [8 empty] | 99 | https://www.unikeyic.com/media/about_us/Unikey_ISO_9001_Certification.pdf | https://www.unikeyic.com/products/power-adapter/nge12e05-usb/694367048.html
NGE12E09-P1J | Mean-Well USA, Inc. | 1: 12.375 5: 11.88 10: 10.89 50: 10.89 100: 10.692 250: 10.692 | Europe 12W Barrel Plug,2.1mm I.D. x 5.5mm O.D. x 11.0mm Positive center 80V(AC)，113V(DC) 264V(AC)，370V(DC) CEE 7/16，Fixed Blade 1.5m wall mount 55mm*48mm*28mm |  |  | Commercial, Industrial |  |  |  | 1.5m | [10 empty] | CEE 7/16, Fixed Blade |  |  | 55mm*48mm*28mm |  |  | 264V(AC), 370V(DC) | 80V(AC), 113V(DC) |  |  | wall mount |  |  |  | -30℃~70℃ |  | Positive center | Barrel Plug, 2.1mm I.D. x 5.5mm O.D. x 11.0mm | 12W | [5 empty] | Europe |  |  | Compliant | bulk | [8 empty] | 13 | https://www.unikeyic.com/media/about_us/Unikey_ISO_9001_Certification.pdf | https://www.unikeyic.com/products/power-adapter/nge12e09-p1j/694374728.html
NGE12E18-P1J | Mean-Well USA, Inc. | 1: 12.375 5: 11.88 10: 10.89 50: 10.89 100: 10.692 250: 10.692 | Europe 15W Barrel Plug,2.1mm I.D. x 5.5mm O.D. x 11.0mm Positive center 80V(AC)，113V(DC) 264V(AC)，370V(DC) CEE 7/16，Fixed Blade 1.5m wall mount 55mm*48mm*28mm |  |  | Commercial, Industrial |  |  |  | 1.5m | [10 empty] | CEE 7/16, Fixed Blade |  |  | 55mm*48mm*28mm |  |  | 264V(AC), 370V(DC) | 80V(AC), 113V(DC) |  |  | wall mount |  |  |  | -30℃~70℃ |  | Positive center | Barrel Plug, 2.1mm I.D. x 5.5mm O.D. x 11.0mm | 15W | [5 empty] | Europe |  |  | Compliant | bulk | [8 empty] | 18 | https://www.unikeyic.com/media/about_us/Unikey_ISO_9001_Certification.pdf | https://www.unikeyic.com/products/power-adapter/nge12e18-p1j/694417736.html
NGE12I05-P1J | Mean-Well USA, Inc. | 1: 7.6987 10: 7.4135 50: 7.1284 | International 12W Barrel Plug,2.1mm I.D. x 5.5mm O.D. x 11.0mm Positive center 90V(AC) 264V(AC) Multi-Blade (Included) wall mount |  |  | Commercial, Industrial |  |  |  | - | [5 empty] | NGE12I05-P1J Mean-Well USA, Inc. |  |  |  |  | Multi-Blade (Included) | [5 empty] | 264V(AC) | 90V(AC) |  |  | wall mount |  |  |  | -30℃~70℃ |  | Positive center | Barrel Plug, 2.1mm I.D. x 5.5mm O.D. x 11.0mm | 12W | [5 empty] | International |  |  | Compliant | bulk | [8 empty] | 325 | https://www.unikeyic.com/media/datasheet/c2/17/5369/c2/e09c1ababbece750e451fe065ad33043.pdf | https://www.unikeyic.com/products/power-adapter/nge12i05-p1j/692644653.html
NGE12I05-USB | Mean-Well USA, Inc. | 1: 7.6987 10: 7.4135 50: 7.1284 | International 12W USB A Receptacle 90V(AC) 264V(AC) Multi-Blade (Included) wall mount |  |  | Commercial, Industrial |  |  |  | - | [5 empty] | NGE12I05-USB Mean-Well USA, Inc. |  |  |  |  | Multi-Blade (Included) | [5 empty] | 264V(AC) | 90V(AC) |  |  | wall mount |  |  |  | -30℃~70℃ |  | - | USB A Receptacle | 12W | [5 empty] | International |  |  | Compliant | bulk | [8 empty] | 13 | https://www.unikeyic.com/media/datasheet/c2/17/5369/c2/e09c1ababbece750e451fe065ad33043.pdf | https://www.unikeyic.com/products/power-adapter/nge12i05-usb/692617477.html
NGE12I09-P1J | Mean-Well USA, Inc. | 1: 11.6725 | International 12W Barrel Plug,2.1mm I.D. x 5.5mm O.D. x 11.0mm Positive center 90V(AC) 264V(AC) Multi-Blade (Included) wall mount |  |  | Commercial, Industrial |  |  |  | - | [5 empty] | NGE12I09-P1J Mean-Well USA, Inc. |  |  |  |  | Multi-Blade (Included) | [5 empty] | 264V(AC) | 90V(AC) |  |  | wall mount |  |  |  | -30℃~70℃ |  | Positive center | Barrel Plug, 2.1mm I.D. x 5.5mm O.D. x 11.0mm | 12W | [5 empty] | International |  |  | Compliant | bulk | [8 empty] | 53 | https://www.unikeyic.com/media/datasheet/c2/17/5369/c2/e09c1ababbece750e451fe065ad33043.pdf | https://www.unikeyic.com/products/power-adapter/nge12i09-p1j/692638519.html
NGE12I12-P1J | Mean-Well USA, Inc. | 1: 7.6987 10: 7.4135 50: 7.1284 | International 12W Barrel Plug,2.1mm I.D. x 5.5mm O.D. x 11.0mm Positive center 90V(AC) 264V(AC) Multi-Blade (Included) 1.19m wall mount 55mm*48mm*28mm |  |  | Commercial, Industrial |  |  |  | 1.19m | [5 empty] | NGE12I12-P1J Mean-Well USA, Inc. |  |  |  |  | Multi-Blade (Included) |  |  | 55mm*48mm*28mm |  |  | 264V(AC) | 90V(AC) |  |  | wall mount |  |  |  | -30℃~70℃ |  | Positive center | Barrel Plug, 2.1mm I.D. x 5.5mm O.D. x 11.0mm | 12W | [5 empty] | International |  |  | Compliant | bulk | [8 empty] | 60 | https://www.unikeyic.com/media/datasheet/c2/17/5369/c2/e09c1ababbece750e451fe065ad33043.pdf | https://www.unikeyic.com/products/power-adapter/nge12i12-p1j/692658057.html
NGE12I15-P1J | Mean-Well USA, Inc. | 1: 11.155 5: 10.23 10: 9.79 20: 9.288 | International 12W Barrel Plug,2.1mm I.D. x 5.5mm O.D. x 11.0mm Positive center 90V(AC) 264V(AC) Multi-Blade (Included) 1.19m wall mount 55mm*48mm*28mm |  |  | Commercial, Industrial |  |  |  | 1.19m | [5 empty] | NGE12I15-P1J Mean-Well USA, Inc. |  |  |  |  | Multi-Blade (Included) |  |  | 55mm*48mm*28mm |  |  | 264V(AC) | 90V(AC) |  |  | wall mount |  |  |  | -30℃~70℃ |  | Positive center | Barrel Plug, 2.1mm I.D. x 5.5mm O.D. x 11.0mm | 12W | [5 empty] | International |  |  | Compliant | bulk | [8 empty] | 141 | https://www.unikeyic.com/media/datasheet/c2/17/5369/c2/e09c1ababbece750e451fe065ad33043.pdf | https://www.unikeyic.com/products/power-adapter/nge12i15-p1j/692690320.html
NGE12I18-P1J | Mean-Well USA, Inc. | 1: 12.4875 5: 11.988 10: 10.989 50: 10.989 100: 10.7892 250: 10.7892 | International 15W Barrel Plug,2.1mm I.D. x 5.5mm O.D. x 11.0mm Positive center 90V(AC) 264V(AC) Multi-Blade (Included) 1.19m wall mount 55mm*48mm*28mm |  |  | Commercial, Industrial |  |  |  | 1.19m | [5 empty] | NGE12I18-P1J Mean-Well USA, Inc. |  |  |  |  | Multi-Blade (Included) |  |  | 55mm*48mm*28mm |  |  | 264V(AC) | 90V(AC) |  |  | wall mount |  |  |  | -30℃~70℃ |  | Positive center | Barrel Plug, 2.1mm I.D. x 5.5mm O.D. x 11.0mm | 15W | [5 empty] | International |  |  | Compliant | bulk | [8 empty] | 5 | https://www.unikeyic.com/media/datasheet/c2/17/5369/c2/e09c1ababbece750e451fe065ad33043.pdf | https://www.unikeyic.com/products/power-adapter/nge12i18-p1j/692681984.html
NGE12I24-P1J | Mean-Well USA, Inc. | 1: 7.6987 10: 7.4135 50: 7.1284 | International 15W Barrel Plug,2.1mm I.D. x 5.5mm O.D. x 11.0mm Positive center 90V(AC) 264V(AC) Multi-Blade (Included) 1.19m wall mount 55mm*48mm*28mm |  |  | Commercial, Industrial |  |  |  | 1.19m | [5 empty] | NGE12I24-P1J Mean-Well USA, Inc. |  |  |  |  | Multi-Blade (Included) |  |  | 55mm*48mm*28mm |  |  | 264V(AC) | 90V(AC) |  |  | wall mount |  |  |  | -30℃~70℃ |  | Positive center | Barrel Plug, 2.1mm I.D. x 5.5mm O.D. x 11.0mm | 15W | [5 empty] | International |  |  | Compliant | bulk | [8 empty] | 30 | https://www.unikeyic.com/media/datasheet/c2/17/5369/c2/e09c1ababbece750e451fe065ad33043.pdf | https://www.unikeyic.com/products/power-adapter/nge12i24-p1j/692695582.html
NGE12U05-P1J | Mean-Well USA, Inc. | 1: 7.6987 10: 7.4135 50: 7.1284 | North America 12W Barrel Plug, 2.1mm I.D. x 5.5mm O.D. x 11.0mm, Center Positive, 90V(AC) 264V(AC), Fixed Blade, NEMA 1-15P, 1.19m, Wall Mount, 55mm × 48mm × 28mm |  |  | Commercial, Industrial |  |  |  | 1.19m | [5 empty] | NGE12U05-P1J Mean-Well USA, Inc. |  |  |  |  | Fixed Blade, NEMA 1-15P |  |  | 55mm*48mm*28mm |  |  | 264V(AC) | 90V(AC) |  |  | wall mount |  |  |  | -30℃~70℃ |  | Positive center | Barrel Plug, 2.1mm I.D. x 5.5mm O.D. x 11.0mm | 12W | [5 empty] | North America |  |  | Compliant | bulk | [8 empty] | 127 | https://www.unikeyic.com/media/datasheet/c2/17/5369/c2/e09c1ababbece750e451fe065ad33043.pdf | https://www.unikeyic.com/products/power-adapter/nge12u05-p1j/694327879.html
NGE12U05-USB | Mean-Well USA, Inc. | 1: 12.88 5: 11.77 10: 11.016 20: 10.962 | North America 12W USB A Receptacle 90V(AC) 264V(AC) Fixed Blade，NEMA 1-15P 1.19m wall mount 55mm*48mm*28mm |  |  | Commercial, Industrial |  |  |  | 1.19m | [5 empty] | NGE12U05-USB Mean-Well USA, Inc. |  |  |  |  | Fixed Blade, NEMA 1-15P |  |  | 55mm*48mm*28mm |  |  | 264V(AC) | 90V(AC) |  |  | wall mount |  |  |  | -30℃~70℃ |  | - | USB A Receptacle | 12W | [5 empty] | North America |  |  | Compliant | bulk | [8 empty] | 60 | https://www.unikeyic.com/media/datasheet/c2/17/5369/c2/e09c1ababbece750e451fe065ad33043.pdf | https://www.unikeyic.com/products/power-adapter/nge12u05-usb/694325575.html
NGE12U12-P1J | Mean-Well USA, Inc. | 1: 7.5035 10: 7.2256 50: 6.9477 | North America 12W Barrel Plug, 2.1mm I.D. x 5.5mm O.D. x 11.0mm, Center Positive, 90V(AC) 264V(AC), Fixed Blade, NEMA 1-15P, 1.19m, Wall Mount, 55mm × 48mm × 28mm |  |  | Commercial, Industrial |  |  |  | 1.19m | [5 empty] | NGE12U12-P1J Mean-Well USA, Inc. |  |  |  |  | Fixed Blade, NEMA 1-15P |  |  | 55mm*48mm*28mm |  |  | 264V(AC) | 90V(AC) |  |  | wall mount |  |  |  | -30℃~70℃ |  | Positive center | Barrel Plug, 2.1mm I.D. x 5.5mm O.D. x 11.0mm | 12W | [5 empty] | North America |  |  | Compliant | bulk | [8 empty] | 324 | https://www.unikeyic.com/media/datasheet/c2/17/5369/c2/e09c1ababbece750e451fe065ad33043.pdf | https://www.unikeyic.com/products/power-adapter/nge12u12-p1j/694357575.html
NGE12U18-P1J | Mean-Well USA, Inc. | 1: 12.88 5: 11.77 10: 11.016 20: 10.962 | North America 15W Barrel Plug,2.1mm I.D. x 5.5mm O.D. x 11.0mm Positive center 90V(AC) 264V(AC) Fixed Blade，NEMA 1-15P 1.19m wall mount 55mm*48mm*28mm |  |  | Commercial, Industrial |  |  |  | 1.19m | [5 empty] | NGE12U18-P1J Mean-Well USA, Inc. |  |  |  |  | Fixed Blade, NEMA 1-15P |  |  | 55mm*48mm*28mm |  |  | 264V(AC) | 90V(AC) |  |  | wall mount |  |  |  | -30℃~70℃ |  | Positive center | Barrel Plug, 2.1mm I.D. x 5.5mm O.D. x 11.0mm | 15W | [5 empty] | North America |  |  | Compliant | bulk | [8 empty] | 40 | https://www.unikeyic.com/media/datasheet/c2/17/5369/c2/e09c1ababbece750e451fe065ad33043.pdf | https://www.unikeyic.com/products/power-adapter/nge12u18-p1j/694356040.html
NGE12U24-P1J | Mean-Well USA, Inc. | 1: 12.88 5: 11.77 10: 11.016 20: 10.962 | North America 15W Barrel Plug,2.1mm I.D. x 5.5mm O.D. x 11.0mm Positive center 90V(AC) 264V(AC) Fixed Blade，NEMA 1-15P 1.19m wall mount 55mm*48mm*28mm |  |  | Commercial, Industrial |  |  |  | 1.19m | [5 empty] | NGE12U24-P1J Mean-Well USA, Inc. |  |  |  |  | Fixed Blade, NEMA 1-15P |  |  | 55mm*48mm*28mm |  |  | 264V(AC) | 90V(AC) |  |  | wall mount |  |  |  | -30℃~70℃ |  | Positive center | Barrel Plug, 2.1mm I.D. x 5.5mm O.D. x 11.0mm | 15W | [5 empty] | North America |  |  | Compliant | bulk | [8 empty] | 31 | https://www.unikeyic.com/media/datasheet/c2/17/5369/c2/e09c1ababbece750e451fe065ad33043.pdf | https://www.unikeyic.com/products/power-adapter/nge12u24-p1j/694349642.html
NGE18E05-P1J | Mean-Well USA, Inc. | 1: 8.1598 10: 7.8576 50: 7.5554 | Europe 12W Barrel Plug,2.1mm I.D. x 5.5mm O.D. x 11.0mm Positive center 90V(AC) 264V(AC) Fixed Blade，KSC 8305 1.19m wall mount 55mm*48mm*28mm |  |  | Commercial, Industrial |  |  |  | 1.19m | [10 empty] | Fixed Blade, KSC 8305 |  |  | 55mm*48mm*28mm |  |  | 264V(AC) | 90V(AC) |  |  | wall mount |  |  |  | -30℃~70℃ |  | Positive center | Barrel Plug, 2.1mm I.D. x 5.5mm O.D. x 11.0mm | 12W | [5 empty] | Europe |  |  | Compliant | bulk | [8 empty] | 13 | https://www.unikeyic.com/media/about_us/Unikey_ISO_9001_Certification.pdf | https://www.unikeyic.com/products/power-adapter/nge18e05-p1j/694338122.html
NGE18E09-P1J | Mean-Well USA, Inc. | 1: 13.3875 5: 11.9952 10: 11.781 50: 11.781 100: 11.5668 250: 11.5668 | Europe KSC 8305 12W Barrel Plug, 2.1mm I.D. x 5.5mm O.D. x 11.0mm, Center Positive, 90V(AC) 264V(AC), Fixed Blade, Wall Mount, 1.19m, 55mm × 48mm × 28mm |  |  | Commercial, Industrial |  |  |  | 1.19m | [10 empty] | Fixed Blade, KSC 8305 |  |  | 55mm*48mm*28mm |  |  | 264V(AC) | 90V(AC) |  |  | wall mount |  |  |  | -30℃~70℃ |  | Positive center | Barrel Plug, 2.1mm I.D. x 5.5mm O.D. x 11.0mm | 12W | [5 empty] | Europe |  |  | Compliant | bulk | [8 empty] | 15 | https://www.unikeyic.com/media/about_us/Unikey_ISO_9001_Certification.pdf | https://www.unikeyic.com/products/power-adapter/nge18e09-p1j/694428048.html
NGE18E12-P1J | Mean-Well USA, Inc. | 1: 8.1598 10: 7.8576 50: 7.5554 | Europe 12W Barrel Plug,2.1mm I.D. x 5.5mm O.D. x 11.0mm Positive center 90V(AC) 264V(AC) Fixed Blade，KSC 8305 1.19m wall mount 55mm*48mm*28mm |  |  | Commercial, Industrial |  |  |  | 1.19m | [10 empty] | Fixed Blade, KSC 8305 |  |  | 55mm*48mm*28mm |  |  | 264V(AC) | 90V(AC) |  |  | wall mount |  |  |  | -30℃~70℃ |  | Positive center | Barrel Plug, 2.1mm I.D. x 5.5mm O.D. x 11.0mm | 12W | [5 empty] | Europe |  |  | Compliant | bulk | [8 empty] | 447 | https://www.unikeyic.com/media/about_us/Unikey_ISO_9001_Certification.pdf | https://www.unikeyic.com/products/power-adapter/nge18e12-p1j/694396233.html
NGE18E15-P1J | Mean-Well USA, Inc. | 1: 13.0375 5: 12.516 10: 11.473 50: 11.473 100: 11.2644 250: 11.2644 | Barrel Plug Connector 90VAC 264VAC 12W 2.1mm ID x 5.5mm OD x 11mm Fixed Blade Center Positive KSC 8305 1.19m Wall Mount 55mm × 48mm × 28mm |  |  | Commercial, Industrial |  |  |  | 1.19m | [10 empty] | Fixed Blade, KSC 8305 |  |  | 55mm*48mm*28mm |  |  | 264V(AC) | 90V(AC) |  |  | wall mount |  |  |  | -30℃~70℃ |  | Positive center | Barrel Plug, 2.1mm I.D. x 5.5mm O.D. x 11.0mm | 12W | [5 empty] | Europe |  |  | Compliant | bulk | [8 empty] | 7 | https://www.unikeyic.com/media/about_us/Unikey_ISO_9001_Certification.pdf | https://www.unikeyic.com/products/power-adapter/nge18e15-p1j/694425835.html
NGE18E18-P1J | Mean-Well USA, Inc. | 1: 13.0375 5: 12.516 10: 11.473 50: 11.473 100: 11.2644 250: 11.2644 | Europe 15W Barrel Plug,2.1mm I.D. x 5.5mm O.D. x 11.0mm Positive center 90V(AC) 264V(AC) Fixed Blade，KSC 8305 1.19m wall mount 55mm*48mm*28mm |  |  | Commercial, Industrial |  |  |  | 1.19m | [10 empty] | Fixed Blade, KSC 8305 |  |  | 55mm*48mm*28mm |  |  | 264V(AC) | 90V(AC) |  |  | wall mount |  |  |  | -30℃~70℃ |  | Positive center | Barrel Plug, 2.1mm I.D. x 5.5mm O.D. x 11.0mm | 15W | [5 empty] | Europe |  |  | Compliant | bulk | [8 empty] | 17 | https://www.unikeyic.com/media/about_us/Unikey_ISO_9001_Certification.pdf | https://www.unikeyic.com/products/power-adapter/nge18e18-p1j/694329159.html
NGE18E24-P1J | Mean-Well USA, Inc. | 1: 13.2875 5: 11.9056 10: 11.693 50: 11.693 100: 11.4804 250: 11.4804 | Europe 15W Barrel Plug,2.1mm I.D. x 5.5mm O.D. x 11.0mm Positive center 90V(AC) 264V(AC) Fixed Blade，KSC 8305 1.19m wall mount 55mm*48mm*28mm |  |  | Commercial, Industrial |  |  |  | 1.19m | [10 empty] | Fixed Blade, KSC 8305 |  |  | 55mm*48mm*28mm |  |  | 264V(AC) | 90V(AC) |  |  | wall mount |  |  |  | -30℃~70℃ |  | Positive center | Barrel Plug, 2.1mm I.D. x 5.5mm O.D. x 11.0mm | 15W | [5 empty] | Europe |  |  | Compliant | bulk | [8 empty] | 188 | https://www.unikeyic.com/media/about_us/Unikey_ISO_9001_Certification.pdf | https://www.unikeyic.com/products/power-adapter/nge18e24-p1j/694347595.html
NGE18I05-P1J | Mean-Well USA, Inc. | 1: 8.5856 10: 8.2676 50: 7.9496 | International 12W Barrel Plug,2.1mm I.D. x 5.5mm O.D. x 11.0mm Positive center 90V(AC) 264V(AC) Multi-Blade (Included) 1.19m wall mount 55mm*48mm*28mm |  |  | Commercial, Industrial |  |  |  | 1.19m | [10 empty] | Multi-Blade (Included) |  |  | 55mm*48mm*28mm |  |  | 264V(AC) | 90V(AC) |  |  | wall mount |  |  |  | -30℃~70℃ |  | Positive center | Barrel Plug, 2.1mm I.D. x 5.5mm O.D. x 11.0mm | 12W | [5 empty] | International |  |  | Compliant | bulk | [8 empty] | 356 | https://www.unikeyic.com/media/about_us/Unikey_ISO_9001_Certification.pdf | https://www.unikeyic.com/products/power-adapter/nge18i05-p1j/693724732.html
NGE18I12-P1J | Mean-Well USA, Inc. | 1: 8.1598 10: 7.8576 50: 7.5554 | International 12W Barrel Plug,2.1mm I.D. x 5.5mm O.D. x 11.0mm Positive center 90V(AC) 264V(AC) Multi-Blade (Included) 1.19m wall mount 55mm*48mm*28mm |  |  | Commercial, Industrial |  |  |  | 1.19m | [10 empty] | Multi-Blade (Included) |  |  | 55mm*48mm*28mm |  |  | 264V(AC) | 90V(AC) |  |  | wall mount |  |  |  | -30℃~70℃ |  | Positive center | Barrel Plug, 2.1mm I.D. x 5.5mm O.D. x 11.0mm | 12W | [5 empty] | International |  |  | Compliant | bulk | [8 empty] | 457 | https://www.unikeyic.com/media/about_us/Unikey_ISO_9001_Certification.pdf | https://www.unikeyic.com/products/power-adapter/nge18i12-p1j/693233022.html
NGE18I15-P1J | Mean-Well USA, Inc. | 1: 12.096 5: 11.556 10: 11.016 25: 10.692 | International 12W Barrel Plug, 2.1mm I.D. x 5.5mm O.D. x 11.0mm, Center Positive, 90V(AC) 264V(AC), Multi-Blade (Included), 1.19m, Wall Mount, 55mm × 48mm × 28mm |  |  | Commercial, Industrial |  |  |  | 1.19m | [10 empty] | Multi-Blade (Included) |  |  | 55mm*48mm*28mm |  |  | 264V(AC) | 90V(AC) |  |  | wall mount |  |  |  | -30℃~70℃ |  | Positive center | Barrel Plug, 2.1mm I.D. x 5.5mm O.D. x 11.0mm | 12W | [5 empty] | International |  |  | Compliant | bulk | [8 empty] | 80 | https://www.unikeyic.com/media/about_us/Unikey_ISO_9001_Certification.pdf | https://www.unikeyic.com/products/power-adapter/nge18i15-p1j/693523587.html
NGE18I18-P1J | Mean-Well USA, Inc. | 1: 13.0375 5: 12.516 10: 11.473 50: 11.473 100: 11.2644 250: 11.2644 | International 15W Barrel Plug,2.1mm I.D. x 5.5mm O.D. x 11.0mm Positive center 90V(AC) 264V(AC) Multi-Blade (Included) 1.19m wall mount 55mm*48mm*28mm |  |  | Commercial, Industrial |  |  |  | 1.19m | [10 empty] | Multi-Blade (Included) |  |  | 55mm*48mm*28mm |  |  | 264V(AC) | 90V(AC) |  |  | wall mount |  |  |  | -30℃~70℃ |  | Positive center | Barrel Plug, 2.1mm I.D. x 5.5mm O.D. x 11.0mm | 15W | [5 empty] | International |  |  | Compliant | bulk | [8 empty] | 4 | https://www.unikeyic.com/media/about_us/Unikey_ISO_9001_Certification.pdf | https://www.unikeyic.com/products/power-adapter/nge18i18-p1j/693649269.html
NGE18I24-P1J | Mean-Well USA, Inc. | 1: 11.73 5: 10.78 10: 10.23 20: 9.828 | International 15W Barrel Plug,2.1mm I.D. x 5.5mm O.D. x 11.0mm Positive center 90V(AC) 264V(AC) Multi-Blade (Included) 1.19m wall mount 55mm*48mm*28mm |  |  | Commercial, Industrial |  |  |  | 1.19m | [10 empty] | Multi-Blade (Included) |  |  | 55mm*48mm*28mm |  |  | 264V(AC) | 90V(AC) |  |  | wall mount |  |  |  | -30℃~70℃ |  | Positive center | Barrel Plug, 2.1mm I.D. x 5.5mm O.D. x 11.0mm | 15W | [5 empty] | International |  |  | Compliant | bulk | [8 empty] | 155 | https://www.unikeyic.com/media/about_us/Unikey_ISO_9001_Certification.pdf | https://www.unikeyic.com/products/power-adapter/nge18i24-p1j/693655713.html
NGE18U05-P1J | Mean-Well USA, Inc. | 1: 13.57 5: 12.32 10: 11.556 20: 11.4264 | North America 12W Barrel Plug, 2.1mm I.D. x 5.5mm O.D. x 11.0mm, Center Positive, 90V(AC) 264V(AC), Fixed Blade, NEMA 1-15P, 1.19m, Wall Mount, 55mm × 48mm × 28mm |  |  | Commercial, Industrial |  |  |  | 1.19m | [10 empty] | Fixed Blade, NEMA 1-15P |  |  | 55mm*48mm*28mm |  |  | 264V(AC) | 90V(AC) |  |  | wall mount |  |  |  | -30℃~70℃ |  | Positive center | Barrel Plug, 2.1mm I.D. x 5.5mm O.D. x 11.0mm | 12W | [5 empty] | North America |  |  | Compliant | bulk | [8 empty] | 46 | https://www.unikeyic.com/media/about_us/Unikey_ISO_9001_Certification.pdf | https://www.unikeyic.com/products/power-adapter/nge18u05-p1j/694393674.html
NGE18U09-P1J | Mean-Well USA, Inc. | 1: 13.57 5: 12.32 10: 11.556 20: 11.4264 | North America 12W Barrel Plug, 2.1mm I.D. x 5.5mm O.D. x 11.0mm, Center Positive, 90V(AC) 264V(AC), Fixed Blade, NEMA 1-15P, 1.19m, Wall Mount, 55mm × 48mm × 28mm |  |  | Commercial, Industrial |  |  |  | 1.19m | [10 empty] | Fixed Blade, NEMA 1-15P |  |  | 55mm*48mm*28mm |  |  | 264V(AC) | 90V(AC) |  |  | wall mount |  |  |  | -30℃~70℃ |  | Positive center | Barrel Plug, 2.1mm I.D. x 5.5mm O.D. x 11.0mm | 12W | [5 empty] | North America |  |  | Compliant | bulk | [8 empty] | 11 | https://www.unikeyic.com/media/about_us/Unikey_ISO_9001_Certification.pdf | https://www.unikeyic.com/products/power-adapter/nge18u09-p1j/694353992.html
NGE18U12-P1J | Mean-Well USA, Inc. | 1: 8.1598 10: 7.8576 50: 7.5554 | North America 12W Barrel Plug, 2.1mm I.D. x 5.5mm O.D. x 11.0mm, Center Positive, 90V(AC) 264V(AC), Fixed Blade, NEMA 1-15P, 1.19m, Wall Mount, 55mm × 48mm × 28mm |  |  | Commercial, Industrial |  |  |  | 1.19m | [10 empty] | Fixed Blade, NEMA 1-15P |  |  | 55mm*48mm*28mm |  |  | 264V(AC) | 90V(AC) |  |  | wall mount |  |  |  | -30℃~70℃ |  | Positive center | Barrel Plug, 2.1mm I.D. x 5.5mm O.D. x 11.0mm | 12W | [5 empty] | North America |  |  | Compliant | bulk | [8 empty] | 317 | https://www.unikeyic.com/media/about_us/Unikey_ISO_9001_Certification.pdf | https://www.unikeyic.com/products/power-adapter/nge18u12-p1j/694340168.html
NGE18U15-P1J | Mean-Well USA, Inc. | 1: 13.57 5: 12.32 10: 11.556 20: 11.4264 | North America 12W Barrel Plug, 2.1mm I.D. x 5.5mm O.D. x 11.0mm, Center Positive, 90V(AC) 264V(AC), Fixed Blade, NEMA 1-15P, 1.19m, Wall Mount, 55mm × 48mm × 28mm |  |  | Commercial, Industrial |  |  |  | 1.19m | [10 empty] | Fixed Blade, NEMA 1-15P |  |  | 55mm*48mm*28mm |  |  | 264V(AC) | 90V(AC) |  |  | wall mount |  |  |  | -30℃~70℃ |  | Positive center | Barrel Plug, 2.1mm I.D. x 5.5mm O.D. x 11.0mm | 12W | [5 empty] | North America |  |  | Compliant | bulk | [8 empty] | 37 | https://www.unikeyic.com/media/about_us/Unikey_ISO_9001_Certification.pdf | https://www.unikeyic.com/products/power-adapter/nge18u15-p1j/694374473.html
NGE18U18-P1J | Mean-Well USA, Inc. | 1: 13.57 5: 12.32 10: 11.556 20: 11.4264 | North America 15W Barrel Plug,2.1mm I.D. x 5.5mm O.D. x 11.0mm Positive center 90V(AC) 264V(AC) Fixed Blade，NEMA 1-15P 1.19m wall mount 55mm*48mm*28mm |  |  | Commercial, Industrial |  |  |  | 1.19m | [10 empty] | Fixed Blade, NEMA 1-15P |  |  | 55mm*48mm*28mm |  |  | 264V(AC) | 90V(AC) |  |  | wall mount |  |  |  | -30℃~70℃ |  | Positive center | Barrel Plug, 2.1mm I.D. x 5.5mm O.D. x 11.0mm | 15W | [5 empty] | North America |  |  | Compliant | bulk | [8 empty] | 87 | https://www.unikeyic.com/media/about_us/Unikey_ISO_9001_Certification.pdf | https://www.unikeyic.com/products/power-adapter/nge18u18-p1j/694330696.html
NGE18U24-P1J | Mean-Well USA, Inc. | 1: 13.57 5: 12.32 10: 11.556 20: 11.4264 | North America 15W Barrel Plug,2.1mm I.D. x 5.5mm O.D. x 11.0mm Positive center 90V(AC) 264V(AC) Fixed Blade，NEMA 1-15P 1.19m wall mount 55mm*48mm*28mm |  |  | Commercial, Industrial |  |  |  | 1.19m | [10 empty] | Fixed Blade, NEMA 1-15P |  |  | 55mm*48mm*28mm |  |  | 264V(AC) | 90V(AC) |  |  | wall mount |  |  |  | -30℃~70℃ |  | Positive center | Barrel Plug, 2.1mm I.D. x 5.5mm O.D. x 11.0mm | 15W | [5 empty] | North America |  |  | Compliant | bulk | [8 empty] | 73 | https://www.unikeyic.com/media/about_us/Unikey_ISO_9001_Certification.pdf | https://www.unikeyic.com/products/power-adapter/nge18u24-p1j/694388809.html
NGE30E05-P1J | Mean-Well USA, Inc. | 1: 16.85 5: 15.0976 10: 14.828 50: 14.5584 100: 14.5584 250: 14.5584 | Europe 20W Barrel Plug,2.1mm I.D. x 5.5mm O.D. x 11.0mm Positive center 80V(AC) 264V(AC) Fixed Blade，KSC 8305 1.2m wall mount |  |  | Commercial, Industrial |  |  |  | 1.2m | [10 empty] | Fixed Blade, KSC 8305 | [5 empty] | 264V(AC) | 80V(AC) |  |  | wall mount |  |  |  | -30℃~70℃ |  | Positive center | Barrel Plug, 2.1mm I.D. x 5.5mm O.D. x 11.0mm | 20W | [5 empty] | Europe |  |  | Compliant | bulk | [8 empty] | 13 | https://www.unikeyic.com/media/about_us/Unikey_ISO_9001_Certification.pdf | https://www.unikeyic.com/products/power-adapter/nge30e05-p1j/694423369.html
NGE30E09-P1J | Mean-Well USA, Inc. | 1: 15.6692 5: 15.0154 10: 14.2538 50: 13.9269 100: 13.6487 250: 13.5449 | Europe 30W Barrel Plug,2.1mm I.D. x 5.5mm O.D. x 11.0mm Positive center 80V(AC) 264V(AC) Fixed Blade，KSC 8305 1.2m wall mount |  |  | Commercial, Industrial |  |  |  | 1.2m | [10 empty] | Fixed Blade, KSC 8305 | [5 empty] | 264V(AC) | 80V(AC) |  |  | wall mount |  |  |  | -30℃~70℃ |  | Positive center | Barrel Plug, 2.1mm I.D. x 5.5mm O.D. x 11.0mm | 30W | [5 empty] | Europe |  |  | Compliant | bulk | [8 empty] | 2 | https://www.unikeyic.com/media/about_us/Unikey_ISO_9001_Certification.pdf | https://www.unikeyic.com/products/power-adapter/nge30e09-p1j/694382151.html
NGE30E12-P1J | Mean-Well USA, Inc. | 1: 10.6788 10: 10.2833 50: 9.8877 | Europe 30W Barrel Plug,2.1mm I.D. x 5.5mm O.D. x 11.0mm Positive center 80V(AC) 264V(AC) Fixed Blade，KSC 8305 1.2m wall mount |  |  | Commercial, Industrial |  |  |  | 1.2m | [10 empty] | Fixed Blade, KSC 8305 | [5 empty] | 264V(AC) | 80V(AC) |  |  | wall mount |  |  |  | -30℃~70℃ |  | Positive center | Barrel Plug, 2.1mm I.D. x 5.5mm O.D. x 11.0mm | 30W | [5 empty] | Europe |  |  | Compliant | bulk | [8 empty] | 4 | https://www.unikeyic.com/media/about_us/Unikey_ISO_9001_Certification.pdf | https://www.unikeyic.com/products/power-adapter/nge30e12-p1j/694357065.html
NGE30E15-P1J | Mean-Well USA, Inc. | 1: 16.85 5: 15.0976 10: 14.828 50: 14.5584 100: 14.5584 250: 14.5584 | Europe 30W Barrel Plug,2.1mm I.D. x 5.5mm O.D. x 11.0mm Positive center 80V(AC) 264V(AC) Fixed Blade，KSC 8305 1.5m wall mount |  |  | Commercial, Industrial |  |  |  | 1.5m | [10 empty] | Fixed Blade, KSC 8305 | [5 empty] | 264V(AC) | 80V(AC) |  |  | wall mount |  |  |  | -30℃~70℃ |  | Positive center | Barrel Plug, 2.1mm I.D. x 5.5mm O.D. x 11.0mm | 30W | [5 empty] | Europe |  |  | Compliant | bulk | [8 empty] | 39 | https://www.unikeyic.com/media/about_us/Unikey_ISO_9001_Certification.pdf | https://www.unikeyic.com/products/power-adapter/nge30e15-p1j/694427278.html
NGE30E18-P1J | Mean-Well USA, Inc. | 1: 16.85 5: 15.0976 10: 14.828 50: 14.5584 100: 14.5584 250: 14.5584 | Europe 30W Barrel Plug,2.1mm I.D. x 5.5mm O.D. x 11.0mm Positive center 80V(AC) 264V(AC) Fixed Blade，KSC 8305 1.5m wall mount |  |  | Commercial, Industrial |  |  |  | 1.5m | [10 empty] | Fixed Blade, KSC 8305 | [5 empty] | 264V(AC) | 80V(AC) |  |  | wall mount |  |  |  | -30℃~70℃ |  | Positive center | Barrel Plug, 2.1mm I.D. x 5.5mm O.D. x 11.0mm | 30W | [5 empty] | Europe |  |  | Compliant | bulk | [8 empty] | 19 | https://www.unikeyic.com/media/about_us/Unikey_ISO_9001_Certification.pdf | https://www.unikeyic.com/products/power-adapter/nge30e18-p1j/694371911.html
NGE30E24-P1J | Mean-Well USA, Inc. | 1: 16.975 5: 15.2096 10: 14.938 50: 14.6664 100: 14.6664 250: 14.6664 | Europe 30W Barrel Plug,2.1mm I.D. x 5.5mm O.D. x 11.0mm Positive center 80V(AC) 264V(AC) Fixed Blade，KSC 8305 1.5m wall mount |  |  | Commercial, Industrial |  |  |  | 1.5m | [10 empty] | Fixed Blade, KSC 8305 | [5 empty] | 264V(AC) | 80V(AC) |  |  | wall mount |  |  |  | -30℃~70℃ |  | Positive center | Barrel Plug, 2.1mm I.D. x 5.5mm O.D. x 11.0mm | 30W | [5 empty] | Europe |  |  | Compliant | bulk | [8 empty] | 79 | https://www.unikeyic.com/media/about_us/Unikey_ISO_9001_Certification.pdf | https://www.unikeyic.com/products/power-adapter/nge30e24-p1j/694403913.html
NGE30E48-P1J | Mean-Well USA, Inc. | 1: 16.85 5: 15.0976 10: 14.828 50: 14.5584 100: 14.5584 250: 14.5584 | Europe 30W Barrel Plug, 2.1mm I.D. × 5.5mm O.D. × 11.0mm, Center Positive, 80V(AC) 264V(AC), Fixed Blade, KSC 8305, 1.5m, Wall Mount |  |  | Commercial, Industrial |  |  |  | 1.5m | [10 empty] | Fixed Blade, KSC 8305 | [5 empty] | 264V(AC) | 80V(AC) |  |  | wall mount |  |  |  | -30℃~70℃ |  | Positive center | Barrel Plug, 2.1mm I.D. x 5.5mm O.D. x 11.0mm | 30W | [5 empty] | Europe |  |  | Compliant | bulk | [8 empty] | 13 | https://www.unikeyic.com/media/about_us/Unikey_ISO_9001_Certification.pdf | https://www.unikeyic.com/products/power-adapter/nge30e48-p1j/694321479.html
NGE30U05-P1J | Mean-Well USA, Inc. | 1: 15.5607 5: 14.9122 10: 14.1559 25: 13.8317 | North America 20W Barrel Plug,2.1mm I.D. x 5.5mm O.D. x 11.0mm Positive center 80V(AC) 264V(AC) Fixed Blade，NEMA 1-15P 1.2m wall mount |  |  | Commercial, Industrial |  |  |  | 1.2m | [10 empty] | Fixed Blade, NEMA 1-15P | [5 empty] | 264V(AC) | 80V(AC) |  |  | wall mount |  |  |  | -30℃~70℃ |  | Positive center | Barrel Plug, 2.1mm I.D. x 5.5mm O.D. x 11.0mm | 20W | [5 empty] | North America |  |  | Compliant | bulk | [8 empty] | 4 | https://www.unikeyic.com/media/about_us/Unikey_ISO_9001_Certification.pdf | https://www.unikeyic.com/products/power-adapter/nge30u05-p1j/694359111.html
NGE30U09-P1J | Mean-Well USA, Inc. | 1: 17.48 5: 15.95 10: 14.904 20: 14.472 | North America 30W Barrel Plug,2.1mm I.D. x 5.5mm O.D. x 11.0mm Positive center 80V(AC) 264V(AC) Fixed Blade，NEMA 1-15P 1.2m wall mount |  |  | Commercial, Industrial |  |  |  | 1.2m | [10 empty] | Fixed Blade, NEMA 1-15P | [5 empty] | 264V(AC) | 80V(AC) |  |  | wall mount |  |  |  | -30℃~70℃ |  | Positive center | Barrel Plug, 2.1mm I.D. x 5.5mm O.D. x 11.0mm | 30W | [5 empty] | North America |  |  | Compliant | bulk | [8 empty] | 10 | https://www.unikeyic.com/media/about_us/Unikey_ISO_9001_Certification.pdf | https://www.unikeyic.com/products/power-adapter/nge30u09-p1j/694428467.html
NGE30U12-P1J | Mean-Well USA, Inc. | 1: 10.6788 10: 10.2833 50: 9.8877 | North America 30W Barrel Plug,2.1mm I.D. x 5.5mm O.D. x 11.0mm Positive center 80V(AC) 264V(AC) Fixed Blade，NEMA 1-15P 1.2m wall mount |  |  | Commercial, Industrial |  |  |  | 1.2m | [10 empty] | Fixed Blade, NEMA 1-15P | [5 empty] | 264V(AC) | 80V(AC) |  |  | wall mount |  |  |  | -30℃~70℃ |  | Positive center | Barrel Plug, 2.1mm I.D. x 5.5mm O.D. x 11.0mm | 30W | [5 empty] | North America |  |  | Compliant | bulk | [8 empty] | 266 | https://www.unikeyic.com/media/about_us/Unikey_ISO_9001_Certification.pdf | https://www.unikeyic.com/products/power-adapter/nge30u12-p1j/694421576.html
NGE30U15-P1J | Mean-Well USA, Inc. | 1: 17.48 5: 15.95 10: 14.904 20: 14.472 | North America 30W Barrel Plug, 2.1mm I.D. x 5.5mm O.D. x 11.0mm Center Positive 80V(AC) 264V(AC) Fixed Blade, NEMA 1-15P 1.5m Wall Mount |  |  | Commercial, Industrial |  |  |  | 1.5m | [10 empty] | Fixed Blade, NEMA 1-15P | [5 empty] | 264V(AC) | 80V(AC) |  |  | wall mount |  |  |  | -30℃~70℃ |  | Positive center | Barrel Plug, 2.1mm I.D. x 5.5mm O.D. x 11.0mm | 30W | [5 empty] | North America |  |  | Compliant | bulk | [8 empty] | 10 | https://www.unikeyic.com/media/about_us/Unikey_ISO_9001_Certification.pdf | https://www.unikeyic.com/products/power-adapter/nge30u15-p1j/694372423.html
NGE30U18-P1J | Mean-Well USA, Inc. | 1: 17.48 5: 15.95 10: 14.904 20: 14.472 | North America 30W Barrel Plug,2.1mm I.D. x 5.5mm O.D. x 11.0mm Positive center 80V(AC) 264V(AC) Fixed Blade，NEMA 1-15P 1.5m wall mount |  |  | Commercial, Industrial |  |  |  | 1.5m | [10 empty] | Fixed Blade, NEMA 1-15P | [5 empty] | 264V(AC) | 80V(AC) |  |  | wall mount |  |  |  | -30℃~70℃ |  | Positive center | Barrel Plug, 2.1mm I.D. x 5.5mm O.D. x 11.0mm | 30W | [5 empty] | North America |  |  | Compliant | bulk | [8 empty] | 10 | https://www.unikeyic.com/media/about_us/Unikey_ISO_9001_Certification.pdf | https://www.unikeyic.com/products/power-adapter/nge30u18-p1j/694376007.html
NGE30U48-P1J | Mean-Well USA, Inc. | 1: 17.48 5: 15.95 10: 14.904 20: 14.472 | NEMA 1-15P Barrel Plug, 30W, 80V AC/264V AC, 2.1mm ID x 5.5mm OD x 11.0mm, Center Positive, Fixed Blade, 1.5m, Wall Mount |  |  | Commercial, Industrial |  |  |  | 1.5m | [10 empty] | Fixed Blade, NEMA 1-15P | [5 empty] | 264V(AC) | 80V(AC) |  |  | wall mount |  |  |  | -30℃~70℃ |  | Positive center | Barrel Plug, 2.1mm I.D. x 5.5mm O.D. x 11.0mm | 30W | [5 empty] | North America |  |  | Compliant | bulk | [8 empty] | 9 | https://www.unikeyic.com/media/about_us/Unikey_ISO_9001_Certification.pdf | https://www.unikeyic.com/products/power-adapter/nge30u48-p1j/694318151.html
NGE45E05-P1J | Mean-Well USA, Inc. | 1: 18.4786 5: 17.6137 10: 16.8573 25: 16.3171 | Europe 28W Barrel Plug, 2.1mm ID x 5.5mm OD x 11.0mm, Center Positive, 80V AC 264V AC, Fixed Blade, KSC 8305 1m Wall Mount |  |  | Commercial, Industrial |  |  |  | 1m | [10 empty] | Fixed Blade, KSC 8305 | [5 empty] | 264V(AC) | 80V(AC) |  |  | wall mount |  |  |  | -30℃~70℃ |  | Positive center | Barrel Plug, 2.1mm I.D. x 5.5mm O.D. x 11.0mm | 28W | [5 empty] | Europe |  |  | Compliant | bulk | [8 empty] | 4 | https://www.unikeyic.com/media/about_us/Unikey_ISO_9001_Certification.pdf | https://www.unikeyic.com/products/power-adapter/nge45e05-p1j/694340167.html
NGE45E09-P1J | Mean-Well USA, Inc. | 1: 19.092 5: 17.8192 10: 17.501 50: 17.1828 100: 17.1828 250: 17.1828 | Europe 41W Barrel Plug,2.1mm I.D. x 5.5mm O.D. x 11.0mm Positive center 80V(AC) 264V(AC) Fixed Blade，KSC 8305 1m wall mount |  |  | Commercial, Industrial |  |  |  | 1m | [10 empty] | Fixed Blade, KSC 8305 | [5 empty] | 264V(AC) | 80V(AC) |  |  | wall mount |  |  |  | -30℃~70℃ |  | Positive center | Barrel Plug, 2.1mm I.D. x 5.5mm O.D. x 11.0mm | 41W | [5 empty] | Europe |  |  | Compliant | bulk | [8 empty] | 12 | https://www.unikeyic.com/media/about_us/Unikey_ISO_9001_Certification.pdf | https://www.unikeyic.com/products/power-adapter/nge45e09-p1j/694336075.html
NGE45E12-P1J | Mean-Well USA, Inc. | 1: 19.596 5: 18.2896 10: 17.963 50: 17.6364 100: 17.6364 250: 17.6364 | Europe 45W Barrel Plug,2.1mm I.D. x 5.5mm O.D. x 11.0mm Positive center 80V(AC) 264V(AC) Fixed Blade，KSC 8305 1m wall mount |  |  | Commercial, Industrial |  |  |  | 1m | [10 empty] | Fixed Blade, KSC 8305 | [5 empty] | 264V(AC) | 80V(AC) |  |  | wall mount |  |  |  | -30℃~70℃ |  | Positive center | Barrel Plug, 2.1mm I.D. x 5.5mm O.D. x 11.0mm | 45W | [5 empty] | Europe |  |  | Compliant | bulk | [8 empty] | 26 | https://www.unikeyic.com/media/about_us/Unikey_ISO_9001_Certification.pdf | https://www.unikeyic.com/products/power-adapter/nge45e12-p1j/694428303.html
NGE45E15-P1J | Mean-Well USA, Inc. | 1: 19.092 5: 17.8192 10: 17.501 50: 17.1828 100: 17.1828 250: 17.1828 | Europe 45W Barrel Plug,2.1mm I.D. x 5.5mm O.D. x 11.0mm Positive center 80V(AC) 264V(AC) Fixed Blade，KSC 8305 1.5m wall mount |  |  | Commercial, Industrial |  |  |  | 1.5m | [10 empty] | Fixed Blade, KSC 8305 | [5 empty] | 264V(AC) | 80V(AC) |  |  | wall mount |  |  |  | -30℃~70℃ |  | Positive center | Barrel Plug, 2.1mm I.D. x 5.5mm O.D. x 11.0mm | 45W | [5 empty] | Europe |  |  | Compliant | bulk | [8 empty] | 11 | https://www.unikeyic.com/media/about_us/Unikey_ISO_9001_Certification.pdf | https://www.unikeyic.com/products/power-adapter/nge45e15-p1j/694414665.html
NGE45E18-P1J | Mean-Well USA, Inc. | 1: 19.092 5: 17.8192 10: 17.501 50: 17.1828 100: 17.1828 250: 17.1828 | Europe 45W Barrel Plug,2.1mm I.D. x 5.5mm O.D. x 11.0mm Positive center 80V(AC) 264V(AC) Fixed Blade，KSC 8305 1.5m wall mount |  |  | Commercial, Industrial |  |  |  | 1.5m | [10 empty] | Fixed Blade, KSC 8305 | [5 empty] | 264V(AC) | 80V(AC) |  |  | wall mount |  |  |  | -30℃~70℃ |  | Positive center | Barrel Plug, 2.1mm I.D. x 5.5mm O.D. x 11.0mm | 45W | [5 empty] | Europe |  |  | Compliant | bulk | [8 empty] | 2 | https://www.unikeyic.com/media/about_us/Unikey_ISO_9001_Certification.pdf | https://www.unikeyic.com/products/power-adapter/nge45e18-p1j/694400840.html
NGE45E24-P1J | Mean-Well USA, Inc. | 1: 18.7051 10: 17.6083 50: 16.4968 | Europe 45W Barrel Plug, 2.1mm I.D. x 5.5mm O.D. x 11.0mm, Center Positive, 80V(AC)/264V(AC), Fixed Blade, KSC 8305 1.5m Wall Mount |  |  | Commercial, Industrial |  |  |  | 1.5m | [10 empty] | Fixed Blade, KSC 8305 | [5 empty] | 264V(AC) | 80V(AC) |  |  | wall mount |  |  |  | -30℃~70℃ |  | Positive center | Barrel Plug, 2.1mm I.D. x 5.5mm O.D. x 11.0mm | 45W | [5 empty] | Europe |  |  | Compliant | bulk | [8 empty] | 253 | https://www.unikeyic.com/media/about_us/Unikey_ISO_9001_Certification.pdf | https://www.unikeyic.com/products/power-adapter/nge45e24-p1j/694428046.html
NGE45E48-P1J | Mean-Well USA, Inc. | 1: 19.092 5: 17.8192 10: 17.501 50: 17.1828 100: 17.1828 250: 17.1828 | Europe 45W Barrel Plug,2.1mm I.D. x 5.5mm O.D. x 11.0mm Positive center 80V(AC) 264V(AC) Fixed Blade，KSC 8305 1.5m wall mount |  |  | Commercial, Industrial |  |  |  | 1.5m | [10 empty] | Fixed Blade, KSC 8305 | [5 empty] | 264V(AC) | 80V(AC) |  |  | wall mount |  |  |  | -30℃~70℃ |  | Positive center | Barrel Plug, 2.1mm I.D. x 5.5mm O.D. x 11.0mm | 45W | [5 empty] | Europe |  |  | Compliant | bulk | [8 empty] | 9 | https://www.unikeyic.com/media/about_us/Unikey_ISO_9001_Certification.pdf | https://www.unikeyic.com/products/power-adapter/nge45e48-p1j/694409287.html
NGE45U05-P1J | Mean-Well USA, Inc. | 1: 20.815 5: 18.92 10: 17.712 20: 17.5932 | North America 28W Barrel Plug,2.1mm I.D. x 5.5mm O.D. x 11.0mm Positive center 80V(AC) 264V(AC) Fixed Blade，NEMA 1-15P 1m wall mount |  |  | Commercial, Industrial |  |  |  | 1m | [10 empty] | Fixed Blade, NEMA 1-15P | [5 empty] | 264V(AC) | 80V(AC) |  |  | wall mount |  |  |  | -30℃~70℃ |  | Positive center | Barrel Plug, 2.1mm I.D. x 5.5mm O.D. x 11.0mm | 28W | [5 empty] | North America |  |  | Compliant | bulk | [8 empty] | 12 | https://www.unikeyic.com/media/about_us/Unikey_ISO_9001_Certification.pdf | https://www.unikeyic.com/products/power-adapter/nge45u05-p1j/694390600.html
NGE45U09-P1J | Mean-Well USA, Inc. | 1: 18.468 5: 17.604 10: 16.848 25: 16.308 | North America 41W Barrel Plug,2.1mm I.D. x 5.5mm O.D. x 11.0mm Positive center 80V(AC) 264V(AC) Fixed Blade，NEMA 1-15P 1m wall mount |  |  | Commercial, Industrial |  |  |  | 1m | [10 empty] | Fixed Blade, NEMA 1-15P | [5 empty] | 264V(AC) | 80V(AC) |  |  | wall mount |  |  |  | -30℃~70℃ |  | Positive center | Barrel Plug, 2.1mm I.D. x 5.5mm O.D. x 11.0mm | 41W | [5 empty] | North America |  |  | Compliant | bulk | [8 empty] | 4 | https://www.unikeyic.com/media/about_us/Unikey_ISO_9001_Certification.pdf | https://www.unikeyic.com/products/power-adapter/nge45u09-p1j/694398279.html
NGE45U12-P1J | Mean-Well USA, Inc. | 1: 12.559 10: 12.0939 50: 11.6288 | Barrel Plug, NEMA 1-15P, 45W, 2.1mm ID x 5.5mm OD x 11.0mm, Center Positive, 80V AC/264V AC, Fixed Blade, 1m, Wall Mount |  |  | Commercial, Industrial |  |  |  | 1m | [10 empty] | Fixed Blade, NEMA 1-15P | [5 empty] | 264V(AC) | 80V(AC) |  |  | wall mount |  |  |  | -30℃~70℃ |  | Positive center | Barrel Plug, 2.1mm I.D. x 5.5mm O.D. x 11.0mm | 45W | [5 empty] | North America |  |  | Compliant | bulk | [8 empty] | 12 | https://www.unikeyic.com/media/about_us/Unikey_ISO_9001_Certification.pdf | https://www.unikeyic.com/products/power-adapter/nge45u12-p1j/694360649.html
NGE45U15-P1J | Mean-Well USA, Inc. | 1: 18.4786 5: 17.6137 10: 16.8573 25: 16.3171 | North America 45W Barrel Plug 2.1mm I.D. x 5.5mm O.D. x 11.0mm Center Positive 80V(AC) 264V(AC) Fixed Blade NEMA 1-15P 1.5m Wall Mount |  |  | Commercial, Industrial |  |  |  | 1.5m | [10 empty] | Fixed Blade, NEMA 1-15P | [5 empty] | 264V(AC) | 80V(AC) |  |  | wall mount |  |  |  | -30℃~70℃ |  | Positive center | Barrel Plug, 2.1mm I.D. x 5.5mm O.D. x 11.0mm | 45W | [5 empty] | North America |  |  | Compliant | bulk | [8 empty] | 4 | https://www.unikeyic.com/media/about_us/Unikey_ISO_9001_Certification.pdf | https://www.unikeyic.com/products/power-adapter/nge45u15-p1j/694387786.html
NGE45U18-P1J | Mean-Well USA, Inc. | 1: 20.815 5: 18.92 10: 17.712 20: 17.5932 | North America 45W Barrel Plug 2.1mm I.D. x 5.5mm O.D. x 11.0mm Center Positive 80V(AC) 264V(AC) Fixed Blade NEMA 1-15P 1.5m Wall Mount |  |  | Commercial, Industrial |  |  |  | 1.5m | [10 empty] | Fixed Blade, NEMA 1-15P | [5 empty] | 264V(AC) | 80V(AC) |  |  | wall mount |  |  |  | -30℃~70℃ |  | Positive center | Barrel Plug, 2.1mm I.D. x 5.5mm O.D. x 11.0mm | 45W | [5 empty] | North America |  |  | Compliant | bulk | [8 empty] | 24 | https://www.unikeyic.com/media/about_us/Unikey_ISO_9001_Certification.pdf | https://www.unikeyic.com/products/power-adapter/nge45u18-p1j/694361928.html
NGE45U24-P1J | Mean-Well USA, Inc. | 1: 20.815 5: 18.92 10: 17.712 20: 17.5932 | North America 45W Barrel Plug 2.1mm I.D. x 5.5mm O.D. x 11.0mm Center Positive 80V(AC) 264V(AC) Fixed Blade NEMA 1-15P 1.5m Wall Mount |  |  | Commercial, Industrial |  |  |  | 1.5m | [10 empty] | Fixed Blade, NEMA 1-15P | [5 empty] | 264V(AC) | 80V(AC) |  |  | wall mount |  |  |  | -30℃~70℃ |  | Positive center | Barrel Plug, 2.1mm I.D. x 5.5mm O.D. x 11.0mm | 45W | [5 empty] | North America |  |  | Compliant | bulk | [8 empty] | 62 | https://www.unikeyic.com/media/about_us/Unikey_ISO_9001_Certification.pdf | https://www.unikeyic.com/products/power-adapter/nge45u24-p1j/694321224.html
NGE45U48-P1J | Mean-Well USA, Inc. | 1: 20.815 5: 18.92 10: 17.712 20: 17.5932 | North America 45W Barrel Plug 2.1mm I.D. x 5.5mm O.D. x 11.0mm Center Positive 80V(AC) 264V(AC) Fixed Blade NEMA 1-15P 1.5m Wall Mount |  |  | Commercial, Industrial |  |  |  | 1.5m | [10 empty] | Fixed Blade, NEMA 1-15P | [5 empty] | 264V(AC) | 80V(AC) |  |  | wall mount |  |  |  | -30℃~70℃ |  | Positive center | Barrel Plug, 2.1mm I.D. x 5.5mm O.D. x 11.0mm | 45W | [5 empty] | North America |  |  | Compliant | bulk | [8 empty] | 7 | https://www.unikeyic.com/media/about_us/Unikey_ISO_9001_Certification.pdf | https://www.unikeyic.com/products/power-adapter/nge45u48-p1j/694356808.html
NGE65E05-P1J | Mean-Well USA, Inc. | 1: 20.378 | Europe 30W Barrel Plug,2.1mm I.D. x 5.5mm O.D. x 11.0mm Positive center 80V(AC) 264V(AC) Fixed Blade，KSC 8305 1m wall mount |  |  | Commercial, Industrial |  |  |  | 1m | [5 empty] | NGE65E05-P1J Mean-Well USA, Inc. |  |  |  |  | Fixed Blade, KSC 8305 | [5 empty] | 264V(AC) | 80V(AC) |  |  | wall mount |  |  |  | -30℃~70℃ |  | Positive center | Barrel Plug, 2.1mm I.D. x 5.5mm O.D. x 11.0mm | 30W | [5 empty] | Europe |  |  | Compliant | bulk | [8 empty] | 5 | https://www.unikeyic.com/media/datasheet/74/c7/1142/74/fc26048f97694dac7f5486575e1aa9ec.pdf | https://www.unikeyic.com/products/power-adapter/nge65e05-p1j/694357578.html
NGE65E09-P1J | Mean-Well USA, Inc. | 1: 20.856 5: 19.4656 10: 19.118 50: 18.7704 100: 18.7704 250: 18.7704 | Europe 54W Barrel Plug, 2.1mm ID x 5.5mm OD x 11.0mm, Center Positive, 80V(AC) 264V(AC), Fixed Blade, KSC 8305, 1m, Wall Mount |  |  | Commercial, Industrial |  |  |  | 1m | [5 empty] | NGE65E09-P1J Mean-Well USA, Inc. |  |  |  |  | Fixed Blade, KSC 8305 | [5 empty] | 264V(AC) | 80V(AC) |  |  | wall mount |  |  |  | -30℃~70℃ |  | Positive center | Barrel Plug, 2.1mm I.D. x 5.5mm O.D. x 11.0mm | 54W | [5 empty] | Europe |  |  | Compliant | bulk | [8 empty] | 4 | https://www.unikeyic.com/media/datasheet/74/c7/1142/74/fc26048f97694dac7f5486575e1aa9ec.pdf | https://www.unikeyic.com/products/power-adapter/nge65e09-p1j/694428049.html
NGE65E12-P1J | Mean-Well USA, Inc. | 1: 20.856 5: 19.4656 10: 19.118 50: 18.7704 100: 18.7704 250: 18.7704 | Europe 59W Barrel Plug,2.1mm I.D. x 5.5mm O.D. x 11.0mm Positive center 80V(AC) 264V(AC) Fixed Blade，KSC 8305 1m wall mount |  |  | Commercial, Industrial |  |  |  | 1m | [5 empty] | NGE65E12-P1J Mean-Well USA, Inc. |  |  |  |  | Fixed Blade, KSC 8305 | [5 empty] | 264V(AC) | 80V(AC) |  |  | wall mount |  |  |  | -30℃~70℃ |  | Positive center | Barrel Plug, 2.1mm I.D. x 5.5mm O.D. x 11.0mm | 59W | [5 empty] | Europe |  |  | Compliant | bulk | [8 empty] | 41 | https://www.unikeyic.com/media/datasheet/74/c7/1142/74/fc26048f97694dac7f5486575e1aa9ec.pdf | https://www.unikeyic.com/products/power-adapter/nge65e12-p1j/694338632.html
NGE65E15-P1J | Mean-Well USA, Inc. | 1: 19.55 5: 17.82 10: 16.74 20: 16.2 | Europe 65W Barrel Plug,2.1mm I.D. x 5.5mm O.D. x 11.0mm Positive center 80V(AC) 264V(AC) Fixed Blade，KSC 8305 1.5m wall mount |  |  | Commercial, Industrial |  |  |  | 1.5m | [5 empty] | NGE65E15-P1J Mean-Well USA, Inc. |  |  |  |  | Fixed Blade, KSC 8305 | [5 empty] | 264V(AC) | 80V(AC) |  |  | wall mount |  |  |  | -30℃~70℃ |  | Positive center | Barrel Plug, 2.1mm I.D. x 5.5mm O.D. x 11.0mm | 65W | [5 empty] | Europe |  |  | Compliant | bulk | [8 empty] | 30 | https://www.unikeyic.com/media/datasheet/74/c7/1142/74/fc26048f97694dac7f5486575e1aa9ec.pdf | https://www.unikeyic.com/products/power-adapter/nge65e15-p1j/694390601.html
NGE65E18-P1J | Mean-Well USA, Inc. | 1: 20.378 | Europe Barrel Plug 65W 2.1mm ID x 5.5mm OD x 11.0mm L Center Positive 80V AC 264V AC Fixed Blade KSC 8305 1.5m Wall Mount |  |  | Commercial, Industrial |  |  |  | 1.5m | [5 empty] | NGE65E18-P1J Mean-Well USA, Inc. |  |  |  |  | Fixed Blade, KSC 8305 | [5 empty] | 264V(AC) | 80V(AC) |  |  | wall mount |  |  |  | -30℃~70℃ |  | Positive center | Barrel Plug, 2.1mm I.D. x 5.5mm O.D. x 11.0mm | 65W | [5 empty] | Europe |  |  | Compliant | bulk | [8 empty] | 8 | https://www.unikeyic.com/media/datasheet/74/c7/1142/74/fc26048f97694dac7f5486575e1aa9ec.pdf | https://www.unikeyic.com/products/power-adapter/nge65e18-p1j/694334283.html
NGE65E24-P1J | Mean-Well USA, Inc. | 1: 13.6588 10: 13.153 50: 12.6471 | Europe 65W Barrel Plug,2.1mm I.D. x 5.5mm O.D. x 11.0mm Positive center 80V(AC) 264V(AC) Fixed Blade，KSC 8305 1.5m wall mount |  |  | Commercial, Industrial |  |  |  | 1.5m | [5 empty] | NGE65E24-P1J Mean-Well USA, Inc. |  |  |  |  | Fixed Blade, KSC 8305 | [5 empty] | 264V(AC) | 80V(AC) |  |  | wall mount |  |  |  | -30℃~70℃ |  | Positive center | Barrel Plug, 2.1mm I.D. x 5.5mm O.D. x 11.0mm | 65W | [5 empty] | Europe |  |  | Compliant | bulk | [8 empty] | 9 | https://www.unikeyic.com/media/datasheet/74/c7/1142/74/fc26048f97694dac7f5486575e1aa9ec.pdf | https://www.unikeyic.com/products/power-adapter/nge65e24-p1j/694407239.html
NGE65E48-P1J | Mean-Well USA, Inc. | 1: 20.856 5: 19.4656 10: 19.118 50: 18.7704 100: 18.7704 250: 18.7704 | Europe Barrel Plug 65W 2.1mm ID x 5.5mm OD x 11.0mm L Center Positive 80V AC 264V AC Fixed Blade KSC 8305 1.5m Wall Mount |  |  | Commercial, Industrial |  |  |  | 1.5m | [5 empty] | NGE65E48-P1J Mean-Well USA, Inc. |  |  |  |  | Fixed Blade, KSC 8305 | [5 empty] | 264V(AC) | 80V(AC) |  |  | wall mount |  |  |  | -30℃~70℃ |  | Positive center | Barrel Plug, 2.1mm I.D. x 5.5mm O.D. x 11.0mm | 65W | [5 empty] | Europe |  |  | Compliant | bulk | [8 empty] | 8 | https://www.unikeyic.com/media/datasheet/74/c7/1142/74/fc26048f97694dac7f5486575e1aa9ec.pdf | https://www.unikeyic.com/products/power-adapter/nge65e48-p1j/694417482.html
NGE65U05-P1J | Mean-Well USA, Inc. | 1: 20.088 5: 19.116 10: 18.36 25: 17.82 | North America 30W Barrel Plug,2.1mm I.D. x 5.5mm O.D. x 11.0mm Positive center 80V(AC) 264V(AC) Fixed Blade，NEMA 1-15P 1m wall mount |  |  | Commercial, Industrial |  |  |  | 1m | [5 empty] | NGE65U05-P1J Mean-Well USA, Inc. |  |  |  |  | Fixed Blade, NEMA 1-15P | [5 empty] | 264V(AC) | 80V(AC) |  |  | wall mount |  |  |  | -30℃~70℃ |  | Positive center | Barrel Plug, 2.1mm I.D. x 5.5mm O.D. x 11.0mm | 30W | [5 empty] | North America |  |  | Compliant | bulk | [8 empty] | 1 | https://www.unikeyic.com/media/datasheet/74/c7/1142/74/fc26048f97694dac7f5486575e1aa9ec.pdf | https://www.unikeyic.com/products/power-adapter/nge65u05-p1j/694404423.html
NGE65U09-P1J | Mean-Well USA, Inc. | 1: 13.6588 10: 13.153 50: 12.6471 | North America 54W Barrel Plug,2.1mm I.D. x 5.5mm O.D. x 11.0mm Positive center 80V(AC) 264V(AC) Fixed Blade，NEMA 1-15P 1m wall mount |  |  | Commercial, Industrial |  |  |  | 1m | [5 empty] | NGE65U09-P1J Mean-Well USA, Inc. |  |  |  |  | Fixed Blade, NEMA 1-15P | [5 empty] | 264V(AC) | 80V(AC) |  |  | wall mount |  |  |  | -30℃~70℃ |  | Positive center | Barrel Plug, 2.1mm I.D. x 5.5mm O.D. x 11.0mm | 54W | [5 empty] | North America |  |  | Compliant | bulk | [8 empty] | 9 | https://www.unikeyic.com/media/datasheet/74/c7/1142/74/fc26048f97694dac7f5486575e1aa9ec.pdf | https://www.unikeyic.com/products/power-adapter/nge65u09-p1j/694424045.html
NGE65U12-P1J | Mean-Well USA, Inc. | 1: 13.6588 10: 13.153 50: 12.6471 | North America 59W Barrel Plug,2.1mm I.D. x 5.5mm O.D. x 11.0mm Positive center 80V(AC) 264V(AC) Fixed Blade，NEMA 1-15P 1m wall mount |  |  | Commercial, Industrial |  |  |  | 1m | [5 empty] | NGE65U12-P1J Mean-Well USA, Inc. |  |  |  |  | Fixed Blade, NEMA 1-15P | [5 empty] | 264V(AC) | 80V(AC) |  |  | wall mount |  |  |  | -30℃~70℃ |  | Positive center | Barrel Plug, 2.1mm I.D. x 5.5mm O.D. x 11.0mm | 59W | [5 empty] | North America |  |  | Compliant | bulk | [8 empty] | 55 | https://www.unikeyic.com/media/datasheet/74/c7/1142/74/fc26048f97694dac7f5486575e1aa9ec.pdf | https://www.unikeyic.com/products/power-adapter/nge65u12-p1j/694403399.html
NGE65U24-P1J | Mean-Well USA, Inc. | 1: 13.6588 10: 13.153 50: 12.6471 | Barrel Plug, NEMA 1-15P, 65W, 2.1mm ID × 5.5mm OD × 11.0mm, Center Positive, 80V AC, 264V AC, Fixed Blade, 1.5m, Wall Mount |  |  | Commercial, Industrial |  |  |  | 1.5m | [5 empty] | NGE65U24-P1J Mean-Well USA, Inc. |  |  |  |  | Fixed Blade, NEMA 1-15P | [5 empty] | 264V(AC) | 80V(AC) |  |  | wall mount |  |  |  | -30℃~70℃ |  | Positive center | Barrel Plug, 2.1mm I.D. x 5.5mm O.D. x 11.0mm | 65W | [5 empty] | North America |  |  | Compliant | bulk | [8 empty] | 195 | https://www.unikeyic.com/media/datasheet/74/c7/1142/74/fc26048f97694dac7f5486575e1aa9ec.pdf | https://www.unikeyic.com/products/power-adapter/nge65u24-p1j/694419529.html
NGE65U48-P1J | Mean-Well USA, Inc. | 1: 22.54 5: 20.46 10: 19.224 20: 19.1376 | Barrel Plug, NEMA 1-15P, 65W, 2.1mm ID × 5.5mm OD × 11.0mm, Center Positive, 80V AC, 264V AC, Fixed Blade, 1.5m, Wall Mount |  |  | Commercial, Industrial |  |  |  | 1.5m | [5 empty] | NGE65U48-P1J Mean-Well USA, Inc. |  |  |  |  | Fixed Blade, NEMA 1-15P | [5 empty] | 264V(AC) | 80V(AC) |  |  | wall mount |  |  |  | -30℃~70℃ |  | Positive center | Barrel Plug, 2.1mm I.D. x 5.5mm O.D. x 11.0mm | 65W | [5 empty] | North America |  |  | Compliant | bulk | [8 empty] | 9 | https://www.unikeyic.com/media/datasheet/74/c7/1142/74/fc26048f97694dac7f5486575e1aa9ec.pdf | https://www.unikeyic.com/products/power-adapter/nge65u48-p1j/694410056.html
NGE90E12-P1J | Mean-Well USA, Inc. | 1: 27.0928 5: 27.0928 10: 26.609 50: 26.1252 100: 26.1252 | Europe 75W Barrel Plug,2.1mm I.D. x 5.5mm O.D. x 11.0mm Positive center 80V(AC) 264V(AC) Fixed Blade，KSC 8305 1m wall mount |  |  | Commercial, Industrial |  |  |  | 1m | [10 empty] | Fixed Blade, KSC 8305 | [5 empty] | 264V(AC) | 80V(AC) |  |  | wall mount |  |  |  | -30℃~70℃ |  | Positive center | Barrel Plug, 2.1mm I.D. x 5.5mm O.D. x 11.0mm | 75W | [5 empty] | Europe |  |  | Compliant | bulk | [8 empty] | 11 | https://www.unikeyic.com/media/about_us/Unikey_ISO_9001_Certification.pdf | https://www.unikeyic.com/products/power-adapter/nge90e12-p1j/694384711.html
NGE90E15-P1J | Mean-Well USA, Inc. | 1: 27.54 5: 26.244 10: 25.056 25: 24.3 | Europe 83W Barrel Plug,2.1mm I.D. x 5.5mm O.D. x 11.0mm Positive center 80V(AC) 264V(AC) Fixed Blade，KSC 8305 1m wall mount |  |  | Commercial, Industrial |  |  |  | 1m | [10 empty] | Fixed Blade, KSC 8305 | [5 empty] | 264V(AC) | 80V(AC) |  |  | wall mount |  |  |  | -30℃~70℃ |  | Positive center | Barrel Plug, 2.1mm I.D. x 5.5mm O.D. x 11.0mm | 83W | [5 empty] | Europe |  |  | Compliant | bulk | [8 empty] | 2 | https://www.unikeyic.com/media/about_us/Unikey_ISO_9001_Certification.pdf | https://www.unikeyic.com/products/power-adapter/nge90e15-p1j/694420039.html
NGE90E18-P1J | Mean-Well USA, Inc. | 1: 27.0928 5: 27.0928 10: 26.609 50: 26.1252 100: 26.1252 | Europe 90W Barrel Plug,2.1mm I.D. x 5.5mm O.D. x 11.0mm Positive center 80V(AC) 264V(AC) Fixed Blade，KSC 8305 1m wall mount |  |  | Commercial, Industrial |  |  |  | 1m | [10 empty] | Fixed Blade, KSC 8305 | [5 empty] | 264V(AC) | 80V(AC) |  |  | wall mount |  |  |  | -30℃~70℃ |  | Positive center | Barrel Plug, 2.1mm I.D. x 5.5mm O.D. x 11.0mm | 90W | [5 empty] | Europe |  |  | Compliant | bulk | [8 empty] | 26 | https://www.unikeyic.com/media/about_us/Unikey_ISO_9001_Certification.pdf | https://www.unikeyic.com/products/power-adapter/nge90e18-p1j/694381383.html
NGE90E24-P1J | Mean-Well USA, Inc. | 1: 27.0928 5: 27.0928 10: 26.609 50: 26.1252 100: 26.1252 | Europe 90W Barrel Plug,2.1mm I.D. x 5.5mm O.D. x 11.0mm Positive center 80V(AC) 264V(AC) Fixed Blade，KSC 8305 1.2m wall mount |  |  | Commercial, Industrial |  |  |  | 1.2m | [10 empty] | Fixed Blade, KSC 8305 | [5 empty] | 264V(AC) | 80V(AC) |  |  | wall mount |  |  |  | -30℃~70℃ |  | Positive center | Barrel Plug, 2.1mm I.D. x 5.5mm O.D. x 11.0mm | 90W | [5 empty] | Europe |  |  | Compliant | bulk | [8 empty] | 58 | https://www.unikeyic.com/media/about_us/Unikey_ISO_9001_Certification.pdf | https://www.unikeyic.com/products/power-adapter/nge90e24-p1j/694316872.html
NGE90E55-P1J | Mean-Well USA, Inc. | 1: 27.0928 5: 27.0928 10: 26.609 50: 26.1252 100: 26.1252 | Europe 90W Barrel Plug, 2.1mm I.D. x 5.5mm O.D. x 11.0mm Center Positive 80V(AC) 264V(AC) Fixed Blade, KSC 8305 1.2m Wall Mount |  |  | Commercial, Industrial |  |  |  | 1.2m | [10 empty] | Fixed Blade, KSC 8305 | [5 empty] | 264V(AC) | 80V(AC) |  |  | wall mount |  |  |  | -30℃~70℃ |  | Positive center | Barrel Plug, 2.1mm I.D. x 5.5mm O.D. x 11.0mm | 90W | [5 empty] | Europe |  |  | Compliant | bulk | [8 empty] | 10 | https://www.unikeyic.com/media/about_us/Unikey_ISO_9001_Certification.pdf | https://www.unikeyic.com/products/power-adapter/nge90e55-p1j/694373191.html
NGE90I12-P1J | Mean-Well USA, Inc. | 20: 31.995 | [7 empty] | - | [10 empty] | - | [5 empty] | - | - | [8 empty] | - | - | - | [5 empty] | - |  |  | Compliant | bulk | [8 empty] | 109 | https://www.unikeyic.com/media/about_us/Unikey_ISO_9001_Certification.pdf | https://www.unikeyic.com/products/power-adapter/nge90i12-p1j/693464638.html
NGE90U12-P1J | Mean-Well USA, Inc. | 1: 27.54 5: 26.244 10: 25.056 25: 24.3 | North America 75W Barrel Plug,2.1mm I.D. x 5.5mm O.D. x 11.0mm Positive center 80V(AC) 264V(AC) Fixed Blade，NEMA 1-15P 1m wall mount |  |  | Commercial, Industrial |  |  |  | 1m | [10 empty] | Fixed Blade, NEMA 1-15P | [5 empty] | 264V(AC) | 80V(AC) |  |  | wall mount |  |  |  | -30℃~70℃ |  | Positive center | Barrel Plug, 2.1mm I.D. x 5.5mm O.D. x 11.0mm | 75W | [5 empty] | North America |  |  | Compliant | bulk | [8 empty] | 68 | https://www.unikeyic.com/media/about_us/Unikey_ISO_9001_Certification.pdf | https://www.unikeyic.com/products/power-adapter/nge90u12-p1j/694400331.html
NGE90U15-P1J | Mean-Well USA, Inc. | 1: 29.48 5: 27.54 10: 26.352 20: 26.082 | Barrel Plug, 2.1mm ID x 5.5mm OD x 11.0mm, Center Positive, 80V AC, 264V AC, Fixed Blade, NEMA 1-15P, 1m, Wall Mount |  |  | Commercial, Industrial |  |  |  | 1m | [10 empty] | Fixed Blade, NEMA 1-15P | [5 empty] | 264V(AC) | 80V(AC) |  |  | wall mount |  |  |  | -30℃~70℃ |  | Positive center | Barrel Plug, 2.1mm I.D. x 5.5mm O.D. x 11.0mm | 83W | [5 empty] | North America |  |  | Compliant | bulk | [8 empty] | 10 | https://www.unikeyic.com/media/about_us/Unikey_ISO_9001_Certification.pdf | https://www.unikeyic.com/products/power-adapter/nge90u15-p1j/694360903.html
NGE90U18-P1J | Mean-Well USA, Inc. | 1: 18.5193 10: 17.8334 50: 17.1475 | North America 90W Barrel Plug,2.1mm I.D. x 5.5mm O.D. x 11.0mm Positive center 80V(AC) 264V(AC) Fixed Blade，NEMA 1-15P 1m wall mount |  |  | Commercial, Industrial |  |  |  | 1m | [10 empty] | Fixed Blade, NEMA 1-15P | [5 empty] | 264V(AC) | 80V(AC) |  |  | wall mount |  |  |  | -30℃~70℃ |  | Positive center | Barrel Plug, 2.1mm I.D. x 5.5mm O.D. x 11.0mm | 90W | [5 empty] | North America |  |  | Compliant | bulk | [8 empty] | 9 | https://www.unikeyic.com/media/about_us/Unikey_ISO_9001_Certification.pdf | https://www.unikeyic.com/products/power-adapter/nge90u18-p1j/694411848.html
NGE90U24-P1J | Mean-Well USA, Inc. | 1: 18.5193 10: 17.8334 50: 17.1475 | North America 90W Barrel Plug, 2.1mm I.D. x 5.5mm O.D. x 11.0mm, Center Positive, 80V(AC) 264V(AC), Fixed Blade, NEMA 1-15P, 1.2m, Wall Mount |  |  | Commercial, Industrial |  |  |  | 1.2m | [10 empty] | Fixed Blade, NEMA 1-15P | [5 empty] | 264V(AC) | 80V(AC) |  |  | wall mount |  |  |  | -30℃~70℃ |  | Positive center | Barrel Plug, 2.1mm I.D. x 5.5mm O.D. x 11.0mm | 90W | [5 empty] | North America |  |  | Compliant | bulk | [8 empty] | 84 | https://www.unikeyic.com/media/about_us/Unikey_ISO_9001_Certification.pdf | https://www.unikeyic.com/products/power-adapter/nge90u24-p1j/694412103.html
NGE90U48-P1J | Mean-Well USA, Inc. | 1: 28.944 5: 27.54 10: 26.352 25: 25.596 | North America 90W Barrel Plug, 2.1mm I.D. x 5.5mm O.D. x 11.0mm, Center Positive, 80V(AC) 264V(AC), Fixed Blade, NEMA 1-15P, 1.2m, Wall Mount |  |  | Commercial, Industrial |  |  |  | 1.2m | [10 empty] | Fixed Blade, NEMA 1-15P | [5 empty] | 264V(AC) | 80V(AC) |  |  | wall mount |  |  |  | -30℃~70℃ |  | Positive center | Barrel Plug, 2.1mm I.D. x 5.5mm O.D. x 11.0mm | 90W | [5 empty] | North America |  |  | Compliant | bulk | [8 empty] | 8 | https://www.unikeyic.com/media/about_us/Unikey_ISO_9001_Certification.pdf | https://www.unikeyic.com/products/power-adapter/nge90u48-p1j/694332233.html
OFM-0200 | Astrodyne TDI | 5: 73.9441 10: 65.0213 25: 60.9562 | AC/DC CONVERTER 3.3V 18W |  |  |  | ITE (Commercial) |  |  |  |  | 5.4 A |  |  |  |  | 78% | Adjustable Output, Universal Input | [10 empty] | - |  |  | Chassis Mount |  | 1 |  | 0°C ~ 50°C (With Derating) | [5 empty] | Bulk | 18W |  |  |  | 18145979 |  |  | OFM20 (20W) |  | 90 ~ 264 VAC | 3 kV |  | 3.3V | - |  | 9 | https://www.unikeyic.com/media/datasheet/89/d8/1658/89/f67da3b973b35e5a9c755e8ab1b0b67e.pdf | https://www.unikeyic.com/products/power-adapter/ofm-0200/29447546.html
OWA-90U-20-P1M | Mean-Well USA, Inc. | 1: 49.7078 5: 47.3304 10: 45.2772 | North America 90W Barrel Plug, 2.5mm I.D. x 5.5mm O.D. x 11.0mm Center Positive, 90V(AC) 264V(AC), NEMA 1-15P Cord, 30cm, Desktop Mount, 171mm × 63mm × 37.5mm |  |  |  | ITE (Commercial) | OWA-90U |  |  | 11.8" (0.30m) |  | 4.5A |  |  |  | Level VI |  | Desktop (Class II) |  |  | NEMA 1-15P | Cord | [6 empty] | 1 (Unlimited) |  |  | 150mW (Max) |  |  | -40°C ~ 70°C |  |  |  | Barrel Plug, 2.5mm I.D. x 5.5mm O.D. x 11.0mm |  | Box | 90 W |  |  | North America |  |  |  | OWA-90U (90W) | 6.73" L x 2.48" W x 1.48" H (171.0mm x 63.0mm x 37.5mm) | 90 ~ 264 VAC |  | 20V |  |  |  | 2 | https://www.unikeyic.com/media/datasheet/ae/81/5a9d/ae/f95b2043e13d5b1e856094447fff111f.pdf | https://www.unikeyic.com/products/power-adapter/owa-90u-20-p1m/11679737.html
OWA-90U-24-P1M | Mean-Well USA, Inc. | 1: 48.939 5: 45.7812 10: 43.7292 16: 42.444 | North America 90W Barrel Plug, 2.5mm I.D. x 5.5mm O.D. x 11.0mm Center Positive, 90V(AC) 264V(AC) Cord, NEMA 1-15P 30cm Desktop Mount 171mm × 63mm × 37.5mm |  |  |  | ITE (Commercial) | OWA-90U |  |  | 11.8" (300.00mm) |  | 3.75A |  |  |  | Level VI |  | Desktop (Class II) |  |  | NEMA 1-15P | Cord | [6 empty] | 1 (Unlimited) |  |  | 150mW (Max) |  |  | -40°C ~ 70°C |  |  |  | Barrel Plug, 2.5mm I.D. x 5.5mm O.D. x 11.0mm |  | Box | 90 W |  |  | North America |  |  |  | OWA-90U (90W) | 6.73" L x 2.48" W x 1.48" H (171.0mm x 63.0mm x 37.5mm) | 90 ~ 264 VAC |  | 24V |  |  |  | 1 | https://www.unikeyic.com/media/datasheet/ae/81/5a9d/ae/f95b2043e13d5b1e856094447fff111f.pdf | https://www.unikeyic.com/products/power-adapter/owa-90u-24-p1m/29467590.html
OWA-90U-36-P1M | Mean-Well USA, Inc. | 1: 52.9 5: 47.304 10: 45.252 20: 42.735 | North America 90W Barrel Plug, 2.5mm I.D. x 5.5mm O.D. x 11.0mm, Center Positive, 90V(AC) 264V(AC), Cord, NEMA 1-15P, 30cm, Desktop Mount, 171mm × 63mm × 37.5mm |  |  |  | ITE (Commercial) | OWA-90U |  |  | 11.8" (0.30m) |  | 2.5A |  |  |  | Level VI |  | Desktop (Class II) |  |  | NEMA 1-15P | Cord | [6 empty] | 1 (Unlimited) |  |  | 150mW (Max) |  |  | -40°C ~ 70°C |  |  |  | Barrel Plug, 2.5mm I.D. x 5.5mm O.D. x 11.0mm |  | Box | 90 W |  |  | North America | 7705538 |  |  | OWA-90U (90W) | 6.73" L x 2.48" W x 1.48" H (171.0mm x 63.0mm x 37.5mm) | 90 ~ 264 VAC |  | 36V |  |  |  | 61 | https://www.unikeyic.com/media/datasheet/ae/81/5a9d/ae/f95b2043e13d5b1e856094447fff111f.pdf | https://www.unikeyic.com/products/power-adapter/owa-90u-36-p1m/11968699.html
PA-002 | ADAM TECH | 1: 10.8382 5: 9.9718 10: 9.6173 25: 9.1687 50: 8.8436 100: 8.5299 250: 8.1323 500: 7.8439 | North America Barrel Plug, 2.5mm I.D. x 5.5mm O.D. x 9.5mm, 100V(AC), 240V(AC), Fixed Blade, NEMA 1-15P, 1.5m, Wall Mount, 44mm × 35.6mm × 25mm |  |  |  | ITE (Commercial) |  |  |  | 59" (1.50m) |  | 670mA |  |  |  | Level VI |  | Wall Mount (Class II) |  |  | NEMA 1-15P | Fixed Blade | [6 empty] | Not Applicable |  |  | - |  |  | 0°C ~ 40°C |  |  |  | Barrel Plug, 2.5mm I.D. x 5.5mm O.D. x 9.5mm |  | Bag |  |  |  | North America |  |  |  | - | 1.73" L x 1.40" W x 0.98" H (44.0mm x 35.6mm x 25.0mm) | 100 ~ 240 VAC |  | 9V |  |  | - | 683 | https://www.unikeyic.com/media/datasheet/ff/59/180a/ff/ae9a41f3862371b0e0caa9efc1234516.pdf | https://www.unikeyic.com/products/power-adapter/pa-002/28781758.html
PA-004 | ADAM TECH | 1: 11.4264 5: 10.5041 10: 10.1315 25: 9.6595 50: 9.3172 100: 8.9866 250: 8.5677 500: 8.2638 | North America Barrel Plug, 2.5mm I.D. x 5.5mm O.D. x 9.5mm 100V(AC) 240V(AC) Fixed Blade, NEMA 1-15P 1.5m Wall Mount 44mm × 35.6mm × 25mm |  |  |  | ITE (Commercial) |  |  |  | 59" (1.50m) |  | 1A |  |  |  | Level VI |  | Wall Mount (Class II) |  |  | NEMA 1-15P | Fixed Blade | [6 empty] | Not Applicable |  |  | - |  |  | 0°C ~ 40°C |  |  |  | Barrel Plug, 2.5mm I.D. x 5.5mm O.D. x 9.5mm |  | Bag |  |  |  | North America |  |  |  | - | 1.73" L x 1.40" W x 0.98" H (44.0mm x 35.6mm x 25.0mm) | 100 ~ 240 VAC |  | 12V |  |  | - | 58 | https://www.unikeyic.com/media/datasheet/a0/20/4a80/a0/27eae61be2eb04c3a3eed05c2ebff354.pdf | https://www.unikeyic.com/products/power-adapter/pa-004/3140848.html
PA-008-1 | ADAM TECH | 1: 20.8234 5: 19.1526 10: 18.474 25: 17.6121 50: 16.9875 100: 16.3849 250: 15.6212 500: 15.0672 | International Barrel Plug, 2.1mm ID x 5.5mm OD x 9.5mm, 100VAC/240VAC, Multi-Blade, Wall Mount, 1.5m |  |  |  | ITE (Commercial) |  |  |  | 59" (1.50m) |  | 800mA |  |  |  | Level VI |  | Wall Mount (Class II) |  |  | Multi-Blade (Sold Separately) | Multi-Blade (Sold Separately) | [6 empty] | Not Applicable |  |  | - |  |  | 0°C ~ 45°C |  |  |  | Barrel Plug, 2.1mm I.D. x 5.5mm O.D. x 9.5mm |  | Bag |  |  |  | International |  |  |  | - | 2.80" L x 1.71" W x 1.22" H (71.2mm x 43.5mm x 31.0mm) | 100 ~ 240 VAC |  | 24V |  |  | - | 73 | https://www.unikeyic.com/media/pdf/HTMLDatasheet/adam-tech/02/99/daf4/pa-008-1/2025/11/pa-008-1.pdf | https://www.unikeyic.com/products/power-adapter/pa-008-1/28755356.html
PA-013 | ADAM TECH | 1: 12.4483 5: 11.4457 10: 11.0394 25: 10.5246 50: 10.1512 100: 9.7911 250: 9.3347 500: 9.0037 | North America Barrel Plug, 2.1mm I.D. x 5.5mm O.D. x 9.5mm, 100V AC, 240V AC, Cord, NEMA 1-15P, 1.5m, Wall Mount, 60mm × 44mm × 20mm |  |  |  | ITE (Commercial) |  |  |  | 59" (1.50m) |  | 1A |  |  |  | Level VI |  | Wall Mount (Class II) |  |  | NEMA 1-15P | Cord | [6 empty] | Not Applicable |  |  | - |  |  | 0°C ~ 40°C |  |  |  | Barrel Plug, 2.1mm I.D. x 5.5mm O.D. x 9.5mm |  | Bag |  |  |  | North America | 14317025 |  |  | - | 2.36" L x 1.73" W x 0.79" H (60.0mm x 44.0mm x 20.0mm) | 100 ~ 240 VAC |  | 12V |  |  | - | 916 | https://www.unikeyic.com/media/datasheet/45/48/29bb/45/270073c521c29c0f04a1e7c63ddd6474.pdf | https://www.unikeyic.com/products/power-adapter/pa-013/16877442.html
PEAD310-13 | TT Electronics | 1: 152.8308 5: 140.5382 10: 135.554 25: 129.2345 50: 124.6508 | IEC 320-C14 Rectangular Connector, 6 Pos, 90V-264V AC, 250W, Desktop Mount, 198.1mm × 101.6mm × 50.8mm, Cord Sold Separately |  |  |  | ITE (Commercial) |  |  |  | 47" (1.20m) |  | 16.66A |  |  |  | Level VI |  | Desktop (Class I) |  |  | IEC 320-C14 | Cord (Sold Separately) | [6 empty] | 1 (Unlimited) |  |  | 500mW |  |  | 0°C ~ 60°C |  |  |  | Rectangular, 6 Position |  | Bag | 250 W |  |  | International |  |  |  | PEAD310 (310W) | 7.80" L x 4.00" W x 2.00" H (198.1mm x 101.6mm x 50.8mm) | 90 ~ 264 VAC |  | 15V |  |  | - | 24 | https://www.unikeyic.com/media/about_us/Unikey_ISO_9001_Certification.pdf | https://www.unikeyic.com/products/power-adapter/pead310-13/29486829.html
PEAMD50-10-B2 | TT Electronics | 1: 30.7968 5: 28.3205 10: 27.3165 25: 26.0434 50: 25.1197 100: 24.2287 250: 23.0992 | International 35W Barrel Plug, 2.5mm I.D. x 5.5mm O.D. 90V(AC) 264V(AC), IEC 320-C14, 1.2m Cord Sold Separately, Desktop Mount, 113mm × 49mm × 35mm |  |  |  | Medical |  |  |  | 47" (1.20m) |  | 7A |  |  |  | Level VI |  | Desktop (Class I), Desktop (Class II) |  |  | IEC 320-C14 | Cord (Sold Separately) | [6 empty] | 1 (Unlimited) |  |  | 210mW |  |  | 0°C ~ 60°C |  |  |  | Barrel Plug, 2.5mm I.D. x 5.5mm O.D. |  | Bag | 35 W |  |  | International | 15838859 |  |  | PEAMD50 (50W) | 4.45" L x 1.93" W x 1.38" H (113.0mm x 49.0mm x 35.0mm) | 90 ~ 264 VAC |  | 5V |  |  | - | 76 | https://www.unikeyic.com/media/datasheet/68/ee/642c/68/539c7b263e93e3c1a781fddd964fa960.pdf | https://www.unikeyic.com/products/power-adapter/peamd50-10-b2/10119989.html
PEAMD72-18-B2 | TT Electronics | 1: 32.8393 5: 30.2006 10: 29.1287 25: 27.7706 50: 26.7855 100: 25.8354 250: 24.6311 | International 72W Barrel Plug, 2.1mm ID x 5.5mm OD x 9.5mm, Center Positive, 90V AC 264V AC, IEC 320-C14, 1.2m, Desktop Mount, 113mm × 49mm × 34.8mm |  |  | Industrial |  |  |  | 1.2m | [10 empty] | Cord (Sold Separately), IEC 320-C14 |  |  | 113mm*49mm*34.8mm |  |  | 264V(AC) | 90V(AC) |  |  | desktop mounting |  |  |  | 0℃~60℃ |  | Positive center | Barrel Plug, 2.1mm I.D. x 5.5mm O.D. x 9.5mm | 72W |  |  |  |  | On sale | International |  |  |  | Bagged | [8 empty] | 93 | https://www.unikeyic.com/media/about_us/Unikey_ISO_9001_Certification.pdf | https://www.unikeyic.com/products/power-adapter/peamd72-18-b2/33603647.html
PGD140PS28 | XP Power | 1: 65.7328 5: 64.559 10: 63.3852 50: 63.3852 | AC-DC PWR SUPPLY, 5/9/12/15/20/28V, 3/5A; | [6 empty] | - | [10 empty] | - | [5 empty] | - | - | [8 empty] | - | - | - | [5 empty] | - | [12 empty] | 44 | https://www.unikeyic.com/media/about_us/Unikey_ISO_9001_Certification.pdf | https://www.unikeyic.com/products/power-adapter/pgd140ps28/1005432692.html
PIM36.241 | pulspower | 1: 79.2 | 36W 90V(AC) 264V(AC) AC 91mm × 22.5mm × 90mm | 90 ~ 264 VAC |  |  | Industrial, ITE (Commercial), Laboratory | PIM36 |  |  |  |  | 1.5A |  |  |  | 90.6% | Adjustable Output, Universal Input |  |  |  |  | AC | [5 empty] | Yes | Not Applicable |  |  |  | 1 |  | -25°C ~ 70°C (With Derating) | [5 empty] | Box | 36W |  |  |  | 12691239 |  |  | PIANO (36W) | 3.58" L x 0.89" W x 3.54" H (91.0mm x 22.5mm x 90.0mm) |  | 500 V |  | 24V | - |  | 16 | https://www.unikeyic.com/media/pdf/HTMLDatasheet/pulspower/44/86/2d40/pim36-241/2025/11/pim36-241.pdf | https://www.unikeyic.com/products/power-adapter/pim36-241/697333208.html
PMK130S-12 | Astrodyne TDI | 5: 123.5736 10: 112.3416 25: 102.1248 | 130W Screw Terminal Block 90V(AC) 264V(AC) Bracket Mount, Threaded Mount 127mm × 76.2mm × 31mm | [6 empty] | - | [5 empty] | PMK130S-12 Astrodyne TDI |  |  |  |  | Screw Terminal Block |  |  | 127mm*76.2mm*31mm |  |  | 264V(AC) | 90V(AC) |  |  | Bracket mounting, threaded mounting |  |  |  | -10℃~70℃ |  | - | Screw Terminal Block | 130W | [5 empty] | - | [12 empty] | 48 | https://www.unikeyic.com/media/datasheet/38/54/cf86/38/2c7a7bde009ffbd24757a5927336bf6d.pdf | https://www.unikeyic.com/products/power-adapter/pmk130s-12/11832694.html
PMK150D-BU | Astrodyne TDI | 5: 249.1884 10: 219.1104 25: 205.4592 | 150W 90V(AC) 264V(AC) Bracket Mount 139.7mm × 80.4mm × 40.6mm |  |  |  | ITE (Commercial) |  |  |  |  | 15 A |  |  |  |  | 75% | Adjustable Output, PFC, Universal Input | [10 empty] | No |  |  | Chassis Mount |  | 2 |  | -10°C ~ 70°C (With Derating) | [5 empty] | Bulk | 159W |  |  |  | 18144481 |  |  | PMK150U (159W) | 5.50" L x 3.17" W x 1.60" H (139.7mm x 80.5mm x 40.6mm) | 90 ~ 264 VAC | 4.242 kV |  | 5V | 24V |  | 47 | https://www.unikeyic.com/media/datasheet/44/2b/6a0c/44/eb35017be1be8fc8624d8585e07843ed.pdf | https://www.unikeyic.com/products/power-adapter/pmk150d-bu/28791857.html
PMK150S-48E | Astrodyne TDI | 5: 162.9612 10: 148.1436 25: 134.676 | 150W Screw Terminal Block 90V(AC) 264V(AC) Desktop Mount 139.7mm × 80.4mm × 40.6mm | [6 empty] | - | [5 empty] | PMK150S-48E Astrodyne TDI |  |  |  |  | Screw Terminal Block |  |  | 139.7mm*80.4mm*40.6mm |  |  | 264V(AC) | 90V(AC) |  |  | desktop mounting |  |  |  | -10℃~70℃ |  | - | Screw Terminal Block | 150W | [5 empty] | - | [12 empty] | 8 | https://www.unikeyic.com/media/datasheet/d6/55/21b4/d6/efb8f3c2f760f54111bfe05d1d7a099f.pdf | https://www.unikeyic.com/products/power-adapter/pmk150s-48e/12360837.html
PMK150S-5E | Astrodyne TDI | 5: 184.7448 10: 167.9508 25: 152.6796 | 150W Screw Terminal Block 90V(AC) 264V(AC) Desktop Mount 139.7mm × 80.4mm × 40.6mm | [6 empty] | - | [5 empty] | PMK150S-5E Astrodyne TDI |  |  |  |  | Screw Terminal Block |  |  | 139.7mm*80.4mm*40.6mm |  |  | 264V(AC) | 90V(AC) |  |  | desktop mounting |  |  |  | -10℃~70℃ |  | - | Screw Terminal Block | 150W | [5 empty] | - | [12 empty] | 60 | https://www.unikeyic.com/media/datasheet/d6/55/21b4/d6/efb8f3c2f760f54111bfe05d1d7a099f.pdf | https://www.unikeyic.com/products/power-adapter/pmk150s-5e/12485840.html
PMK225S-24U | Astrodyne TDI | 5: 212.5872 10: 189.9504 25: 179.55 | 225W Screw Terminal Block, 90V(AC), 264V(AC), Base Mount, Bracket Mount, 178mm × 98mm × 38mm |  |  |  | ITE (Commercial) |  |  |  |  | 9.4 A |  |  |  |  | 80% | Adjustable Output, PFC, Remote On/Off, Remote Sense, Universal Input | [10 empty] | - |  |  | Chassis Mount |  | 1 |  | -20°C ~ 70°C (With Derating) | [5 empty] | Bulk | 226W |  |  |  | 18144484 |  |  | PMK225U (225W) |  | 90 ~ 264 VAC | 4.242 kV |  | 24V | - |  | 22 | https://www.unikeyic.com/media/datasheet/e4/9e/2f7b/e49e2f7b2bba77d101a83bd5d4a1eca7.pdf | https://www.unikeyic.com/products/power-adapter/pmk225s-24u/28791898.html
PMMK320S-24E | Astrodyne TDI | 5: 202.5768 10: 181.0058 25: 171.0952 | 320W Screw Terminal Block 90V(AC) 264V(AC) Screw Terminal Block base mount 203.9mm*98mm*40mm |  |  |  | Medical |  |  |  |  | 13.4 A |  |  |  |  | 79% | Adjustable Output, PFC, Remote On/Off, Remote Sense, Universal Input | [10 empty] | - |  |  | Chassis Mount |  | 1 |  | -20°C ~ 70°C (With Derating) | [5 empty] | Bulk | 322W |  |  |  | 18144468 |  |  | PMMK320E (320W) |  | 90 ~ 264 VAC | 5.656 kV |  | 24V | - |  | 127 | https://www.unikeyic.com/media/datasheet/4e/a4/399f/4e/a6fcffec4ecedd12fe9e8aa1cad10afe.pdf | https://www.unikeyic.com/products/power-adapter/pmmk320s-24e/29077294.html
PPL18W-050L6 | PHIHONG | 1: 16.1654 5: 15.3299 10: 14.8676 | International 15W Barrel Plug,2.1mm I.D. x 5.5mm O.D. x 10.0mm Positive center 90V(AC) 264V(AC) IEC 320-C8，Cord (Sold Separately) 1.5m desktop mounting 88.5mm*50mm*34mm |  |  |  | ITE (Commercial) | PPL18W |  |  | 59" (1.50m) |  | 3A |  |  |  | Level VI |  | Desktop (Class II) |  |  | IEC 320-C8 | Cord (Sold Separately) | [6 empty] | Not Applicable |  |  | 100mW (Max) |  |  | 0°C ~ 40°C |  |  |  | Barrel Plug, 2.1mm I.D. x 5.5mm O.D. x 10.0mm |  | Box | 15 W |  |  | International |  |  |  | PPL18W-L6 (18W) | 3.48" L x 1.97" W x 1.34" H (88.5mm x 50.0mm x 34.0mm) | 90 ~ 264 VAC |  | 5V |  |  |  | 15 | https://www.unikeyic.com/media/pdf/Manuals/phihong/0b/ee/c3e5/psaa30r-240-r-cn4/2025/12/Adapter-Installation-Manual-Spanish.pdf | https://www.unikeyic.com/products/power-adapter/ppl18w-050l6/11885354.html
PPL250U-120L6 | PHIHONG | 1: 97.9806 5: 94.0565 10: 92.1914 | International 240W Rectangular,6 Position 90V(AC) 264V(AC) IEC 320-C14，Cord (Sold Separately) 1.2m desktop mounting 204mm*94mm*43.4mm |  |  |  | ITE (Commercial) |  |  |  | 47.2" (1.20m) |  | 20A |  |  |  | Level VI |  | Desktop (Class I) |  |  | IEC 320-C14 | Cord (Sold Separately) | [6 empty] | Not Applicable |  |  | 154mW |  |  | 0°C ~ 40°C |  |  |  | Rectangular, 6 Position |  | Box | 240 W |  |  | International | 13910374 |  |  | PPL250U (250W) | 8.03" L x 3.70" W x 1.71" H (204.0mm x 94.0mm x 43.4mm) | 90 ~ 264 VAC |  | 12V |  |  | - | 36 | https://www.unikeyic.com/media/about_us/Unikey_ISO_9001_Certification.pdf | https://www.unikeyic.com/products/power-adapter/ppl250u-120l6/12073355.html
PPL250U-240L6 | PHIHONG | 1: 97.1086 5: 93.233 10: 90.4352 | International 250W Rectangular,6 Position 90V(AC) 264V(AC) Cord (Sold Separately)，IEC 320-C14 1.2m desktop mounting 204mm*94mm*43.4mm |  |  |  | ITE (Commercial) |  |  |  | 47.2" (1.20m) |  | 10.4A |  |  |  | Level VI |  | Desktop (Class I) |  |  | IEC 320-C14 | Cord (Sold Separately) | [6 empty] | Not Applicable |  |  | 164mW |  |  | 0°C ~ 40°C |  |  |  | Rectangular, 6 Position |  | Box | 250 W |  |  | International |  |  |  | PPL250U (250W) | 8.03" L x 3.70" W x 1.71" H (204.0mm x 94.0mm x 43.4mm) | 90 ~ 264 VAC |  | 24V |  |  | - | 26 | https://www.unikeyic.com/media/about_us/Unikey_ISO_9001_Certification.pdf | https://www.unikeyic.com/products/power-adapter/ppl250u-240l6/11580584.html
PS011PSU | Pico Technology | 1: 39.4669 | AC POWER ADAPTOR, OSCILLOSCOPE, 5VDC; Accessory Type:AC Power Adaptor; For Use With:PicoScope 3000A/B/D, 4444, 5000A/B Series Oscilloscopes; Product Range:-; SVHC:No SVHC (15-Jan-2019) | [6 empty] | - | [10 empty] | - | [5 empty] | - | - | [8 empty] | - | - | - | [5 empty] | - | [12 empty] | 13 | https://www.unikeyic.com/media/about_us/Unikey_ISO_9001_Certification.pdf | https://www.unikeyic.com/products/power-adapter/ps011psu/688310548.html
PS24V-3.75 | Tycon Systems | 1: 62.2113 | International 90W Barrel Plug, 2.1mm I.D. x 5.5mm O.D. x 11.0mm Center Positive, 90V(AC) 264V(AC), IEC 320-C8 Cord, 1.2m Desktop Mount 140mm × 60mm × 34mm |  |  |  | ITE (Commercial) |  |  |  | 47" (1.20m) |  | 3.75A |  |  |  | 80% |  | Desktop (Class II) |  |  | IEC 320-C8 | Cord | [9 empty] | 500mW |  |  | -20°C ~ 60°C |  |  |  | Barrel Plug, 2.1mm I.D. x 5.5mm O.D. x 11.0mm |  | Retail Package | 90 W |  |  | International | 17047365 |  |  | PS | 5.50" L x 2.40" W x 1.30" H (139.7mm x 61.0mm x 33.0mm) | 90 ~ 264 VAC |  | 24V |  |  |  | 143 | https://www.unikeyic.com/media/about_us/Unikey_ISO_9001_Certification.pdf | https://www.unikeyic.com/products/power-adapter/ps24v-3-75/12060827.html
PSAA30R-240-R | PHIHONG | 1: 13.9401 10: 13.0645 25: 12.481 50: 12.3811 | Universal 30W Barrel Connector，2.1 mm Barrel Plug (2.1x5.5) 90V(AC) 264V(AC) 1.5m wall mount 82.7mm*55mm*39.1mm |  |  | Commercial |  |  |  | 1.5m | [5 empty] | PSAA30R-240-R PHIHONG |  |  |  |  | - |  |  | 82.7mm*55mm*39.1mm |  |  | 264V(AC) | 90V(AC) |  |  | wall mount | [5 empty] | - | 2.1 mm Barrel Plug (2.1x5.5), Barrel Connector | 30W | [5 empty] | Universal |  |  | Compliant | [9 empty] | 1998 | https://www.unikeyic.com/media/datasheet/41/ee/48fc/41/4b53133d5228b589484ce0214948d2c3.pdf | https://www.unikeyic.com/products/power-adapter/psaa30r-240-r/28963682.html
PSAI05R-050QL6 | PHIHONG | 1: 20.653 | 5W USB Adapter with Interchangeable Plugs | [6 empty] | - | [5 empty] | PSAI05R-050QL6 PHIHONG |  |  |  |  | - | [5 empty] | - | - |  |  | wall mount | [5 empty] | - | - | - | [5 empty] | - | [12 empty] | 55 | https://www.unikeyic.com/media/datasheet/ba/7b/d9cf/ba/5a2c043ce38eeae6ef3684d07560e8a4.pdf | https://www.unikeyic.com/products/power-adapter/psai05r-050ql6/28649463.html
PSAW65I-12-B1 | TT Electronics | 1: 22.0011 5: 20.2354 10: 19.5179 25: 18.6084 50: 17.9483 100: 17.3118 250: 16.5047 500: 15.9193 | North America 60W Barrel Plug, 2.1mm I.D. x 5.5mm O.D. x 10.0mm, 90V(AC) 264V(AC), Fixed Blade, NEMA 1-15P, 1.2m, Wall Mount, 117.3mm × 50.3mm × 35.6mm |  |  |  | ITE (Commercial) |  |  |  | 47" (1.20m) |  | 5A |  |  |  | Level VI |  | Wall Mount (Class II) |  |  | NEMA 1-15P | Fixed Blade | [6 empty] | 1 (Unlimited) |  |  | 210mW |  |  | 0°C ~ 60°C |  |  |  | Barrel Plug, 2.1mm I.D. x 5.5mm O.D. x 10.0mm |  | Box | 60 W |  |  | North America | 15838872 |  |  | PSAW65I (65W) | 4.62" L x 1.98" W x 1.40" H (117.3mm x 50.3mm x 35.6mm) | 90 ~ 264 VAC |  | 12V |  |  | - | 376 | https://www.unikeyic.com/media/about_us/Unikey_ISO_9001_Certification.pdf | https://www.unikeyic.com/products/power-adapter/psaw65i-12-b1/28870730.html
PSAW65I-14-B1 | TT Electronics | 1: 27.5556 5: 25.3401 10: 24.4421 25: 23.303 50: 22.4763 100: 21.679 250: 20.6684 500: 19.9353 | International Barrel Plug, 2.1mm ID x 5.5mm OD x 10.0mm, 65W, Center Positive, 90VAC/264VAC, Multi-Blade Incl., 1.2m, Wall Mount, 117.3mm × 50.3mm × 35.6mm |  |  |  | ITE (Commercial) | PSAW65 |  |  | 47" (1.20m) |  | 2.7A |  |  |  | Level VI |  | Wall Mount (Class II) |  |  | Multi-Blade (Included) | Multi-Blade (Single Blade Included) | [6 empty] | 1 (Unlimited) |  |  | 210mW |  |  | 0°C ~ 60°C |  |  |  | Barrel Plug, 2.1mm I.D. x 5.5mm O.D. x 10.0mm |  | Box | 65 W |  |  | International |  |  |  | PSAW65I (65W) | 4.62" L x 1.98" W x 1.40" H (117.3mm x 50.3mm x 35.6mm) | 90 ~ 264 VAC |  | 24V |  |  | - | 225 | https://www.unikeyic.com/media/about_us/Unikey_ISO_9001_Certification.pdf | https://www.unikeyic.com/products/power-adapter/psaw65i-14-b1/29380579.html
PSD-10012 | Altech | 1: 72.8221 | 85W 90V(AC) 264V(AC) AC 59mm*70mm*93mm | 90 ~ 264 VAC |  |  | Industrial, ITE (Commercial) | [5 empty] | 7.1A | - | - |  | 85% | Adjustable Output, Universal Input |  |  |  |  | AC | [5 empty] | - | Not Applicable |  |  |  | 1 |  | -20°C ~ 50°C | [5 empty] | Box | 85W |  |  |  | 15908325 |  |  | PSD-100 (86W) | 2.32" L x 2.76" W x 3.66" H (59.0mm x 70.0mm x 93.0mm) |  | 3 kV |  | 12V | - |  | 4 | https://www.unikeyic.com/media/about_us/Unikey_ISO_9001_Certification.pdf | https://www.unikeyic.com/products/power-adapter/psd-10012/28339082.html
PSD-10048 | Altech | 1: 72.8221 | 101W 90V(AC) 264V(AC) AC 59mm*70mm*93mm | 90 ~ 264 VAC |  |  | Industrial, ITE (Commercial) | [5 empty] | 2.1A | - | - |  | 87% | Adjustable Output, Universal Input |  |  |  |  | AC | [5 empty] | - | Not Applicable |  |  |  | 1 |  | -20°C ~ 50°C | [5 empty] | Box | 101W |  |  |  | 15908286 |  |  | PSD-100 (100W) | 2.32" L x 2.76" W x 3.66" H (59.0mm x 70.0mm x 93.0mm) |  | 3 kV |  | 48V | - |  | 6 | https://www.unikeyic.com/media/about_us/Unikey_ISO_9001_Certification.pdf | https://www.unikeyic.com/products/power-adapter/psd-10048/702132101.html
PSD-1515 | Altech | 1: 32.4141 | 15W 90V(AC) 264V(AC) AC 59mm*17.5mm*93mm | 90 ~ 264 VAC |  |  | Industrial, ITE (Commercial) | [5 empty] | 1A | - | - |  | 85% | Adjustable Output, Universal Input |  |  |  |  | AC | [5 empty] | - | Not Applicable |  |  |  | 1 |  | -20°C ~ 50°C | [5 empty] | Box | 15W | [6 empty] | PSD-15 (15W) | 2.32" L x 0.69" W x 3.66" H (59.0mm x 17.5mm x 93.0mm) |  | 3 kV |  | 15V | - |  | 2 | https://www.unikeyic.com/media/about_us/Unikey_ISO_9001_Certification.pdf | https://www.unikeyic.com/products/power-adapter/psd-1515/12174930.html
PSD-3005 | Altech | 1: 40.4139 | 15W 90V(AC) 264V(AC) AC 58mm*35mm*90mm | 90 ~ 264 VAC |  |  | Industrial, ITE (Commercial) | [5 empty] | 3A | - | - |  | 82% | Adjustable Output, Universal Input |  |  |  |  | AC | [5 empty] | - | Not Applicable |  |  |  | 1 |  | -20°C ~ 50°C | [5 empty] | Box | 15W | [6 empty] | PSD-30 (15W) | 2.28" L x 1.38" W x 3.54" H (58.0mm x 35.0mm x 90.0mm) |  | 3 kV |  | 5V | - |  | 7 | https://www.unikeyic.com/media/about_us/Unikey_ISO_9001_Certification.pdf | https://www.unikeyic.com/products/power-adapter/psd-3005/28971018.html
PSD-3015 | Altech | 1: 40.392 | 30W 90V(AC) 264V(AC) AC 58mm × 35mm × 90mm | 90 ~ 264 VAC |  |  | Industrial, ITE (Commercial) | [5 empty] | 2A | - | - |  | 89% | Adjustable Output, Universal Input |  |  |  |  | AC | [5 empty] | - | Not Applicable |  |  |  | 1 |  | -20°C ~ 50°C | [5 empty] | Box | 30W | [6 empty] | PSD-30 (15W) | 2.28" L x 1.38" W x 3.54" H (58.0mm x 35.0mm x 90.0mm) |  | 3 kV |  | 15V | - |  | 4 | https://www.unikeyic.com/media/about_us/Unikey_ISO_9001_Certification.pdf | https://www.unikeyic.com/products/power-adapter/psd-3015/12077107.html
PSD-3048 | Altech | 1: 40.4139 | 29W 90V(AC) 264V(AC) AC 58mm*35mm*90mm | 90 ~ 264 VAC |  |  | Industrial, ITE (Commercial) | [5 empty] | 600mA | - | - |  | 90% | Adjustable Output, Universal Input |  |  |  |  | AC | [5 empty] | - | Not Applicable |  |  |  | 1 |  | -20°C ~ 50°C | [5 empty] | Box | 29W | [6 empty] | PSD-30 (15W) | 2.28" L x 1.38" W x 3.54" H (58.0mm x 35.0mm x 90.0mm) |  | 3 kV |  | 48V | - |  | 9 | https://www.unikeyic.com/media/about_us/Unikey_ISO_9001_Certification.pdf | https://www.unikeyic.com/products/power-adapter/psd-3048/29073110.html
PSD-6005 | Altech | 1: 53.9111 | 23W 90V(AC) 264V(AC) AC 58mm*52.5mm*90mm | 90 ~ 264 VAC |  |  | Industrial, ITE (Commercial) | [5 empty] | 4.5A | - | - |  | 85% | Adjustable Output, Universal Input |  |  |  |  | AC | [5 empty] | - | Not Applicable |  |  |  | 1 |  | -20°C ~ 50°C | [5 empty] | Box | 23W |  |  |  | 15908291 |  |  | PSD-60 (23W) | 2.28" L x 2.07" W x 3.54" H (58.0mm x 52.5mm x 90.0mm) |  | 3 kV |  | 5V | - |  | 4 | https://www.unikeyic.com/media/about_us/Unikey_ISO_9001_Certification.pdf | https://www.unikeyic.com/products/power-adapter/psd-6005/701746660.html
PSD-6012 | Altech | 1: 53.9111 | 54W 90V(AC) 264V(AC) AC 58mm*52.5mm*90mm | 90 ~ 264 VAC |  |  | Industrial, ITE (Commercial) | [5 empty] | 4.5A | - | - |  | 88% | Adjustable Output, Universal Input |  |  |  |  | AC | [5 empty] | - | Not Applicable |  |  |  | 1 |  | -20°C ~ 50°C | [5 empty] | Box | 54W |  |  |  | 15908275 |  |  | PSD-60 (54W) | 2.28" L x 2.07" W x 3.54" H (58.0mm x 52.5mm x 90.0mm) |  | 3 kV |  | 12V | - |  | 1 | https://www.unikeyic.com/media/about_us/Unikey_ISO_9001_Certification.pdf | https://www.unikeyic.com/products/power-adapter/psd-6012/12162189.html
PSD-6015 | Altech | 1: 53.9111 | 60W 90V(AC) 264V(AC) AC 58mm*52.5mm*90mm | 90 ~ 264 VAC |  |  | Industrial, ITE (Commercial) | [5 empty] | 4A | - | - |  | 89% | Adjustable Output, Universal Input |  |  |  |  | AC | [5 empty] | - | Not Applicable |  |  |  | 1 |  | -20°C ~ 50°C | [5 empty] | Box | 60W | [6 empty] | PSD-60 (60W) | 2.28" L x 2.07" W x 3.54" H (58.0mm x 52.5mm x 90.0mm) |  | 3 kV |  | 15V | - |  | 10 | https://www.unikeyic.com/media/about_us/Unikey_ISO_9001_Certification.pdf | https://www.unikeyic.com/products/power-adapter/psd-6015/28921849.html
PSD-6048 | Altech | 1: 53.9111 | 60W 90V(AC) 264V(AC) AC 58mm*52.5mm*90mm | 90 ~ 264 VAC |  |  | Industrial, ITE (Commercial) | [5 empty] | 1.25A | - | - |  | 91% | Adjustable Output, Universal Input |  |  |  |  | AC | [5 empty] | - | Not Applicable |  |  |  | 1 |  | -20°C ~ 50°C | [5 empty] | Box | 60W | [6 empty] | PSD-60 (60W) | 2.28" L x 2.07" W x 3.54" H (58.0mm x 52.5mm x 90.0mm) |  | 3 kV |  | 48V | - |  | 3 | https://www.unikeyic.com/media/about_us/Unikey_ISO_9001_Certification.pdf | https://www.unikeyic.com/products/power-adapter/psd-6048/701556480.html
PSDIN-48-120W | Tycon Systems | 1: 94.5108 10: 83.0714 30: 78.1099 50: 75.9056 100: 73.0129 | Varistor 120W 90V AC 264V AC AC | 90 ~ 264 VAC |  |  | ITE (Commercial) | PSDIN |  |  |  |  | 2.5A |  |  |  | 90% | Adjustable Output, Universal Input |  |  |  |  | AC | [5 empty] | - | Not Applicable |  |  |  | 1 |  | -40°C ~ 70°C | [5 empty] | Box | 120W | [6 empty] | - | - |  | 1.5 kV |  | 48V | - |  | 7 | https://www.unikeyic.com/media/about_us/Unikey_ISO_9001_Certification.pdf | https://www.unikeyic.com/products/power-adapter/psdin-48-120w/28836265.html
PSDIN-48-240W | Tycon Systems | 1: 155.0556 10: 136.282 30: 128.1434 50: 124.5257 | Resistor 240W 90V(AC) 264V(AC) AC | 90 ~ 264 VAC |  |  | ITE (Commercial) | PSDIN |  |  |  |  | 5A |  |  |  | 90% | Adjustable Output, Universal Input |  |  |  |  | AC | [5 empty] | - | Not Applicable |  |  |  | 1 |  | -40°C ~ 70°C | [5 empty] | Box | 240W |  |  |  | 11479948 |  |  | - | - |  | 1.5 kV |  | 48V | - |  | 1 | https://www.unikeyic.com/media/about_us/Unikey_ISO_9001_Certification.pdf | https://www.unikeyic.com/products/power-adapter/psdin-48-240w/11741725.html
PSM10R-050A(M)-R | PHIHONG | 10: 7.884 25: 7.4196 50: 7.371 | International 10W USB Micro 90V(AC) 264V(AC) Multi-Blade，Multi-Blade (Sold Separately) 1.2m wall mount 71.7mm*45mm*30.8mm |  |  |  | ITE (Commercial) | PSM10R |  |  | 47.2" (1.20m) |  | 2A |  |  |  | Level VI |  | Wall Mount (Class II) |  |  | Multi-Blade | Multi-Blade (Sold Separately) | [6 empty] | Not Applicable |  |  | - |  |  | 0°C ~ 40°C |  |  |  | USB Micro |  | Box | 10 W |  |  | International |  |  |  | PSM10R (10W) | 2.82" L x 1.77" W x 1.21" H (71.7mm x 45.0mm x 30.8mm) | 90 ~ 264 VAC |  | 5V |  |  |  | 118 | https://www.unikeyic.com/media/datasheet/18/f0/9de0/18f09de0dad74ab4bd887d687565f00d.pdf | https://www.unikeyic.com/products/power-adapter/psm10r-050a-m-r/28589067.html
PSW-24-1 | Banner Engineering | 1: 85.3658 | International M12 Socket 100V(AC) 240V(AC) Multi-Blade (Included) 1.98m wall mount |  |  |  | ITE (Commercial) | PSW-24 |  |  | 78" (1.98m) |  | 1A |  |  |  | - |  | Wall Mount (Class II) |  |  | Multi-Blade (Included) | Multi-Blade (Included) | [6 empty] | 1 (Unlimited) |  |  | - |  |  | - |  |  |  | M12 Socket |  | Box |  |  |  | International | 10651394 |  |  | - | - | 100 ~ 240 VAC |  | 24V |  |  |  | 5 | https://www.unikeyic.com/media/about_us/Unikey_ISO_9001_Certification.pdf | https://www.unikeyic.com/products/power-adapter/psw-24-1/28414250.html
PSW-24-2 | Banner Engineering | 1: 98.3352 | International 48W Power DIN 5Pin 100VAC 240VAC Multi-Blade (Inc) 1.98m Wall Mount 88.1mm × 54.4mm × 40.6mm |  |  |  | ITE (Commercial) |  |  |  | 78" (1.98m) |  | 2A |  |  |  | 87% |  | Wall Mount |  |  | Multi-Blade (Included) | Multi-Blade (Included) | [6 empty] | Not Applicable |  |  | - |  |  | -10°C ~ 40°C |  |  |  | Power DIN, 5 Pin |  | Box | 48 W |  |  | International | 21717793 |  |  | - | 3.47" L x 2.14" W x 1.60" H (88.1mm x 54.4mm x 40.6mm) | 100 ~ 240 VAC |  | 24V |  |  | - | 42 | https://www.unikeyic.com/media/about_us/Unikey_ISO_9001_Certification.pdf | https://www.unikeyic.com/products/power-adapter/psw-24-2/688386877.html
PUP330N3-14 | TT Electronics | 1: 144.9468 5: 133.2914 10: 128.5643 25: 122.5709 50: 118.2235 | International 330W Power DIN,4 Pin 90V(AC) 264V(AC) IEC 320-C14，Cord (Sold Separately) 1.2m desktop mounting 199.9mm*100.1mm*26.7mm |  |  | Commercial |  |  |  | 1.2m | [10 empty] | IEC 320-C14, Cord (Sold Separately) |  |  | 199.9mm*100.1mm*26.7mm |  |  | 264V(AC) | 90V(AC) |  |  | desktop mounting |  |  |  | 0℃~60℃ |  | - | Power DIN, 4 Pin | 330W |  |  |  |  | On sale | International |  |  |  | Bagged | [8 empty] | 33 | https://www.unikeyic.com/media/about_us/Unikey_ISO_9001_Certification.pdf | https://www.unikeyic.com/products/power-adapter/pup330n3-14/11546764.html
PW-3090-4824S-10 | ICP DAS | 1: 236.52 | 18V(DC) 36V(DC) DC 70mm*25mm*114mm |  |  | Commercial |  |  |  | - | [10 empty] | DC |  |  | 70mm*25mm*114mm |  |  | 36V(DC) | 18V(DC) | [6 empty] | -25℃~70℃ |  | - | - | - |  |  |  |  | On sale | - |  |  | Compliant | boxed | [8 empty] | 30 | https://www.unikeyic.com/media/about_us/Unikey_ISO_9001_Certification.pdf | https://www.unikeyic.com/products/power-adapter/pw-3090-4824s-10/28584019.html
PWC12-5E | Astrodyne TDI | 5: 53.6906 10: 47.2171 25: 44.2532 | Resistor, 12W 90V(AC) 264V(AC) TH 52.4mm × 27.2mm × 23mm |  |  |  | ITE (Commercial) | PWC12 |  |  |  |  | 2.4A |  |  |  | 75% | Universal Input | [6 empty] | ±0.5% | ±1% |  |  |  | 1 (Unlimited) |  | Through Hole |  | 1 |  | -20°C ~ 70°C (With Derating) |  |  |  |  | 4-DIP Module | Box | 12 W | [6 empty] | PWC12 (12W) | 2.06" L x 1.07" W x 0.91" H (52.4mm x 27.2mm x 23.0mm) | 90 ~ 264 VAC |  |  | 5V | - |  | 185 | https://www.unikeyic.com/media/datasheet/ee/3b/26cd/ee/61a3056d9d37e53498db4b1558976125.pdf | https://www.unikeyic.com/products/power-adapter/pwc12-5e/12027273.html
QFWB-20-12-US01 | Qualtek Electronics |  | North America 18W 100V(AC) 240V(AC) Fixed Blade, NEMA 1-15P 1.5m Wall Mount 59mm × 40.9mm × 26.5mm |  |  |  | ITE (Commercial) |  |  |  | 59" (1.50m) |  | 1.5A |  |  |  | Level VI |  | Wall Mount (Class II) |  |  | NEMA 1-15P | Fixed Blade | [6 empty] | Not Applicable |  |  | 100mW |  |  | 0°C ~ 40°C |  |  |  | - |  | Bulk | 18 W |  |  | North America |  |  |  | QFWB-20 (20W) | 2.32" L x 1.61" W x 1.04" H (59.0mm x 40.9mm x 26.5mm) | 100 ~ 240 VAC |  | 12V |  |  | - |  | https://www.unikeyic.com/media/pdf/EnvironmentalInformation/qualtek-electronics/51/9a/6854/q-722/2025/12/TSCA-Statement.pdf | https://www.unikeyic.com/products/power-adapter/qfwb-20-12-us01/28358553.html
QFWB-20-5-US01 | Qualtek Electronics | 1: 10.3848 5: 9.5525 10: 9.2133 25: 8.7831 50: 8.4717 100: 8.1713 300: 7.7167 500: 7.5141 | North America 15W 100V(AC) 240V(AC) Fixed Blade，NEMA 1-15P 1.5m wall mount 59mm*40.9mm*26.5mm |  |  |  | ITE (Commercial) |  |  |  | 59" (1.50m) |  | 3A |  |  |  | Level VI |  | Wall Mount (Class II) |  |  | NEMA 1-15P | Fixed Blade | [6 empty] | Not Applicable |  |  | 100mW |  |  | 0°C ~ 40°C |  |  |  | - |  | Bulk | 15 W |  |  | North America | 14011030 |  |  | QFWB-20 (20W) | 2.32" L x 1.61" W x 1.04" H (59.0mm x 40.9mm x 26.5mm) | 100 ~ 240 VAC |  | 5V |  |  | - | 1190 | https://www.unikeyic.com/media/pdf/EnvironmentalInformation/qualtek-electronics/51/9a/6854/q-722/2025/12/TSCA-Statement.pdf | https://www.unikeyic.com/products/power-adapter/qfwb-20-5-us01/29125667.html
QFWB-20-9-US01 | Qualtek Electronics | 1: 10.0496 5: 9.2413 10: 8.9128 25: 8.4974 50: 8.1961 100: 7.9055 300: 7.4657 600: 7.2009 | North America 18W 100V(AC) 240V(AC) Fixed Blade，NEMA 1-15P 1.5m wall mount 59mm*40.9mm*26.5mm |  |  |  | ITE (Commercial) |  |  |  | 59" (1.50m) |  | 2A |  |  |  | Level VI |  | Wall Mount (Class II) |  |  | NEMA 1-15P | Fixed Blade | [6 empty] | Not Applicable |  |  | 100mW |  |  | 0°C ~ 40°C |  |  |  | - |  | Bulk | 18 W |  |  | North America |  |  |  | QFWB-20 (20W) | 2.32" L x 1.61" W x 1.04" H (59.0mm x 40.9mm x 26.5mm) | 100 ~ 240 VAC |  | 9V |  |  | - | 322 | https://www.unikeyic.com/media/pdf/EnvironmentalInformation/qualtek-electronics/51/9a/6854/q-722/2025/12/TSCA-Statement.pdf | https://www.unikeyic.com/products/power-adapter/qfwb-20-9-us01/29107476.html
QS40.241-C2 | pulspower | 1: 1531.7525 | AC Inductor 240W 90V-264V AC 127mm × 125mm × 124mm | 90 ~ 264 VAC |  |  | Industrial, ITE (Commercial) | [5 empty] | 40A | - | - |  | 94.6% | Adjustable Output, Load Sharing |  |  |  |  | AC | [5 empty] | - | Not Applicable |  |  |  | 1 |  | -25°C ~ 70°C (With Derating) | [5 empty] | Box | 240W |  |  |  | 19721153 |  |  | Q | 5.00" L x 4.92" W x 4.88" H (127.0mm x 125.0mm x 124.0mm) |  | 500 V |  | 24V | - |  | 2 | https://www.unikeyic.com/media/about_us/Unikey_ISO_9001_Certification.pdf | https://www.unikeyic.com/products/power-adapter/qs40-241-c2/726416637.html
RPS120-12-CU | Select Controls | 1: 36.9684 10: 32.4918 25: 30.8647 50: 29.6888 100: 28.5574 250: 27.1277 | 96W 127V(DC) 370V(DC) AC or DC 97.5mm × 43mm × 109.8mm | 90 ~ 264 VAC |  |  | Industrial, ITE (Commercial) | [5 empty] | 8A | 370V | 127V |  | 89% | Adjustable Output, Universal Input |  |  |  |  | AC or DC | [5 empty] | - | Not Applicable |  |  |  | 1 |  | -25°C ~ 70°C (With Derating) | [5 empty] | Box | 96W | [6 empty] | RPS120 (120W) | 3.84" L x 1.69" W x 4.32" H (97.5mm x 43.0mm x 109.8mm) |  | 4 kV |  | 12V | - |  | 112 | https://www.unikeyic.com/media/about_us/Unikey_ISO_9001_Certification.pdf | https://www.unikeyic.com/products/power-adapter/rps120-12-cu/28705188.html
RPS15-12-CE | Select Controls | 1: 21.4812 10: 18.8838 25: 17.9388 50: 17.2552 100: 16.5975 250: 15.7666 500: 15.1659 | Resistor 12W 127V(DC) 370V(DC) AC/DC 65mm × 17.5mm × 90mm |  |  | Commercial |  |  |  | - | [5 empty] | RPS15-12-CE Select Controls |  |  |  |  | AC or DC |  |  | 65mm*17.5mm*90mm |  |  | 370V(DC) | 127V(DC) | [6 empty] | -40℃~70℃ |  | - | - | 12W | [5 empty] | - |  |  | Compliant | boxed | [8 empty] | 19 | https://www.unikeyic.com/media/datasheet/94/4b/1390/94/6f558cbc26010478f0b93e582d469146.pdf | https://www.unikeyic.com/products/power-adapter/rps15-12-ce/696499868.html
RPS40-15-CE | Select Controls | 1: 26.622 10: 23.4004 25: 22.2294 50: 21.3825 100: 20.5676 250: 19.5379 500: 18.7934 | 40W 127V(DC) 370V(DC) AC or DC 60mm × 35mm × 93.8mm |  |  | Commercial |  |  |  | - | [10 empty] | AC or DC |  |  | 60mm*35mm*93.8mm |  |  | 370V(DC) | 127V(DC) | [6 empty] | -25℃~70℃ |  | - | - | 40W | [5 empty] | - |  |  | Compliant | boxed | [8 empty] | 48 | https://www.unikeyic.com/media/about_us/Unikey_ISO_9001_Certification.pdf | https://www.unikeyic.com/products/power-adapter/rps40-15-ce/691978964.html
RPS40-24-CE | Select Controls | 1: 24.3998 10: 21.45 25: 20.3758 50: 19.5993 100: 18.8524 250: 17.9086 500: 17.2263 | 40W 127V(DC) 370V(DC) AC or DC 60mm × 35mm × 93.8mm |  |  | Commercial |  |  |  | - | [10 empty] | AC or DC |  |  | 60mm*35mm*93.8mm |  |  | 370V(DC) | 127V(DC) | [6 empty] | -25℃~70℃ |  | - | - | 40W | [5 empty] | - |  |  | Compliant | boxed | [8 empty] | 19 | https://www.unikeyic.com/media/about_us/Unikey_ISO_9001_Certification.pdf | https://www.unikeyic.com/products/power-adapter/rps40-24-ce/700451377.html
RPS60-05-CU | Select Controls | 1: 31.8772 10: 28.0178 25: 26.6148 50: 25.6007 100: 24.6252 250: 23.3923 | 50W 127V(DC) 370V(DC) AC or DC 97.8mm × 43mm × 109.8mm | 90 ~ 264 VAC |  |  | Industrial, ITE (Commercial) | [5 empty] | 10A | 370V | 127V |  | 78% | Adjustable Output, Universal Input |  |  |  |  | AC or DC | [5 empty] | - | Not Applicable |  |  |  | 1 |  | -25°C ~ 70°C (With Derating) | [5 empty] | Box | 50W | [6 empty] | RPS60 (60W) | 3.85" L x 1.69" W x 4.32" H (97.8mm x 43.0mm x 109.8mm) |  | 4 kV |  | 5V | - |  | 64 | https://www.unikeyic.com/media/about_us/Unikey_ISO_9001_Certification.pdf | https://www.unikeyic.com/products/power-adapter/rps60-05-cu/28767868.html
RPS60-12-CU | Select Controls | 1: 31.86 10: 28.0022 25: 26.6 50: 25.5865 100: 24.6115 250: 23.3793 | 60W 127V DC 370V DC AC/DC 97.8mm × 43mm × 109.8mm | 90 ~ 264 VAC |  |  | Industrial, ITE (Commercial) | [5 empty] | 5A | 370V | 127V |  | 86% | Adjustable Output, Universal Input |  |  |  |  | AC or DC | [5 empty] | - | Not Applicable |  |  |  | 1 |  | -25°C ~ 70°C (With Derating) | [5 empty] | Box | 60W | [6 empty] | RPS60 (60W) | 3.85" L x 1.69" W x 4.32" H (97.8mm x 43.0mm x 109.8mm) |  | 4 kV |  | 12V | - |  | 343 | https://www.unikeyic.com/media/about_us/Unikey_ISO_9001_Certification.pdf | https://www.unikeyic.com/products/power-adapter/rps60-12-cu/28776637.html
RPS60-24-CU | Select Controls | 1: 31.8772 10: 28.0178 25: 26.6148 50: 25.6007 100: 24.6252 250: 23.3923 | 60W 127V DC 370V DC AC/DC 97.8mm × 43mm × 109.8mm | 90 ~ 264 VAC |  |  | Industrial, ITE (Commercial) | [5 empty] | 2.5A | 370V | 127V |  | 87% | Adjustable Output, Universal Input |  |  |  |  | AC or DC | [5 empty] | - | Not Applicable |  |  |  | 1 |  | -25°C ~ 70°C (With Derating) | [5 empty] | Box | 60W | [6 empty] | RPS60 (60W) | 3.85" L x 1.69" W x 4.32" H (97.8mm x 43.0mm x 109.8mm) |  | 4 kV |  | 24V | - |  | 92 | https://www.unikeyic.com/media/about_us/Unikey_ISO_9001_Certification.pdf | https://www.unikeyic.com/products/power-adapter/rps60-24-cu/12460137.html
RPS60-48-CU | Select Controls | 1: 31.2515 10: 27.4678 25: 26.093 50: 25.0987 100: 24.6673 | 60W 127V DC 370V DC AC/DC 97.8mm × 43mm × 109.8mm | 90 ~ 264 VAC |  |  | Industrial, ITE (Commercial) | [5 empty] | 1.25A | 370V | 127V |  | 87% | Adjustable Output, Universal Input |  |  |  |  | AC or DC | [5 empty] | - | Not Applicable |  |  |  | 1 |  | -25°C ~ 70°C (With Derating) | [5 empty] | Box | 60W | [6 empty] | RPS60 (60W) | 3.85" L x 1.69" W x 4.32" H (97.8mm x 43.0mm x 109.8mm) |  | 4 kV |  | 48V | - |  | 191 | https://www.unikeyic.com/media/about_us/Unikey_ISO_9001_Certification.pdf | https://www.unikeyic.com/products/power-adapter/rps60-48-cu/29153549.html
S8T-DCBU-02 | OMRON | 1: 1127.1097 5: 1039.6377 10: 1004.0966 | 1-Phase Single Phase DIN Rail Mount |  | Buffer Module |  |  | S8T-DCBU | [11 empty] | S8TS Power Supplies | [9 empty] | 1 (Unlimited) | [11 empty] | Bulk |  |  |  |  | 1813431 |  |  | S8TS | [7 empty] | 2 | https://www.unikeyic.com/media/datasheet/cb/1b/794e/cb/ea8e6e2c639e1e19e939966a324cce3e.pdf | https://www.unikeyic.com/products/power-adapter/s8t-dcbu-02/12362231.html
SC0443 | Raspberry Pi | 1: 10.4055 | UK 15W USB C 90V(AC) 264V(AC) BS 1363 Fixed Blade 1.5m Wall Mount 48mm × 45mm × 27mm |  |  | Commercial Grade |  |  |  | 1.5m | [10 empty] | BS 1363, Fixed Blade |  |  | 48mm*45mm*27mm |  |  | 264V(AC) | 90V(AC) |  |  | wall mount |  |  |  | 0℃~40℃ |  | - | USB C | 15W | [5 empty] | United Kingdom |  |  |  | bulk | [8 empty] | 26 | https://www.unikeyic.com/media/about_us/Unikey_ISO_9001_Certification.pdf | https://www.unikeyic.com/products/power-adapter/sc0443/726355242.html
SCD30D15-UDN | SolaHevi-Duty | 1: 467.4903 5: 450.0292 10: 442.6996 | 24W 20V(DC) 72V(DC) DC 65mm*33mm*120mm |  |  | Commercial, Industrial |  |  |  | - | [5 empty] | SCD30D15-UDN SolaHevi-Duty |  |  |  |  | DC |  |  | 65mm*33mm*120mm |  |  | 72V(DC) | 20V(DC) | [6 empty] | -25℃~65℃ |  | - | - | 24W | [5 empty] | - |  |  |  | bulk | [8 empty] | 1 | https://www.unikeyic.com/media/datasheet/c3/13/0421/c3/3ab9c2f914350dde1b73b26a8981c540.pdf | https://www.unikeyic.com/products/power-adapter/scd30d15-udn/702133208.html
SCP-MDC | SolaHevi-Duty | 1: 29.6676 5: 27.3607 10: 26.4254 25: 25.2374 50: 24.3747 100: 23.5413 250: 22.4832 | Single Phase DIN Rail Mount 65mm × 30mm × 10mm |  | DIN Rail Clip |  |  | SCP-M | [11 empty] | SCP Series | [9 empty] | 1 (Unlimited) | [11 empty] | Bulk | [7 empty] | SCP | [7 empty] | 2 | https://www.unikeyic.com/media/datasheet/a6/cc/da1b/a6/8e1b0d0dcf0f84c5d483dcc1efca884d.pdf | https://www.unikeyic.com/products/power-adapter/scp-mdc/12188060.html
SCP-PDC | SolaHevi-Duty | 1: 29.5812 5: 27.2808 10: 26.3477 25: 25.164 50: 24.3035 100: 23.4726 250: 22.4175 | Single Phase DIN Rail Mount 65mm × 33mm × 10mm |  | DIN Rail Clip |  |  | SCP-P | [11 empty] | SCP Series | [9 empty] | 1 (Unlimited) | [11 empty] | Bulk |  |  |  |  | 10072968 |  |  | SCP | [7 empty] | 2 | https://www.unikeyic.com/media/datasheet/5b/d6/83ee/53/1eb74207450d4d54dd934291cd4ffab8.pdf | https://www.unikeyic.com/products/power-adapter/scp-pdc/28850184.html
SCP30D12B-UDN | SolaHevi-Duty | 1: 422.6982 10: 371.5225 25: 352.9243 | 29W 100V(DC) 375V(DC) AC or DC 68mm*35mm*113mm |  |  | Commercial |  |  |  | - | [5 empty] | SCP30D12B-UDN SolaHevi-Duty |  |  |  |  | AC or DC |  |  | 68mm*35mm*113mm |  |  | 375V(DC) | 100V(DC) | [6 empty] | -25℃~65℃ |  | - | - | 29W | [5 empty] | - |  |  |  | bulk | [8 empty] | 3 | https://www.unikeyic.com/media/datasheet/ad/3d/4556/ad/97f14732b1e4d1a27472c55b8bbb65f7.pdf | https://www.unikeyic.com/products/power-adapter/scp30d12b-udn/701754426.html
SCP30D512-DN | SolaHevi-Duty | 1: 285.0984 3: 273.021 5: 268.926 10: 264.894 20: 260.925 | 29W 100V(DC) 375V(DC) AC or DC DINRail installation 65mm*33mm*120mm | 85 ~ 264 VAC |  |  | ITE (Commercial) | SCP30 |  |  |  |  | 3A, 1.2A | 375V | 100V |  | 68% | IP20, Universal Input |  |  |  |  | AC or DC | [5 empty] | Yes | 1 (Unlimited) |  |  |  | 2 |  | -25°C ~ 65°C | [5 empty] | Bulk | 29W | [6 empty] | SCP (30W) | 2.55" L x 1.29" W x 4.71" H (65.0mm x 33.0mm x 120.0mm) |  |  |  | 5V | 12V |  | 2 | https://www.unikeyic.com/media/datasheet/6e/b7/8036/bb/90a3556782ac624b9fafb53638f748d1.pdf | https://www.unikeyic.com/products/power-adapter/scp30d512-dn/12005665.html
SCP30D524-DN | SolaHevi-Duty | 1: 509.15 2: 420.75 3: 356.33 5: 321.48 10: 314.28 25: 307.56 50: 300.96 100: 294.72 | 29W 100V(DC) 375V(DC) AC or DC DINRail installation 65mm*33mm*120mm | 85 ~ 264 VAC |  |  | ITE (Commercial) | SCP30 |  |  |  |  | 3A, 600mA | 375V | 100V |  | 68% | IP20, Universal Input |  |  |  |  | AC or DC | [5 empty] | Yes | 1 (Unlimited) |  |  |  | 2 |  | -25°C ~ 65°C | [5 empty] | Bulk | 29W | [6 empty] | SCP (30W) | 2.55" L x 1.29" W x 4.71" H (65.0mm x 33.0mm x 120.0mm) |  |  |  | 5V | 24V |  | 2 | https://www.unikeyic.com/media/datasheet/6e/b7/8036/bb/90a3556782ac624b9fafb53638f748d1.pdf | https://www.unikeyic.com/products/power-adapter/scp30d524-dn/11941479.html
SCP30S12B-UDN | SolaHevi-Duty | 1: 348.1056 10: 305.9532 25: 290.6375 | 30W 100V(DC) 375V(DC) AC or DC 68mm*35mm*113mm |  |  | Commercial |  |  |  | - | [5 empty] | SCP30S12B-UDN SolaHevi-Duty |  |  |  |  | AC or DC |  |  | 68mm*35mm*113mm |  |  | 375V(DC) | 100V(DC) | [6 empty] | -25℃~65℃ |  | - | - | 30W | [5 empty] | - |  |  |  | bulk | [8 empty] | 3 | https://www.unikeyic.com/media/datasheet/ad/3d/4556/ad/97f14732b1e4d1a27472c55b8bbb65f7.pdf | https://www.unikeyic.com/products/power-adapter/scp30s12b-udn/682791373.html
SCP30S15B-UDN | SolaHevi-Duty | 1: 358.3656 10: 314.9701 25: 299.2032 | 30W 100V(DC) 375V(DC) AC or DC 68mm*35mm*113mm |  |  | Commercial |  |  |  | - | [5 empty] | SCP30S15B-UDN SolaHevi-Duty |  |  |  |  | AC or DC |  |  | 68mm*35mm*113mm |  |  | 375V(DC) | 100V(DC) | [6 empty] | -25℃~65℃ |  | - | - | 30W | [5 empty] | - |  |  |  | bulk | [8 empty] | 1 | https://www.unikeyic.com/media/datasheet/ad/3d/4556/ad/97f14732b1e4d1a27472c55b8bbb65f7.pdf | https://www.unikeyic.com/products/power-adapter/scp30s15b-udn/701665098.html
SCP30S48-DN | SolaHevi-Duty | 1: 245.7648 3: 235.347 5: 231.819 10: 228.3435 20: 224.9205 | 29W 85V(AC)，100V(DC) 264V(AC)，375V(DC) 1-Phase/Single Phase DINRail installation 120mm*65mm*33mm | 85 ~ 264 VAC |  |  | ITE (Commercial) | SCP30 |  |  |  |  | 600mA | 375V | 100V |  | 77% | IP20, Universal Input |  |  |  |  | AC or DC | [5 empty] | No | 1 (Unlimited) |  |  |  | 1 |  | -25°C ~ 65°C | [5 empty] | Bulk | 29W | [6 empty] | SCP (30W) | 2.55" L x 1.29" W x 4.71" H (65.0mm x 33.0mm x 120.0mm) |  |  |  | 48V | - |  | 3 | https://www.unikeyic.com/media/datasheet/5b/d6/83ee/53/1eb74207450d4d54dd934291cd4ffab8.pdf | https://www.unikeyic.com/products/power-adapter/scp30s48-dn/11852017.html
SCP30T512B-DN | SolaHevi-Duty | 1: 385.3332 3: 369.012 5: 363.4785 | 29W 100V(DC) 375V(DC) AC or DC DIN Rail Mount 68mm × 35mm × 113mm | 85 ~ 264 VAC |  |  | ITE (Commercial) | SCP30 |  |  |  |  | 3A, 600mA, 600mA | 375V | 100V |  | 68% | IP20, Universal Input |  |  |  |  | AC or DC | [5 empty] | Yes | 1 (Unlimited) |  |  |  | 3 |  | -25°C ~ 65°C | [5 empty] | Bulk | 29W | [6 empty] | SCP (30W) | 2.67" L x 1.37" W x 4.43" H (68.0mm x 35.0mm x 113.0mm) |  |  |  | 5V | -12V |  | 21 | https://www.unikeyic.com/media/datasheet/5b/d6/83ee/53/1eb74207450d4d54dd934291cd4ffab8.pdf | https://www.unikeyic.com/products/power-adapter/scp30t512b-dn/11911650.html
SCT65 | TDK | 3: 147.2692 12: 141.3891 29: 135.7376 91: 130.302 | 60W Pin Terminal Block 85V(AC) 265V(AC) Bracket Mount, Screw Mount 127mm × 76.2mm × 34.04mm | [6 empty] | - | [5 empty] | SCT65 TDK |  |  |  |  | Pin Terminal Block |  |  | 127mm*76.2mm*34.04mm |  |  | 265V(AC) | 85V(AC) |  |  | Bracket mounting, threaded mounting |  |  |  | 70℃(max) |  | - | Pin Terminal Block | 60W | [5 empty] | - |  |  | Compliant | [9 empty] | 83 | https://www.unikeyic.com/media/datasheet/79/76/1f07/79/4780653bc4d70cba2358f5c4c4f52dbf.pdf | https://www.unikeyic.com/products/power-adapter/sct65/28513382.html
SDI120G-12-U-P51 | CUI INC | 1: 143.6724 5: 125.3772 10: 121.6728 24: 116.5968 48: 114.3612 | International 108W Power DIN,4 Pin 100V(AC) 240V(AC) Cord (Sold Separately)，IEC 320-C14 1.2m desktop mounting 132mm*51mm*32mm |  |  |  | ITE (Commercial) |  |  |  | 47" (1.20m) |  | 9A |  |  |  | Level VI |  | Desktop (Class I) |  |  | IEC 320-C14 | Cord (Sold Separately) | [6 empty] | Not Applicable |  |  | 150mW |  |  | -20°C ~ 40°C |  |  |  | Power DIN, 4 Pin |  | Box | 108 W |  |  | International |  |  |  | GaN, SDI120G-U (120W) | 5.20" L x 2.01" W x 1.26" H (132.0mm x 51.0mm x 32.0mm) | 100 ~ 240 VAC |  | 12V |  |  | - | 96 | https://www.unikeyic.com/media/about_us/Unikey_ISO_9001_Certification.pdf | https://www.unikeyic.com/products/power-adapter/sdi120g-12-u-p51/28606933.html
SDI160G-48-U-P51 | CUI INC | 1: 150.8976 5: 142.5276 10: 136.1016 24: 130.626 48: 128.2824 | 160W DIN Male IEC 320-C8, Desktop Mount |  |  |  | ITE (Commercial) | SDI160 |  |  | 59" (1.50m) |  | 3.3A |  |  |  | 90% |  | Desktop (Class I) |  |  | IEC 320-C14 | Cord (Sold Separately) | [6 empty] | 1 (Unlimited) |  |  | 150mW (Max) |  |  | 0°C ~ 40°C |  |  |  | Power DIN, 4 Pin |  | Box | 158 W |  |  | International |  |  |  | GaN, SDI160G-U (160W) | 6.34" L x 2.13" W x 1.31" H (161.0mm x 54.2mm x 33.2mm) | 90 ~ 264 VAC |  | 48V |  |  |  | 101 | https://www.unikeyic.com/media/pdf/PCNDesignSpecification/cui-inc/ae/1b/d3c5/sdi200g-19-u-p51/2025/11/PCN-0360171R-01.pdf | https://www.unikeyic.com/products/power-adapter/sdi160g-48-u-p51/12511510.html
SDI200G-19-U-P51 | CUI INC | 1: 223.668 5: 209.7144 10: 195.2532 24: 192.348 | IEC 320-C14 Inlet, DIN Male, 200W, Desktop Mount |  |  |  | ITE (Commercial) | SDI200 |  |  | 59" (1.50m) |  | 10.5A |  |  |  | Level VI |  | Desktop (Class I) |  |  | IEC 320-C14 | Cord (Sold Separately) | [6 empty] | 1 (Unlimited) |  |  | 210mW (Max) |  |  | 0°C ~ 40°C |  |  |  | Power DIN, 4 Pin |  | Box | 200 W |  |  | International |  |  |  | GaN, SDI200G-U (200W) | 6.34" L x 2.13" W x 1.31" H (161.0mm x 54.2mm x 33.2mm) | 100 ~ 240 VAC |  | 19V |  |  |  | 13 | https://www.unikeyic.com/media/datasheet/3a/a6/8158/3a/3a00f1d8d9d837b796fa109d95bebd95.pdf | https://www.unikeyic.com/products/power-adapter/sdi200g-19-u-p51/12097757.html
SDI200G-48-U-P51 | CUI INC | 1: 231.143 5: 226.9404 10: 226.9404 | 200W DIN Male IEC 320-C14, Desktop Mount |  |  |  | ITE (Commercial) | SDI200 |  |  | 59" (1.50m) |  | 4.2A |  |  |  | Level VI |  | Desktop (Class I) |  |  | IEC 320-C14 | Cord (Sold Separately) | [6 empty] | 1 (Unlimited) |  |  | 210mW (Max) |  |  | 0°C ~ 40°C |  |  |  | Power DIN, 4 Pin |  | Box | 202 W |  |  | International |  |  |  | GaN, SDI200G-U (200W) | 6.34" L x 2.13" W x 1.31" H (161.0mm x 54.2mm x 33.2mm) | 100 ~ 240 VAC |  | 48V |  |  |  | 14 | https://www.unikeyic.com/media/datasheet/3a/a6/8158/3a/3a00f1d8d9d837b796fa109d95bebd95.pdf | https://www.unikeyic.com/products/power-adapter/sdi200g-48-u-p51/11441249.html
SDI24-5-UDC-P6R | CUI INC | 1: 29.788 5: 26.9028 10: 25.9416 30: 24.7428 60: 23.8464 120: 23.004 270: 21.924 | North America 20W 2.5x5.5mm，Cylindrical Female Positive center 90V(AC) 264V(AC) IEC 320-C8 1.5m desktop mounting 100mm*55mm*33mm |  |  |  | ITE (Commercial) | SDI24 |  |  | 39.4" (1.00m) |  | 4A |  |  |  | Level VI, CoC Tier 2 |  | Desktop (Class II) |  |  | IEC 320-C8 | Cord | [6 empty] | Not Applicable |  |  | 75mW (Max) |  |  | 0°C ~ 40°C |  |  |  | Barrel Plug R/A, 2.5mm I.D. x 5.5mm O.D. x 9.5mm |  | Box | 20 W |  |  | North America |  |  |  | SDI24-UD (24W) | 3.48" L x 1.97" W x 1.34" H (88.5mm x 50.0mm x 34.0mm) | 90 ~ 264 VAC |  | 5V |  |  |  | 358 | https://www.unikeyic.com/media/datasheet/dc/f9/d21c/dc/468d59235383c61144d48a47a7eb059e.pdf | https://www.unikeyic.com/products/power-adapter/sdi24-5-udc-p6r/11632248.html
SDI300G-56-U-P219 | CUI INC | 1: 260.874 5: 246.888 12: 229.8456 24: 226.4544 | Cord Set, IEC 320-C14 6 Position Rectangular 85VAC 264VAC 300W 1.2m Desktop Mount 183mm × 85mm × 35mm |  |  |  | ITE (Commercial) |  |  |  | 47.2" (1.20m) |  | 5.36A |  |  |  | Level VI |  | Desktop |  |  | IEC 320-C14 | Cord | [6 empty] | Not Applicable |  |  | 500mW (Max) |  |  | -20°C ~ 40°C |  |  |  | Rectangular, 6 Position |  | Box | 300 W |  |  | International |  |  |  | GaN, SDI300G-UR (300W) | 7.20" L x 3.35" W x 1.38" H (183.0mm x 85.0mm x 35.0mm) | 85 ~ 264 VAC |  | 56V |  |  | - | 19 | https://www.unikeyic.com/media/about_us/Unikey_ISO_9001_Certification.pdf | https://www.unikeyic.com/products/power-adapter/sdi300g-56-u-p219/28793294.html
SDI50-12-U-P6 | Bel Fuse | 1: 33.8343 5: 31.1104 10: 30.0072 40: 27.916 80: 26.926 120: 26.3632 280: 25.2247 | 12V 50W AC/DC external Desktop type ( I) () | [6 empty] | - | [10 empty] | - | [5 empty] | - | - | [8 empty] | - | - | - | [5 empty] | - | [12 empty] | 660 | https://www.unikeyic.com/media/about_us/Unikey_ISO_9001_Certification.pdf | https://www.unikeyic.com/products/power-adapter/sdi50-12-u-p6/35844621.html
SDM24-24-UD-P6 | CUI INC | 1: 27.1515 5: 23.4468 10: 22.6152 25: 21.5784 35: 20.7684 105: 20.0448 280: 19.0296 | International 24W Barrel Plug, 2.5mm I.D. x 5.5mm O.D. x 9.5mm Center Positive, 90VAC 264VAC IEC 320-C8, Cord Sold Sep 1.2m Desktop Mount 98mm × 46mm × 31mm |  |  |  | Medical |  |  |  | 47.2" (1.20m) |  | 1A |  |  |  | Level VI |  | Desktop (Class II) |  |  | IEC 320-C8 | Cord (Sold Separately) | [6 empty] | Not Applicable |  |  | 100mW (Max) |  |  | 0°C ~ 40°C |  |  |  | Barrel Plug, 2.5mm I.D. x 5.5mm O.D. x 9.5mm |  | Box | 24 W |  |  | International |  |  |  | SDM24-UD (24W) | 3.86" L x 1.81" W x 1.22" H (98.0mm x 46.0mm x 31.0mm) | 90 ~ 264 VAC |  | 24V |  |  | 0.441 lb (200.03 g) | 397 | https://www.unikeyic.com/media/about_us/Unikey_ISO_9001_Certification.pdf | https://www.unikeyic.com/products/power-adapter/sdm24-24-ud-p6/12020257.html
SDM24-5-UD-P5 | CUI INC | 1: 27.764 5: 25.0776 10: 24.2028 35: 20.5632 280: 20.2824 | International 20W Barrel Plug,2.1mm I.D. x 5.5mm O.D. x 9.5mm Positive center 90V(AC) 264V(AC) IEC 320-C8，Cord (Sold Separately) 1.2m desktop mounting 98mm*46mm*31mm |  |  |  | Medical |  |  |  | 47.2" (1.20m) |  | 4A |  |  |  | Level VI |  | Desktop (Class II) |  |  | IEC 320-C8 | Cord (Sold Separately) | [6 empty] | Not Applicable |  |  | 100mW (Max) |  |  | 0°C ~ 40°C |  |  |  | Barrel Plug, 2.1mm I.D. x 5.5mm O.D. x 9.5mm |  | Box | 20 W |  |  | International |  |  |  | SDM24-UD (24W) | 3.86" L x 1.81" W x 1.22" H (98.0mm x 46.0mm x 31.0mm) | 90 ~ 264 VAC |  | 5V |  |  | 0.441 lb (200.03 g) | 6 | https://www.unikeyic.com/media/about_us/Unikey_ISO_9001_Certification.pdf | https://www.unikeyic.com/products/power-adapter/sdm24-5-ud-p5/29444651.html
SDM24-5-UD-P6 | CUI INC | 1: 27.775 5: 25.0884 10: 24.192 25: 23.0688 35: 22.2264 105: 21.4488 280: 20.4012 | International 20W Barrel Plug,2.5mm I.D. x 5.5mm O.D. x 9.5mm Positive center 90V(AC) 264V(AC) Cord (Sold Separately)，IEC 320-C8 1.2m desktop mounting 98mm*46mm*31mm |  |  |  | Medical |  |  |  | 47.2" (1.20m) |  | 4A |  |  |  | Level VI |  | Desktop (Class II) |  |  | IEC 320-C8 | Cord (Sold Separately) | [6 empty] | Not Applicable |  |  | 100mW (Max) |  |  | 0°C ~ 40°C |  |  |  | Barrel Plug, 2.5mm I.D. x 5.5mm O.D. x 9.5mm |  | Box | 20 W |  |  | International |  |  |  | SDM24-UD (24W) | 3.86" L x 1.81" W x 1.22" H (98.0mm x 46.0mm x 31.0mm) | 90 ~ 264 VAC |  | 5V |  |  | 0.441 lb (200.03 g) | 201 | https://www.unikeyic.com/media/about_us/Unikey_ISO_9001_Certification.pdf | https://www.unikeyic.com/products/power-adapter/sdm24-5-ud-p6/11461372.html
SDM24-9-UD-P6 | CUI INC | 1: 28.16 5: 25.4232 10: 24.5268 25: 23.382 35: 22.5288 105: 21.7404 280: 20.682 | International 27W Barrel Plug,2.5mm I.D. x 5.5mm O.D. x 9.5mm Positive center 90V(AC) 264V(AC) Cord (Sold Separately)，IEC 320-C8 1.2m desktop mounting 98mm*46mm*31mm |  |  |  | Medical |  |  |  | 47.2" (1.20m) |  | 3A |  |  |  | Level VI |  | Desktop (Class II) |  |  | IEC 320-C8 | Cord (Sold Separately) | [6 empty] | Not Applicable |  |  | 100mW (Max) |  |  | 0°C ~ 40°C |  |  |  | Barrel Plug, 2.5mm I.D. x 5.5mm O.D. x 9.5mm |  | Box | 27 W |  |  | International | 14301627 |  |  | SDM24-UD (24W) | 3.86" L x 1.81" W x 1.22" H (98.0mm x 46.0mm x 31.0mm) | 90 ~ 264 VAC |  | 9V |  |  | 0.441 lb (200.03 g) | 162 | https://www.unikeyic.com/media/about_us/Unikey_ISO_9001_Certification.pdf | https://www.unikeyic.com/products/power-adapter/sdm24-9-ud-p6/28836124.html
SDM300G-12-U-P219 | CUI INC | 1: 302.434 5: 296.9352 | International 288W Rectangular,6 Position 100V(AC) 240V(AC) Cord (Sold Separately)，IEC 320-C14 1m desktop mounting 183mm*85mm*35mm |  |  |  | Medical |  |  |  | 39" (1.00m) |  | 24A |  |  |  | Level VI |  | Desktop (Class I) |  |  | IEC 320-C14 | Cord (Sold Separately) | [6 empty] | 1 (Unlimited) |  |  | 500mW |  |  | -20°C ~ 40°C |  |  |  | Rectangular, 6 Position |  | Box | 288 W |  |  | International |  |  |  | SDM300G-U (300W) | 7.20" L x 3.35" W x 1.38" H (183.0mm x 85.0mm x 35.0mm) | 100 ~ 240 VAC |  | 12V |  |  | - | 66 | https://www.unikeyic.com/media/about_us/Unikey_ISO_9001_Certification.pdf | https://www.unikeyic.com/products/power-adapter/sdm300g-12-u-p219/12442799.html
SDM300G-12-UR-P219 | CUI INC | 1: 302.5 5: 297 | International 288W Rectangular,6 Position 100V(AC) 240V(AC) IEC 320-C18，Cord (Sold Separately) 1m desktop mounting 183mm*85mm*35mm |  |  |  | Medical |  |  |  | 39" (1.00m) |  | 24A |  |  |  | Level VI |  | Desktop (Class II) |  |  | IEC 320-C18 | Cord (Sold Separately) | [6 empty] | 1 (Unlimited) |  |  | 500mW |  |  | -20°C ~ 40°C |  |  |  | Rectangular, 6 Position |  | Box | 288 W |  |  | International |  |  |  | SDM300G-UR (300W) | 7.20" L x 3.35" W x 1.38" H (183.0mm x 85.0mm x 35.0mm) | 100 ~ 240 VAC |  | 12V |  |  | - | 5 | https://www.unikeyic.com/media/about_us/Unikey_ISO_9001_Certification.pdf | https://www.unikeyic.com/products/power-adapter/sdm300g-12-ur-p219/11834070.html
SDM300G-15-U-P219 | CUI INC | 1: 282.2796 5: 267.1488 12: 248.7132 24: 245.268 | International 300W Rectangular, 6 Pos, 100V AC 240V AC, IEC 320-C14 Cord Sold Sep, 1m Desk Mount 183mm × 85mm × 35mm |  |  |  | Medical |  |  |  | 39" (1.00m) |  | 20A |  |  |  | Level VI |  | Desktop (Class I) |  |  | IEC 320-C14 | Cord (Sold Separately) | [6 empty] | 1 (Unlimited) |  |  | 500mW |  |  | -20°C ~ 40°C |  |  |  | Rectangular, 6 Position |  | Box | 300 W |  |  | International | 16640121 |  |  | SDM300G-U (300W) | 7.20" L x 3.35" W x 1.38" H (183.0mm x 85.0mm x 35.0mm) | 100 ~ 240 VAC |  | 15V |  |  | - | 17 | https://www.unikeyic.com/media/about_us/Unikey_ISO_9001_Certification.pdf | https://www.unikeyic.com/products/power-adapter/sdm300g-15-u-p219/29292293.html
SDM300G-24-U-P219 | CUI INC | 1: 283.305 5: 278.154 | International 300W Rectangular,6 Position 100V(AC) 240V(AC) IEC 320-C14，Cord (Sold Separately) 1.2m desktop mounting 183mm*85mm*35mm |  |  |  | Medical |  |  |  | 47" (1.20m) |  | 12.5A |  |  |  | Level VI |  | Desktop (Class I) |  |  | IEC 320-C14 | Cord (Sold Separately) | [6 empty] | 1 (Unlimited) |  |  | 500mW |  |  | -20°C ~ 40°C |  |  |  | Rectangular, 6 Position |  | Box | 300 W |  |  | International |  |  |  | SDM300G-U (300W) | 7.20" L x 3.35" W x 1.38" H (183.0mm x 85.0mm x 35.0mm) | 100 ~ 240 VAC |  | 24V |  |  | - | 44 | https://www.unikeyic.com/media/about_us/Unikey_ISO_9001_Certification.pdf | https://www.unikeyic.com/products/power-adapter/sdm300g-24-u-p219/28496658.html
SDM300G-24-U-P219 | Bel Fuse | 1: 180.07 2: 176.726 4: 173.393 7: 170.06 24: 166.727 | ac-dc 24 Vdc 12.5 A SW C14 desk-top P219 center p | [6 empty] | - | [10 empty] | - | [5 empty] | - | - | [8 empty] | - | - | - | [5 empty] | - | [12 empty] | 44 | https://www.unikeyic.com/media/about_us/Unikey_ISO_9001_Certification.pdf | https://www.unikeyic.com/products/power-adapter/sdm300g-24-u-p219/996466796.html
SDM36-12-UC-P6R | Bel Fuse | 6: 22.231 14: 21.824 27: 21.417 53: 20.999 | ac-dc 12 Vdc 3 A SW C14 desk-top P6 rt cente | [6 empty] | - | [10 empty] | - | [5 empty] | - | - | [8 empty] | - | - | - | [5 empty] | - | [12 empty] | 420 | https://www.unikeyic.com/media/about_us/Unikey_ISO_9001_Certification.pdf | https://www.unikeyic.com/products/power-adapter/sdm36-12-uc-p6r/35714117.html
SDM50-12-U-P5 | CUI INC | 1: 41.58 5: 37.5732 10: 36.9792 25: 35.2188 35: 32.2164 105: 32.1192 | 50W 2.1mm x 5.5mm Cylindrical Female Center Positive IEC 320-C14 Desktop Mount | [6 empty] | - | [10 empty] | IEC 320-C14 | [5 empty] | - | - |  |  | desktop mounting |  |  |  | 40℃(max) |  | Positive center | 2.1x5.5mm, Cylindrical Female | 50W | [5 empty] | - |  |  |  | boxed | [8 empty] | 51 | https://www.unikeyic.com/media/about_us/Unikey_ISO_9001_Certification.pdf | https://www.unikeyic.com/products/power-adapter/sdm50-12-u-p5/28860500.html
SDM50-12-U-P6 | CUI INC | 1: 33.936 5: 33.936 10: 32.724 50: 32.724 100: 32.724 | 50W 2.5mm x 5.5mm Cylindrical Female Center Positive IEC 320-C14 Desktop Mount | [6 empty] | - | [10 empty] | IEC 320-C14 | [5 empty] | - | - |  |  | desktop mounting |  |  |  | 40℃(max) |  | Positive center | 2.5x5.5mm, Cylindrical Female | 50W | [5 empty] | - |  |  |  | boxed | [8 empty] | 24 | https://www.unikeyic.com/media/about_us/Unikey_ISO_9001_Certification.pdf | https://www.unikeyic.com/products/power-adapter/sdm50-12-u-p6/28936495.html
SDM50-12-UD-P5 | CUI INC | 1: 41.008 5: 37.044 10: 36.4716 25: 34.7328 35: 33.3396 105: 31.482 280: 30.618 | 50W 2.1x5.5mm Cylindrical Female Center Positive IEC 320-C14 Desktop Mount | [6 empty] | - | [10 empty] | IEC 320-C14 | [5 empty] | - | - |  |  | desktop mounting |  |  |  | 40℃(max) |  | Positive center | 2.1x5.5mm, Cylindrical Female | 50W | [5 empty] | - |  |  |  | boxed | [8 empty] | 2 | https://www.unikeyic.com/media/about_us/Unikey_ISO_9001_Certification.pdf | https://www.unikeyic.com/products/power-adapter/sdm50-12-ud-p5/28636029.html
SDM50-12-UD-P6 | CUI INC | 1: 37.9792 5: 37.301 10: 36.6228 50: 36.6228 100: 36.6228 | IEC 320-C14 Cylindrical Female Connector Center Positive 50W 2.5×5.5mm Desktop Mount | [6 empty] | - | [10 empty] | IEC 320-C14 | [5 empty] | - | - |  |  | desktop mounting |  |  |  | 40℃(max) |  | Positive center | 2.5x5.5mm, Cylindrical Female | 50W | [5 empty] | - |  |  |  | boxed | [8 empty] | 44 | https://www.unikeyic.com/media/about_us/Unikey_ISO_9001_Certification.pdf | https://www.unikeyic.com/products/power-adapter/sdm50-12-ud-p6/29029192.html
SDM50-15-UD-P5 | CUI INC | 1: 41.008 5: 37.044 10: 36.4716 25: 34.7328 35: 31.7088 105: 31.3848 280: 30.5748 | 50W 2.1x5.5mm Cylindrical Female Center Positive IEC 320-C14 Desktop Mount | [6 empty] | - | [10 empty] | IEC 320-C14 | [5 empty] | - | - |  |  | desktop mounting |  |  |  | 40℃(max) |  | Positive center | 2.1x5.5mm, Cylindrical Female | 50W | [5 empty] | - | [12 empty] | 40 | https://www.unikeyic.com/media/about_us/Unikey_ISO_9001_Certification.pdf | https://www.unikeyic.com/products/power-adapter/sdm50-15-ud-p5/28736236.html
SDM50-18-U-P5 | CUI INC | 1: 43.549 5: 39.3444 10: 38.7396 25: 36.8928 35: 33.7716 105: 33.3288 | 57W 2.1x5.5mm Cylindrical Female Center Positive IEC 320-C14 Desktop Mount | [6 empty] | - | [10 empty] | IEC 320-C14 | [5 empty] | - | - |  |  | desktop mounting |  |  |  | 40℃(max) |  | Positive center | 2.1x5.5mm, Cylindrical Female | 57W | [5 empty] | - | [12 empty] | 44 | https://www.unikeyic.com/media/about_us/Unikey_ISO_9001_Certification.pdf | https://www.unikeyic.com/products/power-adapter/sdm50-18-u-p5/28402992.html
SDM50-18-UD-P5 | CUI INC | 1: 42.977 5: 38.826 10: 38.2212 25: 36.396 35: 33.1884 105: 32.886 | 57W 2.1x5.5mm Cylindrical Female Center Positive IEC 320-C14 Desktop Mount | [6 empty] | - | [10 empty] | IEC 320-C14 | [5 empty] | - | - |  |  | desktop mounting |  |  |  | 40℃(max) |  | Positive center | 2.1x5.5mm, Cylindrical Female | 57W | [5 empty] | - | [12 empty] | 93 | https://www.unikeyic.com/media/about_us/Unikey_ISO_9001_Certification.pdf | https://www.unikeyic.com/products/power-adapter/sdm50-18-ud-p5/12246542.html
SDM50-24-U-P5 | CUI INC | 1: 38.731 5: 34.9596 10: 34.2036 25: 32.5728 35: 29.6568 105: 29.5488 280: 28.7172 | 50W 2.1x5.5mm Cylindrical Female Center Positive IEC 320-C14 Desktop Mount | [6 empty] | - | [10 empty] | IEC 320-C14 | [5 empty] | - | - |  |  | desktop mounting |  |  |  | 40℃(max) |  | Positive center | 2.1x5.5mm, Cylindrical Female | 50W | [5 empty] | - |  |  | Compliant | boxed | [8 empty] | 40 | https://www.unikeyic.com/media/about_us/Unikey_ISO_9001_Certification.pdf | https://www.unikeyic.com/products/power-adapter/sdm50-24-u-p5/12530755.html
SDM50-5-U-P6 | CUI INC | 1: 46.088 5: 45.265 10: 44.442 50: 44.442 100: 44.442 | 45W, 2.5x5.5mm Cylindrical Female, Center Positive, IEC 320-C14, Desktop Mount | [6 empty] | - | [10 empty] | IEC 320-C14 | [5 empty] | - | - |  |  | desktop mounting |  |  |  | 40℃(max) |  | Positive center | 2.5x5.5mm, Cylindrical Female | 45W | [5 empty] | - |  |  |  | boxed | [8 empty] | 30 | https://www.unikeyic.com/media/about_us/Unikey_ISO_9001_Certification.pdf | https://www.unikeyic.com/products/power-adapter/sdm50-5-u-p6/11476486.html
SDM50-5-UD-P5 | CUI INC | 1: 52.085 5: 47.0556 10: 45.36 25: 43.2432 35: 41.7096 105: 40.1112 | Power Connector IEC 320-C14 45W 2.1mm × 5.5mm Cylindrical Female Center Positive Desktop Mount | [6 empty] | - | [10 empty] | IEC 320-C14 | [5 empty] | - | - |  |  | desktop mounting |  |  |  | 40℃(max) |  | Positive center | 2.1x5.5mm, Cylindrical Female | 45W | [5 empty] | - | [12 empty] | 22 | https://www.unikeyic.com/media/about_us/Unikey_ISO_9001_Certification.pdf | https://www.unikeyic.com/products/power-adapter/sdm50-5-ud-p5/28883138.html
SDM50-5-UD-P6 | CUI INC | 1: 48.608 5: 47.74 10: 46.872 50: 46.872 100: 46.872 | 45W, 2.5x5.5mm Cylindrical Female, Center Positive, IEC 320-C14, Desktop Mount | [6 empty] | - | [10 empty] | IEC 320-C14 | [5 empty] | - | - |  |  | desktop mounting |  |  |  | 40℃(max) |  | Positive center | 2.5x5.5mm, Cylindrical Female | 45W | [5 empty] | - |  |  |  | boxed | [8 empty] | 24 | https://www.unikeyic.com/media/about_us/Unikey_ISO_9001_Certification.pdf | https://www.unikeyic.com/products/power-adapter/sdm50-5-ud-p6/28354408.html
SDM50-5-UW-P6 | CUI INC | 1: 50.072 5: 45.2412 10: 43.6104 25: 41.5692 35: 40.23 105: 38.5992 | 45W 2.5x5.5mm Cylindrical Female Connector, Center Positive, IEC 320-C14, Desktop Mount | [6 empty] | - | [10 empty] | IEC 320-C14 | [5 empty] | - | - |  |  | desktop mounting |  |  |  | 40℃(max) |  | Positive center | 2.5x5.5mm, Cylindrical Female | 45W | [5 empty] | - | [12 empty] | 14 | https://www.unikeyic.com/media/about_us/Unikey_ISO_9001_Certification.pdf | https://www.unikeyic.com/products/power-adapter/sdm50-5-uw-p6/12562471.html
SDN10-24-480C | SolaHevi-Duty | 1: 854.799 | 240W 320V(AC) 650V(DC) AC or DC DINRail installation 110.7mm*59.9mm*123.2mm | 320 ~ 540 VAC |  |  | Hazardous Locations, Industrial, ITE (Commercial) | SDN10 |  |  |  |  | 10A | 650V | 550V |  | 91% | Adjustable Output, IP20 |  |  |  |  | AC or DC | [5 empty] | - | 1 (Unlimited) |  |  |  | 1 |  | -40°C ~ 70°C (With Derating) | [5 empty] | Bulk | 240W | [6 empty] | SDN-C | 4.36" L x 2.36" W x 4.85" H (110.7mm x 59.9mm x 123.2mm) |  |  |  | 24V | - |  | 19 | https://www.unikeyic.com/media/datasheet/5b/d6/83ee/1f/47f4fa1a9fca6449ea6f74facee52abd.pdf | https://www.unikeyic.com/products/power-adapter/sdn10-24-480c/29461414.html
SDN4-24-100LP | SolaHevi-Duty | 1: 525.5496 5: 525.5496 | 96W 210V(DC) 375V(DC) AC/DC DIN Rail Mount, 115.6mm × 65mm × 124mm | 85 ~ 132 VAC, 176 ~ 264 VAC |  |  | Hazardous Locations, Industrial, ITE (Commercial) | SDN4 |  |  |  |  | 3.8A | 375V | 210V |  | 88% | Adjustable Output, IP20 |  |  |  |  | AC or DC | [5 empty] | - | 1 (Unlimited) |  |  |  | 1 |  | -10°C ~ 70°C (With Derating) | [5 empty] | Bulk | 96W |  |  |  | 10072020 |  |  | SDN-P | 4.55" L x 2.56" W x 4.88" H (115.6mm x 65.0mm x 124.0mm) |  |  |  | 24V | - |  | 30 | https://www.unikeyic.com/media/datasheet/6e/b7/8036/59/cd39bfdf747c487c7b26926441e80809.pdf | https://www.unikeyic.com/products/power-adapter/sdn4-24-100lp/29195576.html
SDN40-24-100C | SolaHevi-Duty | 1: 1517.9508 | 960W 108V(DC) 375V(DC) AC or DC DINRail installation 122.2mm*180.1mm*123.2mm | 85 ~ 264 VAC |  |  | Hazardous Locations, Industrial, ITE (Commercial) | SDN40 |  |  |  |  | 40A | 375V | 108V |  | 93% | Adjustable Output, IP20, Universal Input |  |  |  |  | AC or DC | [5 empty] | - | 1 (Unlimited) |  |  |  | 1 |  | -40°C ~ 70°C (With Derating) | [5 empty] | Bulk | 960W | [6 empty] | SDN-C | 4.81" L x 7.09" W x 4.85" H (122.2mm x 180.1mm x 123.2mm) |  |  |  | 24V | - |  | 3 | https://www.unikeyic.com/media/datasheet/5b/d6/83ee/1f/47f4fa1a9fca6449ea6f74facee52abd.pdf | https://www.unikeyic.com/products/power-adapter/sdn40-24-100c/29428104.html
SDN5-24-480C | SolaHevi-Duty | 1: 588.4164 5: 588.4164 | 120W 320V(AC) 650V(DC) AC or DC DINRail installation 110.7mm*50mm*123.2mm | 320 ~ 540 VAC |  |  | Hazardous Locations, Industrial, ITE (Commercial) | SDN5 |  |  |  |  | 5A | 650V | 550V |  | 85% | Adjustable Output, IP20 |  |  |  |  | AC or DC | [5 empty] | - | 1 (Unlimited) |  |  |  | 1 |  | -40°C ~ 70°C (With Derating) | [5 empty] | Bulk | 120W | [6 empty] | SDN-C | 4.36" L x 1.97" W x 4.85" H (110.7mm x 50.0mm x 123.2mm) |  |  |  | 24V | - |  | 2 | https://www.unikeyic.com/media/datasheet/5b/d6/83ee/1f/47f4fa1a9fca6449ea6f74facee52abd.pdf | https://www.unikeyic.com/products/power-adapter/sdn5-24-480c/12535363.html
SDP06-24-100T | SolaHevi-Duty | 1: 115.379 5: 115.379 10: 113.2812 50: 113.2812 | 15W 85V(AC) 375V(DC) AC or DC DINRail installation 90.9mm*22.9mm*74.9mm | 85 ~ 264 VAC |  |  | Hazardous Locations, Industrial, ITE (Commercial) | SDP06 |  |  |  |  | 630mA | 375V | 90V |  | 80% | Adjustable Output, IP20, Universal Input |  |  |  |  | AC or DC | [5 empty] | - | 1 (Unlimited) |  |  |  | 1 |  | -10°C ~ 70°C (With Derating) | [5 empty] | Bulk | 15W |  |  |  | 10071865 |  |  | SDP | 3.58" L x 0.90" W x 2.95" H (90.9mm x 22.9mm x 74.9mm) |  |  |  | 24V | - |  | 39 | https://www.unikeyic.com/media/datasheet/6e/b7/8036/5b/0369bc8d6a5a087e584f086de5303966.pdf | https://www.unikeyic.com/products/power-adapter/sdp06-24-100t/12352598.html
SDP1-24-100T | SolaHevi-Duty | 1: 265.54 3: 263.33 4: 199.29 10: 182.4 15: 180.72 25: 178.68 75: 176.76 100: 174.96 200: 173.16 | 31W 85V(AC) 375V(DC) AC or DC DINRail installation 90.9mm*45mm*74.9mm | 85 ~ 264 VAC |  |  | Hazardous Locations, Industrial, ITE (Commercial) | SDP1 |  |  |  |  | 1.3A | 375V | 90V |  | 83% | Adjustable Output, IP20, Universal Input |  |  |  |  | AC or DC | [5 empty] | - | 1 (Unlimited) |  |  |  | 1 |  | -10°C ~ 70°C (With Derating) | [5 empty] | Bulk | 31W | [6 empty] | SDP | 3.58" L x 1.77" W x 2.95" H (90.9mm x 45.0mm x 74.9mm) |  |  |  | 24V | - |  | 2 | https://www.unikeyic.com/media/datasheet/6e/b7/8036/5b/0369bc8d6a5a087e584f086de5303966.pdf | https://www.unikeyic.com/products/power-adapter/sdp1-24-100t/29369958.html
SDP2-12-100T | SolaHevi-Duty | 1: 245.025 5: 240.57 10: 240.57 | 30W 85VAC 375VDC AC/DC DIN Rail Mount 90.9mm × 45mm × 74.9mm | 85 ~ 264 VAC |  |  | Hazardous Locations, Industrial, ITE (Commercial) | SDP2 |  |  |  |  | 2.5A | 375V | 90V |  | 80% | Adjustable Output, IP20, Universal Input |  |  |  |  | AC or DC | [5 empty] | - | 1 (Unlimited) |  |  |  | 1 |  | -10°C ~ 70°C (With Derating) | [5 empty] | Bulk | 30W |  |  |  | 10072021 |  |  | SDP | 3.58" L x 1.77" W x 2.95" H (90.9mm x 45.0mm x 74.9mm) |  |  |  | 12V | - |  | 31 | https://www.unikeyic.com/media/datasheet/6e/b7/8036/5b/0369bc8d6a5a087e584f086de5303966.pdf | https://www.unikeyic.com/products/power-adapter/sdp2-12-100t/28519637.html
SDR-480P-48 | Advantech | 1: 326.1689 | 480W 90V(AC) 264V(AC) AC 128.5mm × 85.5mm × 125.2mm |  |  | Commercial, Industrial |  |  |  | - | [10 empty] | AC |  |  | 128.5mm*85.5mm*125.2mm |  |  | 264V(AC) | 90V(AC) | [6 empty] | -25℃~70℃ |  | - | - | 480W |  |  |  |  | New Design Not Recommended | - |  |  | Compliant | bulk | [8 empty] | 5 | https://www.unikeyic.com/media/about_us/Unikey_ISO_9001_Certification.pdf | https://www.unikeyic.com/products/power-adapter/sdr-480p-48/11650470.html
SGA40CH09-P1J | Mean-Well USA, Inc. | 1: 15.6988 10: 15.1174 50: 14.5359 | 40W 2.1x5.5mm，Cylindrical Female Positive center CN wall mount |  |  | Industrial |  |  |  | - | [10 empty] | CN | [5 empty] | - | - |  |  | wall mount |  |  |  | -20℃~50℃ |  | Positive center | 2.1x5.5mm, Cylindrical Female | 40W | [5 empty] | - | [12 empty] | 1 | https://www.unikeyic.com/media/about_us/Unikey_ISO_9001_Certification.pdf | https://www.unikeyic.com/products/power-adapter/sga40ch09-p1j/11675446.html
SGA40CH18-P1J | Mean-Well USA, Inc. | 1: 15.6988 10: 15.1174 50: 14.5359 | 40W 2.1x5.5mm，Cylindrical Female Positive center CN wall mount |  |  | Industrial |  |  |  | - | [10 empty] | CN | [5 empty] | - | - |  |  | wall mount |  |  |  | -20℃~50℃ |  | Positive center | 2.1x5.5mm, Cylindrical Female | 40W | [5 empty] | - | [12 empty] | 8 | https://www.unikeyic.com/media/about_us/Unikey_ISO_9001_Certification.pdf | https://www.unikeyic.com/products/power-adapter/sga40ch18-p1j/29395125.html
SGA40CH48-P1J | Mean-Well USA, Inc. | 1: 15.6988 10: 15.1174 50: 14.5359 | 40W 2.1x5.5mm，Cylindrical Female Positive center CN wall mount |  |  | Industrial |  |  |  | - | [10 empty] | CN | [5 empty] | - | - |  |  | wall mount |  |  |  | -20℃~50℃ |  | Positive center | 2.1x5.5mm, Cylindrical Female | 40W | [5 empty] | - | [12 empty] | 8 | https://www.unikeyic.com/media/about_us/Unikey_ISO_9001_Certification.pdf | https://www.unikeyic.com/products/power-adapter/sga40ch48-p1j/28668349.html
SGAS06E05-P1J | Mean-Well USA, Inc. | 1: 16.4268 5: 15.107 10: 14.5724 | Europe 5W Barrel Plug, 2.1mm ID x 5.5mm OD x 11.0mm Center Positive 90V(AC), 127V(DC) 264V(AC), 370V(DC) CEE 7/16 Fixed Blade 1.2m Wall Mount 41.5mm × 30.5mm × 20mm |  |  | Commercial |  |  |  | 1.2m | [5 empty] | SGAS06E05-P1J Mean-Well USA, Inc. |  |  |  |  | CEE 7/16, Fixed Blade |  |  | 41.5mm*30.5mm*20mm |  |  | 264V(AC), 370V(DC) | 90V(AC), 127V(DC) |  |  | wall mount |  |  |  | -20℃~70℃ |  | Positive center | Barrel Plug, 2.1mm I.D. x 5.5mm O.D. x 11.0mm | 5W | [5 empty] | Europe |  |  | Compliant | bulk | [8 empty] | 54 | https://www.unikeyic.com/media/datasheet/e9/06/782b/e906782bbd68acfac7a86b1a2cb1e4f6.pdf | https://www.unikeyic.com/products/power-adapter/sgas06e05-p1j/31314990.html
SGAS15B05-P1J | Mean-Well USA, Inc. | 1: 15.99 | Plug-In Adapter Single-OUT 5V 2.4A 12W Carton |  |  |  | ITE (Commercial) |  |  |  | 47" (1.20m) |  | 2.4A |  |  |  | 79% |  | Desktop (Class II) |  |  | IEC 320-C8 | Cord | [6 empty] | Not Applicable |  |  | 75mW |  |  | -20°C ~ 70°C |  |  |  | Barrel Plug, 2.1mm I.D. x 5.5mm O.D. x 11.0mm |  | Box | 12 W |  |  | International | 15214726 |  |  | SGAS15B (15W) | 3.15" L x 1.54" W x 1.09" H (80.0mm x 39.0mm x 27.7mm) | 90 ~ 264 VAC |  | 5V |  |  | - | 78 | https://www.unikeyic.com/media/pdf/EnvironmentalInformation/mean-well-usa-inc/a7/8b/bd0a/nmp1k2-hk-ee-00/2025/12/RoHS-PFOS.pdf | https://www.unikeyic.com/products/power-adapter/sgas15b05-p1j/28744313.html
SGAS15E09-P1J | Mean-Well USA, Inc. | 1: 15.34 | Europe 15W Barrel Plug,2.1mm I.D. x 5.5mm O.D. x 11.0mm Positive center 90V(AC) 264V(AC) CEE 7/16，Fixed Blade 1.2m wall mount 57.6mm*42.1mm*24.7mm |  |  |  | ITE (Commercial) |  |  |  | 47" (1.20m) |  | 1.66A |  |  |  | 84% |  | Wall Mount (Class II) |  |  | CEE 7/16 | Fixed Blade | [6 empty] | Not Applicable |  |  | 75mW |  |  | -20°C ~ 70°C |  |  |  | Barrel Plug, 2.1mm I.D. x 5.5mm O.D. x 11.0mm |  | Box | 15 W |  |  | Europe |  |  |  | SGAS15E (15W) | 2.27" L x 1.66" W x 0.97" H (57.6mm x 42.1mm x 24.7mm) | 90 ~ 264 VAC |  | 9V |  |  | - | 15 | https://www.unikeyic.com/media/pdf/EnvironmentalInformation/mean-well-usa-inc/a7/8b/bd0a/nmp1k2-hk-ee-00/2025/12/RoHS-PFOS.pdf | https://www.unikeyic.com/products/power-adapter/sgas15e09-p1j/11435403.html
SGAS15E24-P1J | Mean-Well USA, Inc. | 1: 15.34 | Europe 15W Barrel Plug,2.1mm I.D. x 5.5mm O.D. x 11.0mm Positive center 90V(AC) 264V(AC) CEE 7/16，Fixed Blade 1.8m wall mount 57.6mm*42.1mm*24.7mm |  |  |  | ITE (Commercial) |  |  |  | 70.9" (1.80m) |  | 625mA |  |  |  | 86% |  | Wall Mount (Class II) |  |  | CEE 7/16 | Fixed Blade | [6 empty] | Not Applicable |  |  | 75mW |  |  | -20°C ~ 70°C |  |  |  | Barrel Plug, 2.1mm I.D. x 5.5mm O.D. x 11.0mm |  | Box | 15 W |  |  | Europe |  |  |  | SGAS15E (15W) | 2.27" L x 1.66" W x 0.97" H (57.6mm x 42.1mm x 24.7mm) | 90 ~ 264 VAC |  | 24V |  |  | - | 6 | https://www.unikeyic.com/media/pdf/EnvironmentalInformation/mean-well-usa-inc/a7/8b/bd0a/nmp1k2-hk-ee-00/2025/12/RoHS-PFOS.pdf | https://www.unikeyic.com/products/power-adapter/sgas15e24-p1j/12553796.html
SGAS15U09-P1J | Mean-Well USA, Inc. | 1: 15.34 | 15W AC-DC High Reliable Extreme Small Desktop Industrial Adaptor |  |  |  | ITE (Commercial) |  |  |  | 47" (1.20m) |  | 1.66A |  |  |  | 84% |  | Wall Mount (Class II) |  |  | NEMA 1-15P | Fixed Blade | [6 empty] | Not Applicable |  |  | 75mW |  |  | -20°C ~ 70°C |  |  |  | Barrel Plug, 2.1mm I.D. x 5.5mm O.D. x 11.0mm |  | Box | 15 W |  |  | North America | 15214729 |  |  | SGAS15U (15W) | 2.27" L x 1.66" W x 0.97" H (57.6mm x 42.1mm x 24.7mm) | 90 ~ 264 VAC |  | 9V |  |  | - | 50 | https://www.unikeyic.com/media/pdf/HTMLDatasheet/mean-well-usa-inc/d3/de/bc08/sgas15u15-p1j/2025/11/sgas15u12-p1j.pdf | https://www.unikeyic.com/products/power-adapter/sgas15u09-p1j/12038591.html
SLE06S0503B01 | Advanced Energy | 1: 15.295 5: 13.442 10: 12.7332 25: 12.1392 50: 11.4804 100: 11.07 250: 10.5516 500: 10.1736 | [7 empty] | - | [10 empty] | - | [5 empty] | - | - | [8 empty] | - | - | - | [5 empty] | - | [12 empty] | 27 | https://www.unikeyic.com/media/about_us/Unikey_ISO_9001_Certification.pdf | https://www.unikeyic.com/products/power-adapter/sle06s0503b01/726344989.html
SLE33SPD96C01 | Advanced Energy | 1: 35.717 5: 32.238 10: 31.536 25: 30.0348 60: 29.0412 120: 28.242 | [7 empty] | - | [10 empty] | - | [5 empty] | - | - | [8 empty] | - | - | - | [5 empty] | - | [12 empty] | 46 | https://www.unikeyic.com/media/about_us/Unikey_ISO_9001_Certification.pdf | https://www.unikeyic.com/products/power-adapter/sle33spd96c01/35140686.html
SLE48S1203F01 | Advanced Energy | 8: 14.773 | 12V 48 W AC/DC External Desktop (Class I) Desktop (Class II) Adapter Cord (Sold Separately) Input | [6 empty] | - | [10 empty] | - | [5 empty] | - | - | [8 empty] | - | - | - | [5 empty] | - | [12 empty] | 99 | https://www.unikeyic.com/media/about_us/Unikey_ISO_9001_Certification.pdf | https://www.unikeyic.com/products/power-adapter/sle48s1203f01/726343720.html
SMI12-12-4B-P6 | CUI INC | 1: 15.985 5: 14.817 10: 13.7376 25: 13.4352 60: 11.394 120: 11.3832 300: 10.7892 | International Barrel Plug, 12W, 2.5mm ID x 5.5mm OD x 9.5mm, Center Positive, 90VAC/264VAC, Multi-Blade Incl., 1.5m, Wall Mount, 69mm × 31.8mm × 47.5mm |  |  |  | ITE (Commercial) | SMI12 |  |  | 59" (1.50m) |  | 1A |  |  |  | Level VI, CoC Tier 2 |  | Wall Mount (Class II) |  |  | Multi-Blade (Included) | Multi-Blade (Included) | [6 empty] | Not Applicable |  |  | 750mW (Max) |  |  | -10°C ~ 40°C |  |  |  | Barrel Plug, 2.5mm I.D. x 5.5mm O.D. x 9.5mm |  | Box | 12 W |  |  | International |  |  |  | SMI12 (12W) | 2.72" L x 1.25" W x 1.87" H (69.0mm x 31.8mm x 47.5mm) | 90 ~ 264 VAC |  | 12V |  |  |  | 303 | https://www.unikeyic.com/media/about_us/Unikey_ISO_9001_Certification.pdf | https://www.unikeyic.com/products/power-adapter/smi12-12-4b-p6/28649325.html
SMI12-12-KB-P5 | CUI INC | 1: 10.7295 5: 9.757 10: 9.504 25: 8.8236 50: 8.316 100: 8.0676 250: 7.2252 480: 6.9228 1,120: 6.8472 | International 12W Barrel Plug,2.1mm I.D. x 5.5mm O.D. x 9.5mm Positive center 90V(AC) 264V(AC) Multi-Blade (Sold Separately) 1.5m wall mount 69mm*31.8mm*47.5mm |  |  |  | ITE (Commercial) | SMI12 |  |  | 59" (1.50m) |  | 1A |  |  |  | Level VI, CoC Tier 2 |  | Wall Mount (Class II) |  |  | Multi-Blade (Sold Separately) | Multi-Blade (Sold Separately) | [6 empty] | Not Applicable |  |  | 750mW (Max) |  |  | -10°C ~ 40°C |  |  |  | Barrel Plug, 2.1mm I.D. x 5.5mm O.D. x 9.5mm |  | Box | 12 W |  |  | International | 13681778 |  |  | SMI12 (12W) | 2.72" L x 1.25" W x 1.87" H (69.0mm x 31.8mm x 47.5mm) | 90 ~ 264 VAC |  | 12V |  |  |  | 444 | https://www.unikeyic.com/media/about_us/Unikey_ISO_9001_Certification.pdf | https://www.unikeyic.com/products/power-adapter/smi12-12-kb-p5/28949810.html
SMI12-12-KW-P5 | CUI INC | 1: 8.95 5: 8.592 10: 7.876 50: 7.876 100: 7.7328 250: 7.7328 | International 12W Barrel Plug,2.1mm I.D. x 5.5mm O.D. x 9.5mm Positive center 90V(AC) 264V(AC) Multi-Blade，Multi-Blade (Sold Separately) 1.5m wall mount 69mm*31.8mm*47.5mm |  |  |  | ITE (Commercial) | SMI12 |  |  | 59" (1.50m) |  | 1A |  |  |  | Level VI, CoC Tier 2 |  | Wall Mount (Class II) |  |  | Multi-Blade | Multi-Blade (Sold Separately) | [6 empty] | Not Applicable |  |  | 75mW (Max) |  |  | -10°C ~ 40°C |  |  |  | Barrel Plug, 2.1mm I.D. x 5.5mm O.D. x 9.5mm |  | Box | 12 W |  |  | International |  |  |  | SMI12 (12W) | 2.72" L x 1.25" W x 1.87" H (69.0mm x 31.8mm x 47.5mm) | 90 ~ 264 VAC |  | 12V |  |  |  | 169 | https://www.unikeyic.com/media/about_us/Unikey_ISO_9001_Certification.pdf | https://www.unikeyic.com/products/power-adapter/smi12-12-kw-p5/11496859.html
SMI12-12-KW-P6 | CUI INC | 1: 11.3965 5: 10.373 10: 10.098 25: 9.3744 50: 8.8452 100: 8.5752 250: 8.0244 480: 7.4952 | International 12W Barrel Plug,2.5mm I.D. x 5.5mm O.D. x 9.5mm Positive center 90V(AC) 264V(AC) Multi-Blade (Sold Separately)，Multi-Blade 1.5m wall mount 69mm*31.8mm*47.5mm |  |  |  | ITE (Commercial) | SMI12 |  |  | 59" (1.50m) |  | 1A |  |  |  | Level VI, CoC Tier 2 |  | Wall Mount (Class II) |  |  | Multi-Blade | Multi-Blade (Sold Separately) | [6 empty] | Not Applicable |  |  | 75mW (Max) |  |  | -10°C ~ 40°C |  |  |  | Barrel Plug, 2.5mm I.D. x 5.5mm O.D. x 9.5mm |  | Box | 12 W |  |  | International | 12720815 |  |  | SMI12 (12W) | 2.72" L x 1.25" W x 1.87" H (69.0mm x 31.8mm x 47.5mm) | 90 ~ 264 VAC |  | 12V |  |  |  | 112 | https://www.unikeyic.com/media/about_us/Unikey_ISO_9001_Certification.pdf | https://www.unikeyic.com/products/power-adapter/smi12-12-kw-p6/29099634.html
SMI12-5-4B-P5 | CUI INC | 1: 17.365 5: 16.159 10: 14.9904 25: 14.1156 60: 13.2516 120: 12.7872 300: 12.1824 540: 11.7504 | International 10W Barrel Plug,2.1mm I.D. x 5.5mm O.D. x 9.5mm Positive center 90V(AC) 264V(AC) Multi-Blade (Included)，Multi-Blade 1.5m wall mount 69mm*31.8mm*47.5mm |  |  |  | ITE (Commercial) | SMI12 |  |  | 59" (1.50m) |  | 2A |  |  |  | Level VI, CoC Tier 2 |  | Wall Mount (Class II) |  |  | Multi-Blade | Multi-Blade (Included) | [6 empty] | Not Applicable |  |  | 75mW (Max) |  |  | -10°C ~ 40°C |  |  |  | Barrel Plug, 2.1mm I.D. x 5.5mm O.D. x 9.5mm |  | Box | 10 W |  |  | International | 12720819 |  |  | SMI12 (12W) | 2.72" L x 1.25" W x 1.87" H (69.0mm x 31.8mm x 47.5mm) | 90 ~ 264 VAC |  | 5V |  |  |  | 1363 | https://www.unikeyic.com/media/about_us/Unikey_ISO_9001_Certification.pdf | https://www.unikeyic.com/products/power-adapter/smi12-5-4b-p5/28420960.html
SMI12-5-4B-P6 | CUI INC | 1: 17.365 5: 16.159 10: 14.9904 25: 14.1048 60: 13.2624 120: 12.7872 300: 12.2472 540: 11.9124 | International 10W Barrel Plug,2.5mm I.D. x 5.5mm O.D. x 9.5mm Positive center 90V(AC) 264V(AC) Multi-Blade，Multi-Blade (Included) 1.5m wall mount 69mm*31.8mm*47.5mm |  |  |  | ITE (Commercial) | SMI12 |  |  | 59" (1.50m) |  | 2A |  |  |  | Level VI, CoC Tier 2 |  | Wall Mount (Class II) |  |  | Multi-Blade | Multi-Blade (Included) | [6 empty] | Not Applicable |  |  | 75mW (Max) |  |  | -10°C ~ 40°C |  |  |  | Barrel Plug, 2.5mm I.D. x 5.5mm O.D. x 9.5mm |  | Box | 10 W |  |  | International | 12720813 |  |  | SMI12 (12W) | 2.72" L x 1.25" W x 1.87" H (69.0mm x 31.8mm x 47.5mm) | 90 ~ 264 VAC |  | 5V |  |  |  | 61 | https://www.unikeyic.com/media/about_us/Unikey_ISO_9001_Certification.pdf | https://www.unikeyic.com/products/power-adapter/smi12-5-4b-p6/29330251.html
SMI12-5-KB-P5 | CUI INC | 1: 9.0724 | International 10W Barrel Plug, 2.1mm I.D. x 5.5mm O.D. x 9.5mm, Center Positive, 90V(AC) 264V(AC), Multi-Blade (Sold Separately), 1.5m, Wall Mount, 69mm × 31.8mm × 47.5mm |  |  |  | ITE (Commercial) | SMI12 |  |  | 59" (1.50m) |  | 2A |  |  |  | Level VI, CoC Tier 2 |  | Wall Mount (Class II) |  |  | Multi-Blade | Multi-Blade (Sold Separately) | [6 empty] | Not Applicable |  |  | 75mW (Max) |  |  | -10°C ~ 40°C |  |  |  | Barrel Plug, 2.1mm I.D. x 5.5mm O.D. x 9.5mm |  | Box | 10 W |  |  | International |  |  |  | SMI12 (12W) | 2.72" L x 1.25" W x 1.87" H (69.0mm x 31.8mm x 47.5mm) | 90 ~ 264 VAC |  | 5V |  |  |  | 259 | https://www.unikeyic.com/media/about_us/Unikey_ISO_9001_Certification.pdf | https://www.unikeyic.com/products/power-adapter/smi12-5-kb-p5/11501975.html
SMI18-12-V-P5 | Bel Fuse | 1: 31.2936 5: 28.7784 10: 27.7574 25: 26.4639 60: 25.2839 120: 24.3871 300: 23.2501 | 12V 18W AC/DC external (Class II) () | [6 empty] | - | [10 empty] | - | [5 empty] | - | - | [8 empty] | - | - | - | [5 empty] | - | [12 empty] | 3295 | https://www.unikeyic.com/media/about_us/Unikey_ISO_9001_Certification.pdf | https://www.unikeyic.com/products/power-adapter/smi18-12-v-p5/779127770.html
SMI18-12-V-P5R | Bel Fuse | 8: 16.445 18: 16.137 36: 15.829 71: 15.532 | ac-dc 12 Vdc 1.6 A SW multi-blade A/C/E/N/B | [6 empty] | - | [10 empty] | - | [5 empty] | - | - | [8 empty] | - | - | - | [5 empty] | - | [12 empty] | 40 | https://www.unikeyic.com/media/about_us/Unikey_ISO_9001_Certification.pdf | https://www.unikeyic.com/products/power-adapter/smi18-12-v-p5r/779108221.html
SMI18-15-V-P5 | Bel Fuse | 1: 29.5218 5: 27.1489 10: 26.1863 25: 24.9658 60: 23.8527 120: 23.0066 300: 21.9341 | 15V 20W AC/DC external (Class II) () | [6 empty] | - | [10 empty] | - | [5 empty] | - | - | [8 empty] | - | - | - | [5 empty] | - | [12 empty] | 356 | https://www.unikeyic.com/media/about_us/Unikey_ISO_9001_Certification.pdf | https://www.unikeyic.com/products/power-adapter/smi18-15-v-p5/779120210.html
SMI18-18-V-P5 | Bel Fuse | 8: 16.445 18: 16.137 36: 15.829 71: 15.532 | ac-dc 18 Vdc 1.1 A SW multi-blade A/C/E/N/B | [6 empty] | - | [10 empty] | - | [5 empty] | - | - | [8 empty] | - | - | - | [5 empty] | - | [12 empty] | 121 | https://www.unikeyic.com/media/about_us/Unikey_ISO_9001_Certification.pdf | https://www.unikeyic.com/products/power-adapter/smi18-18-v-p5/779092474.html
SMI18-24-V-P5 | CUI INC | 1: 35.244 5: 33.2964 10: 32.7672 25: 30.7152 60: 29.214 120: 26.5464 300: 25.8768 | International 19W Barrel Plug,2.1mm I.D. x 5.5mm O.D. x 9.5mm Positive center 90V(AC) 264V(AC) Multi-Blade，Multi-Blade (Included) 1.5m wall mount 75mm*35mm*65.6mm |  |  | Commercial |  |  |  | 1.5m | [5 empty] | SMI18-24-V-P5 CUI INC |  |  |  |  | Multi-Blade (Included), Multi-Blade |  |  | 75mm*35mm*65.6mm |  |  | 264V(AC) | 90V(AC) |  |  | wall mount |  |  |  | 0℃~40℃ |  | Positive center | Barrel Plug, 2.1mm I.D. x 5.5mm O.D. x 9.5mm | 19W |  |  |  |  | On sale | International |  |  | Compliant | boxed | [8 empty] | 713 | https://www.unikeyic.com/media/datasheet/ef/1a/6f5e/ef/430497ecbb1944c66420f4d33ff0c958.pdf | https://www.unikeyic.com/products/power-adapter/smi18-24-v-p5/12170828.html
SMI36-24-N-P5 | CUI INC | 1: 22.692 5: 21.1792 10: 20.801 50: 20.801 | North America 36W Barrel Plug,2.1mm I.D. x 5.5mm O.D. x 9.5mm Positive center 90V(AC) 264V(AC) Multi-Blade (Single Blade Included)，NEMA 1-15P 1.5m wall mount 78.5mm*35.3mm*66mm |  |  |  | ITE (Commercial) |  |  |  | 59" (1.50m) |  | 1.5A |  |  |  | Level VI, CoC Tier 2 |  | Wall Mount (Class II) |  |  | NEMA 1-15P | Multi-Blade (Single Blade Included) | [6 empty] | Vendor Undefined |  |  | 75mW |  |  | 0°C ~ 40°C |  |  |  | Barrel Plug, 2.1mm I.D. x 5.5mm O.D. x 9.5mm |  | Bulk | 36 W |  |  | North America |  |  |  | SMI36 | 3.09" L x 1.39" W x 2.60" H (78.5mm x 35.3mm x 66.0mm) | 90 ~ 264 VAC |  | 24V |  |  | - | 53 | https://www.unikeyic.com/media/pdf/HTMLDatasheet/cui-inc/2d/06/9ae2/smi36-24-c-st/2025/11/smi36-12-e-p5r.pdf | https://www.unikeyic.com/products/power-adapter/smi36-24-n-p5/28780266.html
SMI36-24-V-P5 | Bel Fuse | 1: 35.8649 5: 32.9778 10: 31.8075 25: 30.4989 60: 28.7728 | 24V 36W AC/DC external (Class II) () | [6 empty] | - | [10 empty] | - | [5 empty] | - | - | [8 empty] | - | - | - | [5 empty] | - | [12 empty] | 659 | https://www.unikeyic.com/media/about_us/Unikey_ISO_9001_Certification.pdf | https://www.unikeyic.com/products/power-adapter/smi36-24-v-p5/779137659.html
SMI45C-P-3 | CUI INC | 1: 36.762 5: 33.1884 10: 32.4648 25: 30.9204 60: 29.8944 120: 28.3824 300: 27.4212 | International 45W USB C Receptacle 90V(AC) 264V(AC) Multi-Blade (Included) wall mount 86.5mm*41.5mm*25mm |  |  |  | ITE (Commercial) |  |  |  | - |  | 2.25A, 3A, 3A, 3A, 3A |  |  |  | 87.73% |  | Wall Mount |  |  | Multi-Blade (Included) | Multi-Blade (Included) | [6 empty] | 1 (Unlimited) |  |  | 67mW |  |  | 0°C ~ 45°C |  |  |  | USB C Receptacle |  | Box | 45 W |  |  | International | 21769173 |  |  | SMI45C (45W) | 3.41" L x 1.63" W x 0.98" H (86.5mm x 41.5mm x 25.0mm) | 90 ~ 264 VAC |  | 5V, 9V, 12V, 15V, 20V |  |  | - | 261 | https://www.unikeyic.com/media/about_us/Unikey_ISO_9001_Certification.pdf | https://www.unikeyic.com/products/power-adapter/smi45c-p-3/691132894.html
SMI45C-P-K | CUI INC | 1: 33.902 5: 30.6072 10: 29.5164 25: 28.1448 60: 27.1404 120: 26.1684 300: 24.948 | International, 45W USB C Receptacle, 90V(AC), 264V(AC), 86.5mm × 41.5mm × 25mm |  |  |  | ITE (Commercial) |  |  |  | - |  | 2.25A, 3A, 3A, 3A, 3A |  |  |  | 87.73% |  | - |  |  | - | - | [6 empty] | 1 (Unlimited) |  |  | 67mW |  |  | 0°C ~ 45°C |  |  |  | USB C Receptacle |  | Box | 45 W |  |  | International | 21769167 |  |  | SMI45C (45W) | 3.41" L x 1.63" W x 0.98" H (86.5mm x 41.5mm x 25.0mm) | 90 ~ 264 VAC |  | 5V, 9V, 12V, 15V, 20V |  |  | - | 487 | https://www.unikeyic.com/media/about_us/Unikey_ISO_9001_Certification.pdf | https://www.unikeyic.com/products/power-adapter/smi45c-p-k/687932152.html
SMI5-5-V-I38 | Bel Fuse | 1: 13.878 5: 12.7613 10: 12.3077 25: 11.734 50: 11.318 120: 10.8133 360: 10.2118 600: 9.9436 | 5V 5W AC/DC external (Class II) () | [6 empty] | - | [10 empty] | - | [5 empty] | - | - | [8 empty] | - | - | - | [5 empty] | - | [12 empty] | 5282 | https://www.unikeyic.com/media/about_us/Unikey_ISO_9001_Certification.pdf | https://www.unikeyic.com/products/power-adapter/smi5-5-v-i38/35784632.html
SPB-030-05 | IndustrialeMart | 1: 68.04 | 25W 100V(AC) 264V(AC) AC, 90mm × 30mm × 107mm |  |  | Commercial |  |  |  | - | [10 empty] | AC |  |  | 90mm*30mm*107mm |  |  | 264V(AC) | 100V(AC) | [6 empty] | -10℃~50℃ |  | - | - | 25W |  |  |  |  | On sale | - |  |  |  | boxed | [8 empty] | 9 | https://www.unikeyic.com/media/about_us/Unikey_ISO_9001_Certification.pdf | https://www.unikeyic.com/products/power-adapter/spb-030-05/11583337.html
SPB-240-24 | IndustrialeMart | 1: 218.16 | 60W 100V(AC) 264V(AC) AC 80mm × 50mm × 132mm |  |  | Commercial |  |  |  | - | [10 empty] | AC |  |  | 80mm*50mm*132mm |  |  | 264V(AC) | 100V(AC) | [6 empty] | -10℃~50℃ |  | - | - | 60W |  |  |  |  | On sale | - |  |  |  | boxed | [8 empty] | 1 | https://www.unikeyic.com/media/about_us/Unikey_ISO_9001_Certification.pdf | https://www.unikeyic.com/products/power-adapter/spb-240-24/11751367.html
SPMA05301 | Carlo Gavazzi | 1: 82.4462 | 30W 120V(DC) 350V(DC) AC or DC 63.5mm × 53.3mm × 91.4mm | 85 ~ 264 VAC |  |  | Industrial, ITE (Commercial) | [5 empty] | 6A | 350V | 120V |  | 81% | Adjustable Output, IP20, Universal Input |  |  |  |  | AC or DC | [5 empty] | - | Not Applicable |  |  |  | 1 |  | -30°C ~ 70°C (With Derating) | [5 empty] | Box | 30W | [6 empty] | SPMA | 2.50" L x 2.10" W x 3.60" H (63.5mm x 53.3mm x 91.4mm) |  | 4 kV |  | 5V | - |  | 2 | https://www.unikeyic.com/media/about_us/Unikey_ISO_9001_Certification.pdf | https://www.unikeyic.com/products/power-adapter/spma05301/29422526.html
SPMA12151 | Carlo Gavazzi |  | 15W 120V(DC) 350V(DC) AC or DC 63.5mm × 17.8mm × 91.4mm | 85 ~ 264 VAC |  |  | Industrial, ITE (Commercial) | [5 empty] | 1.25A | 350V | 120V |  | 83% | Adjustable Output, IP20, Universal Input |  |  |  |  | AC or DC | [5 empty] | - | Not Applicable |  |  |  | 1 |  | -30°C ~ 70°C (With Derating) | [5 empty] | Box | 15W |  |  |  | 15786560 |  |  | SPMA | 2.50" L x 0.70" W x 3.60" H (63.5mm x 17.8mm x 91.4mm) |  | 4 kV |  | 12V | - |  |  | https://www.unikeyic.com/media/about_us/Unikey_ISO_9001_Certification.pdf | https://www.unikeyic.com/products/power-adapter/spma12151/28441027.html
SPMA12301 | Carlo Gavazzi | 2: 95.48 | 25W 120V(DC) 350V(DC) AC or DC 63.5mm × 53.3mm × 91.4mm | 85 ~ 264 VAC |  |  | Industrial, ITE (Commercial) | [5 empty] | 2.1A | 350V | 120V |  | 86% | Adjustable Output, IP20, Universal Input |  |  |  |  | AC or DC | [5 empty] | - | Not Applicable |  |  |  | 1 |  | -30°C ~ 70°C (With Derating) | [5 empty] | Box | 25W | [6 empty] | SPMA | 2.50" L x 2.10" W x 3.60" H (63.5mm x 53.3mm x 91.4mm) |  | 4 kV |  | 12V | - |  | 3 | https://www.unikeyic.com/media/about_us/Unikey_ISO_9001_Certification.pdf | https://www.unikeyic.com/products/power-adapter/spma12301/12184773.html
SPMA12601 | Carlo Gavazzi | 1: 117.645 10: 111.76 50: 105.886 | 54W 120V(DC) 350V(DC) AC or DC 63.5mm*53.3mm*91.4mm | 85 ~ 264 VAC |  |  | Industrial, ITE (Commercial) | [5 empty] | 4.5A | 350V | 120V |  | 86.5% | Adjustable Output, IP20, Universal Input |  |  |  |  | AC or DC | [5 empty] | - | Not Applicable |  |  |  | 1 |  | -30°C ~ 70°C (With Derating) | [5 empty] | Box | 54W | [6 empty] | SPMA | 2.50" L x 2.10" W x 3.60" H (63.5mm x 53.3mm x 91.4mm) |  | 4 kV |  | 12V | - |  | 90 | https://www.unikeyic.com/media/about_us/Unikey_ISO_9001_Certification.pdf | https://www.unikeyic.com/products/power-adapter/spma12601/11574367.html
SPMA241001 | Carlo Gavazzi | 1: 210.4812 10: 210.4812 50: 210.4812 100: 210.4812 | 91W 120V(DC) 350V(DC) AC or DC 63.5mm*71.1mm*91.4mm | 85 ~ 264 VAC |  |  | Industrial, ITE (Commercial) | [5 empty] | 3.8A | 350V | 120V |  | 89% | Adjustable Output, IP20, Universal Input |  |  |  |  | AC or DC | [5 empty] | - | Not Applicable |  |  |  | 1 |  | -30°C ~ 70°C (With Derating) | [5 empty] | Box | 91W |  |  |  | 15786462 |  |  | SPMA | 2.50" L x 2.80" W x 3.60" H (63.5mm x 71.1mm x 91.4mm) |  | 4 kV |  | 24V | - |  | 2 | https://www.unikeyic.com/media/about_us/Unikey_ISO_9001_Certification.pdf | https://www.unikeyic.com/products/power-adapter/spma241001/29343638.html
SPMA24151 | Carlo Gavazzi | 2: 61.38 | 15W 120V(DC) 350V(DC) AC or DC 63.5mm × 17.8mm × 91.4mm | 85 ~ 264 VAC |  |  | Industrial, ITE (Commercial) | [5 empty] | 630mA | 350V | 120V |  | 85% | Adjustable Output, IP20, Universal Input |  |  |  |  | AC or DC | [5 empty] | - | Not Applicable |  |  |  | 1 |  | -30°C ~ 70°C (With Derating) | [5 empty] | Box | 15W | [6 empty] | SPMA | 2.50" L x 0.70" W x 3.60" H (63.5mm x 17.8mm x 91.4mm) |  | 4 kV |  | 24V | - |  | 5 | https://www.unikeyic.com/media/about_us/Unikey_ISO_9001_Certification.pdf | https://www.unikeyic.com/products/power-adapter/spma24151/12310616.html
SPMA24301 | Carlo Gavazzi | 2: 95.48 | 36W 120V(DC) 350V(DC) AC or DC 63.5mm × 53.3mm × 91.4mm | 85 ~ 264 VAC |  |  | Industrial, ITE (Commercial) | [5 empty] | 1.5A | 350V | 120V |  | 88% | Adjustable Output, IP20, Universal Input |  |  |  |  | AC or DC | [5 empty] | - | Not Applicable |  |  |  | 1 |  | -30°C ~ 70°C (With Derating) | [5 empty] | Box | 36W |  |  |  | 15786524 |  |  | SPMA | 2.50" L x 2.10" W x 3.60" H (63.5mm x 53.3mm x 91.4mm) |  | 4 kV |  | 24V | - |  | 2 | https://www.unikeyic.com/media/about_us/Unikey_ISO_9001_Certification.pdf | https://www.unikeyic.com/products/power-adapter/spma24301/11561841.html
SPMA24601 | Carlo Gavazzi | 1: 117.645 | 60W 120V(DC) 350V(DC) AC or DC 63.5mm × 53.3mm × 91.4mm | 85 ~ 264 VAC |  |  | Industrial, ITE (Commercial) | [5 empty] | 2.5A | 350V | 120V |  | 89% | Adjustable Output, IP20, Universal Input |  |  |  |  | AC or DC | [5 empty] | - | Not Applicable |  |  |  | 1 |  | -30°C ~ 70°C (With Derating) | [5 empty] | Box | 60W |  |  |  | 15786482 |  |  | SPMA | 2.50" L x 2.10" W x 3.60" H (63.5mm x 53.3mm x 91.4mm) |  | 4 kV |  | 24V | - |  | 5 | https://www.unikeyic.com/media/about_us/Unikey_ISO_9001_Certification.pdf | https://www.unikeyic.com/products/power-adapter/spma24601/28829415.html
SWH15-12-EB-P5 | CUI INC | 1: 18.147 5: 16.885 10: 15.6492 25: 14.7312 50: 13.8564 112: 13.3596 224: 12.7332 560: 12.3228 | Europe 12W Barrel Plug,2.1mm I.D. x 5.5mm O.D. x 9.5mm Positive center 90V(AC) 264V(AC) Fixed Blade，KSC 8305 1.8m wall mount 62.1mm*39.7mm*45.4mm |  |  |  | Household Appliances, ITE (Commercial) |  |  |  | 70.9" (1.80m) |  | 1A |  |  |  | 83% |  | Wall Mount (Class II) |  |  | KSC 8305 | Fixed Blade | [6 empty] | Not Applicable |  |  | 100mW |  |  | 0°C ~ 40°C |  |  |  | Barrel Plug, 2.1mm I.D. x 5.5mm O.D. x 9.5mm |  | Bulk | 12 W |  |  | Europe |  |  |  | SWH15-E (15W) | 2.44" L x 1.56" W x 1.79" H (62.1mm x 39.7mm x 45.4mm) | 90 ~ 264 VAC |  | 12V |  |  | - | 19 | https://www.unikeyic.com/media/datasheet/24/c9/bcb8/24/fac09bb11fbe254758e21914669077ff.pdf | https://www.unikeyic.com/products/power-adapter/swh15-12-eb-p5/29437965.html
SWH15-5B-EB-P5 | CUI INC | 1: 20.5505 5: 19.118 10: 17.7336 25: 16.686 50: 15.66 112: 15.0228 224: 14.3208 560: 13.8672 | Europe 15W Barrel Plug,2.1mm I.D. x 5.5mm O.D. x 9.5mm Positive center 90V(AC) 264V(AC) Fixed Blade，KSC 8305 1.8m wall mount 62.1mm*39.7mm*45.4mm |  |  |  | Household Appliances, ITE (Commercial) |  |  |  | 70.9" (1.80m) |  | 3A |  |  |  | 81.4% |  | Wall Mount (Class II) |  |  | KSC 8305 | Fixed Blade | [6 empty] | Not Applicable |  |  | 100mW |  |  | 0°C ~ 40°C |  |  |  | Barrel Plug, 2.1mm I.D. x 5.5mm O.D. x 9.5mm |  | Bulk | 15 W |  |  | Europe |  |  |  | SWH15-E (15W) | 2.44" L x 1.56" W x 1.79" H (62.1mm x 39.7mm x 45.4mm) | 90 ~ 264 VAC |  | 5V |  |  | - | 104 | https://www.unikeyic.com/media/datasheet/24/c9/bcb8/24/fac09bb11fbe254758e21914669077ff.pdf | https://www.unikeyic.com/products/power-adapter/swh15-5b-eb-p5/11474988.html
SWH15-5B-NB-P5 | CUI INC | 1: 20.2285 5: 18.821 10: 17.4528 25: 16.4268 50: 15.4116 112: 14.7852 224: 14.094 560: 13.6404 | North America 15W Barrel Plug,2.1mm I.D. x 5.5mm O.D. x 9.5mm Positive center 90V(AC) 264V(AC) Fixed Blade，NEMA 1-15P 1.8m wall mount 62mm*39.7mm*33.2mm |  |  |  | ITE (Commercial) |  |  |  | 70.9" (1.80m) |  | 3A |  |  |  | Level VI |  | Wall Mount (Class II) |  |  | NEMA 1-15P | Fixed Blade | [6 empty] | Not Applicable |  |  | 100mW |  |  | 0°C ~ 40°C |  |  |  | Barrel Plug, 2.1mm I.D. x 5.5mm O.D. x 9.5mm |  | Bulk | 15 W |  |  | North America | 15926616 |  |  | SWH15-N (15W) | 2.44" L x 1.56" W x 1.31" H (62.0mm x 39.7mm x 33.2mm) | 90 ~ 264 VAC |  | 5V |  |  | - | 148 | https://www.unikeyic.com/media/datasheet/23/69/8c17/23/1a49f4be6522b0ec679040ca969707c5.pdf | https://www.unikeyic.com/products/power-adapter/swh15-5b-nb-p5/28641366.html
SWH15-5B-NW-P5 | CUI INC | 1: 21.459 5: 19.965 10: 18.5112 25: 17.4204 50: 16.3404 112: 15.6816 224: 14.9472 560: 14.472 | North America 15W Barrel Plug 2.1mm I.D. x 5.5mm O.D. x 9.5mm Center Positive 90V(AC) 264V(AC) Fixed Blade NEMA 1-15P 1.8m Wall Mount 62mm × 39.7mm × 33.2mm |  |  |  | ITE (Commercial) |  |  |  | 70.9" (1.80m) |  | 3A |  |  |  | Level VI |  | Wall Mount (Class II) |  |  | NEMA 1-15P | Fixed Blade | [6 empty] | Not Applicable |  |  | 100mW |  |  | 0°C ~ 40°C |  |  |  | Barrel Plug, 2.1mm I.D. x 5.5mm O.D. x 9.5mm |  | Bulk | 15 W |  |  | North America |  |  |  | SWH15-N (15W) | 2.44" L x 1.56" W x 1.31" H (62.0mm x 39.7mm x 33.2mm) | 90 ~ 264 VAC |  | 5V |  |  | - | 2833 | https://www.unikeyic.com/media/datasheet/23/69/8c17/23/1a49f4be6522b0ec679040ca969707c5.pdf | https://www.unikeyic.com/products/power-adapter/swh15-5b-nw-p5/29458816.html
SWH15-9-EB-P5 | CUI INC | 1: 18.147 5: 16.885 10: 15.6492 25: 14.7312 50: 13.8672 112: 13.3488 224: 12.7332 560: 12.2796 | Europe 14W Barrel Plug,2.1mm I.D. x 5.5mm O.D. x 9.5mm Positive center 90V(AC) 264V(AC) Fixed Blade，KSC 8305 1.8m wall mount 62.1mm*39.7mm*45.4mm |  |  |  | Household Appliances, ITE (Commercial) |  |  |  | 70.9" (1.80m) |  | 1.5A |  |  |  | 83.6% |  | Wall Mount (Class II) |  |  | KSC 8305 | Fixed Blade | [6 empty] | Not Applicable |  |  | 100mW |  |  | 0°C ~ 40°C |  |  |  | Barrel Plug, 2.1mm I.D. x 5.5mm O.D. x 9.5mm |  | Bulk | 14 W |  |  | Europe | 15926623 |  |  | SWH15-E (15W) | 2.44" L x 1.56" W x 1.79" H (62.1mm x 39.7mm x 45.4mm) | 90 ~ 264 VAC |  | 9V |  |  | - | 101 | https://www.unikeyic.com/media/datasheet/24/c9/bcb8/24/fac09bb11fbe254758e21914669077ff.pdf | https://www.unikeyic.com/products/power-adapter/swh15-9-eb-p5/28627283.html
SWI10B-5-NB-MUB | Bel Fuse | 1: 9.8879 5: 9.0943 10: 8.7723 25: 8.363 50: 8.0663 160: 7.592 320: 7.3227 640: 7.063 | 5V 10W AC/DC external (Class II) | [6 empty] | - | [10 empty] | - | [5 empty] | - | - | [8 empty] | - | - | - | [5 empty] | - | [12 empty] | 1888 | https://www.unikeyic.com/media/about_us/Unikey_ISO_9001_Certification.pdf | https://www.unikeyic.com/products/power-adapter/swi10b-5-nb-mub/779100204.html
SWI10B-5-NB-P6 | CUI INC | 1: 10.58 5: 9.636 10: 9.383 25: 8.7048 50: 8.208 100: 7.9596 250: 7.2468 480: 6.8256 1,120: 6.75 | 10W, 2.5mm × 5.5mm, Cylindrical Female, Center Positive, North America, Wall Mount |  |  |  | ITE (Commercial) | SWI10 |  |  | 59" (1.50m) |  | 2A |  |  |  | Level VI |  | Wall Mount (Class II) |  |  | NEMA 1-15P | Fixed Blade | [6 empty] | 1 (Unlimited) |  |  | 75mW (Max) |  |  | 0°C ~ 40°C |  |  |  | Barrel Plug, 2.5mm I.D. x 5.5mm O.D. x 9.5mm |  | Box | 10 W |  |  | North America |  |  |  | SWI10B-N (12W) | 2.48" L x 0.89" W x 1.61" H (63.1mm x 22.5mm x 41.0mm) | 90 ~ 264 VAC |  | 5V |  |  |  | 333 | https://www.unikeyic.com/media/about_us/Unikey_ISO_9001_Certification.pdf | https://www.unikeyic.com/products/power-adapter/swi10b-5-nb-p6/29451489.html
SWI12-5-N-P6 | Bel Fuse | 15: 10.406 30: 10.219 60: 10.021 | 12 Vdc 92 A 1100 W | [6 empty] | - | [10 empty] | - | [5 empty] | - | - | [8 empty] | - | - | - | [5 empty] | - | [12 empty] | 91 | https://www.unikeyic.com/media/about_us/Unikey_ISO_9001_Certification.pdf | https://www.unikeyic.com/products/power-adapter/swi12-5-n-p6/779127200.html
SWI36-12-E-P5 | CUI INC | 1: 28.405 5: 24.5376 10: 23.6628 25: 22.5612 50: 21.762 90: 20.9844 270: 20.0124 | Europe 36W Barrel Plug 2.1mm I.D. x 5.5mm O.D. x 9.5mm Center Positive 90V AC 264V AC Fixed Blade KSC 8305 1.5m Wall Mount 79mm × 34mm × 56mm |  |  | Commercial |  |  |  | 1.5m | [10 empty] | Fixed Blade, KSC 8305 |  |  | 79mm*34mm*56mm |  |  | 264V(AC) | 90V(AC) |  |  | wall mount |  |  |  | -20℃~40℃ |  | Positive center | Barrel Plug, 2.1mm I.D. x 5.5mm O.D. x 9.5mm | 36W | [5 empty] | Europe |  |  | Compliant | boxed | [8 empty] | 106 | https://www.unikeyic.com/media/about_us/Unikey_ISO_9001_Certification.pdf | https://www.unikeyic.com/products/power-adapter/swi36-12-e-p5/694449936.html
SWI36-12-N-P5 | CUI INC | 1: 25.6565 5: 22.1616 10: 21.3732 25: 20.7576 100: 17.6364 | North America 36W Barrel Plug,2.1mm I.D. x 5.5mm O.D. x 9.5mm Positive center 90V(AC) 264V(AC) Fixed Blade，NEMA 1-15P 1.5m wall mount 79mm*34mm*56mm |  |  | Commercial |  |  |  | 1.5m | [10 empty] | Fixed Blade, NEMA 1-15P |  |  | 79mm*34mm*56mm |  |  | 264V(AC) | 90V(AC) |  |  | wall mount |  |  |  | -20℃~40℃ |  | Positive center | Barrel Plug, 2.1mm I.D. x 5.5mm O.D. x 9.5mm | 36W | [5 empty] | North America |  |  | Compliant | boxed | [8 empty] | 297 | https://www.unikeyic.com/media/about_us/Unikey_ISO_9001_Certification.pdf | https://www.unikeyic.com/products/power-adapter/swi36-12-n-p5/692401368.html
SWI36-24-E-P5 | CUI INC | 1: 26.1855 5: 22.6152 10: 21.816 25: 20.8008 50: 20.0556 90: 19.3428 270: 18.4356 | Europe 36W Barrel Plug,2.1mm I.D. x 5.5mm O.D. x 9.5mm Positive center 90V(AC) 264V(AC) Fixed Blade，KSC 8305 1.5m wall mount 79mm*34mm*56mm |  |  | Commercial |  |  |  | 1.5m | [10 empty] | Fixed Blade, KSC 8305 |  |  | 79mm*34mm*56mm |  |  | 264V(AC) | 90V(AC) |  |  | wall mount |  |  |  | -20℃~40℃ |  | Positive center | Barrel Plug, 2.1mm I.D. x 5.5mm O.D. x 9.5mm | 36W | [5 empty] | Europe |  |  | Compliant | boxed | [8 empty] | 255 | https://www.unikeyic.com/media/about_us/Unikey_ISO_9001_Certification.pdf | https://www.unikeyic.com/products/power-adapter/swi36-24-e-p5/694453286.html
SWI36-24-N-P5 | CUI INC | 1: 25.6565 5: 22.1616 10: 21.3732 25: 20.7576 100: 17.6364 | North America 36W Barrel Plug,2.1mm I.D. x 5.5mm O.D. x 9.5mm Positive center 90V(AC) 264V(AC) Fixed Blade，NEMA 1-15P 1.5m wall mount 79mm*34mm*56mm |  |  | Commercial |  |  |  | 1.5m | [10 empty] | Fixed Blade, NEMA 1-15P |  |  | 79mm*34mm*56mm |  |  | 264V(AC) | 90V(AC) |  |  | wall mount |  |  |  | -20℃~40℃ |  | Positive center | Barrel Plug, 2.1mm I.D. x 5.5mm O.D. x 9.5mm | 36W | [5 empty] | North America |  |  | Compliant | boxed | [8 empty] | 331 | https://www.unikeyic.com/media/about_us/Unikey_ISO_9001_Certification.pdf | https://www.unikeyic.com/products/power-adapter/swi36-24-n-p5/692404399.html
SWI36-5-B-P5 | CUI INC | 1: 30.503 5: 27.54 10: 26.568 25: 25.326 50: 24.4296 90: 23.5548 270: 22.4532 | United Kingdom 25W Barrel Plug,2.1mm I.D. x 5.5mm O.D. x 9.5mm Positive center 90V(AC) 264V(AC) BS 1363，Fixed Blade 1.5m wall mount 79mm*49mm*56mm |  |  | Commercial |  |  |  | 1.5m | [10 empty] | BS 1363, Fixed Blade |  |  | 79mm*49mm*56mm |  |  | 264V(AC) | 90V(AC) |  |  | wall mount |  |  |  | -20℃~40℃ |  | Positive center | Barrel Plug, 2.1mm I.D. x 5.5mm O.D. x 9.5mm | 25W | [5 empty] | United Kingdom |  |  | Compliant | boxed | [8 empty] | 336 | https://www.unikeyic.com/media/about_us/Unikey_ISO_9001_Certification.pdf | https://www.unikeyic.com/products/power-adapter/swi36-5-b-p5/693127410.html
SWI36-5-N-P5 | CUI INC | 1: 27.962 5: 25.2504 10: 24.354 25: 23.7708 100: 20.196 | North America 25W Barrel Plug,2.1mm I.D. x 5.5mm O.D. x 9.5mm Positive center 90V(AC) 264V(AC) Fixed Blade，NEMA 1-15P 1.5m wall mount 79mm*34mm*56mm |  |  | Commercial |  |  |  | 1.5m | [10 empty] | Fixed Blade, NEMA 1-15P |  |  | 79mm*34mm*56mm |  |  | 264V(AC) | 90V(AC) |  |  | wall mount |  |  |  | -20℃~40℃ |  | Positive center | Barrel Plug, 2.1mm I.D. x 5.5mm O.D. x 9.5mm | 25W | [5 empty] | North America |  |  | Compliant | boxed | [8 empty] | 432 | https://www.unikeyic.com/media/about_us/Unikey_ISO_9001_Certification.pdf | https://www.unikeyic.com/products/power-adapter/swi36-5-n-p5/693808186.html
SWI5-12-NW-P5 | CUI INC | 1: 8.5215 5: 7.755 10: 7.546 25: 7.0092 50: 6.6096 120: 6.4044 240: 5.994 600: 5.6808 1,080: 5.6484 | North America 6W Barrel Plug,2.1mm I.D. x 5.5mm O.D. x 9.5mm Positive center 90V(AC) 264V(AC) Fixed Blade，NEMA 1-15P 1.5m wall mount 66.5mm*25.4mm*51.3mm |  |  |  | ITE (Commercial) |  |  |  | 59" (1.50m) |  | 500mA |  |  |  | Level VI |  | Wall Mount (Class II) |  |  | NEMA 1-15P | Fixed Blade | [6 empty] | Not Applicable |  |  | 75mW |  |  | 0°C ~ 40°C |  |  |  | Barrel Plug, 2.1mm I.D. x 5.5mm O.D. x 9.5mm |  | Box | 6 W |  |  | North America | 15203639 |  |  | SWI5-N (6W) | 2.62" L x 1.00" W x 2.02" H (66.5mm x 25.4mm x 51.3mm) | 90 ~ 264 VAC |  | 12V |  |  | - | 328 | https://www.unikeyic.com/media/datasheet/6f/2f/1bc1/6f/af19198d8e8ec8d0143150967fb4d63d.pdf | https://www.unikeyic.com/products/power-adapter/swi5-12-nw-p5/28787742.html
SWI5-5-EW-P5 | CUI INC | 1: 8.9355 5: 8.129 10: 7.92 25: 7.3548 50: 6.9336 120: 6.7284 240: 6.2964 600: 5.8752 1,080: 5.8644 | Europe 5W Barrel Plug, 2.1mm ID × 5.5mm OD × 9.5mm, Center Positive, 90VAC/264VAC, CEE 7/16, Fixed Blade, 1.5m, Wall Mount, 66mm × 25mm × 71.2mm |  |  |  | ITE (Commercial) |  |  |  | 59" (1.50m) |  | 1A |  |  |  | 74.9% |  | Wall Mount (Class II) |  |  | CEE 7/16 | Fixed Blade | [6 empty] | Not Applicable |  |  | 75mW |  |  | 0°C ~ 40°C |  |  |  | Barrel Plug, 2.1mm I.D. x 5.5mm O.D. x 9.5mm |  | Box | 5 W |  |  | Europe |  |  |  | SWI5-E (6W) | 2.60" L x 0.98" W x 2.80" H (66.0mm x 25.0mm x 71.2mm) | 90 ~ 264 VAC |  | 5V |  |  | - | 120 | https://www.unikeyic.com/media/datasheet/cf/96/0a41/cf/34df6787b85d736109107b977c9feac7.pdf | https://www.unikeyic.com/products/power-adapter/swi5-5-ew-p5/12469171.html
SWI5-5-NW-P5 | CUI INC | 1: 8.786 5: 7.997 10: 7.788 25: 7.2252 50: 6.8148 120: 6.6096 240: 6.1992 600: 5.7888 | 5W 2.1x5.5mm，Cylindrical Female Positive center North America wall mount |  |  |  | ITE (Commercial) |  |  |  | 59" (1.50m) |  | 1A |  |  |  | Level VI |  | Wall Mount (Class II) |  |  | NEMA 1-15P | Fixed Blade | [6 empty] | Not Applicable |  |  | 75mW |  |  | 0°C ~ 40°C |  |  |  | Barrel Plug, 2.1mm I.D. x 5.5mm O.D. x 9.5mm |  | Box | 5 W |  |  | North America |  |  |  | SWI5-N (6W) | 2.62" L x 1.00" W x 2.02" H (66.5mm x 25.4mm x 51.3mm) | 90 ~ 264 VAC |  | 5V |  |  | - | 137 | https://www.unikeyic.com/media/about_us/Unikey_ISO_9001_Certification.pdf | https://www.unikeyic.com/products/power-adapter/swi5-5-nw-p5/28994573.html
SWI5-5B-B-P5 | CUI INC | 1: 8.4985 5: 7.733 10: 7.524 25: 6.9876 50: 6.588 120: 6.3936 240: 5.724 600: 5.5296 1,080: 5.4648 | UK Barrel Plug, 6W, 2.1mm ID x 5.5mm OD x 9.5mm, Center Positive, 90VAC/264VAC BS 1363, Fixed Blade 1.5m, Wall Mount, 67mm × 49.6mm × 64.8mm |  |  |  | ITE (Commercial) |  |  |  | 59" (1.50m) |  | 1.2A |  |  |  | Level VI |  | Wall Mount (Class I) |  |  | BS 1363 | Fixed Blade | [6 empty] | Not Applicable |  |  | 75mW |  |  | 0°C ~ 40°C |  |  |  | Barrel Plug, 2.1mm I.D. x 5.5mm O.D. x 9.5mm |  | Box | 6 W |  |  | United Kingdom |  |  |  | SWI5-B (6W) | 2.64" L x 1.95" W x 2.55" H (67.0mm x 49.6mm x 64.8mm) | 90 ~ 264 VAC |  | 5V |  |  | - | 428 | https://www.unikeyic.com/media/about_us/Unikey_ISO_9001_Certification.pdf | https://www.unikeyic.com/products/power-adapter/swi5-5b-b-p5/11439750.html
SWI5-5B-BW-P5 | CUI INC | 1: 9.2575 5: 8.426 10: 8.206 25: 7.6248 50: 7.182 120: 6.966 240: 6.5232 600: 6.0912 1,080: 5.9724 | UK Barrel Plug, 6W, 2.1mm ID x 5.5mm OD x 9.5mm, Center Positive, 90VAC/264VAC BS 1363, Fixed Blade 1.5m, Wall Mount, 67mm × 49.6mm × 64.8mm |  |  |  | ITE (Commercial) |  |  |  | 59" (1.50m) |  | 1.2A |  |  |  | Level VI |  | Wall Mount (Class I) |  |  | BS 1363 | Fixed Blade | [6 empty] | Not Applicable |  |  | 75mW |  |  | 0°C ~ 40°C |  |  |  | Barrel Plug, 2.1mm I.D. x 5.5mm O.D. x 9.5mm |  | Box | 6 W |  |  | United Kingdom |  |  |  | SWI5-B (6W) | 2.64" L x 1.95" W x 2.55" H (67.0mm x 49.6mm x 64.8mm) | 90 ~ 264 VAC |  | 5V |  |  | - | 349 | https://www.unikeyic.com/media/about_us/Unikey_ISO_9001_Certification.pdf | https://www.unikeyic.com/products/power-adapter/swi5-5b-bw-p5/29040800.html
SWI5-5B-E-P5 | CUI INC |  | Europe Barrel Plug, 2.1mm I.D. x 5.5mm O.D. x 9.5mm, Center Positive, 90VAC/264VAC, CEE 7/16, Fixed Blade 1.5m, Wall Mount, 66mm × 25mm × 71.2mm |  |  |  | ITE (Commercial) |  |  |  | 59" (1.50m) |  | 1.2A |  |  |  | 75.18% |  | Wall Mount (Class II) |  |  | CEE 7/16 | Fixed Blade | [6 empty] | Not Applicable |  |  | 75mW |  |  | 0°C ~ 40°C |  |  |  | Barrel Plug, 2.1mm I.D. x 5.5mm O.D. x 9.5mm |  | Box | 6 W |  |  | Europe |  |  |  | SWI5-E (6W) | 2.60" L x 0.98" W x 2.80" H (66.0mm x 25.0mm x 71.2mm) | 90 ~ 264 VAC |  | 5V |  |  | - |  | https://www.unikeyic.com/media/datasheet/cf/96/0a41/cf/34df6787b85d736109107b977c9feac7.pdf | https://www.unikeyic.com/products/power-adapter/swi5-5b-e-p5/11590541.html
SWI5-5B-N-P5 | CUI INC | 1: 8.3375 5: 7.579 10: 7.381 25: 6.858 50: 6.4692 120: 6.2748 240: 5.8644 600: 5.562 1,080: 5.4324 | 6W 2.1x5.5mm，Cylindrical Female Positive center North America wall mount |  |  |  | ITE (Commercial) |  |  |  | 59" (1.50m) |  | 1.2A |  |  |  | Level VI |  | Wall Mount (Class II) |  |  | NEMA 1-15P | Fixed Blade | [6 empty] | Not Applicable |  |  | 75mW |  |  | 0°C ~ 40°C |  |  |  | Barrel Plug, 2.1mm I.D. x 5.5mm O.D. x 9.5mm |  | Box | 6 W |  |  | North America |  |  |  | SWI5-N (6W) | 2.62" L x 1.00" W x 2.02" H (66.5mm x 25.4mm x 51.3mm) | 90 ~ 264 VAC |  | 5V |  |  | - | 449 | https://www.unikeyic.com/media/about_us/Unikey_ISO_9001_Certification.pdf | https://www.unikeyic.com/products/power-adapter/swi5-5b-n-p5/29152383.html
SWI5-5B-NW-P5 | CUI INC | 1: 9.1885 5: 8.36 10: 8.14 25: 7.56 50: 7.128 120: 6.912 240: 6.4692 600: 6.048 | North America 6W Barrel Plug,2.1mm I.D. x 5.5mm O.D. x 9.5mm Positive center 90V(AC) 264V(AC) Fixed Blade，NEMA 1-15P 1.5m wall mount 66.5mm*25.4mm*51.3mm |  |  |  | ITE (Commercial) |  |  |  | 59" (1.50m) |  | 1.2A |  |  |  | Level VI |  | Wall Mount (Class II) |  |  | NEMA 1-15P | Fixed Blade | [6 empty] | Not Applicable |  |  | 75mW |  |  | 0°C ~ 40°C |  |  |  | Barrel Plug, 2.1mm I.D. x 5.5mm O.D. x 9.5mm |  | Box | 6 W |  |  | North America |  |  |  | SWI5-N (6W) | 2.62" L x 1.00" W x 2.02" H (66.5mm x 25.4mm x 51.3mm) | 90 ~ 264 VAC |  | 5V |  |  | - | 253 | https://www.unikeyic.com/media/datasheet/6f/2f/1bc1/6f/af19198d8e8ec8d0143150967fb4d63d.pdf | https://www.unikeyic.com/products/power-adapter/swi5-5b-nw-p5/11610196.html
SWI5-9-B-P5 | CUI INC | 1: 8.234 5: 7.491 10: 7.293 25: 6.7716 50: 6.3828 120: 6.1884 240: 5.7996 600: 5.4972 | 5.4W 2.1x5.5mm，Cylindrical Female Positive center United Kingdom wall mount |  |  |  | ITE (Commercial) |  |  |  | 59" (1.50m) |  | 600mA |  |  |  | Level VI |  | Wall Mount (Class I) |  |  | BS 1363 | Fixed Blade | [6 empty] | Not Applicable |  |  | 75mW |  |  | 0°C ~ 40°C |  |  |  | Barrel Plug, 2.1mm I.D. x 5.5mm O.D. x 9.5mm |  | Box | 5.4 W |  |  | United Kingdom |  |  |  | SWI5-B (6W) | 2.64" L x 1.95" W x 2.55" H (67.0mm x 49.6mm x 64.8mm) | 90 ~ 264 VAC |  | 9V |  |  | - | 8 | https://www.unikeyic.com/media/about_us/Unikey_ISO_9001_Certification.pdf | https://www.unikeyic.com/products/power-adapter/swi5-9-b-p5/12340270.html
SWI5-9-E-P5 | CUI INC | 1: 7.958 5: 7.249 10: 7.051 25: 6.5556 50: 6.1776 120: 5.994 240: 5.3676 600: 5.13 1,080: 5.0976 | Europe 5.4W Barrel Plug,2.1mm I.D. x 5.5mm O.D. x 9.5mm Positive center 90V(AC) 264V(AC) CEE 7/16，Fixed Blade 1.5m wall mount 66mm*25mm*71.2mm |  |  |  | ITE (Commercial) |  |  |  | 59" (1.50m) |  | 600mA |  |  |  | 78.35% |  | Wall Mount (Class II) |  |  | CEE 7/16 | Fixed Blade | [6 empty] | Not Applicable |  |  | 75mW |  |  | 0°C ~ 40°C |  |  |  | Barrel Plug, 2.1mm I.D. x 5.5mm O.D. x 9.5mm |  | Box | 5.4 W |  |  | Europe | 15203695 |  |  | SWI5-E (6W) | 2.60" L x 0.98" W x 2.80" H (66.0mm x 25.0mm x 71.2mm) | 90 ~ 264 VAC |  | 9V |  |  | - | 553 | https://www.unikeyic.com/media/datasheet/cf/96/0a41/cf/34df6787b85d736109107b977c9feac7.pdf | https://www.unikeyic.com/products/power-adapter/swi5-9-e-p5/11680785.html
SWI5-9-EW-P5 | CUI INC | 1: 8.8205 5: 8.03 10: 7.821 25: 7.2576 50: 6.8472 120: 6.6312 240: 6.21 600: 5.7996 | Europe 5.4W Barrel Plug,2.1mm I.D. x 5.5mm O.D. x 9.5mm Positive center 90V(AC) 264V(AC) CEE 7/16，Fixed Blade 1.5m wall mount 66mm*25mm*71.2mm |  |  |  | ITE (Commercial) |  |  |  | 59" (1.50m) |  | 600mA |  |  |  | 78.35% |  | Wall Mount (Class II) |  |  | CEE 7/16 | Fixed Blade | [6 empty] | Not Applicable |  |  | 75mW |  |  | 0°C ~ 40°C |  |  |  | Barrel Plug, 2.1mm I.D. x 5.5mm O.D. x 9.5mm |  | Box | 5.4 W |  |  | Europe |  |  |  | SWI5-E (6W) | 2.60" L x 0.98" W x 2.80" H (66.0mm x 25.0mm x 71.2mm) | 90 ~ 264 VAC |  | 9V |  |  | - | 338 | https://www.unikeyic.com/media/datasheet/cf/96/0a41/cf/34df6787b85d736109107b977c9feac7.pdf | https://www.unikeyic.com/products/power-adapter/swi5-9-ew-p5/29330209.html
SWI5-9-N-P5 | CUI INC | 1: 7.337 5: 6.677 10: 6.501 25: 6.0372 50: 5.94 120: 5.0436 1,080: 4.9788 | Barrel Plug, 2.1mm ID x 5.5mm OD x 9.5mm L, Center Positive, 90VAC/264VAC, 5.4W, NEMA 1-15P, Fixed Blade, Wall Mount, 66.5mm × 25.4mm × 51.3mm |  |  |  | ITE (Commercial) |  |  |  | 59" (1.50m) |  | 600mA |  |  |  | Level VI |  | Wall Mount (Class II) |  |  | NEMA 1-15P | Fixed Blade | [6 empty] | Not Applicable |  |  | 75mW |  |  | 0°C ~ 40°C |  |  |  | Barrel Plug, 2.1mm I.D. x 5.5mm O.D. x 9.5mm |  | Box | 5.4 W |  |  | North America |  |  |  | SWI5-N (6W) | 2.62" L x 1.00" W x 2.02" H (66.5mm x 25.4mm x 51.3mm) | 90 ~ 264 VAC |  | 9V |  |  | - | 1583 | https://www.unikeyic.com/media/datasheet/6f/2f/1bc1/6f/af19198d8e8ec8d0143150967fb4d63d.pdf | https://www.unikeyic.com/products/power-adapter/swi5-9-n-p5/28953542.html
SWI60C-V-EB-I40 | CUI INC | 1: 27.5408 5: 27.5408 10: 26.5572 50: 26.5572 100: 26.5572 | Europe 60W USB C Receptacle 90V(AC) 264V(AC) CEE 7/16，Fixed Blade wall mount |  |  |  | ITE (Commercial) |  |  |  | - |  | 3A |  |  |  | 88% |  | Wall Mount (Class II) |  |  | CEE 7/16 | Fixed Blade | [6 empty] | 1 (Unlimited) |  |  | 210mW |  |  | 0°C ~ 25°C |  |  |  | USB C Receptacle |  | Box | 60 W |  |  | Europe |  |  |  | SWI60C-E (60W) | 2.56" L x 2.56" W x 1.10" H (65.0mm x 65.0mm x 28.0mm) | 90 ~ 264 VAC |  | 5V, 9V, 12V, 15V, 20V |  |  | - | 291 | https://www.unikeyic.com/media/about_us/Unikey_ISO_9001_Certification.pdf | https://www.unikeyic.com/products/power-adapter/swi60c-v-eb-i40/29138929.html
SWI60C-V-NB-I40 | CUI INC | 1: 28.7728 5: 28.7728 10: 27.7452 50: 27.7452 100: 27.7452 | USB C Receptacle, North America, 60W, 90V AC, 264V AC, Fixed Blade, NEMA 1-15P, Wall Mount |  |  |  | ITE (Commercial) |  |  |  | - |  | 3A |  |  |  | Level VI |  | Wall Mount (Class II) |  |  | NEMA 1-15P | Fixed Blade | [6 empty] | 1 (Unlimited) |  |  | 210mW |  |  | 0°C ~ 25°C |  |  |  | USB C Receptacle |  | Box | 60 W |  |  | North America |  |  |  | SWI60C-N (60W) | 2.56" L x 2.56" W x 1.10" H (65.0mm x 65.0mm x 28.0mm) | 90 ~ 264 VAC |  | 5V, 9V, 12V, 15V, 20V |  |  | - | 374 | https://www.unikeyic.com/media/about_us/Unikey_ISO_9001_Certification.pdf | https://www.unikeyic.com/products/power-adapter/swi60c-v-nb-i40/29049740.html
TE20A1203F01 | Advanced Energy | 10: 11.748 | 12V 18 W AC/DC External Desktop (Class I) Adapter Cord (Sold Separately) Input | [6 empty] | - | [10 empty] | - | [5 empty] | - | - | [8 empty] | - | - | - | [5 empty] | - | [12 empty] | 255 | https://www.unikeyic.com/media/about_us/Unikey_ISO_9001_Certification.pdf | https://www.unikeyic.com/products/power-adapter/te20a1203f01/726336793.html
TE30A0503F01 | Advanced Energy | 7: 17.974 | 5V @ 4.0A Class I Desktop C14 | [6 empty] | - | [10 empty] | - | [5 empty] | - | - | [8 empty] | - | - | - | [5 empty] | - | [12 empty] | 224 | https://www.unikeyic.com/media/about_us/Unikey_ISO_9001_Certification.pdf | https://www.unikeyic.com/products/power-adapter/te30a0503f01/726339625.html
TM73 | TECMATE | 1: 16.9941 | TecMate Battery charger connection cable, suitable forAccuMate 612, OptiMate III, OptiMate PROCharger | [6 empty] | 2.5m | [5 empty] | TM73 TECMATE |  |  |  |  | - | [5 empty] | - | - | [8 empty] | - | - | - | [5 empty] | - | [12 empty] | 6 | https://www.unikeyic.com/media/datasheet/f1/ff/49a8/f1/39b0c9682e84f9a8b906d6c929636f0a.pdf | https://www.unikeyic.com/products/power-adapter/tm73/28540357.html
TR15RA050-11E03-GY-BK VI | CINCON | 1: 19.0293 5: 17.5015 10: 16.8811 | International 10W Barrel Plug, 2.1mm I.D. x 5.5mm O.D. x 12.0mm, Center Positive, 90V AC, 264V AC, Multi-Blade (Sold Separately), 1.8m, Wall Mount, 80.6mm × 47.9mm × 43.3mm |  |  |  | ITE (Commercial) | TR15RA |  |  | 70.9" (1.80m) |  | 2A |  |  |  | Level VI, CoC Tier 2 |  | Wall Mount (Class II) |  |  | Multi-Blade (Sold Separately) | Multi-Blade (Sold Separately) | [6 empty] | Not Applicable |  |  | - |  |  | -20°C ~ 60°C |  |  |  | Barrel Plug, 2.1mm I.D. x 5.5mm O.D. x 12.0mm |  | Box | 10 W |  |  | International |  |  |  | TR15RA (15W) | 3.17" L x 1.89" W x 1.71" H (80.6mm x 47.9mm x 43.3mm) | 90 ~ 264 VAC |  | 5V |  |  |  | 11 | https://www.unikeyic.com/media/pdf/PartNumberingGuide/cincon/00/3a/9f15/trg1515-a-11e03-vi/2025/12/Switching-Adapter-Part-Number-Configuration.pdf | https://www.unikeyic.com/products/power-adapter/tr15ra050-11e03-gy-bk-vi/28450752.html
TR15RA059-01E03-GY-BK VI | CINCON | 1: 19.0188 5: 17.4917 10: 16.8718 25: 16.0851 | International 10W Barrel Plug R/A,2.1mm I.D. x 5.5mm O.D. x 12.0mm Positive center 90V(AC) 264V(AC) Multi-Blade (Sold Separately) 1.8m wall mount 80.6mm*47.9mm*43.3mm |  |  |  | ITE (Commercial) | TR15RA |  |  | 70.9" (1.80m) |  | 1.7A |  |  |  | Level VI, CoC Tier 2 |  | Wall Mount (Class II) |  |  | Multi-Blade (Sold Separately) | Multi-Blade (Sold Separately) | [6 empty] | Not Applicable |  |  | - |  |  | -20°C ~ 60°C |  |  |  | Barrel Plug R/A, 2.1mm I.D. x 5.5mm O.D. x 12.0mm |  | Box | 10 W |  |  | International | 9685081 |  |  | TR15RA (15W) | 3.17" L x 1.89" W x 1.71" H (80.6mm x 47.9mm x 43.3mm) | 90 ~ 264 VAC |  | 5.9V |  |  |  | 30 | https://www.unikeyic.com/media/pdf/PartNumberingGuide/cincon/00/3a/9f15/trg1515-a-11e03-vi/2025/12/Switching-Adapter-Part-Number-Configuration.pdf | https://www.unikeyic.com/products/power-adapter/tr15ra059-01e03-gy-bk-vi/28855140.html
TR15RA180-01E03-GY-BK VI | CINCON | 1: 19.0293 5: 17.5015 10: 16.8811 25: 16.094 | International Barrel Plug R/A, 2.1mm ID x 5.5mm OD x 12.0mm, Center +, 90VAC/264VAC, Multi-Blade (Sold Sep), 1.8m, Wall Mount, 80.6mm × 47.9mm × 43.3mm |  |  |  | ITE (Commercial) | TR15RA |  |  | 70.9" (1.80m) |  | 830mA |  |  |  | Level VI, CoC Tier 2 |  | Wall Mount (Class II) |  |  | Multi-Blade (Sold Separately) | Multi-Blade (Sold Separately) | [6 empty] | Not Applicable |  |  | - |  |  | -20°C ~ 60°C |  |  |  | Barrel Plug R/A, 2.1mm I.D. x 5.5mm O.D. x 12.0mm |  | Box | 15 W |  |  | International |  |  |  | TR15RA (15W) | 3.17" L x 1.89" W x 1.71" H (80.6mm x 47.9mm x 43.3mm) | 90 ~ 264 VAC |  | 18V |  |  |  | 34 | https://www.unikeyic.com/media/pdf/PartNumberingGuide/cincon/00/3a/9f15/trg1515-a-11e03-vi/2025/12/Switching-Adapter-Part-Number-Configuration.pdf | https://www.unikeyic.com/products/power-adapter/tr15ra180-01e03-gy-bk-vi/29134613.html
TR15RAM/30RAM-ASUE | CINCON | 5: 3.1316 20: 2.9122 40: 2.809 60: 2.7505 100: 2.6782 260: 2.5481 500: 2.4628 | International Barrel Plug, 2.5mm ID x 5.5mm OD x 12.0mm Center Positive 90V AC 264V AC Multi-Blade (Sold Separately), Multi-Blade (Included) 1.8m Wall Mount 80.6mm × 47.9mm × 43.3mm |  |  | Industrial |  |  |  | 1.8m | [10 empty] | Multi-Blade (Sold Separately), Multi-Blade (Included) |  |  | 80.6mm*47.9mm*43.3mm |  |  | 264V(AC) | 90V(AC) |  |  | wall mount | [5 empty] | Positive center | Barrel Plug, 2.5mm I.D. x 5.5mm O.D. x 12.0mm | - |  |  |  |  | On sale | International | [12 empty] | 21 | https://www.unikeyic.com/media/about_us/Unikey_ISO_9001_Certification.pdf | https://www.unikeyic.com/products/power-adapter/tr15ram-30ram-asue/29432915.html
TR18RDM050-01G03 BK-BK VI | CINCON | 1: 22.8528 5: 21.0125 10: 20.2673 25: 19.3221 50: 18.6367 100: 17.9757 250: 17.1378 500: 16.5299 | International 18W Barrel Plug R/A, 2.1mm I.D. x 5.5mm O.D. x 12.0mm, Center Positive, 80V(AC) 264V(AC), Multi-Blade (Sold Separately), 72cm, Wall Mount, 80.4mm × 43mm × 36.9mm |  |  | Industrial |  |  |  | 72cm | [10 empty] | Multi-Blade (Sold Separately) |  |  | 80.4mm*43mm*36.9mm |  |  | 264V(AC) | 80V(AC) |  |  | wall mount |  |  |  | -30℃~70℃ |  | Positive center | Barrel Plug R/A, 2.1mm I.D. x 5.5mm O.D. x 12.0mm | 18W |  |  |  |  | On sale | International | [12 empty] | 35 | https://www.unikeyic.com/media/about_us/Unikey_ISO_9001_Certification.pdf | https://www.unikeyic.com/products/power-adapter/tr18rdm050-01g03-bk-bk-vi/28593094.html
TR18RDM090-01G03 BK-BK VI | CINCON | 1: 22.8528 5: 21.0125 10: 20.2673 25: 19.3221 50: 18.6367 100: 17.9757 250: 17.1378 500: 16.5299 | International 18W Barrel Plug R/A, 2.1mm I.D. x 5.5mm O.D. x 12.0mm Center Positive 80V(AC) 264V(AC) Multi-Blade (Sold Separately) 72cm Wall Mount 80.4mm × 43mm × 36.9mm |  |  | Industrial |  |  |  | 72cm | [10 empty] | Multi-Blade (Sold Separately) |  |  | 80.4mm*43mm*36.9mm |  |  | 264V(AC) | 80V(AC) |  |  | wall mount |  |  |  | -30℃~70℃ |  | Positive center | Barrel Plug R/A, 2.1mm I.D. x 5.5mm O.D. x 12.0mm | 18W |  |  |  |  | On sale | International |  |  | Compliant | boxed | [8 empty] | 28 | https://www.unikeyic.com/media/about_us/Unikey_ISO_9001_Certification.pdf | https://www.unikeyic.com/products/power-adapter/tr18rdm090-01g03-bk-bk-vi/11941563.html
TR18RDM12001G03BKBKVI | CINCON | 5: 16.764 10: 15.9624 25: 15.1632 50: 14.154 100: 13.167 | International 18W Barrel Plug R/A, 2.1mm ID x 5.5mm OD x 12.0mm, Center Positive, 80V AC, 264V AC, Multi-Blade (Sold Separately), 72cm, Wall Mount, 80.4mm × 43mm × 36.9mm |  |  |  | Household Appliances, Medical | TR18RDM |  |  | 28.35" (720mm) |  | 1.5A |  |  |  | Level VI, CoC Tier 2 |  | Wall Mount (Class II) |  |  | Multi-Blade (Sold Separately) | Multi-Blade (Sold Separately) | [6 empty] | Not Applicable |  |  | 75mW (Max) |  |  | -30°C ~ 70°C |  |  |  | Barrel Plug R/A, 2.1mm I.D. x 5.5mm O.D. x 12.0mm |  | Box | 18 W |  |  | International | 11491679 |  |  | TR18RDM (18W) | 3.17" L x 1.69" W x 1.45" H (80.4mm x 43.0mm x 36.9mm) | 80 ~ 264 VAC |  | 12V |  |  |  | 23 | https://www.unikeyic.com/media/datasheet/f8/80/55c2/f88055c25c15a148030660fe0f6258d5.pdf | https://www.unikeyic.com/products/power-adapter/tr18rdm12001g03bkbkvi/22359029.html
TR18RDM15001G03BKBKVI | CINCON | 1: 22.8528 5: 21.0125 10: 20.2673 25: 19.3221 50: 18.6367 100: 17.9757 250: 17.1378 500: 16.5299 | International 18W Barrel Plug R/A, 2.1mm I.D. x 5.5mm O.D. x 12.0mm, Center Positive, 80V(AC) 264V(AC), Multi-Blade (Sold Separately), 72cm, Wall Mount, 80.4mm × 43mm × 36.9mm |  |  |  | Household Appliances, Medical | TR18RDM |  |  | 28.35" (720mm) |  | 1.2A |  |  |  | Level VI, CoC Tier 2 |  | Wall Mount (Class II) |  |  | Multi-Blade (Sold Separately) | Multi-Blade (Sold Separately) | [6 empty] | Not Applicable |  |  | 75mW (Max) |  |  | -30°C ~ 70°C |  |  |  | Barrel Plug R/A, 2.1mm I.D. x 5.5mm O.D. x 12.0mm |  | Box | 18 W |  |  | International | 11491680 |  |  | TR18RDM (18W) | 3.17" L x 1.69" W x 1.45" H (80.4mm x 43.0mm x 36.9mm) | 80 ~ 264 VAC |  | 15V |  |  |  | 37 | https://www.unikeyic.com/media/datasheet/f8/80/55c2/f88055c25c15a148030660fe0f6258d5.pdf | https://www.unikeyic.com/products/power-adapter/tr18rdm15001g03bkbkvi/12113619.html
TR18RDM18001G03BKBKVI | CINCON | 1: 22.8528 5: 21.0125 10: 20.2673 25: 19.3221 50: 18.6367 100: 17.9757 250: 17.1378 500: 16.5299 | International 18W Barrel Plug R/A, 2.1mm ID x 5.5mm OD x 12.0mm, Center Positive, 80V AC, 264V AC, Multi-Blade (Sold Separately), 72cm, Wall Mount, 80.4mm × 43mm × 36.9mm |  |  |  | Household Appliances, Medical | TR18RDM |  |  | 28.35" (720mm) |  | 1A |  |  |  | Level VI, CoC Tier 2 |  | Wall Mount (Class II) |  |  | Multi-Blade (Sold Separately) | Multi-Blade (Sold Separately) | [6 empty] | Not Applicable |  |  | 75mW (Max) |  |  | -30°C ~ 70°C |  |  |  | Barrel Plug R/A, 2.1mm I.D. x 5.5mm O.D. x 12.0mm |  | Box | 18 W |  |  | International |  |  |  | TR18RDM (18W) | 3.17" L x 1.69" W x 1.45" H (80.4mm x 43.0mm x 36.9mm) | 80 ~ 264 VAC |  | 18V |  |  |  | 46 | https://www.unikeyic.com/media/datasheet/f8/80/55c2/f88055c25c15a148030660fe0f6258d5.pdf | https://www.unikeyic.com/products/power-adapter/tr18rdm18001g03bkbkvi/27705853.html
TR18RDM240-11G03 BK-BK VI | CINCON | 1: 20.0988 5: 18.4853 10: 17.8297 25: 16.9983 50: 16.3955 100: 15.814 250: 15.0768 500: 14.542 | International 18W Barrel Plug, 2.1mm ID x 5.5mm OD x 12.0mm, Center Positive, 80V AC, 264V AC, Multi-Blade (Sold Sep), 72cm, Wall Mount, 80.4mm × 43mm × 36.9mm |  |  |  | Medical |  |  |  | 28.35" (720mm) |  | 750mA |  |  |  | Level VI, CoC Tier 2 |  | Wall Mount (Class II) |  |  | Multi-Blade (Sold Separately) | Multi-Blade (Sold Separately) | [6 empty] | Not Applicable |  |  | 75mW (Max) |  |  | -30°C ~ 70°C |  |  |  | Barrel Plug, 2.1mm I.D. x 5.5mm O.D. x 12.0mm |  | Box | 18 W |  |  | International | 14637807 |  |  | TR18RDM (18W) | 3.17" L x 1.69" W x 1.45" H (80.4mm x 43.0mm x 36.9mm) | 80 ~ 264 VAC |  | 24V |  |  | - | 3 | https://www.unikeyic.com/media/datasheet/ff/4b/0283/ff4b028388100715a6f97dceffcb018b.pdf | https://www.unikeyic.com/products/power-adapter/tr18rdm240-11g03-bk-bk-vi/6849927.html
TR18RDM24001G03BKBKVI | CINCON | 1: 22.8528 5: 21.0125 10: 20.2673 25: 19.3221 50: 18.6367 100: 17.9757 250: 17.1378 500: 16.5299 | International 18W Barrel Plug R/A, 2.1mm I.D. x 5.5mm O.D. x 12.0mm, Center Positive, 80V(AC) 264V(AC), Multi-Blade (Sold Separately), 72cm, Wall Mount, 80.4mm × 43mm × 36.9mm |  |  |  | Household Appliances, Medical | TR18RDM |  |  | 28.35" (720mm) |  | 750mA |  |  |  | Level VI, CoC Tier 2 |  | Wall Mount (Class II) |  |  | Multi-Blade (Sold Separately) | Multi-Blade (Sold Separately) | [6 empty] | Not Applicable |  |  | 75mW (Max) |  |  | -30°C ~ 70°C |  |  |  | Barrel Plug R/A, 2.1mm I.D. x 5.5mm O.D. x 12.0mm |  | Box | 18 W |  |  | International | 11491681 |  |  | TR18RDM (18W) | 3.17" L x 1.69" W x 1.45" H (80.4mm x 43.0mm x 36.9mm) | 80 ~ 264 VAC |  | 24V |  |  |  | 4 | https://www.unikeyic.com/media/datasheet/f8/80/55c2/f88055c25c15a148030660fe0f6258d5.pdf | https://www.unikeyic.com/products/power-adapter/tr18rdm24001g03bkbkvi/22583559.html
TR220MA240-1538E12 VI | CINCON | 1: 107.8012 5: 99.128 10: 95.6127 32: 89.9905 64: 86.7991 128: 83.7204 | Power Cord, IEC 320-C14, 4-Pin, 220W, 80V AC/264V AC, 1.2m, Desktop Mount, 180mm × 75mm × 44.5mm |  |  |  | Medical |  |  |  | 47" (1.20m) |  | 9.17A |  |  |  | 93% |  | Desktop (Class I) |  |  | IEC 320-C14 | Cord | [6 empty] | Not Applicable |  |  | 150mW |  |  | -30°C ~ 70°C |  |  |  | Power DIN, 4 Pin |  | Box | 220 W |  |  | International | 15198398 |  |  | TR220M (220W) | 7.09" L x 2.95" W x 1.75" H (180.0mm x 75.0mm x 44.5mm) | 80 ~ 264 VAC |  | 24V |  |  |  | 14 | https://www.unikeyic.com/media/datasheet/ce/20/9fb9/ce209fb904b6a2ca210de1a20d72f755.pdf | https://www.unikeyic.com/products/power-adapter/tr220ma240-1538e12-vi/11513806.html
TR220MA360-01E13 VI | CINCON | 1: 114.2626 5: 105.0755 10: 101.3495 32: 95.3904 64: 92.0069 128: 88.7435 | International 220W Barrel Plug R/A,2.1mm I.D. x 5.5mm O.D. x 12.0mm Positive center 80V(AC) 264V(AC) Cord，IEC 320-C14 1.8m desktop mounting 180mm*75mm*44.5mm |  |  |  | Medical |  |  |  | 70.9" (1.80m) |  | 6.11A |  |  |  | 93% |  | Desktop (Class I) |  |  | IEC 320-C14 | Cord | [6 empty] | Not Applicable |  |  | 150mW |  |  | -30°C ~ 70°C |  |  |  | Barrel Plug R/A, 2.1mm I.D. x 5.5mm O.D. x 12.0mm |  | Box | 220 W |  |  | International | 15198391 |  |  | TR220M (220W) | 7.09" L x 2.95" W x 1.75" H (180.0mm x 75.0mm x 44.5mm) | 80 ~ 264 VAC |  | 36V |  |  |  | 50 | https://www.unikeyic.com/media/pdf/HTMLDatasheet/cincon/53/e4/7067/tr220mb560-01e13-vi/2025/11/tr220mb360-01e13-vi.pdf | https://www.unikeyic.com/products/power-adapter/tr220ma360-01e13-vi/28812131.html
TR220MA480-01E13 VI | CINCON | 1: 114.2626 5: 105.0755 10: 101.3495 32: 95.3904 64: 92.0069 128: 88.7435 | International 220W Barrel Plug R/A,2.1mm I.D. x 5.5mm O.D. x 12.0mm Positive center 80V(AC) 264V(AC) Cord，IEC 320-C14 1.8m desktop mounting 180mm*75mm*44.5mm |  |  |  | Medical |  |  |  | 70.9" (1.80m) |  | 4.58A |  |  |  | 94% |  | Desktop (Class I) |  |  | IEC 320-C14 | Cord | [6 empty] | Not Applicable |  |  | 150mW |  |  | -30°C ~ 70°C |  |  |  | Barrel Plug R/A, 2.1mm I.D. x 5.5mm O.D. x 12.0mm |  | Box | 220 W |  |  | International | 15198407 |  |  | TR220M (220W) | 7.09" L x 2.95" W x 1.75" H (180.0mm x 75.0mm x 44.5mm) | 80 ~ 264 VAC |  | 48V |  |  |  | 1 | https://www.unikeyic.com/media/datasheet/ce/20/9fb9/ce209fb904b6a2ca210de1a20d72f755.pdf | https://www.unikeyic.com/products/power-adapter/tr220ma480-01e13-vi/29218274.html
TR220MA560-01E13 VI | CINCON | 1: 114.2626 5: 105.0755 10: 101.3495 32: 95.3904 64: 92.0069 128: 88.7435 | International 220W Barrel Plug R/A,2.1mm I.D. x 5.5mm O.D. x 12.0mm Positive center 80V(AC) 264V(AC) Cord，IEC 320-C14 1.8m desktop mounting 180mm*75mm*44.5mm |  |  |  | Medical |  |  |  | 70.9" (1.80m) |  | 3.93A |  |  |  | 94% |  | Desktop (Class I) |  |  | IEC 320-C14 | Cord | [6 empty] | Not Applicable |  |  | 150mW |  |  | -30°C ~ 70°C |  |  |  | Barrel Plug R/A, 2.1mm I.D. x 5.5mm O.D. x 12.0mm |  | Box | 220 W |  |  | International | 15198390 |  |  | TR220M (220W) | 7.09" L x 2.95" W x 1.75" H (180.0mm x 75.0mm x 44.5mm) | 80 ~ 264 VAC |  | 56V |  |  |  | 45 | https://www.unikeyic.com/media/pdf/HTMLDatasheet/cincon/53/e4/7067/tr220mb560-01e13-vi/2025/11/tr220mb360-01e13-vi.pdf | https://www.unikeyic.com/products/power-adapter/tr220ma560-01e13-vi/28505627.html
TR220MB120-1538E471 VI | CINCON | 1: 110.9556 5: 102.0304 10: 98.4114 | International 200W Power DIN Cord, 4-Pin, IEC 320-C8, 80V AC, 264V AC, 95cm, Desktop Mount, 180mm × 75mm × 44.5mm |  |  |  | Medical |  |  |  | 37.4" (0.95m) |  | 16.67A |  |  |  | 91% |  | Desktop (Class II) |  |  | IEC 320-C8 | Cord | [6 empty] | Not Applicable |  |  | 150mW |  |  | -30°C ~ 70°C |  |  |  | Power DIN, 4 Pin |  | Box | 200 W |  |  | International |  |  |  | TR220M (220W) | 7.09" L x 2.95" W x 1.75" H (180.0mm x 75.0mm x 44.5mm) | 80 ~ 264 VAC |  | 12V |  |  |  | 20 | https://www.unikeyic.com/media/pdf/HTMLDatasheet/cincon/53/e4/7067/tr220mb560-01e13-vi/2025/11/tr220mb360-01e13-vi.pdf | https://www.unikeyic.com/products/power-adapter/tr220mb120-1538e471-vi/29159906.html
TR220MB240-1538E12 VI | CINCON | 1: 114.2626 5: 105.0755 10: 101.3495 32: 95.3904 64: 92.0069 128: 88.7435 | International 220W Power DIN, 4-Pin 80V(AC) 264V(AC) Cord, IEC 320-C8 1.2m Desktop Mount 180mm × 75mm × 44.5mm |  |  |  | Medical |  |  |  | 47" (1.20m) |  | 9.17A |  |  |  | 93% |  | Desktop (Class II) |  |  | IEC 320-C8 | Cord | [6 empty] | Not Applicable |  |  | 150mW |  |  | -30°C ~ 70°C |  |  |  | Power DIN, 4 Pin |  | Box | 220 W |  |  | International | 15198397 |  |  | TR220M (220W) | 7.09" L x 2.95" W x 1.75" H (180.0mm x 75.0mm x 44.5mm) | 80 ~ 264 VAC |  | 24V |  |  |  | 1 | https://www.unikeyic.com/media/datasheet/bb/46/08dc/bb4608dcc5fa7bedd6d9c21b01f97653.pdf | https://www.unikeyic.com/products/power-adapter/tr220mb240-1538e12-vi/12561420.html
TR220MB480-01E13 VI | CINCON | 1: 107.8012 5: 99.128 10: 95.6127 32: 89.9905 64: 86.7991 128: 83.7204 | International 220W Barrel Plug R/A,2.1mm I.D. x 5.5mm O.D. x 12.0mm Positive center 80V(AC) 264V(AC) Cord，IEC 320-C8 1.8m desktop mounting 180mm*75mm*44.5mm |  |  |  | Medical |  |  |  | 70.9" (1.80m) |  | 4.58A |  |  |  | 94% |  | Desktop (Class II) |  |  | IEC 320-C8 | Cord | [6 empty] | Not Applicable |  |  | 150mW |  |  | -30°C ~ 70°C |  |  |  | Barrel Plug R/A, 2.1mm I.D. x 5.5mm O.D. x 12.0mm |  | Box | 220 W |  |  | International | 15198402 |  |  | TR220M (220W) | 7.09" L x 2.95" W x 1.75" H (180.0mm x 75.0mm x 44.5mm) | 80 ~ 264 VAC |  | 48V |  |  |  | 17 | https://www.unikeyic.com/media/datasheet/bb/46/08dc/bb4608dcc5fa7bedd6d9c21b01f97653.pdf | https://www.unikeyic.com/products/power-adapter/tr220mb480-01e13-vi/12131319.html
TR36M050-11G02 VI | CINCON | 1: 31.4027 5: 28.8802 10: 27.8568 25: 26.5577 50: 25.6156 100: 24.7072 250: 23.5554 | International 25W Barrel Plug R/A, 2.1mm I.D. x 5.5mm O.D. x 12.0mm Center Positive 80V(AC) 264V(AC) Cord Sold Separately IEC 320-C8 1.22m Desktop Mount 100mm × 45mm × 22.5mm |  |  | Industrial |  |  |  | 1.22m | [10 empty] | IEC 320-C8, Cord (Sold Separately) |  |  | 100mm*45mm*22.5mm |  |  | 264V(AC) | 80V(AC) |  |  | desktop mounting |  |  |  | -30℃~60℃ |  | Positive center | Barrel Plug R/A, 2.1mm I.D. x 5.5mm O.D. x 12.0mm | 25W |  |  |  |  | On sale | International |  |  | Compliant | boxed | [8 empty] | 23 | https://www.unikeyic.com/media/about_us/Unikey_ISO_9001_Certification.pdf | https://www.unikeyic.com/products/power-adapter/tr36m050-11g02-vi/28952107.html
TR36M240-11G03 VI | CINCON | 1: 31.4027 5: 28.8802 10: 27.8568 25: 26.5577 50: 25.6156 100: 24.7072 250: 23.5554 | Barrel Plug R/A, 2.1mm ID x 5.5mm OD x 12.0mm, Center Positive, 80V AC, 264V AC, IEC 320-C8, Cord Sold Separate, 1.8m, Desktop Mount, 100mm × 45mm × 22.5mm |  |  |  | Medical | TR36M |  |  | 70.9" (1.80m) |  | 1.5A |  |  |  | Level VI, CoC Tier 2 |  | Desktop (Class II) |  |  | IEC 320-C8 | Cord (Sold Separately) | [6 empty] | Not Applicable |  |  | 75mW (Max) |  |  | -30°C ~ 60°C |  |  |  | Barrel Plug R/A, 2.1mm I.D. x 5.5mm O.D. x 12.0mm |  | Box | 36 W |  |  | International |  |  |  | TR36M (36W) | 3.94" L x 1.77" W x 0.89" H (100.0mm x 45.0mm x 22.5mm) | 80 ~ 264 VAC |  | 24V |  |  | 0.331 lb (150.14 g) | 48 | https://www.unikeyic.com/media/pdf/HTMLDatasheet/cincon/00/3a/9f15/trg1515-a-11e03-vi/2025/11/trg30r120v-11e03-gy-bk-vi.pdf | https://www.unikeyic.com/products/power-adapter/tr36m240-11g03-vi/12383834.html
TR36M48001E03VI | CINCON | 1: 21.6225 5: 19.881 10: 19.1753 25: 18.2816 | International 36W Barrel Plug R/A, 2.1mm I.D. x 5.5mm O.D. x 12.0mm, Center Positive, 80V(AC) 264V(AC), IEC 320-C8, Cord (Sold Separately) 1.8m, Desktop Mount, 100mm × 45mm × 22.5mm |  |  |  | Household Appliances, Medical | TR36M |  |  | 70.9" (1.80m) |  | 750mA |  |  |  | Level VI, CoC Tier 2 |  | Desktop (Class II) |  |  | IEC 320-C8 | Cord (Sold Separately) | [6 empty] | Not Applicable |  |  | 75mW (Max) |  |  | -30°C ~ 60°C |  |  |  | Barrel Plug R/A, 2.1mm I.D. x 5.5mm O.D. x 12.0mm |  | Box | 36 W |  |  | International | 12168103 |  |  | TR36M (36W) | 3.94" L x 1.77" W x 0.89" H (100.0mm x 45.0mm x 22.5mm) | 80 ~ 264 VAC |  | 48V |  |  |  | 34 | https://www.unikeyic.com/media/pdf/EnvironmentalInformation/cincon/2a/99/7f7c/cfb400w-24s05p/2025/12/Declaration-of-EU-RoHS-Compliance.pdf | https://www.unikeyic.com/products/power-adapter/tr36m48001e03vi/23967736.html
TR70MB480-01E03 VI | CINCON | 1: 44.0455 5: 40.501 10: 39.0648 25: 37.2431 50: 35.9222 100: 34.6483 250: 33.0329 | International 72W Barrel Plug R/A, 2.1mm I.D. x 5.5mm O.D. x 12.0mm Center Positive 80V(AC) 264V(AC) IEC 320-C8 Cord (Sold Separately) 1.8m Desktop Mount 120mm × 52mm × 31mm |  |  |  | Medical | TR70MB |  |  | 70.9" (1.80m) |  | 1.5A |  |  |  | Level VI, CoC Tier 2 |  | Desktop (Class II) |  |  | IEC 320-C8 | Cord (Sold Separately) | [6 empty] | Not Applicable |  |  | 150mW (Max) |  |  | -20°C ~ 70°C |  |  |  | Barrel Plug R/A, 2.1mm I.D. x 5.5mm O.D. x 12.0mm |  | Box | 72 W |  |  | International |  |  |  | TR70M (70W) | 4.72" L x 2.05" W x 1.22" H (120.0mm x 52.0mm x 31.0mm) | 80 ~ 264 VAC |  | 48V |  |  |  | 9 | https://www.unikeyic.com/media/pdf/PartNumberingGuide/cincon/00/3a/9f15/trg1515-a-11e03-vi/2025/12/Switching-Adapter-Part-Number-Configuration.pdf | https://www.unikeyic.com/products/power-adapter/tr70mb480-01e03-vi/28525898.html
TR9CI7500MF6CIMR6B | GLOBETEK | 1: 73.5135 5: 67.6025 20: 65.8994 | 24V 180W AC/DC external Desktop type ( I) () | [6 empty] | - | [10 empty] | - | [5 empty] | - | - | [8 empty] | - | - | - | [5 empty] | - | [12 empty] | 27 | https://www.unikeyic.com/media/about_us/Unikey_ISO_9001_Certification.pdf | https://www.unikeyic.com/products/power-adapter/tr9ci7500mf6cimr6b/997747605.html
TRE06S050-A-01A03 VI | CINCON | 1: 13.2264 5: 12.1634 10: 11.7311 25: 11.1842 50: 10.7876 | North America 6W Barrel Plug R/A 2.1mm I.D. x 5.5mm O.D. x 12.0mm Center Positive 90V(AC) 264V(AC) Fixed Blade NEMA 1-15P 1.8m Wall Mount 52mm × 36mm × 25.2mm |  |  |  | ITE (Commercial) | TRE06S |  |  | 70.9" (1.80m) |  | 1.2A |  |  |  | Level VI, CoC Tier 2 |  | Wall Mount (Class II) |  |  | NEMA 1-15P | Fixed Blade | [6 empty] | Not Applicable |  |  | 75mW (Max) |  |  | -20°C ~ 80°C |  |  |  | Barrel Plug R/A, 2.1mm I.D. x 5.5mm O.D. x 12.0mm |  | Box | 6 W |  |  | North America | 12168129 |  |  | TRE06 (6W) | 2.05" L x 1.42" W x 0.99" H (52.0mm x 36.0mm x 25.2mm) | 90 ~ 264 VAC |  | 5V |  |  |  | 61 | https://www.unikeyic.com/media/pdf/EnvironmentalInformation/cincon/2a/99/7f7c/cfb400w-24s05p/2025/12/Declaration-of-EU-RoHS-Compliance.pdf | https://www.unikeyic.com/products/power-adapter/tre06s050-a-01a03-vi/29356825.html
TRE06S050-A-01E03 VI | CINCON | 1: 14.7287 5: 13.5463 10: 13.0655 25: 12.4559 50: 12.0141 100: 11.5881 300: 10.9434 500: 10.656 | North America 6W Barrel Plug R/A, 2.1mm I.D. x 5.5mm O.D. x 12.0mm Center Positive, 90V AC, 264V AC, Fixed Blade, NEMA 1-15P, 1.8m, Wall Mount, 52mm × 36mm × 25.2mm |  |  |  | ITE (Commercial) | TRE06S |  |  | 70.9" (1.80m) |  | 1.2A |  |  |  | Level VI, CoC Tier 2 |  | Wall Mount (Class II) |  |  | NEMA 1-15P | Fixed Blade | [6 empty] | Not Applicable |  |  | 75mW (Max) |  |  | -20°C ~ 80°C |  |  |  | Barrel Plug R/A, 2.1mm I.D. x 5.5mm O.D. x 12.0mm |  | Box | 6 W |  |  | North America | 12168086 |  |  | TRE06 (6W) | 2.05" L x 1.42" W x 0.99" H (52.0mm x 36.0mm x 25.2mm) | 90 ~ 264 VAC |  | 5V |  |  |  | 40 | https://www.unikeyic.com/media/pdf/EnvironmentalInformation/cincon/2a/99/7f7c/cfb400w-24s05p/2025/12/Declaration-of-EU-RoHS-Compliance.pdf | https://www.unikeyic.com/products/power-adapter/tre06s050-a-01e03-vi/12442710.html
TRE06S050-A-11A03 VI | CINCON | 1: 14.7287 5: 13.5463 10: 13.0655 25: 12.4559 50: 12.0141 100: 11.5881 300: 10.9434 500: 10.656 | North America 6W Barrel Plug R/A 2.1mm I.D. x 5.5mm O.D. x 12.0mm Center Positive 90V(AC) 264V(AC) Fixed Blade NEMA 1-15P 1.8m Wall Mount 52mm × 36mm × 25.2mm |  |  |  | ITE (Commercial) | TRE06S |  |  | 70.9" (1.80m) |  | 1.2A |  |  |  | Level VI, CoC Tier 2 |  | Wall Mount (Class II) |  |  | NEMA 1-15P | Fixed Blade | [6 empty] | Not Applicable |  |  | 75mW (Max) |  |  | -20°C ~ 80°C |  |  |  | Barrel Plug R/A, 2.1mm I.D. x 5.5mm O.D. x 12.0mm |  | Box | 6 W |  |  | North America | 9685093 |  |  | TRE06 (6W) | 2.05" L x 1.42" W x 0.99" H (52.0mm x 36.0mm x 25.2mm) | 90 ~ 264 VAC |  | 5V |  |  | 0.121 lb (54.88 g) | 70 | https://www.unikeyic.com/media/datasheet/48/f4/f1c9/48f4f1c93aa25e8d71cbd236cf04ca1f.pdf | https://www.unikeyic.com/products/power-adapter/tre06s050-a-11a03-vi/11485210.html
TRE06S090-A-01A03 VI | CINCON | 1: 14.7287 5: 13.5463 10: 13.0655 25: 12.4559 50: 12.0141 100: 11.5881 300: 10.9434 500: 10.656 | North America 5.9W Barrel Plug R/A, 2.1mm ID x 5.5mm OD x 12.0mm, Center Positive, 90V AC 264V AC, Fixed Blade, NEMA 1-15P, 1.8m, Wall Mount, 52mm × 36mm × 25.2mm |  |  |  | ITE (Commercial) | TRE06S |  |  | 70.9" (1.80m) |  | 650mA |  |  |  | Level VI, CoC Tier 2 |  | Wall Mount (Class II) |  |  | NEMA 1-15P | Fixed Blade | [6 empty] | Not Applicable |  |  | 75mW (Max) |  |  | -20°C ~ 80°C |  |  |  | Barrel Plug R/A, 2.1mm I.D. x 5.5mm O.D. x 12.0mm |  | Box | 5.9 W |  |  | North America | 12168109 |  |  | TRE06 (6W) | 2.05" L x 1.42" W x 0.99" H (52.0mm x 36.0mm x 25.2mm) | 90 ~ 264 VAC |  | 9V |  |  |  | 56 | https://www.unikeyic.com/media/pdf/EnvironmentalInformation/cincon/2a/99/7f7c/cfb400w-24s05p/2025/12/Declaration-of-EU-RoHS-Compliance.pdf | https://www.unikeyic.com/products/power-adapter/tre06s090-a-01a03-vi/29323787.html
TRE06S090-A-01E03 VI | CINCON | 1: 14.7287 5: 13.5463 10: 13.0655 25: 12.4559 50: 12.0141 100: 11.5881 300: 10.9434 500: 10.656 | North America 5.9W Barrel Plug R/A, 2.1mm ID x 5.5mm OD x 12.0mm, Center Positive, 90V AC 264V AC, Fixed Blade, NEMA 1-15P, 1.8m, Wall Mount, 52mm × 36mm × 25.2mm |  |  |  | ITE (Commercial) | TRE06S |  |  | 70.9" (1.80m) |  | 650mA |  |  |  | Level VI, CoC Tier 2 |  | Wall Mount (Class II) |  |  | NEMA 1-15P | Fixed Blade | [6 empty] | Not Applicable |  |  | 75mW (Max) |  |  | -20°C ~ 80°C |  |  |  | Barrel Plug R/A, 2.1mm I.D. x 5.5mm O.D. x 12.0mm |  | Box | 5.9 W |  |  | North America | 12168202 |  |  | TRE06 (6W) | 2.05" L x 1.42" W x 0.99" H (52.0mm x 36.0mm x 25.2mm) | 90 ~ 264 VAC |  | 9V |  |  |  | 49 | https://www.unikeyic.com/media/pdf/EnvironmentalInformation/cincon/2a/99/7f7c/cfb400w-24s05p/2025/12/Declaration-of-EU-RoHS-Compliance.pdf | https://www.unikeyic.com/products/power-adapter/tre06s090-a-01e03-vi/29453596.html
TRE06S090-A-11A03 VI | CINCON | 1: 14.7287 5: 13.5463 10: 13.0655 25: 12.4559 50: 12.0141 100: 11.5881 300: 10.9434 500: 10.656 | North America 5.9W Barrel Plug R/A, 2.1mm I.D. x 5.5mm O.D. x 12.0mm Center Positive 90V(AC) 264V(AC) Fixed Blade, NEMA 1-15P 1.8m Wall Mount 52mm × 36mm × 25.2mm |  |  |  | ITE (Commercial) | TRE06S |  |  | 70.9" (1.80m) |  | 650mA |  |  |  | Level VI, CoC Tier 2 |  | Wall Mount (Class II) |  |  | NEMA 1-15P | Fixed Blade | [6 empty] | Not Applicable |  |  | 75mW (Max) |  |  | -20°C ~ 80°C |  |  |  | Barrel Plug R/A, 2.1mm I.D. x 5.5mm O.D. x 12.0mm |  | Box | 5.9 W |  |  | North America | 9685094 |  |  | TRE06 (6W) | 2.05" L x 1.42" W x 0.99" H (52.0mm x 36.0mm x 25.2mm) | 90 ~ 264 VAC |  | 9V |  |  | 0.121 lb (54.88 g) | 100 | https://www.unikeyic.com/media/datasheet/48/f4/f1c9/48f4f1c93aa25e8d71cbd236cf04ca1f.pdf | https://www.unikeyic.com/products/power-adapter/tre06s090-a-11a03-vi/11583233.html
TRE06S120-A-01A03 VI | CINCON | 1: 14.7287 5: 13.5463 10: 13.0655 25: 12.4559 50: 12.0141 100: 11.5881 300: 10.9434 500: 10.656 | Barrel Plug R/A 2.1mm I.D. x 5.5mm O.D. x 12.0mm Center +, 90VAC 264VAC Fixed Blade NEMA 1-15P 1.8m Wall Mount 52mm × 36mm × 25.2mm |  |  |  | ITE (Commercial) | TRE06S |  |  | 70.9" (1.80m) |  | 500mA |  |  |  | Level VI, CoC Tier 2 |  | Wall Mount (Class II) |  |  | NEMA 1-15P | Fixed Blade | [6 empty] | Not Applicable |  |  | 75mW (Max) |  |  | -20°C ~ 80°C |  |  |  | Barrel Plug R/A, 2.1mm I.D. x 5.5mm O.D. x 12.0mm |  | Box | 6 W |  |  | North America | 12168162 |  |  | TRE06 (6W) | 2.05" L x 1.42" W x 0.99" H (52.0mm x 36.0mm x 25.2mm) | 90 ~ 264 VAC |  | 12V |  |  |  | 26 | https://www.unikeyic.com/media/datasheet/48/f4/f1c9/48f4f1c93aa25e8d71cbd236cf04ca1f.pdf | https://www.unikeyic.com/products/power-adapter/tre06s120-a-01a03-vi/12241210.html
TRE06S120-A-01E03 VI | CINCON | 1: 14.7287 5: 13.5463 10: 13.0655 25: 12.4559 50: 12.0141 100: 11.5881 300: 10.9434 500: 10.656 | North America 6W Barrel Plug R/A, 2.1mm I.D. x 5.5mm O.D. x 12.0mm Center Positive, 90V(AC) 264V(AC), Fixed Blade, NEMA 1-15P, 1.8m, Wall Mount, 52mm × 36mm × 25.2mm |  |  |  | ITE (Commercial) | TRE06S |  |  | 70.9" (1.80m) |  | 500mA |  |  |  | Level VI, CoC Tier 2 |  | Wall Mount (Class II) |  |  | NEMA 1-15P | Fixed Blade | [6 empty] | Not Applicable |  |  | 75mW (Max) |  |  | -20°C ~ 80°C |  |  |  | Barrel Plug R/A, 2.1mm I.D. x 5.5mm O.D. x 12.0mm |  | Box | 6 W |  |  | North America |  |  |  | TRE06 (6W) | 2.05" L x 1.42" W x 0.99" H (52.0mm x 36.0mm x 25.2mm) | 90 ~ 264 VAC |  | 12V |  |  |  | 7 | https://www.unikeyic.com/media/datasheet/48/f4/f1c9/48f4f1c93aa25e8d71cbd236cf04ca1f.pdf | https://www.unikeyic.com/products/power-adapter/tre06s120-a-01e03-vi/28437661.html
TRE06S120-A-11A03 VI | CINCON | 1: 14.7287 5: 13.5463 10: 13.0655 25: 12.4559 50: 12.0141 100: 11.5881 300: 10.9434 500: 10.656 | North America 6W Barrel Plug R/A, 2.1mm I.D. x 5.5mm O.D. x 12.0mm Center Positive, 90V AC, 264V AC, Fixed Blade, NEMA 1-15P, 1.8m, Wall Mount, 52mm × 36mm × 25.2mm |  |  |  | ITE (Commercial) | TRE06S |  |  | 70.9" (1.80m) |  | 500mA |  |  |  | Level VI, CoC Tier 2 |  | Wall Mount (Class II) |  |  | NEMA 1-15P | Fixed Blade | [6 empty] | Not Applicable |  |  | 75mW (Max) |  |  | -20°C ~ 80°C |  |  |  | Barrel Plug R/A, 2.1mm I.D. x 5.5mm O.D. x 12.0mm |  | Box | 6 W |  |  | North America | 9685095 |  |  | TRE06 (6W) | 2.05" L x 1.42" W x 0.99" H (52.0mm x 36.0mm x 25.2mm) | 90 ~ 264 VAC |  | 12V |  |  | 0.121 lb (54.88 g) | 7 | https://www.unikeyic.com/media/datasheet/48/f4/f1c9/48f4f1c93aa25e8d71cbd236cf04ca1f.pdf | https://www.unikeyic.com/products/power-adapter/tre06s120-a-11a03-vi/28397794.html
TRE06S120-E-01A03 VI | CINCON | 1: 14.7287 5: 13.5463 10: 13.0655 25: 12.4559 50: 12.0141 100: 11.5881 300: 10.9434 500: 10.656 | Europe 6W Barrel Plug R/A, 2.1mm I.D. x 5.5mm O.D. x 12.0mm, Center Positive, 90V(AC), 264V(AC), Fixed Blade, KSC 8305, 1.8m, Wall Mount, 52mm × 36mm × 25.2mm |  |  |  | ITE (Commercial) | TRE06S |  |  | 70.9" (1.80m) |  | 500mA |  |  |  | Level VI, CoC Tier 2 |  | Wall Mount (Class II) |  |  | KSC 8305 | Fixed Blade | [6 empty] | Not Applicable |  |  | 75mW (Max) |  |  | -20°C ~ 80°C |  |  |  | Barrel Plug R/A, 2.1mm I.D. x 5.5mm O.D. x 12.0mm |  | Box | 6 W |  |  | Europe | 12168201 |  |  | TRE06 (6W) | 2.05" L x 1.42" W x 0.99" H (52.0mm x 36.0mm x 25.2mm) | 90 ~ 264 VAC |  | 12V |  |  |  | 45 | https://www.unikeyic.com/media/datasheet/48/f4/f1c9/48f4f1c93aa25e8d71cbd236cf04ca1f.pdf | https://www.unikeyic.com/products/power-adapter/tre06s120-e-01a03-vi/28369886.html
TRE06S150-A-01A03 VI | CINCON | 1: 14.7287 5: 13.5463 10: 13.0655 25: 12.4559 50: 12.0141 100: 11.5881 300: 10.9434 500: 10.656 | Barrel Plug R/A, 2.1mm I.D. x 5.5mm O.D. x 12.0mm Center Positive 90V(AC) 264V(AC) Fixed Blade NEMA 1-15P 1.8m Wall Mount 52mm × 36mm × 25.2mm |  |  | Commercial |  |  |  | 1.8m | [10 empty] | Fixed Blade, NEMA 1-15P |  |  | 52mm*36mm*25.2mm |  |  | 264V(AC) | 90V(AC) |  |  | wall mount |  |  |  | -20℃~80℃ |  | Positive center | Barrel Plug R/A, 2.1mm I.D. x 5.5mm O.D. x 12.0mm | 6W |  |  |  |  | On sale | North America |  |  | Compliant | boxed | [8 empty] | 89 | https://www.unikeyic.com/media/about_us/Unikey_ISO_9001_Certification.pdf | https://www.unikeyic.com/products/power-adapter/tre06s150-a-01a03-vi/29203072.html
TRE06S150-A-11A03 VI | CINCON | 1: 14.7287 5: 13.5463 10: 13.0655 25: 12.4559 50: 12.0141 100: 11.5881 300: 10.9434 500: 10.656 | North America 6W Barrel Plug R/A, 2.1mm I.D. x 5.5mm O.D. x 12.0mm Center Positive 90V(AC) 264V(AC) Fixed Blade NEMA 1-15P 1.8m Wall Mount 52mm × 36mm × 25.2mm |  |  |  | ITE (Commercial) | TRE06S |  |  | 70.9" (1.80m) |  | 400mA |  |  |  | Level VI, CoC Tier 2 |  | Wall Mount (Class II) |  |  | NEMA 1-15P | Fixed Blade | [6 empty] | Not Applicable |  |  | 75mW (Max) |  |  | -20°C ~ 80°C |  |  |  | Barrel Plug R/A, 2.1mm I.D. x 5.5mm O.D. x 12.0mm |  | Box | 6 W |  |  | North America | 9685096 |  |  | TRE06 (6W) | 2.05" L x 1.42" W x 0.99" H (52.0mm x 36.0mm x 25.2mm) | 90 ~ 264 VAC |  | 15V |  |  | 0.121 lb (54.88 g) | 25 | https://www.unikeyic.com/media/datasheet/48/f4/f1c9/48f4f1c93aa25e8d71cbd236cf04ca1f.pdf | https://www.unikeyic.com/products/power-adapter/tre06s150-a-11a03-vi/28752990.html
TRE06S150-E-01A03 VI | CINCON | 1: 14.7287 5: 13.5463 10: 13.0655 25: 12.4559 50: 12.0141 100: 11.5881 300: 10.9434 500: 10.656 | Europe 6W Barrel Plug R/A, 2.1mm ID x 5.5mm OD x 12.0mm, Center Positive, 90VAC/264VAC, Fixed Blade, KSC 8305, 1.8m, Wall Mount, 52mm × 36mm × 25.2mm |  |  | Commercial |  |  |  | 1.8m | [10 empty] | Fixed Blade, KSC 8305 |  |  | 52mm*36mm*25.2mm |  |  | 264V(AC) | 90V(AC) |  |  | wall mount |  |  |  | -20℃~80℃ |  | Positive center | Barrel Plug R/A, 2.1mm I.D. x 5.5mm O.D. x 12.0mm | 6W |  |  |  |  | On sale | Europe |  |  | Compliant | boxed | [8 empty] | 19 | https://www.unikeyic.com/media/about_us/Unikey_ISO_9001_Certification.pdf | https://www.unikeyic.com/products/power-adapter/tre06s150-e-01a03-vi/28809525.html
TRE06S150-E-01E03 VI | CINCON | 1: 14.7287 5: 13.5463 10: 13.0655 25: 12.4559 50: 12.0141 100: 11.5881 300: 10.9434 500: 10.656 | Europe 6W Barrel Plug R/A, 2.1mm I.D. x 5.5mm O.D. x 12.0mm, Center Positive, 90V(AC), 264V(AC), Fixed Blade, KSC 8305, 1.8m, Wall Mount, 52mm × 36mm × 25.2mm |  |  | Commercial |  |  |  | 1.8m | [10 empty] | Fixed Blade, KSC 8305 |  |  | 52mm*36mm*25.2mm |  |  | 264V(AC) | 90V(AC) |  |  | wall mount |  |  |  | -20℃~80℃ |  | Positive center | Barrel Plug R/A, 2.1mm I.D. x 5.5mm O.D. x 12.0mm | 6W |  |  |  |  | On sale | Europe |  |  | Compliant | boxed | [8 empty] | 44 | https://www.unikeyic.com/media/about_us/Unikey_ISO_9001_Certification.pdf | https://www.unikeyic.com/products/power-adapter/tre06s150-e-01e03-vi/29446148.html
TRE25RD240-11G03 VI | CINCON | 1: 24.5299 5: 22.5544 10: 21.7546 30: 20.5444 50: 20.0047 100: 19.2951 250: 18.3956 500: 17.7431 | Power Cord, Multi-Blade (Sold Separately/Included), Center Positive, 90V-264V AC, 25W, 1.8m, Wall Mount, 72mm × 57mm × 33mm |  |  | Commercial |  |  |  | 1.8m | [10 empty] | Multi-Blade (Included), Multi-Blade (Sold Separately) |  |  | 72mm*57mm*33mm |  |  | 264V(AC) | 90V(AC) |  |  | wall mount |  |  |  | -20℃~60℃ |  | Positive center | - | 25W |  |  |  |  | On sale | International | [12 empty] | 11 | https://www.unikeyic.com/media/about_us/Unikey_ISO_9001_Certification.pdf | https://www.unikeyic.com/products/power-adapter/tre25rd240-11g03-vi/28794558.html
TRE36A240-01G03 VI | CINCON | 1: 29.7059 5: 27.3177 10: 26.3494 25: 25.1209 50: 24.2301 100: 23.3707 250: 22.2813 500: 21.4909 | International 36W Barrel Plug R/A, 2.1mm I.D. x 5.5mm O.D. x 12.0mm, Center Positive, 90VAC 264VAC, IEC 320-C8, Cord Sold Separately, 1.8m, Desktop Mount, 100mm × 45mm × 22.5mm |  |  |  | ITE (Commercial) | TRE36A |  |  | 70.9" (1.80m) |  | 1.5A |  |  |  | Level VI, CoC Tier 2 |  | Desktop (Class II) |  |  | IEC 320-C8 | Cord (Sold Separately) | [6 empty] | Not Applicable |  |  | 75mW (Max) |  |  | -20°C ~ 60°C |  |  |  | Barrel Plug R/A, 2.1mm I.D. x 5.5mm O.D. x 12.0mm |  | Box | 36 W |  |  | International | 10249877 |  |  | TRE36 (36W) | 3.94" L x 1.77" W x 0.89" H (100.0mm x 45.0mm x 22.5mm) | 90 ~ 264 VAC |  | 24V |  |  |  | 189 | https://www.unikeyic.com/media/pdf/PartNumberingGuide/cincon/00/3a/9f15/trg1515-a-11e03-vi/2025/12/Switching-Adapter-Part-Number-Configuration.pdf | https://www.unikeyic.com/products/power-adapter/tre36a240-01g03-vi/11763743.html
TRG10R05911E03VI | CINCON | 1: 24.786 5: 22.7966 10: 21.9877 25: 20.9624 50: 20.2191 100: 19.5019 250: 18.5927 500: 17.9334 | International 8.9W Barrel Plug R/A, 2.1mm I.D. x 5.5mm O.D. x 12.0mm, Center Positive, 90V(AC) 264V(AC), Multi-Blade (Sold Separately), 1.8m, Wall Mount, 72.6mm × 35.6mm × 46.3mm |  |  |  | ITE (Commercial) | TRG10R |  |  | 70.9" (1.80m) |  | 1.5A |  |  |  | Level VI, CoC Tier 2 |  | Wall Mount (Class II) |  |  | Multi-Blade (Sold Separately) | Multi-Blade (Sold Separately) | [6 empty] | Not Applicable |  |  | 75mW (Max) |  |  | -20°C ~ 60°C |  |  |  | Barrel Plug R/A, 2.1mm I.D. x 5.5mm O.D. x 12.0mm |  | Box | 8.9 W |  |  | International |  |  |  | TRG10R (10W) | 2.86" L x 1.40" W x 1.82" H (72.6mm x 35.6mm x 46.3mm) | 90 ~ 264 VAC |  | 5.9V |  |  | 0.287 lb (130.18 g) | 9 | https://www.unikeyic.com/media/datasheet/83/49/8bb6/83498bb6864bb3522df5807a77b00a07.pdf | https://www.unikeyic.com/products/power-adapter/trg10r05911e03vi/25343051.html
TRG10R060-01E03 VI | CINCON | 1: 24.786 5: 22.7966 10: 21.9877 25: 20.9624 50: 20.2191 100: 19.5019 250: 18.5927 500: 17.9334 | International Barrel Plug R/A, 2.1mm ID x 5.5mm OD x 12mm, Center Positive, 90VAC 264VAC, Multi-Blade (Sold Sep), 1.8m, Wall Mount, 72.6mm × 35.6mm × 46.3mm |  |  |  | ITE (Commercial) | TRG10R |  |  | 70.9" (1.80m) |  | 1.5A |  |  |  | Level VI, CoC Tier 2 |  | Wall Mount (Class II) |  |  | Multi-Blade (Sold Separately) | Multi-Blade (Sold Separately) | [6 empty] | Not Applicable |  |  | 75mW (Max) |  |  | -20°C ~ 60°C |  |  |  | Barrel Plug R/A, 2.1mm I.D. x 5.5mm O.D. x 12.0mm |  | Box | 9 W |  |  | International |  |  |  | TRG10R (10W) | 2.86" L x 1.40" W x 1.82" H (72.6mm x 35.6mm x 46.3mm) | 90 ~ 264 VAC |  | 6V |  |  |  | 22 | https://www.unikeyic.com/media/pdf/EnvironmentalInformation/cincon/2a/99/7f7c/cfb400w-24s05p/2025/12/Declaration-of-EU-RoHS-Compliance.pdf | https://www.unikeyic.com/products/power-adapter/trg10r060-01e03-vi/28812225.html
TRG10R060-11E03 VI | CINCON | 1: 24.786 5: 22.7966 10: 21.9877 25: 20.9624 50: 20.2191 100: 19.5019 250: 18.5927 500: 17.9334 | International 9W Barrel Plug R/A, 2.1mm I.D. x 5.5mm O.D. x 12.0mm Center Positive 90V(AC) 264V(AC) Multi-Blade (Sold Separately) 1.8m Wall Mount 72.6mm × 35.6mm × 46.3mm |  |  | Commercial |  |  |  | 1.8m | [10 empty] | Multi-Blade (Sold Separately) |  |  | 72.6mm*35.6mm*46.3mm |  |  | 264V(AC) | 90V(AC) |  |  | wall mount |  |  |  | -20℃~60℃ |  | Positive center | Barrel Plug R/A, 2.1mm I.D. x 5.5mm O.D. x 12.0mm | 9W |  |  |  |  | On sale | International |  |  | Compliant | boxed | [8 empty] | 10 | https://www.unikeyic.com/media/about_us/Unikey_ISO_9001_Certification.pdf | https://www.unikeyic.com/products/power-adapter/trg10r060-11e03-vi/28866833.html
TRG10R075-01E03 VI | CINCON | 1: 24.786 5: 22.7966 10: 21.9877 25: 20.9624 50: 20.2191 100: 19.5019 250: 18.5927 500: 17.9334 | International 9W Barrel Plug R/A, 2.1mm I.D. x 5.5mm O.D. x 12.0mm Center Positive, 90VAC/264VAC Multi-Blade (Sold Separately), 1.8m Wall Mount, 72.6mm × 35.6mm × 46.3mm |  |  |  | ITE (Commercial) | TRG10R |  |  | 70.9" (1.80m) |  | 1.2A |  |  |  | Level VI, CoC Tier 2 |  | Wall Mount (Class II) |  |  | Multi-Blade (Sold Separately) | Multi-Blade (Sold Separately) | [6 empty] | Not Applicable |  |  | 75mW (Max) |  |  | -20°C ~ 60°C |  |  |  | Barrel Plug R/A, 2.1mm I.D. x 5.5mm O.D. x 12.0mm |  | Box | 9 W |  |  | International |  |  |  | TRG10R (10W) | 2.86" L x 1.40" W x 1.82" H (72.6mm x 35.6mm x 46.3mm) | 90 ~ 264 VAC |  | 7.5V |  |  |  | 36 | https://www.unikeyic.com/media/pdf/EnvironmentalInformation/cincon/2a/99/7f7c/cfb400w-24s05p/2025/12/Declaration-of-EU-RoHS-Compliance.pdf | https://www.unikeyic.com/products/power-adapter/trg10r075-01e03-vi/16803350.html
TRG10R18001E03VI | CINCON | 1: 24.786 5: 22.7966 10: 21.9877 25: 20.9624 50: 20.2191 100: 19.5019 250: 18.5927 500: 17.9334 | International 10W Barrel Plug R/A, 2.1mm I.D. x 5.5mm O.D. x 12.0mm Center Positive 90V(AC) 264V(AC) Multi-Blade (Sold Separately) 1.8m Wall Mount, 72.6mm × 35.6mm × 46.3mm |  |  |  | ITE (Commercial) | TRG10R |  |  | 70.9" (1.80m) |  | 550mA |  |  |  | Level VI, CoC Tier 2 |  | Wall Mount (Class II) |  |  | Multi-Blade (Sold Separately) | Multi-Blade (Sold Separately) | [6 empty] | Not Applicable |  |  | 75mW (Max) |  |  | -20°C ~ 60°C |  |  |  | Barrel Plug R/A, 2.1mm I.D. x 5.5mm O.D. x 12.0mm |  | Box | 10 W |  |  | International | 9685070 |  |  | TRG10R (10W) | 2.86" L x 1.40" W x 1.82" H (72.6mm x 35.6mm x 46.3mm) | 90 ~ 264 VAC |  | 18V |  |  | 0.287 lb (130.18 g) | 28 | https://www.unikeyic.com/media/datasheet/83/49/8bb6/83498bb6864bb3522df5807a77b00a07.pdf | https://www.unikeyic.com/products/power-adapter/trg10r18001e03vi/8913815.html
TRG1505-A-01E03 VI | CINCON | 5: 11.737 10: 11.178 25: 10.6164 50: 10.1952 100: 9.219 | North America 10W Positive center 90V(AC) 264V(AC) Fixed Blade，NEMA 1-15P 1.8m wall mount 72mm*35mm*52mm |  |  |  | ITE (Commercial) | TRG1505 |  |  | 70.9" (1.80m) |  | 2A |  |  |  | Level VI, CoC Tier 2 |  | Wall Mount (Class II) |  |  | NEMA 1-15P | Fixed Blade | [6 empty] | Not Applicable |  |  | 75mW (Max) |  |  | -20°C ~ 60°C |  |  |  | - |  | Box | 10 W |  |  | North America |  |  |  | TRG15 (15W) | 2.84" L x 1.38" W x 2.05" H (72.0mm x 35.0mm x 52.0mm) | 90 ~ 264 VAC |  | 5V |  |  |  | 25 | https://www.unikeyic.com/media/pdf/EnvironmentalInformation/cincon/2a/99/7f7c/cfb400w-24s05p/2025/12/Declaration-of-EU-RoHS-Compliance.pdf | https://www.unikeyic.com/products/power-adapter/trg1505-a-01e03-vi/28642807.html
TRG1505-E-01E03 VI | CINCON | 1: 24.2053 5: 22.2603 10: 21.4715 25: 20.4701 50: 19.7441 100: 19.0439 250: 18.1561 500: 17.5121 | Europe 10W 90V(AC) 264V(AC) Fixed Blade，KSC 8305 1.8m wall mount 72mm*35mm*52mm |  |  |  | ITE (Commercial) | TRG1505 |  |  | 70.9" (1.80m) |  | 2A |  |  |  | Level VI, CoC Tier 2 |  | Wall Mount (Class II) |  |  | KSC 8305 | Fixed Blade | [6 empty] | Not Applicable |  |  | 75mW (Max) |  |  | -20°C ~ 60°C |  |  |  | - |  | Box | 10 W |  |  | Europe | 12168198 |  |  | TRG15 (15W) | 2.84" L x 1.38" W x 2.05" H (72.0mm x 35.0mm x 52.0mm) | 90 ~ 264 VAC |  | 5V |  |  |  | 31 | https://www.unikeyic.com/media/pdf/EnvironmentalInformation/cincon/2a/99/7f7c/cfb400w-24s05p/2025/12/Declaration-of-EU-RoHS-Compliance.pdf | https://www.unikeyic.com/products/power-adapter/trg1505-e-01e03-vi/29396250.html
TRG1506-A-01E02 VI | CINCON | 1: 24.2053 5: 22.2603 10: 21.4715 25: 20.4701 50: 19.7441 100: 19.0439 250: 18.1561 500: 17.5121 | North America 9W Center Positive 90V(AC) 264V(AC) Fixed Blade NEMA 1-15P 72cm Wall Mount 72mm × 35mm × 52mm |  |  |  | ITE (Commercial) |  |  |  | 28.35" (720mm) |  | 1.5A |  |  |  | Level VI, CoC Tier 2 |  | Wall Mount (Class II) |  |  | NEMA 1-15P | Fixed Blade | [6 empty] | Not Applicable |  |  | 75mW (Max) |  |  | -20°C ~ 60°C |  |  |  | - |  | Box | 9 W |  |  | North America |  |  |  | TRG15 (15W) | 2.84" L x 1.38" W x 2.05" H (72.0mm x 35.0mm x 52.0mm) | 90 ~ 264 VAC |  | 6V |  |  | - | 41 | https://www.unikeyic.com/media/pdf/EnvironmentalInformation/cincon/2a/99/7f7c/cfb400w-24s05p/2025/12/Declaration-of-EU-RoHS-Compliance.pdf | https://www.unikeyic.com/products/power-adapter/trg1506-a-01e02-vi/28689609.html
TRG1507-A-01E03 VI | CINCON | 1: 24.2053 5: 22.2603 10: 21.4715 25: 20.4701 50: 19.7441 100: 19.0439 250: 18.1561 500: 17.5121 | Power Cord North America 12W Center Positive 90V AC 264V AC Fixed Blade NEMA 1-15P 1.8m Wall Mount 72mm × 35mm × 52mm |  |  |  | ITE (Commercial) | TRG1507 |  |  | 70.9" (1.80m) |  | 1.6A |  |  |  | Level VI, CoC Tier 2 |  | Wall Mount (Class II) |  |  | NEMA 1-15P | Fixed Blade | [6 empty] | Not Applicable |  |  | 75mW (Max) |  |  | -20°C ~ 60°C |  |  |  | - |  | Box | 12 W |  |  | North America |  |  |  | TRG15 (15W) | 2.84" L x 1.38" W x 2.05" H (72.0mm x 35.0mm x 52.0mm) | 90 ~ 264 VAC |  | 7.5V |  |  |  | 43 | https://www.unikeyic.com/media/pdf/EnvironmentalInformation/cincon/2a/99/7f7c/cfb400w-24s05p/2025/12/Declaration-of-EU-RoHS-Compliance.pdf | https://www.unikeyic.com/products/power-adapter/trg1507-a-01e03-vi/29179096.html
TRG1507-A-11E03 VI | CINCON | 1: 24.2053 5: 22.2603 10: 21.4715 25: 20.4701 50: 19.7441 100: 19.0439 250: 18.1561 500: 17.5121 | North America 12W Barrel Plug, 2.1mm I.D. x 5.5mm O.D. x 12.0mm Center Positive 90V(AC) 264V(AC) Fixed Blade NEMA 1-15P 1.8m Wall Mount 72mm × 35mm × 52mm |  |  | Commercial |  |  |  | 1.8m | [10 empty] | Fixed Blade, NEMA 1-15P |  |  | 72mm*35mm*52mm |  |  | 264V(AC) | 90V(AC) |  |  | wall mount |  |  |  | -20℃~60℃ |  | Positive center | Barrel Plug, 2.1mm I.D. x 5.5mm O.D. x 12.0mm | 12W |  |  |  |  | On sale | North America |  |  | Compliant | boxed | [8 empty] | 20 | https://www.unikeyic.com/media/about_us/Unikey_ISO_9001_Certification.pdf | https://www.unikeyic.com/products/power-adapter/trg1507-a-11e03-vi/28522184.html
TRG1507-E-01E03 VI | CINCON | 1: 24.2053 5: 22.2603 10: 21.4715 25: 20.4701 50: 19.7441 100: 19.0439 250: 18.1561 500: 17.5121 | AC Adapter, Europe, 12W, Center Positive, 90V-264V AC, Fixed Blade, KSC 8305, 1.8m, Wall Mount, 72mm × 35mm × 52mm |  |  |  | ITE (Commercial) | TRG1507 |  |  | 70.9" (1.80m) |  | 1.6A |  |  |  | Level VI, CoC Tier 2 |  | Wall Mount (Class II) |  |  | KSC 8305 | Fixed Blade | [6 empty] | Not Applicable |  |  | 75mW (Max) |  |  | -20°C ~ 60°C |  |  |  | - |  | Box | 12 W |  |  | Europe | 12168074 |  |  | TRG15 (15W) | 2.84" L x 1.38" W x 2.05" H (72.0mm x 35.0mm x 52.0mm) | 90 ~ 264 VAC |  | 7.5V |  |  |  | 7 | https://www.unikeyic.com/media/pdf/EnvironmentalInformation/cincon/2a/99/7f7c/cfb400w-24s05p/2025/12/Declaration-of-EU-RoHS-Compliance.pdf | https://www.unikeyic.com/products/power-adapter/trg1507-e-01e03-vi/28409340.html
TRG1507-S-01E03 VI | CINCON | 1: 24.2053 5: 22.2603 10: 21.4715 25: 20.4701 50: 19.7441 100: 19.0439 250: 18.1561 500: 17.5121 | Australia 12W Center Positive 90V(AC) 264V(AC) AS 3112 Fixed Blade 1.8m Wall Mount 72mm × 35mm × 52mm |  |  |  | ITE (Commercial) | TRG1507 |  |  | 70.9" (1.80m) |  | 1.6A |  |  |  | Level VI, CoC Tier 2 |  | Wall Mount (Class II) |  |  | AS 3112 | Fixed Blade | [6 empty] | Not Applicable |  |  | 75mW (Max) |  |  | -20°C ~ 60°C |  |  |  | - |  | Box | 12 W |  |  | Australia |  |  |  | TRG15 (15W) | 2.84" L x 1.38" W x 2.05" H (72.0mm x 35.0mm x 52.0mm) | 90 ~ 264 VAC |  | 7.5V |  |  |  | 42 | https://www.unikeyic.com/media/pdf/EnvironmentalInformation/cincon/2a/99/7f7c/cfb400w-24s05p/2025/12/Declaration-of-EU-RoHS-Compliance.pdf | https://www.unikeyic.com/products/power-adapter/trg1507-s-01e03-vi/29328042.html
TRG1507-U-01E03 VI | CINCON | 1: 16.5333 5: 15.1998 10: 14.6616 25: 13.9778 50: 13.4822 | United Kingdom 12W Positive center 90V(AC) 264V(AC) BS 1363，Fixed Blade 1.8m wall mount 72mm*35mm*52mm |  |  | Commercial |  |  |  | 1.8m | [10 empty] | BS 1363, Fixed Blade |  |  | 72mm*35mm*52mm |  |  | 264V(AC) | 90V(AC) |  |  | wall mount |  |  |  | -20℃~60℃ |  | Positive center | - | 12W |  |  |  |  | On sale | United Kingdom |  |  | Compliant | boxed | [8 empty] | 50 | https://www.unikeyic.com/media/about_us/Unikey_ISO_9001_Certification.pdf | https://www.unikeyic.com/products/power-adapter/trg1507-u-01e03-vi/29131088.html
TRG1512-01-A-11E03 VI | CINCON | 1: 24.2053 5: 22.2603 10: 21.4715 25: 20.4701 50: 19.7441 100: 19.0439 250: 18.1561 500: 17.5121 | 12V 12W AC/DC external (Class II) | [6 empty] | - | [10 empty] | - | [5 empty] | - | - | [8 empty] | - | - | - |  |  |  |  | On sale | - | [12 empty] | 29 | https://www.unikeyic.com/media/about_us/Unikey_ISO_9001_Certification.pdf | https://www.unikeyic.com/products/power-adapter/trg1512-01-a-11e03-vi/11473806.html
TRG1512-01-E-01E03 VI | CINCON | 1: 24.2053 5: 22.2603 10: 21.4715 25: 20.4701 50: 19.7441 100: 19.0439 250: 18.1561 500: 17.5121 | Europe 14W Center Positive 90V(AC) 264V(AC) Fixed Blade, KSC 8305 1.8m Wall Mount 72mm × 35mm × 52mm |  |  | Commercial |  |  |  | 1.8m | [10 empty] | Fixed Blade, KSC 8305 |  |  | 72mm*35mm*52mm |  |  | 264V(AC) | 90V(AC) |  |  | wall mount |  |  |  | -20℃~60℃ |  | Positive center | - | 14W |  |  |  |  | On sale | Europe |  |  | Compliant | boxed | [8 empty] | 29 | https://www.unikeyic.com/media/about_us/Unikey_ISO_9001_Certification.pdf | https://www.unikeyic.com/products/power-adapter/trg1512-01-e-01e03-vi/29258128.html
TRG1512-01-S-01E03 VI | CINCON | 1: 24.2053 5: 22.2603 10: 21.4715 25: 20.4701 50: 19.7441 100: 19.0439 250: 18.1561 500: 17.5121 | Australia Standard 14W Center Positive 90VAC-264VAC AS 3112 Fixed Blade 1.8m Wall Mount 72mm × 35mm × 52mm |  |  |  | ITE (Commercial) | TRG1512 |  |  | 70.9" (1.80m) |  | 1A |  |  |  | Level VI, CoC Tier 2 |  | Wall Mount (Class II) |  |  | AS 3112 | Fixed Blade | [6 empty] | Not Applicable |  |  | 75mW (Max) |  |  | -20°C ~ 60°C |  |  |  | - |  | Box | 14 W |  |  | Australia | 12168082 |  |  | TRG15 (15W) | 2.84" L x 1.38" W x 2.05" H (72.0mm x 35.0mm x 52.0mm) | 90 ~ 264 VAC |  | 13.6V |  |  |  | 30 | https://www.unikeyic.com/media/pdf/EnvironmentalInformation/cincon/2a/99/7f7c/cfb400w-24s05p/2025/12/Declaration-of-EU-RoHS-Compliance.pdf | https://www.unikeyic.com/products/power-adapter/trg1512-01-s-01e03-vi/32524605.html
TRG1512-A-01E03 VI | CINCON | 1: 24.2053 5: 22.2603 10: 21.4715 25: 20.4701 50: 19.7441 100: 19.0439 250: 18.1561 500: 17.5121 | North America 12W Positive center 90V(AC) 264V(AC) Fixed Blade，NEMA 1-15P 1.8m wall mount 72mm*35mm*52mm |  |  | Commercial |  |  |  | 1.8m | [10 empty] | Fixed Blade, NEMA 1-15P |  |  | 72mm*35mm*52mm |  |  | 264V(AC) | 90V(AC) |  |  | wall mount |  |  |  | -20℃~60℃ |  | Positive center | - | 12W |  |  |  |  | On sale | North America |  |  | Compliant | boxed | [8 empty] | 136 | https://www.unikeyic.com/media/about_us/Unikey_ISO_9001_Certification.pdf | https://www.unikeyic.com/products/power-adapter/trg1512-a-01e03-vi/11546783.html
TRG1512-E-01E03 VI | CINCON | 1: 24.2053 5: 22.2603 10: 21.4715 25: 20.4701 50: 19.7441 100: 19.0439 250: 18.1561 500: 17.5121 | AC Adapter, Europe, 12W, Center Positive, 90V-264V AC, Fixed Blade, KSC 8305, 1.8m, Wall Mount, 72mm × 35mm × 52mm |  |  | Commercial |  |  |  | 1.8m | [10 empty] | Fixed Blade, KSC 8305 |  |  | 72mm*35mm*52mm |  |  | 264V(AC) | 90V(AC) |  |  | wall mount |  |  |  | -20℃~60℃ |  | Positive center | - | 12W |  |  |  |  | On sale | Europe |  |  | Compliant | boxed | [8 empty] | 38 | https://www.unikeyic.com/media/about_us/Unikey_ISO_9001_Certification.pdf | https://www.unikeyic.com/products/power-adapter/trg1512-e-01e03-vi/28812077.html
TRG1512-U-01E03 VI | CINCON | 1: 24.2053 5: 22.2603 10: 21.4715 25: 20.4701 50: 19.7441 100: 19.0439 250: 18.1561 500: 17.5121 | UK 12W Center Positive 90V(AC) 264V(AC) BS 1363 Fixed Blade 1.8m Wall Mount 72mm × 35mm × 52mm |  |  | Commercial |  |  |  | 1.8m | [10 empty] | BS 1363, Fixed Blade |  |  | 72mm*35mm*52mm |  |  | 264V(AC) | 90V(AC) |  |  | wall mount |  |  |  | -20℃~60℃ |  | Positive center | - | 12W |  |  |  |  | On sale | United Kingdom |  |  | Compliant | boxed | [8 empty] | 32 | https://www.unikeyic.com/media/about_us/Unikey_ISO_9001_Certification.pdf | https://www.unikeyic.com/products/power-adapter/trg1512-u-01e03-vi/11595746.html
TRG1515-A-11E03-Level-VI | CINCON | 10: 13.6755 | North America 15W Barrel Connector, 2.1mm Barrel Plug (2.1x5.5), Center Positive, 90VAC/264VAC, 1.8m, Wall Mount, 72mm × 52mm × 35mm |  |  | Commercial |  |  |  | 1.8m | [10 empty] | - |  |  | 72mm*52mm*35mm |  |  | 264V(AC) | 90V(AC) |  |  | wall mount |  |  |  | -20℃~60℃ |  | Positive center | Barrel Connector, 2.1 mm Barrel Plug (2.1x5.5) | 15W | [5 empty] | North America | [12 empty] | 339 | https://www.unikeyic.com/media/about_us/Unikey_ISO_9001_Certification.pdf | https://www.unikeyic.com/products/power-adapter/trg1515-a-11e03-level-vi/12156930.html
TRG1515-E-01E03 VI | CINCON | 1: 24.2053 5: 22.2603 10: 21.4715 25: 20.4701 50: 19.7441 100: 19.0439 250: 18.1561 500: 17.5121 | Europe Fan, 15W, 90VAC-264VAC, Fixed Blade, KSC 8305, 1.8m, Wall Mount, 72mm × 35mm × 52mm |  |  |  | ITE (Commercial) | TRG1515 |  |  | 70.9" (1.80m) |  | 1A |  |  |  | Level VI, CoC Tier 2 |  | Wall Mount (Class II) |  |  | KSC 8305 | Fixed Blade | [6 empty] | Not Applicable |  |  | 75mW (Max) |  |  | -20°C ~ 60°C |  |  |  | - |  | Box | 15 W |  |  | Europe | 12168153 |  |  | TRG15 (15W) | 2.84" L x 1.38" W x 2.05" H (72.0mm x 35.0mm x 52.0mm) | 90 ~ 264 VAC |  | 15V |  |  |  | 5 | https://www.unikeyic.com/media/pdf/EnvironmentalInformation/cincon/2a/99/7f7c/cfb400w-24s05p/2025/12/Declaration-of-EU-RoHS-Compliance.pdf | https://www.unikeyic.com/products/power-adapter/trg1515-e-01e03-vi/29311255.html
TRG1515-S-01E03 VI | CINCON | 1: 24.2053 5: 22.2603 10: 21.4715 25: 20.4701 50: 19.7441 100: 19.0439 250: 18.1561 500: 17.5121 | Australia 15W Center Positive 90VAC 264VAC AS3112 Fixed Blade 1.8m Wall Mount 72mm × 35mm × 52mm |  |  |  | ITE (Commercial) | TRG1515 |  |  | 70.9" (1.80m) |  | 1A |  |  |  | Level VI, CoC Tier 2 |  | Wall Mount (Class II) |  |  | AS 3112 | Fixed Blade | [6 empty] | Not Applicable |  |  | 75mW (Max) |  |  | -20°C ~ 60°C |  |  |  | - |  | Box | 15 W |  |  | Australia |  |  |  | TRG15 (15W) | 2.84" L x 1.38" W x 2.05" H (72.0mm x 35.0mm x 52.0mm) | 90 ~ 264 VAC |  | 15V |  |  |  | 24 | https://www.unikeyic.com/media/pdf/EnvironmentalInformation/cincon/2a/99/7f7c/cfb400w-24s05p/2025/12/Declaration-of-EU-RoHS-Compliance.pdf | https://www.unikeyic.com/products/power-adapter/trg1515-s-01e03-vi/18931241.html
TRG1515A12E03LevelVI | CINCON | 1: 21.896 10: 18.2628 25: 17.3448 50: 16.6644 100: 15.9732 250: 14.6016 500: 13.6944 | North America, 15W, 2.5mm Barrel Plug, 90V(AC), 264V(AC), 1.8m, Wall Mount, 72mm × 52mm × 35mm |  |  | Commercial |  |  |  | 1.8m | [10 empty] | - |  |  | 72mm*52mm*35mm |  |  | 264V(AC) | 90V(AC) |  |  | wall mount |  |  |  | -20℃~60℃ |  | - | 2.5 mm Barrel Plug | 15W | [5 empty] | North America | [12 empty] | 25 | https://www.unikeyic.com/media/about_us/Unikey_ISO_9001_Certification.pdf | https://www.unikeyic.com/products/power-adapter/trg1515a12e03levelvi/27186969.html
TRG1518-A-01E03 VI | CINCON | 1: 24.2053 5: 22.2603 10: 21.4715 25: 20.4701 50: 19.7441 100: 19.0439 250: 18.1561 500: 17.5121 | North America 15W Positive Center 90V(AC) 264V(AC) Fixed Blade, NEMA 1-15P 1.8m Wall Mount 72mm × 35mm × 52mm |  |  |  | ITE (Commercial) | TRG1518 |  |  | 70.9" (1.80m) |  | 830mA |  |  |  | Level VI, CoC Tier 2 |  | Wall Mount (Class II) |  |  | NEMA 1-15P | Fixed Blade | [6 empty] | Not Applicable |  |  | 75mW (Max) |  |  | -20°C ~ 60°C |  |  |  | - |  | Box | 15 W |  |  | North America |  |  |  | TRG15 (15W) | 2.84" L x 1.38" W x 2.05" H (72.0mm x 35.0mm x 52.0mm) | 90 ~ 264 VAC |  | 18V |  |  |  | 5 | https://www.unikeyic.com/media/pdf/EnvironmentalInformation/cincon/2a/99/7f7c/cfb400w-24s05p/2025/12/Declaration-of-EU-RoHS-Compliance.pdf | https://www.unikeyic.com/products/power-adapter/trg1518-a-01e03-vi/29238767.html
TRG1518-A-11E03 VI | CINCON | 1: 24.2053 5: 22.2603 10: 21.4715 25: 20.4701 50: 19.7441 100: 19.0439 250: 18.1561 500: 17.5121 | North America 15W Barrel Plug, 2.1mm I.D. x 5.5mm O.D. x 12.0mm Center Positive 90V(AC) 264V(AC) Fixed Blade NEMA 1-15P 1.8m Wall Mount 72mm × 35mm × 52mm |  |  | Commercial |  |  |  | 1.8m | [10 empty] | Fixed Blade, NEMA 1-15P |  |  | 72mm*35mm*52mm |  |  | 264V(AC) | 90V(AC) |  |  | wall mount |  |  |  | -20℃~60℃ |  | Positive center | Barrel Plug, 2.1mm I.D. x 5.5mm O.D. x 12.0mm | 15W |  |  |  |  | On sale | North America | [12 empty] | 16 | https://www.unikeyic.com/media/about_us/Unikey_ISO_9001_Certification.pdf | https://www.unikeyic.com/products/power-adapter/trg1518-a-11e03-vi/29386730.html
TRG1518-E-01E03 VI | CINCON | 1: 24.2053 5: 22.2603 10: 21.4715 25: 20.4701 50: 19.7441 100: 19.0439 250: 18.1561 500: 17.5121 | Europe 15W Center Positive 90V(AC) 264V(AC) Fixed Blade, KSC 8305 1.8m Wall Mount 72mm × 35mm × 52mm |  |  | Commercial |  |  |  | 1.8m | [10 empty] | Fixed Blade, KSC 8305 |  |  | 72mm*35mm*52mm |  |  | 264V(AC) | 90V(AC) |  |  | wall mount |  |  |  | -20℃~60℃ |  | Positive center | - | 15W |  |  |  |  | On sale | Europe |  |  | Compliant | boxed | [8 empty] | 34 | https://www.unikeyic.com/media/about_us/Unikey_ISO_9001_Certification.pdf | https://www.unikeyic.com/products/power-adapter/trg1518-e-01e03-vi/29198568.html
TRG1518-S-01E03 VI | CINCON | 1: 24.2053 5: 22.2603 10: 21.4715 25: 20.4701 50: 19.7441 100: 19.0439 250: 18.1561 500: 17.5121 | Australia 15W Center Positive 90VAC 264VAC AS3112 Fixed Blade 1.8m Wall Mount 72mm × 35mm × 52mm |  |  |  | ITE (Commercial) | TRG1518 |  |  | 70.9" (1.80m) |  | 830mA |  |  |  | Level VI, CoC Tier 2 |  | Wall Mount (Class II) |  |  | AS 3112 | Fixed Blade | [6 empty] | Not Applicable |  |  | 75mW (Max) |  |  | -20°C ~ 60°C |  |  |  | - |  | Box | 15 W |  |  | Australia | 12168105 |  |  | TRG15 (15W) | 2.84" L x 1.38" W x 2.05" H (72.0mm x 35.0mm x 52.0mm) | 90 ~ 264 VAC |  | 18V |  |  |  | 22 | https://www.unikeyic.com/media/pdf/EnvironmentalInformation/cincon/2a/99/7f7c/cfb400w-24s05p/2025/12/Declaration-of-EU-RoHS-Compliance.pdf | https://www.unikeyic.com/products/power-adapter/trg1518-s-01e03-vi/11528589.html
TRG1524-A-01E03 VI | CINCON | 1: 24.2053 5: 22.2603 10: 21.4715 25: 20.4701 50: 19.7441 100: 19.0439 250: 18.1561 500: 17.5121 | North America 15W Positive Center 90V(AC) 264V(AC) Fixed Blade, NEMA 1-15P 1.8m Wall Mount 72mm × 35mm × 52mm |  |  |  | ITE (Commercial) | TRG1524 |  |  | 70.9" (1.80m) |  | 630mA |  |  |  | Level VI, CoC Tier 2 |  | Wall Mount (Class II) |  |  | NEMA 1-15P | Fixed Blade | [6 empty] | Not Applicable |  |  | 75mW (Max) |  |  | -20°C ~ 60°C |  |  |  | - |  | Box | 15 W |  |  | North America | 12168090 |  |  | TRG15 (15W) | 2.84" L x 1.38" W x 2.05" H (72.0mm x 35.0mm x 52.0mm) | 90 ~ 264 VAC |  | 24V |  |  |  | 20 | https://www.unikeyic.com/media/pdf/EnvironmentalInformation/cincon/2a/99/7f7c/cfb400w-24s05p/2025/12/Declaration-of-EU-RoHS-Compliance.pdf | https://www.unikeyic.com/products/power-adapter/trg1524-a-01e03-vi/21577834.html
TRG1524-A-11E03 VI | CINCON | 1: 24.2053 5: 22.2603 10: 21.4715 25: 20.4701 50: 19.7441 100: 19.0439 250: 18.1561 500: 17.5121 | 24V 15W AC/DC external (Class II) |  |  |  | ITE (Commercial) | TRG1524 |  |  | 70.9" (1.80m) |  | 630mA |  |  |  | Level VI, CoC Tier 2 |  | Wall Mount (Class II) |  |  | NEMA 1-15P | Fixed Blade | [6 empty] | Not Applicable |  |  | 75mW (Max) |  |  | -20°C ~ 60°C |  |  |  | Barrel Plug, 2.1mm I.D. x 5.5mm O.D. x 12.0mm |  | Box | 15 W |  |  | North America |  |  |  | TRG15 (15W) | 2.84" L x 1.38" W x 2.05" H (72.0mm x 35.0mm x 52.0mm) | 90 ~ 264 VAC |  | 24V |  |  | 0.309 lb (140.0 g) | 8 | https://www.unikeyic.com/media/pdf/HTMLDatasheet/cincon/00/3a/9f15/trg1515-a-11e03-vi/2025/11/trg30r120v-11e03-gy-bk-vi.pdf | https://www.unikeyic.com/products/power-adapter/trg1524-a-11e03-vi/11969920.html
TRG30R150V-01E03 VI | CINCON | 1: 44.8013 5: 41.1968 10: 39.7348 25: 37.8833 50: 36.5394 100: 35.2434 250: 33.6003 | International 30W Barrel Plug R/A, 2.1mm I.D. x 5.5mm O.D. x 12.0mm Center Positive 90V(AC) 264V(AC) Multi-Blade (Sold Separately) 1.8m Wall Mount 57mm × 57.6mm × 33.5mm |  |  |  | ITE (Commercial) | TRG30R150 |  |  | 70.9" (1.80m) |  | 2A |  |  |  | Level VI, CoC Tier 2 |  | Wall Mount (Class II) |  |  | Multi-Blade (Sold Separately) | Multi-Blade (Sold Separately) | [6 empty] | Not Applicable |  |  | 75mW (Max) |  |  | -20°C ~ 60°C |  |  |  | Barrel Plug R/A, 2.1mm I.D. x 5.5mm O.D. x 12.0mm |  | Box | 30 W |  |  | International | 12168079 |  |  | TRG30R V (30W) | 2.24" L x 2.27" W x 1.32" H (57.0mm x 57.6mm x 33.5mm) | 90 ~ 264 VAC |  | 15V |  |  |  | 41 | https://www.unikeyic.com/media/pdf/EnvironmentalInformation/cincon/2a/99/7f7c/cfb400w-24s05p/2025/12/Declaration-of-EU-RoHS-Compliance.pdf | https://www.unikeyic.com/products/power-adapter/trg30r150v-01e03-vi/28724704.html
TRG30R240V-01E03-GY-BK VI | CINCON | 1: 47.4918 5: 43.6693 10: 42.1197 25: 40.156 50: 38.7318 100: 37.358 250: 35.6165 | International 30W Barrel Plug R/A, 2.1mm I.D. x 5.5mm O.D. x 12.0mm Center Positive 90V(AC) 264V(AC) Multi-Blade (Sold Separately) 1.8m Wall Mount 57mm × 57.6mm × 33.5mm |  |  |  | ITE (Commercial) | TRG30R240 |  |  | 70.9" (1.80m) |  | 1.25A |  |  |  | Level VI, CoC Tier 2 |  | Wall Mount (Class II) |  |  | Multi-Blade (Sold Separately) | Multi-Blade (Sold Separately) | [6 empty] | Not Applicable |  |  | 75mW (Max) |  |  | -20°C ~ 60°C |  |  |  | Barrel Plug R/A, 2.1mm I.D. x 5.5mm O.D. x 12.0mm |  | Box | 30 W |  |  | International | 12168099 |  |  | TRG30R V (30W) | 2.24" L x 2.27" W x 1.32" H (57.0mm x 57.6mm x 33.5mm) | 90 ~ 264 VAC |  | 24V |  |  |  | 55 | https://www.unikeyic.com/media/pdf/EnvironmentalInformation/cincon/2a/99/7f7c/cfb400w-24s05p/2025/12/Declaration-of-EU-RoHS-Compliance.pdf | https://www.unikeyic.com/products/power-adapter/trg30r240v-01e03-gy-bk-vi/12081097.html
TRG30R240V11E03GYBKVI | CINCON | 1: 44.7768 5: 41.1739 10: 39.7127 25: 37.8622 50: 36.5191 100: 35.2238 250: 33.5817 | International 30W Barrel Plug R/A, 2.1mm I.D. x 5.5mm O.D. x 12.0mm Center Positive 90V(AC) 264V(AC) Multi-Blade (Sold Separately) 1.8m Wall Mount 107.8mm × 57.6mm × 33.5mm |  |  |  | ITE (Commercial) | TRG30R240 |  |  | 70.9" (1.80m) |  | 1.25A |  |  |  | Level VI, CoC Tier 2 |  | Wall Mount (Class II) |  |  | Multi-Blade (Sold Separately) | Multi-Blade (Sold Separately) | [6 empty] | Not Applicable |  |  | 75mW (Max) |  |  | -20°C ~ 60°C |  |  |  | Barrel Plug R/A, 2.1mm I.D. x 5.5mm O.D. x 12.0mm |  | Box | 30 W |  |  | International |  |  |  | TRG30R V (30W) | 4.24" L x 2.27" W x 1.32" H (107.8mm x 57.6mm x 33.5mm) | 90 ~ 264 VAC |  | 24V |  |  | 0.662 lb (300.28 g) | 151 | https://www.unikeyic.com/media/datasheet/d8/d5/a8e0/d8d5a8e085699c822adc64e2e230699c.pdf | https://www.unikeyic.com/products/power-adapter/trg30r240v11e03gybkvi/28528918.html
TRH100A120-11E12 VI | CINCON | 1: 85.7778 5: 78.8818 10: 76.0841 30: 71.8513 60: 69.3029 120: 66.845 | Barrel Plug, 2.1mm ID x 5.5mm OD x 12mm, Center Positive, 90V/264V AC, IEC 320-C14, Cord Sold Sep, 1.22m, Desktop Mount, 142mm × 58mm × 37mm |  |  | Commercial |  |  |  | 1.22m | [10 empty] | Cord (Sold Separately), IEC 320-C14 |  |  | 142mm*58mm*37mm |  |  | 264V(AC) | 90V(AC) |  |  | desktop mounting |  |  |  | -30℃~70℃ |  | Positive center | Barrel Plug, 2.1mm I.D. x 5.5mm O.D. x 12.0mm | 100W |  |  |  |  | On sale | International |  |  | Compliant | boxed | [8 empty] | 579 | https://www.unikeyic.com/media/about_us/Unikey_ISO_9001_Certification.pdf | https://www.unikeyic.com/products/power-adapter/trh100a120-11e12-vi/29462574.html
TRH100A180-11E12 VI | CINCON | 1: 85.7778 5: 78.8818 10: 76.0841 30: 71.8513 60: 69.3029 120: 66.845 | Barrel Plug, 2.1mm ID x 5.5mm OD x 12mm, Center Positive, 90V/264V AC, IEC 320-C14, Cord Sold Sep, 1.22m, Desktop Mount, 142mm × 58mm × 37mm |  |  |  | ITE (Commercial) | TRH100 |  |  | 48" (1.22m) |  | 5.56A |  |  |  | Level VI, CoC Tier 2 |  | Desktop (Class I) |  |  | IEC 320-C14 | Cord (Sold Separately) | [6 empty] | Not Applicable |  |  | 150mW (Max) |  |  | -30°C ~ 70°C |  |  |  | Barrel Plug, 2.1mm I.D. x 5.5mm O.D. x 12.0mm |  | Box | 100 W |  |  | International | 9685153 |  |  | TRH100A (100W) | 5.59" L x 2.28" W x 1.46" H (142.0mm x 58.0mm x 37.0mm) | 90 ~ 264 VAC |  | 18V |  |  | 1.069 lbs (485.00 g) | 28 | https://www.unikeyic.com/media/pdf/PartNumberingGuide/cincon/00/3a/9f15/trg1515-a-11e03-vi/2025/12/Switching-Adapter-Part-Number-Configuration.pdf | https://www.unikeyic.com/products/power-adapter/trh100a180-11e12-vi/29033073.html
TRH100A360-11E12 VI | CINCON | 1: 83.4329 5: 76.7226 10: 74.0007 30: 69.8839 60: 67.4052 120: 65.0144 | International 100W Barrel Plug, 2.1mm I.D. x 5.5mm O.D. x 12.0mm, Center Positive, 90VAC 264VAC, Cord Sold Separately, IEC 320-C14, 1.22m, Desktop Mount, 142mm × 58mm × 37mm |  |  |  | ITE (Commercial) | TRH100 |  |  | 48" (1.22m) |  | 2.78A |  |  |  | Level VI, CoC Tier 2 |  | Desktop (Class I) |  |  | IEC 320-C14 | Cord (Sold Separately) | [6 empty] | Not Applicable |  |  | 150mW (Max) |  |  | -30°C ~ 70°C |  |  |  | Barrel Plug, 2.1mm I.D. x 5.5mm O.D. x 12.0mm |  | Box | 100 W |  |  | International | 9685155 |  |  | TRH100A (100W) | 5.59" L x 2.28" W x 1.46" H (142.0mm x 58.0mm x 37.0mm) | 90 ~ 264 VAC |  | 36V |  |  | 1.069 lbs (485.00 g) | 19 | https://www.unikeyic.com/media/pdf/EnvironmentalInformation/cincon/2a/99/7f7c/cfb400w-24s05p/2025/12/Declaration-of-EU-RoHS-Compliance.pdf | https://www.unikeyic.com/products/power-adapter/trh100a360-11e12-vi/12156936.html
TRH21A150-01E03 VI | CINCON | 1: 19.5695 5: 17.9986 10: 17.361 30: 16.3949 | Intl Barrel Plug R/A, 2.1mm ID x 5.5mm OD x 12.0mm, Center Positive, 90VAC/264VAC, IEC 320-C8, Cord Sold Separate, 1.8m, Desktop Mount, 76.2mm × 45.2mm × 22.1mm |  |  |  | ITE (Commercial) |  |  |  | 70.9" (1.80m) |  | 1.4A |  |  |  | Level VI, CoC Tier 2 |  | Desktop (Class II) |  |  | IEC 320-C8 | Cord (Sold Separately) | [6 empty] | Not Applicable |  |  | 75mW (Max) |  |  | -20°C ~ 70°C |  |  |  | Barrel Plug R/A, 2.1mm I.D. x 5.5mm O.D. x 12.0mm |  | Box | 21 W |  |  | International | 9685100 |  |  | TRH21A (20W) | 3.00" L x 1.78" W x 0.87" H (76.2mm x 45.2mm x 22.1mm) | 90 ~ 264 VAC |  | 15V |  |  | 0.309 lb (140.0 g) | 41 | https://www.unikeyic.com/media/pdf/HTMLDatasheet/cincon/00/3a/9f15/trg1515-a-11e03-vi/2025/11/trg30r120v-11e03-gy-bk-vi.pdf | https://www.unikeyic.com/products/power-adapter/trh21a150-01e03-vi/12108339.html
TRH21A180-01E03 VI | CINCON | 1: 19.5695 5: 17.9986 | International 22W Barrel Plug R/A, 2.1mm I.D. x 5.5mm O.D. x 12.0mm Center Positive 90V(AC) 264V(AC) Cord Sold Separately, IEC 320-C8 1.8m Desktop Mount 76.2mm × 45.2mm × 22.1mm |  |  |  | ITE (Commercial) |  |  |  | 70.9" (1.80m) |  | 1.2A |  |  |  | Level VI, CoC Tier 2 |  | Desktop (Class II) |  |  | IEC 320-C8 | Cord (Sold Separately) | [6 empty] | Not Applicable |  |  | 75mW (Max) |  |  | -20°C ~ 70°C |  |  |  | Barrel Plug R/A, 2.1mm I.D. x 5.5mm O.D. x 12.0mm |  | Box | 22 W |  |  | International |  |  |  | TRH21A (20W) | 3.00" L x 1.78" W x 0.87" H (76.2mm x 45.2mm x 22.1mm) | 90 ~ 264 VAC |  | 18V |  |  | 0.309 lb (140.0 g) | 8 | https://www.unikeyic.com/media/pdf/HTMLDatasheet/cincon/00/3a/9f15/trg1515-a-11e03-vi/2025/11/trg30r120v-11e03-gy-bk-vi.pdf | https://www.unikeyic.com/products/power-adapter/trh21a180-01e03-vi/12079741.html
TRH25150-A-01E03 VI | CINCON | 1: 21.3636 5: 19.6431 10: 18.9473 | North America 25W 90V-264V AC Fixed Blade NEMA 1-15P 1.8m Wall Mount 72mm × 35mm × 52mm |  |  |  | ITE (Commercial) |  |  |  | 70.9" (1.80m) |  | 1.67A |  |  |  | Level VI, CoC Tier 2 |  | Wall Mount (Class II) |  |  | NEMA 1-15P | Fixed Blade | [6 empty] | Not Applicable |  |  | 75mW (Max) |  |  | -20°C ~ 60°C |  |  |  | - |  | Box | 25 W |  |  | North America | 12168142 |  |  | TRH25 (25W) | 2.84" L x 1.38" W x 2.05" H (72.0mm x 35.0mm x 52.0mm) | 90 ~ 264 VAC |  | 15V |  |  |  | 13 | https://www.unikeyic.com/media/pdf/EnvironmentalInformation/cincon/2a/99/7f7c/cfb400w-24s05p/2025/12/Declaration-of-EU-RoHS-Compliance.pdf | https://www.unikeyic.com/products/power-adapter/trh25150-a-01e03-vi/29153620.html
TRH25180-A-01E03 VI | CINCON | 1: 21.3636 5: 19.6431 | North America 25W 90V-264V AC Fixed Blade NEMA 1-15P 1.8m Wall Mount 72mm × 35mm × 52mm |  |  |  | ITE (Commercial) |  |  |  | 70.9" (1.80m) |  | 1.4A |  |  |  | Level VI, CoC Tier 2 |  | Wall Mount (Class II) |  |  | NEMA 1-15P | Fixed Blade | [6 empty] | Not Applicable |  |  | 75mW (Max) |  |  | -20°C ~ 60°C |  |  |  | - |  | Box | 25 W |  |  | North America |  |  |  | TRH25 (25W) | 2.84" L x 1.38" W x 2.05" H (72.0mm x 35.0mm x 52.0mm) | 90 ~ 264 VAC |  | 18V |  |  |  | 5 | https://www.unikeyic.com/media/pdf/EnvironmentalInformation/cincon/2a/99/7f7c/cfb400w-24s05p/2025/12/Declaration-of-EU-RoHS-Compliance.pdf | https://www.unikeyic.com/products/power-adapter/trh25180-a-01e03-vi/17464360.html
TRH25240-A-01E03 VI | CINCON | 1: 25.7155 | North America Barrel Plug R/A, 2.1mm I.D. x 5.5mm O.D. x 12.0mm, 90V(AC) 264V(AC), Fixed Blade NEMA 1-15P, 1.8m, Wall Mount, 72mm × 35mm × 52mm |  |  |  | ITE (Commercial) |  |  |  | 70.9" (1.80m) |  | 1.05A |  |  |  | Level VI, CoC Tier 2 |  | Wall Mount (Class II) |  |  | NEMA 1-15P | Fixed Blade | [6 empty] | Not Applicable |  |  | 75mW (Max) |  |  | -20°C ~ 60°C |  |  |  | Barrel Plug R/A, 2.1mm I.D. x 5.5mm O.D. x 12.0mm |  | Box | 25 W |  |  | North America |  |  |  | TRH25 (25W) | 2.84" L x 1.38" W x 2.05" H (72.0mm x 35.0mm x 52.0mm) | 90 ~ 264 VAC |  | 24V |  |  | 0.309 lb (140.0 g) | 4 | https://www.unikeyic.com/media/pdf/PartNumberingGuide/cincon/00/3a/9f15/trg1515-a-11e03-vi/2025/12/Switching-Adapter-Part-Number-Configuration.pdf | https://www.unikeyic.com/products/power-adapter/trh25240-a-01e03-vi/28836248.html
TRH50A120-11E01 VI | CINCON | 1: 44.7369 5: 41.1405 10: 39.6808 25: 37.8314 50: 36.4893 100: 35.1952 250: 33.5546 | International 50W Barrel Plug R/A, 2.1mm I.D. x 5.5mm O.D. x 12.0mm, Center Positive, 90V(AC) 264V(AC), IEC 320-C14, Cord (Sold Separately), 72cm, Desktop Mount, 120mm × 52mm × 31mm |  |  | Commercial |  |  |  | 72cm | [10 empty] | IEC 320-C14, Cord (Sold Separately) |  |  | 120mm*52mm*31mm |  |  | 264V(AC) | 90V(AC) |  |  | desktop mounting |  |  |  | -20℃~70℃ |  | Positive center | Barrel Plug R/A, 2.1mm I.D. x 5.5mm O.D. x 12.0mm | 50W |  |  |  |  | On sale | International |  |  | Compliant | boxed | [8 empty] | 830 | https://www.unikeyic.com/media/about_us/Unikey_ISO_9001_Certification.pdf | https://www.unikeyic.com/products/power-adapter/trh50a120-11e01-vi/28963769.html
TRH50A180-01E03 VI | CINCON | 1: 44.7369 5: 41.1405 10: 39.6808 25: 37.8314 50: 36.4893 100: 35.1952 250: 33.5546 | International 50W Barrel Plug R/A,2.1mm I.D. x 5.5mm O.D. x 12.0mm Positive center 90V(AC) 264V(AC) IEC 320-C14，Cord (Sold Separately) 1.8m desktop mounting 120mm*52mm*31mm |  |  | Commercial |  |  |  | 1.8m | [10 empty] | IEC 320-C14, Cord (Sold Separately) |  |  | 120mm*52mm*31mm |  |  | 264V(AC) | 90V(AC) |  |  | desktop mounting |  |  |  | -20℃~70℃ |  | Positive center | Barrel Plug R/A, 2.1mm I.D. x 5.5mm O.D. x 12.0mm | 50W |  |  |  |  | On sale | International |  |  | Compliant | boxed | [8 empty] | 23 | https://www.unikeyic.com/media/about_us/Unikey_ISO_9001_Certification.pdf | https://www.unikeyic.com/products/power-adapter/trh50a180-01e03-vi/12306840.html
TRH50A180-11E01 VI | CINCON | 1: 44.7369 5: 41.1405 10: 39.6808 25: 37.8314 50: 36.4893 100: 35.1952 250: 33.5546 | Barrel Plug R/A, 2.1mm ID x 5.5mm OD x 12.0mm, Center Positive, 90VAC/264VAC, IEC 320-C14, Cord Sold Sep, 50W, 72cm, Desk Mount, 120mm × 52mm × 31mm |  |  |  | ITE (Commercial) | TRH50A180 |  |  | 28.35" (720mm) |  | 2.8A |  |  |  | Level VI, CoC Tier 2 |  | Desktop (Class I) |  |  | IEC 320-C14 | Cord (Sold Separately) | [6 empty] | Not Applicable |  |  | 150mW (Max) |  |  | -20°C ~ 70°C |  |  |  | Barrel Plug R/A, 2.1mm I.D. x 5.5mm O.D. x 12.0mm |  | Box | 50 W |  |  | International |  |  |  | TRH50A (50W) | 4.72" L x 2.05" W x 1.22" H (120.0mm x 52.0mm x 31.0mm) | 90 ~ 264 VAC |  | 18V |  |  | 0.662 lb (300.28 g) | 15 | https://www.unikeyic.com/media/pdf/PartNumberingGuide/cincon/00/3a/9f15/trg1515-a-11e03-vi/2025/12/Switching-Adapter-Part-Number-Configuration.pdf | https://www.unikeyic.com/products/power-adapter/trh50a180-11e01-vi/12368057.html
TRH50A190-01E03 VI | CINCON | 1: 44.7369 5: 41.1405 10: 39.6808 25: 37.8314 50: 36.4893 100: 35.1952 250: 33.5546 | International 50W Barrel Plug R/A,2.1mm I.D. x 5.5mm O.D. x 12.0mm Positive center 90V(AC) 264V(AC) IEC 320-C14，Cord (Sold Separately) 1.8m desktop mounting 120mm*52mm*31mm |  |  |  | ITE (Commercial) | TRH50A190 |  |  | 70.9" (1.80m) |  | 2.65A |  |  |  | Level VI, CoC Tier 2 |  | Desktop (Class I) |  |  | IEC 320-C14 | Cord (Sold Separately) | [6 empty] | Not Applicable |  |  | 150mW (Max) |  |  | -20°C ~ 70°C |  |  |  | Barrel Plug R/A, 2.1mm I.D. x 5.5mm O.D. x 12.0mm |  | Box | 50 W |  |  | International | 12168191 |  |  | TRH50A (50W) | 4.72" L x 2.05" W x 1.22" H (120.0mm x 52.0mm x 31.0mm) | 90 ~ 264 VAC |  | 19V |  |  |  | 25 | https://www.unikeyic.com/media/pdf/EnvironmentalInformation/cincon/2a/99/7f7c/cfb400w-24s05p/2025/12/Declaration-of-EU-RoHS-Compliance.pdf | https://www.unikeyic.com/products/power-adapter/trh50a190-01e03-vi/29080042.html
TRH50A240-01E03 VI | CINCON | 1: 44.7369 5: 41.1405 10: 39.6808 25: 37.8314 50: 36.4893 100: 35.1952 250: 33.5546 | International 50W Barrel Plug R/A,2.1mm I.D. x 5.5mm O.D. x 12.0mm Positive center 90V(AC) 264V(AC) Cord (Sold Separately)，IEC 320-C14 1.8m desktop mounting 120mm*52mm*31mm |  |  | Commercial |  |  |  | 1.8m | [10 empty] | Cord (Sold Separately), IEC 320-C14 |  |  | 120mm*52mm*31mm |  |  | 264V(AC) | 90V(AC) |  |  | desktop mounting |  |  |  | -20℃~70℃ |  | Positive center | Barrel Plug R/A, 2.1mm I.D. x 5.5mm O.D. x 12.0mm | 50W |  |  |  |  | On sale | International |  |  | Compliant | boxed | [8 empty] | 45 | https://www.unikeyic.com/media/about_us/Unikey_ISO_9001_Certification.pdf | https://www.unikeyic.com/products/power-adapter/trh50a240-01e03-vi/12569049.html
TRH50A280-01E03 VI | CINCON | 1: 47.4274 5: 43.6086 10: 42.0624 25: 40.1011 50: 38.6788 100: 37.307 250: 35.5678 | International 50W Barrel Plug R/A, 2.1mm ID x 5.5mm OD x 12.0mm, Center Positive, 90VAC/264VAC, IEC 320-C14, Cord (Sold Sep), 1.8m, Desktop Mount, 120mm × 52mm × 31mm |  |  |  | ITE (Commercial) | TRH50A280 |  |  | 70.9" (1.80m) |  | 1.8A |  |  |  | Level VI, CoC Tier 2 |  | Desktop (Class I) |  |  | IEC 320-C14 | Cord (Sold Separately) | [6 empty] | Not Applicable |  |  | 150mW (Max) |  |  | -20°C ~ 70°C |  |  |  | Barrel Plug R/A, 2.1mm I.D. x 5.5mm O.D. x 12.0mm |  | Box | 50 W |  |  | International |  |  |  | TRH50A (50W) | 4.72" L x 2.05" W x 1.22" H (120.0mm x 52.0mm x 31.0mm) | 90 ~ 264 VAC |  | 28V |  |  |  | 249 | https://www.unikeyic.com/media/pdf/EnvironmentalInformation/cincon/2a/99/7f7c/cfb400w-24s05p/2025/12/Declaration-of-EU-RoHS-Compliance.pdf | https://www.unikeyic.com/products/power-adapter/trh50a280-01e03-vi/29316168.html
TRH50A360-01E03 VI | CINCON | 1: 44.7369 5: 41.1405 10: 39.6808 25: 37.8314 50: 36.4893 100: 35.1952 250: 33.5546 | 50W Barrel Plug R/A, 2.1mm ID x 5.5mm OD x 12.0mm, Center Positive, 90VAC 264VAC, Cord Sold Sep, IEC 320-C14 1.8m, Desktop Mount, 120mm × 52mm × 31mm |  |  |  | ITE (Commercial) | TRH50A360 |  |  | 70.9" (1.80m) |  | 1.4A |  |  |  | Level VI, CoC Tier 2 |  | Desktop (Class I) |  |  | IEC 320-C14 | Cord (Sold Separately) | [6 empty] | Not Applicable |  |  | 150mW (Max) |  |  | -20°C ~ 70°C |  |  |  | Barrel Plug R/A, 2.1mm I.D. x 5.5mm O.D. x 12.0mm |  | Box | 50 W |  |  | International | 12168169 |  |  | TRH50A (50W) | 4.72" L x 2.05" W x 1.22" H (120.0mm x 52.0mm x 31.0mm) | 90 ~ 264 VAC |  | 36V |  |  |  | 7 | https://www.unikeyic.com/media/pdf/EnvironmentalInformation/cincon/2a/99/7f7c/cfb400w-24s05p/2025/12/Declaration-of-EU-RoHS-Compliance.pdf | https://www.unikeyic.com/products/power-adapter/trh50a360-01e03-vi/12180640.html
TRH70A180-01E03 VI | CINCON | 1: 24.15 5: 21.9996 10: 21.3408 25: 20.2716 50: 18.921 100: 17.598 | Desktop AC Adapters Switchi | [6 empty] | - | [10 empty] | - | [5 empty] | - | - | [8 empty] | - | - | - | [5 empty] | - | [12 empty] | 18 | https://www.unikeyic.com/media/about_us/Unikey_ISO_9001_Certification.pdf | https://www.unikeyic.com/products/power-adapter/trh70a180-01e03-vi/25722890.html
TRH70A180-11E03 VI | CINCON | 1: 47.5308 5: 43.7033 10: 42.1546 25: 40.189 50: 38.7634 100: 37.3885 250: 36.3908 | International 70W Barrel Plug R/A, 2.1mm I.D. x 5.5mm O.D. x 12.0mm, Center Positive, 90VAC/264VAC, Cord Sold Separately, IEC 320-C14, 1.8m, Desktop Mount, 120mm × 52mm × 31mm |  |  |  | ITE (Commercial) | TRH70A180 |  |  | 70.9" (1.80m) |  | 3.9A |  |  |  | Level VI, CoC Tier 2 |  | Desktop (Class I) |  |  | IEC 320-C14 | Cord (Sold Separately) | [6 empty] | Not Applicable |  |  | 150mW (Max) |  |  | -20°C ~ 70°C |  |  |  | Barrel Plug R/A, 2.1mm I.D. x 5.5mm O.D. x 12.0mm |  | Box | 70 W |  |  | International |  |  |  | TRH70A (70W) | 4.72" L x 2.05" W x 1.22" H (120.0mm x 52.0mm x 31.0mm) | 90 ~ 264 VAC |  | 18V |  |  | 0.662 lb (300.28 g) | 255 | https://www.unikeyic.com/media/pdf/PartNumberingGuide/cincon/00/3a/9f15/trg1515-a-11e03-vi/2025/12/Switching-Adapter-Part-Number-Configuration.pdf | https://www.unikeyic.com/products/power-adapter/trh70a180-11e03-vi/28381321.html
TRH70A190-01E03 VI | CINCON | 1: 47.5575 5: 43.7277 10: 42.1781 25: 40.2113 50: 38.7849 100: 37.4093 250: 35.6654 | International 70W Barrel Plug R/A,2.1mm I.D. x 5.5mm O.D. x 12.0mm Positive center 90V(AC) 264V(AC) IEC 320-C14，Cord (Sold Separately) 1.8m desktop mounting 120mm*52mm*31mm |  |  |  | ITE (Commercial) | TRH70A190 |  |  | 70.9" (1.80m) |  | 3.7A |  |  |  | Level VI, CoC Tier 2 |  | Desktop (Class I) |  |  | IEC 320-C14 | Cord (Sold Separately) | [6 empty] | Not Applicable |  |  | 150mW (Max) |  |  | -20°C ~ 70°C |  |  |  | Barrel Plug R/A, 2.1mm I.D. x 5.5mm O.D. x 12.0mm |  | Box | 70 W |  |  | International |  |  |  | TRH70A (70W) | 4.72" L x 2.05" W x 1.22" H (120.0mm x 52.0mm x 31.0mm) | 90 ~ 264 VAC |  | 19V |  |  |  | 3 | https://www.unikeyic.com/media/datasheet/f5/56/10ad/f5/0c31722087fa1cf0805d87be29248df2.pdf | https://www.unikeyic.com/products/power-adapter/trh70a190-01e03-vi/27438453.html
TRH70A240-02E03-Level-VI | CINCON | 10: 25.6905 | Universal 70W 2.1mm Barrel Plug 90VAC 264VAC 1.8m Desktop Mount 120mm × 52mm × 31mm |  |  | Commercial |  |  |  | 1.8m | [10 empty] | - |  |  | 120mm*52mm*31mm |  |  | 264V(AC) | 90V(AC) |  |  | desktop mounting |  |  |  | -20℃~70℃ |  | - | 2.1 mm Barrel Plug | 70W | [5 empty] | Universal | [12 empty] | 218 | https://www.unikeyic.com/media/about_us/Unikey_ISO_9001_Certification.pdf | https://www.unikeyic.com/products/power-adapter/trh70a240-02e03-level-vi/29356951.html
TRH70A240-11E03-Level-VI | CINCON |  | Universal 70W Barrel Connector, 2.1mm Plug (2.1x5.5), Center Positive, 90VAC-264VAC, 1.8m, Desktop Mount, 120mm × 52mm × 31mm |  |  | Commercial |  |  |  | 1.8m | [10 empty] | - |  |  | 120mm*52mm*31mm |  |  | 264V(AC) | 90V(AC) |  |  | desktop mounting |  |  |  | -20℃~70℃ |  | Positive center | Barrel Connector, 2.1 mm Barrel Plug (2.1x5.5) | 70W | [5 empty] | Universal | [13 empty] | https://www.unikeyic.com/media/about_us/Unikey_ISO_9001_Certification.pdf | https://www.unikeyic.com/products/power-adapter/trh70a240-11e03-level-vi/28777562.html
TRH70A280-01E03 VI | CINCON | 1: 50.4096 5: 46.3514 10: 44.7077 25: 42.6241 50: 41.1121 100: 39.6541 250: 37.8053 | Barrel Plug R/A, 2.1mm ID x 5.5mm OD x 12.0mm, Center Positive, 90VAC/264VAC, IEC 320-C14, 1.8m Cord (Sold Separately), Desktop Mount, 120mm × 52mm × 31mm |  |  | Commercial |  |  |  | 1.8m | [10 empty] | Cord (Sold Separately), IEC 320-C14 |  |  | 120mm*52mm*31mm |  |  | 264V(AC) | 90V(AC) |  |  | desktop mounting |  |  |  | -20℃~70℃ |  | Positive center | Barrel Plug R/A, 2.1mm I.D. x 5.5mm O.D. x 12.0mm | 70W |  |  |  |  | On sale | International |  |  | Compliant | boxed | [8 empty] | 970 | https://www.unikeyic.com/media/about_us/Unikey_ISO_9001_Certification.pdf | https://www.unikeyic.com/products/power-adapter/trh70a280-01e03-vi/28364908.html
TRH70A360-01E03 VI | CINCON | 1: 50.4096 5: 46.3514 10: 44.7077 25: 42.6241 50: 41.1121 100: 39.6541 250: 37.8053 | International Power Cord, 72W Barrel Plug R/A 2.1mm ID x 5.5mm OD x 12mm, Center Positive, 90VAC/264VAC, IEC 320-C14, 1.8m, Desktop Mount, 120mm × 52mm × 31mm |  |  |  | ITE (Commercial) | TRH70A360 |  |  | 70.9" (1.80m) |  | 2A |  |  |  | Level VI, CoC Tier 2 |  | Desktop (Class I) |  |  | IEC 320-C14 | Cord (Sold Separately) | [6 empty] | Not Applicable |  |  | 150mW (Max) |  |  | -20°C ~ 70°C |  |  |  | Barrel Plug R/A, 2.1mm I.D. x 5.5mm O.D. x 12.0mm |  | Box | 72 W |  |  | International |  |  |  | TRH70A (70W) | 4.72" L x 2.05" W x 1.22" H (120.0mm x 52.0mm x 31.0mm) | 90 ~ 264 VAC |  | 36V |  |  |  | 80 | https://www.unikeyic.com/media/pdf/EnvironmentalInformation/cincon/2a/99/7f7c/cfb400w-24s05p/2025/12/Declaration-of-EU-RoHS-Compliance.pdf | https://www.unikeyic.com/products/power-adapter/trh70a360-01e03-vi/29296928.html
TRH70A480-01E03 VI | CINCON | 1: 47.5575 5: 43.7277 10: 42.1781 25: 40.2113 50: 38.7849 100: 37.4093 250: 35.6654 | Barrel Plug R/A, 2.1mm ID x 5.5mm OD x 12.0mm, Center Positive, 90VAC/264VAC, 72W, IEC 320-C14, Desktop Mount, 120mm × 52mm × 31mm |  |  | Commercial |  |  |  | 1.8m | [10 empty] | Cord (Sold Separately), IEC 320-C14 |  |  | 120mm*52mm*31mm |  |  | 264V(AC) | 90V(AC) |  |  | desktop mounting |  |  |  | -20℃~70℃ |  | Positive center | Barrel Plug R/A, 2.1mm I.D. x 5.5mm O.D. x 12.0mm | 72W |  |  |  |  | On sale | International |  |  | Compliant | boxed | [8 empty] | 5 | https://www.unikeyic.com/media/about_us/Unikey_ISO_9001_Certification.pdf | https://www.unikeyic.com/products/power-adapter/trh70a480-01e03-vi/28780124.html
TRH70A480-11E03 VI | CINCON | 1: 47.5575 5: 43.7277 10: 42.1781 25: 40.2113 50: 38.7849 100: 37.4093 250: 36.4111 | International 72W Barrel Plug R/A, 2.1mm ID x 5.5mm OD x 12.0mm, Center Positive, 90VAC 264VAC, IEC 320-C14, Cord Sold Separately, 1.8m, Desktop Mount, 120mm × 52mm × 31mm |  |  |  | ITE (Commercial) | TRH70A480 |  |  | 70.9" (1.80m) |  | 1.5A |  |  |  | Level VI, CoC Tier 2 |  | Desktop (Class I) |  |  | IEC 320-C14 | Cord (Sold Separately) | [6 empty] | Not Applicable |  |  | 150mW (Max) |  |  | -20°C ~ 70°C |  |  |  | Barrel Plug R/A, 2.1mm I.D. x 5.5mm O.D. x 12.0mm |  | Box | 72 W |  |  | International | 9685149 |  |  | TRH70A (70W) | 4.72" L x 2.05" W x 1.22" H (120.0mm x 52.0mm x 31.0mm) | 90 ~ 264 VAC |  | 48V |  |  | 0.662 lb (300.28 g) | 84 | https://www.unikeyic.com/media/pdf/PartNumberingGuide/cincon/00/3a/9f15/trg1515-a-11e03-vi/2025/12/Switching-Adapter-Part-Number-Configuration.pdf | https://www.unikeyic.com/products/power-adapter/trh70a480-11e03-vi/11998316.html
TUNS700F48-Y1 | COSEL | 1: 217.855 5: 213.894 10: 213.894 | POWER SUPPLY, AC-DC, 48V, 14.6A; | [6 empty] | - | [5 empty] | TUNS700F48-Y1 COSEL |  |  |  |  | - | [5 empty] | - | - | [8 empty] | - | - | - | [5 empty] | - | [12 empty] | 3 | https://www.unikeyic.com/media/datasheet/3c/5b/53a7/3c/14c7d4b932c6be7bc311a0aa9329311e.pdf | https://www.unikeyic.com/products/power-adapter/tuns700f48-y1/12155652.html
UEC3120-2450 |  | 1: 76.6152 5: 70.4549 10: 67.9568 25: 64.7883 50: 62.4903 100: 60.274 | AC/DC DESKTOP ADAPTER 24V120W | [6 empty] | - | [10 empty] | - | [5 empty] | - | - | [8 empty] | - | - | - | [5 empty] | - | [12 empty] | 23 | https://www.unikeyic.com/media/about_us/Unikey_ISO_9001_Certification.pdf | https://www.unikeyic.com/products/power-adapter/uec3120-2450/1010113901.html
V901G5C | TDK-Lambda | 1: 2097.7113 | 900W Screw Terminal Block, Thread Mount, 268.4mm × 126.5mm × 62.8mm | [6 empty] | - | [10 empty] | Screw Terminal Block |  |  | 268.4mm*126.5mm*62.8mm |  |  | - | - |  |  | threaded mounting | [5 empty] | - | Screw Terminal Block | 900W | [5 empty] | - | [12 empty] | 100 | https://www.unikeyic.com/media/about_us/Unikey_ISO_9001_Certification.pdf | https://www.unikeyic.com/products/power-adapter/v901g5c/28522186.html
VAN-115/230AC-K27 | PEPPERL+FUCHS | 1: 645.3245 10: 567.1934 | 240V(DC) 300V(DC) AC or DC DIN Rail Mount 102mm × 73mm × 124mm | 85 ~ 132 VAC, 184 ~ 264 VAC |  |  | ITE (Commercial) | VAN-115 |  |  |  |  | 4A | 300V | 240V |  | 90% | IP20 |  |  |  |  | AC or DC | [5 empty] | - | Not Applicable |  |  |  | 1 |  | -10°C ~ 70°C (With Derating) | [5 empty] | Box | - | [6 empty] | - | 4.02" L x 2.87" W x 4.88" H (102.0mm x 73.0mm x 124.0mm) |  |  |  | 30.5V | - |  | 4 | https://www.unikeyic.com/media/datasheet/ac/67/86c6/ac/9afaf90d6cb013b8ce9551643a6d8f50.pdf | https://www.unikeyic.com/products/power-adapter/van-115-230ac-k27/29444767.html
VFL05US050-US-JA | XP Power | 1: 8.064 5: 6.4945 10: 6.2999 25: 6.0298 100: 5.6299 | North America 5W Barrel Plug,2.1mm I.D. x 5.5mm O.D. x 12.0mm Positive center 90V(AC) 264V(AC) Fixed Blade，NEMA 1-15P 1.5m wall mount 55.1mm*24.1mm*35.5mm |  |  | Commercial |  |  |  | 1.5m | [10 empty] | Fixed Blade, NEMA 1-15P |  |  | 55.1mm*24.1mm*35.5mm |  |  | 264V(AC) | 90V(AC) |  |  | wall mount |  |  |  | 0℃~60℃ |  | Positive center | Barrel Plug, 2.1mm I.D. x 5.5mm O.D. x 12.0mm | 5W | [5 empty] | North America |  |  | Compliant | boxed | [8 empty] | 345 | https://www.unikeyic.com/media/about_us/Unikey_ISO_9001_Certification.pdf | https://www.unikeyic.com/products/power-adapter/vfl05us050-us-ja/871110047.html
VI-MUL-CQ | VICOR | 1: 2073.708 | [5 empty] | VI-MUL | [21 empty] | 1 (Unlimited) | [11 empty] | Bulk |  |  |  |  | 11376936 |  |  | * | [7 empty] | 2 | https://www.unikeyic.com/media/datasheet/14/e7/32f7/14/61e20dd68009768569a7c79b552f09e2.pdf | https://www.unikeyic.com/products/power-adapter/vi-mul-cq/28888096.html
WR9HA2000USB1-F(R6B) | GLOBETEK | 1: 13.1328 5: 12.0787 10: 11.651 25: 11.108 50: 10.7138 100: 10.3339 250: 9.8521 500: 9.5027 | 5V 2A USB ADAPTER | [6 empty] | - | [10 empty] | - | [5 empty] | - | - | [8 empty] | - | - | - | [5 empty] | - | [12 empty] | 954 | https://www.unikeyic.com/media/about_us/Unikey_ISO_9001_Certification.pdf | https://www.unikeyic.com/products/power-adapter/wr9ha2000usb1-f-r6b/997701481.html
WR9QA5000USBA2CNAR6B | GLOBETEK | 1: 32.7672 5: 30.132 10: 29.0639 25: 27.7085 50: 26.7259 105: 25.7124 315: 24.2821 | AC/DC WALL MOUNT ADAPTER 5V 25W | [6 empty] | - | [10 empty] | - | [5 empty] | - | - | [8 empty] | - | - | - | [5 empty] | - | [12 empty] | 175 | https://www.unikeyic.com/media/about_us/Unikey_ISO_9001_Certification.pdf | https://www.unikeyic.com/products/power-adapter/wr9qa5000usba2cnar6b/997469912.html
WR9QZ1800USBCIM(R6B) | GLOBETEK | 1: 47.3148 5: 43.5067 10: 41.9634 25: 40.0071 60: 38.2234 120: 36.8676 300: 35.1489 | AC/DC WALL MNT ADAPT 5V-20V 36W | [6 empty] | - | [10 empty] | - | [5 empty] | - | - | [8 empty] | - | - | - | [5 empty] | - | [12 empty] | 72 | https://www.unikeyic.com/media/about_us/Unikey_ISO_9001_Certification.pdf | https://www.unikeyic.com/products/power-adapter/wr9qz1800usbcim-r6b/997592232.html
XWA0653PDB-USB-C | Inventus Power | 1: 49.8589 5: 45.8499 10: 44.2226 25: 42.1611 50: 40.666 100: 39.2234 250: 37.395 | International 65W USB C Receptacle 90V(AC) 264V(AC) Cord (Sold Separately)，IEC 320-C8 desktop mounting 85mm*53mm*32mm |  |  | Commercial, Industrial |  |  |  | - | [5 empty] | XWA0653PDB-USB-C Inventus Power |  |  |  |  | Cord (Sold Separately), IEC 320-C8 |  |  | 85mm*53mm*32mm |  |  | 264V(AC) | 90V(AC) |  |  | desktop mounting |  |  |  | 0℃~40℃ |  | - | USB C Receptacle | 65W | [5 empty] | International |  |  | Compliant | boxed | [8 empty] | 29 | https://www.unikeyic.com/media/datasheet/0d/90/13d1/0d/4c2641ce4704813b01a0da828a24a9dd.pdf | https://www.unikeyic.com/products/power-adapter/xwa0653pdb-usb-c/700474527.html
ZWS120PPF-36 | TDK-Lambda | 1: 71.2496 2: 66.7354 3: 65.2298 4: 59.7713 5: 59.3522 9: 58.608 10: 53.9078 20: 53.5217 | 122W 85V(AC) 265V(AC) Pin Terminal Block base mount 208mm*80mm*40mm |  |  | Commercial |  |  |  | - | [10 empty] | Pin Terminal Block |  |  | 208mm*80mm*40mm |  |  | 265V(AC) | 85V(AC) |  |  | base mount |  |  |  | -10℃~50℃ |  | - | - | 122W |  |  |  |  | Stop production | - | [12 empty] | 14 | https://www.unikeyic.com/media/about_us/Unikey_ISO_9001_Certification.pdf | https://www.unikeyic.com/products/power-adapter/zws120ppf-36/29437957.html