## Current Sensors
Part Number | Manufacturer | Price | Description | Accuracy | Application Level | Base Product Number | Current Sensing | Current - Sensing | Current - Supply (Max) | Datasheet | For Measuring | Frequency | Input Range | Isolation | Length/Width/Height | Linearity | Magnetic Type | Max Operating Supply Voltage | Max Supply Current | Min Operating Supply Voltage | Moisture Sensitivity Level (MSL) | Mounting Type | Mounting Type | Operating Temperature | Operating Temperature | Output | Output Type | Package / Case (Metric) | Package/Case | Packaging | Polarization | Product Status | Response Time | Response Time | Rid | SPM | Sensitivity | Sensor Type | Series | Supplier Device Package | Voltage - Supply | Stock | Datasheet URL | Source URL
1033482 | PHOENIX CONTACT | 1+: 261.5436 | ±0.1%, ±0.02% | [38 empty] | 1 | https://www.unikeyic.com/media/datasheet/72/ea/5c56/72ea5c56970d0906f48b485ae03edd7b.pdf | https://www.unikeyic.com/products/current-sensors/1033482/27414394.html
10901075 | WERMA | 1: 113.6462 5: 113.6462 | ACCESS ELECTRONIC INSTALLATION BUZZER | - | Industrial |  | - |  |  | 10901075 WERMA |  |  |  |  | 67.1mm(Length)*67.2mm(height) | - | - | - | - | - |  | wall mount |  | -20℃~50℃ |  |  | - | [5 empty] | - |  |  |  | - |  |  |  |  | 29 | https://www.unikeyic.com/media/datasheet/71/50/fdf5/71/49dc48522c463117bf5a255f6aa489f9.pdf | https://www.unikeyic.com/products/current-sensors/10901075/16773946.html
11000075 | WERMA | 1: 181.5157 | ACCESS ELECTRONIC INSTALLATION BUZZER | - | Industrial |  | - |  |  | 11000075 WERMA |  |  |  |  | 71.6mm(height) | - | - | - | - | - |  | wall mount |  | -20℃~50℃ |  |  | - | [5 empty] | - |  |  |  | - |  |  |  |  | 17 | https://www.unikeyic.com/media/datasheet/2f/e7/2196/2f/7212275b6e0daac0ef75883329e14484.pdf | https://www.unikeyic.com/products/current-sensors/11000075/19647301.html
150.100.55 | WERMA | 1: 111.2546 5: 109.9829 | Werma Signal Light - Buzzer Combo, 24V, IP65, Red Lens, 80dB @ 1m | - | Industrial |  | - | [8 empty] | - | - | - | - | - |  | panel mount |  | -20℃~50℃ |  |  | - | [5 empty] | - |  |  |  | - |  |  |  |  | 288 | https://www.unikeyic.com/media/about_us/Unikey_ISO_9001_Certification.pdf | https://www.unikeyic.com/products/current-sensors/150-100-55/18257873.html
1510390000 | Weidmüller | 1: 183.9927 | Weidmuller Signal Conditioner, ACT20P Series, DIN Rail | ±1.5% | Industrial |  | 60A |  |  | 1510390000 Weidmüller |  |  |  |  | 22.5mm*113.6mm*117.2mm | - | Bidirectional | 31.2V | - | 16.8V |  | DIN rail mounting |  | -25℃~60℃ |  |  | - |  |  |  |  | On sale | 300ms |  |  | bulk | - |  |  |  |  | 1 | https://www.unikeyic.com/media/datasheet/da/bf/c196/da/7ff00c6d71c3d3da6813e89b4134a387.pdf | https://www.unikeyic.com/products/current-sensors/1510390000/11241010.html
1510470000 | Weidmüller | 1: 264.527 | Weidmuller Signal Conditioner, ACT20P Series, DIN Rail Mount | - | Industrial |  | 10A |  |  | 1510470000 Weidmüller |  |  |  |  | 22.5mm*113.6mm*117.2mm | - | Bidirectional | 30V | - | 18V |  | DIN rail mounting |  | -25℃~60℃ |  |  | - |  |  |  |  | On sale | - |  |  | bulk | - |  |  |  |  | 69 | https://www.unikeyic.com/media/datasheet/b9/91/2b98/b9/d0494601ad1afec0d3fdd6fa12f894e6.pdf | https://www.unikeyic.com/products/current-sensors/1510470000/5.html
1510540000 | Weidmüller | 1: 289.2936 | Weidmuller Signal Conditioner, ACT20P Series, DIN Rail | ±0.75% | Industrial |  | 30A |  |  | 1510540000 Weidmüller |  |  |  |  | 22.5mm*113.6mm*117.2mm | - | Bidirectional | 31.2V | 20mA | 16.8V |  | DIN rail mounting |  | -25℃~60℃ |  |  | - |  |  |  |  | On sale | 220ms |  |  | bulk | - |  |  |  |  | 3 | https://www.unikeyic.com/media/datasheet/14/69/747e/14/a592155ec796192f4226553b7c1bb264.pdf | https://www.unikeyic.com/products/current-sensors/1510540000/11265044.html
1718755 | RS | 1: 18.2 | RS PRO Current Transformer 100A 5A Output 100:5 Ratio Base Mount | - |  |  | - | [7 empty] | 45mm*45mm*40mm | - | - | - | - | - |  | SMD mount |  | -5℃~55℃ |  |  | - | [5 empty] | - |  |  |  | - |  |  |  |  | 141 | https://www.unikeyic.com/media/about_us/Unikey_ISO_9001_Certification.pdf | https://www.unikeyic.com/products/current-sensors/1718755/27125337.html
1718756 | RS | 1: 18.8812 5: 12.4322 | RS PRO Current Transformer, 125A, 5A Output, 125:5 Ratio, Base Mount | - |  |  | - | [7 empty] | 45mm*45mm*40mm | - | - | - | - | - |  | SMD mount |  | -5℃~55℃ |  |  | - | [5 empty] | - |  |  |  | - |  |  |  |  | 42 | https://www.unikeyic.com/media/about_us/Unikey_ISO_9001_Certification.pdf | https://www.unikeyic.com/products/current-sensors/1718756/20697932.html
1718764 | RS | 1: 23.5861 5: 15.5296 | RS PRO Current Transformers, turns_ratio 100:1 | - |  |  | - | [7 empty] | 50mm*50mm*30mm | - | - | - | - | - |  |  |  | -5℃~55℃ |  |  | - | [5 empty] | - |  |  |  | - |  |  |  |  | 25 | https://www.unikeyic.com/media/about_us/Unikey_ISO_9001_Certification.pdf | https://www.unikeyic.com/products/current-sensors/1718764/3876052.html
1718765 | RS | 1: 13.1164 5: 10.7945 | RS PRO Current Transformer 100A 5A Output Ratio 100:5 Bracket Mount | - |  |  | - | [7 empty] | 50mm*50mm*70mm | - | - | - | - | - |  | SMD mount |  | -5℃~55℃ |  |  | - | [5 empty] | - |  |  |  | - |  |  |  |  | 337 | https://www.unikeyic.com/media/about_us/Unikey_ISO_9001_Certification.pdf | https://www.unikeyic.com/products/current-sensors/1718765/22596852.html
1718776 | RS | 1: 28.0683 5: 18.4813 | RS PRO Current Transformer 400:1 | - |  |  | - | [7 empty] | 50mm*50mm*70mm | - | - | - | - | - | [6 empty] | - | [5 empty] | - |  |  |  | - |  |  |  |  | 65 | https://www.unikeyic.com/media/about_us/Unikey_ISO_9001_Certification.pdf | https://www.unikeyic.com/products/current-sensors/1718776/6065218.html
1718787 | RS | 1: 21.8767 | RS PRO Current Transformers, 200A, 5 Aoutput, turns_ratio 200:5, Base mounted type | - |  |  | - | [7 empty] | 62mm*62mm*78mm | - | - | - | - | - |  | SMD mount |  | -5℃~55℃ |  |  | - | [5 empty] | - |  |  |  | - |  |  |  |  | 19 | https://www.unikeyic.com/media/about_us/Unikey_ISO_9001_Certification.pdf | https://www.unikeyic.com/products/current-sensors/1718787/30436766.html
1718791 | RS | 1: 17.9773 | RS PRO Current Transformer 400A 5A Output 400:5 Base Mount | - |  |  | - | [7 empty] | 62mm*62mm*78mm | - | - | - | - | - |  | SMD mount |  | -5℃~55℃ |  |  | - | [5 empty] | - |  |  |  | - |  |  |  |  | 89 | https://www.unikeyic.com/media/about_us/Unikey_ISO_9001_Certification.pdf | https://www.unikeyic.com/products/current-sensors/1718791/28902448.html
1718799 | RS | 1: 45.0527 5: 29.0701 | RS PRO Current Transformer 400A 5A Output 400:5 Base Mount | - |  |  | - | [7 empty] | 74mm*74mm*98mm | - | - | - | - | - |  | SMD mount |  | -5℃~55℃ |  |  | - | [5 empty] | - |  |  |  | - |  |  |  |  | 64 | https://www.unikeyic.com/media/about_us/Unikey_ISO_9001_Certification.pdf | https://www.unikeyic.com/products/current-sensors/1718799/29066214.html
1718804 | RS | 1: 43.837 5: 28.2843 | RS PRO Current Transformer, 1000A, 5A Output, 1000:5 Ratio, Bracket Mount | - |  |  | - | [7 empty] | 74mm*74mm*98mm | - | - | - | - | - |  | SMD mount |  | -5℃~55℃ |  |  | - | [5 empty] | - |  |  |  | - |  |  |  |  | 10 | https://www.unikeyic.com/media/about_us/Unikey_ISO_9001_Certification.pdf | https://www.unikeyic.com/products/current-sensors/1718804/8436732.html
1718810 | RS | 1: 33.4489 | RS PRO Current Transformer, 1500A, 5A Output, 1500:5 Ratio, Base Mount | - |  |  | - | [7 empty] | 86mm*86mm*45mm | - | - | - | - | - |  | SMD mount |  | -5℃~55℃ |  |  | - | [5 empty] | - |  |  |  | - |  |  |  |  | 9 | https://www.unikeyic.com/media/about_us/Unikey_ISO_9001_Certification.pdf | https://www.unikeyic.com/products/current-sensors/1718810/8812632.html
1718813 | RS | 1: 43.8165 5: 28.2712 | RS PRO Current Transformers, 1200A, 5 Aoutput, turns_ratio 1200:5, Base mounted type | - |  |  | - | [7 empty] | 104mm*45mm*45mm | - | - | - | - | - |  | SMD mount |  | -5℃~55℃ |  |  | - | [5 empty] | - |  |  |  | - |  |  |  |  | 44 | https://www.unikeyic.com/media/about_us/Unikey_ISO_9001_Certification.pdf | https://www.unikeyic.com/products/current-sensors/1718813/5127949.html
1718821 | RS | 1: 63.8038 | RS PRO Current Transformers, 2000A, 5 Aoutput, turns_ratio 2000:5, Base mounted type | - |  |  | - | [7 empty] | 140mm*140mm*40mm | - | - | - | - | - |  | SMD mount |  | -5℃~55℃ |  |  | - | [5 empty] | - |  |  |  | - |  |  |  |  | 16 | https://www.unikeyic.com/media/about_us/Unikey_ISO_9001_Certification.pdf | https://www.unikeyic.com/products/current-sensors/1718821/11107420.html
1718823 | RS | 1: 61.8732 | RS PRO Current Transformer, 3000A, 5A Output, 3000:5 Ratio, Base Mount | - |  |  | - | [7 empty] | 140mm*45mm*45mm | - | - | - | - | - |  | SMD mount |  | -5℃~55℃ |  |  | - | [5 empty] | - |  |  |  | - |  |  |  |  | 16 | https://www.unikeyic.com/media/about_us/Unikey_ISO_9001_Certification.pdf | https://www.unikeyic.com/products/current-sensors/1718823/15556005.html
1718831 | RS | 1: 44.9227 | RS PRO Current Transformers, 300A, 5 Aoutput, turns_ratio 300:5, Base mounted type, Used forMCCB | - |  |  | - | [7 empty] | 102.5mm*141mm*38mm | - | - | - | - | - |  | SMD mount |  | -5℃~55℃ |  |  | - | [5 empty] | - |  |  |  | - |  |  |  |  | 6 | https://www.unikeyic.com/media/about_us/Unikey_ISO_9001_Certification.pdf | https://www.unikeyic.com/products/current-sensors/1718831/25678786.html
1718834 | RS | 1: 70.2579 5: 56.6662 | RS PRO Current Transformers, 1000A, 5 Aoutput, turns_ratio 1000:5, Base mounted type | - |  |  | - | [7 empty] | 99mm*99mm*45mm | - | - | - | - | - |  | SMD mount |  | -5℃~55℃ |  |  | - | [5 empty] | - |  |  |  | - |  |  |  |  | 26 | https://www.unikeyic.com/media/about_us/Unikey_ISO_9001_Certification.pdf | https://www.unikeyic.com/products/current-sensors/1718834/4134381.html
1718852 | RS | 1: 66.4925 | RS PRO Current Transformer, 500A, 5A Output, 500:5 Ratio, Base Mount | - |  |  | - | [7 empty] | 108mm*108mm*51mm | - | - | - | - | - |  | SMD mount |  | -5℃~55℃ |  |  | - | [5 empty] | - |  |  |  | - |  |  |  |  | 25 | https://www.unikeyic.com/media/about_us/Unikey_ISO_9001_Certification.pdf | https://www.unikeyic.com/products/current-sensors/1718852/25882178.html
1718858 | RS | 1: 26.7265 5: 17.5979 | RS PRO Current Transformers, 20A, 5 Aoutput, turns_ratio 20:5, Base mounted type | - |  |  | - | [7 empty] | 62mm*62mm*40mm | - | - | - | - | - |  | SMD mount |  | -5℃~55℃ |  |  | - | [5 empty] | - |  |  |  | - |  |  |  |  | 126 | https://www.unikeyic.com/media/about_us/Unikey_ISO_9001_Certification.pdf | https://www.unikeyic.com/products/current-sensors/1718858/30519306.html
180442 | RS | 1: 57.7484 | RS PRO CCT2-CAB42LP0000RS Current Transformers | - |  |  | - | [7 empty] | 65mm*44mm*65mm | - | - | - | - | - |  | base mount |  | -5℃~55℃ |  |  | - | [5 empty] | - |  |  |  | - |  |  |  |  | 64 | https://www.unikeyic.com/media/about_us/Unikey_ISO_9001_Certification.pdf | https://www.unikeyic.com/products/current-sensors/180442/999183067.html
180451 | RS | 1: 56.0588 | RS PRO CCT2-VAD51SP0000RS Current Transformers | - |  |  | - | [7 empty] | 65mm*44mm*30mm | - | - | - | - | - |  | base mount |  | -5℃~55℃ |  |  | - | [5 empty] | - |  |  |  | - |  |  |  |  | 4 | https://www.unikeyic.com/media/about_us/Unikey_ISO_9001_Certification.pdf | https://www.unikeyic.com/products/current-sensors/180451/999195212.html
180453 | RS | 1: 55.3108 | RS PRO CCT2-VAE51SP0000RS Current Transformers | - |  |  | - | [7 empty] | 65mm*44mm*30mm | - | - | - | - | - |  | Bracket mounting |  | -5℃~55℃ |  |  | - | [5 empty] | - |  |  |  | - |  |  |  |  | 4 | https://www.unikeyic.com/media/about_us/Unikey_ISO_9001_Certification.pdf | https://www.unikeyic.com/products/current-sensors/180453/999183272.html
20320800101 | HARTING | 1+: 99.846 | 800A ±1% Bracket Mount 90mm × 32mm × 70mm, 3μs | [38 empty] | 2 | https://www.unikeyic.com/media/datasheet/52/c3/c195/52/744a1c31442bf5405d0cdd79bc0f3e2d.pdf | https://www.unikeyic.com/products/current-sensors/20320800101/11287424.html
2100645 | RS | 1: 96.7082 5: 73.2254 | Current Transformer, CVH5R0VP01 Series, 5A, Split Core Type | - | Industrial |  | - | [7 empty] | 51mm(height) | - | - | - | - | - |  | panel mount |  | -20℃~65℃ |  |  | - | [5 empty] | - |  |  |  | - |  |  |  |  | 4 | https://www.unikeyic.com/media/about_us/Unikey_ISO_9001_Certification.pdf | https://www.unikeyic.com/products/current-sensors/2100645/33086899.html
2308302 | PHOENIX CONTACT | 1: 566.4997 10: 554.4465 | Phoenix Current transducer, MCRseries, 300A, 0 - 10 Aoutput, turns_ratio 0 - 300A, DIN Rail Mount Type | - | [8 empty] | 0 ~ 300A | 300VAC (Working), 3500VAC (Test) | [6 empty] | Not Applicable |  | Chassis Mount, DIN Rail |  | -40°C ~ 65°C | 0 ~ 10VDC |  |  |  | Bulk |  |  |  | 150ms | 3604998 |  |  |  | MCR |  | 24VDC | 100 | https://www.unikeyic.com/media/datasheet/34/5c/c3ad/34/6ddc924303db80564c6b60add9aed6d6.pdf | https://www.unikeyic.com/products/current-sensors/2308302/11139869.html
2641006 | RS | 1: 131.3103 10: 115.919 | RS PRO 1787870 Current Transformers | - | Industrial |  | - | [7 empty] | 215mm(width)*54mm(height) | - | - | - | - | - |  | DINRail installation, Bracket mounting |  | -25℃~40℃ |  |  | - | [5 empty] | - |  |  |  | - |  |  |  |  | 5 | https://www.unikeyic.com/media/about_us/Unikey_ISO_9001_Certification.pdf | https://www.unikeyic.com/products/current-sensors/2641006/697269171.html
2814359 | PHOENIX CONTACT | 1: 266.8524 | Phoenix Contact Temperature Measurement Converter, MCR-SLP series, Current input, Chassis installation | - |  |  |  | 1A, 5A (Selectable) | - |  | AC | 45Hz ~ 60Hz |  |  |  | - |  |  |  |  | Not Applicable |  | DIN Rail |  | -25°C ~ 65°C | Ratiometric, 0 V ~ 10 V, 0 ~ 20mA |  |  | Module | Bulk | Bidirectional |  |  | - | 2528252 |  | - | Transformer w/Conditioning | - | - | - | 1 | https://www.unikeyic.com/media/datasheet/2d/0a/2cb5/2d/35659636e9542a1b17008f231016d505.pdf | https://www.unikeyic.com/products/current-sensors/2814359/35049069.html
2814647 | PHOENIX CONTACT | 1: 574.6437 10: 562.4173 | 330ms (AC),40ms (DC) 20V 40mA 30V Bidirectional 55A ±0.5% DINRail installation 22.5mm(width)*99mm(height) | ±0.5% |  |  |  | 55A | 40mA |  | AC/DC | 15Hz ~ 400Hz |  |  |  | - |  |  |  |  | 1 (Unlimited) |  | DIN Rail |  | -20°C ~ 60°C | Ratiometric, Voltage and Current |  |  | Module | Bulk | Bidirectional |  |  | 330ms (AC), 40ms (DC) | 4484088 |  | - | Hall Effect, Open Loop | - | - | 20V ~ 30V | 100 | https://www.unikeyic.com/media/datasheet/d9/f9/097f/d9/39a99672c9e1d4e590ac14d1baaf2704.pdf | https://www.unikeyic.com/products/current-sensors/2814647/35063647.html
2814650 | PHOENIX CONTACT | 1: 629.4918 10: 616.0984 | 330ms (AC), 40ms (DC), 20V, 50mA, 30V, Bidirectional, 11A, ±0.5%, DIN Rail Mount, 114.5mm × 22.5mm × 99mm | ±0.5% |  |  |  | 11A | 50mA |  | AC/DC | 15Hz ~ 400Hz |  |  |  | - |  |  |  |  | 1 (Unlimited) |  | DIN Rail |  | -20°C ~ 60°C | Ratiometric, Voltage and Current |  |  | Module | Bulk | Bidirectional |  |  | 330ms (AC), 40ms (DC) |  |  | - | Hall Effect, Open Loop | - | - | 20V ~ 30V | 100 | https://www.unikeyic.com/media/datasheet/80/69/b790/80/96a075e583c7c87f90ec21ae0c9d27e1.pdf | https://www.unikeyic.com/products/current-sensors/2814650/11105969.html
2814744 | PHOENIX CONTACT | 1: 676.863 2: 646.096 | 330ms (AC),40ms (DC) Current 20V 50mA 30V Bidirectional 55A ±0.5% DINRail installation 99.06mm*22.5mm*99mm | ±0.5% |  |  |  | 55A | 50mA |  | AC/DC | 15Hz ~ 400Hz |  |  |  | - |  |  |  |  | 1 (Unlimited) |  | DIN Rail |  | -20°C ~ 60°C | Ratiometric, Voltage and Current |  |  | Module | Bulk | Bidirectional |  |  | 330ms (AC), 40ms (DC) | 810003 |  | - | Hall Effect, Open Loop | - | - | 20V ~ 30V | 3 | https://www.unikeyic.com/media/datasheet/53/3c/41d4/53/51b113c8c26cfee9b9a0a844a8c3ec8e.pdf | https://www.unikeyic.com/products/current-sensors/2814744/27844014.html
2902990 | PHOENIX CONTACT | 1: 220.6902 | Phoenix Contact Temp Measurement Converter, PACT Series, Current/Freq Input | [17 empty] | 1 (Unlimited) |  | DIN Rail | [5 empty] | Module | Bulk |  |  |  |  | 5198064 |  |  |  | - | - |  | 4 | https://www.unikeyic.com/media/datasheet/71/a3/0818/71a308188a9788ab155902ab3d6f712a.pdf | https://www.unikeyic.com/products/current-sensors/2902990/11300007.html
2904890 | PHOENIX CONTACT | 1: 245.874 | Phoenix Contact Interface Relay Module | ±0.2% |  |  |  |  | - |  | AC | 40Hz ~ 20kHz |  |  |  | ±0.1% |  |  |  |  | 1 (Unlimited) |  | Screw |  | -30°C ~ 80°C | Ratiometric, Voltage |  |  | Module | Bulk | Bidirectional |  |  | - |  |  | - | Transformer w/Conditioning | - | - | - | 1 | https://www.unikeyic.com/media/about_us/Unikey_ISO_9001_Certification.pdf | https://www.unikeyic.com/products/current-sensors/2904890/11040890.html
2904891 | PHOENIX CONTACT | 1+: 240.948 | Bidirectional ±0.1% ±0.2%, Thread Mount | [38 empty] | 23 | https://www.unikeyic.com/media/datasheet/ee/51/8901/ee/77347ab805e67217192563618351c866.pdf | https://www.unikeyic.com/products/current-sensors/2904891/27935682.html
2904922 | PHOENIX CONTACT | 1: 456.9553 | Phoenix Contact Current Transformer, PACT RCP-D140 Series, 4000A, 0 → 1 A Output, Rogowski Coil Type | ±1% |  |  |  | 100A ~ 4000A (Selectable) | - |  | AC | 10Hz ~ 5kHz |  |  |  | ±0.5% |  |  |  |  | 1 (Unlimited) |  | DIN Rail |  | 20°C ~ 70°C | Ratiometric, Voltage |  |  | Module | Bulk | Bidirectional |  |  | - | 5198065 |  | - | Transformer w/Conditioning | - | - | 24V | 2 | https://www.unikeyic.com/media/datasheet/7e/fb/e43a/7efbe43af424fadbb6dcebc9a5354eda.pdf | https://www.unikeyic.com/products/current-sensors/2904922/35056833.html
2904923 | PHOENIX CONTACT | 1: 380.8163 | Phoenix Current Transformers, PACT RCP-D190series, 4000A, 0 → 1 aoutput, Rogowski coil type | ±1% |  |  |  | 100A ~ 4000A (Selectable) | - |  | AC | 10Hz ~ 5kHz |  |  |  | ±0.5% |  |  |  |  | 1 (Unlimited) |  | DIN Rail |  | 20°C ~ 70°C | Ratiometric, Voltage |  |  | Module | Bulk | Bidirectional |  |  | - |  |  | - | Transformer w/Conditioning | - | - | 24V | 1 | https://www.unikeyic.com/media/datasheet/70/ad/2aae/70ad2aae775bacbcb5b0414e1b0b6252.pdf | https://www.unikeyic.com/products/current-sensors/2904923/11138684.html
2910323 | PHOENIX CONTACT | 1: 261.6891 | ±0.1%, ±0.02% | ±0.02% |  |  |  | - | - |  | AC | 40Hz ~ 20kHz |  |  |  | ±0.1% |  |  |  |  | 1 (Unlimited) |  | - |  | -30°C ~ 80°C | Voltage |  |  | - | Bulk | - |  |  | - | 17939279 |  | - | Current Sensor | - | - | - | 1 | https://www.unikeyic.com/media/datasheet/0b/55/48cb/0b5548cbb741982a10c0244040118430.pdf | https://www.unikeyic.com/products/current-sensors/2910323/33027164.html
37-004 | Simpson Electric | 1+: 67.3812 | 21.6V 26.4V Unidirectional 150A ±0.04% base mount | [38 empty] | 8 |  | https://www.unikeyic.com/products/current-sensors/37-004/22627803.html
37000 | Simpson Electric | 1+: 88.3548 | 21.6V 26.4V Unidirectional 5A ±0.04% base mount | [38 empty] | 23 |  | https://www.unikeyic.com/products/current-sensors/37000/18745384.html
37002 | Simpson Electric | 1: 338.9472 | 21.6V 26.4V Unidirectional 75A ±0.04% Base Mount | ±0.04% |  |  |  | 75A | - |  | AC | 60Hz |  |  |  | - | [6 empty] | Chassis Mount |  | -30°C ~ 65°C | Ratiometric, 4mA ~ 20mA |  |  | Module, Single Pass Through | Retail Package | Unidirectional |  |  | - | 16644607 |  | - | Current Transducer | - |  | 21.6V ~ 26.4V | 10 | https://www.unikeyic.com/media/datasheet/6b/31/d278/6b/e19346b01af7b6370528459a9bca10ed.pdf | https://www.unikeyic.com/products/current-sensors/37002/22542863.html
37003 | Simpson Electric | 1+: 387.99 | 21.6V 26.4V Unidirectional TVS Diode, 100A ±0.04%, Bracket Mount | [38 empty] | 8 |  | https://www.unikeyic.com/products/current-sensors/37003/11008016.html
37005 | Simpson Electric | 1+: 213.786 | 21.6V 26.4V Unidirectional 200A ±0.04% base mount | [38 empty] | 12 |  | https://www.unikeyic.com/products/current-sensors/37005/18926853.html
4033 | Pololu | 1: 5.135 | 50 4.5V 15mA 5.5V Bidirectional 40A ±1.5% Through hole mounting | ±1.5% | Industrial |  | 40A | [8 empty] | - | Bidirectional | 5.5V | 15mA | 4.5V |  | Through hole mounting |  | -40℃~110℃ |  |  | - |  |  |  |  | On sale | - |  |  | bulk | 50 |  |  |  |  | 380 | https://www.unikeyic.com/media/about_us/Unikey_ISO_9001_Certification.pdf | https://www.unikeyic.com/products/current-sensors/4033/34984498.html
4034 | Pololu | 1: 4.8934 | 40 4.5V 15mA 5.5V Bidirectional 50A ±1.5% Through hole mounting | ±1.5% | Industrial |  | 50A | [8 empty] | - | Bidirectional | 5.5V | 15mA | 4.5V |  | Through hole mounting |  | -40℃~110℃ |  |  | - |  |  |  |  | On sale | - |  |  | bulk | 40 |  |  |  |  | 379 | https://www.unikeyic.com/media/about_us/Unikey_ISO_9001_Certification.pdf | https://www.unikeyic.com/products/current-sensors/4034/11190310.html
429772 | RS | 1: 65.6227 | 5V 12V PCBinstall 42.5mm*42.5mm*46mm | - | Industrial |  | - | [7 empty] | 42.5mm*42.5mm*46mm | - | - | 12V | - | 5V |  | PCB mounting |  | -40℃~85℃ |  |  | - | [5 empty] | - |  |  |  | - |  |  |  |  | 29 | https://www.unikeyic.com/media/about_us/Unikey_ISO_9001_Certification.pdf | https://www.unikeyic.com/products/current-sensors/429772/1000339431.html
429777 | RS | 1: 65.6227 | RS PRO RCM-EV-05 Current Transformers | - | Industrial |  | - | [7 empty] | 47.3mm*47.3mm*35.8mm | - | - | - | - | - |  | PCB mounting |  | -40℃~85℃ |  |  | - | [5 empty] | - |  |  |  | - |  |  |  |  | 29 | https://www.unikeyic.com/media/about_us/Unikey_ISO_9001_Certification.pdf | https://www.unikeyic.com/products/current-sensors/429777/1000340686.html
444.110.75 | WERMA | 1: 360.5129 | Signal lights - sound generator combination, 24 V, IP65, Red lampshade, 1m External decibel114dB | - |  |  | - |  |  | 444.110.75 WERMA | [5 empty] | - | - | - | - | - |  | wall mount, base mount |  |  |  |  | - | [5 empty] | - |  |  |  | - |  |  |  |  | 1 | https://www.unikeyic.com/media/datasheet/4d/de/4a0e/4dde4a0ea26abfc54452ed031d1dc938.pdf | https://www.unikeyic.com/products/current-sensors/444-110-75/21444940.html
444.300.75 | WERMA | 1: 328.3617 | Werma Audible alarm, 24 V（AC/DC）, IP65, yellow lampshade, 1m External decibel114dB | - |  |  | - |  |  | 444.300.75 WERMA | [5 empty] | - | - | - | - | - |  | wall mount |  | -30℃~50℃ |  |  | - | [5 empty] | - |  |  |  | - |  |  |  |  | 6 | https://www.unikeyic.com/media/datasheet/3b/63/361e/3b63361ed29a887b20c44398a4b81cbb.pdf | https://www.unikeyic.com/products/current-sensors/444-300-75/19536550.html
444.310.68 | WERMA | 1: 402.7959 | Signal Light - Buzzer Combo, 230V, IP65, Yellow Lens, 98dB @ 1m | - |  |  | - |  |  | 444.310.68 WERMA | [5 empty] | - | - | - | - | - |  | wall mount, base mount |  |  |  |  | - | [5 empty] | - |  |  |  | - |  |  |  |  | 2 | https://www.unikeyic.com/media/datasheet/2b/46/d8cf/2b46d8cff5e84d75352756f9624d2127.pdf | https://www.unikeyic.com/products/current-sensors/444-310-68/29686497.html
54100C | Murata Power Solutions | 1: 3.081 10: 2.3166 25: 2.2252 50: 2.1576 100: 2.0919 | CURR SENSE XFMR 1:1:100 15A SMD | - | Industrial |  | - | [7 empty] | 10.8mm*10mm*8.2mm | - | - | - | - | - |  | SMD mount |  | -40℃~125℃ |  |  | - | [5 empty] | - |  |  |  | - |  |  |  |  | 233 | https://www.unikeyic.com/media/about_us/Unikey_ISO_9001_Certification.pdf | https://www.unikeyic.com/products/current-sensors/54100c/779093109.html
557780 | RS | 1: 10.969 | RS PRO M6015 Current Transformers | - |  |  | - | [8 empty] | - | - | - | - | - |  |  |  | -5℃~40℃ |  |  | - | [5 empty] | - |  |  |  | - |  |  |  |  | 174 | https://www.unikeyic.com/media/about_us/Unikey_ISO_9001_Certification.pdf | https://www.unikeyic.com/products/current-sensors/557780/35416115.html
557787 | RS | 1: 10.969 | RS PRO M6017 Current Transformers | - |  |  | - | [8 empty] | - | - | - | - | - |  |  |  | -5℃~40℃ |  |  | - | [5 empty] | - |  |  |  | - |  |  |  |  | 179 | https://www.unikeyic.com/media/about_us/Unikey_ISO_9001_Certification.pdf | https://www.unikeyic.com/products/current-sensors/557787/35414830.html
557788 | RS | 1: 10.969 | RS PRO M6010 Current Transformers | - |  |  | - | [8 empty] | - | - | - | - | - |  |  |  | -5℃~40℃ |  |  | - | [5 empty] | - |  |  |  | - |  |  |  |  | 152 | https://www.unikeyic.com/media/about_us/Unikey_ISO_9001_Certification.pdf | https://www.unikeyic.com/products/current-sensors/557788/35416466.html
557791 | RS | 1: 10.969 | RS PRO M6008 Current Transformers | - |  |  | - | [8 empty] | - | - | - | - | - |  |  |  | -5℃~40℃ |  |  | - | [5 empty] | - |  |  |  | - |  |  |  |  | 149 | https://www.unikeyic.com/media/about_us/Unikey_ISO_9001_Certification.pdf | https://www.unikeyic.com/products/current-sensors/557791/35415951.html
557796 | RS | 1: 10.969 | RS PRO M6013 Current Transformers | - |  |  | - | [8 empty] | - | - | - | - | - |  |  |  | -5℃~40℃ |  |  | - | [5 empty] | - |  |  |  | - |  |  |  |  | 151 | https://www.unikeyic.com/media/about_us/Unikey_ISO_9001_Certification.pdf | https://www.unikeyic.com/products/current-sensors/557796/35415042.html
645.850.55 | WERMA | 1: 102.7364 | Alarm Device, KS71 Series, Black, Alarm Element, 24V DC Power, Battery | - | Industrial |  | - | [7 empty] | 72mm(height) | - | - | - | - | - |  |  |  | -20℃~50℃ |  |  | - | [5 empty] | - |  |  |  | - |  |  |  |  | 25 | https://www.unikeyic.com/media/about_us/Unikey_ISO_9001_Certification.pdf | https://www.unikeyic.com/products/current-sensors/645-850-55/7662537.html
789-621 | WAGO | 1: 362.3196 5: 357.1436 10: 341.6156 |  | - |  |  |  | 140A | - |  | DC | - |  |  |  | - |  |  |  |  | Not Applicable |  | DIN Rail |  | -20°C ~ 70°C | - |  |  | Module | Box | - |  |  | - |  |  | - | Current Sensor | - |  | 24V | 20000 | https://www.unikeyic.com/media/about_us/Unikey_ISO_9001_Certification.pdf | https://www.unikeyic.com/products/current-sensors/789-621/34962949.html
791002002 | WURTH | 1: 34.0955 10: 29.7454 100: 29.152 | 5.15V PCBinstall | - | Industrial |  | - |  |  | 791002002 WURTH | [5 empty] | - | - | 5.15V | - | - |  | PCB mounting |  | -40℃~105℃ |  |  | - | [5 empty] | - |  |  |  | - |  |  |  |  | 211 | https://www.unikeyic.com/media/datasheet/f0/65/08b5/f06508b592be4538130ca071e81051ca.pdf | https://www.unikeyic.com/products/current-sensors/791002002/722277454.html
791002004 | WURTH | 1: 32.1776 5: 32.1776 10: 31.0284 50: 31.0284 | 5.15V PCBinstall | - | Industrial |  | - |  |  | 791002004 WURTH | [5 empty] | - | - | 5.15V | - | - |  | PCB mounting |  | -40℃~105℃ |  |  | - | [5 empty] | - |  |  |  | - |  |  |  |  | 69 | https://www.unikeyic.com/media/datasheet/90/81/2eef/90812eefa08ffcc892b5589fae91e1c4.pdf | https://www.unikeyic.com/products/current-sensors/791002004/722246654.html
855-2701/064-001 | WAGO | 1: 68.4998 10: 65.8652 100: 63.2306 | Wago Current Transformers, 855series, 64A, 1 Aoutput, DIN Rail Mount Type | [17 empty] | Not Applicable |  | Chassis Mount | [6 empty] | Box |  |  |  |  | 15571732 |  |  |  | - |  |  | 52 | https://www.unikeyic.com/media/datasheet/4e/74/3b09/4e/626cfdaa447660cf5a7bddc3ee64771d.pdf | https://www.unikeyic.com/products/current-sensors/855-2701-064-001/35070573.html
855-305/100-201 | WAGO | 1: 45.5102 10: 43.7598 100: 42.0094 | [18 empty] | Not Applicable |  | Chassis Mount | [6 empty] | Box |  |  |  |  | 15528449 |  |  |  | - |  |  | 33 | https://www.unikeyic.com/media/datasheet/fd/16/b0aa/fd/4b64cae8e9965de266ccbe7e91c9ec15.pdf | https://www.unikeyic.com/products/current-sensors/855-305-100-201/11283121.html
855-4105/400-101 | WAGO | 1: 223.889 5: 220.6906 10: 211.0953 | [18 empty] | Not Applicable |  | Chassis Mount | [6 empty] | Box |  |  |  |  | 15556203 |  |  |  | - |  |  | 20000 | https://www.unikeyic.com/media/datasheet/ea/a4/59c0/ea/71795a5fdfddc02a131616add1adc1e7.pdf | https://www.unikeyic.com/products/current-sensors/855-4105-400-101/34963972.html
855-5001/400-000 | WAGO | 1: 282.0559 5: 278.0265 10: 265.9384 | [18 empty] | Not Applicable |  | Chassis Mount | [6 empty] | Box |  |  |  |  | 15527509 |  |  |  | - |  |  | 20000 | https://www.unikeyic.com/media/datasheet/ea/a4/59c0/ea/71795a5fdfddc02a131616add1adc1e7.pdf | https://www.unikeyic.com/products/current-sensors/855-5001-400-000/35029476.html
855-951/250-000 | WAGO | 1: 191.8101 5: 189.07 10: 180.8495 | [18 empty] | Not Applicable |  | Chassis Mount | [6 empty] | Box |  |  |  |  | 15521554 |  |  |  | - |  |  | 20000 | https://www.unikeyic.com/media/about_us/Unikey_ISO_9001_Certification.pdf | https://www.unikeyic.com/products/current-sensors/855-951-250-000/35039900.html
8WD44 20-0EA | SIEMENS | 1: 74.3203 | Siemens Horn Alarm, SIRIUS Series DC 24V DC Max 105dB -20°C to +50°C | - | Industrial |  | - | [8 empty] | - | - | - | 100mA | - |  |  |  | -20℃~50℃ |  |  | - | [5 empty] | - |  |  |  | - |  |  |  |  | 100 | https://www.unikeyic.com/media/about_us/Unikey_ISO_9001_Certification.pdf | https://www.unikeyic.com/products/current-sensors/8wd44-20-0ea/22733640.html
A82-10250 | Carlo Gavazzi | 1: 270.237 | Current Transformers 1PH CURR TXFROM-0-20MA OUTPUT | [17 empty] | Vendor Undefined | [8 empty] | Bulk | [8 empty] | * |  |  | 2 | https://www.unikeyic.com/media/datasheet/84/4b/4ab1/84/b37dea30b9d40228669d8b7087db80ba.pdf | https://www.unikeyic.com/products/current-sensors/a82-10250/10914735.html
ACC-A10 | Archimedes Controls | 1: 421.2 20: 405 50: 378 | 0.1mA/A 15s ±0.02% ±5% | ±5% | Commercial Grade |  | - |  |  | ACC-A10 Archimedes Controls | [5 empty] | ±0.02% | - | - | - | - |  |  |  | 0℃~50℃ |  |  | - |  |  |  |  | On sale | 15s |  |  | bulk | 0.1mA/A |  |  |  |  | 5 | https://www.unikeyic.com/media/datasheet/a9/41/502d/a941502df6792d5ad6bb45a8b3ff67c6.pdf | https://www.unikeyic.com/products/current-sensors/acc-a10/11262477.html
ACC-AC60 | Archimedes Controls | 1+: 286.2 10+: 270 50+: 243 | 15s ±0.02% ±5% | [38 empty] | 19 |  | https://www.unikeyic.com/products/current-sensors/acc-ac60/11095207.html
ACC-DC200 | Archimedes Controls | 1: 286.2 10: 270 50: 243 | 15s 20mA ±0.02% ±5% | ±5% | Commercial Grade |  | - | [8 empty] | ±0.02% | - | - | 20mA | - |  |  |  | 0℃~50℃ |  |  | - |  |  |  |  | On sale | 15s |  |  | bulk | - |  |  |  |  | 9 | https://www.unikeyic.com/media/about_us/Unikey_ISO_9001_Certification.pdf | https://www.unikeyic.com/products/current-sensors/acc-dc200/11302015.html
ACHS-7121-000E | BROADCOM | 1: 2.775 10: 2.775 25: 2.4864 50: 2.4864 100: 2.442 250: 2.442 500: 2.3976 1,000: 2.3976 | Broadcom, Hall Effect, SMD | - |  | ACHS-7121 |  | 10A | 15mA |  | AC/DC | 80kHz |  |  |  | ±0.18% |  |  |  |  | 1 (Unlimited) |  | Surface Mount |  | -40°C ~ 110°C | Ratiometric, Voltage |  |  | 8-SOIC (0.154", 3.90mm Width) | Tube | Bidirectional |  |  | 4µs | 9178254 |  | 185mV/A | Hall Effect | - | 8-SO | 4.5V ~ 5.5V | 1192 | https://www.unikeyic.com/media/datasheet/b7/f5/36e5/b7/f0a6a942a6ccf690555529cbeefd883b.pdf | https://www.unikeyic.com/products/current-sensors/achs-7121-000e/27855307.html
ACHS-7121-500E | BROADCOM | 1,500: 2.2378 3,000: 2.1704 4,500: 2.1337 | 185 4μs 4.5V 15mA 5.5V Bidirectional ±0.27% 10A SOIC-8 SMD mount，glue mount 5.08mm*3.937mm*1.908mm | - |  | ACHS-7121 |  | 10A | 15mA |  | AC/DC | 80kHz |  |  |  | ±0.27% |  |  |  |  | 1 (Unlimited) |  | Surface Mount |  | -40°C ~ 110°C | Ratiometric, Voltage |  |  | 8-SOIC (0.154", 3.90mm Width) |  | Bidirectional |  |  | 4µs |  |  | 185mV/A | Hall Effect | - | 8-SO | 4.5V ~ 5.5V | 2903 | https://www.unikeyic.com/media/datasheet/1a/5f/9719/1a/09f543ac61952e9eeec2ca683c748b73.pdf | https://www.unikeyic.com/products/current-sensors/achs-7121-500e/35039464.html
ACHS-7122-000E | BROADCOM | 1: 2.825 10: 2.825 25: 2.5312 50: 2.5312 100: 2.486 250: 2.486 500: 2.4408 1,000: 2.4408 | Broadcom, Hall Effect, SMD | - |  | ACHS-7122 |  | 20A | 15mA |  | AC/DC | 80kHz |  |  |  | ±0.18% |  |  |  |  | 1 (Unlimited) |  | Surface Mount |  | -40°C ~ 110°C | Ratiometric, Voltage |  |  | 8-SOIC (0.154", 3.90mm Width) | Tube | Bidirectional |  |  | 4µs |  |  | 100mV/A | Hall Effect | - | 8-SO | 4.5V ~ 5.5V | 541 | https://www.unikeyic.com/media/datasheet/1a/5f/9719/1a/09f543ac61952e9eeec2ca683c748b73.pdf | https://www.unikeyic.com/products/current-sensors/achs-7122-000e/34994634.html
ACHS-7123-000E | BROADCOM | 100: 2.6734 500: 2.4568 1,000: 2.3762 5,000: 2.2138 | 66 4μs 4.5V 15mA 5.5V Bidirectional ±0.11% 30A ±1.5% SOIC-8 SMD mount 5.08mm*3.937mm*1.908mm | - |  | ACHS-7123 |  | 30A | 15mA |  | AC/DC | 80kHz |  |  |  | ±0.11% |  |  |  |  | 1 (Unlimited) |  | Surface Mount |  | -40°C ~ 110°C | Ratiometric, Voltage |  |  | 8-SOIC (0.154", 3.90mm Width) | Tube | Bidirectional |  |  | 4µs | 9178256 |  | 66mV/A | Hall Effect | - | 8-SO | 4.5V ~ 5.5V | 2184 | https://www.unikeyic.com/media/datasheet/1a/5f/9719/1a/09f543ac61952e9eeec2ca683c748b73.pdf | https://www.unikeyic.com/products/current-sensors/achs-7123-000e/35061835.html
ACHS-7124-500E | BROADCOM | 5: 3.0819 10: 2.9447 25: 2.7802 50: 2.6676 100: 2.5645 500: 2.3572 | 50 4μs 4.5V 15mA 5.5V Bidirectional ±0.1% 40A SOIC-8 SMD, Adhesive Mount | - |  | ACHS-7124 |  | 40A | 15mA |  | AC/DC | 80kHz |  |  |  | ±0.1% |  |  |  |  | 1 (Unlimited) |  | Surface Mount |  | -40°C ~ 110°C (TA) | Ratiometric, Voltage |  |  | 8-SOIC (0.154", 3.90mm Width) | Tape & Reel (TR) | Bidirectional |  |  | 4µs |  |  | 50mV/A | Hall Effect | - | 8-SO | 4.5V ~ 5.5V | 179 | https://www.unikeyic.com/media/datasheet/08/27/da5e/0827da5ea78105a379663241016ca690.pdf | https://www.unikeyic.com/products/current-sensors/achs-7124-500e/10935593.html
ACHS-7125-000E | BROADCOM | 100: 2.5235 500: 2.3191 1,000: 2.243 5,000: 2.0896 | 4.5V 5.5V ±0.08% 50A 4μs Bidirectional SOIC-8, SMD | - |  | ACHS-7125 |  | 50A | 15mA |  | AC/DC | 80kHz |  |  |  | ±0.08% |  |  |  |  | 1 (Unlimited) |  | Surface Mount |  | -40°C ~ 110°C (TA) | Ratiometric, Voltage |  |  | 8-SOIC (0.154", 3.90mm Width) | Tube | Bidirectional |  |  | 4µs |  |  | 40mV/A | Hall Effect | - | 8-SO | 4.5V ~ 5.5V | 1882 | https://www.unikeyic.com/media/datasheet/de/ee/3584/de/94c337b144dd9dc0dcce37a76edffa4b.pdf | https://www.unikeyic.com/products/current-sensors/achs-7125-000e/10979340.html
ACHS-7125-500E | BROADCOM | 1,500: 2.106 4,500: 2.106 | 40 4μs 4.5V 15mA 5.5V Bidirectional ±0.08% 50A SOIC-8 SMD mount，glue mount | - |  | ACHS-7125 |  | 50A | 15mA |  | AC/DC | 80kHz |  |  |  | ±0.08% |  |  |  |  | 1 (Unlimited) |  | Surface Mount |  | -40°C ~ 110°C (TA) | Ratiometric, Voltage |  |  | 8-SOIC (0.154", 3.90mm Width) | Tape & Reel (TR) | Bidirectional |  |  | 4µs |  |  | 40mV/A | Hall Effect | - | 8-SO | 4.5V ~ 5.5V | 1500 | https://www.unikeyic.com/media/datasheet/de/ee/3584/de/94c337b144dd9dc0dcce37a76edffa4b.pdf | https://www.unikeyic.com/products/current-sensors/achs-7125-500e/35046510.html
ACHS-7191-000E | BROADCOM | 1: 3.175 10: 3.048 25: 2.8448 50: 2.8448 100: 2.794 250: 2.7432 500: 2.7432 1,000: 2.7432 | Broadcom Current Sensor IC, SMD, 8-Pin | - |  | ACHS |  | - | - |  | - | - |  |  |  | - |  |  |  |  | 1 (Unlimited) |  | - |  | - | - |  |  | - | Tube | - |  |  | - |  |  | - | - | - | - | - | 1446 | https://www.unikeyic.com/media/about_us/Unikey_ISO_9001_Certification.pdf | https://www.unikeyic.com/products/current-sensors/achs-7191-000e/35060168.html
ACHS-7191-500E | BROADCOM | 1,500+: 2.4223 3,000+: 2.3503 4,500+: 2.3109 | road | [38 empty] | 3048 |  | https://www.unikeyic.com/products/current-sensors/achs-7191-500e/35010021.html
ACHS-7192-000E | BROADCOM | 1: 3.05 10: 3.05 25: 2.7328 50: 2.7328 100: 2.684 250: 2.6352 500: 2.6352 1,000: 2.6352 | Broadcom Current sensor chip, surface mount, 8Pin | - |  | ACHS |  | - | - |  | - | - |  |  |  | - |  |  |  |  | 1 (Unlimited) |  | - |  | - | - |  |  | - | Tube | - |  |  | - |  |  | - | - | - | - | - | 387 | https://www.unikeyic.com/media/about_us/Unikey_ISO_9001_Certification.pdf | https://www.unikeyic.com/products/current-sensors/achs-7192-000e/11053911.html
ACHS-7192-500E | BROADCOM | 1,500: 2.4223 3,000: 2.3503 4,500: 2.3109 | road | - |  | ACHS |  | - | - |  | - | - |  |  |  | - |  |  |  |  | 1 (Unlimited) |  | - |  | - | - |  |  | - |  | - |  |  | - | 10418247 |  | - | - | - | - | - | 3808 | https://www.unikeyic.com/media/about_us/Unikey_ISO_9001_Certification.pdf | https://www.unikeyic.com/products/current-sensors/achs-7192-500e/10923080.html
ACHS-7194-000E | BROADCOM | 1+: 3.025 10+: 3.025 25+: 2.7104 50+: 2.7104 100+: 2.662 250+: 2.6136 500+: 2.6136 1,000+: 2.6136 | Broadcom Current Sensor IC, SMD, 8-Pin | [38 empty] | 1735 |  | https://www.unikeyic.com/products/current-sensors/achs-7194-000e/35039750.html
ACHS-7195-000E | BROADCOM | 100: 2.3829 200: 2.3233 400: 2.2876 | Broadcom Current Sensor IC, SMD, 8-Pin | - |  | ACHS |  | - | - |  | - | - |  |  |  | - |  |  |  |  | 1 (Unlimited) |  | - |  | - | - |  |  | - | Tube | - |  |  | - |  |  | - | - | - | - | - | 1220 | https://www.unikeyic.com/media/about_us/Unikey_ISO_9001_Certification.pdf | https://www.unikeyic.com/products/current-sensors/achs-7195-000e/35065626.html
ACHS-7195-500E | BROADCOM | 1: 2.7625 10: 2.7625 25: 2.4752 50: 2.4752 100: 2.431 250: 2.431 500: 2.3868 1,000: 2.3868 | CURRENT SENSOR IC, -40 TO 110DEG C; | - |  | ACHS |  | - | - |  | - | - |  |  |  | - |  |  |  |  | 1 (Unlimited) |  | - |  | - | - |  |  | - |  | - |  |  | - | 10417771 |  | - | - | - | - | - | 561 | https://www.unikeyic.com/media/about_us/Unikey_ISO_9001_Certification.pdf | https://www.unikeyic.com/products/current-sensors/achs-7195-500e/35056596.html
ACHS-7225-000E | BROADCOM | 1: 3.25 10: 3.12 25: 2.912 50: 2.912 100: 2.86 250: 2.808 500: 2.808 1,000: 2.808 | 26.4 4μs 3V 14mA 3.6V Bidirectional ±0.1% ±50A SOIC-8 SMD mount | - | Industrial |  | ±50A | [8 empty] | ±0.1% | Bidirectional | 3.6V | 14mA | 3V |  | SMD mount |  | -40℃~110℃ |  |  | - | SOIC-8 |  |  |  |  | 4μs |  |  | Tube | 26.4 |  |  |  |  | 1721 | https://www.unikeyic.com/media/about_us/Unikey_ISO_9001_Certification.pdf | https://www.unikeyic.com/products/current-sensors/achs-7225-000e/689259049.html
ACHS-7225-500E | BROADCOM | 1,500: 2.6676 4,500: 2.6676 | 26.4 4μs Voltage 3V 14mA 3.6V Bidirectional ±0.1% ±50A SOIC-8 SMD, Adhesive Mount 100mm L × 69.85mm W | - | Industrial |  | ±50A | [7 empty] | 100mm(Length)*69.85mm(width) | ±0.1% | Bidirectional | 3.6V | 14mA | 3V |  | SMD mount, glue mount |  | -40℃~110℃ |  |  | Voltage | SOIC-8 |  |  |  |  | 4μs |  |  | Tape and reel packaging | 26.4 |  |  |  |  | 2880 | https://www.unikeyic.com/media/about_us/Unikey_ISO_9001_Certification.pdf | https://www.unikeyic.com/products/current-sensors/achs-7225-500e/644131871.html
ACS37002KMABTR-050B5 | Allegro MicroSystems | 100+: 2.2848 500+: 2.2472 1,000+: 2.211 10,000+: 2.0979 | 40, 2.5μs, 4.5V, 18mA, 5.5V, Bidirectional, ±0.75%, 50A, ±1.75%, SOIC-16, SMD, Adhesive Mount | [38 empty] | 814 | https://www.unikeyic.com/media/datasheet/d4/c9/0486/d4c90486d8b72b600aae99ee5bfde3fe.pdf | https://www.unikeyic.com/products/current-sensors/acs37002kmabtr-050b5/35054313.html
ACS37002KMABTR-050B5-M | Allegro MicroSystems | 100: 2.7144 300: 2.6943 500: 2.6741 1,000: 2.6339 5,000: 2.6138 | 19.8 2.5μs 3.15V 15mA 5.5V Bidirectional ±0.75% 50A ±1.75% SOIC-16 SMD mount | ±1.75% | Industrial |  | 50A | [8 empty] | ±0.75% | Bidirectional | 5.5V | 15mA | 3.15V |  | SMD mount |  | -40℃~125℃ |  |  | - | SOIC-16 |  |  |  |  | 2.5μs |  |  | bulk | 19.8 |  |  |  |  | 319 | https://www.unikeyic.com/media/about_us/Unikey_ISO_9001_Certification.pdf | https://www.unikeyic.com/products/current-sensors/acs37002kmabtr-050b5-m/700486033.html
ACS37002LLAATR-015B3 | Allegro MicroSystems | 1: 6.7735 5: 5.83 10: 5.588 25: 5.2056 50: 5.0112 100: 4.8276 500: 4.3524 1,000: 4.1904 | Current Sensor Current Sensor DC Current 3.3V 16-Pin SOIC W T/R | - |  |  |  | 15A | 15mA |  | DC | DC ~ 400kHz |  |  |  | ±0.75% |  |  |  |  | 3 (168 Hours) |  | Surface Mount |  | -40°C ~ 150°C | Ratiometric, Voltage |  |  | 16-SOIC (0.295", 7.50mm Width) | Bulk | Bidirectional |  |  | 2.5µs | 20115460 |  | 19.8mV/A | Hall Effect | ACS37002 | 16-SOIC | 3.15V ~ 5.5V | 5481 | https://www.unikeyic.com/media/datasheet/57/e6/3b8f/57e63b8ffe058d728ca2edf67c80e8a5.pdf | https://www.unikeyic.com/products/current-sensors/acs37002llaatr-015b3/35055740.html
ACS37002LLAATR-015B5 | Allegro MicroSystems | 1+: 7.6605 5+: 5.723 10+: 5.4851 25+: 5.1994 50+: 5.0045 100+: 4.8258 500+: 4.4661 1,000+: 4.3322 | Current Sensor DC Current 5V | [38 empty] | 980 | https://www.unikeyic.com/media/datasheet/57/e6/3b8f/57e63b8ffe058d728ca2edf67c80e8a5.pdf | https://www.unikeyic.com/products/current-sensors/acs37002llaatr-015b5/11147385.html
ACS37002LLAATR-025B5 | Allegro MicroSystems | 1,000: 4.3297 2,000: 4.2069 | 80 2.5μs 3.15V 15mA 5.5V Bidirectional ±0.75% 15A ±1.75% SOIC-16 SMD mount | ±1.75% | Industrial |  | 15A |  |  | ACS37002LLAATR-025B5 Allegro MicroSystems | [5 empty] | ±0.75% | Bidirectional | 5.5V | 15mA | 3.15V |  | SMD mount |  | -40℃~150℃ |  |  | - | SOIC-16 |  |  |  |  | 2.5μs |  |  | bulk | 80 |  |  |  |  | 5417 | https://www.unikeyic.com/media/datasheet/57/e6/3b8f/57e63b8ffe058d728ca2edf67c80e8a5.pdf | https://www.unikeyic.com/products/current-sensors/acs37002llaatr-025b5/19768830.html
ACS37002LLAATR-025U3 | Allegro MicroSystems | 100: 3.1309 300: 3.1077 500: 3.0845 1,000: 3.0381 5,000: 3.0149 | 400 kHz, High Accuracy Current Sensor with Pin-Selectable Gains and Adjustable Overcurrent Fast Fault | - |  |  | - |  |  | ACS37002LLAATR-025U3 Allegro MicroSystems | [5 empty] | - | - | - | - | - | [6 empty] | - | [5 empty] | - |  |  | bulk | - |  |  |  |  | 202 | https://www.unikeyic.com/media/datasheet/57/e6/3b8f/57e63b8ffe058d728ca2edf67c80e8a5.pdf | https://www.unikeyic.com/products/current-sensors/acs37002llaatr-025u3/11129731.html
ACS37002LMABTR-050B3 | Allegro MicroSystems | 1: 7.6605 5: 5.723 10: 5.4851 25: 5.1994 50: 5.0045 100: 4.8258 500: 4.4661 | 26.4 2.5μs 3.15V 15mA 3.6V Bidirectional ±0.75% 50A ±1.75% SOIC-16-300MIL SMD, Adhesive Mount | ±1.75% |  | ACS370 |  | 50A | 15mA |  | AC/DC | 400kHz |  |  |  | ±0.75% |  |  |  |  | 3 (168 Hours) |  | Surface Mount |  | -40°C ~ 150°C (TA) | Ratiometric, Voltage |  |  | 16-SOIC (0.295", 7.50mm Width) |  | Bidirectional |  |  | 2.5µs |  |  | 26.4mV/A | Hall Effect | ACS37002 | 16-SOIC | 3.15V ~ 3.6V | 527 | https://www.unikeyic.com/media/datasheet/d4/c9/0486/d4c90486d8b72b600aae99ee5bfde3fe.pdf | https://www.unikeyic.com/products/current-sensors/acs37002lmabtr-050b3/11169773.html
ACS37002LMABTR-050B5 | Allegro MicroSystems | 1,000: 3.6956 2,000: 3.5182 5,000: 3.4295 | 40 2.5μs Analog 4.5V 18mA 5.5V Bi-dir ±0.75% 50A ±1.75% SOIC-16 SMD Adhesive Mount | ±1.75% |  | ACS370 |  | 50A | 18mA |  | AC/DC | 400kHz |  |  |  | ±0.75% |  |  |  |  | 3 (168 Hours) |  | Surface Mount |  | -40°C ~ 150°C (TA) | Ratiometric, Voltage |  |  | 16-SOIC (0.295", 7.50mm Width) |  | Bidirectional |  |  | 2.5µs | 13560870 |  | 40mV/A | Hall Effect | ACS37002 | 16-SOIC | 4.5V ~ 5.5V | 1000 | https://www.unikeyic.com/media/datasheet/d4/c9/0486/d4c90486d8b72b600aae99ee5bfde3fe.pdf | https://www.unikeyic.com/products/current-sensors/acs37002lmabtr-050b5/35000735.html
ACS37002LMABTR-050B5-M | Allegro MicroSystems | 1: 7.6605 5: 5.723 10: 5.4851 25: 5.1994 50: 5.0045 100: 4.8258 500: 4.4661 | 1.1μs 5V ±1% SO | ±1% | Automotive |  | - |  |  | ACS37002LMABTR-050B5-M Allegro MicroSystems | [5 empty] | - | - | 5V | - | - |  |  |  | -40℃~150℃ |  |  | - | SO |  |  |  |  | 1.1μs |  |  | Tape and reel packaging | - |  |  |  |  | 747 | https://www.unikeyic.com/media/datasheet/d4/c9/0486/d4c90486d8b72b600aae99ee5bfde3fe.pdf | https://www.unikeyic.com/products/current-sensors/acs37002lmabtr-050b5-m/34953939.html
ACS37002LMABTR-050U3 | Allegro MicroSystems | 100: 3.1309 300: 3.1077 500: 3.0845 1,000: 3.0381 5,000: 3.0149 | TVS Diode Unidirectional 3.15V 15mA 3.6V ±0.75% 50A ±1.75% SOIC-16 SMD, Adhesive Mount | ±1.75% |  | ACS370 |  | 50A | 15mA |  | AC/DC | 400kHz |  |  |  | ±0.75% |  |  |  |  | 3 (168 Hours) |  | Surface Mount |  | -40°C ~ 150°C (TA) | Ratiometric, Voltage |  |  | 16-SOIC (0.295", 7.50mm Width) |  | Unidirectional |  |  | 2.5µs | 13560871 |  | 52.8mV/A | Hall Effect | ACS37002 | 16-SOIC | 3.15V ~ 3.6V | 2648 | https://www.unikeyic.com/media/datasheet/d4/c9/0486/d4c90486d8b72b600aae99ee5bfde3fe.pdf | https://www.unikeyic.com/products/current-sensors/acs37002lmabtr-050u3/35065840.html
ACS37002LMABTR-050U5 | Allegro MicroSystems | 100: 3.1309 300: 3.1077 500: 3.0845 1,000: 3.0381 5,000: 3.0149 | 80 2.5μs 4.5V 18mA 5.5V Unidirectional ±0.75% 50A ±1.75% SOIC-16 SMD mount，glue mount | ±1.75% |  | ACS370 |  | 50A | 18mA |  | AC/DC | 400kHz |  |  |  | ±0.75% |  |  |  |  | 3 (168 Hours) |  | Surface Mount |  | -40°C ~ 150°C (TA) | Ratiometric, Voltage |  |  | 16-SOIC (0.295", 7.50mm Width) |  | Unidirectional |  |  | 2.5µs | 13560859 |  | 80mV/A | Hall Effect | ACS37002 | 16-SOIC | 4.5V ~ 5.5V | 472 | https://www.unikeyic.com/media/datasheet/7f/0a/43bb/7f/c483fb9f37bce2618147ca0416284fb7.pdf | https://www.unikeyic.com/products/current-sensors/acs37002lmabtr-050u5/16969474.html
ACS37002LMABTR-066B3 | Allegro MicroSystems | 1+: 1.916 100+: 1.7105 1,000+: 1.6637 15,000+: 1.6516 30,000+: 1.6396 | 19.8 2.5μs 3.15V 15mA 3.6V Bidirectional ±0.75% 66.7A ±1.75% SOIC-16-300MIL SMD, Adhesive Mount | [38 empty] | 0 | https://www.unikeyic.com/media/datasheet/d4/c9/0486/d4c90486d8b72b600aae99ee5bfde3fe.pdf | https://www.unikeyic.com/products/current-sensors/acs37002lmabtr-066b3/11327324.html
ACS37002LMABTR-066B5 | Allegro MicroSystems | 100: 3.1309 300: 3.1077 500: 3.0845 1,000: 3.0381 5,000: 3.0149 | 30 2.5μs 4.5V 18mA 5.5V Bidirectional ±0.75% 66.7A ±1.75% SOIC-16-300MIL SMD mount，glue mount | ±1.75% |  | ACS370 |  | 66.7A | 18mA |  | AC/DC | 400kHz |  |  |  | ±0.75% |  |  |  |  | 3 (168 Hours) |  | Surface Mount |  | -40°C ~ 150°C (TA) | Ratiometric, Voltage |  |  | 16-SOIC (0.295", 7.50mm Width) |  | Bidirectional |  |  | 2.5µs | 13560507 |  | 30mV/A | Hall Effect | ACS37002 | 16-SOIC | 4.5V ~ 5.5V | 314 | https://www.unikeyic.com/media/datasheet/d4/c9/0486/d4c90486d8b72b600aae99ee5bfde3fe.pdf | https://www.unikeyic.com/products/current-sensors/acs37002lmabtr-066b5/11056421.html
ACS37002LMABTR-066U3 | Allegro MicroSystems | 1,000: 4.3322 2,000: 4.2092 | 39.6 2.5μs 3.15V 15mA 3.6V Unidirectional ±0.75% 66.7A ±1.75% SOIC-16 SMD, Adhesive Mount | ±1.75% |  | ACS370 |  | 66.7A | 15mA |  | AC/DC | 400kHz |  |  |  | ±0.75% |  |  |  |  | 3 (168 Hours) |  | Surface Mount |  | -40°C ~ 150°C (TA) | Ratiometric, Voltage |  |  | 16-SOIC (0.295", 7.50mm Width) |  | Unidirectional |  |  | 2.5µs |  |  | 39.6mV/A | Hall Effect | ACS37002 | 16-SOIC | 3.15V ~ 3.6V | 1497 | https://www.unikeyic.com/media/datasheet/d4/c9/0486/d4c90486d8b72b600aae99ee5bfde3fe.pdf | https://www.unikeyic.com/products/current-sensors/acs37002lmabtr-066u3/11000466.html
ACS37002LMCATR-050U5 | Allegro MicroSystems | 100: 4.8399 300: 4.804 500: 4.7682 1,000: 4.6965 5,000: 4.6606 | 80 2.5μs 4.5V 18mA 5.5V Unidirectional ±0.75% 50A ±1.75% SMD, Adhesive Mount | ±1.75% |  | ACS370 |  | 50A | 18mA |  | DC | 400kHz |  |  |  | ±0.75% |  |  |  |  | 3 (168 Hours) |  | Surface Mount |  | -40°C ~ 150°C (TA) | Ratiometric, Voltage |  |  | 16-SOIC (0.295", 7.50mm Width) |  | Unidirectional |  |  | 2.5µs | 13682942 |  | 80mV/A | Hall Effect | - | 16-SOIC | 4.5V ~ 5.5V | 762 | https://www.unikeyic.com/media/pdf/PCNDesignSpecification/allegro-microsystems/ba/f6/0aeb/acs37002lmcatr-050b5/2025/11/20230815MAMCWBC-IN.pdf | https://www.unikeyic.com/products/current-sensors/acs37002lmcatr-050u5/11275442.html
ACS37002LMCATR-066B5 | Allegro MicroSystems | 800: 5.4037 1,600: 5.2522 | 30 2.5μs 4.5V 18mA 5.5V Bidirectional ±0.75% 66.7A ±1.75% SOIC-16-300MIL SMD, Adhesive Mount | ±1.75% |  | ACS370 |  | 66.7A | 18mA |  | DC | 400kHz |  |  |  | ±0.75% |  |  |  |  | 3 (168 Hours) |  | Surface Mount |  | -40°C ~ 150°C (TA) | Ratiometric, Voltage |  |  | 16-SOIC (0.295", 7.50mm Width) |  | Bidirectional |  |  | 2.5µs | 13682933 |  | 30mV/A | Hall Effect | - | 16-SOIC | 4.5V ~ 5.5V | 4290 | https://www.unikeyic.com/media/pdf/PCNDesignSpecification/allegro-microsystems/ba/f6/0aeb/acs37002lmcatr-050b5/2025/11/20230815MAMCWBC-IN.pdf | https://www.unikeyic.com/products/current-sensors/acs37002lmcatr-066b5/5161573.html
ACS37002LMCATR-090B5 | Allegro MicroSystems | 100: 3.9351 300: 3.906 500: 3.8768 1,000: 3.8185 5,000: 3.7894 |  | ±1.75% |  | ACS370 |  | 90A | 18mA |  | DC | 400kHz |  |  |  | ±0.75% |  |  |  |  | 3 (168 Hours) |  | Surface Mount |  | -40°C ~ 150°C (TA) | Ratiometric, Voltage |  |  | 16-SOIC (0.295", 7.50mm Width) |  | Bidirectional |  |  | 2.5µs |  |  | 22.2mV/A | Hall Effect | - | 16-SOIC | 4.5V ~ 5.5V | 14150 | https://www.unikeyic.com/media/pdf/PCNDesignSpecification/allegro-microsystems/ba/f6/0aeb/acs37002lmcatr-050b5/2025/11/20230815MAMCWBC-IN.pdf | https://www.unikeyic.com/products/current-sensors/acs37002lmcatr-090b5/14867394.html
ACS37003KMCATR-050B5 | Allegro MicroSystems | 100: 3.734 300: 3.7064 500: 3.6787 1,000: 3.6234 5,000: 3.5957 | Voltage Translator 40ch 1.1μs 4.5V 18mA 5.5V Bi-directional ±0.5% 50A ±1.3% SOIC-16 SMD, Adhesive Mount | ±1.3% |  |  |  | 50A | 18mA |  | DC | 400kHz |  |  |  | ±0.5% |  |  |  |  | 3 (168 Hours) |  | Surface Mount |  | -40°C ~ 125°C (TA) | Ratiometric, Voltage |  |  | 16-SOIC (0.295", 7.50mm Width) |  | Bidirectional |  |  |  | 14307156 |  | 40mV/A | Hall Effect | ACS37003 | 16-SOIC | 4.5V ~ 5.5V | 206 | https://www.unikeyic.com/media/pdf/HTMLDatasheet/allegro-microsystems/bd/fd/c341/acs37003kmcatr-180b5/2025/11/acs37003kmc.pdf | https://www.unikeyic.com/products/current-sensors/acs37003kmcatr-050b5/21457626.html
ACS37003KMCATR-085B5 | Allegro MicroSystems | 800: 5.1519 1,600: 5.0065 | 25 4.5V 5.5V SOIC-16-300MIL | ±1.3% |  |  |  | 85A | 18mA |  | DC | 400kHz |  |  |  | ±0.5% |  |  |  |  | 3 (168 Hours) |  | Surface Mount |  | -40°C ~ 125°C (TA) | Ratiometric, Voltage |  |  | 16-SOIC (0.295", 7.50mm Width) |  | Bidirectional |  |  |  | 14307155 |  | 25mV/A | Hall Effect | ACS37003 | 16-SOIC | 4.5V ~ 5.5V | 4894 | https://www.unikeyic.com/media/pdf/HTMLDatasheet/allegro-microsystems/bd/fd/c341/acs37003kmcatr-180b5/2025/11/acs37003kmc.pdf | https://www.unikeyic.com/products/current-sensors/acs37003kmcatr-085b5/13489404.html
ACS37003KMCATR-120B3 | Allegro MicroSystems | 800: 5.1519 1,600: 5.0065 | 12 1.1μs 3.15V 15mA 3.6V Bidirectional ±0.5% 120A ±1.1% SOIC-16 SMD, Adhesive Mount | ±1.1% |  |  |  | 120A | 15mA |  | DC | 400kHz |  |  |  | ±0.5% |  |  |  |  | 3 (168 Hours) |  | Surface Mount |  | -40°C ~ 125°C (TA) | Ratiometric, Voltage |  |  | 16-SOIC (0.295", 7.50mm Width) |  | Bidirectional |  |  |  | 14307119 |  | 12mV/A | Hall Effect | ACS37003 | 16-SOIC | 3.15V ~ 3.6V | 3539 | https://www.unikeyic.com/media/pdf/HTMLDatasheet/allegro-microsystems/bd/fd/c341/acs37003kmcatr-180b5/2025/11/acs37003kmc.pdf | https://www.unikeyic.com/products/current-sensors/acs37003kmcatr-120b3/25268566.html
ACS37003KMCATR-180B5 | Allegro MicroSystems | 800+: 5.464 1,600+: 5.3098 | 12-Bit, 1.1μs, 4.5V, 18mA, 5.5V, Bi-Directional, ±0.5%, 180A, ±1.1%, SOIC-16, SMD, Adhesive Mount | [38 empty] | 17477 |  | https://www.unikeyic.com/products/current-sensors/acs37003kmcatr-180b5/13175219.html
ACS37010LLZATR-050B5 | Allegro MicroSystems | 100: 2.5707 300: 2.5517 500: 2.5327 1,000: 2.4946 5,000: 2.4755 | 40 1.3μs 4.5V 5.5V ±1.1% SOIC | ±1.1% | Industrial |  | - | [8 empty] | - | - | 5.5V | - | 4.5V |  |  |  | -40℃~150℃ |  |  | - | SOIC |  |  |  |  | 1.3μs |  |  | Tape and reel packaging | 40 |  |  |  |  | 8379 | https://www.unikeyic.com/media/about_us/Unikey_ISO_9001_Certification.pdf | https://www.unikeyic.com/products/current-sensors/acs37010llzatr-050b5/683444808.html
ACS37012LLZATR-050B3 | Allegro MicroSystems | 1: 6.831 5: 5.808 10: 5.401 25: 4.8168 50: 4.4712 100: 4.158 500: 3.8016 1,000: 3.6828 |  | - |  |  | - | [8 empty] | - | - | - | - | - | [6 empty] | - | [5 empty] | - |  |  |  | - |  |  |  |  | 2737 | https://www.unikeyic.com/media/about_us/Unikey_ISO_9001_Certification.pdf | https://www.unikeyic.com/products/current-sensors/acs37012llzatr-050b3/692020872.html
ACS37012LLZATR-050B5 | Allegro MicroSystems | 1+: 5.6925 5+: 5.106 10+: 4.686 25+: 4.3524 50+: 4.1904 100+: 4.0284 500+: 3.6396 1,000+: 3.5208 | [39 empty] | 7596 |  | https://www.unikeyic.com/products/current-sensors/acs37012llzatr-050b5/692025010.html
ACS37030LLZATR-020B3 | Allegro MicroSystems | 1: 7.6245 5: 6.138 10: 5.709 25: 5.0868 50: 4.7196 100: 4.3848 500: 3.78 1,000: 3.6396 3,000: 3.4776 | 66 40ns 3V 30mA 3.6V Bidirectional 20A SOIC-6 SMD mount，glue mount | - | Industrial |  | 20A | [8 empty] | - | Bidirectional | 3.6V | 30mA | 3V |  | SMD mount, glue mount |  | -40℃~150℃ |  |  | - | SOIC-6 |  |  |  |  | 40ns |  |  | Tape and reel packaging | 66 |  |  |  |  | 4097 | https://www.unikeyic.com/media/about_us/Unikey_ISO_9001_Certification.pdf | https://www.unikeyic.com/products/current-sensors/acs37030llzatr-020b3/692582441.html
ACS37030LLZATR-040B3 | Allegro MicroSystems | 1,000: 3.5313 2,000: 3.3619 5,000: 3.2771 | 33 40ns 3V 30mA 3.6V Bidirectional 40A ±2% SOIC-6 SMD mount，glue mount | ±2% | Industrial |  | 40A |  |  | ACS37030LLZATR-040B3 Allegro MicroSystems | [5 empty] | - | Bidirectional | 3.6V | 30mA | 3V |  | SMD mount, glue mount |  | -40℃~150℃ |  |  | - | SOIC-6 |  |  |  |  | 40ns |  |  | Tape and reel packaging | 33 |  |  |  |  | 2400 | https://www.unikeyic.com/media/datasheet/3b/ff/48ce/3bff48cefe6cfa8d0c05a635d1dd4441.pdf | https://www.unikeyic.com/products/current-sensors/acs37030llzatr-040b3/692581706.html
ACS37032LLZATR-040B3 | Allegro MicroSystems | 1: 6.773 5: 5.0458 10: 4.833 25: 4.5779 50: 4.4034 100: 4.2436 500: 3.9221 1,000: 3.8022 | 33 40ns 3V 30mA 3.6V Bidirectional 40A SOIC-6 SMD, Adhesive Mount | - | Industrial |  | 40A |  |  | ACS37032LLZATR-040B3 Allegro MicroSystems | [5 empty] | - | Bidirectional | 3.6V | 30mA | 3V |  | SMD mount, glue mount |  | -40℃~150℃ |  |  | - | SOIC-6 |  |  |  |  | 40ns |  |  | Tape and reel packaging | 33 |  |  |  |  | 810 | https://www.unikeyic.com/media/datasheet/3b/ff/48ce/3bff48cefe6cfa8d0c05a635d1dd4441.pdf | https://www.unikeyic.com/products/current-sensors/acs37032llzatr-040b3/692633457.html
ACS37035KLACTR-040B5 | Allegro MicroSystems | 5: 5.5085 10: 5.049 25: 4.698 50: 4.5252 100: 4.3524 500: 3.9528 1,000: 3.7584 2,000: 3.672 | CURRENT SENSOR HE 40A 16-SOIC | - |  |  | - | [8 empty] | - | - | - | - | - | [6 empty] | - | [5 empty] | - |  |  |  | - |  |  |  |  | 698 | https://www.unikeyic.com/media/about_us/Unikey_ISO_9001_Certification.pdf | https://www.unikeyic.com/products/current-sensors/acs37035klactr-040b5/1000499707.html
ACS37041KLHBLT-030B3 | Allegro MicroSystems | 10: 1.18 25: 1.1074 50: 1.0575 100: 1.0118 500: 0.9202 1,000: 0.8861 | CURRENT SENSOR IN SOT23-W LH-5 P | - |  |  | - | [8 empty] | - | - | - | - | - | [6 empty] | - | [5 empty] | - |  |  |  | - |  |  |  |  | 2563 | https://www.unikeyic.com/media/about_us/Unikey_ISO_9001_Certification.pdf | https://www.unikeyic.com/products/current-sensors/acs37041klhblt-030b3/983245257.html
ACS37042KLHBLT-010B3 | Allegro MicroSystems | 10: 1.3864 25: 1.3023 50: 1.2446 100: 1.192 500: 1.0861 1,000: 1.0468 | CURRENT SENSOR HE 10A SOT-23W | - |  |  | - | [8 empty] | - | - | - | - | - | [6 empty] | - | [5 empty] | - |  |  |  | - |  |  |  |  | 943 | https://www.unikeyic.com/media/about_us/Unikey_ISO_9001_Certification.pdf | https://www.unikeyic.com/products/current-sensors/acs37042klhblt-010b3/996745122.html
ACS37042KLHBLT-010B5 | Allegro MicroSystems | 10+: 1.4696 25+: 1.3801 50+: 1.3194 100+: 1.2635 500+: 1.1513 1,000+: 1.1096 | CURRENT SENSOR HE 10A SOT-23W | [38 empty] | 2775 |  | https://www.unikeyic.com/products/current-sensors/acs37042klhblt-010b5/996735712.html
ACS37042KLHBLT-030B3 | Allegro MicroSystems | 10: 1.3864 25: 1.3023 50: 1.2446 100: 1.192 500: 1.0861 1,000: 1.0468 | CURRENT SENSOR HE 30A SOT-23W | - |  |  | - | [8 empty] | - | - | - | - | - | [6 empty] | - | [5 empty] | - |  |  |  | - |  |  |  |  | 2281 | https://www.unikeyic.com/media/about_us/Unikey_ISO_9001_Certification.pdf | https://www.unikeyic.com/products/current-sensors/acs37042klhblt-030b3/996767549.html
ACS37220LEZATR-100B3 | Allegro MicroSystems | 1,000: 2.1974 2,000: 2.1288 3,000: 2.0913 5,000: 2.0467 | CURRENT SENSOR HE 100A 7-QFN | - |  |  | - | [8 empty] | - | - | - | - | - | [6 empty] | - | [5 empty] | - |  |  |  | - |  |  |  |  | 8000 | https://www.unikeyic.com/media/about_us/Unikey_ISO_9001_Certification.pdf | https://www.unikeyic.com/products/current-sensors/acs37220lezatr-100b3/697450989.html
ACS37220LEZATR-100B5 | Allegro MicroSystems | 1,000: 2.1974 2,000: 2.1288 3,000: 2.0913 5,000: 2.0467 | CURRENT SENSOR HE 100A 7-QFN | - |  |  | - | [8 empty] | - | - | - | - | - | [6 empty] | - | [5 empty] | - |  |  |  | - |  |  |  |  | 1785 | https://www.unikeyic.com/media/about_us/Unikey_ISO_9001_Certification.pdf | https://www.unikeyic.com/products/current-sensors/acs37220lezatr-100b5/697418989.html
ACS37220LEZATR-150B3 | Allegro MicroSystems | 1: 4.0185 5: 3.5822 10: 2.842 25: 2.682 50: 2.5729 100: 2.4731 500: 2.2722 | CURRENT SENSOR HE 150A 7-QFN | - |  |  | - | [8 empty] | - | - | - | - | - | [6 empty] | - | [5 empty] | - |  |  |  | - |  |  |  |  | 874 | https://www.unikeyic.com/media/about_us/Unikey_ISO_9001_Certification.pdf | https://www.unikeyic.com/products/current-sensors/acs37220lezatr-150b3/697422580.html
ACS37610LLUATR-005B5 | Allegro MicroSystems | 4,000: 3.7079 | 60mV/mT 1.6μs 4.5V 21mA 5.5V Bidirectional ±0.15% ±5% TSSOP-8 SMD mount，glue mount | ±5% |  |  |  | - | 21mA |  | AC/DC | DC ~ 250kHz |  |  |  | ±0.15% |  |  |  |  | 2 (1 Year) |  | Surface Mount |  | -40°C ~ 150°C (TA) | Voltage |  |  | 8-TSSOP (0.173", 4.40mm Width) |  | Bidirectional |  |  | 1.6µs | 21651121 |  | 60mV/mT | Hall Effect | - | 8-TSSOP | 4.5V ~ 5.5V | 9049 | https://www.unikeyic.com/media/datasheet/b5/9b/d100/b59bd1009d3c2bc6a2872c3b749aa3fd.pdf | https://www.unikeyic.com/products/current-sensors/acs37610lluatr-005b5/683423819.html
ACS37610LLUATR-010B3 | Allegro MicroSystems | 5: 5.244 10: 4.807 25: 4.4712 50: 4.2984 100: 4.1364 500: 3.7476 1,000: 3.618 2,500: 3.4452 | 100mV/mT 1.6μs 3V 19mA 3.6V Bidirectional ±0.15% ±5% TSSOP-8 SMD mount，glue mount | ±5% | Industrial |  | - | [8 empty] | ±0.15% | Bidirectional | 3.6V | 19mA | 3V |  | SMD mount, glue mount |  |  |  |  | - | TSSOP-8 |  |  |  |  | 1.6μs |  |  | Tape and reel packaging | 100mV/mT |  |  |  |  | 1773 | https://www.unikeyic.com/media/about_us/Unikey_ISO_9001_Certification.pdf | https://www.unikeyic.com/products/current-sensors/acs37610lluatr-010b3/690012970.html
ACS37610LLUATR-010B5 | Allegro MicroSystems | 5: 5.244 10: 4.807 25: 4.4712 50: 4.2984 100: 4.1364 500: 3.7476 1,000: 3.618 2,500: 3.4452 | 100mV/mT 1.6μs 4.5V 21mA 5.5V Bidirectional ±0.15% ±5% TSSOP-8 SMD mount，glue mount | ±5% |  |  |  | - | 21mA |  | AC/DC | DC ~ 250kHz |  |  |  | ±0.15% |  |  |  |  | 2 (1 Year) |  | Surface Mount |  | -40°C ~ 150°C (TA) | Voltage |  |  | 8-TSSOP (0.173", 4.40mm Width) |  | Bidirectional |  |  | 1.6µs | 21651118 |  | 100mV/mT | Hall Effect | - | 8-TSSOP | 4.5V ~ 5.5V | 1456 | https://www.unikeyic.com/media/datasheet/b5/9b/d100/b59bd1009d3c2bc6a2872c3b749aa3fd.pdf | https://www.unikeyic.com/products/current-sensors/acs37610lluatr-010b5/687767841.html
ACS37610LLUATR-020B5 | Allegro MicroSystems | 1: 4.3398 100: 3.8759 1,000: 3.7777 | 200mV/mT 1.6μs 4.5V 21mA 5.5V Bidirectional ±0.15% ±5% TSSOP-8 SMD mount，glue mount | ±5% | Industrial |  | - | [8 empty] | ±0.15% | Bidirectional | 5.5V | 21mA | 4.5V |  | SMD mount, glue mount |  |  |  |  | - | TSSOP-8 |  |  |  |  | 1.6μs |  |  | Tape and reel packaging | 200mV/mT | [5 empty] | https://www.unikeyic.com/media/about_us/Unikey_ISO_9001_Certification.pdf | https://www.unikeyic.com/products/current-sensors/acs37610lluatr-020b5/691288359.html
ACS37610LLUATR-020U5 | Allegro MicroSystems | 1+: 6.6084 5+: 4.9233 10+: 4.7146 25+: 4.465 50+: 4.2945 100+: 4.1382 500+: 3.8234 1,000+: 3.7062 | Hall Sensor 200mV/mT 1.6μs 4.5V-5.5V 21mA Unidirectional ±0.15% ±5% TSSOP-8, SMD, Adhesive Mount | [38 empty] | 2808 |  | https://www.unikeyic.com/products/current-sensors/acs37610lluatr-020u5/691220129.html
ACS37612LLUALU-010B5 | Allegro MicroSystems | 1+: 4.433 5+: 3.2854 10+: 3.1396 25+: 2.9652 50+: 2.846 100+: 2.7369 | 10mV/g 4.5V 16mA 5.5V Bi-directional ±1% 20A(mT) ±2% TSSOP-8 SMD, Adhesive Mount | [38 empty] | 2870 | https://www.unikeyic.com/media/datasheet/d4/a8/f368/d4/d29d394dc1268ede96e405821c2267de.pdf | https://www.unikeyic.com/products/current-sensors/acs37612llualu-010b5/35025060.html
ACS37612LLUATR-005B5 | Allegro MicroSystems | 4,000: 2.8542 | 5 1.6μs 4.5V 5.5V ±1% TSSOP | ±2% |  |  |  | 40mT | 16mA |  | AC/DC | DC ~ 120kHz |  |  |  | ±1% |  |  |  |  | 2 (1 Year) |  | Surface Mount |  | -40°C ~ 150°C | Ratiometric, Voltage |  |  | 8-TSSOP (0.173", 4.40mm Width) |  | Bidirectional |  |  | 3.2µs | 19560954 |  | 5mV/g | Hall Effect | - | 8-TSSOP | 4.5V ~ 5.5V | 8000 | https://www.unikeyic.com/media/datasheet/76/ce/7ba6/76ce7ba68674b8fc8be7d6d26edfcac2.pdf | https://www.unikeyic.com/products/current-sensors/acs37612lluatr-005b5/35038308.html
ACS37612LLUATR-010B5 | Allegro MicroSystems | 100: 2.1255 300: 2.1098 500: 2.094 1,000: 2.0626 5,000: 2.0468 | 10-Ch 1.6μs 4.5V-5.5V ±1% TSSOP | - |  |  |  | - | 16mA |  | AC/DC | DC ~ 120kHz |  |  |  | ±1% |  |  |  |  | 2 (1 Year) |  | Surface Mount |  | -40°C ~ 150°C | Ratiometric, Voltage |  |  | 8-TSSOP (0.173", 4.40mm Width) | Bulk | Bidirectional |  |  | 3.2µs | 20115458 |  | 10mV/g | Hall Effect | - | 8-TSSOP | 4.5V ~ 5.5V | 3027 | https://www.unikeyic.com/media/datasheet/76/ce/7ba6/76ce7ba68674b8fc8be7d6d26edfcac2.pdf | https://www.unikeyic.com/products/current-sensors/acs37612lluatr-010b5/34953676.html
ACS37612LLUATR-015B5 | Allegro MicroSystems | 100: 2.1255 300: 2.1098 500: 2.094 1,000: 2.0626 5,000: 2.0468 | 15mV/g, 1.6μs, 4.5V, 16mA, 5.5V, Bidirectional, ±1%, 13A(mT), ±2%, TSSOP-8, SMD, Adhesive Mount | ±2% |  | ACS376 |  | 13mT | 16mA |  | AC/DC | DC ~ 120kHz |  |  |  | ±1% |  |  |  |  | 2 (1 Year) |  | Surface Mount |  | -40°C ~ 150°C (TA) | Ratiometric, Voltage |  |  | 8-TSSOP (0.173", 4.40mm Width) |  | Bidirectional | [5 empty] | 15mV/g | Hall Effect | Automotive, AEC-Q100 | 8-TSSOP | 4.5V ~ 5.5V | 2721 | https://www.unikeyic.com/media/datasheet/76/ce/7ba6/76ce7ba68674b8fc8be7d6d26edfcac2.pdf | https://www.unikeyic.com/products/current-sensors/acs37612lluatr-015b5/35008086.html
ACS37612LLUATR-015U5 | Allegro MicroSystems | 100+: 1.7952 500+: 1.7702 1,000+: 1.727 10,000+: 1.6428 | 15 1.6μs 4.5V 5.5V ±1% TSSOP | [38 empty] | 1246 | https://www.unikeyic.com/media/datasheet/76/ce/7ba6/76ce7ba68674b8fc8be7d6d26edfcac2.pdf | https://www.unikeyic.com/products/current-sensors/acs37612lluatr-015u5/34969211.html
ACS70201LLCATR-020B5 | Allegro MicroSystems | 300: 1.7391 500: 1.7262 1,000: 1.7002 5,000: 1.6872 |  | - |  |  | - | [8 empty] | - | - | - | - | - |  | glue mount |  |  |  |  | - | SOIC8 |  |  |  | On sale | - |  |  | Tape and reel packaging | - |  |  |  |  | 2384 | https://www.unikeyic.com/media/about_us/Unikey_ISO_9001_Certification.pdf | https://www.unikeyic.com/products/current-sensors/acs70201llcatr-020b5/34999214.html
ACS70331EESATR-005U3 | Allegro MicroSystems | 1,500+: 1.9953 3,000+: 1.9338 4,500+: 1.9002 | 400Ω 535ns 3V 6mA 4.5V Unidirectional ±0.2% 5A ±2% SMD, Adhesive Mount | [38 empty] | 8609 | https://www.unikeyic.com/media/datasheet/65/e1/f3bd/65e1f3bde446de0e69cf0dd12e4b706f.pdf | https://www.unikeyic.com/products/current-sensors/acs70331eesatr-005u3/34965645.html
ACS70331EESATR-2P5B3 | Allegro MicroSystems | 1,500+: 1.8824 3,000+: 1.8244 4,500+: 1.7927 | 400 535ns Analog Output 3V 6mA 4.5V Bidirectional ±0.2% ±2.5A ±2% SMD, Adhesive Mount 3mm × 3mm × 750μm | [38 empty] | 1878 | https://www.unikeyic.com/media/datasheet/65/e1/f3bd/65e1f3bde446de0e69cf0dd12e4b706f.pdf | https://www.unikeyic.com/products/current-sensors/acs70331eesatr-2p5b3/17582.html
ACS70331EESATR-2P5U3 | Allegro MicroSystems | 1,500: 1.9942 3,000: 1.9328 4,500: 1.8992 | 800 535ns 3V 6mA 4.5V Unidirectional ±0.2% 2.5A ±2% QFN SMD mount，glue mount | ±2% |  | ACS703 |  | 2.5A | 6mA |  | AC/DC | DC ~ 1MHz |  |  |  | ±0.2% |  |  |  |  | 2 (1 Year) |  | Surface Mount |  | -40°C ~ 85°C | Voltage |  |  | 12-PowerWFQFN |  | Unidirectional |  |  | 535ns | 8120683 |  | 800mV/A | GMR | ACS70331 | 12-QFN (3x3) | 3V ~ 4.5V | 11117 | https://www.unikeyic.com/media/datasheet/65/e1/f3bd/65e1f3bde446de0e69cf0dd12e4b706f.pdf | https://www.unikeyic.com/products/current-sensors/acs70331eesatr-2p5u3/11078973.html
ACS70331EOLCTR-005B3 | Allegro MicroSystems | 10: 2.037 25: 1.9555 50: 1.8252 100: 1.7926 250: 1.7926 | 200 535ns 3V 6mA 4.5V Bidirectional ±0.2% ±5A ±3% SOIC-8 SMD, Adhesive Mount | ±3% |  | ACS703 |  | ±5A | 6mA |  | AC/DC | DC ~ 1MHz |  |  |  | ±0.2% |  |  |  |  | 2 (1 Year) |  | Surface Mount |  | -40°C ~ 85°C (TA) | Voltage |  |  | 8-SOIC (0.154", 3.90mm Width) |  | Bidirectional |  |  | 535ns |  |  | 200mv/A | GMR | ACS70331 | 8-SOIC | 3V ~ 4.5V | 3797 | https://www.unikeyic.com/media/datasheet/dc/67/e158/dc/89cecb60e1632aa878e61909e58845f4.pdf | https://www.unikeyic.com/products/current-sensors/acs70331eolctr-005b3/11021034.html
ACS70331EOLCTR-005U3 | Allegro MicroSystems | 3,000: 1.9315 | 400 535ns 3V 6mA 4.5V Unidirectional ±0.2% 5A ±2% SOIC-8 SMD mount，glue mount 4.9mm*3.9mm*1.75mm | - |  | ACS703 |  | 5A | 6mA |  | AC/DC | DC ~ 1MHz |  |  |  | ±0.2% |  |  |  |  | 2 (1 Year) |  | Surface Mount |  | -40°C ~ 85°C (TA) | Voltage |  |  | 8-SOIC (0.154", 3.90mm Width) | Tape & Reel (TR) | Unidirectional |  |  | 535ns |  |  | 400mV/A | GMR | ACS70331 | 8-SOIC | 3V ~ 4.5V | 11533 | https://www.unikeyic.com/media/datasheet/dc/67/e158/dc/89cecb60e1632aa878e61909e58845f4.pdf | https://www.unikeyic.com/products/current-sensors/acs70331eolctr-005u3/11111253.html
ACS70331EOLCTR-2P5B3 | Allegro MicroSystems | 300: 1.3715 500: 1.3613 1,000: 1.3408 5,000: 1.3306 | 400 535ns 3V 6mA 4.5V Bidirectional ±0.2% ±2.5A ±2% SOIC-8 SMD, Adhesive Mount | - |  | ACS703 |  | ±2.5A | 6mA |  | AC/DC | DC ~ 1MHz |  |  |  | ±0.2% |  |  |  |  | 2 (1 Year) |  | Surface Mount |  | -40°C ~ 85°C (TA) | Voltage |  |  | 8-SOIC (0.154", 3.90mm Width) | Tape & Reel (TR) | Bidirectional |  |  | 535ns | 9674760 |  | 400mV/A | GMR | ACS70331 | 8-SOIC | 3V ~ 4.5V | 16246 | https://www.unikeyic.com/media/datasheet/65/e1/f3bd/65e1f3bde446de0e69cf0dd12e4b706f.pdf | https://www.unikeyic.com/products/current-sensors/acs70331eolctr-2p5b3/11155354.html
ACS70331EOLCTR-2P5U3 | Allegro MicroSystems | 300: 1.3715 500: 1.3613 1,000: 1.3408 5,000: 1.3306 | 800 535ns 3V 6mA 4.5V Unidirectional ±0.2% 2.5A ±2% SOIC-8 SMD mount，glue mount 4.9mm*3.9mm*1.75mm | - |  | ACS703 |  | 2.5A | 6mA |  | AC/DC | DC ~ 1MHz |  |  |  | ±0.2% |  |  |  |  | 2 (1 Year) |  | Surface Mount |  | -40°C ~ 85°C (TA) | Voltage |  |  | 8-SOIC (0.154", 3.90mm Width) |  | Unidirectional |  |  | 535ns | 9674761 |  | 800mV/A | GMR | ACS70331 | 8-SOIC | 3V ~ 4.5V | 8006 | https://www.unikeyic.com/media/datasheet/65/e1/f3bd/65e1f3bde446de0e69cf0dd12e4b706f.pdf | https://www.unikeyic.com/products/current-sensors/acs70331eolctr-2p5u3/10983955.html
ACS709LLFTR-10BB-T | Allegro MicroSystems | 1: 9.6025 5: 7.744 10: 7.205 25: 6.4152 50: 5.9616 100: 5.5404 500: 4.8384 1,000: 4.698 2,500: 4.482 | 85 4μs 4V 14.5mA 5.5V Bidirectional ±0.25% 10A ±2% QSOP-24 SMD mount，glue mount 8.66mm*3.91mm*1.5mm | ±2% |  | ACS709 |  | 10A | 14.5mA |  | AC/DC | DC ~ 120kHz |  |  |  | ±0.25% |  |  |  |  | 1 (Unlimited) |  | Surface Mount |  | -40°C ~ 150°C | Ratiometric, Voltage |  |  | 24-SSOP (0.154", 3.90mm Width) | Tape & Reel (TR) | Bidirectional |  |  | 4µs |  |  | 85mV/A | Hall Effect, Open Loop | - | 24-QSOP | 4V ~ 5.5V | 888 | https://www.unikeyic.com/media/datasheet/c5/6c/8ef0/c5/2424133284e0d0f1cb07c8facf272dcd.pdf | https://www.unikeyic.com/products/current-sensors/acs709llftr-10bb-t/34990683.html
ACS709LLFTR-20BB-T | Allegro MicroSystems | 10: 1.971 100: 1.9079 300: 1.829 | Bidirectional ±0.25% 20A ±2% 56 4μs 3V 14.5mA 5.5V QSOP-24 SMD, Adhesive Mount 8.66mm × 391cm × 1.5mm | ±2% |  | ACS709 |  | 20A | 14.5mA |  | AC/DC | DC ~ 120kHz |  |  |  | ±0.25% |  |  |  |  | 2 (1 Year) |  | Surface Mount |  | -40°C ~ 150°C | Ratiometric, Voltage |  |  | 24-SSOP (0.154", 3.90mm Width) |  | Bidirectional |  |  | 4µs | 2195929 |  | 56mV/A | Hall Effect, Open Loop | - | 24-QSOP | 3V ~ 5.5V | 104 | https://www.unikeyic.com/media/datasheet/79/40/5b11/79/d15854ab246dc7685fc739e44e1b345d.pdf | https://www.unikeyic.com/products/current-sensors/acs709llftr-20bb-t/34959433.html
ACS709LLFTR-35BB-T | Allegro MicroSystems | 1: 5.9898 10: 5.3668 25: 5.3668 50: 5.271 100: 5.271 250: 5.1751 500: 5.1751 | 28 4μs 3V 14.5mA 5.5V Bidirectional ±0.25% 37.5A ±3% QSOP-24 SMD mount，glue mount 8.66mm*3.91mm*1.5mm | ±3% |  | ACS709 |  | 37.5A | 14.5mA |  | AC/DC | DC ~ 120kHz |  |  |  | ±0.25% |  |  |  |  | 2 (1 Year) |  | Surface Mount |  | -40°C ~ 150°C | Ratiometric, Voltage |  |  | 24-SSOP (0.154", 3.90mm Width) |  | Bidirectional |  |  | 4µs | 2195931 |  | 28mV/A | Hall Effect, Open Loop | - | 24-QSOP | 3V ~ 5.5V | 2639 | https://www.unikeyic.com/media/datasheet/98/c8/e172/98/02d05284a65d1baf2fde461e5ee23d9b.pdf | https://www.unikeyic.com/products/current-sensors/acs709llftr-35bb-t/35003894.html
ACS710KLATR-10BB-T | Allegro MicroSystems | 1: 8.1995 5: 6.886 10: 6.391 25: 5.7024 50: 5.292 100: 4.968 500: 4.6008 1,000: 4.1796 2,000: 3.9852 | TVS Diode, Bidirectional, 3V~5.5V, 14.5mA, 10A, ±0.25%, ±1.6%, SOIC-16, SMD, Adhesive Mount | ±1.6% |  | ACS710 |  | 10A | 14.5mA |  | AC/DC | 120kHz |  |  |  | ±0.25% |  |  |  |  | 3 (168 Hours) |  | Surface Mount |  | -40°C ~ 125°C (TA) | Ratiometric, Voltage |  |  | 16-SOIC (0.295", 7.50mm Width) |  | Bidirectional |  |  | 4µs | 15622824 |  | 85mV/A | Hall Effect, Open Loop | - | 16-SOIC | 3V ~ 5.5V | 777 | https://www.unikeyic.com/media/datasheet/20/e1/2a18/20e12a18e942060f9fe6d2b0e8f3ff42.pdf | https://www.unikeyic.com/products/current-sensors/acs710klatr-10bb-t/11071134.html
ACS710KLATR-12CB-NL-T | Allegro MicroSystems | 1,000: 4.3686 2,000: 4.2448 | 56 4μs 3V 14.5mA 5.5V Bidirectional ±0.75% 12.5A ±2.2% SOIC-16 SMD mount，glue mount 10.3mm*7.5mm*2.35mm | ±2.2% |  | ACS710 |  | 12.5A | 14.5mA |  | AC/DC | DC ~ 120kHz |  |  |  | ±0.75% |  |  |  |  | 3 (168 Hours) |  | Surface Mount |  | -40°C ~ 125°C | Ratiometric, Voltage |  |  | 16-SOIC (0.295", 7.50mm Width) |  | Bidirectional |  |  | 4µs |  |  | 56mV/A | Hall Effect, Open Loop | - | 16-SOIC | 3V ~ 5.5V | 2685 | https://www.unikeyic.com/media/datasheet/b7/55/dfab/b755dfab9badc32ec68518f31bcb74b8.pdf | https://www.unikeyic.com/products/current-sensors/acs710klatr-12cb-nl-t/11151714.html
ACS710KLATR-12CB-T | Allegro MicroSystems | 10: 2.0277 100: 1.9084 300: 1.8434 500: 1.7442 | 56 3μs Analog 3V 14.5mA 5.5V Bidirectional ±0.25% 12.5A ±2.2% SOIC-16 SMD mount，glue mount 10.3mm*7.5mm*2.35mm | ±2.2% |  | ACS710 |  | 12.5A | 14.5mA |  | AC/DC | DC ~ 120kHz |  |  |  | ±0.25% |  |  |  |  | 3 (168 Hours) |  | Surface Mount |  | -40°C ~ 125°C | Ratiometric, Voltage |  |  | 16-SOIC (0.295", 7.50mm Width) |  | Bidirectional |  |  | 4µs |  |  | 56mV/A | Hall Effect, Open Loop | - | 16-SOIC | 3V ~ 5.5V |  | https://www.unikeyic.com/media/datasheet/40/f7/5d1e/40/7ee38b387f05e140800bb2c26ec654f0.pdf | https://www.unikeyic.com/products/current-sensors/acs710klatr-12cb-t/10954419.html
ACS710KLATR-25CB-NL-T | Allegro MicroSystems | 100: 3.1596 300: 3.1362 500: 3.1128 1,000: 3.066 5,000: 3.0426 | 28 4μs 3V 14.5mA 5.5V Bidirectional ±0.75% 25A ±2.9% SOIC-16 SMD mount，glue mount 10.3mm*7.5mm*2.35mm | ±2.9% |  | ACS710 |  | 25A | 14.5mA |  | AC/DC | DC ~ 120kHz |  |  |  | ±0.75% |  |  |  |  | 3 (168 Hours) |  | Surface Mount |  | -40°C ~ 125°C | Ratiometric, Voltage |  |  | 16-SOIC (0.295", 7.50mm Width) |  | Bidirectional |  |  | 4µs | 4377042 |  | 28mV/A | Hall Effect, Open Loop | - | 16-SOIC | 3V ~ 5.5V | 931 | https://www.unikeyic.com/media/datasheet/b7/55/dfab/b755dfab9badc32ec68518f31bcb74b8.pdf | https://www.unikeyic.com/products/current-sensors/acs710klatr-25cb-nl-t/35034300.html
ACS710KLATR-25CB-T | Allegro MicroSystems | 1: 2.4343 100: 2.1759 1,000: 2.1155 | Allegro Microsystems, Hall effect sensor , surface mount, Maximum operating temperature+125 °C | ±2.9% |  | ACS710 |  | 25A | 14.5mA |  | AC/DC | DC ~ 120kHz |  |  |  | ±0.25% |  |  |  |  | 3 (168 Hours) |  | Surface Mount |  | -40°C ~ 125°C | Ratiometric, Voltage |  |  | 16-SOIC (0.295", 7.50mm Width) |  | Bidirectional |  |  | 4µs |  |  | 28mV/A | Hall Effect, Open Loop | - | 16-SOIC | 3V ~ 5.5V |  | https://www.unikeyic.com/media/datasheet/40/f7/5d1e/40/7ee38b387f05e140800bb2c26ec654f0.pdf | https://www.unikeyic.com/products/current-sensors/acs710klatr-25cb-t/11006957.html
ACS710KLATR-6BB-T | Allegro MicroSystems | 100: 3.1596 300: 3.1362 500: 3.1128 1,000: 3.066 5,000: 3.0426 | 151 4μs 3V 14.5mA 5.5V Bidirectional ±0.25% 6A ±1.6% SOIC-16 SMD mount，glue mount 10.3mm*7.5mm*2.35mm | ±1.6% |  | ACS710 |  | 6A | 14.5mA |  | AC/DC | DC ~ 120kHz |  |  |  | ±0.25% |  |  |  |  | 3 (168 Hours) |  | Surface Mount |  | -40°C ~ 125°C | Ratiometric, Voltage |  |  | 16-SOIC (0.295", 7.50mm Width) |  | Bidirectional |  |  | 4µs | 2499101 |  | 151mV/A | Hall Effect, Open Loop | - | 16-SOIC | 3V ~ 5.5V | 737 | https://www.unikeyic.com/media/datasheet/4a/ea/e248/4aeae2481e93fc1c98a647b29bcd92b2.pdf | https://www.unikeyic.com/products/current-sensors/acs710klatr-6bb-t/34951491.html
ACS711ELCTR-12AB-T | Allegro MicroSystems | 1: 1.2628 10: 1.1815 30: 0.9345 100: 0.9183 500: 0.8678 1,000: 0.8126 | 110 4.6μs 3V 5.5mA 5.5V Bidirectional ±1% 12.5A ±5% SOIC-8 SMD mount，glue mount 4.9mm*3.9mm*1.5mm | ±5% |  | ACS711 |  | 12.5A | 5.5mA |  | AC/DC | DC ~ 100kHz |  |  |  | ±1% |  |  |  |  | 2 (1 Year) |  | Surface Mount |  | -40°C ~ 85°C | Ratiometric, Voltage |  |  | 8-SOIC (0.154", 3.90mm Width) |  | Bidirectional |  |  | 4.6µs |  |  | 110mV/A | Hall Effect, Open Loop | - | 8-SOIC | 3V ~ 5.5V |  | https://www.unikeyic.com/media/datasheet/8d/82/de3d/8d82de3df87d4041d9bc969a1bb00135.pdf | https://www.unikeyic.com/products/current-sensors/acs711elctr-12ab-t/34960822.html
ACS711ELCTR-25AB-T | Allegro MicroSystems | 1: 1.005 10: 0.9459 50: 0.9137 100: 0.8645 | 55 3.5μs Analog 3V 5.5mA 5.5V Bidirectional ±1% 25A ±5% SOIC-8 SMD mount，glue mount 4.9mm*3.9mm*1.75mm | ±5% |  | ACS711 |  | 25A | 5.5mA |  | AC/DC | DC ~ 100kHz |  |  |  | ±1% |  |  |  |  | 2 (1 Year) |  | Surface Mount |  | -40°C ~ 85°C | Ratiometric, Voltage |  |  | 8-SOIC (0.154", 3.90mm Width) |  | Bidirectional |  |  | 4.6µs | 2470589 |  | 55mV/A | Hall Effect, Open Loop | - | 8-SOIC | 3V ~ 5.5V |  | https://www.unikeyic.com/media/datasheet/59/d3/6c25/59d36c257b65cb5b24f4122df3bf820a.pdf | https://www.unikeyic.com/products/current-sensors/acs711elctr-25ab-t/25806.html
ACS711KEXLT-30AU-T | Allegro MicroSystems | 100: 0.9855 200: 0.954 300: 0.9145 | TVS Diode Unidirectional 30A 5.5V 3V 4.6μs ±1% WFQFN-12 SMD | - | Industrial |  | 30A |  |  | ACS711KEXLT-30AU-T Allegro MicroSystems | [5 empty] | ±1% | Unidirectional | 5.5V | 5.5mA | 3V |  | SMD mount |  | -40℃~125℃ |  |  | - | WFQFN-12 |  |  |  | On sale | 4.6μs |  |  | bulk | - |  |  |  |  | 4500 | https://www.unikeyic.com/media/datasheet/23/6b/de38/236bde38af8b5da1797b27e7c2c3d7c4.pdf | https://www.unikeyic.com/products/current-sensors/acs711kexlt-30au-t/10954391.html
ACS711KEXLT-31AB-T | Allegro MicroSystems | 1+: 0.8504 10+: 0.7447 30+: 0.6209 100+: 0.5977 300+: 0.5752 1,000+: 0.5504 | 45 4.6μs 3V 5.5mA 5.5V Bidirectional ±1% 31A ±5% QFN-12 SMD, Adhesive Mount 3mm × 3mm × 750μm | [38 empty] | 642 | https://www.unikeyic.com/media/datasheet/8d/82/de3d/8d82de3df87d4041d9bc969a1bb00135.pdf | https://www.unikeyic.com/products/current-sensors/acs711kexlt-31ab-t/11136543.html
ACS711KLCTR-12AB-T | Allegro MicroSystems | 1: 1.0722 10: 1.0032 30: 0.7934 100: 0.7797 500: 0.7368 1,000: 0.69 | Allegro Microsystems, Hall effect sensor , surface mount, Maximum operating temperature+125 °C | ±5% |  | ACS711 |  | 12.5A | 5.5mA |  | AC/DC | DC ~ 100kHz |  |  |  | ±1% |  |  |  |  | 2 (1 Year) |  | Surface Mount |  | -40°C ~ 125°C | Ratiometric, Voltage |  |  | 8-SOIC (0.154", 3.90mm Width) |  | Bidirectional |  |  | 4.6µs | 2470590 |  | 110mV/A | Hall Effect, Open Loop | - | 8-SOIC | 3V ~ 5.5V |  | https://www.unikeyic.com/media/datasheet/89/c2/d9de/89/9d6c009d1de33409d5163c76a9b918e1.pdf | https://www.unikeyic.com/products/current-sensors/acs711klctr-12ab-t/34943373.html
ACS711KLCTR-25AB-T | Allegro MicroSystems | 100: 0.9034 200: 0.8744 300: 0.8383 | Allegro Microsystems, Hall effect sensor , surface mount, Maximum operating temperature+125 °C | ±5% |  | ACS711 |  | 25A | 5.5mA |  | AC/DC | DC ~ 100kHz |  |  |  | ±1% |  |  |  |  | 2 (1 Year) |  | Surface Mount |  | -40°C ~ 125°C | Ratiometric, Voltage |  |  | 8-SOIC (0.154", 3.90mm Width) |  | Bidirectional |  |  | 4.6µs | 2470591 |  | 55mV/A | Hall Effect, Open Loop | - | 8-SOIC | 3V ~ 5.5V | 2500 | https://www.unikeyic.com/media/datasheet/8d/82/de3d/8d82de3df87d4041d9bc969a1bb00135.pdf | https://www.unikeyic.com/products/current-sensors/acs711klctr-25ab-t/35038035.html
ACS71240KEXBLT-010B3 | Allegro MicroSystems | 1,500+: 1.3355 3,000+: 1.2923 4,500+: 1.2688 7,500+: 1.2407 | 132 4μs 3V 12mA 3.6V Bidirectional ±1% 10A ±6% QFN-12 SMD, Adhesive Mount 3mm × 3mm × 750μm | [38 empty] | 13935 | https://www.unikeyic.com/media/datasheet/74/d0/424c/74/0f428ce50b63cbe3ed7bd853a7f8bcde.pdf | https://www.unikeyic.com/products/current-sensors/acs71240kexblt-010b3/35062989.html
ACS71240KEXBLT-010B3-115 | Allegro MicroSystems | 1,500: 1.0759 3,000: 1.0401 4,500: 1.0206 7,500: 0.9974 10,500: 0.9828 | 132 4μs 3V 12mA 3.6V Bidirectional ±1% 10A ±6% QFN SMD mount，glue mount | ±6% | Industrial |  | 10A |  |  | ACS71240KEXBLT-010B3-115 Allegro MicroSystems | [5 empty] | ±1% | Bidirectional | 3.6V | 12mA | 3V |  | SMD mount, glue mount |  |  |  |  | - | QFN |  |  |  | On sale | 4μs |  |  | Tape and reel packaging | 132 |  |  |  |  | 3708 | https://www.unikeyic.com/media/datasheet/74/d0/424c/74/0f428ce50b63cbe3ed7bd853a7f8bcde.pdf | https://www.unikeyic.com/products/current-sensors/acs71240kexblt-010b3-115/11320568.html
ACS71240KEXBLT-010B5 | Allegro MicroSystems | 1,500: 1.3347 3,000: 1.2916 4,500: 1.2681 7,500: 1.24 | Automotive-Grade, Galvanically Isolated Current Sensor IC | - |  |  | - | [8 empty] | - | - | - | - | - | [6 empty] | - | [5 empty] | - |  |  | bulk | - |  |  |  |  | 8344 | https://www.unikeyic.com/media/about_us/Unikey_ISO_9001_Certification.pdf | https://www.unikeyic.com/products/current-sensors/acs71240kexblt-010b5/682726388.html
ACS71240KEXBLT-020B5 | Allegro MicroSystems | 10: 2.185 50: 1.76 100: 1.6092 500: 1.3608 1,000: 1.2852 1,500: 1.2204 6,000: 1.188 | Automotive-Grade Galvanically Isolated Current Sensor IC | - |  |  | - | [8 empty] | - | - | - | - | - | [6 empty] | - | [5 empty] | - |  |  |  | - |  |  |  |  | 3383 | https://www.unikeyic.com/media/about_us/Unikey_ISO_9001_Certification.pdf | https://www.unikeyic.com/products/current-sensors/acs71240kexblt-020b5/644112492.html
ACS71240KEXBLT-030B3 | Allegro MicroSystems | 1,500: 1.3347 3,000: 1.2916 4,500: 1.2681 7,500: 1.24 | 44 4μs 3V 12mA 3.6V Bidirectional ±1% 30A ±6% WFQFN-12 SMD, Adhesive Mount 3mm × 3mm × 750μm | ±6% |  | ACS712 |  | 30A | 12mA |  | AC/DC | 120kHz |  |  |  | ±1% |  |  |  |  | 2 (1 Year) |  | Surface Mount |  | -40°C ~ 125°C (TA) | Voltage |  |  | 12-PowerWFQFN |  | Bidirectional |  |  | 4µs | 10146684 |  | 44mV/A | Hall Effect, Open Loop | - |  | 3V ~ 3.6V | 16499 | https://www.unikeyic.com/media/datasheet/74/d0/424c/74/0f428ce50b63cbe3ed7bd853a7f8bcde.pdf | https://www.unikeyic.com/products/current-sensors/acs71240kexblt-030b3/34970623.html
ACS71240KEXBLT-050B3 | Allegro MicroSystems | 1,500: 1.3355 3,000: 1.2923 4,500: 1.2688 7,500: 1.2407 | CURRENT SENSOR HE 50A 12-QFN | - |  |  | - | [8 empty] | - | - | - | - | - | [6 empty] | - | [5 empty] | - |  |  | bulk | - |  |  |  |  | 4340 | https://www.unikeyic.com/media/about_us/Unikey_ISO_9001_Certification.pdf | https://www.unikeyic.com/products/current-sensors/acs71240kexblt-050b3/697299372.html
ACS71240KEXBLT-050B5 | Allegro MicroSystems | 10: 2.1965 50: 1.771 100: 1.62 500: 1.3716 1,000: 1.296 1,500: 1.2636 |  | - |  |  | - | [8 empty] | - | - | - | - | - | [6 empty] | - | [5 empty] | - |  |  | bulk | - |  |  |  |  | 8928 | https://www.unikeyic.com/media/about_us/Unikey_ISO_9001_Certification.pdf | https://www.unikeyic.com/products/current-sensors/acs71240kexblt-050b5/687769082.html
ACS71240KEXBLT-050U5 | Allegro MicroSystems | 1,500+: 1.3355 3,000+: 1.2923 4,500+: 1.2688 7,500+: 1.2407 | 80 4μs 4.5V 12mA 5.5V Unidirectional ±1% 50A ±6% QFN-12 SMD, Adhesive Mount | [38 empty] | 3068 | https://www.unikeyic.com/media/datasheet/74/d0/424c/74/0f428ce50b63cbe3ed7bd853a7f8bcde.pdf | https://www.unikeyic.com/products/current-sensors/acs71240kexblt-050u5/11301103.html
ACS71240LLCBTR-010B3 | Allegro MicroSystems | 1: 2.0014 10: 1.8726 30: 1.4811 100: 1.4553 500: 1.3755 1,000: 1.2879 | 132 4μs 3V 12mA 3.6V Bidirectional ±1% 10A ±6% SOIC-8 SMD mount，glue mount 4.9mm*3.9mm*1.75mm | ±6% |  | ACS712 |  | 10A | 12mA |  | AC/DC | 120kHz |  |  |  | ±1% |  |  |  |  | 2 (1 Year) |  | Surface Mount |  | -40°C ~ 150°C (TA) | Voltage |  |  | 8-SOIC (0.154", 3.90mm Width) |  | Bidirectional |  |  | 4µs | 10146663 |  | 132mV/A | Hall Effect, Open Loop | Automotive, AEC-Q100 |  | 3V ~ 3.6V |  | https://www.unikeyic.com/media/datasheet/74/d0/424c/74/0f428ce50b63cbe3ed7bd853a7f8bcde.pdf | https://www.unikeyic.com/products/current-sensors/acs71240llcbtr-010b3/9376.html
ACS71240LLCBTR-020U5 | Allegro MicroSystems | 5: 3.5535 10: 3.157 50: 2.6136 100: 2.43 500: 2.0736 1,000: 2.0088 2,000: 1.9116 | Galvanically Isolated Current Sensor IC | 000 | Industrial |  | 20A | [8 empty] | - | - | 5.5V | 0mA | 4.5V | [6 empty] | - | SOIC-8 |  |  |  |  | 4μs |  |  |  | 200 |  |  |  |  | 836 | https://www.unikeyic.com/media/about_us/Unikey_ISO_9001_Certification.pdf | https://www.unikeyic.com/products/current-sensors/acs71240llcbtr-020u5/12288437.html
ACS71240LLCBTR-030B3 | Allegro MicroSystems | 1: 2.3185 10: 2.1008 30: 1.7407 100: 1.6957 300: 1.6027 1,000: 1.5516 | 44 4μs 3V 12mA 3.6V Bidirectional ±1% 30A ±6% SOIC-8 SMD mount 4.9mm*3.9mm*1.75mm | ±6% |  | ACS712 |  | 30A | 12mA |  | AC/DC | 120kHz |  |  |  | ±1% |  |  |  |  | 2 (1 Year) |  | Surface Mount |  | -40°C ~ 150°C (TA) | Voltage |  |  | 8-SOIC (0.154", 3.90mm Width) |  | Bidirectional |  |  | 4µs | 10146687 |  | 44mV/A | Hall Effect, Open Loop | - |  | 3V ~ 3.6V |  | https://www.unikeyic.com/media/datasheet/74/d0/424c/74/0f428ce50b63cbe3ed7bd853a7f8bcde.pdf | https://www.unikeyic.com/products/current-sensors/acs71240llcbtr-030b3/35026838.html
ACS71240LLCBTR-045B5 | Allegro MicroSystems | 1: 2.3519 10: 2.2005 30: 1.7404 100: 1.7102 500: 1.6163 1,000: 1.5134 | 44.4 4μs 4.5V 12mA 5.5V Bidirectional ±1% 45A ±6% SOIC-8 SMD mount 4.9mm*3.9mm*1.75mm | ±6% |  | ACS712 |  | 45A | 12mA |  | AC/DC | 120kHz |  |  |  | ±1% |  |  |  |  | 2 (1 Year) |  | Surface Mount |  | -40°C ~ 150°C (TA) | Voltage |  |  | 8-SOIC (0.154", 3.90mm Width) |  | Bidirectional |  |  | 4µs | 10146688 |  | 44.4mV/A | Hall Effect, Open Loop | - |  | 4.5V ~ 5.5V |  | https://www.unikeyic.com/media/datasheet/53/fc/2424/53/aae08db2d2ee52287a1ce47e8dc42475.pdf | https://www.unikeyic.com/products/current-sensors/acs71240llcbtr-045b5/35030124.html
ACS71240LLCBTR-050B3 | Allegro MicroSystems | 3,000+: 1.9051 | CURRENT SENSOR HE/OL 50A 8-SOIC | [38 empty] | 7138 |  | https://www.unikeyic.com/products/current-sensors/acs71240llcbtr-050b3/14020148.html
ACS71240LLCBTR-050U5 | Allegro MicroSystems | 5: 3.5535 10: 3.157 50: 2.6136 100: 2.43 500: 2.0736 1,000: 2.0088 2,000: 1.9116 | 80 4μs 4.5V 12mA 5.5V Unidirectional ±1% 50A ±6% SOIC-8 SMD mount，glue mount 4.9mm*3.9mm*1.75mm | ±6% |  | ACS712 |  | 50A | 12mA |  | AC/DC | 120kHz |  |  |  | ±1% |  |  |  |  | 2 (1 Year) |  | Surface Mount |  | -40°C ~ 150°C (TA) | Voltage |  |  | 8-SOIC (0.154", 3.90mm Width) |  | Unidirectional |  |  | 4µs | 10146713 |  | 80mV/A | Hall Effect, Open Loop | Automotive, AEC-Q100 |  | 4.5V ~ 5.5V | 23 | https://www.unikeyic.com/media/datasheet/74/d0/424c/74/0f428ce50b63cbe3ed7bd853a7f8bcde.pdf | https://www.unikeyic.com/products/current-sensors/acs71240llcbtr-050u5/11141113.html
ACS712ELCTR-05B-T | Allegro MicroSystems | 1: 0.9197 10: 0.8605 30: 0.6806 100: 0.6688 500: 0.6321 1,000: 0.5919 | Allegro Microsystems Hall sensor chip, surface mount, 8Pin | ±1.5% |  | ACS712 |  | 5A | 13mA |  | AC/DC | DC ~ 80kHz |  |  |  | ±1.5% |  |  |  |  | 2 (1 Year) |  | Surface Mount |  | -40°C ~ 85°C | Ratiometric, Voltage |  |  | 8-SOIC (0.154", 3.90mm Width) |  | Bidirectional |  |  | 5µs | 1284606 |  | 185mV/A | Hall Effect, Open Loop | - | 8-SOIC | 5V |  | https://www.unikeyic.com/media/datasheet/70/53/2a1e/70532a1e0415d75db57239bad6cd6616.pdf | https://www.unikeyic.com/products/current-sensors/acs712elctr-05b-t/11251360.html
ACS712ELCTR-05B-T | XBLW | 10: 0.3909 20: 0.3796 30: 0.369 40: 0.369 50: 0.369 | 185 4μs 4.5V 13mA 5.5V ±0.4% ±3.0% SOP-8 | ±3.0% | Industrial |  | - |  |  | ACS712ELCTR-05B-T XBLW | [5 empty] | ±0.4% | - | 5.5V | 13mA | 4.5V |  |  |  | -40℃~150℃ |  |  | - | SOP-8 |  |  |  |  | 4μs |  |  |  | 185 |  |  |  |  | 100000 | https://www.unikeyic.com/media/datasheet/upload/2024/05/20/ACS712ELCTR-05B-T.pdf | https://www.unikeyic.com/products/current-sensors/acs712elctr-05b-t/726913724.html
ACS712ELCTR-05B-T | HXY MOSFET | 3,000: 0.5519 6,000: 0.5427 9,000: 0.5288 | Supply Voltage: 4.5V-5.5V, Sensitivity: 185mV/A (Typ), Current Range: 5A | ±1.5% | Industrial |  | ±5A |  |  | ACS712ELCTR-05B-T HXY MOSFET | [5 empty] | ±0.4% | - | 5.5V | 13mA | 4.5V |  |  |  | -40℃~150℃ |  |  | - | SOP-8 |  |  |  |  | 4μs |  |  |  | 190 |  |  |  |  | 360000 | https://www.unikeyic.com/media/datasheet/f3/ce/e95d/f3cee95d809eccf7aa769b209efbd539.pdf | https://www.unikeyic.com/products/current-sensors/acs712elctr-05b-t/982369219.html
ACS712ELCTR-05B-T-JSM | JSMICRO | 1: 0.8742 10: 0.7178 30: 0.641 100: 0.5628 500: 0.4566 1,000: 0.4329 | Current measurement range: 5A sensitivity: 185mV/A | ±3.0 % | Industrial |  | ±5A |  |  | ACS712ELCTR-05B-T-JSM JSMICRO | [5 empty] | ±0.4% | Hall effect | 5.5V | 13mA | 4.5V |  |  |  | -40℃~150℃ |  |  | analog output | SOP-8 |  |  |  |  | 4μs |  |  |  | 185 | [5 empty] | https://www.unikeyic.com/media/datasheet/d3/a6/7db1/d3a67db1e616cd2937aa21fe30722018.pdf | https://www.unikeyic.com/products/current-sensors/acs712elctr-05b-t-jsm/869976213.html
ACS712ELCTR-20A-T | HXY MOSFET | 3,000: 0.5835 6,000: 0.5737 9,000: 0.5591 | Hall Sensor 4.5V-5.5V 100mV/A Typ 20A Range | - |  |  | - |  |  | ACS712ELCTR-20A-T HXY MOSFET | [5 empty] | - | - | - | - | - | [6 empty] | - | SOP-8 |  |  |  |  | - |  |  |  | - |  |  |  |  | 360000 | https://www.unikeyic.com/media/datasheet/66/6c/6c86/666c6c86a79e0e55b1425976f5fa011a.pdf | https://www.unikeyic.com/products/current-sensors/acs712elctr-20a-t/982365390.html
ACS712ELCTR-20A-T | Allegro MicroSystems | 1: 0.9351 10: 0.8749 30: 0.692 100: 0.6799 500: 0.6426 1,000: 0.6017 | Allegro Microsystems Hall sensor chip, surface mount, 8Pin | ±1.5% |  | ACS712 |  | 20A | 13mA |  | AC/DC | DC ~ 80kHz |  |  |  | ±1.5% |  |  |  |  | 2 (1 Year) |  | Surface Mount |  | -40°C ~ 85°C | Ratiometric, Voltage |  |  | 8-SOIC (0.154", 3.90mm Width) |  | Bidirectional |  |  | 5µs | 1284607 |  | 100mV/A | Hall Effect, Open Loop | - | 8-SOIC | 5V |  | https://www.unikeyic.com/media/datasheet/44/9f/a665/449fa6651b155614977a19ddd03648aa.pdf | https://www.unikeyic.com/products/current-sensors/acs712elctr-20a-t/34963580.html
ACS712ELCTR-20A-T-JSM | JSMICRO | 1: 0.7226 10: 0.5943 30: 0.5304 100: 0.4665 500: 0.3938 1,000: 0.3743 | Current measurement range: 20A sensitivity: 100mV/A | ±3.0 % | Industrial |  | ±20A |  |  | ACS712ELCTR-20A-T-JSM JSMICRO | [5 empty] | ±0.4% | Hall effect | 5.5V | 13mA | 4.5V |  |  |  | -40℃~150℃ |  |  | analog output | SOP-8 |  |  |  |  | 4μs |  |  |  | 100 | [5 empty] | https://www.unikeyic.com/media/datasheet/fb/db/09ae/fbdb09ae849d8ffedac5bdbc17faa751.pdf | https://www.unikeyic.com/products/current-sensors/acs712elctr-20a-t-jsm/869963417.html
ACS712ELCTR-30A-T | XBLW | 10: 0.3909 20: 0.3796 30: 0.369 40: 0.369 50: 0.369 | 66.6 4.5V 5.5V ±0.4% SOP-8 | - | Industrial |  | - |  |  | ACS712ELCTR-30A-T XBLW | [5 empty] | ±0.4% | - | 5.5V | - | 4.5V |  |  |  | -40℃~150℃ |  |  | - | SOP-8 |  |  |  |  | - |  |  |  | 66.6 |  |  |  |  | 100000 | https://www.unikeyic.com/media/datasheet/upload/2024/05/20/ACS712ELCTR-30A-T.pdf | https://www.unikeyic.com/products/current-sensors/acs712elctr-30a-t/732281690.html
ACS712ELCTR-30A-T | Allegro MicroSystems | 1: 0.9057 10: 0.8166 30: 0.7424 100: 0.68 500: 0.6459 1,000: 0.6236 | 66 5μs Analog 4.5V 13mA 5.5V Bidirectional ±1.5% 30A ±1.5% SOIC-8 SMD mount，glue mount | ±1.5% |  | ACS712 |  | 30A | 13mA |  | AC/DC | DC ~ 80kHz |  |  |  | ±1.5% |  |  |  |  | 2 (1 Year) |  | Surface Mount |  | -40°C ~ 85°C | Ratiometric, Voltage |  |  | 8-SOIC (0.154", 3.90mm Width) |  | Bidirectional |  |  | 5µs | 1284595 |  | 66mV/A | Hall Effect, Open Loop | - | 8-SOIC | 5V |  | https://www.unikeyic.com/media/datasheet/1c/81/1c84/1c811c84566c20437125a058e5aab47a.pdf | https://www.unikeyic.com/products/current-sensors/acs712elctr-30a-t/11351024.html
ACS712ELCTR-30A-T | HXY MOSFET | 3,000: 0.5519 6,000: 0.5427 9,000: 0.5288 | Supply Voltage:4.5V-5.5V, Sensitivity:66.6mV/A (Typ), Current Range:30A | - | Industrial |  | - | [8 empty] | ±0.4% | - | 5.5V | - | 4.5V |  |  |  | -40℃~150℃ |  |  | - | SOP-8 |  |  |  |  | 4μs |  |  |  | 66.6 |  |  |  |  | 360000 | https://www.unikeyic.com/media/about_us/Unikey_ISO_9001_Certification.pdf | https://www.unikeyic.com/products/current-sensors/acs712elctr-30a-t/982369486.html
ACS713ELCTR-20A-T | Allegro MicroSystems | 1,000+: 1.971 2,000+: 1.8764 5,000+: 1.829 | 185 5μs 4.5V 13mA 5.5V Unidirectional ±1.5% 20A ±1.5% SOIC-8 SMD, Adhesive Mount 4.9mm × 3.9mm × 1.5mm | [38 empty] | 3000 | https://www.unikeyic.com/media/datasheet/e1/44/d096/e144d096b323798acc9316dac16f3dc2.pdf | https://www.unikeyic.com/products/current-sensors/acs713elctr-20a-t/11230842.html
ACS713ELCTR-30A-T | Allegro MicroSystems | 1,000: 1.971 2,000: 1.8764 5,000: 1.829 | 133 3.5μs Analog 4.5V 13mA 5.5V Unidirectional ±1.5% 30A ±1.5% SOIC-8 SMD mount，glue mount 4.9mm*3.9mm*1.75mm | ±1.5% |  | ACS713 |  | 30A | 13mA |  | DC | DC ~ 80kHz |  |  |  | ±1.5% |  |  |  |  | 2 (1 Year) |  | Surface Mount |  | -40°C ~ 85°C | Ratiometric, Voltage |  |  | 8-SOIC (0.154", 3.90mm Width) |  | Unidirectional |  |  | 5µs |  |  | 133mV/A | Hall Effect, Open Loop | - | 8-SOIC | 5V | 3000 | https://www.unikeyic.com/media/datasheet/4b/65/8689/4b6586891e577f7082d207eec7a9f3a2.pdf | https://www.unikeyic.com/products/current-sensors/acs713elctr-30a-t/35049545.html
ACS714ELCTR-05B-T | Allegro MicroSystems | 100+: 2.2995 200+: 2.2259 300+: 2.1339 | 185 3.5μs 4.5V 13mA 5.5V Bidirectional ±1.5% 5A ±1.5% SOIC-8 SMD, Adhesive Mount 4.9mm × 3.9mm × 1.5mm | [38 empty] | 1000 | https://www.unikeyic.com/media/datasheet/09/58/b153/0958b1536e8174e4a0b6dc1b0799fc37.pdf | https://www.unikeyic.com/products/current-sensors/acs714elctr-05b-t/10976568.html
ACS714ELCTR-30A-T | Allegro MicroSystems | 1+: 4.559 10+: 4.3766 25+: 4.0849 50+: 4.0119 100+: 4.0119 250+: 3.939 500+: 3.939 | 66 Bidirectional ±1.5% 30A ±1.5% SOIC-8 SMD, Adhesive Mount 4.9mm × 390cm × 1.75mm | [38 empty] | 2688 | https://www.unikeyic.com/media/datasheet/4a/33/f8fe/4a/5937e6799dbaa4acd465173c904e43db.pdf | https://www.unikeyic.com/products/current-sensors/acs714elctr-30a-t/11147337.html
ACS714LLCTR-05B-T | Allegro MicroSystems | 100: 2.4637 200: 2.3849 300: 2.2864 | 185 3.5μs 4.5V 13mA 5.5V Bidirectional ±1.5% 5A ±1.5% SOIC-8 SMD, Adhesive Mount 4.9mm × 3.9mm × 1.5mm | ±1.5% |  | ACS714 |  | 5A | 13mA |  | AC/DC | DC ~ 80kHz |  |  |  | ±1.5% |  |  |  |  | 2 (1 Year) |  | Surface Mount |  | -40°C ~ 150°C | Ratiometric, Voltage |  |  | 8-SOIC (0.154", 3.90mm Width) |  | Bidirectional |  |  | 3.5µs | 13513888 |  | 185mV/A | Hall Effect, Open Loop | - | 8-SOIC | 5V | 1747 | https://www.unikeyic.com/media/datasheet/09/58/b153/0958b1536e8174e4a0b6dc1b0799fc37.pdf | https://www.unikeyic.com/products/current-sensors/acs714llctr-05b-t/10885143.html
ACS714LLCTR-20A-T | Allegro MicroSystems | 1: 3.2201 100: 2.9285 750: 2.8424 1,500: 2.7865 3,000: 2.732 18,000: 2.7184 39,000: 2.6912 | 100 3.5μs Analog 4.5V 13mA 5.5V Bidirectional ±1.5% 20A ±1.5% SOIC-8 SMD mount，glue mount 4.9mm*3.9mm*1.5mm | ±1.5% |  | ACS714 |  | 20A | 13mA |  | AC/DC | DC ~ 80kHz |  |  |  | ±1.5% |  |  |  |  | 2 (1 Year) |  | Surface Mount |  | -40°C ~ 150°C | Ratiometric, Voltage |  |  | 8-SOIC (0.154", 3.90mm Width) |  | Bidirectional |  |  | 3.5µs | 1790082 |  | 100mV/A | Hall Effect, Open Loop | - | 8-SOIC | 5V |  | https://www.unikeyic.com/media/datasheet/09/58/b153/0958b1536e8174e4a0b6dc1b0799fc37.pdf | https://www.unikeyic.com/products/current-sensors/acs714llctr-20a-t/11197988.html
ACS714LLCTR-30A-T | Allegro MicroSystems | 100: 2.5458 200: 2.4643 300: 2.3626 | Voltage Translator, Bidirectional, 4.5V-5.5V, 13mA, 30A, ±1.5%, 3.5μs, SOIC-8, SMD | ±1.5% |  | ACS714 |  | 30A | 13mA |  | AC/DC | DC ~ 80kHz |  |  |  | ±1.5% |  |  |  |  | 2 (1 Year) |  | Surface Mount |  | -40°C ~ 150°C | Ratiometric, Voltage |  |  | 8-SOIC (0.154", 3.90mm Width) |  | Bidirectional |  |  | 3.5µs | 1824989 |  | 66mV/A | Hall Effect, Open Loop | - | 8-SOIC | 5V | 740 | https://www.unikeyic.com/media/datasheet/12/12/6128/12126128a13026e8f1b0b84954c80b3c.pdf | https://www.unikeyic.com/products/current-sensors/acs714llctr-30a-t/10939194.html
ACS715ELCTR-30A-T | Allegro MicroSystems | 3,000: 3.6834 | Level Shifter 133 3.5μs 4.5V 13mA 5.5V Uni-directional ±1.5% 30A ±1.5% SOIC-8 SMD Adhesive Mount 4.9mm × 3.9mm × 1.5mm | ±1.5% |  | ACS715 |  | 30A | 13mA |  | DC | DC ~ 80kHz |  |  |  | ±1.5% |  |  |  |  | 2 (1 Year) |  | Surface Mount |  | -40°C ~ 85°C | Ratiometric, Voltage |  |  | 8-SOIC (0.154", 3.90mm Width) |  | Unidirectional |  |  | 3.5µs | 1955890 |  | 133mV/A | Hall Effect, Open Loop | - | 8-SOIC | 5V | 4035 | https://www.unikeyic.com/media/datasheet/45/6e/d2ae/45/42d5eedc897e0b3e372cdbe4a43081d0.pdf | https://www.unikeyic.com/products/current-sensors/acs715elctr-30a-t/35059442.html
ACS715LLCTR-20A-T | Allegro MicroSystems | 100: 2.9011 300: 2.8796 500: 2.8581 1,000: 2.8151 5,000: 2.7936 | 185 3.5μs 4.5V 13mA 5.5V Unidirectional ±1.5% 20A ±1.5% SOIC-8 SMD mount，glue mount 4.9mm*3.9mm*1.5mm | ±1.5% |  | ACS715 |  | 20A | 13mA |  | DC | DC ~ 80kHz |  |  |  | ±1.5% |  |  |  |  | 2 (1 Year) |  | Surface Mount |  | -40°C ~ 150°C | Ratiometric, Voltage |  |  | 8-SOIC (0.154", 3.90mm Width) |  | Unidirectional |  |  | 3.5µs | 1824987 |  | 185mV/A | Hall Effect, Open Loop | - | 8-SOIC | 5V | 417 | https://www.unikeyic.com/media/datasheet/45/6e/d2ae/45/42d5eedc897e0b3e372cdbe4a43081d0.pdf | https://www.unikeyic.com/products/current-sensors/acs715llctr-20a-t/35012723.html
ACS715LLCTR-30A-T | Allegro MicroSystems | 1: 6.325 5: 5.681 10: 5.203 25: 4.8492 50: 4.6656 100: 4.4928 500: 4.0392 1,000: 3.888 3,000: 3.7692 | Level Shifter 133 3.5μs 4.5V 13mA 5.5V Uni-directional ±1.5% 30A ±1.5% SOIC-8 SMD Adhesive Mount 4.9mm × 3.9mm × 1.5mm | ±1.5% |  | ACS715 |  | 30A | 13mA |  | DC | DC ~ 80kHz |  |  |  | ±1.5% |  |  |  |  | 2 (1 Year) |  | Surface Mount |  | -40°C ~ 150°C | Ratiometric, Voltage |  |  | 8-SOIC (0.154", 3.90mm Width) |  | Unidirectional |  |  | 3.5µs | 1824991 |  | 133mV/A | Hall Effect, Open Loop | - | 8-SOIC | 5V | 1011 | https://www.unikeyic.com/media/datasheet/45/6e/d2ae/45/42d5eedc897e0b3e372cdbe4a43081d0.pdf | https://www.unikeyic.com/products/current-sensors/acs715llctr-30a-t/10944358.html
ACS716KLATR-12CB-NL-T | Allegro MicroSystems | 100: 3.1596 300: 3.1362 500: 3.1128 1,000: 3.066 5,000: 3.0426 | 37 4μs 3V 11mA 3.6V Bidirectional ±0.25% 12.5A ±2.7% SOIC-16 SMD, Adhesive Mount 10.3mm × 7.5mm × 2.35mm | ±2.7% |  | ACS716 |  | 12.5A | 11mA |  | AC/DC | DC ~ 120kHz |  |  |  | ±0.25% |  |  |  |  | 3 (168 Hours) |  | Surface Mount |  | -40°C ~ 125°C | Ratiometric, Voltage |  |  | 16-SOIC (0.295", 7.50mm Width) |  | Bidirectional |  |  | 4µs | 4377043 |  | 37mV/A | Hall Effect, Open Loop | - | 16-SOIC | 3V ~ 3.6V | 420 | https://www.unikeyic.com/media/datasheet/63/ce/a422/63cea422e35ce50ce8dd2b95d496ec00.pdf | https://www.unikeyic.com/products/current-sensors/acs716klatr-12cb-nl-t/10902703.html
ACS716KLATR-12CB-T | Allegro MicroSystems | 1,000: 4.3711 2,000: 4.2472 | 37 4μs 3V 11mA 3.6V Bidirectional ±0.25% 12.5A ±2.7% SOIC-16 SMD 10.3mm × 7.5mm × 2.65mm | ±2.7% |  | ACS716 |  | 12.5A | 11mA |  | AC/DC | DC ~ 120kHz |  |  |  | ±0.25% |  |  |  |  | 3 (168 Hours) |  | Surface Mount |  | -40°C ~ 125°C | Ratiometric, Voltage |  |  | 16-SOIC (0.295", 7.50mm Width) |  | Bidirectional |  |  | 4µs | 2875139 |  | 37mV/A | Hall Effect, Open Loop | - | 16-SOIC | 3V ~ 3.6V | 11065 | https://www.unikeyic.com/media/datasheet/63/ce/a422/63cea422e35ce50ce8dd2b95d496ec00.pdf | https://www.unikeyic.com/products/current-sensors/acs716klatr-12cb-t/11223918.html
ACS716KLATR-25CB-NL-T | Allegro MicroSystems | 100: 3.1596 300: 3.1362 500: 3.1128 1,000: 3.066 5,000: 3.0426 | 18.5 4μs 3V 11mA 3.6V Bidirectional ±0.25% 25A ±2.9% SOIC-16 SMD, Adhesive Mount 10.3mm × 7.5mm × 2.35mm | ±2.9% |  | ACS716 |  | 25A | 11mA |  | AC/DC | DC ~ 120kHz |  |  |  | ±0.25% |  |  |  |  | 3 (168 Hours) |  | Surface Mount |  | -40°C ~ 125°C | Ratiometric, Voltage |  |  | 16-SOIC (0.295", 7.50mm Width) |  | Bidirectional |  |  | 4µs |  |  | 18.5mV/A | Hall Effect, Open Loop | - | 16-SOIC | 3V ~ 3.6V | 21413 | https://www.unikeyic.com/media/datasheet/63/ce/a422/63cea422e35ce50ce8dd2b95d496ec00.pdf | https://www.unikeyic.com/products/current-sensors/acs716klatr-25cb-nl-t/99.html
ACS716KLATR-25CB-T | Allegro MicroSystems | 1: 6.804 5: 6.1171 10: 5.8612 25: 5.5564 50: 5.3484 100: 5.1578 500: 4.7738 | 18.5 4μs 3V 11mA 3.6V Bidirectional ±0.25% 25A ±2.9% SOIC-16 SMD, Adhesive Mount 10.3mm × 7.5mm × 2.35mm | ±2.9% |  | ACS716 |  | 25A | 11mA |  | AC/DC | DC ~ 120kHz |  |  |  | ±0.25% |  |  |  |  | 3 (168 Hours) |  | Surface Mount |  | -40°C ~ 125°C | Ratiometric, Voltage |  |  | 16-SOIC (0.295", 7.50mm Width) |  | Bidirectional |  |  | 4µs | 2875142 |  | 18.5mV/A | Hall Effect, Open Loop | - | 16-SOIC | 3V ~ 3.6V | 356 | https://www.unikeyic.com/media/datasheet/63/ce/a422/63cea422e35ce50ce8dd2b95d496ec00.pdf | https://www.unikeyic.com/products/current-sensors/acs716klatr-25cb-t/35044191.html
ACS716KLATR-6BB-NL-T | Allegro MicroSystems | 100+: 2.6622 500+: 2.6288 1,000+: 2.574 10,000+: 2.442 | Level Shifter, Bi-Dir 3V/3.6V 7.5A ±0.25% ±2.2% 4μs SOIC-16 SMD, Adhesive Mount 10.3mm × 7.5mm × 2.35mm | [38 empty] | 450 | https://www.unikeyic.com/media/datasheet/93/f5/34f4/93/729bf9f5ac80fd513f3cfa364a616c73.pdf | https://www.unikeyic.com/products/current-sensors/acs716klatr-6bb-nl-t/34994783.html
ACS716KLATR-6BB-T | Allegro MicroSystems | 100: 3.1596 300: 3.1362 500: 3.1128 1,000: 3.066 5,000: 3.0426 | 100 4μs 3V 11mA 3.6V Bidirectional ±0.25% 6A ±2.2% SOIC-16 SMD, Adhesive Mount | ±2.2% |  | ACS716 |  | 6A | 11mA |  | AC/DC | DC ~ 120kHz |  |  |  | ±0.25% |  |  |  |  | 3 (168 Hours) |  | Surface Mount |  | -40°C ~ 125°C | Ratiometric, Voltage |  |  | 16-SOIC (0.295", 7.50mm Width) |  | Bidirectional |  |  | 4µs | 2783718 |  | 100mV/A | Hall Effect, Open Loop | - | 16-SOIC | 3V ~ 3.6V | 724 | https://www.unikeyic.com/media/datasheet/63/ce/a422/63cea422e35ce50ce8dd2b95d496ec00.pdf | https://www.unikeyic.com/products/current-sensors/acs716klatr-6bb-t/35060023.html
ACS717KMATR-10B-T | Allegro MicroSystems | 1,000: 4.9523 2,000: 4.8144 | TVS Diode 132V 13μs 3V 7.5mA 3.6V Bi-directional ±1% 10A ±2% SOIC-16 SMD Adhesive Mount 10.3mm × 7.5mm × 2.35mm | ±2% |  | ACS717 |  | 10A | 7.5mA |  | AC/DC | 40kHz |  |  |  | ±1% |  |  |  |  | 3 (168 Hours) |  | Surface Mount |  | -40°C ~ 125°C | Ratiometric, Voltage |  |  | 16-SOIC (0.295", 7.50mm Width) |  | Bidirectional |  |  | 13µs | 5125775 |  | 132mV/A | Hall Effect, Open Loop | - | 16-SOIC | 3V ~ 3.6V | 6250 | https://www.unikeyic.com/media/datasheet/34/ae/80ae/34ae80aedada0cf4f3340927acfe08d3.pdf | https://www.unikeyic.com/products/current-sensors/acs717kmatr-10b-t/34980293.html
ACS717KMATR-20B-T | Allegro MicroSystems | 100: 3.6191 300: 3.5923 500: 3.5655 1,000: 3.5119 5,000: 3.4851 | 66 13μs 3V 7.5mA 3.6V Bidirectional ±1% 20A ±2% SOIC-16 SMD mount，glue mount 10.3mm*7.5mm*2.35mm | ±2% |  | ACS717 |  | 20A | 7.5mA |  | AC/DC | 40kHz |  |  |  | ±1% |  |  |  |  | 3 (168 Hours) |  | Surface Mount |  | -40°C ~ 125°C | Ratiometric, Voltage |  |  | 16-SOIC (0.295", 7.50mm Width) |  | Bidirectional |  |  | 13µs | 5125776 |  | 66mV/A | Hall Effect, Open Loop | - | 16-SOIC | 3V ~ 3.6V | 770 | https://www.unikeyic.com/media/datasheet/34/ae/80ae/34ae80aedada0cf4f3340927acfe08d3.pdf | https://www.unikeyic.com/products/current-sensors/acs717kmatr-20b-t/35048004.html
ACS718KMATR-10B-T | Allegro MicroSystems | 1: 7.2252 5: 6.5081 10: 6.2413 25: 5.9214 50: 5.7028 100: 5.5027 500: 5.0997 | 200 13μs 4.5V 9mA 5.5V Bidirectional ±1% 10A ±2% SOIC-16 SMD mount，glue mount 10.3mm*7.5mm*2.35mm | ±2% |  | ACS718 |  | 10A | 9mA |  | AC/DC | 40kHz |  |  |  | ±1% |  |  |  |  | 3 (168 Hours) |  | Surface Mount |  | -40°C ~ 125°C | Ratiometric, Voltage |  |  | 16-SOIC (0.295", 7.50mm Width) |  | Bidirectional |  |  | 13µs | 5125785 |  | 200mv/A | Hall Effect, Open Loop | - | 16-SOIC | 5V | 894 | https://www.unikeyic.com/media/pdf/HTMLDatasheet/allegro-microsystems/33/f8/946c/acs718kmatr-20b-t/2025/11/acs718.pdf | https://www.unikeyic.com/products/current-sensors/acs718kmatr-10b-t/35014179.html
ACS720KLATR-13AB-T | Allegro MicroSystems | 100: 2.8723 300: 2.8511 500: 2.8298 1,000: 2.7872 5,000: 2.766 | 4μs, 4.5V-5.5V, SOP, SMD | - | Industrial |  | - | [8 empty] | - | - | 5.5V | - | 4.5V |  | SMD mount |  | -40℃~125℃ |  |  | - | SOP |  |  |  |  | 4μs |  |  |  | - |  |  |  |  | 1299 | https://www.unikeyic.com/media/about_us/Unikey_ISO_9001_Certification.pdf | https://www.unikeyic.com/products/current-sensors/acs720klatr-13ab-t/35033144.html
ACS720KLATR-15AB-T | Allegro MicroSystems | 1,000: 2.1352 2,000: 2.0327 5,000: 1.9815 | 90 4µs (Typ) Analog 4.5V 16mA 5.5V Bidirectional ±0.75% 15A ±1.6% SOIC-16 SMD, Adhesive Mount | ±1.6% |  | ACS720 |  | 15A | 16mA |  | AC/DC | 120kHz |  |  |  | ±0.75% |  |  |  |  | 3 (168 Hours) |  | Surface Mount |  | -40°C ~ 125°C | Ratiometric, Current |  |  | 16-SOIC (0.295", 7.50mm Width) |  | Bidirectional |  |  | 4µs (Typ) | 7363752 |  | 90mV/A | Hall Effect, Open Loop | ACS720 | 16-SOIC | 4.5V ~ 5.5V | 2000 | https://www.unikeyic.com/media/datasheet/dc/0e/8ccd/dc/073a50d8a916ae9095c38abcce0ccbf1.pdf | https://www.unikeyic.com/products/current-sensors/acs720klatr-15ab-t/10884059.html
ACS720KLATR-35AB-T | Allegro MicroSystems | 1: 2.3826 10: 2.2293 30: 1.7632 100: 1.7325 500: 1.6375 1,000: 1.5332 | 38.5 4µs (Typ) 4.5V 16mA 5.5V Bidirectional ±0.75% 35A ±1.6% SOIC-16 SMD mount，glue mount 10.3mm*7.5mm*2.35mm | ±1.6% |  | ACS720 |  | 35A | 16mA |  | AC/DC | 120kHz |  |  |  | ±0.75% |  |  |  |  | 3 (168 Hours) |  | Surface Mount |  | -40°C ~ 125°C | Ratiometric, Current |  |  | 16-SOIC (0.295", 7.50mm Width) |  | Bidirectional |  |  | 4µs (Typ) | 7363748 |  | 38.5mV/A | Hall Effect, Open Loop | ACS720 | 16-SOIC | 4.5V ~ 5.5V |  | https://www.unikeyic.com/media/datasheet/dc/0e/8ccd/dc/073a50d8a916ae9095c38abcce0ccbf1.pdf | https://www.unikeyic.com/products/current-sensors/acs720klatr-35ab-t/11178246.html
ACS720KLATR-35AB-T-4 | Allegro MicroSystems | 1: 2.865 100: 2.6293 500: 2.4812 1,500: 2.3634 3,000: 2.315 6,000: 2.2712 36,000: 2.259 324,000: 2.2485 | 38.5 4μs 4.5V 16mA 5.5V Bi-directional ±0.75% 35A ±1.5% SOIC-16 SMD | ±1.5% | Industrial |  | 35A | [8 empty] | ±0.75% | Bidirectional | 5.5V | 16mA | 4.5V |  | SMD mount |  | -40℃~125℃ |  |  | - | SOIC-16 |  |  |  |  | 4μs |  |  | bulk | 38.5 | [5 empty] | https://www.unikeyic.com/media/about_us/Unikey_ISO_9001_Certification.pdf | https://www.unikeyic.com/products/current-sensors/acs720klatr-35ab-t-4/11037119.html
ACS720KLATR-65AB-T | Allegro MicroSystems | 1: 4.9591 10: 4.7608 25: 4.4434 50: 4.364 100: 4.364 250: 4.2847 500: 4.2847 | 20.5 4µs (Typ) 4.5V 16mA 5.5V Bidirectional ±0.75% 65A ±1.6% SOIC-16 SMD mount，glue mount 10.3mm*7.5mm*2.65mm | ±1.6% |  | ACS720 |  | 65A | 16mA |  | AC/DC | 120kHz |  |  |  | ±0.75% |  |  |  |  | 3 (168 Hours) |  | Surface Mount |  | -40°C ~ 125°C | Ratiometric, Current |  |  | 16-SOIC (0.295", 7.50mm Width) |  | Bidirectional |  |  | 4µs (Typ) | 7363750 |  | 20.5mV/A | Hall Effect, Open Loop | ACS720 | 16-SOIC | 4.5V ~ 5.5V | 435 | https://www.unikeyic.com/media/datasheet/84/60/9e47/84609e4781732965c653883a724b1737.pdf | https://www.unikeyic.com/products/current-sensors/acs720klatr-65ab-t/23515700.html
ACS720KLATR-65AB-T | JSMICRO | 1: 1.6828 10: 1.5976 100: 1.5391 500: 1.4675 1,000: 1.4023 |  | - |  |  | - | [8 empty] | - | - | - | - | - | [6 empty] | - | [5 empty] | - |  |  |  | - | [5 empty] | https://www.unikeyic.com/media/about_us/Unikey_ISO_9001_Certification.pdf | https://www.unikeyic.com/products/current-sensors/acs720klatr-65ab-t/930713077.html
ACS720KLATR-80AB-T | Allegro MicroSystems | 1: 8.0385 5: 6.479 10: 6.028 25: 5.3676 50: 4.9896 100: 4.6332 500: 3.9852 1,000: 3.8448 | 16 4μs 4.5V 16mA 5.5V Bidirectional ±0.75% 80A ±1.5% SOIC-16 SMD mount，glue mount | ±1.5% | Industrial |  | 80A | [8 empty] | ±0.75% | Bidirectional | 5.5V | 16mA | 4.5V |  | SMD mount, glue mount |  | -40℃~125℃ |  |  | - | SOIC-16 |  |  |  |  | 4μs |  |  | Tape and reel packaging | 16 |  |  |  |  | 5841 | https://www.unikeyic.com/media/about_us/Unikey_ISO_9001_Certification.pdf | https://www.unikeyic.com/products/current-sensors/acs720klatr-80ab-t/644112211.html
ACS722KMATR-10AB-T | Allegro MicroSystems | 1,000: 4.9523 2,000: 4.8144 | TVS Diode 132V 5μs 3V 12mA 3.6V Bidirectional ±1% 10A ±2.5% SOIC-16 SMD Adhesive Mount 10.3mm × 7.5mm × 2.35mm | ±2.5% |  | ACS722 |  | 10A | 12mA |  | AC/DC | DC ~ 80kHz |  |  |  | ±1% |  |  |  |  | 3 (168 Hours) |  | Surface Mount |  | -40°C ~ 125°C | Ratiometric, Voltage |  |  | 16-SOIC (0.295", 7.50mm Width) |  | Bidirectional |  |  | 5µs | 5225367 |  | 132mV/A | Hall Effect, Open Loop | - | 16-SOIC | 3V ~ 3.6V | 12794 | https://www.unikeyic.com/media/datasheet/33/2f/57fc/33/2f793027113f8784cc1c220fdca6367b.pdf | https://www.unikeyic.com/products/current-sensors/acs722kmatr-10ab-t/35063067.html
ACS722KMATR-20AB-T | Allegro MicroSystems | 100: 3.6191 300: 3.5923 500: 3.5655 1,000: 3.5119 5,000: 3.4851 | 66 5μs 3V 12mA 3.6V Bidirectional ±1% 20A ±2.5% SOIC-16 SMD mount，glue mount 10.3mm*7.5mm*2.35mm | ±2.5% |  | ACS722 |  | 20A | 12mA |  | AC/DC | DC ~ 80kHz |  |  |  | ±1% |  |  |  |  | 3 (168 Hours) |  | Surface Mount |  | -40°C ~ 125°C | Ratiometric, Voltage |  |  | 16-SOIC (0.295", 7.50mm Width) |  | Bidirectional |  |  | 5µs |  |  | 66mV/A | Hall Effect, Open Loop | - | 16-SOIC | 3V ~ 3.6V | 245 | https://www.unikeyic.com/media/datasheet/33/2f/57fc/33/2f793027113f8784cc1c220fdca6367b.pdf | https://www.unikeyic.com/products/current-sensors/acs722kmatr-20ab-t/11290973.html
ACS722KMATR-40AB-T | Allegro MicroSystems | 100: 3.6191 300: 3.5923 500: 3.5655 1,000: 3.5119 5,000: 3.4851 | TVS Diode 33V 5μs 3V 12mA 3.6V Bi-Dir ±1% 40A ±2.5% SOIC-16 SMD 10.3mm × 7.5mm × 2.65mm | ±2.5% |  | ACS722 |  | 40A | 12mA |  | AC/DC | DC ~ 80kHz |  |  |  | ±1% |  |  |  |  | 3 (168 Hours) |  | Surface Mount |  | -40°C ~ 125°C | Ratiometric, Voltage |  |  | 16-SOIC (0.295", 7.50mm Width) |  | Bidirectional |  |  | 5µs | 5225373 |  | 33mV/A | Hall Effect, Open Loop | - | 16-SOIC | 3V ~ 3.6V | 1258 | https://www.unikeyic.com/media/datasheet/58/5d/e885/58/a7ea6cdc76d1fc0687c8d5b49d7bd322.pdf | https://www.unikeyic.com/products/current-sensors/acs722kmatr-40ab-t/23956745.html
ACS722LLCTR-05AB-T | Allegro MicroSystems | 100: 2.9011 300: 2.8796 500: 2.8581 1,000: 2.8151 5,000: 2.7936 | Allegro Microsystems Current sensor chip, maximum input3.6 V, disorder±20mV, surface mount, 8Pin | ±3% |  | ACS722 |  | 5A | 12mA |  | AC/DC | DC ~ 80kHz |  |  |  | ±1% |  |  |  |  | 2 (1 Year) |  | Surface Mount |  | -40°C ~ 150°C | Ratiometric, Voltage |  |  | 8-SOIC (0.154", 3.90mm Width) |  | Bidirectional |  |  | 5µs | 4915375 |  | 264mV/A | Hall Effect, Open Loop | - | 8-SOIC | 3V ~ 3.6V | 237 | https://www.unikeyic.com/media/datasheet/5a/7e/669e/5a7e669e61f234272b4d60f55286a7b1.pdf | https://www.unikeyic.com/products/current-sensors/acs722llctr-05ab-t/34967186.html
ACS722LLCTR-10AU-T | Allegro MicroSystems | 100: 2.9011 300: 2.8796 500: 2.8581 1,000: 2.8151 5,000: 2.7936 | 264 5μs 3V 12mA 3.6V Unidirectional ±1% 10A ±3% SOIC-8 SMD mount，glue mount 4.9mm*3.9mm*1.5mm | ±3% |  | ACS722 |  | 10A | 12mA |  | DC | DC ~ 80kHz |  |  |  | ±1% |  |  |  |  | 2 (1 Year) |  | Surface Mount |  | -40°C ~ 150°C | Ratiometric, Voltage |  |  | 8-SOIC (0.154", 3.90mm Width) |  | Unidirectional |  |  | 5µs | 4948888 |  | 264mV/A | Hall Effect, Open Loop | - | 8-SOIC | 3V ~ 3.6V | 435 | https://www.unikeyic.com/media/datasheet/1e/a1/637c/1e/bd7a704c27b90b04fb027d69fe3bac1b.pdf | https://www.unikeyic.com/products/current-sensors/acs722llctr-10au-t/11230920.html
ACS722LLCTR-20AB-T | Allegro MicroSystems | 1: 2.4736 100: 2.2485 750: 2.1835 1,500: 2.1412 3,000: 2.0989 18,000: 2.0883 39,000: 2.0672 | Allegro Microsystems Current sensor chip, maximum input3.6 V, disorder±15mV, surface mount, 8Pin | ±3% |  | ACS722 |  | 20A | 12mA |  | AC/DC | DC ~ 80kHz |  |  |  | ±1% |  |  |  |  | 2 (1 Year) |  | Surface Mount |  | -40°C ~ 150°C | Ratiometric, Voltage |  |  | 8-SOIC (0.154", 3.90mm Width) |  | Bidirectional |  |  | 5µs | 4948889 |  | 66mV/A | Hall Effect, Open Loop | - | 8-SOIC | 3V ~ 3.6V |  | https://www.unikeyic.com/media/datasheet/1e/a1/637c/1e/bd7a704c27b90b04fb027d69fe3bac1b.pdf | https://www.unikeyic.com/products/current-sensors/acs722llctr-20ab-t/10908714.html
ACS722LLCTR-20AU-T | Allegro MicroSystems | 5: 5.6925 10: 5.214 25: 4.8492 50: 4.6656 100: 4.5036 500: 4.0932 1,000: 3.9528 3,000: 3.78 | 132 5μs 3V 12mA 3.6V Unidirectional ±1% 20A ±3% SOIC-8 SMD mount，glue mount 4.9mm*3.9mm*1.5mm | ±3% |  | ACS722 |  | 20A | 12mA |  | DC | DC ~ 80kHz |  |  |  | ±1% |  |  |  |  | 2 (1 Year) |  | Surface Mount |  | -40°C ~ 150°C | Ratiometric, Voltage |  |  | 8-SOIC (0.154", 3.90mm Width) |  | Unidirectional |  |  | 5µs | 4948874 |  | 132mV/A | Hall Effect, Open Loop | - | 8-SOIC | 3V ~ 3.6V | 7646 | https://www.unikeyic.com/media/datasheet/21/a3/0594/21/b11fe9ccc115bcd241079ab73fa704e6.pdf | https://www.unikeyic.com/products/current-sensors/acs722llctr-20au-t/35066949.html
ACS722LLCTR-40AB-T | Allegro MicroSystems | 1: 2.7713 100: 2.5189 750: 2.445 1,500: 2.3981 3,000: 2.3512 18,000: 2.3391 39,000: 2.315 | 33 5μs 3V 12mA 3.6V Bidirectional ±1% 40A ±3% SOIC-8 SMD mount，glue mount 4.9mm*3.9mm*1.75mm | ±3% |  | ACS722 |  | 40A | 12mA |  | AC/DC | DC ~ 80kHz |  |  |  | ±1% |  |  |  |  | 2 (1 Year) |  | Surface Mount |  | -40°C ~ 150°C | Ratiometric, Voltage |  |  | 8-SOIC (0.154", 3.90mm Width) |  | Bidirectional |  |  | 5µs | 4915373 |  | 33mV/A | Hall Effect, Open Loop | - | 8-SOIC | 3V ~ 3.6V |  | https://www.unikeyic.com/media/datasheet/1e/a1/637c/1e/bd7a704c27b90b04fb027d69fe3bac1b.pdf | https://www.unikeyic.com/products/current-sensors/acs722llctr-40ab-t/34997712.html
ACS722LLCTR-40AU-T | Allegro MicroSystems | 3,000+: 4.086 | 66 5μs 3V 12mA 3.6V Unidirectional ±1% 40A ±3% SOIC-8 SMD, Adhesive Mount 4.9mm × 3.9mm × 1.5mm | [38 empty] | 8635 | https://www.unikeyic.com/media/datasheet/21/a3/0594/21/b11fe9ccc115bcd241079ab73fa704e6.pdf | https://www.unikeyic.com/products/current-sensors/acs722llctr-40au-t/11116431.html
ACS723KMATR-10AB-T | Allegro MicroSystems | 100: 3.6191 300: 3.5923 500: 3.5655 1,000: 3.5119 5,000: 3.4851 | 200 5μs 4.5V 14mA 5.5V Bidirectional ±1% 10A ±2% SOIC-16 SMD, Adhesive Mount 10.3mm × 7.5mm × 2.65mm | ±2% |  | ACS723 |  | 10A | 14mA |  | AC/DC | DC ~ 80kHz |  |  |  | ±1% |  |  |  |  | 3 (168 Hours) |  | Surface Mount |  | -40°C ~ 125°C | Ratiometric, Voltage |  |  | 16-SOIC (0.295", 7.50mm Width) |  | Bidirectional |  |  | 5µs | 5225374 |  | 200mv/A | Hall Effect, Open Loop | - | 16-SOIC | 4.5V ~ 5.5V | 1070 | https://www.unikeyic.com/media/datasheet/8e/c4/8b12/8e/ba965af46488d85dff80983e92350066.pdf | https://www.unikeyic.com/products/current-sensors/acs723kmatr-10ab-t/35068206.html
ACS723KMATR-20AB-T | Allegro MicroSystems | 100: 3.6191 300: 3.5923 500: 3.5655 1,000: 3.5119 5,000: 3.4851 | 100 5μs 4.5V 14mA 5.5V Bidirectional ±1% 20A ±2% SOIC-16 SMD mount，glue mount 10.3mm*7.5mm*2.35mm | ±2% |  | ACS723 |  | 20A | 14mA |  | AC/DC | DC ~ 80kHz |  |  |  | ±1% |  |  |  |  | 3 (168 Hours) |  | Surface Mount |  | -40°C ~ 125°C | Ratiometric, Voltage |  |  | 16-SOIC (0.295", 7.50mm Width) |  | Bidirectional |  |  | 5µs |  |  | 100mV/A | Hall Effect, Open Loop | - | 16-SOIC | 4.5V ~ 5.5V | 4515 | https://www.unikeyic.com/media/datasheet/90/60/55ea/90/210bf13c58c625f327abf7d5821be3ed.pdf | https://www.unikeyic.com/products/current-sensors/acs723kmatr-20ab-t/11194166.html
ACS723KMATR-40AB-T | Allegro MicroSystems | 100: 3.6191 300: 3.5923 500: 3.5655 1,000: 3.5119 5,000: 3.4851 | 50 5μs 4.5V 14mA 5.5V Bidirectional ±1% 40A ±2% SOIC-16 SMD mount，glue mount 10.3mm*7.5mm*2.35mm | ±2% |  | ACS723 |  | 40A | 14mA |  | AC/DC | DC ~ 80kHz |  |  |  | ±1% |  |  |  |  | 3 (168 Hours) |  | Surface Mount |  | -40°C ~ 125°C | Ratiometric, Voltage |  |  | 16-SOIC (0.295", 7.50mm Width) |  | Bidirectional |  |  | 5µs | 5225380 |  | 50mV/A | Hall Effect, Open Loop | - | 16-SOIC | 4.5V ~ 5.5V | 714 | https://www.unikeyic.com/media/datasheet/90/60/55ea/90/210bf13c58c625f327abf7d5821be3ed.pdf | https://www.unikeyic.com/products/current-sensors/acs723kmatr-40ab-t/11352316.html
ACS723LLCTR-05AB-T | Allegro MicroSystems | 1: 3.0974 10: 2.8981 30: 2.2922 100: 2.2523 500: 2.1288 1,000: 1.9932 | Allegro Microsystems Current sensor chip, maximum input5.5 V, disorder±20mV, surface mount, 8Pin | ±3% |  | ACS723 |  | 5A | 14mA |  | AC/DC | DC ~ 80kHz |  |  |  | ±1% |  |  |  |  | 2 (1 Year) |  | Surface Mount |  | -40°C ~ 150°C | Ratiometric, Voltage |  |  | 8-SOIC (0.154", 3.90mm Width) |  | Bidirectional |  |  | 5µs | 4915376 |  | 400mV/A | Hall Effect, Open Loop | - | 8-SOIC | 5V |  | https://www.unikeyic.com/media/datasheet/4b/33/fe63/4b/6ce3fa6b942ae61d438f8622be342195.pdf | https://www.unikeyic.com/products/current-sensors/acs723llctr-05ab-t/10886509.html
ACS723LLCTR-10AU-T | Allegro MicroSystems | 1: 5.7391 100: 5.2178 750: 5.0666 1,500: 4.9669 3,000: 4.8702 18,000: 4.8445 39,000: 4.8067 | 400 5μs 4.5V 14mA 5.5V Unidirectional ±1% 10A ±3% SOIC-8 SMD mount，glue mount 4.9mm*3.9mm*1.75mm | ±3% |  | ACS723 |  | 10A | 14mA |  | DC | DC ~ 80kHz |  |  |  | ±1% |  |  |  |  | 2 (1 Year) |  | Surface Mount |  | -40°C ~ 150°C | Ratiometric, Voltage |  |  | 8-SOIC (0.154", 3.90mm Width) |  | Unidirectional |  |  | 5µs | 4948879 |  | 400mV/A | Hall Effect, Open Loop | - | 8-SOIC | 5V |  | https://www.unikeyic.com/media/datasheet/02/cf/ea44/02/9e30109c362931d33fa49d5733ae2fb4.pdf | https://www.unikeyic.com/products/current-sensors/acs723llctr-10au-t/24196754.html
ACS723LLCTR-20AB-T | Allegro MicroSystems | 10: 2.8382 50: 2.7909 100: 2.7673 150: 2.7199 | Allegro Microsystems Current Sensor IC, Max In 5.5V, Offset ±15mV, SMD, 8-Pin | ±3% |  | ACS723 |  | 20A | 14mA |  | AC/DC | DC ~ 80kHz |  |  |  | ±1% |  |  |  |  | 2 (1 Year) |  | Surface Mount |  | -40°C ~ 150°C | Ratiometric, Voltage |  |  | 8-SOIC (0.154", 3.90mm Width) |  | Bidirectional |  |  | 5µs | 4948880 |  | 100mV/A | Hall Effect, Open Loop | - | 8-SOIC | 5V | 563 | https://www.unikeyic.com/media/datasheet/cc/3e/98a7/cc/e93df2ef44b2cdd0f7c21af29c1306e6.pdf | https://www.unikeyic.com/products/current-sensors/acs723llctr-20ab-t/11296175.html
ACS723LLCTR-20AU-T | Allegro MicroSystems | 1: 3.1173 100: 2.8348 750: 2.7502 1,500: 2.6973 3,000: 2.6444 | 200 5μs 4.5V 14mA 5.5V Unidirectional ±1% 20A ±3% SOIC-8 SMD mount，glue mount | ±3% |  | ACS723 |  | 20A | 14mA |  | AC/DC | DC ~ 80kHz |  |  |  | ±1% |  |  |  |  | 2 (1 Year) |  | Surface Mount |  | -40°C ~ 150°C | Ratiometric, Voltage |  |  | 8-SOIC (0.154", 3.90mm Width) |  | Unidirectional |  |  | 5µs |  |  | 200mv/A | Hall Effect, Open Loop | - | 8-SOIC | 5V |  | https://www.unikeyic.com/media/datasheet/4b/33/fe63/4b/6ce3fa6b942ae61d438f8622be342195.pdf | https://www.unikeyic.com/products/current-sensors/acs723llctr-20au-t/11149421.html
ACS723LLCTR-40AB-T | Allegro MicroSystems | 1: 3.5359 100: 3.2156 750: 3.1219 1,500: 3.0599 3,000: 2.9995 18,000: 2.9844 39,000: 2.9557 | Allegro Microsystems Current sensor chip, maximum input5.5 V, disorder±15mV, surface mount, 8Pin | ±3% |  | ACS723 |  | 40A | 14mA |  | AC/DC | DC ~ 80kHz |  |  |  | ±1% |  |  |  |  | 2 (1 Year) |  | Surface Mount |  | -40°C ~ 150°C | Ratiometric, Voltage |  |  | 8-SOIC (0.154", 3.90mm Width) |  | Bidirectional |  |  | 5µs | 4948898 |  | 50mV/A | Hall Effect, Open Loop | - | 8-SOIC | 5V |  | https://www.unikeyic.com/media/datasheet/02/cf/ea44/02/9e30109c362931d33fa49d5733ae2fb4.pdf | https://www.unikeyic.com/products/current-sensors/acs723llctr-40ab-t/35040539.html
ACS723LLCTR-40AU-T | Allegro MicroSystems | 1: 1.5288 | 100 5μs 4.5V 14mA 5.5V Unidirectional ±1% 40A ±3% SOIC-8 SMD mount，glue mount 4.9mm*3.9mm*1.5mm | ±3% |  | ACS723 |  | 40A | 14mA |  | DC | DC ~ 80kHz |  |  |  | ±1% |  |  |  |  | 2 (1 Year) |  | Surface Mount |  | -40°C ~ 150°C | Ratiometric, Voltage |  |  | 8-SOIC (0.154", 3.90mm Width) |  | Unidirectional |  |  | 5µs | 4915382 |  | 100mV/A | Hall Effect, Open Loop | - | 8-SOIC | 5V | 2738 | https://www.unikeyic.com/media/datasheet/4b/33/fe63/4b/6ce3fa6b942ae61d438f8622be342195.pdf | https://www.unikeyic.com/products/current-sensors/acs723llctr-40au-t/35029756.html
ACS723LLCTR-45AB-T | Allegro MicroSystems | 3,000: 3.8547 | 4.5V 5.5V Bidirectional ±1% 45A ±3% SOIC-8 SMD, Adhesive Mount | ±3% |  | ACS723 |  | 45A | 14mA |  | AC/DC | DC ~ 80kHz |  |  |  | ±1% |  |  |  |  | 1 (Unlimited) |  | Surface Mount |  | -40°C ~ 150°C | Ratiometric, Voltage |  |  | 8-SOIC (0.154", 3.90mm Width) |  | Bidirectional |  |  | 5µs |  |  | 40mV/A | Hall Effect, Open Loop | - | 8-SOIC | 4.5V ~ 5.5V | 6000 | https://www.unikeyic.com/media/datasheet/4b/33/fe63/4b/6ce3fa6b942ae61d438f8622be342195.pdf | https://www.unikeyic.com/products/current-sensors/acs723llctr-45ab-t/34946821.html
ACS724KMATR-12AB-T | Allegro MicroSystems | 1,000: 3.3115 2,000: 3.2138 3,000: 3.1605 | 166 4μs 4.5V 14mA 5.5V Bidirectional ±1% 12A ±1% SOIC-16 SMD mount，glue mount | ±1% |  | ACS724 |  | 12A | 14mA |  | AC/DC | DC ~ 120kHz |  |  |  | ±1% |  |  |  |  | 3 (168 Hours) |  | Surface Mount |  | -40°C ~ 125°C (TA) | Ratiometric, Voltage |  |  | 16-SOIC (0.295", 7.50mm Width) |  | Bidirectional |  |  | 4µs |  |  | 166mV/A | Hall Effect, Differential | Automotive, AEC-Q100 | 16-SOIC | 4.5V ~ 5.5V | 11570 | https://www.unikeyic.com/media/datasheet/47/2e/7121/47/d1a352f13168e6bbd38db8b1f1952681.pdf | https://www.unikeyic.com/products/current-sensors/acs724kmatr-12ab-t/11104823.html
ACS724KMATR-20AB-T | Allegro MicroSystems | 1: 1.5869 10: 1.4935 50: 1.4427 100: 1.3651 | 100 3μs AnalogVoltage 4.5V 14mA 5.5V Bidirectional ±1% 20A ±1% SOIC-16 SMD mount，glue mount 10.3mm*7.5mm*2.35mm | ±1% |  | ACS724 |  | 20A | 14mA |  | AC/DC | DC ~ 120kHz |  |  |  | ±1% |  |  |  |  | 3 (168 Hours) |  | Surface Mount |  | -40°C ~ 125°C | Ratiometric, Voltage |  |  | 16-SOIC (0.295", 7.50mm Width) |  | Bidirectional |  |  | 4µs | 6167399 |  | 100mV/A | Hall Effect, Differential | - | 16-SOIC | 4.5V ~ 5.5V |  | https://www.unikeyic.com/media/datasheet/0f/45/4f90/0f/cf5f6bad0b1cbc8173012fd7e3b681d9.pdf | https://www.unikeyic.com/products/current-sensors/acs724kmatr-20ab-t/35011644.html
ACS724KMATR-30AB-T | Allegro MicroSystems | 100: 2.341 300: 2.3236 500: 2.3063 1,000: 2.2716 5,000: 2.2543 | 66 4μs 4.5V 14mA 5.5V Bidirectional ±1% 30A ±0.8% SOIC-16 SMD mount | ±0.8% |  | ACS724 |  | 30A | 14mA |  | AC/DC | DC ~ 120kHz |  |  |  | ±1% |  |  |  |  | 3 (168 Hours) |  | Surface Mount |  | -40°C ~ 125°C | Ratiometric, Voltage |  |  | 16-SOIC (0.295", 7.50mm Width) |  | Bidirectional |  |  | 4µs | 10491829 |  | 66mV/A | Hall Effect, Differential | - | 16-SOIC | 4.5V ~ 5.5V | 1605 | https://www.unikeyic.com/media/datasheet/47/2e/7121/47/d1a352f13168e6bbd38db8b1f1952681.pdf | https://www.unikeyic.com/products/current-sensors/acs724kmatr-30ab-t/11124373.html
ACS724KMATR-30AU-T | Allegro MicroSystems | 3,000: 3.1605 | 100 4μs 4.5V 14mA 5.5V Unidirectional ±1% 30A ±0.8% SOIC-16 SMD, Adhesive Mount 10.3mm × 7.5mm × 2.35mm | ±0.8% |  | ACS724 |  | 30A | 14mA |  | DC | DC ~ 120kHz |  |  |  | ±1% |  |  |  |  | 2 (1 Year) |  | Surface Mount |  | -40°C ~ 125°C | Ratiometric, Voltage |  |  | 16-SOIC (0.295", 7.50mm Width) |  | Unidirectional |  |  | 4µs |  |  | 100mV/A | Hall Effect, Differential | - | 16-SOIC | 4.5V ~ 5.5V | 10208 | https://www.unikeyic.com/media/datasheet/5f/70/742e/5f/ecb8537ff05659e8412c9002f921040e.pdf | https://www.unikeyic.com/products/current-sensors/acs724kmatr-30au-t/35013107.html
ACS724KMATR-65AB-T | Allegro MicroSystems | 100: 2.9565 200: 2.8619 300: 2.7436 | Voltage Translator, SOIC-16, SMD, Adhesive Mount, 4.5V 5.5V 14mA 65A ±1% 4μs 30.75 | ±1% |  | ACS724 |  | 65A | 14mA |  | AC/DC | DC ~ 120kHz |  |  |  | ±1% |  |  |  |  | 3 (168 Hours) |  | Surface Mount |  | -40°C ~ 125°C | Ratiometric, Voltage |  |  | 16-SOIC (0.295", 7.50mm Width) |  | Bidirectional |  |  | 4µs | 6173641 |  | 30.75mV/A | Hall Effect, Differential | - | 16-SOIC | 4.5V ~ 5.5V | 107 | https://www.unikeyic.com/media/datasheet/5f/70/742e/5f/ecb8537ff05659e8412c9002f921040e.pdf | https://www.unikeyic.com/products/current-sensors/acs724kmatr-65ab-t/35006028.html
ACS724LLCTR-05AB-T | Allegro MicroSystems | 1: 2.192 10: 2.051 30: 1.6221 100: 1.5939 500: 1.5065 1,000: 1.4106 | 400 4μs 4.5V 14mA 5.5V Bidirectional ±1.5% 5A ±0.6% SOIC-8 SMD mount，glue mount 4.9mm*3.9mm*1.5mm | ±0.6% |  | ACS724 |  | 5A | 14mA |  | AC/DC | DC ~ 120kHz |  |  |  | ±1.5% |  |  |  |  | 2 (1 Year) |  | Surface Mount |  | -40°C ~ 150°C | Ratiometric, Voltage |  |  | 8-SOIC (0.154", 3.90mm Width) |  | Bidirectional |  |  | 4µs | 10520349 |  | 400mV/A | Hall Effect, Open Loop | - | 8-SOIC | 4.5V ~ 5.5V |  | https://www.unikeyic.com/media/datasheet/00/f8/4722/00f84722428786880d45bfbe74f03bf9.pdf | https://www.unikeyic.com/products/current-sensors/acs724llctr-05ab-t/10945556.html
ACS724LLCTR-10AB-T | Allegro MicroSystems | 1: 2.2902 10: 1.9276 30: 1.7071 100: 1.3821 500: 1.2795 1,000: 1.2356 | 200 4μs 4.5V 14mA 5.5V Bidirectional ±1.5% 10A ±1% SOIC-8 SMD mount，glue mount 4.9mm*3.9mm*1.5mm | ±1% |  | ACS724 |  | 10A | 14mA |  | AC/DC | DC ~ 120kHz |  |  |  | ±1.5% |  |  |  |  | 2 (1 Year) |  | Surface Mount |  | -40°C ~ 150°C | Ratiometric, Voltage |  |  | 8-SOIC (0.154", 3.90mm Width) |  | Bidirectional |  |  | 4µs | 5175288 |  | 200mv/A | Hall Effect, Open Loop | - | 8-SOIC | 4.5V ~ 5.5V |  | https://www.unikeyic.com/media/datasheet/1c/68/f401/1c68f401d37ac8202b55d848c0a75130.pdf | https://www.unikeyic.com/products/current-sensors/acs724llctr-10ab-t/34945391.html
ACS724LLCTR-10AU-T | Allegro MicroSystems | 1: 1.8888 100: 1.7165 750: 1.6667 1,500: 1.6335 3,000: 1.6018 18,000: 1.5927 39,000: 1.5776 | 400 4μs 4.5V 14mA 5.5V Unidirectional ±1.5% 10A ±1% SOIC-8 SMD mount，glue mount 4.9mm*3.9mm*1.75mm | ±1% |  | ACS724 |  | 10A | 14mA |  | DC | 120kHz |  |  |  | ±1.5% |  |  |  |  | 2 (1 Year) |  | Surface Mount |  | -40°C ~ 150°C | Ratiometric, Voltage |  |  | 8-SOIC (0.154", 3.90mm Width) |  | Unidirectional |  |  | 4µs | 5250912 |  | 400mV/A | Hall Effect, Open Loop | - | 8-SOIC | 4.5V ~ 5.5V |  | https://www.unikeyic.com/media/datasheet/f0/77/4a12/f0/ec36ac0aaa1916d2e5cdbbb20a7fa4be.pdf | https://www.unikeyic.com/products/current-sensors/acs724llctr-10au-t/23640076.html
ACS724LLCTR-20AB-T | Allegro MicroSystems | 1: 2.0252 10: 1.8949 30: 1.4987 100: 1.4727 500: 1.3918 1,000: 1.3032 | 100 4μs Analog 4.5V 14mA 5.5V Bidirectional ±1.5% 20A ±0.8% SOIC-8 SMD mount，glue mount 4.9mm*3.9mm*1.5mm | ±0.8% |  | ACS724 |  | 20A | 14mA |  | AC/DC | DC ~ 120kHz |  |  |  | ±1.5% |  |  |  |  | 2 (1 Year) |  | Surface Mount |  | -40°C ~ 150°C | Ratiometric, Voltage |  |  | 8-SOIC (0.154", 3.90mm Width) |  | Bidirectional |  |  | 4µs | 5175297 |  | 100mV/A | Hall Effect, Open Loop | - | 8-SOIC | 4.5V ~ 5.5V |  | https://www.unikeyic.com/media/datasheet/78/9c/64ee/789c64ee418a4552aec03b366a42618b.pdf | https://www.unikeyic.com/products/current-sensors/acs724llctr-20ab-t/35027346.html
ACS724LLCTR-20AU-T | Allegro MicroSystems | 1: 2.3679 100: 2.1533 750: 2.0898 1,500: 2.049 3,000: 2.0097 18,000: 1.9992 39,000: 1.9796 | 200 3μs analog output 4.5V 14mA 5.5V Unidirectional ±1.5% 20A ±0.7% SOIC-8 SMD mount，glue mount 4.9mm*3.9mm*1.5mm | ±0.7% |  | ACS724 |  | 20A | 14mA |  | DC | 120kHz |  |  |  | ±1.5% |  |  |  |  | 2 (1 Year) |  | Surface Mount |  | -40°C ~ 150°C | Ratiometric, Voltage |  |  | 8-SOIC (0.154", 3.90mm Width) |  | Unidirectional |  |  | 4µs |  |  | 200mv/A | Hall Effect, Open Loop | - | 8-SOIC | 4.5V ~ 5.5V |  | https://www.unikeyic.com/media/datasheet/da/97/a997/da/0348b0b0c43eba459eb692a98ef82a49.pdf | https://www.unikeyic.com/products/current-sensors/acs724llctr-20au-t/11000357.html
ACS724LLCTR-2P5AB-S | Allegro MicroSystems | 3,000: 2.9486 | 800, 4μs, 4.5V, ±2.5A, SOIC-8, SMD | - | Automotive |  | ±2.5A |  |  | ACS724LLCTR-2P5AB-S Allegro MicroSystems | [5 empty] | - | - | - | - | 4.5V |  | SMD mount |  | -40℃~150℃ |  |  | - | SOIC-8 |  |  |  |  | 4μs |  |  | Tape and reel packaging | 800 |  |  |  |  | 4652 | https://www.unikeyic.com/media/datasheet/0a/51/3e90/0a513e908a699b8f14832f1fe83a3934.pdf | https://www.unikeyic.com/products/current-sensors/acs724llctr-2p5ab-s/25687491.html
ACS724LLCTR-2P5AB-T | Allegro MicroSystems | 3,000: 2.9486 | 800 4μs 4.5V 5.5V ±4.5% SOIC | ±4.5% | Industrial |  | - |  |  | ACS724LLCTR-2P5AB-T Allegro MicroSystems | [5 empty] | - | - | 5.5V | - | 4.5V |  |  |  | -40℃~150℃ |  |  | - | SOIC |  |  |  |  | 4μs |  |  | Tape and reel packaging | 800 |  |  |  |  | 7203 | https://www.unikeyic.com/media/datasheet/0a/51/3e90/0a513e908a699b8f14832f1fe83a3934.pdf | https://www.unikeyic.com/products/current-sensors/acs724llctr-2p5ab-t/35029858.html
ACS724LLCTR-30AB-T | Allegro MicroSystems | 1: 1.4388 10: 1.3541 50: 1.308 100: 1.2377 | 66 4μs 4.5V 14mA 5.5V Bidirectional ±1.5% 30A ±0.8% SOIC-8 SMD mount，glue mount 4.9mm*3.9mm*1.5mm | ±0.8% |  | ACS724 |  | 30A | 14mA |  | AC/DC | DC ~ 120kHz |  |  |  | ±1.5% |  |  |  |  | 2 (1 Year) |  | Surface Mount |  | -40°C ~ 150°C | Ratiometric, Voltage |  |  | 8-SOIC (0.154", 3.90mm Width) |  | Bidirectional |  |  | 4µs | 5175291 |  | 66mV/A | Hall Effect, Open Loop | - | 8-SOIC | 4.5V ~ 5.5V |  | https://www.unikeyic.com/media/datasheet/00/f8/4722/00f84722428786880d45bfbe74f03bf9.pdf | https://www.unikeyic.com/products/current-sensors/acs724llctr-30ab-t/35000393.html
ACS724LLCTR-30AU-T | Allegro MicroSystems | 3,000: 2.9486 | Level Shifter, Unidirectional, 4.5V/5.5V, 14mA, 4μs, ±1.5%/±0.7%, 30A, SOIC-8, SMD, Adhesive Mount, 4.9mm×3.9mm×1.75mm | ±0.7% |  | ACS724 |  | 30A | 14mA |  | DC | 120kHz |  |  |  | ±1.5% |  |  |  |  | 2 (1 Year) |  | Surface Mount |  | -40°C ~ 150°C | Ratiometric, Voltage |  |  | 8-SOIC (0.154", 3.90mm Width) | Tape & Reel (TR) | Unidirectional |  |  | 4µs | 5400757 |  | 133mV/A | Hall Effect, Open Loop | - | 8-SOIC | 4.5V ~ 5.5V | 5798 | https://www.unikeyic.com/media/datasheet/f0/77/4a12/f0/ec36ac0aaa1916d2e5cdbbb20a7fa4be.pdf | https://www.unikeyic.com/products/current-sensors/acs724llctr-30au-t/11233469.html
ACS724LLCTR-50AB-T | Allegro MicroSystems | 1: 2.9387 10: 2.7497 30: 2.1747 100: 2.1369 500: 2.0197 1,000: 1.8911 | 40 3μs AnalogVoltage 4.5V 14mA 5.5V Bidirectional ±1.5% 50A ±0.8% SOIC-8 SMD mount，glue mount | ±0.8% |  | ACS724 |  | 50A | 14mA |  | AC/DC | DC ~ 120kHz |  |  |  | ±1.5% |  |  |  |  | 2 (1 Year) |  | Surface Mount |  | -40°C ~ 150°C | Ratiometric, Voltage |  |  | 8-SOIC (0.154", 3.90mm Width) |  | Bidirectional |  |  | 4µs | 5400758 |  | 40mV/A | Hall Effect, Open Loop | - | 8-SOIC | 4.5V ~ 5.5V |  | https://www.unikeyic.com/media/datasheet/78/9c/64ee/789c64ee418a4552aec03b366a42618b.pdf | https://www.unikeyic.com/products/current-sensors/acs724llctr-50ab-t/11341996.html
ACS724LLCTR-50AB-T-JSM | JSMICRO | 1: 0.8268 10: 0.6616 30: 0.5796 100: 0.4991 500: 0.4557 1,000: 0.4307 | Temperature Compensation,Dual Hall,Anti-common mode interference | - |  |  | - | [8 empty] | - | - | - | - | - | [6 empty] | - | SOP-8 |  |  |  |  | - |  |  |  | - | [5 empty] | https://www.unikeyic.com/media/about_us/Unikey_ISO_9001_Certification.pdf | https://www.unikeyic.com/products/current-sensors/acs724llctr-50ab-t-jsm/870879726.html
ACS724LMATR-20AB-T | Allegro MicroSystems | 1,000+: 4.5167 2,000+: 4.3893 | Bidirectional Buffer 100 4μs 4.5V 14mA 5.5V ±1.5% 20A ±1.5% SOIC-16 SMD, Adhesive Mount 10.3mm × 7.5mm × 2.35mm | [38 empty] | 4537 | https://www.unikeyic.com/media/datasheet/e8/d6/dcfd/e8/956a7ce56fb90449d240022b42454904.pdf | https://www.unikeyic.com/products/current-sensors/acs724lmatr-20ab-t/23792160.html
ACS724LMATR-30AB-T | Allegro MicroSystems | 1,000: 4.5142 2,000: 4.3868 | 66 4μs 4.5V 14mA 5.5V Bidirectional ±1.5% 30A ±1.5% SOIC-16 SMD, Adhesive Mount | ±1.5% |  | ACS724 |  | 30A | 14mA |  | AC/DC | DC ~ 120kHz |  |  |  | ±1.5% |  |  |  |  | 3 (168 Hours) |  | Surface Mount |  | -20°C ~ 85°C | Ratiometric, Voltage |  |  | 16-SOIC (0.295", 7.50mm Width) |  | Bidirectional |  |  | 4µs |  |  | 66mV/A | Hall Effect, Differential | Automotive, AEC-Q100 | 16-SOIC | 4.5V ~ 5.5V | 2354 | https://www.unikeyic.com/media/datasheet/5d/65/c111/5d/13f9bb036e743b40795625745ff9b1b4.pdf | https://www.unikeyic.com/products/current-sensors/acs724lmatr-30ab-t/11352306.html
ACS724LMATR-30AU-T | Allegro MicroSystems | 1,000: 4.5167 2,000: 4.3893 | 132 4μs 4.5V 14mA 5.5V Bidirectional ±1.5% 30A ±1.5% SOIC-16 SMD mount，glue mount | ±1.5% |  | ACS724 |  | 30A | 14mA |  | AC/DC | DC ~ 120kHz |  |  |  | ±1.5% |  |  |  |  | 1 (Unlimited) |  | Surface Mount |  | -20°C ~ 85°C | Ratiometric, Voltage |  |  | 16-SOIC (0.295", 7.50mm Width) | Tape & Reel (TR) | Bidirectional |  |  | 4µs |  |  | 132mV/A | Hall Effect, Differential | Automotive, AEC-Q100 | 16-SOIC | 4.5V ~ 5.5V | 4819 | https://www.unikeyic.com/media/datasheet/e8/d6/dcfd/e8/956a7ce56fb90449d240022b42454904.pdf | https://www.unikeyic.com/products/current-sensors/acs724lmatr-30au-t/34941008.html
ACS724LMATR-50AB-T | Allegro MicroSystems | 1: 3.0977 100: 2.8151 750: 2.7335 1,500: 2.6806 3,000: 2.6278 18,000: 2.6142 39,000: 2.5885 | 40 4μs 4.5V 14mA 5.5V Bidirectional ±1.5% 50A ±1.5% SOIC-16 SMD mount，glue mount | ±1.5% |  | ACS724 |  | 50A | 14mA |  | AC/DC | DC ~ 120kHz |  |  |  | ±1.5% |  |  |  |  | 1 (Unlimited) |  | Surface Mount |  | -20°C ~ 85°C | Ratiometric, Voltage |  |  | 16-SOIC (0.295", 7.50mm Width) | Tape & Reel (TR) | Bidirectional |  |  | 4µs | 8255916 |  | 40mV/A | Hall Effect, Differential | - | 16-SOIC | 4.5V ~ 5.5V |  | https://www.unikeyic.com/media/datasheet/5d/65/c111/5d/13f9bb036e743b40795625745ff9b1b4.pdf | https://www.unikeyic.com/products/current-sensors/acs724lmatr-50ab-t/11059099.html
ACS724LMATR-50AU-T | Allegro MicroSystems | 1,000: 4.5167 2,000: 4.3893 | 80 4μs 4.5V 14mA 5.5V Bidirectional ±1.5% 50A ±1.5% SOIC-16 SMD mount，glue mount | ±1.5% |  | ACS724 |  | 50A | 14mA |  | AC/DC | DC ~ 120kHz |  |  |  | ±1.5% |  |  |  |  | 1 (Unlimited) |  | Surface Mount |  | -20°C ~ 85°C | Ratiometric, Voltage |  |  | 16-SOIC (0.295", 7.50mm Width) |  | Bidirectional |  |  | 4µs |  |  | 80mV/A | Hall Effect, Differential | Automotive, AEC-Q100 | 16-SOIC | 4.5V ~ 5.5V | 2159 | https://www.unikeyic.com/media/datasheet/5d/65/c111/5d/13f9bb036e743b40795625745ff9b1b4.pdf | https://www.unikeyic.com/products/current-sensors/acs724lmatr-50au-t/23892899.html
ACS724LMCTR-20AB-T | Allegro MicroSystems | 800+: 6.1105 1,600+: 5.9422 | High Accuracy Hall-Effect Current Sensor | [38 empty] | 2209 |  | https://www.unikeyic.com/products/current-sensors/acs724lmctr-20ab-t/26440712.html
ACS724LMCTR-65AB-T | Allegro MicroSystems | 100: 4.4952 300: 4.4619 500: 4.4286 1,000: 4.362 5,000: 4.3287 | 30.75 4μs 4.5V 5.5V ±1.5% | - |  |  |  | 65A | 14mA |  | AC/DC | DC ~ 120kHz |  |  |  | ±1% |  |  |  |  | 3 (168 Hours) |  | Surface Mount |  | -40°C ~ 150°C | Analog Voltage |  |  | 16-SOIC (0.295", 7.50mm Width) | Bulk | Bidirectional |  |  | 4µs | 20115484 |  | 30.75mV/A | Hall Effect | - | 16-SOIC | 4.5V ~ 5.5V | 2084 | https://www.unikeyic.com/media/pdf/PCNDesignSpecification/allegro-microsystems/ba/f6/0aeb/acs37002lmcatr-050b5/2025/11/20230815MAMCWBC-IN.pdf | https://www.unikeyic.com/products/current-sensors/acs724lmctr-65ab-t/11052328.html
ACS725KMATR-20AB-T | Allegro MicroSystems | 100: 2.341 300: 2.3236 500: 2.3063 1,000: 2.2716 5,000: 2.2543 | 66 Ch, 4μs, 3V, 14mA, 3.6V, Bidirectional, ±1%, 20A, ±1%, SOIC-16, SMD, Adhesive Mount, 10.3mm × 7.5mm × 2.35mm | ±1% |  | ACS725 |  | 20A | 14mA |  | AC/DC | DC ~ 120kHz |  |  |  | ±1% |  |  |  |  | 2 (1 Year) |  | Surface Mount |  | -40°C ~ 125°C | Ratiometric, Voltage |  |  | 16-SOIC (0.295", 7.50mm Width) |  | Bidirectional |  |  | 4µs | 6167402 |  | 66mV/A | Hall Effect, Differential | - | 16-SOIC | 3V ~ 3.6V | 355 | https://www.unikeyic.com/media/datasheet/24/8b/4c9a/248b4c9acfe6de2287dd0849988488d2.pdf | https://www.unikeyic.com/products/current-sensors/acs725kmatr-20ab-t/35058451.html
ACS725KMATR-30AU-T | Allegro MicroSystems | 1: 5.9313 5: 4.4176 10: 4.2274 25: 4.0004 50: 3.8456 100: 3.7037 500: 3.4179 | TVS Diode Unidirectional 3V-3.6V 14mA 30A ±1% 4μs SOIC-16 SMD, Adhesive Mount 10.3mm × 7.5mm × 2.35mm | ±1% |  | ACS725 |  | 30A | 14mA |  | DC | DC ~ 120kHz |  |  |  | ±1% |  |  |  |  | 3 (168 Hours) |  | Surface Mount |  | -40°C ~ 125°C | Ratiometric, Voltage |  |  | 16-SOIC (0.295", 7.50mm Width) |  | Unidirectional |  |  | 4µs | 13574359 |  | 88mV/A | Hall Effect, Differential | - | 16-SOIC | 3V ~ 3.6V | 181 | https://www.unikeyic.com/media/datasheet/a7/26/dd42/a7/03fe3801fe9cfbc8f192960b99311f42.pdf | https://www.unikeyic.com/products/current-sensors/acs725kmatr-30au-t/11299951.html
ACS725LLCTR-05AB-T | Allegro MicroSystems | 2: 3.285 100: 3.1798 300: 3.0484 | 264 4μs Analog Output 3V 14mA 3.6V Bidirectional ±1.5% 5A ±0.9% SOP SMD, Adhesive Mount 4.9mm × 3.9mm × 1.75mm | ±0.9% |  | ACS725 |  | 5A | 14mA |  | AC/DC | DC ~ 120kHz |  |  |  | ±1.5% |  |  |  |  | 3 (168 Hours) |  | Surface Mount |  | -40°C ~ 150°C (TA) | Ratiometric, Voltage |  |  | 8-SOIC (0.154", 3.90mm Width) |  | Bidirectional |  |  | 4µs | 16629874 |  | 264mV/A | Hall Effect, Differential | - |  | 3V ~ 3.6V | 2 | https://www.unikeyic.com/media/datasheet/8b/af/2bec/8baf2beca635f03471cec8ed8b192314.pdf | https://www.unikeyic.com/products/current-sensors/acs725llctr-05ab-t/11247715.html
ACS725LLCTR-10AB-T | Allegro MicroSystems | 1: 5.889 5: 4.3783 10: 4.1893 25: 3.9627 50: 3.8079 100: 3.6662 500: 3.3808 1,000: 3.2746 | 132 4μs Analog 3V 14mA 3.6V Bidirectional ±1.5% 10A ±0.8% SOIC SMD mount，glue mount 4.9mm*3.9mm*1.75mm | ±0.8% |  | ACS725 |  | 10A | 14mA |  | AC/DC | DC ~ 120kHz |  |  |  | ±1.5% |  |  |  |  | 3 (168 Hours) |  | Surface Mount |  | -40°C ~ 150°C (TA) | Ratiometric, Voltage |  |  | 8-SOIC (0.154", 3.90mm Width) | Tape & Reel (TR) | Bidirectional |  |  | 4µs | 10498737 |  | 132mV/A | Hall Effect, Differential | - |  | 3V ~ 3.6V | 804 | https://www.unikeyic.com/media/datasheet/8b/af/2bec/8baf2beca635f03471cec8ed8b192314.pdf | https://www.unikeyic.com/products/current-sensors/acs725llctr-10ab-t/35004402.html
ACS725LLCTR-10AU-S | Allegro MicroSystems | 5: 5.29 10: 4.697 25: 4.268 50: 3.888 100: 3.618 500: 3.078 1,000: 2.9808 3,000: 2.8404 |  | - |  |  | - | [8 empty] | - | - | - | - | - | [6 empty] | - | [5 empty] | - |  |  |  | - |  |  |  |  | 2643 | https://www.unikeyic.com/media/about_us/Unikey_ISO_9001_Certification.pdf | https://www.unikeyic.com/products/current-sensors/acs725llctr-10au-s/700489107.html
ACS725LLCTR-20AB-T | Allegro MicroSystems | 1,000: 1.9217 2,000: 1.8295 5,000: 1.7834 | 66 4μs analog output 3V 14mA 3.6V Bidirectional ±1.5% 20A ±0.8% SOIC-8 SMD mount，glue mount 4.9mm*3.9mm*1.75mm | ±0.8% |  | ACS725 |  | 20A | 14mA |  | AC/DC | DC ~ 120kHz |  |  |  | ±1.5% |  |  |  |  | 2 (1 Year) |  | Surface Mount |  | -40°C ~ 150°C | Ratiometric, Voltage |  |  | 8-SOIC (0.154", 3.90mm Width) |  | Bidirectional |  |  | 4µs | 5175293 |  | 66mV/A | Hall Effect, Differential | - | 8-SOIC | 3V ~ 3.6V | 10000 | https://www.unikeyic.com/media/datasheet/fe/9a/483a/fe/fdaa13262a0f09efc87f58cd572e78c1.pdf | https://www.unikeyic.com/products/current-sensors/acs725llctr-20ab-t/34995132.html
ACS725LLCTR-30AB-T | Allegro MicroSystems | 1,000: 1.9217 2,000: 1.8295 5,000: 1.7834 | 44 4μs Analog Voltage 3V 14mA 3.6V Bidirectional ±1.5% 30A ±0.7% SOIC-8 SMD, Adhesive Mount 4.9mm × 3.9mm × 1.5mm | ±0.7% |  | ACS725 |  | 30A | 14mA |  | AC/DC | DC ~ 120kHz |  |  |  | ±1.5% |  |  |  |  | 2 (1 Year) |  | Surface Mount |  | -40°C ~ 150°C | Ratiometric, Voltage |  |  | 8-SOIC (0.154", 3.90mm Width) |  | Bidirectional |  |  | 4µs | 5175302 |  | 44mV/A | Hall Effect, Differential | Automotive, AEC-Q100 | 8-SOIC | 3V ~ 3.6V | 1000 | https://www.unikeyic.com/media/datasheet/b4/e7/09fe/b4/612864ddb36ddee4eb0f450d4c263929.pdf | https://www.unikeyic.com/products/current-sensors/acs725llctr-30ab-t/34979770.html
ACS725LLCTR-30AU-T | Allegro MicroSystems | 3,000: 2.9486 | TVS Diode Unidirectional 3V-3.6V 14mA 4μs ±1.5% 30A ±0.8% SOIC-8 SMD, Adhesive Mount | ±0.8% |  | ACS725 |  | 30A | 14mA |  | DC | DC ~ 120kHz |  |  |  | ±1.5% |  |  |  |  | 2 (1 Year) |  | Surface Mount |  | -40°C ~ 150°C | Ratiometric, Voltage |  |  | 8-SOIC (0.154", 3.90mm Width) | Tape & Reel (TR) | Unidirectional |  |  | 4µs |  |  | 88mV/A | Hall Effect, Differential | Automotive, AEC-Q100 | 8-SOIC | 3V ~ 3.6V | 3171 | https://www.unikeyic.com/media/datasheet/8b/af/2bec/8baf2beca635f03471cec8ed8b192314.pdf | https://www.unikeyic.com/products/current-sensors/acs725llctr-30au-t/10989746.html
ACS725LLCTR-40AB-T | Allegro MicroSystems | 5: 4.4045 10: 4.026 25: 3.817 50: 3.5964 100: 3.4668 500: 3.132 1,000: 3.0348 3,000: 3.0132 | 33 4μs 3V 14mA 3.6V Bi-dir ±1.5% 40A ±1% SOIC-8 SMD, Adhesive Mount 4.9mm × 3.9mm × 1.5mm | ±1% |  | ACS725 |  | 40A | 14mA |  | AC/DC | DC ~ 120kHz |  |  |  | ±1.5% |  |  |  |  | 2 (1 Year) |  | Surface Mount |  | -40°C ~ 150°C | Ratiometric, Voltage |  |  | 8-SOIC (0.154", 3.90mm Width) |  | Bidirectional |  |  | 4µs | 5175295 |  | 33mV/A | Hall Effect, Differential | - | 8-SOIC | 3V ~ 3.6V | 4169 | https://www.unikeyic.com/media/datasheet/8b/af/2bec/8baf2beca635f03471cec8ed8b192314.pdf | https://www.unikeyic.com/products/current-sensors/acs725llctr-40ab-t/11165869.html
ACS725LLCTR-50AB-T | Allegro MicroSystems | 1: 2.4933 100: 2.2681 750: 2.2017 1,500: 2.1578 3,000: 2.1155 | 26.4 4μs 3V 14mA 3.6V Bidirectional ±1.5% 50A ±4% SOIC-8 SMD mount，glue mount | - |  | ACS725 |  | 50A | 14mA |  | AC/DC | DC ~ 120kHz |  |  |  | ±1.5% |  |  |  |  | 2 (1 Year) |  | Surface Mount |  | -40°C ~ 150°C | Ratiometric, Voltage |  |  | 8-SOIC (0.154", 3.90mm Width) |  | Bidirectional |  |  | 4µs | 6167407 |  | - | Hall Effect, Differential | - | 8-SOIC | 3V ~ 3.6V |  | https://www.unikeyic.com/media/datasheet/b4/e7/09fe/b4/612864ddb36ddee4eb0f450d4c263929.pdf | https://www.unikeyic.com/products/current-sensors/acs725llctr-50ab-t/35044326.html
ACS725LMATR-20AB-T | Allegro MicroSystems | 1,000+: 4.5167 2,000+: 4.3893 | TVS Diode, Bi-Directional 3V 3.6V ±1.5% 20A ±0.9% SOIC-16 SMD, Adhesive Mount | [38 empty] | 5000 | https://www.unikeyic.com/media/datasheet/e8/d6/dcfd/e8/956a7ce56fb90449d240022b42454904.pdf | https://www.unikeyic.com/products/current-sensors/acs725lmatr-20ab-t/23568572.html
ACS725LMATR-30AB-T | Allegro MicroSystems | 1,000: 4.5142 2,000: 4.3868 | TVS Diode 44 4μs 3V 14mA 3.6V Bi-dir ±1.5% 30A ±0.9% SOIC-16 SMD, Adhesive Mount | ±0.9% |  | ACS725 |  | 30A | 14mA |  | AC/DC | DC ~ 120kHz |  |  |  | ±1.5% |  |  |  |  | 1 (Unlimited) |  | Surface Mount |  | -20°C ~ 85°C | Ratiometric, Voltage |  |  | 16-SOIC (0.295", 7.50mm Width) | Tape & Reel (TR) | Bidirectional |  |  | 4µs |  |  | - | Hall Effect, Differential | Automotive, AEC-Q100 | 16-SOIC | 3V ~ 3.6V | 1000 | https://www.unikeyic.com/media/datasheet/e8/d6/dcfd/e8/956a7ce56fb90449d240022b42454904.pdf | https://www.unikeyic.com/products/current-sensors/acs725lmatr-30ab-t/11300001.html
ACS725LMATR-30AU-T | Allegro MicroSystems | 1: 8.832 5: 7.117 10: 6.611 25: 5.8968 50: 5.4756 100: 5.0868 500: 4.4496 1,000: 4.2768 2,000: 4.1796 | 4μs 3V 14mA 3.6V Bidirectional ±1.5% 30A ±0.9% SOIC-16 SMD mount，glue mount | ±0.9% |  | ACS725 |  | 30A | 14mA |  | AC/DC | DC ~ 120kHz |  |  |  | ±1.5% |  |  |  |  | 1 (Unlimited) |  | Surface Mount |  | -20°C ~ 85°C | Ratiometric, Voltage |  |  | 16-SOIC (0.295", 7.50mm Width) | Tape & Reel (TR) | Bidirectional |  |  | 4µs | 8255920 |  | - | Hall Effect, Differential | - | 16-SOIC | 3V ~ 3.6V | 221 | https://www.unikeyic.com/media/datasheet/5d/65/c111/5d/13f9bb036e743b40795625745ff9b1b4.pdf | https://www.unikeyic.com/products/current-sensors/acs725lmatr-30au-t/34976206.html
ACS725LMATR-40AB-T | Allegro MicroSystems | 100+: 2.7642 500+: 2.7242 1,000+: 2.662 10,000+: 2.5308 | TVS Diode, Bi-Directional, SOIC-16-300MIL, SMD, Adhesive Mount, 33V, 4μs, 3V, 14mA, 3.6V, ±1.5%, 40A, ±2.5% | [38 empty] | 4226 |  | https://www.unikeyic.com/products/current-sensors/acs725lmatr-40ab-t/10958140.html
ACS72981ELRATR-200B3 | Allegro MicroSystems | 3,000: 3.572 | CURRENT SENSOR HE 200A 7-PSOF | - |  |  | - | [8 empty] | - | - | - | - | - | [6 empty] | - | [5 empty] | - |  |  |  | - |  |  |  |  | 3896 | https://www.unikeyic.com/media/about_us/Unikey_ISO_9001_Certification.pdf | https://www.unikeyic.com/products/current-sensors/acs72981elratr-200b3/22566463.html
ACS72981ELRATR-200B5 | Allegro MicroSystems | 1: 6.6591 5: 4.9664 10: 4.7557 25: 4.5044 50: 4.3323 100: 4.1748 500: 3.8577 3,000: 3.572 | CURRENT SENSOR HE 200A 7-PSOF | - |  |  | - | [8 empty] | - | - | - | - | - | [6 empty] | - | [5 empty] | - |  |  |  | - |  |  |  |  | 1305 | https://www.unikeyic.com/media/about_us/Unikey_ISO_9001_Certification.pdf | https://www.unikeyic.com/products/current-sensors/acs72981elratr-200b5/23176020.html
ACS72981ELRATR-200U3 | Allegro MicroSystems | 1: 6.6591 5: 4.9664 10: 4.7557 25: 4.5044 50: 4.3323 100: 4.1748 500: 3.8577 1,000: 3.7396 | 6.6 1.8μs 3V 14mA(Typ) 3.6V Unidirectional ±0.8% 200A SMD, Adhesive Mount | - |  | ACS729 |  | 200A | 14mA (Typ) |  | AC/DC | DC ~ 250kHz |  |  |  | ±0.8% |  |  |  |  | 3 (168 Hours) |  | Surface Mount |  | -40°C ~ 85°C (TA) | Ratiometric, Voltage |  |  | 7-PowerSMD Module |  | Unidirectional |  |  | 1.8µs | 12750010 |  | 6.6mV/A | Hall Effect, Differential | ACS72981 |  | 3V ~ 3.6V | 905 | https://www.unikeyic.com/media/pdf/PCNPackaging/allegro-microsystems/53/22/4889/a5358clwtr-t/2025/11/27-Jan-2023-PCN.pdf | https://www.unikeyic.com/products/current-sensors/acs72981elratr-200u3/11216374.html
ACS72981KLRATR-150U3 | Allegro MicroSystems | 100+: 2.3766 500+: 2.3426 1,000+: 2.288 10,000+: 2.1756 | [39 empty] | 5276 |  | https://www.unikeyic.com/products/current-sensors/acs72981klratr-150u3/683248589.html
ACS72981LLRATR-050B3 | Allegro MicroSystems | 1+: 6.9805 5+: 6.006 10+: 5.753 25+: 5.3568 50+: 5.0868 100+: 4.8168 500+: 4.3632 | TVS Diode 26.4V 1.8μs 3V 14mA(Typ) 3.6V Bidirectional ±0.8% ±50A ±3.5% PSOF-7 SMD, Adhesive Mount | [38 empty] | 5128 |  | https://www.unikeyic.com/products/current-sensors/acs72981llratr-050b3/1029357.html
ACS72981LLRATR-050B5 | Allegro MicroSystems | 1: 4.2597 100: 3.8729 750: 3.7596 1,500: 3.6871 3,000: 3.613 18,000: 3.5964 39,000: 3.5677 | 40 1.8μs 4.5V 14mA(Typ) 5.5V Bidirectional ±0.8% 50A ±3.5% PSOF-7 SMD mount | - |  | ACS729 |  | 50A | 14mA (Typ) |  | AC/DC | DC ~ 250kHz |  |  |  | ±0.8% |  |  |  |  | 3 (168 Hours) |  | Surface Mount |  | -40°C ~ 150°C (TA) | Ratiometric, Voltage |  |  | 7-PowerSMD Module |  | Bidirectional |  |  | 1.8µs | 11689150 |  | 40mV/A | Hall Effect, Differential | ACS72981 | 7-PSOF | 4.5V ~ 5.5V |  | https://www.unikeyic.com/media/datasheet/8a/08/dad2/8a08dad2e4e3d2d8b725b34006a08df5.pdf | https://www.unikeyic.com/products/current-sensors/acs72981llratr-050b5/35034835.html
ACS72981LLRATR-100B3 | Allegro MicroSystems | 1: 8.7285 5: 7.04 10: 6.545 25: 5.832 50: 5.4216 100: 5.0328 500: 4.6008 | 13.2 1.8μs 4.5V 5.5V ±3.5% | ±3.5% | Industrial |  | - | [8 empty] | - | - | 5.5V | - | 4.5V |  |  |  | -40℃~150℃ |  |  | - | [5 empty] | 1.8μs |  |  | Tape and reel packaging | 13.2 |  |  |  |  | 6297 | https://www.unikeyic.com/media/about_us/Unikey_ISO_9001_Certification.pdf | https://www.unikeyic.com/products/current-sensors/acs72981llratr-100b3/35012689.html
ACS72981LLRATR-100B5 | Allegro MicroSystems | 100: 3.2314 300: 3.2074 500: 3.1835 1,000: 3.1356 5,000: 3.1117 | 20 1.8μs 4.5V 14mA(Typ) 5.5V Bidirectional ±0.8% 100A PSOF-7 SMD mount，glue mount | - |  | ACS729 |  | 100A | 14mA (Typ) |  | AC/DC | DC ~ 250kHz |  |  |  | ±0.8% |  |  |  |  | 3 (168 Hours) |  | Surface Mount |  | -40°C ~ 150°C (TA) | Ratiometric, Voltage |  |  | 7-PowerSMD Module |  | Bidirectional |  |  | 1.8µs | 11689149 |  | 20mV/A | Hall Effect, Differential | ACS72981 | 7-PSOF | 4.5V ~ 5.5V | 229 | https://www.unikeyic.com/media/datasheet/18/58/6f93/18/216d839c02a800cbbfeb6fe1c294344b.pdf | https://www.unikeyic.com/products/current-sensors/acs72981llratr-100b5/11336743.html
ACS72981LLRATR-100U3 | Allegro MicroSystems | 100: 3.2314 300: 3.2074 500: 3.1835 1,000: 3.1356 5,000: 3.1117 |  | - |  |  | - | [8 empty] | - | - | - | - | - | [6 empty] | - | [5 empty] | - |  |  | bulk | - |  |  |  |  | 1633 | https://www.unikeyic.com/media/about_us/Unikey_ISO_9001_Certification.pdf | https://www.unikeyic.com/products/current-sensors/acs72981llratr-100u3/31845953.html
ACS72981LLRATR-100U5 | Allegro MicroSystems | 100: 3.2314 300: 3.2074 500: 3.1835 1,000: 3.1356 5,000: 3.1117 | 40 1.8μs 4.5V 14mA 5.5V Unidirectional ±0.45% 100A ±3.5% PSOF-7 SMD | - |  |  |  | 100A | 14mA |  | AC/DC | DC ~ 250kHz |  |  |  | ±0.45% |  |  |  |  | 3 (168 Hours) |  | Surface Mount |  | -40°C ~ 150°C | Ratiometric, Voltage |  |  | 7-PowerSMD Module |  | Unidirectional |  |  | 1.8µs | 20115438 |  | 40mV/A | Hall Effect, Differential | - | 7-PSOF | 4.5V ~ 5.5V | 626 | https://www.unikeyic.com/media/about_us/Unikey_ISO_9001_Certification.pdf | https://www.unikeyic.com/products/current-sensors/acs72981llratr-100u5/35033183.html
ACS730KLCTR-30AB-T | Allegro MicroSystems | 100: 2.1255 300: 2.1098 500: 2.094 1,000: 2.0626 5,000: 2.0468 | 66 700ns 4.5V 5.5V ±5% SO | ±5% | Industrial |  | - | [8 empty] | - | - | 5.5V | - | 4.5V |  |  |  | -40℃~125℃ |  |  | - | SO |  |  |  |  | 700ns |  |  | bulk | 66 |  |  |  |  | 1208 | https://www.unikeyic.com/media/about_us/Unikey_ISO_9001_Certification.pdf | https://www.unikeyic.com/products/current-sensors/acs730klctr-30ab-t/11080129.html
ACS730KLCTR-40AB-T | Allegro MicroSystems | 3,000: 1.9273 6,000: 1.8783 9,000: 1.8293 | Allegro Microsystems Current sensor chip, maximum input5.5 V, disorder75mV, surface mount, 8Pin | ±3% |  | ACS730 |  | 40A | 25mA |  | AC/DC | 1MHz |  |  |  | ±0.75% |  |  |  |  | 2 (1 Year) |  | Surface Mount |  | -40°C ~ 125°C | Ratiometric, Voltage |  |  | 8-SOIC (0.154", 3.90mm Width) |  | Bidirectional |  |  | 700ns |  |  | 50mV/A | Hall Effect, Open Loop | - | 8-SOIC | 4.5V ~ 5.5V |  | https://www.unikeyic.com/media/datasheet/68/a9/158c/68/faa817f6a7f22247fe76fdc57ae53096.pdf | https://www.unikeyic.com/products/current-sensors/acs730klctr-40ab-t/35029657.html
ACS730KLCTR-65AB-T | Allegro MicroSystems | 1: 5.463 5: 4.0587 10: 3.8826 25: 3.6723 50: 3.5288 100: 3.397 500: 3.132 1,000: 3.0333 | Voltage Translator 30V 700ns 4.5V 25mA 5.5V Bi-Dir ±0.75% 40A ±3% SOIC-8 SMD, Adhesive Mount | ±3% | Industrial |  | 40A |  |  | ACS730KLCTR-65AB-T Allegro MicroSystems | [5 empty] | ±0.75% | Bidirectional | 5.5V | 25mA | 4.5V |  | SMD mount, glue mount |  | -40℃~125℃ |  |  | - | SOIC-8 |  |  |  |  | 700ns |  |  | Tape and reel packaging | 30 |  |  |  |  | 2487 | https://www.unikeyic.com/media/datasheet/21/f4/5d30/21/f3340c2c61f6ced198b42bca2a712caa.pdf | https://www.unikeyic.com/products/current-sensors/acs730klctr-65ab-t/18703.html
ACS730KLCTR-80AU-T | Allegro MicroSystems | 1: 5.46 5: 4.0565 10: 3.8804 25: 3.6703 50: 3.5268 100: 3.3951 500: 3.1303 1,000: 3.0316 | 50 700ns 4.5V 5.5V ±5% SOIC/SOP Wire Mount, Bracket Mount, SMD, 4.9mm × 390cm × 1.75mm | ±5% | Industrial |  | - |  |  | ACS730KLCTR-80AU-T Allegro MicroSystems |  |  |  |  | 4.9mm*390cm*1.75mm | - | - | 5.5V | - | 4.5V |  | wire mounting, Bracket mounting, SMD mount |  | -40℃~125℃ |  |  | - | SOIC, SOP |  |  |  | On sale | 700ns |  |  | bulk | 50 |  |  |  |  | 1940 | https://www.unikeyic.com/media/datasheet/75/19/8d5d/75198d5d104018e9bc033ac380fdf8a5.pdf | https://www.unikeyic.com/products/current-sensors/acs730klctr-80au-t/35036265.html
ACS732KLATR-20AB-T | Allegro MicroSystems | 100: 2.7144 300: 2.6943 500: 2.6741 1,000: 2.6339 5,000: 2.6138 | 100 200ns 4.75V 5.25V ±4.5% SOP-16 | ±4.5% | Industrial |  | - |  |  | ACS732KLATR-20AB-T Allegro MicroSystems | [5 empty] | - | - | 5.25V | - | 4.75V |  |  |  | -40℃~125℃ |  |  | - | SOP-16 |  |  |  |  | 200ns |  |  |  | 100 |  |  |  |  | 627 | https://www.unikeyic.com/media/datasheet/06/80/0271/06/8e349323e0e79a496c217bdb887a7c91.pdf | https://www.unikeyic.com/products/current-sensors/acs732klatr-20ab-t/11159193.html
ACS732KLATR-40AB-T | Allegro MicroSystems | 100+: 2.2848 500+: 2.2472 1,000+: 2.211 10,000+: 2.0979 | 50 Ch 200ns 4.75V 35mA 5.25V Bi-dir ±0.5% 40A ±1.7% SOIC-16 SMD | [38 empty] | 3829 | https://www.unikeyic.com/media/datasheet/8f/0e/f22a/8f0ef22a47d142a94a333904c2c78848.pdf | https://www.unikeyic.com/products/current-sensors/acs732klatr-40ab-t/27859704.html
ACS732KLATR-65AB-T | Allegro MicroSystems | 1: 7.636 5: 6.149 10: 5.72 25: 5.0976 50: 4.7304 100: 4.3956 500: 3.7908 1,000: 3.6396 2,000: 3.2076 | 30 200ns 4.75V 5.25V ±3.4% SOP SMD | ±3.4% | Industrial |  | - | [8 empty] | - | - | 5.25V | - | 4.75V |  | SMD mount |  | -40℃~125℃ |  |  | - | SOP |  |  |  |  | 200ns |  |  | Tape and reel packaging | 30 |  |  |  |  | 5523 | https://www.unikeyic.com/media/about_us/Unikey_ISO_9001_Certification.pdf | https://www.unikeyic.com/products/current-sensors/acs732klatr-65ab-t/10934024.html
ACS732KMATR-75AB-T | Allegro MicroSystems | 100: 4.1505 300: 4.1198 500: 4.089 1,000: 4.0276 5,000: 3.9968 |  | - |  |  | - | [8 empty] | - | - | - | - | - | [6 empty] | - | [5 empty] | - |  |  |  | - |  |  |  |  | 8711 | https://www.unikeyic.com/media/about_us/Unikey_ISO_9001_Certification.pdf | https://www.unikeyic.com/products/current-sensors/acs732kmatr-75ab-t/682117259.html
ACS733KLATR-20AB-T | Allegro MicroSystems | 10: 3.285 100: 3.1798 300: 3.0484 | 66 700ns 3.14V 35mA 3.46V Bidirectional ±1% ±20A ±4.5% SOIC-16 SMD mount，glue mount 10.3mm*7.5mm*2.65mm | ±4.5% | Automotive |  | ±20A |  |  | ACS733KLATR-20AB-T Allegro MicroSystems |  |  |  |  | 10.3mm*7.5mm*2.65mm | ±1% | Bidirectional | 3.46V | 35mA | 3.14V |  | SMD mount, glue mount |  | -40℃~125℃ |  |  | - | SOIC-16 |  |  |  | On sale | 700ns |  |  | Tape and reel packaging | 66 |  |  |  |  | 80 | https://www.unikeyic.com/media/datasheet/07/b8/1255/07/0b0785e19e75e4d17fd83b81a7b91c6f.pdf | https://www.unikeyic.com/products/current-sensors/acs733klatr-20ab-t/35020617.html
ACS733KLATR-20AB-T-H | Allegro MicroSystems | 50: 2.7747 100: 2.7144 300: 2.6943 500: 2.6741 1,000: 2.6339 5,000: 2.6138 | Closed Loop/Open Loop Current Sensor AC/DC Current | - |  |  | - | [8 empty] | - | - | - | - | - | [6 empty] | - | [5 empty] | - |  |  | bulk | - |  |  |  |  | 1000 | https://www.unikeyic.com/media/about_us/Unikey_ISO_9001_Certification.pdf | https://www.unikeyic.com/products/current-sensors/acs733klatr-20ab-t-h/30477342.html
ACS733KLATR-40AB-T | Allegro MicroSystems | 1: 7.636 5: 6.149 10: 5.72 25: 5.0976 50: 4.7304 100: 4.3956 500: 4.2984 1,000: 3.6504 | 33 200ns 3.14V 35mA 3.46V Bidirectional ±0.5% 40A ±1.7% SOIC-16 SMD mount，glue mount | ±1.7% |  | ACS733 |  | 40A | 35mA |  | AC/DC | 1MHz |  |  |  | ±0.5% |  |  |  |  | 3 (168 Hours) |  | Surface Mount |  | -40°C ~ 125°C | Ratiometric, Voltage |  |  | 16-SOIC (0.295", 7.50mm Width) |  | Bidirectional |  |  | 200ns | 9094482 |  | 33mV/A | Hall Effect, Differential | - | 16-SOIC | 3.14V ~ 3.46V | 4051 | https://www.unikeyic.com/media/datasheet/06/80/0271/06/8e349323e0e79a496c217bdb887a7c91.pdf | https://www.unikeyic.com/products/current-sensors/acs733klatr-40ab-t/11116342.html
ACS733KLATR-40AU-T | Allegro MicroSystems | 1: 6.5973 100: 5.8917 1,000: 5.7421 | 66 200ns 3.14V 35mA 3.46V Unidirectional ±0.5% 40A ±1.7% SOIC-16 SMD mount，glue mount | ±1.7% |  | ACS733 |  | 40A | 35mA |  | AC/DC | 1MHz |  |  |  | ±0.5% |  |  |  |  | 3 (168 Hours) |  | Surface Mount |  | -40°C ~ 125°C | Ratiometric, Voltage |  |  | 16-SOIC (0.295", 7.50mm Width) |  | Unidirectional |  |  | 200ns |  |  | 66mV/A | Hall Effect, Differential | Automotive, AEC-Q100 | 16-SOIC | 3.14V ~ 3.46V |  | https://www.unikeyic.com/media/datasheet/8f/0e/f22a/8f0ef22a47d142a94a333904c2c78848.pdf | https://www.unikeyic.com/products/current-sensors/acs733klatr-40au-t/24643.html
ACS733KLATR-65AB-T | Allegro MicroSystems | 1: 3.0974 10: 2.8981 30: 2.2922 100: 2.2523 500: 2.1288 1,000: 1.9932 | 20 200ns 3.14V 35mA 3.46V Bidirectional ±0.5% 65A ±1.7% SOIC-16 SMD mount，glue mount | ±1.7% |  | ACS733 |  | 65A | 35mA |  | AC/DC | 1MHz |  |  |  | ±0.5% |  |  |  |  | 3 (168 Hours) |  | Surface Mount |  | -40°C ~ 125°C | Ratiometric, Voltage |  |  | 16-SOIC (0.295", 7.50mm Width) |  | Bidirectional |  |  | 200ns | 9094484 |  | 20mV/A | Hall Effect, Differential | - | 16-SOIC | 3.14V ~ 3.46V |  | https://www.unikeyic.com/media/datasheet/06/80/0271/06/8e349323e0e79a496c217bdb887a7c91.pdf | https://www.unikeyic.com/products/current-sensors/acs733klatr-65ab-t/10923010.html
ACS733KMATR-65AB-T | Allegro MicroSystems | 100: 2.7144 300: 2.6943 500: 2.6741 1,000: 2.6339 5,000: 2.6138 | 20.3 300ns 3.14V 35mA 3.46V Bidirectional ±0.5% 65A ±2.5% SOIC-16-300MIL SMD mount，glue mount | ±2.5% |  | ACS733 |  | 65A | 35mA |  | AC/DC | 100kHz |  |  |  | ±0.5% |  |  |  |  | 3 (168 Hours) |  | Surface Mount |  | -40°C ~ 125°C (TA) | Ratiometric, Voltage |  |  | 16-SOIC (0.295", 7.50mm Width) |  | Bidirectional |  |  | 0.3µs | 10498790 |  | 20.3mV/A | Hall Effect | - | 16-SOIC | 3.14V ~ 3.46V | 601 | https://www.unikeyic.com/media/pdf/PCNDesignSpecification/allegro-microsystems/ba/f6/0aeb/acs37002lmcatr-050b5/2025/11/20230815MAMCWBC-IN.pdf | https://www.unikeyic.com/products/current-sensors/acs733kmatr-65ab-t/10910436.html
ACS756SCB-050B-PFF-T | Allegro MicroSystems | 1: 11.3588 10: 10.3252 34: 10.0744 680: 10.023 1,020: 9.9429 | TVS Diode Bidirectional 3V 14mA 5.5V ±1% 50A ±5% CB-5 TH 10mm × 13mm × 7mm | ±5% |  | ACS756 |  | 50A | 14mA |  | AC/DC | DC ~ 120kHz |  |  |  | ±1% |  |  |  |  | 1 (Unlimited) |  | Through Hole |  | -20°C ~ 85°C | Ratiometric, Voltage |  |  | 5-CB Formed Leads, PFF | Tube | Bidirectional |  |  | 3µs | 5400760 |  | 40mV/A | Hall Effect, Open Loop | - | 5-CB Module | 3V ~ 5.5V |  | https://www.unikeyic.com/media/datasheet/4a/33/f8fe/4a/5937e6799dbaa4acd465173c904e43db.pdf | https://www.unikeyic.com/products/current-sensors/acs756scb-050b-pff-t/11203084.html
ACS758ECB-200B-PFF-T | Allegro MicroSystems | 1+: 6.5761 10+: 6.1529 30+: 4.8665 100+: 4.7818 500+: 4.5194 1,000+: 4.2317 | Allegro Microsystems Hall Effect Sensor, TH, +85°C Max Temp | [38 empty] | 259 | https://www.unikeyic.com/media/datasheet/01/dc/0e63/01dc0e63e4af9dd86644b90326a5d79d.pdf | https://www.unikeyic.com/products/current-sensors/acs758ecb-200b-pff-t/35063699.html
ACS758ECB-200B-PSS-T | Allegro MicroSystems | 34: 9.2401 68: 8.9259 102: 8.7545 510: 8.3363 | TVS Diode Bi-Directional 200A ±1.2% 5.5V 3V 13.5mA 4μs CB-5 TH 10mm × 7mm × 13mm | ±1.2% |  | ACS758 |  | 200A | 13.5mA |  | AC/DC | DC ~ 120kHz |  |  |  | ±1% |  |  |  |  | 1 (Unlimited) |  | Through Hole |  | -40°C ~ 85°C | Ratiometric, Voltage |  |  | 5-CB Straight Leads, PSS | Tube | Bidirectional |  |  | 4µs |  |  | 10mV/A | Hall Effect, Open Loop | Automotive, AEC-Q100 | 5-CB Module | 3V ~ 5.5V | 1360 | https://www.unikeyic.com/media/datasheet/5a/03/39cd/5a/eff9e1d3c12376ca889fb1a186493292.pdf | https://www.unikeyic.com/products/current-sensors/acs758ecb-200b-pss-t/11058969.html
ACS758KCB-150B-PFF-T | Allegro MicroSystems | 1: 10.9601 10: 10.2548 30: 8.1107 100: 7.9696 500: 7.5324 1,000: 7.0528 | 13.3 4μs 3V 13.5mA 5.5V Bidirectional ±1% 150A ±1.6% CB-5 Through hole mounting 10mm*13mm*7mm | ±1.6% |  | ACS758 |  | 150A | 13.5mA |  | AC/DC | DC ~ 120kHz |  |  |  | ±1% |  |  |  |  | 1 (Unlimited) |  | Through Hole |  | -40°C ~ 125°C | Ratiometric, Voltage |  |  | 5-CB Formed Leads, PFF | Tube | Bidirectional |  |  | 4µs | 2042747 |  | 13.3mV/A | Hall Effect, Open Loop | - | 5-CB Module | 3V ~ 5.5V |  | https://www.unikeyic.com/media/datasheet/10/ea/907c/10/bb02f87669fc3874a0334ac3f4348e0c.pdf | https://www.unikeyic.com/products/current-sensors/acs758kcb-150b-pff-t/11336880.html
ACS758KCB-150B-PSS-T | Allegro MicroSystems | 34: 9.235 68: 8.921 102: 8.7496 510: 8.1487 1,020: 7.9247 | 13.3 4μs 3V 13.5mA 5.5V Bidirectional ±1% 150A ±1.6% CB-5 Through hole mounting 10mm*7mm*13mm | ±1.6% |  | ACS758 |  | 150A | 13.5mA |  | AC/DC | DC ~ 120kHz |  |  |  | ±1% |  |  |  |  | 1 (Unlimited) |  | Through Hole |  | -40°C ~ 125°C | Ratiometric, Voltage |  |  | 5-CB Straight Leads, PSS | Tube | Bidirectional |  |  | 4µs | 13515742 |  | 13.3mV/A | Hall Effect, Open Loop | - | 5-CB Module | 3V ~ 5.5V | 1129 | https://www.unikeyic.com/media/datasheet/a3/84/a5b7/a3/aa5dc1e10e211510d81a55328773d315.pdf | https://www.unikeyic.com/products/current-sensors/acs758kcb-150b-pss-t/10956859.html
ACS758LCB-050B-PFF-T | Allegro MicroSystems | 1: 6.0912 10: 5.2244 30: 4.7026 100: 4.2642 | Allegro Microsystems Hall Effect Sensor TH +150°C Max Temp | ±2% |  | ACS758 |  | 50A | 13.5mA |  | AC/DC | DC ~ 120kHz |  |  |  | ±1% |  |  |  |  | 1 (Unlimited) |  | Through Hole |  | -40°C ~ 150°C | Ratiometric, Voltage |  |  | 5-CB Formed Leads, PFF | Tube | Bidirectional |  |  | 4µs |  |  | 40mV/A | Hall Effect, Open Loop | Automotive, AEC-Q100 | 5-CB Module | 3V ~ 5.5V |  | https://www.unikeyic.com/media/datasheet/ca/9c/e1b0/ca9ce1b03768e7814cfbc45caa341b2d.pdf | https://www.unikeyic.com/products/current-sensors/acs758lcb-050b-pff-t/10883852.html
ACS758LCB-050B-PFF-T | JSMICRO | 1: 3.0738 10: 2.6626 40: 2.1875 80: 1.9273 480: 1.8141 1,000: 1.7638 | Current Hall sensor | - | Industrial |  | - | [8 empty] | - | - | - | - | - |  |  |  | -40℃~150℃ |  |  | - | CB-5 |  |  |  |  | - |  |  |  | - | [5 empty] | https://www.unikeyic.com/media/about_us/Unikey_ISO_9001_Certification.pdf | https://www.unikeyic.com/products/current-sensors/acs758lcb-050b-pff-t/683011645.html
ACS758LCB-050U-PFF-T | Allegro MicroSystems | 1: 5.9837 10: 5.2828 34: 4.721 100: 4.2646 | Allegro Microsystems, Hall effect sensor , Through-hole, Maximum operating temperature+150 °C | ±2% |  | ACS758 |  | 50A | 13.5mA |  | DC | DC ~ 120kHz |  |  |  | ±1% |  |  |  |  | 1 (Unlimited) |  | Through Hole |  | -40°C ~ 150°C | Ratiometric, Voltage |  |  | 5-CB Formed Leads, PFF | Tube | Unidirectional |  |  | 4µs | 2415198 |  | 60mV/A | Hall Effect, Open Loop | - | 5-CB Module | 3V ~ 5.5V |  | https://www.unikeyic.com/media/datasheet/5a/03/39cd/5a/eff9e1d3c12376ca889fb1a186493292.pdf | https://www.unikeyic.com/products/current-sensors/acs758lcb-050u-pff-t/35006892.html
ACS758LCB-100B-PFF-T | JSMICRO | 1: 3.0084 10: 2.7362 40: 2.3726 80: 2.2106 480: 2.1366 1,000: 2.1031 | Current Hall Sensor | - | Industrial |  | - | [8 empty] | - | - | 5.5V | - | 4.5V |  |  |  | -40℃~150℃ |  |  | - | CB-5 |  |  |  |  | - |  |  |  | - | [5 empty] | https://www.unikeyic.com/media/about_us/Unikey_ISO_9001_Certification.pdf | https://www.unikeyic.com/products/current-sensors/acs758lcb-100b-pff-t/681786090.html
ACS758LCB-100B-PFF-T | Allegro MicroSystems | 1: 7.6474 10: 6.6812 30: 5.3963 100: 4.9068 | Allegro Microsystems Hall Effect Sensor, TH, +150°C Max | ±2.4% |  | ACS758 |  | 100A | 13.5mA |  | AC/DC | DC ~ 120kHz |  |  |  | ±1.25% |  |  |  |  | 1 (Unlimited) |  | Through Hole |  | -40°C ~ 150°C | Ratiometric, Voltage |  |  | 5-CB Formed Leads, PFF | Tube | Bidirectional |  |  | 4µs |  |  | 20mV/A | Hall Effect, Open Loop | Automotive, AEC-Q100 | 5-CB Module | 3V ~ 5.5V |  | https://www.unikeyic.com/media/datasheet/01/dc/0e63/01dc0e63e4af9dd86644b90326a5d79d.pdf | https://www.unikeyic.com/products/current-sensors/acs758lcb-100b-pff-t/35004505.html
ACS758LCB-100U-PFF-T | Allegro MicroSystems | 1: 6.314 10: 5.9077 30: 4.6725 100: 4.5913 500: 4.3393 1,000: 4.0631 | Allegro Microsystems Hall Effect Sensor TH +150°C Max Temp | ±2.4% |  | ACS758 |  | 100A | 13.5mA |  | DC | DC ~ 120kHz |  |  |  | ±1.25% |  |  |  |  | 1 (Unlimited) |  | Through Hole |  | -40°C ~ 150°C | Ratiometric, Voltage |  |  | 5-CB Formed Leads, PFF | Tube | Unidirectional |  |  | 4µs | 2415199 |  | 40mV/A | Hall Effect, Open Loop | - | 5-CB Module | 3V ~ 5.5V |  | https://www.unikeyic.com/media/datasheet/7e/d2/6ad2/7e/e3118a75c61c2d8749538f8324eeb560.pdf | https://www.unikeyic.com/products/current-sensors/acs758lcb-100u-pff-t/4595.html
ACS759ECB-200B-PFF-T | Allegro MicroSystems | 1: 11.335 5: 10.2657 10: 9.8658 34: 9.2401 68: 8.9259 102: 8.7545 510: 8.1533 | 6.6 4μs 3V 13.5mA 3.6V Bidirectional ±1% 200A ±4% CB-5 Through hole mounting 10mm*13mm*7mm | ±4% |  | ACS759 |  | 200A | 13.5mA |  | AC/DC | DC ~ 120kHz |  |  |  | ±1% |  |  |  |  | 1 (Unlimited) |  | Through Hole |  | -40°C ~ 85°C | Ratiometric, Voltage |  |  | 5-CB Formed Leads, PFF | Tube | Bidirectional |  |  | 4µs | 3131286 |  | 6.6mV/A | Hall Effect, Open Loop | - | 5-CB Module | 3V ~ 3.6V | 1390 | https://www.unikeyic.com/media/datasheet/e3/1f/7125/e3/0a2b911ecfeaa0b6b0f7626c6922eb8e.pdf | https://www.unikeyic.com/products/current-sensors/acs759ecb-200b-pff-t/11294892.html
ACS759KCB-150B-PFF-T | Allegro MicroSystems | 100: 5.9888 300: 5.9445 500: 5.9001 1,000: 5.8114 5,000: 5.767 | TVS Diode, Bidirectional 3V/3.6V 150A ±4% CB-5 TH 10mm × 13mm × 7mm | ±4% |  | ACS759 |  | 150A | 13.5mA |  | AC/DC | DC ~ 120kHz |  |  |  | ±1% |  |  |  |  | 1 (Unlimited) |  | Through Hole |  | -40°C ~ 125°C | Ratiometric, Voltage |  |  | 5-CB Formed Leads, PFF | Tube | Bidirectional |  |  | 4µs |  |  | 8.8mV/A | Hall Effect, Open Loop | - | 5-CB Module | 3V ~ 3.6V | 218 | https://www.unikeyic.com/media/datasheet/e3/1f/7125/e3/0a2b911ecfeaa0b6b0f7626c6922eb8e.pdf | https://www.unikeyic.com/products/current-sensors/acs759kcb-150b-pff-t/34972098.html
ACS759LCB-050B-PFF-T | Allegro MicroSystems | 34: 9.235 68: 8.921 102: 8.7496 510: 8.1487 1,020: 7.9247 | 26.4 4μs 3V 13.5mA 3.6V Bidirectional ±1% 50A ±3.5% CB-5 TH 10mm × 13mm × 7mm | ±3.5% |  | ACS759 |  | 50A | 13.5mA |  | AC/DC | DC ~ 120kHz |  |  |  | ±1% |  |  |  |  | 1 (Unlimited) |  | Through Hole |  | -40°C ~ 150°C | Ratiometric, Voltage |  |  | 5-CB Formed Leads, PFF | Tube | Bidirectional |  |  | 4µs | 3131285 |  | 26.4mV/A | Hall Effect, Open Loop | - | 5-CB Module | 3V ~ 3.6V | 1996 | https://www.unikeyic.com/media/datasheet/e3/1f/7125/e3/0a2b911ecfeaa0b6b0f7626c6922eb8e.pdf | https://www.unikeyic.com/products/current-sensors/acs759lcb-050b-pff-t/34979973.html
ACS759LCB-100B-PFF-T | Allegro MicroSystems | 34: 9.235 68: 8.921 102: 8.7496 510: 8.1487 1,020: 7.9247 | 13.2 4μs 3V 13.5mA 3.6V Bidirectional ±1% 100A ±4% CB-5 Through hole mounting 10mm*13mm*7mm | ±4% |  | ACS759 |  | 100A | 13.5mA |  | AC/DC | DC ~ 120kHz |  |  |  | ±1% |  |  |  |  | 1 (Unlimited) |  | Through Hole |  | -40°C ~ 150°C | Ratiometric, Voltage |  |  | 5-CB Formed Leads, PFF | Tube | Bidirectional |  |  | 4µs |  |  | 13.2mV/A | Hall Effect, Open Loop | - | 5-CB Module | 3V ~ 3.6V | 1909 | https://www.unikeyic.com/media/datasheet/e3/1f/7125/e3/0a2b911ecfeaa0b6b0f7626c6922eb8e.pdf | https://www.unikeyic.com/products/current-sensors/acs759lcb-100b-pff-t/11076490.html
ACS770ECB-200B-PFF-T | Allegro MicroSystems | 1: 4.7373 34: 4.5982 680: 4.5529 1,700: 4.5075 | 10 4.6μs 4.5V 15mA 5.5V Bidirectional ±1% 200A ±0.6% CB-5 Through hole mounting 10mm*13mm*7mm | ±0.6% |  | ACS770 |  | 200A | 15mA |  | AC/DC | DC ~ 120kHz |  |  |  | ±1% |  |  |  |  | 1 (Unlimited) |  | Through Hole |  | -40°C ~ 85°C | Ratiometric, Voltage |  |  | 5-CB Formed Leads, PFF | Tube | Bidirectional |  |  | 4.6µs |  |  | 10mV/A | Hall Effect, Open Loop | ACS770 | 5-CB Module | 5V |  | https://www.unikeyic.com/media/datasheet/2b/80/fda6/2b80fda6a520b5b772a5910667520db0.pdf | https://www.unikeyic.com/products/current-sensors/acs770ecb-200b-pff-t/11134159.html
ACS770ECB-200B-PSF-T | Allegro MicroSystems | 25+: 5.21 100+: 5.049 500+: 4.9714 1,000+: 4.873 10,000+: 4.6287 | 10 4.6μs 4.5V 5.5V ±2% CASE CB-PSF | [38 empty] | 176 | https://www.unikeyic.com/media/datasheet/2b/80/fda6/2b80fda6a520b5b772a5910667520db0.pdf | https://www.unikeyic.com/products/current-sensors/acs770ecb-200b-psf-t/11081037.html
ACS770ECB-200U-PFF-T | Allegro MicroSystems | 1: 10.9281 10: 9.9339 34: 9.6936 680: 9.6437 1,020: 9.5666 | 20 4.6μs Analog 4.5V 15mA 5.5V Unidirectional ±1% 200A ±0.6% CB-5 Through hole mounting 10mm*13mm*7mm | ±0.6% |  | ACS770 |  | 200A | 15mA |  | DC | DC ~ 120kHz |  |  |  | ±1% |  |  |  |  | 1 (Unlimited) |  | Through Hole |  | -40°C ~ 85°C | Ratiometric, Voltage |  |  | 5-CB Formed Leads, PFF | Tube | Unidirectional |  |  | 4.6µs | 13455627 |  | 20mV/A | Hall Effect, Open Loop | ACS770 | 5-CB Module | 5V |  | https://www.unikeyic.com/media/datasheet/b7/78/5864/b7/8e43e7236a5e96cb829a7dd3c9aa8473.pdf | https://www.unikeyic.com/products/current-sensors/acs770ecb-200u-pff-t/11296077.html
ACS770ECB-400BPFFT | Allegro MicroSystems | 100: 5.9888 300: 5.9445 500: 5.9001 1,000: 5.8114 5,000: 5.767 | 4.6μs 4.5V 5.5V ±2% | ±2% | Industrial |  | - |  |  | ACS770ECB-400BPFFT Allegro MicroSystems | [5 empty] | - | - | 5.5V | - | 4.5V |  |  |  | -40℃~85℃ |  |  | - | [5 empty] | 4.6μs |  |  |  | - |  |  |  |  | 161 | https://www.unikeyic.com/media/datasheet/2b/80/fda6/2b80fda6a520b5b772a5910667520db0.pdf | https://www.unikeyic.com/products/current-sensors/acs770ecb-400bpfft/11246590.html
ACS770ECBTV-250B-PFF-T | Allegro MicroSystems | 100: 3.8059 300: 3.7777 500: 3.7495 1,000: 3.6931 5,000: 3.6649 | 4.6μs 4.5V 15mA 5.5V Bidirectional ±1% 250A CB-5 Through hole mounting | - | Industrial |  | 250A |  |  | ACS770ECBTV-250B-PFF-T Allegro MicroSystems | [5 empty] | ±1% | Bidirectional | 5.5V | 15mA | 4.5V |  | Through hole mounting |  | -40℃~85℃ |  |  | - | CB-5 |  |  |  | On sale | 4.6μs |  |  | bulk | - |  |  |  |  | 754 | https://www.unikeyic.com/media/datasheet/64/45/3407/64/94b0716bc164ae72022666b841f7cbe0.pdf | https://www.unikeyic.com/products/current-sensors/acs770ecbtv-250b-pff-t/11279229.html
ACS770KCB-150B-PFF-T | Allegro MicroSystems | 1: 5.4127 34: 5.2556 680: 5.2027 1,700: 5.1512 | 13.3 4.6μs 4.5V 15mA 5.5V Bidirectional ±1% 150A ±0.6% CB-5 Through hole mounting 10mm*13mm*7mm | ±0.6% |  | ACS770 |  | 150A | 15mA |  | AC/DC | DC ~ 120kHz |  |  |  | ±1% |  |  |  |  | 1 (Unlimited) |  | Through Hole |  | -40°C ~ 125°C | Ratiometric, Voltage |  |  | 5-CB Formed Leads, PFF | Tube | Bidirectional |  |  | 4.6µs |  |  | 13.3mV/A | Hall Effect, Open Loop | ACS770 | 5-CB Module | 5V |  | https://www.unikeyic.com/media/datasheet/b7/78/5864/b7/8e43e7236a5e96cb829a7dd3c9aa8473.pdf | https://www.unikeyic.com/products/current-sensors/acs770kcb-150b-pff-t/11300964.html
ACS770KCB-150U-PFF-T | Allegro MicroSystems | 1: 6.5369 34: 6.3465 | 26.7 4.6μs 4.5V 15mA 5.5V Unidirectional ±1% 150A ±0.6% CB-5 Through hole mounting 10mm*13m*7mm | ±0.6% |  | ACS770 |  | 150A | 15mA |  | DC | DC ~ 120kHz |  |  |  | ±1% |  |  |  |  | 1 (Unlimited) |  | Through Hole |  | -40°C ~ 125°C | Ratiometric, Voltage |  |  | 5-CB Formed Leads, PFF | Tube | Unidirectional |  |  | 4.6µs | 13508034 |  | 26.7mV/A | Hall Effect, Open Loop | ACS770 | 5-CB Module | 5V |  | https://www.unikeyic.com/media/datasheet/cd/a8/e9a9/cda8e9a9ecc85b788a8b05df5c853d58.pdf | https://www.unikeyic.com/products/current-sensors/acs770kcb-150u-pff-t/35000763.html
ACS770LCB-050B-PFF-T | Allegro MicroSystems | 1: 7.7843 10: 6.9747 25: 6.8501 50: 6.8501 100: 6.7256 250: 6.7256 500: 6.7256 1,250: 6.7256 | Allegro Microsystems Current Sensor IC, Max Input 5.5V, Offset ±6mV, TH, 5-Pin | ±0.6% |  | ACS770 |  | 50A | 15mA |  | AC/DC | DC ~ 120kHz |  |  |  | ±1% |  |  |  |  | 1 (Unlimited) |  | Through Hole |  | -40°C ~ 150°C | Ratiometric, Voltage |  |  | 5-CB Formed Leads, PFF | Tube | Bidirectional |  |  | 4.6µs |  |  | 40mV/A | Hall Effect, Open Loop | ACS770 | 5-CB Module | 5V | 6452 | https://www.unikeyic.com/media/datasheet/b7/78/5864/b7/8e43e7236a5e96cb829a7dd3c9aa8473.pdf | https://www.unikeyic.com/products/current-sensors/acs770lcb-050b-pff-t/35021127.html
ACS770LCB-050U-PFF-T | Allegro MicroSystems | 1: 3.2427 34: 3.1491 680: 3.1158 1,700: 3.0857 | Allegro Microsystems Current sensor chip, maximum input5.5 V, disorder±6mV, Through hole mounting, 5Pin | ±0.6% |  | ACS770 |  | 50A | 15mA |  | DC | DC ~ 120kHz |  |  |  | ±1% |  |  |  |  | 1 (Unlimited) |  | Through Hole |  | -40°C ~ 150°C | Ratiometric, Voltage |  |  | 5-CB Formed Leads, PFF | Tube | Unidirectional |  |  | 4.6µs | 4473981 |  | 80mV/A | Hall Effect, Open Loop | ACS770 | 5-CB Module | 5V |  | https://www.unikeyic.com/media/datasheet/88/a6/f580/88/e2ac18857bbe029cf60eb4f67844b220.pdf | https://www.unikeyic.com/products/current-sensors/acs770lcb-050u-pff-t/34980985.html
ACS770LCB-100B-PFF-T | Allegro MicroSystems | 1: 9.9638 10: 9.2996 25: 9.1335 50: 9.1335 100: 8.9675 250: 8.9675 | Allegro Microsystems Current sensor chip, maximum input5.5 V, disorder±6mV, Through hole mounting, 5Pin | ±0.6% |  | ACS770 |  | 100A | 15mA |  | AC/DC | DC ~ 120kHz |  |  |  | ±1% |  |  |  |  | 1 (Unlimited) |  | Through Hole |  | -40°C ~ 150°C | Ratiometric, Voltage |  |  | 5-CB Formed Leads, PFF | Tube | Bidirectional |  |  | 4.6µs | 13493267 |  | 20mV/A | Hall Effect, Open Loop | ACS770 | 5-CB Module | 5V | 1635 | https://www.unikeyic.com/media/datasheet/b7/78/5864/b7/8e43e7236a5e96cb829a7dd3c9aa8473.pdf | https://www.unikeyic.com/products/current-sensors/acs770lcb-100b-pff-t/35041650.html
ACS770LCB-100U-PFF-T | Allegro MicroSystems | 1: 11.0326 10: 9.6616 30: 8.0549 100: 7.7549 300: 7.4622 1,000: 7.1409 | Allegro Microsystems Current Sensor IC, Max Input 5.5V, Offset ±6mV, TH, 5-Pin | ±0.6% |  | ACS770 |  | 100A | 15mA |  | DC | DC ~ 120kHz |  |  |  | ±1% |  |  |  |  | 1 (Unlimited) |  | Through Hole |  | -40°C ~ 150°C | Ratiometric, Voltage |  |  | 5-CB Formed Leads, PFF | Tube | Unidirectional |  |  | 4.6µs |  |  | 40mV/A | Hall Effect, Open Loop | ACS770 | 5-CB Module | 5V |  | https://www.unikeyic.com/media/datasheet/2b/80/fda6/2b80fda6a520b5b772a5910667520db0.pdf | https://www.unikeyic.com/products/current-sensors/acs770lcb-100u-pff-t/34992168.html
ACS772ECB-200B-PFF-T | Allegro MicroSystems | 1+: 6.9465 100+: 6.2015 816+: 6.0443 | TVS Diode 10V 2.5μs 4.5V 15mA 5.5V Bidirectional ±0.9% 200A ±1.5% CB-5 TH 10mm × 13mm × 7mm | [38 empty] | 0 | https://www.unikeyic.com/media/datasheet/91/72/94ce/91/3ec6b9576365d8baaa9b120c5441d08d.pdf | https://www.unikeyic.com/products/current-sensors/acs772ecb-200b-pff-t/11117550.html
ACS772ECB-250B-PFF-T | Allegro MicroSystems | 1: 10.4176 5: 9.4184 10: 9.0479 34: 8.4678 68: 8.1767 102: 8.0176 510: 7.4604 | 8 2.5μs 4.5V 5.5V ±1.7% | ±1.7% | Industrial |  | - | [8 empty] | - | - | 5.5V | - | 4.5V |  |  |  | -40℃~85℃ |  |  | - | [5 empty] | 2.5μs |  |  | bulk | 8 |  |  |  |  | 1020 | https://www.unikeyic.com/media/about_us/Unikey_ISO_9001_Certification.pdf | https://www.unikeyic.com/products/current-sensors/acs772ecb-250b-pff-t/34978269.html
ACS772ECB-250B-PSF-T | Allegro MicroSystems | 100: 3.8059 300: 3.7777 500: 3.7495 1,000: 3.6931 5,000: 3.6649 | 2.5μs 4.5V 5.5V ±1.7% | ±1.7% | Industrial |  | - |  |  | ACS772ECB-250B-PSF-T Allegro MicroSystems | [5 empty] | - | - | 5.5V | - | 4.5V |  |  |  | -40℃~85℃ |  |  | - | [5 empty] | 2.5μs |  |  |  | 8 |  |  |  |  | 692 | https://www.unikeyic.com/media/datasheet/51/ac/9f7d/51/e67ea23586203842cd8479fd72501be7.pdf | https://www.unikeyic.com/products/current-sensors/acs772ecb-250b-psf-t/11243580.html
ACS772ECB-250U-PFF-T | Allegro MicroSystems | 100: 5.4431 300: 5.4028 500: 5.3624 1,000: 5.2818 5,000: 5.2415 |  | - |  |  | - | [8 empty] | - | - | - | - | - | [6 empty] | - | [5 empty] | - |  |  |  | - |  |  |  |  | 6625 | https://www.unikeyic.com/media/about_us/Unikey_ISO_9001_Certification.pdf | https://www.unikeyic.com/products/current-sensors/acs772ecb-250u-pff-t/696236280.html
ACS772ECBTV-250B-PFF-T | Allegro MicroSystems | 816+: 5.8733 1,632+: 5.7108 | TVS Diode 4.5V 15mA 5.5V Bidirectional ±0.9% 250A ±1.7% CB-5 TH 8-Pin | [38 empty] | 1562 | https://www.unikeyic.com/media/datasheet/3f/8b/6b75/3f/fd04190a6e9043540e6f9a0b878e5f4c.pdf | https://www.unikeyic.com/products/current-sensors/acs772ecbtv-250b-pff-t/10943195.html
ACS772KCB-150B-PFF-T | Allegro MicroSystems | 34+: 8.7588 68+: 8.4591 102+: 8.2955 510+: 7.7216 1,020+: 7.5076 | 13.33 2.5μs 4.5V 15mA 5.5V Bidirectional ±0.9% 150A ±1.7% CB-5 TH 10mm × 13mm × 7mm Level Shifter | [38 empty] | 7103 | https://www.unikeyic.com/media/datasheet/91/72/94ce/91/3ec6b9576365d8baaa9b120c5441d08d.pdf | https://www.unikeyic.com/products/current-sensors/acs772kcb-150b-pff-t/35059369.html
ACS772KCB-150U-PFF-T | Allegro MicroSystems | 1: 10.7633 5: 9.7384 10: 9.3569 34: 8.7592 68: 8.4595 102: 8.2958 510: 7.7219 1,020: 7.508 | CURRENT SENSOR HE 150A 5-CB | - |  |  | - | [8 empty] | - | - | - | - | - | [6 empty] | - | [5 empty] | - |  |  |  | - |  |  |  |  | 1444 | https://www.unikeyic.com/media/about_us/Unikey_ISO_9001_Certification.pdf | https://www.unikeyic.com/products/current-sensors/acs772kcb-150u-pff-t/871206710.html
ACS772LCB-050B-SMT-T | Allegro MicroSystems | 34: 8.4631 68: 8.1721 102: 8.0132 510: 7.4562 1,020: 7.2486 | 40 2.5μs 4.5V 15mA 5.5V Bidirectional ±0.9% 50A CB-5 Through hole mounting | - |  |  |  | 50A | 15mA |  | AC/DC | DC ~ 200kHz |  |  |  | ±0.9% |  |  |  |  | 1 (Unlimited) |  | Surface Mount |  | -40°C ~ 150°C (TA) | Ratiometric, Voltage |  |  | 5-CB Formed Leads, SMT | Tube | Bidirectional |  |  | 2.5µs | 13979039 |  | 40mV/A | Hall Effect | - | 5-CB | 4.5V ~ 5.5V | 2146 | https://www.unikeyic.com/media/pdf/PCNPackaging/allegro-microsystems/53/22/4889/a5358clwtr-t/2025/11/27-Jan-2023-PCN.pdf | https://www.unikeyic.com/products/current-sensors/acs772lcb-050b-smt-t/35053868.html
ACS772LCB-100B-SMT-T | Allegro MicroSystems | 100: 5.4431 300: 5.4028 500: 5.3624 1,000: 5.2818 5,000: 5.2415 | 20 2.5μs 4.5V 5.5V ±1.7% | - |  |  |  | ±100A | 15mA |  | AC/DC | DC ~ 200kHz |  |  |  | ±0.9% |  |  |  |  | 1 (Unlimited) |  | Surface Mount |  | -40°C ~ 150°C | Ratiometric, Voltage |  |  | 5-CB Formed Leads, SMT | Bulk | Bidirectional |  |  | 2.5µs | 20115426 |  | 20mV/A | Hall Effect | - | 5-CB | 4.5V ~ 5.5V | 175 | https://www.unikeyic.com/media/pdf/PCNPackaging/allegro-microsystems/19/1e/bcb3/acs772lcb-100u-pff-t/2025/12/PCN-2254CBTUBE3NOV2022.pdf | https://www.unikeyic.com/products/current-sensors/acs772lcb-100b-smt-t/34962847.html
ACS772LCB-100U-PFF-T | Allegro MicroSystems | 50+: 9.0537 408+: 8.2155 816+: 7.9835 1,224+: 7.8568 | CB-5 Unidirectional Sensor, 40Hz, 2.5μs, 4.5V, 15mA, 5.5V, ±0.9%, 100A, ±1.7%, TH Mount | [38 empty] | 880 | https://www.unikeyic.com/media/datasheet/ba/c6/ad2a/ba/73d842053bef3651a677c6f6130e1add.pdf | https://www.unikeyic.com/products/current-sensors/acs772lcb-100u-pff-t/35030187.html
ACS773ECB-200B-PFF-T | Allegro MicroSystems | 1: 11.0376 5: 9.9857 10: 9.5958 25: 9.1299 50: 8.8115 408: 7.9993 | 6.6 2.5μs 3V 15mA 3.6V Bidirectional ±0.9% 200A ±1.5% CB-5 Through hole mounting 10mm*13mm*7mm | - |  | ACS773 |  | 200A | 15mA |  | AC/DC | DC ~ 200kHz |  |  |  | ±0.9% |  |  |  |  | Not Applicable |  | Through Hole |  | -40°C ~ 85°C (TA) | Ratiometric, Voltage |  |  | 5-CB Formed Leads, PFF | Bulk | Bidirectional |  |  | 2.5µs | 9674837 |  | 6.6mV/A | Hall Effect | - | 5-CB Module | 3V ~ 3.6V | 565 | https://www.unikeyic.com/media/datasheet/d1/cd/d2ad/d1/2c183cf86195b091678a080b5f4f79e1.pdf | https://www.unikeyic.com/products/current-sensors/acs773ecb-200b-pff-t/11023252.html
ACS773KCB-150B-PFF-T | Allegro MicroSystems | 100: 5.4431 300: 5.4028 500: 5.3624 1,000: 5.2818 5,000: 5.2415 | 8.8 2.5μs 3V 3.6V ±1.7% | ±1.7% | Automotive |  | - |  |  | ACS773KCB-150B-PFF-T Allegro MicroSystems | [5 empty] | - | - | 3.6V | - | 3V |  |  |  | -40℃~125℃ |  |  | - |  |  |  |  | On sale | 2.5μs |  |  | bulk | 8.8 |  |  |  |  | 131 | https://www.unikeyic.com/media/datasheet/5f/e3/7b21/5f/714274a9bfc049d1384b7d07d4c49ea1.pdf | https://www.unikeyic.com/products/current-sensors/acs773kcb-150b-pff-t/11306094.html
ACS773LCB-050B-PFF-T | Allegro MicroSystems | 100: 5.4431 300: 5.4028 500: 5.3624 1,000: 5.2818 5,000: 5.2415 | 26.4 2.5μs 3V 15mA 3.6V Bidirectional ±0.9% 50A ±1.5% CB-5 Through hole mounting 10mm*13mm*7mm | - |  | ACS773 |  | 50A | 15mA |  | AC/DC | DC ~ 200kHz |  |  |  | ±0.9% |  |  |  |  | Not Applicable |  | Through Hole |  | -40°C ~ 150°C (TA) | Ratiometric, Voltage |  |  | 5-CB Formed Leads, PFF | Bulk | Bidirectional |  |  | 2.5µs |  |  | 26.4mV/A | Hall Effect | Automotive, AEC-Q100 | 5-CB Module | 3V ~ 3.6V | 536 | https://www.unikeyic.com/media/datasheet/d1/cd/d2ad/d1/2c183cf86195b091678a080b5f4f79e1.pdf | https://www.unikeyic.com/products/current-sensors/acs773lcb-050b-pff-t/35033895.html
ACS773LCB-100B-PFF-T | Allegro MicroSystems | 1: 8.5245 10: 7.9759 30: 6.3084 100: 6.1987 500: 5.8586 1,000: 5.4855 | 13.2 2.5μs 3V 15mA 3.6V Bidirectional ±0.9% 100A ±1.5% Through hole mounting 10mm*13mm*7mm | - |  | ACS773 |  | 100A | 15mA |  | AC/DC | DC ~ 200kHz |  |  |  | ±0.9% |  |  |  |  | Not Applicable |  | Through Hole |  | -40°C ~ 150°C (TA) | Ratiometric, Voltage |  |  | 5-CB Formed Leads, PFF | Bulk | Bidirectional |  |  | 2.5µs | 9674839 |  | 13.2mV/A | Hall Effect | - | 5-CB Module | 3V ~ 3.6V |  | https://www.unikeyic.com/media/datasheet/96/9e/620a/96/5c4962801dfd20f3c7c69886e4784943.pdf | https://www.unikeyic.com/products/current-sensors/acs773lcb-100b-pff-t/34987927.html
ACS773LCB-100B-SMT-T | Allegro MicroSystems | 34: 8.4678 68: 8.1767 102: 8.0176 510: 7.4604 1,020: 7.2526 | 13.2 2.5μs 3V 15mA 3.6V Bidirectional ±0.9% 100A ±1.5% CB-5 SMD mount | - |  |  |  | 100A | 15mA |  | AC/DC | DC ~ 200kHz |  |  |  | ±0.9% |  |  |  |  | 3 (168 Hours) |  | Surface Mount |  | -40°C ~ 150°C (TA) | Ratiometric, Voltage |  |  | 5-CB Formed Leads, SMT | Tube | Bidirectional |  |  | 2.5µs |  |  | 13.2mV/A | Hall Effect | Automotive, AEC-Q100 | 5-CB | 3V ~ 3.6V | 54 | https://www.unikeyic.com/media/pdf/PCNPackaging/allegro-microsystems/53/22/4889/a5358clwtr-t/2025/11/27-Jan-2023-PCN.pdf | https://www.unikeyic.com/products/current-sensors/acs773lcb-100b-smt-t/34971031.html
ACS780KLRTR-150B-T | Allegro MicroSystems | 100: 3.4037 300: 3.3785 500: 3.3533 1,000: 3.3029 5,000: 3.2777 | 26.66 3.6μs 4.5V 15mA 5.5V Bidirectional ±1% 100A ±0.8% PSOF-7 SMD, Adhesive Mount 6.4mm × 4.8mm × 1.5mm | ±0.8% |  | ACS780 |  | 100A | 15mA |  | AC/DC | DC ~ 120kHz |  |  |  | ±1% |  |  |  |  | 3 (168 Hours) |  | Surface Mount |  | -40°C ~ 125°C | Ratiometric, Voltage |  |  | 7-PowerSMD Module |  | Bidirectional |  |  | 3.6µs | 6623929 |  | 26.66mV/A | Hall Effect, Differential | - | 7-PSOF | 4.5V ~ 5.5V | 11478 | https://www.unikeyic.com/media/datasheet/65/34/7f58/65347f583471843d4dd376e38b9416ce.pdf | https://www.unikeyic.com/products/current-sensors/acs780klrtr-150b-t/35029888.html
ACS780KLRTR-150U-T | Allegro MicroSystems | 100: 3.4037 300: 3.3785 500: 3.3533 1,000: 3.3029 5,000: 3.2777 | 26.66 3.6μs 4.5V 15mA 5.5V Unidirectional ±1% 100A ±0.8% PSOF-7 SMD, Adhesive Mount 6.4mm × 4.8mm × 1.48mm | ±0.8% |  | ACS780 |  | 100A | 15mA |  | AC/DC | DC ~ 120kHz |  |  |  | ±1% |  |  |  |  | 3 (168 Hours) |  | Surface Mount |  | -40°C ~ 125°C | Ratiometric, Voltage |  |  | 7-PowerSMD Module |  | Unidirectional |  |  | 3.6µs | 6189111 |  | 26.66mV/A | Hall Effect, Differential | Automotive, AEC-Q100 | 7-PSOF | 4.5V ~ 5.5V | 370 | https://www.unikeyic.com/media/datasheet/17/e0/4671/17/cc80ad7ed8b9474de5c134dcc93b1bc9.pdf | https://www.unikeyic.com/products/current-sensors/acs780klrtr-150u-t/28304979.html
ACS780LLRTR-050U-T | Allegro MicroSystems | 1: 7.7544 5: 6.9919 10: 6.7057 25: 6.3655 50: 6.1331 100: 5.9198 500: 5.4905 1,000: 5.4096 | Allegro Microsystems Current sensor chip, maximum input5.5 V, disorder20mV, surface mount, 7Pin | ±1.5% |  | ACS780 |  | 50A | 15mA |  | DC | DC ~ 120kHz |  |  |  | ±1% |  |  |  |  | 3 (168 Hours) |  | Surface Mount |  | -40°C ~ 150°C | Ratiometric, Voltage |  |  | 7-PowerSMD Module |  | Unidirectional |  |  | 3.6µs | 6189107 |  | 60mV/A | Hall Effect, Differential | - | 7-PSOF | 4.5V ~ 5.5V | 897 | https://www.unikeyic.com/media/datasheet/7c/51/329f/7c/b83eb3af6ac949fbe514203781389e1b.pdf | https://www.unikeyic.com/products/current-sensors/acs780llrtr-050u-t/11292285.html
ACS780LLRTR-100B-T | Allegro MicroSystems | 3,000+: 5.1063 | 20 3.6μs Analog 4.5V 15mA 5.5V Dual ±1% 100A ±1.5% PSOF-7 SMD, Adhesive Mount 1.5mm H | [38 empty] | 9832 | https://www.unikeyic.com/media/datasheet/65/34/7f58/65347f583471843d4dd376e38b9416ce.pdf | https://www.unikeyic.com/products/current-sensors/acs780llrtr-100b-t/27878926.html
ACS780LLRTR-100U-T | Allegro MicroSystems | 100: 3.9207 300: 3.8917 500: 3.8627 1,000: 3.8046 5,000: 3.7755 | 40 3.6μs 4.5V 15mA 5.5V Unidirectional ±1% 100A ±1.5% PSOF-7 SMD, Adhesive Mount 1.5mm H | ±1.5% |  | ACS780 |  | 100A | 15mA |  | DC | DC ~ 120kHz |  |  |  | ±1% |  |  |  |  | 3 (168 Hours) |  | Surface Mount |  | -40°C ~ 150°C | Ratiometric, Voltage |  |  | 7-PowerSMD Module |  | Unidirectional |  |  | 3.6µs |  |  | 40mV/A | Hall Effect, Differential | Automotive, AEC-Q100 | 7-PSOF | 4.5V ~ 5.5V | 1155 | https://www.unikeyic.com/media/datasheet/7c/51/329f/7c/b83eb3af6ac949fbe514203781389e1b.pdf | https://www.unikeyic.com/products/current-sensors/acs780llrtr-100u-t/11122953.html
ACS781KLRTR-150B-T | Allegro MicroSystems | 100: 3.4037 300: 3.3785 500: 3.3533 1,000: 3.3029 5,000: 3.2777 | 8.8 3.6μs 3V 15mA 3.6V Bidirectional ±1% 100A ±0.8% PSOF-7 SMD mount，glue mount | ±0.8% |  | ACS781 |  | 100A | 15mA |  | AC/DC | DC ~ 120kHz |  |  |  | ±1% |  |  |  |  | 3 (168 Hours) |  | Surface Mount |  | -40°C ~ 125°C | Ratiometric, Voltage |  |  | 7-PowerSMD Module |  | Bidirectional |  |  | 3.6µs | 6189116 |  | 8.8mV/A | Hall Effect, Differential | - | 7-PSOF | 3V ~ 3.6V | 490 | https://www.unikeyic.com/media/datasheet/07/34/3db8/07343db869b5463f5c588abf86c55a9f.pdf | https://www.unikeyic.com/products/current-sensors/acs781klrtr-150b-t/11013233.html
ACS781LLRTR-050U-T | Allegro MicroSystems | 3,000+: 5.1034 | TVS Diode, Uni-directional, 39.6V 3.6μs 3V 15mA 3.6V ±1% 50A ±1.5% PSOF-7 SMD, Adhesive Mount 6.4mm × 4.8mm × 1.48mm | [38 empty] | 10423 | https://www.unikeyic.com/media/datasheet/07/34/3db8/07343db869b5463f5c588abf86c55a9f.pdf | https://www.unikeyic.com/products/current-sensors/acs781llrtr-050u-t/11198139.html
ACS781LLRTR-100B-T | Allegro MicroSystems | 100: 3.9207 300: 3.8917 500: 3.8627 1,000: 3.8046 5,000: 3.7755 | 13.2 3.6μs 3V 15mA 3.6V Bidirectional ±1% 100A ±1.5% PSOF-7 SMD mount 6.4mm*4.8mm*1.5mm | ±1.5% |  | ACS781 |  | 100A | 15mA |  | AC/DC | DC ~ 120kHz |  |  |  | ±1% |  |  |  |  | 3 (168 Hours) |  | Surface Mount |  | -40°C ~ 150°C | Ratiometric, Voltage |  |  | 7-PowerSMD Module |  | Bidirectional |  |  | 3.6µs | 6189098 |  | 13.2mV/A | Hall Effect, Differential | Automotive, AEC-Q100 | 7-PSOF | 3V ~ 3.6V | 1972 | https://www.unikeyic.com/media/datasheet/c5/d8/8796/c5/925f18b2f1730ccfd060818dbcc3bcff.pdf | https://www.unikeyic.com/products/current-sensors/acs781llrtr-100b-t/24037412.html
ACS781LLRTR-100U-T | Allegro MicroSystems | 100: 3.9207 300: 3.8917 500: 3.8627 1,000: 3.8046 5,000: 3.7755 | TVS Diode Uni-Dir 3.6V 26.4V 100A ±1% 3V 15mA 3.6V ±1.5% PSOF-7 SMD, Adhesive Mount | ±1.5% |  | ACS781 |  | 100A | 15mA |  | DC | DC ~ 120kHz |  |  |  | ±1% |  |  |  |  | 3 (168 Hours) |  | Surface Mount |  | -40°C ~ 150°C | Ratiometric, Voltage |  |  | 7-PowerSMD Module |  | Unidirectional |  |  | 3.6µs | 6189115 |  | 26.4mV/A | Hall Effect, Differential | - | 7-PSOF | 3V ~ 3.6V | 8379 | https://www.unikeyic.com/media/datasheet/07/34/3db8/07343db869b5463f5c588abf86c55a9f.pdf | https://www.unikeyic.com/products/current-sensors/acs781llrtr-100u-t/11257711.html
AE35M-02 | Moflash Signaling | 1: 48.008 5: 47.1507 10: 47.1507 20: 47.1507 | Moflash Horn, AE35Mseries, 2tone, 12 V，24 V, white, IP30 | - | Industrial |  | - |  |  | AE35M-02 Moflash Signaling | [5 empty] | - | - | - | - | 12V |  | panel mount |  | -20℃~60℃ |  |  | - | [5 empty] | - |  |  |  | - |  |  |  |  | 84 | https://www.unikeyic.com/media/datasheet/7d/13/f670/7d/d9788f77d0a7fcd8ff5081803c44413e.pdf | https://www.unikeyic.com/products/current-sensors/ae35m-02/22366860.html
AH910-F-B-05A | ALFA | 100: 0.9651 200: 0.928 300: 0.8909 | Current Sensor, 120kHz, 4.5-5.5V, 11mA, 5kV ESD, -40~150°C, ±5A | - |  |  | - |  |  | AH910-F-B-05A ALFA | [5 empty] | - | - | - | - | - |  |  |  | 150℃(max) |  |  | - | SOP-8 |  |  |  |  | - |  |  |  | - |  |  |  |  | 100 | https://www.unikeyic.com/media/datasheet/88/79/3c0b/88793c0bb1ae6b83dcf78b77ab8c8545.pdf | https://www.unikeyic.com/products/current-sensors/ah910-f-b-05a/35642650.html
AH910-F-B-05B | ALFA | 100: 0.9651 200: 0.928 300: 0.8909 | Current Sensor, 120kHz, 4.5-5.5V, 11mA, 5kV ESD, -40~150°C, ±5A | - |  |  | - |  |  | AH910-F-B-05B ALFA | [5 empty] | - | - | - | - | - |  |  |  | 150℃(max) |  |  | - | SOP-8 |  |  |  |  | - |  |  |  | - |  |  |  |  | 100 | https://www.unikeyic.com/media/datasheet/77/d5/a02e/77d5a02e1449470b6a60f54fdd425e68.pdf | https://www.unikeyic.com/products/current-sensors/ah910-f-b-05b/35641326.html
AH910-F-B-10 | ALFA | 100: 0.9651 200: 0.928 300: 0.8909 | Current Sensor, 120kHz BW, 4.5-5.5V, 11mA, 5kV ESD, -40~150°C, ±10A | - |  |  | - |  |  | AH910-F-B-10 ALFA | [5 empty] | - | - | - | - | - |  |  |  | 150℃(max) |  |  | - | SOP-8 |  |  |  |  | - |  |  |  | - |  |  |  |  | 100 | https://www.unikeyic.com/media/datasheet/f5/ea/81a5/f5ea81a5940ad5b0db00139004bf5911.pdf | https://www.unikeyic.com/products/current-sensors/ah910-f-b-10/35642436.html
AH910-F-B-20 | ALFA | 100: 0.9651 200: 0.928 300: 0.8909 | type: Current Sensors band_width（Hz）120K;(V): 4.5-5.5Power Consumption(mA): 11 ESD(KV): 5operating_temperature(℃): -40~150 Sensing current range（A）±20 | - |  |  | - |  |  | AH910-F-B-20 ALFA | [5 empty] | - | - | - | - | - |  |  |  | 150℃(max) |  |  | - | SOP-8 |  |  |  |  | - |  |  |  | - |  |  |  |  | 100 | https://www.unikeyic.com/media/datasheet/e2/6e/9fd1/e26e9fd17c5773ba1687feb336883393.pdf | https://www.unikeyic.com/products/current-sensors/ah910-f-b-20/35642031.html
AH910-F-B-30 | ALFA | 100: 0.9651 200: 0.928 300: 0.8909 | Current Sensor, Bandwidth 120kHz, Supply 4.5-5.5V, Power 11mA, ESD 5kV, Temp -40~150°C, Current Range ±30A | - |  |  | - |  |  | AH910-F-B-30 ALFA | [5 empty] | - | - | - | - | - |  |  |  | 150℃(max) |  |  | - | SOP-8 |  |  |  |  | - |  |  |  | - |  |  |  |  | 100 | https://www.unikeyic.com/media/datasheet/88/79/3c0b/88793c0bb1ae6b83dcf78b77ab8c8545.pdf | https://www.unikeyic.com/products/current-sensors/ah910-f-b-30/35641651.html
AH910-F-B-40 | ALFA | 100: 0.9651 200: 0.928 300: 0.8909 | Current Sensor, 120kHz, 4.5-5.5V, 11mA, 5kV ESD, -40~150°C, ±40A | - |  |  | - |  |  | AH910-F-B-40 ALFA | [5 empty] | - | - | - | - | - |  |  |  | 150℃(max) |  |  | - | SOP-8 |  |  |  |  | - |  |  |  | - |  |  |  |  | 100 | https://www.unikeyic.com/media/datasheet/cb/fd/e3e7/cbfde3e74b2ca9a1e5d47c5bd7723242.pdf | https://www.unikeyic.com/products/current-sensors/ah910-f-b-40/35642656.html
AH910-F-B-50 | ALFA | 100: 0.9651 200: 0.928 300: 0.8909 | type: Current Sensors band_width（Hz）120K;(V): 4.5-5.5Power Consumption(mA): 11 ESD(KV): 5operating_temperature(℃): -40~150 Sensing current range（A）±50 | - |  |  | - |  |  | AH910-F-B-50 ALFA | [5 empty] | - | - | - | - | - |  |  |  | 150℃(max) |  |  | - | SOP-8 |  |  |  |  | - |  |  |  | - |  |  |  |  | 100 | https://www.unikeyic.com/media/datasheet/88/79/3c0b/88793c0bb1ae6b83dcf78b77ab8c8545.pdf | https://www.unikeyic.com/products/current-sensors/ah910-f-b-50/35642232.html
AH910-F1-U-20 | ALFA | 100: 0.9651 200: 0.928 300: 0.8909 | type: Current Sensors band_width（Hz）120K;(V): 4.5-5.5Power Consumption(mA): 11 ESD(KV): 5operating_temperature(℃): -40~150 Sensing current range（A）±20 | - |  |  | - |  |  | AH910-F1-U-20 ALFA | [5 empty] | - | - | - | - | - |  |  |  | 150℃(max) |  |  | - | SOP-8 |  |  |  |  | - |  |  |  | - |  |  |  |  | 100 | https://www.unikeyic.com/media/datasheet/cb/fd/e3e7/cbfde3e74b2ca9a1e5d47c5bd7723242.pdf | https://www.unikeyic.com/products/current-sensors/ah910-f1-u-20/35642438.html
AH910-F1-U-30 | ALFA | 100: 0.9651 200: 0.928 300: 0.8909 | Current Sensor, Bandwidth 120kHz, Vcc 4.5-5.5V, Power 11mA, ESD 5kV, Temp -40~150°C, Current Range ±30A | - |  |  | - |  |  | AH910-F1-U-30 ALFA | [5 empty] | - | - | - | - | - |  |  |  | 150℃(max) |  |  | - | SOP-8 |  |  |  |  | - |  |  |  | - |  |  |  |  | 100 | https://www.unikeyic.com/media/datasheet/77/d5/a02e/77d5a02e1449470b6a60f54fdd425e68.pdf | https://www.unikeyic.com/products/current-sensors/ah910-f1-u-30/35642084.html
AH910-F1-U-40 | ALFA | 100+: 0.9651 200+: 0.928 300+: 0.8909 | Current Sensor, BW 120kHz, Vdd 4.5-5.5V, Pwr 11mA, ESD 5kV, Temp -40~150°C, Iout ±40A | [38 empty] | 100 | https://www.unikeyic.com/media/datasheet/88/79/3c0b/88793c0bb1ae6b83dcf78b77ab8c8545.pdf | https://www.unikeyic.com/products/current-sensors/ah910-f1-u-40/35641160.html
AH910-F1-U-50 | ALFA | 100: 0.9651 200: 0.928 300: 0.8909 | type: Current Sensors band_width（Hz）120K;(V): 4.5-5.5Power Consumption(mA): 11 ESD(KV): 5operating_temperature(℃): -40~150 Sensing current range（A）±50 | - |  |  | - |  |  | AH910-F1-U-50 ALFA | [5 empty] | - | - | - | - | - |  |  |  | 150℃(max) |  |  | - | SOP-8 |  |  |  |  | - |  |  |  | - |  |  |  |  | 100 | https://www.unikeyic.com/media/datasheet/e2/6e/9fd1/e26e9fd17c5773ba1687feb336883393.pdf | https://www.unikeyic.com/products/current-sensors/ah910-f1-u-50/35642044.html
AH910-V-B-05A | ALFA | 100: 0.9651 200: 0.928 300: 0.8909 | Current Sensor, 120kHz, 4.5-5.5V, 11mA, 5kV ESD, -40~150°C, ±5A | - |  |  | - |  |  | AH910-V-B-05A ALFA | [5 empty] | - | - | - | - | - |  |  |  | 150℃(max) |  |  | - | SOP-8 |  |  |  |  | - |  |  |  | - |  |  |  |  | 100 | https://www.unikeyic.com/media/datasheet/88/79/3c0b/88793c0bb1ae6b83dcf78b77ab8c8545.pdf | https://www.unikeyic.com/products/current-sensors/ah910-v-b-05a/35642010.html
AH910-V-B-05B | ALFA | 100+: 0.9651 200+: 0.928 300+: 0.8909 | Current Sensor, 120kHz BW, 4.5-5.5V, 11mA, 5kV ESD, -40~150°C, 10.8A Range | [38 empty] | 100 | https://www.unikeyic.com/media/datasheet/cb/fd/e3e7/cbfde3e74b2ca9a1e5d47c5bd7723242.pdf | https://www.unikeyic.com/products/current-sensors/ah910-v-b-05b/35642126.html
AH910-V-B-10 | ALFA | 100: 0.9651 200: 0.928 300: 0.8909 | type: Current Sensors band_width（Hz）120K;(V): 4.5-5.5Power Consumption(mA): 11 ESD(KV): 5operating_temperature(℃): -40~150 Sensing current range（A）±10 | - |  |  | - |  |  | AH910-V-B-10 ALFA | [5 empty] | - | - | - | - | - |  |  |  | 150℃(max) |  |  | - | SOP-8 |  |  |  |  | - |  |  |  | - |  |  |  |  | 100 | https://www.unikeyic.com/media/datasheet/f5/ea/81a5/f5ea81a5940ad5b0db00139004bf5911.pdf | https://www.unikeyic.com/products/current-sensors/ah910-v-b-10/35641376.html
AH910-V-B-20 | ALFA | 100: 0.9651 200: 0.928 300: 0.8909 | type: Current Sensors band_width（Hz）120K;(V): 4.5-5.5Power Consumption(mA): 11 ESD(KV): 5operating_temperature(℃): -40~150 Sensing current range（A）±20 | - |  |  | - |  |  | AH910-V-B-20 ALFA | [5 empty] | - | - | - | - | - |  |  |  | 150℃(max) |  |  | - | SOP-8 |  |  |  |  | - |  |  |  | - |  |  |  |  | 100 | https://www.unikeyic.com/media/datasheet/88/79/3c0b/88793c0bb1ae6b83dcf78b77ab8c8545.pdf | https://www.unikeyic.com/products/current-sensors/ah910-v-b-20/35641599.html
AH910-V-B-30 | ALFA | 100: 0.9651 200: 0.928 300: 0.8909 | Current Sensor, Bandwidth 120kHz, Vcc 4.5-5.5V, Power 11mA, ESD 5kV, Temp -40~150°C, Current Range ±30A | - |  |  | - |  |  | AH910-V-B-30 ALFA | [5 empty] | - | - | - | - | - |  |  |  | 150℃(max) |  |  | - | SOP-8 |  |  |  |  | - |  |  |  | - |  |  |  |  | 100 | https://www.unikeyic.com/media/datasheet/e2/6e/9fd1/e26e9fd17c5773ba1687feb336883393.pdf | https://www.unikeyic.com/products/current-sensors/ah910-v-b-30/35641626.html
AH910-V-B-40 | ALFA | 100: 0.9651 200: 0.928 300: 0.8909 | type: Current Sensors band_width（Hz）120K;(V): 4.5-5.5Power Consumption(mA): 11 ESD(KV): 5operating_temperature(℃): -40~150 Sensing current range（A）±40 | - |  |  | - |  |  | AH910-V-B-40 ALFA | [5 empty] | - | - | - | - | - |  |  |  | 150℃(max) |  |  | - | SOP-8 |  |  |  |  | - |  |  |  | - |  |  |  |  | 100 | https://www.unikeyic.com/media/datasheet/88/79/3c0b/88793c0bb1ae6b83dcf78b77ab8c8545.pdf | https://www.unikeyic.com/products/current-sensors/ah910-v-b-40/35641906.html
AH910-V-B-50 | ALFA | 100: 0.9651 200: 0.928 300: 0.8909 | type: Current Sensors band_width（Hz）120K;(V): 4.5-5.5Power Consumption(mA): 11 ESD(KV): 5operating_temperature(℃): -40~150 Sensing current range（A）±50 | - |  |  | - |  |  | AH910-V-B-50 ALFA | [5 empty] | - | - | - | - | - |  |  |  | 150℃(max) |  |  | - | SOP-8 |  |  |  |  | - |  |  |  | - |  |  |  |  | 100 | https://www.unikeyic.com/media/datasheet/cb/fd/e3e7/cbfde3e74b2ca9a1e5d47c5bd7723242.pdf | https://www.unikeyic.com/products/current-sensors/ah910-v-b-50/35642740.html
AH910W-F-B-30 | ALFA | 45: 1.5442 90: 1.4848 135: 1.4254 | Current Sensor Bandwidth 120kHz Supply 4.5-5.5V Power 11mA ESD 5kV Temp -40~125°C Range ±30A | - |  |  | - |  |  | AH910W-F-B-30 ALFA | [5 empty] | - | - | - | - | - |  |  |  | 125℃(max) |  |  | - | SOP-16W |  |  |  |  | - |  |  |  | - |  |  |  |  | 45 | https://www.unikeyic.com/media/datasheet/2b/b9/ebf9/2bb9ebf9e96f28fabafb9f2176d8e8c4.pdf | https://www.unikeyic.com/products/current-sensors/ah910w-f-b-30/35641861.html
AH910W-F-B-40 | ALFA | 45: 1.5442 90: 1.4848 135: 1.4254 | type: Current Sensors band_width（Hz）120K;(V): 4.5-5.5Power Consumption(mA): 11 ESD(KV): 5operating_temperature(℃): -40~125Sensing current range（A）±40 | - |  |  | - |  |  | AH910W-F-B-40 ALFA | [5 empty] | - | - | - | - | - |  |  |  | 125℃(max) |  |  | - | SOP-16W |  |  |  |  | - |  |  |  | - |  |  |  |  | 45 | https://www.unikeyic.com/media/datasheet/ca/d3/a922/cad3a922202ab88a8efaca61ee800583.pdf | https://www.unikeyic.com/products/current-sensors/ah910w-f-b-40/35642584.html
AH910W-F-B-50 | ALFA | 45: 1.5442 90: 1.4848 135: 1.4254 | type: Current Sensors band_width（Hz）120K;(V): 4.5-5.5Power Consumption(mA): 11 ESD(KV): 5operating_temperature(℃): -40~125Sensing current range（A）±50 | - |  |  | - |  |  | AH910W-F-B-50 ALFA | [5 empty] | - | - | - | - | - |  |  |  | 125℃(max) |  |  | - | SOP-16W |  |  |  |  | - |  |  |  | - |  |  |  |  | 45 | https://www.unikeyic.com/media/datasheet/a3/37/7a9f/a3377a9f6e9c586255adaf91c1851a05.pdf | https://www.unikeyic.com/products/current-sensors/ah910w-f-b-50/35642419.html
AH910W-F-B-60 | ALFA | 45: 1.5442 90: 1.4848 135: 1.4254 | Current Sensor, Bandwidth 120kHz, Vcc 4.5-5.5V, Power 11mA, ESD 5kV, Temp -40~125°C, Current Range ±60A | - |  |  | - |  |  | AH910W-F-B-60 ALFA | [5 empty] | - | - | - | - | - |  |  |  | 125℃(max) |  |  | - | SOP-16W |  |  |  |  | - |  |  |  | - |  |  |  |  | 45 | https://www.unikeyic.com/media/datasheet/29/44/7b93/29447b93be2a6b9eebdc3c6c61e1a506.pdf | https://www.unikeyic.com/products/current-sensors/ah910w-f-b-60/35642941.html
AH910W-F-B-70 | ALFA | 45: 1.5442 90: 1.4848 135: 1.4254 | Current Sensor, Bandwidth 120kHz, Vdd 4.5-5.5V, Power 11mA, ESD 5kV, Temp -40~125°C, Current Range ±70A | - |  |  | - |  |  | AH910W-F-B-70 ALFA | [5 empty] | - | - | - | - | - |  |  |  | 125℃(max) |  |  | - | SOP-16W |  |  |  |  | - |  |  |  | - |  |  |  |  | 45 | https://www.unikeyic.com/media/datasheet/ca/d3/a922/cad3a922202ab88a8efaca61ee800583.pdf | https://www.unikeyic.com/products/current-sensors/ah910w-f-b-70/35641207.html
AH910W-F-B-80 | ALFA | 45: 1.5442 90: 1.4848 135: 1.4254 | type: Current Sensors band_width（Hz）120K;(V): 4.5-5.5Power Consumption(mA): 11 ESD(KV): 5operating_temperature(℃): -40~125Sensing current range（A）±80 | - |  |  | - |  |  | AH910W-F-B-80 ALFA | [5 empty] | - | - | - | - | - |  |  |  | 125℃(max) |  |  | - | SOP-16W |  |  |  |  | - |  |  |  | - |  |  |  |  | 45 | https://www.unikeyic.com/media/datasheet/ca/d3/a922/cad3a922202ab88a8efaca61ee800583.pdf | https://www.unikeyic.com/products/current-sensors/ah910w-f-b-80/35643084.html
AH910W-F1-U-60 | ALFA | 45: 1.5442 90: 1.4848 135: 1.4254 | Current Sensor 120kHz Bandwidth 4.5-5.5V Supply 11mA Power 5kV ESD -40~125°C ±60A Range | - |  |  | - |  |  | AH910W-F1-U-60 ALFA | [5 empty] | - | - | - | - | - |  |  |  | 125℃(max) |  |  | - | SOP-16W |  |  |  |  | - |  |  |  | - |  |  |  |  | 45 | https://www.unikeyic.com/media/datasheet/ca/d3/a922/cad3a922202ab88a8efaca61ee800583.pdf | https://www.unikeyic.com/products/current-sensors/ah910w-f1-u-60/35641282.html
AH910W-F1-U-70 | ALFA | 45: 1.5442 90: 1.4848 135: 1.4254 | type: Current Sensors band_width（Hz）120K;(V): 4.5-5.5Power Consumption(mA): 11 ESD(KV): 5operating_temperature(℃): -40~125Sensing current range（A）±70 | - |  |  | - |  |  | AH910W-F1-U-70 ALFA | [5 empty] | - | - | - | - | - |  |  |  | 125℃(max) |  |  | - | SOP-16W |  |  |  |  | - |  |  |  | - |  |  |  |  | 45 | https://www.unikeyic.com/media/datasheet/b5/ef/a0bc/b5efa0bc69192e9375a2624df9b0a9bd.pdf | https://www.unikeyic.com/products/current-sensors/ah910w-f1-u-70/35641332.html
AH910W-F1-U-80 | ALFA | 45+: 1.5442 90+: 1.4848 135+: 1.4254 | Current Sensor, 120kHz BW, 4.5-5.5V, 11mA, 5kV ESD, -40~125°C, ±80A | [38 empty] | 45 | https://www.unikeyic.com/media/datasheet/29/44/7b93/29447b93be2a6b9eebdc3c6c61e1a506.pdf | https://www.unikeyic.com/products/current-sensors/ah910w-f1-u-80/35642300.html
AH910W-V-B-30 | ALFA | 45: 1.5442 90: 1.4848 135: 1.4254 | Current Sensor, 120kHz BW, 4.5-5.5V, 11mA, 5kV ESD, -40~125°C, ±30A | - |  |  | - |  |  | AH910W-V-B-30 ALFA | [5 empty] | - | - | - | - | - |  |  |  | 125℃(max) |  |  | - | SOP-16W |  |  |  |  | - |  |  |  | - |  |  |  |  | 45 | https://www.unikeyic.com/media/datasheet/b5/ef/a0bc/b5efa0bc69192e9375a2624df9b0a9bd.pdf | https://www.unikeyic.com/products/current-sensors/ah910w-v-b-30/35642959.html
AH910W-V-B-40 | ALFA | 45: 1.5442 90: 1.4848 135: 1.4254 | type: Current Sensors band_width（Hz）120K;(V): 4.5-5.5Power Consumption(mA): 11 ESD(KV): 5operating_temperature(℃): -40~125Sensing current range（A）±40 | - |  |  | - |  |  | AH910W-V-B-40 ALFA | [5 empty] | - | - | - | - | - |  |  |  | 125℃(max) |  |  | - | SOP-16W |  |  |  |  | - |  |  |  | - |  |  |  |  | 45 | https://www.unikeyic.com/media/datasheet/29/44/7b93/29447b93be2a6b9eebdc3c6c61e1a506.pdf | https://www.unikeyic.com/products/current-sensors/ah910w-v-b-40/35642677.html
AH910W-V-B-50 | ALFA | 45: 1.5442 90: 1.4848 135: 1.4254 | type: Current Sensors band_width（Hz）120K;(V): 4.5-5.5Power Consumption(mA): 11 ESD(KV): 5operating_temperature(℃): -40~125Sensing current range（A）±50 | - |  |  | - |  |  | AH910W-V-B-50 ALFA | [5 empty] | - | - | - | - | - |  |  |  | 125℃(max) |  |  | - | SOP-16W |  |  |  |  | - |  |  |  | - |  |  |  |  | 45 | https://www.unikeyic.com/media/datasheet/b5/ef/a0bc/b5efa0bc69192e9375a2624df9b0a9bd.pdf | https://www.unikeyic.com/products/current-sensors/ah910w-v-b-50/35641571.html
AH910W-V-B-60 | ALFA | 45: 1.5442 90: 1.4848 135: 1.4254 | Current Sensor 120kHz Bandwidth 4.5-5.5V Supply 11mA Power 5kV ESD -40~125°C ±60A Range | - |  |  | - |  |  | AH910W-V-B-60 ALFA | [5 empty] | - | - | - | - | - |  |  |  | 125℃(max) |  |  | - | SOP-16W |  |  |  |  | - |  |  |  | - |  |  |  |  | 45 | https://www.unikeyic.com/media/datasheet/ca/d3/a922/cad3a922202ab88a8efaca61ee800583.pdf | https://www.unikeyic.com/products/current-sensors/ah910w-v-b-60/35641755.html
AH910W-V-B-70 | ALFA | 45: 1.5442 90: 1.4848 135: 1.4254 | Current Sensor 120kHz 4.5-5.5V 11mA ESD 5kV -40~125°C ±70A | - |  |  | - |  |  | AH910W-V-B-70 ALFA | [5 empty] | - | - | - | - | - |  |  |  | 125℃(max) |  |  | - | SOP-16W |  |  |  |  | - |  |  |  | - |  |  |  |  | 45 | https://www.unikeyic.com/media/datasheet/b5/ef/a0bc/b5efa0bc69192e9375a2624df9b0a9bd.pdf | https://www.unikeyic.com/products/current-sensors/ah910w-v-b-70/35642560.html
AH910W-V-B-80 | ALFA | 45: 1.5442 90: 1.4848 135: 1.4254 | Current Sensor 120kHz 4.5-5.5V 11mA ESD 5kV -40~125°C ±80A | - |  |  | - |  |  | AH910W-V-B-80 ALFA | [5 empty] | - | - | - | - | - |  |  |  | 125℃(max) |  |  | - | SOP-16W |  |  |  |  | - |  |  |  | - |  |  |  |  | 45 | https://www.unikeyic.com/media/datasheet/ca/d3/a922/cad3a922202ab88a8efaca61ee800583.pdf | https://www.unikeyic.com/products/current-sensors/ah910w-v-b-80/35641827.html
AH920-F-B-05A | ALFA | 100: 0.9651 200: 0.928 300: 0.8909 | type: Differential current sensor band_width（Hz）120K;(V): 4.5-5.5Power Consumption(mA): 13.2； ESD(KV): 5operating_temperature(℃): -40~150Sensing current range（A）±5 | - |  |  | - |  |  | AH920-F-B-05A ALFA | [5 empty] | - | - | - | - | - |  |  |  | 150℃(max) |  |  | - | SOP-8 |  |  |  |  | - |  |  |  | - |  |  |  |  | 100 | https://www.unikeyic.com/media/datasheet/34/3a/4606/343a46069574abdcc9a0485d89f00325.pdf | https://www.unikeyic.com/products/current-sensors/ah920-f-b-05a/35641467.html
AH920-F-B-05B | ALFA | 100: 0.9651 200: 0.928 300: 0.8909 | type: Differential current sensor band_width（Hz）120K;(V): 4.5-5.5Power Consumption(mA): 13.2； ESD(KV): 5operating_temperature(℃): -40~150Sensing current range（A）±5 | - |  |  | - |  |  | AH920-F-B-05B ALFA | [5 empty] | - | - | - | - | - |  |  |  | 150℃(max) |  |  | - | SOP-8 |  |  |  |  | - |  |  |  | - |  |  |  |  | 100 | https://www.unikeyic.com/media/datasheet/8b/67/4805/8b674805dc46eda4f5d53e53629ce4cd.pdf | https://www.unikeyic.com/products/current-sensors/ah920-f-b-05b/35642805.html
AH920-F-B-10 | ALFA | 100: 0.9651 200: 0.928 300: 0.8909 | type: Differential current sensor band_width（Hz）120K;(V): 4.5-5.5Power Consumption(mA): 13.2； ESD(KV): 5operating_temperature(℃): -40~150Sensing current range（A）±10 | - |  |  | - |  |  | AH920-F-B-10 ALFA | [5 empty] | - | - | - | - | - |  |  |  | 150℃(max) |  |  | - | SOP-8 |  |  |  |  | - |  |  |  | - |  |  |  |  | 100 | https://www.unikeyic.com/media/datasheet/8b/67/4805/8b674805dc46eda4f5d53e53629ce4cd.pdf | https://www.unikeyic.com/products/current-sensors/ah920-f-b-10/35641250.html
AH920-F-B-20 | ALFA | 100: 0.9651 200: 0.928 300: 0.8909 | Differential Current Sensor, 120kHz BW, 4.5-5.5V, 13.2mA, 5kV ESD, -40~150°C, ±20A | - |  |  | - |  |  | AH920-F-B-20 ALFA | [5 empty] | - | - | - | - | - |  |  |  | 150℃(max) |  |  | - | SOP-8 |  |  |  |  | - |  |  |  | - |  |  |  |  | 100 | https://www.unikeyic.com/media/datasheet/8c/b8/db78/8cb8db787aa63747233adf48c6dc653b.pdf | https://www.unikeyic.com/products/current-sensors/ah920-f-b-20/35641883.html
AH920-F-B-30 | ALFA | 100: 0.9651 200: 0.928 300: 0.8909 | Differential Current Sensor 120kHz BW 4.5-5.5V 13.2mA 5kV ESD -40~150°C ±30A | - |  |  | - |  |  | AH920-F-B-30 ALFA | [5 empty] | - | - | - | - | - |  |  |  | 150℃(max) |  |  | - | SOP-8 |  |  |  |  | - |  |  |  | - |  |  |  |  | 100 | https://www.unikeyic.com/media/datasheet/66/e4/2094/66e4209410ab81bf0aba1e5044d619b4.pdf | https://www.unikeyic.com/products/current-sensors/ah920-f-b-30/35643069.html
AH920-F-B-40 | ALFA | 100: 0.9651 200: 0.928 300: 0.8909 | Differential Current Sensor, 120kHz BW, 4.5-5.5V Vcc, 13.2mA Pwr, 5kV ESD, -40~150°C, ±40A Range | - |  |  | - |  |  | AH920-F-B-40 ALFA | [5 empty] | - | - | - | - | - |  |  |  | 150℃(max) |  |  | - | SOP-8 |  |  |  |  | - |  |  |  | - |  |  |  |  | 100 | https://www.unikeyic.com/media/datasheet/8c/b8/db78/8cb8db787aa63747233adf48c6dc653b.pdf | https://www.unikeyic.com/products/current-sensors/ah920-f-b-40/35642999.html
AH920-F-B-50 | ALFA | 100: 0.9651 200: 0.928 300: 0.8909 | Differential Current Sensor, BW 120kHz, Vcc 4.5-5.5V, Iq 13.2mA, ESD 5kV, Temp -40~150°C, Iout ±50A | - |  |  | - |  |  | AH920-F-B-50 ALFA | [5 empty] | - | - | - | - | - |  |  |  | 150℃(max) |  |  | - | SOP-8 |  |  |  |  | - |  |  |  | - |  |  |  |  | 100 | https://www.unikeyic.com/media/datasheet/34/3a/4606/343a46069574abdcc9a0485d89f00325.pdf | https://www.unikeyic.com/products/current-sensors/ah920-f-b-50/35642564.html
AH920-V-B-05A | ALFA | 100: 0.9651 200: 0.928 300: 0.8909 | Differential Current Sensor, 120kHz BW, 4.5-5.5V, 13.2mA, 5kV ESD, -40~125°C, ±5A | - |  |  | - |  |  | AH920-V-B-05A ALFA | [5 empty] | - | - | - | - | - |  |  |  | 125℃(max) |  |  | - | SOP-8 |  |  |  |  | - |  |  |  | - |  |  |  |  | 100 | https://www.unikeyic.com/media/datasheet/8b/67/4805/8b674805dc46eda4f5d53e53629ce4cd.pdf | https://www.unikeyic.com/products/current-sensors/ah920-v-b-05a/35642581.html
AH920-V-B-05B | ALFA | 100: 0.9651 200: 0.928 300: 0.8909 | type:Differential current sensor band_width（Hz）120K;(V): 4.5-5.5Power Consumption(mA): 13.2； ESD(KV): 5operating_temperature(℃): -40~125Sensing current range（A）±5 | - |  |  | - |  |  | AH920-V-B-05B ALFA | [5 empty] | - | - | - | - | - |  |  |  | 125℃(max) |  |  | - | SOP-8 |  |  |  |  | - |  |  |  | - |  |  |  |  | 100 | https://www.unikeyic.com/media/datasheet/34/3a/4606/343a46069574abdcc9a0485d89f00325.pdf | https://www.unikeyic.com/products/current-sensors/ah920-v-b-05b/35641383.html
AH920-V-B-10 | ALFA | 100: 0.9651 200: 0.928 300: 0.8909 | type: Differential current sensor band_width（Hz）120K;(V): 4.5-5.5Power Consumption(mA): 13.2； ESD(KV): 5operating_temperature(℃): -40~150Sensing current range（A）±10 | - |  |  | - |  |  | AH920-V-B-10 ALFA | [5 empty] | - | - | - | - | - |  |  |  | 150℃(max) |  |  | - | SOP-8 |  |  |  |  | - |  |  |  | - |  |  |  |  | 100 | https://www.unikeyic.com/media/datasheet/8c/b8/db78/8cb8db787aa63747233adf48c6dc653b.pdf | https://www.unikeyic.com/products/current-sensors/ah920-v-b-10/35641625.html
AH920-V-B-20 | ALFA | 100: 0.9651 200: 0.928 300: 0.8909 | type: Differential current sensor band_width（Hz）120K;(V): 4.5-5.5Power Consumption(mA): 13.2； ESD(KV): 5operating_temperature(℃): -40~150Sensing current range（A）±20 | - |  |  | - |  |  | AH920-V-B-20 ALFA | [5 empty] | - | - | - | - | - |  |  |  | 150℃(max) |  |  | - | SOP-8 |  |  |  |  | - |  |  |  | - |  |  |  |  | 100 | https://www.unikeyic.com/media/datasheet/b7/e0/43bc/b7e043bcc80802d9bc7b465df42e9753.pdf | https://www.unikeyic.com/products/current-sensors/ah920-v-b-20/35641128.html
AH920-V-B-30 | ALFA | 100: 0.9651 200: 0.928 300: 0.8909 | type: Differential current sensor band_width（Hz）120K;(V): 4.5-5.5Power Consumption(mA): 13.2； ESD(KV): 5operating_temperature(℃): -40~150Sensing current range（A）±30 | - |  |  | - |  |  | AH920-V-B-30 ALFA | [5 empty] | - | - | - | - | - |  |  |  | 150℃(max) |  |  | - | SOP-8 |  |  |  |  | - |  |  |  | - |  |  |  |  | 100 | https://www.unikeyic.com/media/datasheet/66/e4/2094/66e4209410ab81bf0aba1e5044d619b4.pdf | https://www.unikeyic.com/products/current-sensors/ah920-v-b-30/35641745.html
AH920-V-B-40 | ALFA | 100: 0.9651 200: 0.928 300: 0.8909 | Differential Current Sensor, 120kHz BW, 4.5-5.5V Vcc, 13.2mA Pwr, 5kV ESD, -40~150°C, ±40A Range | - |  |  | - |  |  | AH920-V-B-40 ALFA | [5 empty] | - | - | - | - | - |  |  |  | 150℃(max) |  |  | - | SOP-8 |  |  |  |  | - |  |  |  | - |  |  |  |  | 100 | https://www.unikeyic.com/media/datasheet/8b/67/4805/8b674805dc46eda4f5d53e53629ce4cd.pdf | https://www.unikeyic.com/products/current-sensors/ah920-v-b-40/35642144.html
AH920-V-B-50 | ALFA | 100: 0.9651 200: 0.928 300: 0.8909 | Differential Current Sensor, BW 120kHz, Vcc 4.5-5.5V, Iq 13.2mA, ESD 5kV, Temp -40~150°C, Iout ±50A | - |  |  | - |  |  | AH920-V-B-50 ALFA | [5 empty] | - | - | - | - | - |  |  |  | 150℃(max) |  |  | - | SOP-8 |  |  |  |  | - |  |  |  | - |  |  |  |  | 100 | https://www.unikeyic.com/media/datasheet/b7/e0/43bc/b7e043bcc80802d9bc7b465df42e9753.pdf | https://www.unikeyic.com/products/current-sensors/ah920-v-b-50/35641107.html
AH920W-F-B-20 | ALFA | 45: 1.5442 90: 1.4848 135: 1.4254 | Diff Current Sensor BW 120kHz Vcc 4.5-5.5V Pwr 13.2mA ESD 5kV Temp -40~125°C Iout ±20A | - |  |  | - |  |  | AH920W-F-B-20 ALFA | [5 empty] | - | - | - | - | - |  |  |  | 125℃(max) |  |  | - | SOP-16W |  |  |  |  | - |  |  |  | - |  |  |  |  | 45 | https://www.unikeyic.com/media/datasheet/ef/da/1a97/efda1a9798f6d59faf9ba4e6c4d7a1da.pdf | https://www.unikeyic.com/products/current-sensors/ah920w-f-b-20/35642434.html
AH920W-F-B-30 | ALFA | 45: 1.5442 90: 1.4848 135: 1.4254 | type: Differential current sensor band_width（Hz）120K;(V): 4.5-5.5Power Consumption(mA): 13.2； ESD(KV): 5operating_temperature(℃): -40~125Sensing current range（A）±30 | - |  |  | - |  |  | AH920W-F-B-30 ALFA | [5 empty] | - | - | - | - | - |  |  |  | 125℃(max) |  |  | - | SOP-16W |  |  |  |  | - |  |  |  | - |  |  |  |  | 45 | https://www.unikeyic.com/media/datasheet/90/7a/a646/907aa6469ce445a87b63f52e5aef760a.pdf | https://www.unikeyic.com/products/current-sensors/ah920w-f-b-30/35642743.html
AH920W-F-B-40 | ALFA | 45: 1.5442 90: 1.4848 135: 1.4254 | Diff Current Sensor BW 120kHz Vcc 4.5-5.5V Pd 13.2mA ESD 5kV Temp -40~125°C Iout ±40A | - |  |  | - |  |  | AH920W-F-B-40 ALFA | [5 empty] | - | - | - | - | - |  |  |  | 125℃(max) |  |  | - | SOP-16W |  |  |  |  | - |  |  |  | - |  |  |  |  | 45 | https://www.unikeyic.com/media/datasheet/3a/22/0aaa/3a220aaa2dd9dc0abbdb3ed1beb72c03.pdf | https://www.unikeyic.com/products/current-sensors/ah920w-f-b-40/35642150.html
AH920W-F-B-50 | ALFA | 45+: 1.5442 90+: 1.4848 135+: 1.4254 | Differential Current Sensor, 120kHz Bandwidth, 4.5-5.5V Supply, 13.2mA Power, 5kV ESD, -40~125°C, ±50A Range | [38 empty] | 45 | https://www.unikeyic.com/media/datasheet/90/7a/a646/907aa6469ce445a87b63f52e5aef760a.pdf | https://www.unikeyic.com/products/current-sensors/ah920w-f-b-50/35642715.html
AH920W-F-B-60 | ALFA | 45: 1.5442 90: 1.4848 135: 1.4254 | type: Differential current sensor band_width（Hz）120K;(V): 4.5-5.5Power Consumption(mA): 13.2； ESD(KV): 5operating_temperature(℃): -40~125Sensing current range（A）±60 | - |  |  | - |  |  | AH920W-F-B-60 ALFA | [5 empty] | - | - | - | - | - |  |  |  | 125℃(max) |  |  | - | SOP-16W |  |  |  |  | - |  |  |  | - |  |  |  |  | 45 | https://www.unikeyic.com/media/datasheet/1b/ff/87b4/1bff87b4504585bc4d614967ad2157dd.pdf | https://www.unikeyic.com/products/current-sensors/ah920w-f-b-60/35642774.html
AH920W-F-B-70 | ALFA | 45: 1.5442 90: 1.4848 135: 1.4254 | Diff Current Sensor 120kHz 4.5-5.5V 13.2mA ESD 5kV -40~125°C ±70A | - |  |  | - |  |  | AH920W-F-B-70 ALFA | [5 empty] | - | - | - | - | - |  |  |  | 125℃(max) |  |  | - | SOP-16W |  |  |  |  | - |  |  |  | - |  |  |  |  | 45 | https://www.unikeyic.com/media/datasheet/90/7a/a646/907aa6469ce445a87b63f52e5aef760a.pdf | https://www.unikeyic.com/products/current-sensors/ah920w-f-b-70/35641364.html
AH920W-F-B-80 | ALFA | 45: 1.5442 90: 1.4848 135: 1.4254 | type: Differential current sensor band_width（Hz）120K;(V): 4.5-5.5Power Consumption(mA): 13.2； ESD(KV): 5operating_temperature(℃): -40~125Sensing current range（A）±80 | - |  |  | - |  |  | AH920W-F-B-80 ALFA | [5 empty] | - | - | - | - | - |  |  |  | 125℃(max) |  |  | - | SOP-16W |  |  |  |  | - |  |  |  | - |  |  |  |  | 45 | https://www.unikeyic.com/media/datasheet/ef/da/1a97/efda1a9798f6d59faf9ba4e6c4d7a1da.pdf | https://www.unikeyic.com/products/current-sensors/ah920w-f-b-80/35641227.html
AH920W-V-B-20 | ALFA | 45: 1.5442 90: 1.4848 135: 1.4254 | Diff Current Sensor BW 120kHz Vcc 4.5-5.5V Pwr 13.2mA ESD 5kV Temp -40~125°C Iout ±20A | - |  |  | - |  |  | AH920W-V-B-20 ALFA | [5 empty] | - | - | - | - | - |  |  |  | 125℃(max) |  |  | - | SOP-16W |  |  |  |  | - |  |  |  | - |  |  |  |  | 45 | https://www.unikeyic.com/media/datasheet/60/f9/2c59/60f92c5925a433b0c9199b8ff5b52961.pdf | https://www.unikeyic.com/products/current-sensors/ah920w-v-b-20/35642078.html
AH920W-V-B-30 | ALFA | 45: 1.5442 90: 1.4848 135: 1.4254 | type: Differential current sensor band_width（Hz）120K;(V): 4.5-5.5Power Consumption(mA): 13.2； ESD(KV): 5operating_temperature(℃): -40~125Sensing current range（A）±30 | - |  |  | - |  |  | AH920W-V-B-30 ALFA | [5 empty] | - | - | - | - | - |  |  |  | 125℃(max) |  |  | - | SOP-16W |  |  |  |  | - |  |  |  | - |  |  |  |  | 45 | https://www.unikeyic.com/media/datasheet/3a/22/0aaa/3a220aaa2dd9dc0abbdb3ed1beb72c03.pdf | https://www.unikeyic.com/products/current-sensors/ah920w-v-b-30/35641462.html
AH920W-V-B-40 | ALFA | 45: 1.5442 90: 1.4848 135: 1.4254 | Diff Current Sensor BW 120kHz Vcc 4.5-5.5V Pd 13.2mA ESD 5kV Temp -40~125°C Iout ±40A | - |  |  | - |  |  | AH920W-V-B-40 ALFA | [5 empty] | - | - | - | - | - |  |  |  | 125℃(max) |  |  | - | SOP-16W |  |  |  |  | - |  |  |  | - |  |  |  |  | 45 | https://www.unikeyic.com/media/datasheet/3a/22/0aaa/3a220aaa2dd9dc0abbdb3ed1beb72c03.pdf | https://www.unikeyic.com/products/current-sensors/ah920w-v-b-40/35641242.html
AH920W-V-B-50 | ALFA | 45: 1.5442 90: 1.4848 135: 1.4254 | Differential Current Sensor BW 120kHz Vcc 4.5-5.5V Pd 13.2mA ESD 5kV Temp -40~125°C Iout ±50A | - |  |  | - |  |  | AH920W-V-B-50 ALFA | [5 empty] | - | - | - | - | - |  |  |  | 125℃(max) |  |  | - | SOP-16W |  |  |  |  | - |  |  |  | - |  |  |  |  | 45 | https://www.unikeyic.com/media/datasheet/3a/22/0aaa/3a220aaa2dd9dc0abbdb3ed1beb72c03.pdf | https://www.unikeyic.com/products/current-sensors/ah920w-v-b-50/35642965.html
AH920W-V-B-60 | ALFA | 45: 1.5442 90: 1.4848 135: 1.4254 | type: Differential current sensor band_width（Hz）120K;(V): 4.5-5.5Power Consumption(mA): 13.2； ESD(KV): 5operating_temperature(℃): -40~125Sensing current range（A）±60 | - |  |  | - |  |  | AH920W-V-B-60 ALFA | [5 empty] | - | - | - | - | - |  |  |  | 125℃(max) |  |  | - | SOP-16W |  |  |  |  | - |  |  |  | - |  |  |  |  | 45 | https://www.unikeyic.com/media/datasheet/3a/22/0aaa/3a220aaa2dd9dc0abbdb3ed1beb72c03.pdf | https://www.unikeyic.com/products/current-sensors/ah920w-v-b-60/35641741.html
AH920W-V-B-70 | ALFA | 45: 1.5442 90: 1.4848 135: 1.4254 | Diff Current Sensor 120kHz 4.5-5.5V 13.2mA ESD 5kV -40~125°C ±70A | - |  |  | - |  |  | AH920W-V-B-70 ALFA | [5 empty] | - | - | - | - | - |  |  |  | 125℃(max) |  |  | - | SOP-16W |  |  |  |  | - |  |  |  | - |  |  |  |  | 45 | https://www.unikeyic.com/media/datasheet/1b/ff/87b4/1bff87b4504585bc4d614967ad2157dd.pdf | https://www.unikeyic.com/products/current-sensors/ah920w-v-b-70/35641991.html
AH920W-V-B-80 | ALFA | 45: 1.5442 90: 1.4848 135: 1.4254 | type: Differential current sensor band_width（Hz）120K;(V): 4.5-5.5Power Consumption(mA): 13.2； ESD(KV): 5operating_temperature(℃): -40~125Sensing current range（A）±80 | - |  |  | - |  |  | AH920W-V-B-80 ALFA | [5 empty] | - | - | - | - | - |  |  |  | 125℃(max) |  |  | - | SOP-16W |  |  |  |  | - |  |  |  | - |  |  |  |  | 45 | https://www.unikeyic.com/media/datasheet/90/7a/a646/907aa6469ce445a87b63f52e5aef760a.pdf | https://www.unikeyic.com/products/current-sensors/ah920w-v-b-80/35641702.html
AH950-F-B-100 | ALFA | 40: 3.8605 80: 3.712 120: 3.5635 | Current Sensor, 120kHz BW, 4.5-5.5V, 11.18mA, 5kV ESD, -40~150°C, ±100A Range | - |  |  | - |  |  | AH950-F-B-100 ALFA | [5 empty] | - | - | - | - | - |  |  |  | 150℃(max) |  |  | - | [5 empty] | - |  |  |  | - |  |  |  |  | 40 | https://www.unikeyic.com/media/datasheet/ac/a4/4c44/aca44c447e80c99d7899566da79dc5ae.pdf | https://www.unikeyic.com/products/current-sensors/ah950-f-b-100/35642896.html
AH950-F-B-150 | ALFA | 40: 3.8605 80: 3.712 120: 3.5635 | type: Current Sensors band_width（Hz）120K;(V): 4.5-5.5Power Consumption(mA): 11.18 ESD(KV): 5operating_temperature(℃): -40~150 Sensing current range（A）±150 | - |  |  | - |  |  | AH950-F-B-150 ALFA | [5 empty] | - | - | - | - | - |  |  |  | 150℃(max) |  |  | - | [5 empty] | - |  |  |  | - |  |  |  |  | 40 | https://www.unikeyic.com/media/datasheet/ac/a4/4c44/aca44c447e80c99d7899566da79dc5ae.pdf | https://www.unikeyic.com/products/current-sensors/ah950-f-b-150/35642671.html
AH950-F-B-200 | ALFA | 40: 3.8605 80: 3.712 120: 3.5635 | Current Sensor 120kHz 4.5-5.5V 11.18mA ESD 5kV -40~150°C ±200A | - |  |  | - |  |  | AH950-F-B-200 ALFA | [5 empty] | - | - | - | - | - |  |  |  | 150℃(max) |  |  | - | [5 empty] | - |  |  |  | - |  |  |  |  | 40 | https://www.unikeyic.com/media/datasheet/ac/a4/4c44/aca44c447e80c99d7899566da79dc5ae.pdf | https://www.unikeyic.com/products/current-sensors/ah950-f-b-200/35642465.html
AH950-F-B-50 | ALFA | 40: 3.8605 80: 3.712 120: 3.5635 | Current Sensor, 120kHz BW, 4.5-5.5V, 11.18mA, 5kV ESD, -40~150°C, ±50A | - |  |  | - |  |  | AH950-F-B-50 ALFA | [5 empty] | - | - | - | - | - |  |  |  | 150℃(max) |  |  | - | [5 empty] | - |  |  |  | - |  |  |  |  | 40 | https://www.unikeyic.com/media/datasheet/51/60/308a/5160308ae62d3b9dc2e1663d0e9d0ec3.pdf | https://www.unikeyic.com/products/current-sensors/ah950-f-b-50/35641251.html
AH950-F-U-100 | ALFA | 40: 3.8605 80: 3.712 120: 3.5635 | Current Sensor, 120kHz BW, 4.5-5.5V, 11.18mA, 5kV ESD, -40~150°C, ±100A | - |  |  | - |  |  | AH950-F-U-100 ALFA | [5 empty] | - | - | - | - | - |  |  |  | 150℃(max) |  |  | - | [5 empty] | - |  |  |  | - |  |  |  |  | 40 | https://www.unikeyic.com/media/datasheet/51/60/308a/5160308ae62d3b9dc2e1663d0e9d0ec3.pdf | https://www.unikeyic.com/products/current-sensors/ah950-f-u-100/35641743.html
AH950-F-U-150 | ALFA | 40: 3.8605 80: 3.712 120: 3.5635 | type: Current Sensors band_width（Hz）120K;(V): 4.5-5.5Power Consumption(mA): 11.18 ESD(KV): 5operating_temperature(℃): -40~150 Sensing current range（A）±150 | - |  |  | - |  |  | AH950-F-U-150 ALFA | [5 empty] | - | - | - | - | - |  |  |  | 150℃(max) |  |  | - | [5 empty] | - |  |  |  | - |  |  |  |  | 40 | https://www.unikeyic.com/media/datasheet/51/60/308a/5160308ae62d3b9dc2e1663d0e9d0ec3.pdf | https://www.unikeyic.com/products/current-sensors/ah950-f-u-150/35641341.html
AH950-F-U-200 | ALFA | 40: 3.8605 80: 3.712 120: 3.5635 | type: Current Sensors band_width（Hz）120K;(V): 4.5-5.5Power Consumption(mA): 11.18 ESD(KV): 5operating_temperature(℃): -40~150 Sensing current range（A）±200 | - |  |  | - |  |  | AH950-F-U-200 ALFA | [5 empty] | - | - | - | - | - |  |  |  | 150℃(max) |  |  | - | [5 empty] | - |  |  |  | - |  |  |  |  | 40 | https://www.unikeyic.com/media/datasheet/b1/f9/05c3/b1f905c3942a591208a47545576afcfc.pdf | https://www.unikeyic.com/products/current-sensors/ah950-f-u-200/35641774.html
AH950-F-U-50 | ALFA | 40: 3.8605 80: 3.712 120: 3.5635 | type: Current Sensors band_width（Hz）120K;(V): 4.5-5.5Power Consumption(mA): 11.18 ESD(KV): 5operating_temperature(℃): -40~150 Sensing current range（A）±50 | - |  |  | - |  |  | AH950-F-U-50 ALFA | [5 empty] | - | - | - | - | - |  |  |  | 150℃(max) |  |  | - | [5 empty] | - |  |  |  | - |  |  |  |  | 40 | https://www.unikeyic.com/media/datasheet/64/6b/ab65/646bab652137c01592d9377c847ec446.pdf | https://www.unikeyic.com/products/current-sensors/ah950-f-u-50/35642055.html
AH950-V-B-100 | ALFA | 40+: 3.8605 80+: 3.712 120+: 3.5635 | Current Sensor, 120kHz BW, 4.5-5.5V, 11.18mA, 5kV ESD, -40~150°C, ±100A Range | [38 empty] | 40 | https://www.unikeyic.com/media/datasheet/73/e3/c161/73e3c161a5b513402f7f880e14c51e72.pdf | https://www.unikeyic.com/products/current-sensors/ah950-v-b-100/35642894.html
AH950-V-B-150 | ALFA | 40+: 3.8605 80+: 3.712 120+: 3.5635 | Current Sensor Bandwidth 120kHz Supply 4.5-5.5V Power 11.18mA ESD 5kV Temp -40~150°C Current Range ±150A | [38 empty] | 40 | https://www.unikeyic.com/media/datasheet/b1/f9/05c3/b1f905c3942a591208a47545576afcfc.pdf | https://www.unikeyic.com/products/current-sensors/ah950-v-b-150/35642989.html
AH950-V-B-200 | ALFA | 40: 3.8605 80: 3.712 120: 3.5635 | Current Sensor Bandwidth 120kHz Supply 4.5-5.5V Power 11.18mA ESD 5kV Temp -40~150°C Range ±200A | - |  |  | - |  |  | AH950-V-B-200 ALFA | [5 empty] | - | - | - | - | - |  |  |  | 150℃(max) |  |  | - | [5 empty] | - |  |  |  | - |  |  |  |  | 40 | https://www.unikeyic.com/media/datasheet/64/6b/ab65/646bab652137c01592d9377c847ec446.pdf | https://www.unikeyic.com/products/current-sensors/ah950-v-b-200/35641216.html
AH950-V-B-50 | ALFA | 40: 3.8605 80: 3.712 120: 3.5635 | Current Sensor, 120kHz BW, 4.5-5.5V, 11.18mA, 5kV ESD, -40~150°C, ±50A | - |  |  | - |  |  | AH950-V-B-50 ALFA | [5 empty] | - | - | - | - | - |  |  |  | 150℃(max) |  |  | - | [5 empty] | - |  |  |  | - |  |  |  |  | 40 | https://www.unikeyic.com/media/datasheet/73/e3/c161/73e3c161a5b513402f7f880e14c51e72.pdf | https://www.unikeyic.com/products/current-sensors/ah950-v-b-50/35641875.html
AH951-10P | HXY MOSFET | 500: 3.1535 1,000: 3.101 1,500: 3.0221 | Supply Voltage:4.5-5.5V Static Output:2.5V Sensitivity:±50-±200A Bandwidth:65kHz | - |  |  | - | [8 empty] | - | - | - | - | - | [6 empty] | - | LSR-P |  |  |  |  | - |  |  |  | - |  |  |  |  | 360000 | https://www.unikeyic.com/media/about_us/Unikey_ISO_9001_Certification.pdf | https://www.unikeyic.com/products/current-sensors/ah951-10p/982364337.html
AH951-16P | HXY MOSFET | 500: 3.1535 1,000: 3.101 1,500: 3.0221 | Sensor 4.5-5.5V In 2.5V Out ±50-±200A Sens 65kHz BW | - |  |  | - | [8 empty] | - | - | - | - | - | [6 empty] | - | LSR-P |  |  |  |  | - |  |  |  | - |  |  |  |  | 360000 | https://www.unikeyic.com/media/about_us/Unikey_ISO_9001_Certification.pdf | https://www.unikeyic.com/products/current-sensors/ah951-16p/982369705.html
AH951-20P | HXY MOSFET | 500: 3.1535 1,000: 3.101 1,500: 3.0221 | Supply Voltage:4.5-5.5V Static Output:2.5V Sensitivity:±50-±200A Bandwidth:65kHz | - |  |  | - |  |  | AH951-20P HXY MOSFET | [5 empty] | - | - | - | - | - | [6 empty] | - | LSR-P |  |  |  |  | - |  |  |  | - |  |  |  |  | 360000 | https://www.unikeyic.com/media/datasheet/4f/21/9a44/4f219a448cc3f43996814cf701227372.pdf | https://www.unikeyic.com/products/current-sensors/ah951-20p/982365579.html
AH951-32P | HXY MOSFET | 500: 3.1535 1,000: 3.101 1,500: 3.0221 | Supply Voltage:4.5-5.5V Static Output:2.5V Sensitivity:±50-±200A Bandwidth:65kHz | - |  |  | - | [8 empty] | - | - | - | - | - | [6 empty] | - | LSR-P |  |  |  |  | - |  |  |  | - |  |  |  |  | 360000 | https://www.unikeyic.com/media/about_us/Unikey_ISO_9001_Certification.pdf | https://www.unikeyic.com/products/current-sensors/ah951-32p/982364786.html
AH951-40P | HXY MOSFET | 500+: 3.1535 1,000+: 3.101 1,500+: 3.0221 | VCC:4.5-5.5V, Vout:2.5V, Sensitivity:±50-±200A, BW:65kHz | [38 empty] | 360000 | https://www.unikeyic.com/media/datasheet/5f/57/873a/5f57873a7ea2b7f833159e0ce0cfde71.pdf | https://www.unikeyic.com/products/current-sensors/ah951-40p/982366976.html
AH951-50P | HXY MOSFET | 500: 3.1535 1,000: 3.101 1,500: 3.0221 | Sensor 4.5-5.5V In 2.5V Out ±50-±200A Sens 65kHz BW | - |  |  | - |  |  | AH951-50P HXY MOSFET | [5 empty] | - | - | - | - | - | [6 empty] | - | LSR-P |  |  |  |  | - |  |  |  | - |  |  |  |  | 360000 | https://www.unikeyic.com/media/datasheet/40/0b/f168/400bf168a6dc7bd249f82dad8960da87.pdf | https://www.unikeyic.com/products/current-sensors/ah951-50p/982369972.html
AHR 1000 B420 | LEM | 1: 433.522 | 50V | - | Industrial |  | - | [8 empty] | - | - | 50V | - | - |  |  |  | -40℃~70℃ |  |  | - | [5 empty] | - |  |  | bulk | - |  |  |  |  | 1 | https://www.unikeyic.com/media/about_us/Unikey_ISO_9001_Certification.pdf | https://www.unikeyic.com/products/current-sensors/ahr-1000-b420/685192580.html
AHR 500 B10 | LEM | 1: 346.3278 | Connector 50V Panel Mount | - | Industrial |  | - | [8 empty] | - | - | 50V | - | - |  | panel mount |  | -40℃~70℃ |  |  | - | [5 empty] | - |  |  |  | - |  |  |  |  | 2 | https://www.unikeyic.com/media/about_us/Unikey_ISO_9001_Certification.pdf | https://www.unikeyic.com/products/current-sensors/ahr-500-b10/691392865.html
AN1V 100 PB20 | CHIPSENSE | 30: 4.0208 60: 3.9538 90: 3.8533 120: 3.7527 | AN1V | - | Industrial |  | - |  |  | AN1V 100 PB20 CHIPSENSE | [5 empty] | - | - | - | - | - |  | Through hole mounting |  | -40℃~85℃ |  |  | - | [5 empty] | - |  |  |  | - |  |  |  |  | 50 | https://www.unikeyic.com/media/datasheet/f7/b5/5307/f7b55307eaf95c0fab31df7df0db423e.pdf | https://www.unikeyic.com/products/current-sensors/an1v-100-pb20/1013717803.html
AN1V 100 PB22 | CHIPSENSE | 5: 4.0208 10: 3.9538 15: 3.8533 20: 3.7527 | AN1V | - | Industrial |  | - |  |  | AN1V 100 PB22 CHIPSENSE | [5 empty] | - | - | - | - | - |  | Through hole mounting |  | -40℃~85℃ |  |  | - | [5 empty] | - |  |  |  | - |  |  |  |  | 5 | https://www.unikeyic.com/media/datasheet/c9/92/f579/c992f579af967765d5e68b0199672661.pdf | https://www.unikeyic.com/products/current-sensors/an1v-100-pb22/1013718675.html
AN1V 100 PB30 | CHIPSENSE | 30: 4.0208 60: 3.9538 90: 3.8533 120: 3.7527 | AN1V | - | Industrial |  | - |  |  | AN1V 100 PB30 CHIPSENSE | [5 empty] | - | - | - | - | - |  | Through hole mounting |  | -40℃~85℃ |  |  | - | [5 empty] | - |  |  |  | - |  |  |  |  | 175 | https://www.unikeyic.com/media/datasheet/b1/39/df76/b139df76e4aa9e440ee83c6e23255ece.pdf | https://www.unikeyic.com/products/current-sensors/an1v-100-pb30/1013722555.html
AN1V 100 PB501 | CHIPSENSE | 30: 4.0208 60: 3.9538 90: 3.8533 120: 3.7527 | AN1V | - | Industrial |  | - |  |  | AN1V 100 PB501 CHIPSENSE | [5 empty] | - | - | - | - | - |  | Through hole mounting |  | -40℃~85℃ |  |  | - | [5 empty] | - |  |  |  | - |  |  |  |  | 99 | https://www.unikeyic.com/media/datasheet/e2/4e/0ded/e24e0ded5862554f83880ab187fddd5f.pdf | https://www.unikeyic.com/products/current-sensors/an1v-100-pb501/1013716624.html
AN1V 150 PB20 | CHIPSENSE | 30: 4.0996 60: 4.0313 90: 3.9288 120: 3.8263 | AN1V | - | Industrial |  | - |  |  | AN1V 150 PB20 CHIPSENSE | [5 empty] | - | - | - | - | - |  | Through hole mounting |  | -40℃~85℃ |  |  | - | [5 empty] | - |  |  |  | - |  |  |  |  | 50 | https://www.unikeyic.com/media/datasheet/f7/b5/5307/f7b55307eaf95c0fab31df7df0db423e.pdf | https://www.unikeyic.com/products/current-sensors/an1v-150-pb20/1013717006.html
AN1V 150 PB22 | CHIPSENSE | 5: 4.0996 10: 4.0313 15: 3.9288 20: 3.8263 | AN1V | - | Industrial |  | - |  |  | AN1V 150 PB22 CHIPSENSE | [5 empty] | - | - | - | - | - |  | Through hole mounting |  | -40℃~85℃ |  |  | - | [5 empty] | - |  |  |  | - |  |  |  |  | 5 | https://www.unikeyic.com/media/datasheet/c9/92/f579/c992f579af967765d5e68b0199672661.pdf | https://www.unikeyic.com/products/current-sensors/an1v-150-pb22/1013721330.html
AN1V 200 PB20 | CHIPSENSE | 30: 4.1785 60: 4.1088 90: 4.0043 120: 3.8999 | AN1V | - | Industrial |  | - |  |  | AN1V 200 PB20 CHIPSENSE | [5 empty] | - | - | - | - | - |  | Through hole mounting |  | -40℃~85℃ |  |  | - | [5 empty] | - |  |  |  | - |  |  |  |  | 77 | https://www.unikeyic.com/media/datasheet/f7/b5/5307/f7b55307eaf95c0fab31df7df0db423e.pdf | https://www.unikeyic.com/products/current-sensors/an1v-200-pb20/1013722343.html
AN1V 200 PB22 | CHIPSENSE | 5+: 4.1785 10+: 4.1088 15+: 4.0043 20+: 3.8999 | AN1V | [38 empty] | 5 | https://www.unikeyic.com/media/datasheet/c9/92/f579/c992f579af967765d5e68b0199672661.pdf | https://www.unikeyic.com/products/current-sensors/an1v-200-pb22/1013716678.html
AN1V 250 PB22 | CHIPSENSE | 5: 4.2573 10: 4.1864 15: 4.0799 20: 3.9735 | AN1V | - | Industrial |  | - |  |  | AN1V 250 PB22 CHIPSENSE | [5 empty] | - | - | - | - | - |  | Through hole mounting |  | -40℃~85℃ |  |  | - | [5 empty] | - |  |  |  | - |  |  |  |  | 5 | https://www.unikeyic.com/media/datasheet/c9/92/f579/c992f579af967765d5e68b0199672661.pdf | https://www.unikeyic.com/products/current-sensors/an1v-250-pb22/1013715668.html
AN1V 50 PB20 | CHIPSENSE | 30: 3.9419 60: 3.8763 90: 3.7777 120: 3.6791 | AN1V | - | Industrial |  | - |  |  | AN1V 50 PB20 CHIPSENSE | [5 empty] | - | - | - | - | - |  | Through hole mounting |  | -40℃~85℃ |  |  | - | [5 empty] | - |  |  |  | - |  |  |  |  | 100 | https://www.unikeyic.com/media/datasheet/f7/b5/5307/f7b55307eaf95c0fab31df7df0db423e.pdf | https://www.unikeyic.com/products/current-sensors/an1v-50-pb20/1013718126.html
AN1V 50 PB21 | CHIPSENSE | 5: 3.9419 10: 3.8763 15: 3.7777 20: 3.6791 | AN1V | - | Industrial |  | - |  |  | AN1V 50 PB21 CHIPSENSE | [5 empty] | - | - | - | - | - |  | Through hole mounting |  | -40℃~85℃ |  |  | - | [5 empty] | - |  |  |  | - |  |  |  |  | 5 | https://www.unikeyic.com/media/datasheet/61/46/70ab/614670abb6f9c47b483baed55c9a947a.pdf | https://www.unikeyic.com/products/current-sensors/an1v-50-pb21/1013720415.html
AN1V 50 PB22 | CHIPSENSE | 5: 3.9419 10: 3.8763 15: 3.7777 20: 3.6791 | AN1V | - | Industrial |  | - |  |  | AN1V 50 PB22 CHIPSENSE | [5 empty] | - | - | - | - | - |  | Through hole mounting |  | -40℃~85℃ |  |  | - | [5 empty] | - |  |  |  | - |  |  |  |  | 5 | https://www.unikeyic.com/media/datasheet/c9/92/f579/c992f579af967765d5e68b0199672661.pdf | https://www.unikeyic.com/products/current-sensors/an1v-50-pb22/1013715204.html
AN1V 50 PB501 | CHIPSENSE | 10+: 3.9419 20+: 3.8763 30+: 3.7777 40+: 3.6791 | AN1V | [38 empty] | 10 | https://www.unikeyic.com/media/datasheet/e2/4e/0ded/e24e0ded5862554f83880ab187fddd5f.pdf | https://www.unikeyic.com/products/current-sensors/an1v-50-pb501/1013717684.html
AN3V 10 PB30 | CHIPSENSE | 10: 3.4689 20: 3.4111 30: 3.3244 40: 3.2377 | AN3V | - | Industrial |  | - |  |  | AN3V 10 PB30 CHIPSENSE | [5 empty] | - | - | - | - | - |  | Through hole mounting |  | -40℃~85℃ |  |  | - | [5 empty] | - |  |  |  | - |  |  |  |  | 10 | https://www.unikeyic.com/media/datasheet/11/59/dd06/1159dd06e869cbfae311933c25fe48f3.pdf | https://www.unikeyic.com/products/current-sensors/an3v-10-pb30/1013719343.html
AN3V 10 PB50 | CHIPSENSE | 13: 4.5727 26: 4.4965 39: 4.3821 52: 4.2678 | AN3V | - | Industrial |  | - |  |  | AN3V 10 PB50 CHIPSENSE | [5 empty] | - | - | - | - | - |  | Through hole mounting |  | -40℃~85℃ |  |  | - | [5 empty] | - |  |  |  | - |  |  |  |  | 13 | https://www.unikeyic.com/media/datasheet/a6/43/035c/a643035c3f392881316777da6b2c9a12.pdf | https://www.unikeyic.com/products/current-sensors/an3v-10-pb50/1013718067.html
AN3V 100 PB35 | CHIPSENSE | 10: 4.5569 20: 4.481 30: 4.367 40: 4.2531 | AN3V | - | Industrial |  | - |  |  | AN3V 100 PB35 CHIPSENSE | [5 empty] | - | - | - | - | - |  | Through hole mounting |  | -40℃~85℃ |  |  | - | [5 empty] | - |  |  |  | - |  |  |  |  | 10 | https://www.unikeyic.com/media/datasheet/9d/a8/c4e1/9da8c4e1005786b87b4890fc1d03123e.pdf | https://www.unikeyic.com/products/current-sensors/an3v-100-pb35/1013716421.html
AN3V 100 PB50 | CHIPSENSE | 30: 3.4689 60: 3.4111 90: 3.3244 120: 3.2377 | AN3V | - | Industrial |  | - |  |  | AN3V 100 PB50 CHIPSENSE | [5 empty] | - | - | - | - | - |  | Through hole mounting |  | -40℃~85℃ |  |  | - | [5 empty] | - |  |  |  | - |  |  |  |  | 165 | https://www.unikeyic.com/media/datasheet/a6/43/035c/a643035c3f392881316777da6b2c9a12.pdf | https://www.unikeyic.com/products/current-sensors/an3v-100-pb50/1013722242.html
AN3V 120 PB50 | CHIPSENSE | 30+: 3.4689 60+: 3.4111 90+: 3.3244 120+: 3.2377 | AN3V | [38 empty] | 849 | https://www.unikeyic.com/media/datasheet/a6/43/035c/a643035c3f392881316777da6b2c9a12.pdf | https://www.unikeyic.com/products/current-sensors/an3v-120-pb50/1013721165.html
AN3V 150 PB35 | CHIPSENSE | 10: 5.1561 20: 5.0702 30: 4.9412 40: 4.8123 | AN3V | - | Industrial |  | - |  |  | AN3V 150 PB35 CHIPSENSE | [5 empty] | - | - | - | - | - |  | Through hole mounting |  | -40℃~85℃ |  |  | - | [5 empty] | - |  |  |  | - |  |  |  |  | 10 | https://www.unikeyic.com/media/datasheet/9d/a8/c4e1/9da8c4e1005786b87b4890fc1d03123e.pdf | https://www.unikeyic.com/products/current-sensors/an3v-150-pb35/1013722112.html
AN3V 16 PB50 | CHIPSENSE | 30+: 3.4689 60+: 3.4111 90+: 3.3244 120+: 3.2377 | AN3V | [38 empty] | 1111 | https://www.unikeyic.com/media/datasheet/a6/43/035c/a643035c3f392881316777da6b2c9a12.pdf | https://www.unikeyic.com/products/current-sensors/an3v-16-pb50/1013718950.html
AN3V 180 PB35 | CHIPSENSE | 10: 5.1561 20: 5.0702 30: 4.9412 40: 4.8123 | AN3V | - | Industrial |  | - |  |  | AN3V 180 PB35 CHIPSENSE | [5 empty] | - | - | - | - | - |  | Through hole mounting |  | -40℃~85℃ |  |  | - | [5 empty] | - |  |  |  | - |  |  |  |  | 10 | https://www.unikeyic.com/media/datasheet/9d/a8/c4e1/9da8c4e1005786b87b4890fc1d03123e.pdf | https://www.unikeyic.com/products/current-sensors/an3v-180-pb35/1013719222.html
AN3V 20 PB50 | CHIPSENSE | 5: 3.3112 10: 3.256 15: 3.1733 20: 3.0905 | AN3V | - | Industrial |  | - |  |  | AN3V 20 PB50 CHIPSENSE | [5 empty] | - | - | - | - | - |  | Through hole mounting |  | -40℃~85℃ |  |  | - | [5 empty] | - |  |  |  | - |  |  |  |  | 5 | https://www.unikeyic.com/media/datasheet/a6/43/035c/a643035c3f392881316777da6b2c9a12.pdf | https://www.unikeyic.com/products/current-sensors/an3v-20-pb50/1013718904.html
AN3V 200 PB35 | CHIPSENSE | 10+: 5.1561 20+: 5.0702 30+: 4.9412 40+: 4.8123 | AN3V | [38 empty] | 10 | https://www.unikeyic.com/media/datasheet/9d/a8/c4e1/9da8c4e1005786b87b4890fc1d03123e.pdf | https://www.unikeyic.com/products/current-sensors/an3v-200-pb35/1013715964.html
AN3V 32 PB30 | CHIPSENSE | 10+: 3.4689 20+: 3.4111 30+: 3.3244 40+: 3.2377 | AN3V | [38 empty] | 10 | https://www.unikeyic.com/media/datasheet/11/59/dd06/1159dd06e869cbfae311933c25fe48f3.pdf | https://www.unikeyic.com/products/current-sensors/an3v-32-pb30/1013722681.html
AN3V 32 PB50 | CHIPSENSE | 30: 3.4689 60: 3.4111 90: 3.3244 120: 3.2377 | AN3V | - | Industrial |  | - |  |  | AN3V 32 PB50 CHIPSENSE | [5 empty] | - | - | - | - | - |  | Through hole mounting |  | -40℃~85℃ |  |  | - | [5 empty] | - |  |  |  | - |  |  |  |  | 983 | https://www.unikeyic.com/media/datasheet/a6/43/035c/a643035c3f392881316777da6b2c9a12.pdf | https://www.unikeyic.com/products/current-sensors/an3v-32-pb50/1013719795.html
AN3V 40 PB50 | CHIPSENSE | 30: 3.4689 60: 3.4111 90: 3.3244 120: 3.2377 | AN3V | - | Industrial |  | - |  |  | AN3V 40 PB50 CHIPSENSE | [5 empty] | - | - | - | - | - |  | Through hole mounting |  | -40℃~85℃ |  |  | - | [5 empty] | - |  |  |  | - |  |  |  |  | 310 | https://www.unikeyic.com/media/datasheet/a6/43/035c/a643035c3f392881316777da6b2c9a12.pdf | https://www.unikeyic.com/products/current-sensors/an3v-40-pb50/1013720716.html
AN3V 50 PB30 | CHIPSENSE | 30: 3.3112 60: 3.256 90: 3.1733 120: 3.0905 | AN3V | - | Industrial |  | - |  |  | AN3V 50 PB30 CHIPSENSE | [5 empty] | - | - | - | - | - |  | Through hole mounting |  | -40℃~85℃ |  |  | - | [5 empty] | - |  |  |  | - |  |  |  |  | 64 | https://www.unikeyic.com/media/datasheet/11/59/dd06/1159dd06e869cbfae311933c25fe48f3.pdf | https://www.unikeyic.com/products/current-sensors/an3v-50-pb30/1013722937.html
AN3V 50 PB50 | CHIPSENSE | 30: 3.3112 60: 3.256 90: 3.1733 120: 3.0905 | AN3V | - | Industrial |  | - |  |  | AN3V 50 PB50 CHIPSENSE | [5 empty] | - | - | - | - | - |  | Through hole mounting |  | -40℃~85℃ |  |  | - | [5 empty] | - |  |  |  | - |  |  |  |  | 1777 | https://www.unikeyic.com/media/datasheet/a6/43/035c/a643035c3f392881316777da6b2c9a12.pdf | https://www.unikeyic.com/products/current-sensors/an3v-50-pb50/1013719737.html
AN3V 80 PB50 | CHIPSENSE | 5+: 3.3112 10+: 3.256 15+: 3.1733 20+: 3.0905 | AN3V | [38 empty] | 5 | https://www.unikeyic.com/media/datasheet/a6/43/035c/a643035c3f392881316777da6b2c9a12.pdf | https://www.unikeyic.com/products/current-sensors/an3v-80-pb50/1013722777.html
AN4VA-A10F5B | CHIPSENSE | 5: 1.8921 10: 1.8606 15: 1.8133 20: 1.766 | AN4VA | - | Industrial |  | - |  |  | AN4VA-A10F5B CHIPSENSE | [5 empty] | - | - | - | - | - |  | Through hole mounting |  | -40℃~85℃ |  |  | - | [5 empty] | - |  |  |  | - |  |  |  |  | 5 | https://www.unikeyic.com/media/datasheet/41/d5/62a2/41d562a2c81c23a5194701325b51ee19.pdf | https://www.unikeyic.com/products/current-sensors/an4va-a10f5b/1013717100.html
AN4VA-A20F5B | CHIPSENSE | 12: 1.971 24: 1.9381 36: 1.8888 48: 1.8396 | AN4VA | - | Industrial |  | - |  |  | AN4VA-A20F5B CHIPSENSE | [5 empty] | - | - | - | - | - |  | Through hole mounting |  | -40℃~85℃ |  |  | - | [5 empty] | - |  |  |  | - |  |  |  |  | 12 | https://www.unikeyic.com/media/datasheet/41/d5/62a2/41d562a2c81c23a5194701325b51ee19.pdf | https://www.unikeyic.com/products/current-sensors/an4va-a20f5b/1013716981.html
AN4VA-A30F5U | CHIPSENSE | 10: 1.971 20: 1.9381 30: 1.8888 40: 1.8396 | AN4VA | - | Industrial |  | - |  |  | AN4VA-A30F5U CHIPSENSE | [5 empty] | - | - | - | - | - |  | Through hole mounting |  | -40℃~85℃ |  |  | - | [5 empty] | - |  |  |  | - |  |  |  |  | 10 | https://www.unikeyic.com/media/datasheet/41/d5/62a2/41d562a2c81c23a5194701325b51ee19.pdf | https://www.unikeyic.com/products/current-sensors/an4va-a30f5u/1013720076.html
AN4VA-A50F5B | CHIPSENSE | 10: 2.1759 20: 2.1397 30: 2.0853 40: 2.0309 | AN4VA | - | Industrial |  | - |  |  | AN4VA-A50F5B CHIPSENSE | [5 empty] | - | - | - | - | - |  | Through hole mounting |  | -40℃~85℃ |  |  | - | [5 empty] | - |  |  |  | - |  |  |  |  | 10 | https://www.unikeyic.com/media/datasheet/41/d5/62a2/41d562a2c81c23a5194701325b51ee19.pdf | https://www.unikeyic.com/products/current-sensors/an4va-a50f5b/1013716429.html
AN4VB-A20F3B | CHIPSENSE | 10: 1.971 20: 1.9381 30: 1.8888 40: 1.8396 | AN4VB | - | Industrial |  | - |  |  | AN4VB-A20F3B CHIPSENSE | [5 empty] | - | - | - | - | - |  | Through hole mounting |  | -40℃~85℃ |  |  | - | [5 empty] | - |  |  |  | - |  |  |  |  | 10 | https://www.unikeyic.com/media/datasheet/e3/08/ba6c/e308ba6ca4c28cfaf7b31ec85bd423a2.pdf | https://www.unikeyic.com/products/current-sensors/an4vb-a20f3b/1013722205.html
AN4VB-A20F5B | CHIPSENSE | 10: 1.971 20: 1.9381 30: 1.8888 40: 1.8396 | AN4VB | - | Industrial |  | - |  |  | AN4VB-A20F5B CHIPSENSE | [5 empty] | - | - | - | - | - |  | Through hole mounting |  | -40℃~85℃ |  |  | - | [5 empty] | - |  |  |  | - |  |  |  |  | 10 | https://www.unikeyic.com/media/datasheet/e3/08/ba6c/e308ba6ca4c28cfaf7b31ec85bd423a2.pdf | https://www.unikeyic.com/products/current-sensors/an4vb-a20f5b/1013715751.html
AN4VB-A30F3B | CHIPSENSE | 10: 1.971 20: 1.9381 30: 1.8888 40: 1.8396 | AN4VB | - | Industrial |  | - |  |  | AN4VB-A30F3B CHIPSENSE | [5 empty] | - | - | - | - | - |  | Through hole mounting |  | -40℃~85℃ |  |  | - | [5 empty] | - |  |  |  | - |  |  |  |  | 10 | https://www.unikeyic.com/media/datasheet/e3/08/ba6c/e308ba6ca4c28cfaf7b31ec85bd423a2.pdf | https://www.unikeyic.com/products/current-sensors/an4vb-a30f3b/1013720215.html
AN4VB-A30F5B | CHIPSENSE | 30: 1.971 60: 1.9381 90: 1.8888 120: 1.8396 | AN4VB | - | Industrial |  | - |  |  | AN4VB-A30F5B CHIPSENSE | [5 empty] | - | - | - | - | - |  | Through hole mounting |  | -40℃~85℃ |  |  | - | [5 empty] | - |  |  |  | - |  |  |  |  | 180 | https://www.unikeyic.com/media/datasheet/e3/08/ba6c/e308ba6ca4c28cfaf7b31ec85bd423a2.pdf | https://www.unikeyic.com/products/current-sensors/an4vb-a30f5b/1013719817.html
AN4VB-A50F5B | CHIPSENSE | 30: 2.1759 60: 2.1397 90: 2.0853 120: 2.0309 | AN4VB | - | Industrial |  | - |  |  | AN4VB-A50F5B CHIPSENSE | [5 empty] | - | - | - | - | - |  | Through hole mounting |  | -40℃~85℃ |  |  | - | [5 empty] | - |  |  |  | - |  |  |  |  | 190 | https://www.unikeyic.com/media/datasheet/e3/08/ba6c/e308ba6ca4c28cfaf7b31ec85bd423a2.pdf | https://www.unikeyic.com/products/current-sensors/an4vb-a50f5b/1013716136.html
AN4VC-A100F5B | CHIPSENSE | 10: 2.381 20: 2.3412 30: 2.2818 40: 2.2222 | AN4VC | - | Industrial |  | - |  |  | AN4VC-A100F5B CHIPSENSE | [5 empty] | - | - | - | - | - |  | Through hole mounting |  | -40℃~85℃ |  |  | - | [5 empty] | - |  |  |  | - |  |  |  |  | 10 | https://www.unikeyic.com/media/datasheet/56/75/0b0b/56750b0bff1198b19ff97261ac9e486f.pdf | https://www.unikeyic.com/products/current-sensors/an4vc-a100f5b/1013717630.html
AN4VC-A100R3B | CHIPSENSE | 10: 2.381 20: 2.3412 30: 2.2818 40: 2.2222 | AN4VC | - | Industrial |  | - |  |  | AN4VC-A100R3B CHIPSENSE | [5 empty] | - | - | - | - | - |  | Through hole mounting |  | -40℃~85℃ |  |  | - | [5 empty] | - |  |  |  | - |  |  |  |  | 10 | https://www.unikeyic.com/media/datasheet/56/75/0b0b/56750b0bff1198b19ff97261ac9e486f.pdf | https://www.unikeyic.com/products/current-sensors/an4vc-a100r3b/1013719662.html
AN5V 10 PB00 | CHIPSENSE | 2: 11.6682 4: 11.4737 6: 11.182 8: 10.8903 | AN5V | - | Industrial |  | - |  |  | AN5V 10 PB00 CHIPSENSE | [5 empty] | - | - | - | - | - |  | Through hole mounting |  | -40℃~85℃ |  |  | - | [5 empty] | - |  |  |  | - |  |  |  |  | 2 | https://www.unikeyic.com/media/datasheet/cd/f3/9b1a/cdf39b1a060b9db370f2145928e6bd2e.pdf | https://www.unikeyic.com/products/current-sensors/an5v-10-pb00/1013718970.html
AN5V 15 PB00 | CHIPSENSE | 20: 6.1495 40: 6.047 60: 5.8932 80: 5.7395 | AN5V | - | Industrial |  | - |  |  | AN5V 15 PB00 CHIPSENSE | [5 empty] | - | - | - | - | - |  | Through hole mounting |  | -40℃~85℃ |  |  | - | [5 empty] | - |  |  |  | - |  |  |  |  | 20 | https://www.unikeyic.com/media/datasheet/cd/f3/9b1a/cdf39b1a060b9db370f2145928e6bd2e.pdf | https://www.unikeyic.com/products/current-sensors/an5v-15-pb00/1013718372.html
AN5V 20 PB00 | CHIPSENSE | 13: 12.2989 26: 12.0939 39: 11.7865 52: 11.4789 | AN5V | - | Industrial |  | - |  |  | AN5V 20 PB00 CHIPSENSE | [5 empty] | - | - | - | - | - |  | Through hole mounting |  | -40℃~85℃ |  |  | - | [5 empty] | - |  |  |  | - |  |  |  |  | 13 | https://www.unikeyic.com/media/datasheet/cd/f3/9b1a/cdf39b1a060b9db370f2145928e6bd2e.pdf | https://www.unikeyic.com/products/current-sensors/an5v-20-pb00/1013722265.html
AN5V 25 PB00 | CHIPSENSE | 6: 12.2989 12: 12.0939 18: 11.7865 24: 11.4789 | AN5V | - | Industrial |  | - |  |  | AN5V 25 PB00 CHIPSENSE | [5 empty] | - | - | - | - | - |  | Through hole mounting |  | -40℃~85℃ |  |  | - | [5 empty] | - |  |  |  | - |  |  |  |  | 6 | https://www.unikeyic.com/media/datasheet/cd/f3/9b1a/cdf39b1a060b9db370f2145928e6bd2e.pdf | https://www.unikeyic.com/products/current-sensors/an5v-25-pb00/1013720113.html
AN5V 30 PB00 | CHIPSENSE | 5: 12.7719 10: 12.559 15: 12.2397 20: 11.9204 | AN5V | - | Industrial |  | - |  |  | AN5V 30 PB00 CHIPSENSE | [5 empty] | - | - | - | - | - |  | Through hole mounting |  | -40℃~85℃ |  |  | - | [5 empty] | - |  |  |  | - |  |  |  |  | 5 | https://www.unikeyic.com/media/datasheet/cd/f3/9b1a/cdf39b1a060b9db370f2145928e6bd2e.pdf | https://www.unikeyic.com/products/current-sensors/an5v-30-pb00/1013715742.html
AN5V 50 PB00 | CHIPSENSE | 13: 6.1495 26: 6.047 39: 5.8932 52: 5.7395 | AN5V | - | Industrial |  | - |  |  | AN5V 50 PB00 CHIPSENSE | [5 empty] | - | - | - | - | - |  | Through hole mounting |  | -40℃~85℃ |  |  | - | [5 empty] | - |  |  |  | - |  |  |  |  | 13 | https://www.unikeyic.com/media/datasheet/cd/f3/9b1a/cdf39b1a060b9db370f2145928e6bd2e.pdf | https://www.unikeyic.com/products/current-sensors/an5v-50-pb00/1013721080.html
AN6V 20 PB50 | CHIPSENSE | 30: 3.0117 60: 2.9614 90: 2.8862 120: 2.8109 | AN6V | - | Industrial |  | - |  |  | AN6V 20 PB50 CHIPSENSE | [5 empty] | - | - | - | - | - |  | Through hole mounting |  | -40℃~85℃ |  |  | - | [5 empty] | - |  |  |  | - |  |  |  |  | 110 | https://www.unikeyic.com/media/datasheet/54/66/6ec0/54666ec076ccf8825e6bbeb819c19174.pdf | https://www.unikeyic.com/products/current-sensors/an6v-20-pb50/1013719117.html
AN6V 32 PB50 | CHIPSENSE | 10: 3.2166 20: 3.163 30: 3.0826 40: 3.0022 | AN6V | - | Industrial |  | - |  |  | AN6V 32 PB50 CHIPSENSE | [5 empty] | - | - | - | - | - |  | Through hole mounting |  | -40℃~85℃ |  |  | - | [5 empty] | - |  |  |  | - |  |  |  |  | 10 | https://www.unikeyic.com/media/datasheet/54/66/6ec0/54666ec076ccf8825e6bbeb819c19174.pdf | https://www.unikeyic.com/products/current-sensors/an6v-32-pb50/1013715310.html
AN6V 40 PB50 | CHIPSENSE | 10: 3.3112 20: 3.256 30: 3.1733 40: 3.0905 | AN6V | - | Industrial |  | - |  |  | AN6V 40 PB50 CHIPSENSE | [5 empty] | - | - | - | - | - |  | Through hole mounting |  | -40℃~85℃ |  |  | - | [5 empty] | - |  |  |  | - |  |  |  |  | 10 | https://www.unikeyic.com/media/datasheet/54/66/6ec0/54666ec076ccf8825e6bbeb819c19174.pdf | https://www.unikeyic.com/products/current-sensors/an6v-40-pb50/1013717446.html
AN6V 50 PB50 | CHIPSENSE | 30: 3.4216 60: 3.3646 90: 3.279 120: 3.1935 | AN6V | - | Industrial |  | - |  |  | AN6V 50 PB50 CHIPSENSE | [5 empty] | - | - | - | - | - |  | Through hole mounting |  | -40℃~85℃ |  |  | - | [5 empty] | - |  |  |  | - |  |  |  |  | 91 | https://www.unikeyic.com/media/datasheet/54/66/6ec0/54666ec076ccf8825e6bbeb819c19174.pdf | https://www.unikeyic.com/products/current-sensors/an6v-50-pb50/1013723777.html
APR 200 B10 | LEM | 1: 164.4896 6: 151.33 12: 148.303 | LEM Current Transformers, APRseries, 200A, turns_ratio 200:1 | ±1% |  |  |  | 100A, 150A, 200A (Selectable) | 30mA |  | AC | 30Hz ~ 6kHz |  |  |  | ±0.5% |  |  |  |  | Not Applicable |  | Chassis Mount |  | -20°C ~ 60°C | Ratiometric, Voltage (Selectable) |  |  | Module | Bulk | Bidirectional |  |  | 400ms |  |  | - | Transformer w/Conditioning | APR | - | 24V | 25 | https://www.unikeyic.com/media/datasheet/83/ab/6ea4/83/e395fe60c1deea8a40e5426386eae47f.pdf | https://www.unikeyic.com/products/current-sensors/apr-200-b10/26633.html
APR 400 B10 | LEM | 1: 131.2308 5: 121.8974 10: 118.4274 25: 114.2813 50: 111.4452 | 400ms 30mA Bidirectional ±0.5% 200A，300A，400A(Selectable) ±1% base mount | ±1% |  |  |  | 200A, 300A, 400A (Selectable) | 30mA |  | AC | 30Hz ~ 6kHz |  |  |  | ±0.5% |  |  |  |  | Not Applicable |  | Chassis Mount |  | -20°C ~ 60°C | Ratiometric, Voltage (Selectable) |  |  | Module | Bulk | Bidirectional |  |  | 400ms |  |  | - | Transformer w/Conditioning | APR | - | 24V | 63 | https://www.unikeyic.com/media/datasheet/83/ab/6ea4/83/e395fe60c1deea8a40e5426386eae47f.pdf | https://www.unikeyic.com/products/current-sensors/apr-400-b10/34993704.html
APR 400 B420L | LEM | 1: 142.3688 5: 132.3608 10: 128.638 25: 124.1879 50: 121.1442 | 400ms 12V 25mA 24V Bidirectional ±0.5% 200A，300A，400A(Selectable) ±1% base mount | ±1% |  |  |  | 200A, 300A, 400A (Selectable) | 25mA |  | AC | 30Hz ~ 6kHz |  |  |  | ±0.5% |  |  |  |  | Not Applicable |  | Chassis Mount |  | -20°C ~ 60°C | Ratiometric, 4mA ~ 20mA |  |  | Module | Bulk | Bidirectional |  |  | 400ms | 2039213 |  | - | Transformer w/Conditioning | APR | - | 12V ~ 24V | 43 | https://www.unikeyic.com/media/datasheet/3e/9a/0f33/3e/d8a11e881f0874c20e31a2e666cfc80b.pdf | https://www.unikeyic.com/products/current-sensors/apr-400-b420l/35067831.html
APR 50 B10 | LEM | 1: 142.6767 6: 131.2617 12: 128.6376 | LEM Current Transformers, APRseries, 50A, turns_ratio 50:1 | ±1% |  |  |  | 10A, 25A, 50A (Selectable) | 30mA |  | AC | 30Hz ~ 6kHz |  |  |  | ±0.5% |  |  |  |  | Not Applicable |  | Chassis Mount |  | -20°C ~ 60°C | Ratiometric, Voltage (Selectable) |  |  | Module | Bulk | Bidirectional |  |  | 400ms |  |  | - | Transformer w/Conditioning | APR | - | 24V | 165 | https://www.unikeyic.com/media/datasheet/83/ab/6ea4/83/e395fe60c1deea8a40e5426386eae47f.pdf | https://www.unikeyic.com/products/current-sensors/apr-50-b10/11023265.html
APR 50 B420L | LEM | 1: 159.3973 | LEM Current Transformers, APRseries, 150A, 4 → 20 mA output, turns_ratio 150:1 | ±1% |  |  |  | 10A, 25A, 50A (Selectable) | 25mA |  | AC | 30Hz ~ 6kHz |  |  |  | ±0.5% |  |  |  |  | Not Applicable |  | Chassis Mount |  | -20°C ~ 60°C | Ratiometric, 4mA ~ 20mA |  |  | Module | Bulk | Bidirectional |  |  | 400ms | 2039212 |  | - | Transformer w/Conditioning | APR | - | 12V ~ 24V | 56 | https://www.unikeyic.com/media/datasheet/3e/9a/0f33/3e/d8a11e881f0874c20e31a2e666cfc80b.pdf | https://www.unikeyic.com/products/current-sensors/apr-50-b420l/35035007.html
AS3-NOAC-FT | NK Technologies | 1: 174.2364 | 2.5s, Unidirectional, 1A/6A/40A/175A (Selectable), Bracket Mount | - | Industrial |  | 1A, 6A, 40A, 175A(Selectable) | [8 empty] | - | Unidirectional | - | - | - |  | base mount |  | -20℃~50℃ |  |  | - |  |  |  |  | On sale | 2.5s |  |  | bulk | - |  |  |  |  | 13 | https://www.unikeyic.com/media/about_us/Unikey_ISO_9001_Certification.pdf | https://www.unikeyic.com/products/current-sensors/as3-noac-ft/11189199.html
AS3-NOAC-FT-03 | NK Technologies | 1: 203.04 | 2.5s Unidirectional 1A, 6A, 40A, 175A (Selectable) Base Mount | - | Industrial |  | 1A, 6A, 40A, 175A(Selectable) | [8 empty] | - | Unidirectional | - | - | - |  | base mount |  | -20℃~50℃ |  |  | - |  |  |  |  | On sale | 2.5s |  |  | bulk | - |  |  |  |  | 25 | https://www.unikeyic.com/media/about_us/Unikey_ISO_9001_Certification.pdf | https://www.unikeyic.com/products/current-sensors/as3-noac-ft-03/34961410.html
ASR-04-100A:4-20MA | Aim Dynamics | 1: 745.9236 | 8V 35V 100A ±1% | ±1% | Industrial |  | 100A | [8 empty] | - | - | 35V | - | 8V |  |  |  | -20℃~80℃ |  |  | - | [5 empty] | - |  |  | Bagged | - |  |  |  |  | 6 | https://www.unikeyic.com/media/about_us/Unikey_ISO_9001_Certification.pdf | https://www.unikeyic.com/products/current-sensors/asr-04-100a-4-20ma/32089897.html
ASR-04-1200A:4-20MA | Aim Dynamics | 1: 745.9236 | 8V 35V 1.2kA ±1% | ±1% | Industrial |  | 1.2KA | [8 empty] | - | - | 35V | - | 8V |  |  |  | -20℃~80℃ |  |  | - | [5 empty] | - |  |  | Bagged | - |  |  |  |  | 1 | https://www.unikeyic.com/media/about_us/Unikey_ISO_9001_Certification.pdf | https://www.unikeyic.com/products/current-sensors/asr-04-1200a-4-20ma/3146976.html
ASR-04-200A:333MV | Aim Dynamics | 1: 717.12 | 9V 200A 36V ±0.5% 500mA ±1% | ±1% | Industrial |  | 500mA | [8 empty] | ±0.5% | - | 36V | 200A | 9V |  |  |  | -20℃~80℃ |  |  | - |  |  |  |  | On sale | - |  |  | Bagged | - |  |  |  |  | 3 | https://www.unikeyic.com/media/about_us/Unikey_ISO_9001_Certification.pdf | https://www.unikeyic.com/products/current-sensors/asr-04-200a-333mv/10989714.html
ASR-04-200A:4-20MA | Aim Dynamics | 1: 745.9236 | 8V 200A 35V ±0.5% 200A ±1% | ±1% | Industrial |  | 200A | [8 empty] | ±0.5% | - | 35V | 200A | 8V |  |  |  | -20℃~80℃ |  |  | - |  |  |  |  | On sale | - |  |  | Bagged | - |  |  |  |  | 5 | https://www.unikeyic.com/media/about_us/Unikey_ISO_9001_Certification.pdf | https://www.unikeyic.com/products/current-sensors/asr-04-200a-4-20ma/11117444.html
ASR-04-50A:333MV | Aim Dynamics | 1: 717.12 | 9V 36V 50A ±1% | ±1% | Industrial |  | 50A | [8 empty] | - | - | 36V | - | 9V |  |  |  | -20℃~80℃ |  |  | - | [5 empty] | - |  |  | Bagged | - |  |  |  |  | 6 | https://www.unikeyic.com/media/about_us/Unikey_ISO_9001_Certification.pdf | https://www.unikeyic.com/products/current-sensors/asr-04-50a-333mv/23617417.html
ASR-04-50A:4-20MA | Aim Dynamics | 1: 745.9236 | 8V 35V 50A ±1% | ±1% | Industrial |  | 50A | [8 empty] | - | - | 35V | - | 8V |  |  |  | -20℃~80℃ |  |  | - | [5 empty] | - |  |  | Bagged | - |  |  |  |  | 1 | https://www.unikeyic.com/media/about_us/Unikey_ISO_9001_Certification.pdf | https://www.unikeyic.com/products/current-sensors/asr-04-50a-4-20ma/7471745.html
ASR-04-800A:4-20MA | Aim Dynamics | 1: 745.9236 | 8V 35V 800A ±1% | ±1% | Industrial |  | 800A | [8 empty] | - | - | 35V | - | 8V |  |  |  | -20℃~80℃ |  |  | - | [5 empty] | - |  |  | Bagged | - |  |  |  |  | 1 | https://www.unikeyic.com/media/about_us/Unikey_ISO_9001_Certification.pdf | https://www.unikeyic.com/products/current-sensors/asr-04-800a-4-20ma/32173921.html
ASR-07-100A:333MV | Aim Dynamics | 1: 760.32 | 9V 100A 36V ±0.5% 500mA ±1% | ±1% | Industrial |  | 500mA | [8 empty] | ±0.5% | - | 36V | 100A | 9V |  |  |  | -20℃~80℃ |  |  | - |  |  |  |  | On sale | - |  |  | Bagged | - |  |  |  |  | 9 | https://www.unikeyic.com/media/about_us/Unikey_ISO_9001_Certification.pdf | https://www.unikeyic.com/products/current-sensors/asr-07-100a-333mv/10996776.html
ASR-07-100A:4-20MA | Aim Dynamics | 1: 789.1236 | 8V 35V 100A ±1% | ±1% | Industrial |  | 100A | [8 empty] | - | - | 35V | - | 8V |  |  |  | -20℃~80℃ |  |  | - | [5 empty] | - |  |  | Bagged | - |  |  |  |  | 6 | https://www.unikeyic.com/media/about_us/Unikey_ISO_9001_Certification.pdf | https://www.unikeyic.com/products/current-sensors/asr-07-100a-4-20ma/24489678.html
ASR-07-1200A:4-20MA | Aim Dynamics | 1: 789.1236 | 8V 35V 1.2kA ±1% | ±1% | Industrial |  | 1.2KA | [8 empty] | - | - | 35V | - | 8V |  |  |  | -20℃~80℃ |  |  | - | [5 empty] | - |  |  | Bagged | - |  |  |  |  | 1 | https://www.unikeyic.com/media/about_us/Unikey_ISO_9001_Certification.pdf | https://www.unikeyic.com/products/current-sensors/asr-07-1200a-4-20ma/26269384.html
ASR-07-2000A:4-20MA | Aim Dynamics | 1: 789.1236 | 8V 35V 2kA ±1% | ±1% | Industrial |  | 2KA | [8 empty] | - | - | 35V | - | 8V |  |  |  | -20℃~80℃ |  |  | - | [5 empty] | - |  |  | Bagged | - |  |  |  |  | 1 | https://www.unikeyic.com/media/about_us/Unikey_ISO_9001_Certification.pdf | https://www.unikeyic.com/products/current-sensors/asr-07-2000a-4-20ma/9294007.html
ASR-07-200A:4-20MA | Aim Dynamics | 1: 789.1236 | 8V 35V 200A ±1% | ±1% | Industrial |  | 200A | [8 empty] | - | - | 35V | - | 8V |  |  |  | -20℃~80℃ |  |  | - | [5 empty] | - |  |  | Bagged | - |  |  |  |  | 5 | https://www.unikeyic.com/media/about_us/Unikey_ISO_9001_Certification.pdf | https://www.unikeyic.com/products/current-sensors/asr-07-200a-4-20ma/20245080.html
ASR-07-500A:4-20MA | Aim Dynamics | 1: 789.1236 | 8V 35V 500A ±1% | ±1% | Industrial |  | 500A | [8 empty] | - | - | 35V | - | 8V |  |  |  | -20℃~80℃ |  |  | - | [5 empty] | - |  |  | Bagged | - |  |  |  |  | 10 | https://www.unikeyic.com/media/about_us/Unikey_ISO_9001_Certification.pdf | https://www.unikeyic.com/products/current-sensors/asr-07-500a-4-20ma/10028139.html
ASR-07-50A:4-20MA | Aim Dynamics | 1: 789.1236 | 8V 35V 50A ±1% | ±1% | Industrial |  | 50A | [8 empty] | - | - | 35V | - | 8V |  |  |  | -20℃~80℃ |  |  | - | [5 empty] | - |  |  | Bagged | - |  |  |  |  | 1 | https://www.unikeyic.com/media/about_us/Unikey_ISO_9001_Certification.pdf | https://www.unikeyic.com/products/current-sensors/asr-07-50a-4-20ma/31482679.html
ASR-11-100A:4-20MA | Aim Dynamics | 1: 953.2836 | 8V 35V 100A ±1% | ±1% | Industrial |  | 100A | [8 empty] | - | - | 35V | - | 8V |  |  |  | -20℃~80℃ |  |  | - | [5 empty] | - |  |  | Bagged | - |  |  |  |  | 6 | https://www.unikeyic.com/media/about_us/Unikey_ISO_9001_Certification.pdf | https://www.unikeyic.com/products/current-sensors/asr-11-100a-4-20ma/27783253.html
ASR-11-1200A:4-20MA | Aim Dynamics | 1: 953.2836 | TVS Diode 8V 35V 1.2kA ±1% | ±1% | Industrial |  | 1.2KA | [8 empty] | - | - | 35V | - | 8V |  |  |  | -20℃~80℃ |  |  | - | [5 empty] | - |  |  | Bagged | - |  |  |  |  | 1 | https://www.unikeyic.com/media/about_us/Unikey_ISO_9001_Certification.pdf | https://www.unikeyic.com/products/current-sensors/asr-11-1200a-4-20ma/19438373.html
ASR-11-2000A:333MV | Aim Dynamics | 1: 924.48 | 9V 2KA 36V ±0.5% 2KA ±1% | ±1% | Industrial |  | 2KA | [8 empty] | ±0.5% | - | 36V | 2KA | 9V |  |  |  | -20℃~80℃ |  |  | - |  |  |  |  | On sale | - |  |  | Bagged | - |  |  |  |  | 5 | https://www.unikeyic.com/media/about_us/Unikey_ISO_9001_Certification.pdf | https://www.unikeyic.com/products/current-sensors/asr-11-2000a-333mv/34981848.html
ASR-11-200A:333MV | Aim Dynamics | 1: 924.48 | 9V 200A 36V ±0.5% 200A ±1% | ±1% | Industrial |  | 200A | [8 empty] | ±0.5% | - | 36V | 200A | 9V |  |  |  | -20℃~80℃ |  |  | - |  |  |  |  | On sale | - |  |  | Bagged | - |  |  |  |  | 3 | https://www.unikeyic.com/media/about_us/Unikey_ISO_9001_Certification.pdf | https://www.unikeyic.com/products/current-sensors/asr-11-200a-333mv/35044794.html
ASR-11-200A:4-20MA | Aim Dynamics | 1: 953.2836 | 8V 200A 35V ±0.5% 200A ±1% | ±1% | Industrial |  | 200A | [8 empty] | ±0.5% | - | 35V | 200A | 8V |  |  |  | -20℃~80℃ |  |  | - |  |  |  |  | On sale | - |  |  | Bagged | - |  |  |  |  | 5 | https://www.unikeyic.com/media/about_us/Unikey_ISO_9001_Certification.pdf | https://www.unikeyic.com/products/current-sensors/asr-11-200a-4-20ma/11071054.html
ASR-11-500A:333MV | Aim Dynamics | 1: 924.48 | 9V 36V 500A ±1% | ±1% | Industrial |  | 500A | [8 empty] | - | - | 36V | - | 9V |  |  |  | -20℃~80℃ |  |  | - | [5 empty] | - |  |  | Bagged | - |  |  |  |  | 3 | https://www.unikeyic.com/media/about_us/Unikey_ISO_9001_Certification.pdf | https://www.unikeyic.com/products/current-sensors/asr-11-500a-333mv/9997023.html
ASR-11-50A:333MV | Aim Dynamics | 1: 924.48 | 9V 36V 50A ±1% | ±1% | Industrial |  | 50A | [8 empty] | - | - | 36V | - | 9V |  |  |  | -20℃~80℃ |  |  | - | [5 empty] | - |  |  | Bagged | - |  |  |  |  | 6 | https://www.unikeyic.com/media/about_us/Unikey_ISO_9001_Certification.pdf | https://www.unikeyic.com/products/current-sensors/asr-11-50a-333mv/13134942.html
ASR-11-50A:4-20MA | Aim Dynamics | 1: 953.2836 | 8V 35V 50A ±1% | ±1% | Industrial |  | 50A | [8 empty] | - | - | 35V | - | 8V |  |  |  | -20℃~80℃ |  |  | - | [5 empty] | - |  |  | Bagged | - |  |  |  |  | 1 | https://www.unikeyic.com/media/about_us/Unikey_ISO_9001_Certification.pdf | https://www.unikeyic.com/products/current-sensors/asr-11-50a-4-20ma/32809332.html
ASR-11-800A:4-20MA | Aim Dynamics | 1: 953.2836 | 8V 35V 800A ±1% | ±1% | Industrial |  | 800A | [8 empty] | - | - | 35V | - | 8V |  |  |  | -20℃~80℃ |  |  | - | [5 empty] | - |  |  | Bagged | - |  |  |  |  | 1 | https://www.unikeyic.com/media/about_us/Unikey_ISO_9001_Certification.pdf | https://www.unikeyic.com/products/current-sensors/asr-11-800a-4-20ma/21184357.html
AT 20 B10 | LEM | 1: 87.7928 5: 87.7928 10: 87.7928 | LEM Current Transformers, ATseries, 20A, turns_ratio 20:1 | ±1.5% |  |  |  | 20A | - |  | AC | 50/60Hz |  |  |  | ±0.5% |  |  |  |  | Not Applicable |  | Chassis Mount |  | -20°C ~ 60°C | Ratiometric, 0 V ~ 10 V |  |  | Module | Bulk | Bidirectional |  |  | 300ms | 1815419 |  | - | Transformer w/Conditioning | AT | - | Self Powered | 12 | https://www.unikeyic.com/media/datasheet/c1/3b/8309/c1/5a5e0fae95862588bf12145767f26209.pdf | https://www.unikeyic.com/products/current-sensors/at-20-b10/11132816.html
AT 20 B420L | LEM | 1: 116.7191 5: 116.7191 | LEM Current Transformers, ATseries, 20A, 4 → 20 mA output, turns_ratio 20:1 | ±1.5% |  |  |  | 20A | 30mA |  | AC | 50/60Hz |  |  |  | ±0.5% |  |  |  |  | Not Applicable |  | Chassis Mount |  | -20°C ~ 60°C | Ratiometric, 4mA ~ 20mA |  |  | Module | Bulk | Bidirectional |  |  | 100ms | 2039208 |  | - | Transformer w/Conditioning | AT | - | 20V ~ 30V | 152 | https://www.unikeyic.com/media/datasheet/a9/1c/fe01/a9/be8077866ecad78e931836a48ac62527.pdf | https://www.unikeyic.com/products/current-sensors/at-20-b420l/35026151.html
AT 5 B420L | LEM | 1: 219.336 | LEM Current Transformers, ATseries, 5A, 4 → 20 mA output, turns_ratio 5:1 | ±1.5% |  |  |  | 5A | 30mA |  | AC | 50/60Hz |  |  |  | ±0.5% |  |  |  |  | Not Applicable |  | Chassis Mount |  | -20°C ~ 60°C | Ratiometric, 4mA ~ 20mA |  |  | Module | Bulk | Bidirectional |  |  | 100ms | 2039207 |  | - | Transformer w/Conditioning | AT | - | 20V ~ 30V | 14 | https://www.unikeyic.com/media/datasheet/a9/1c/fe01/a9/be8077866ecad78e931836a48ac62527.pdf | https://www.unikeyic.com/products/current-sensors/at-5-b420l/10935705.html
AT 50 B10 | LEM | 1: 103.0402 5: 103.0402 | LEM Current Transformers, ATseries, 50A, turns_ratio 50:1 | ±1.5% |  |  |  | 50A | - |  | AC | 50/60Hz |  |  |  | ±0.5% |  |  |  |  | Not Applicable |  | Chassis Mount |  | -20°C ~ 60°C | Ratiometric, 0 V ~ 10 V |  |  | Module | Bulk | Bidirectional |  |  | 300ms | 1815420 |  | - | Transformer w/Conditioning | AT | - | Self Powered | 91 | https://www.unikeyic.com/media/datasheet/c1/3b/8309/c1/5a5e0fae95862588bf12145767f26209.pdf | https://www.unikeyic.com/products/current-sensors/at-50-b10/35044869.html
AT1-420-24L-SP | NK Technologies | 1: 309.6036 | 300ms 5V 40V Unidirectional 10A，20A，50A(Selectable) ±1% base mount | ±1% | Industrial |  | 10A, 20A, 50A(Selectable) | [8 empty] | - | Unidirectional | 40V | - | 5V |  | base mount |  | -20℃~50℃ |  |  | - |  |  |  |  | On sale | 300ms |  |  | boxed | - |  |  |  |  | 8 | https://www.unikeyic.com/media/about_us/Unikey_ISO_9001_Certification.pdf | https://www.unikeyic.com/products/current-sensors/at1-420-24l-sp/10998182.html
AT2-010-000-FT | NK Technologies | 1: 182.8764 | 100ms Unidirectional 100A, 150A, 200A (Selectable) ±1% Base Mount | ±1% | Industrial |  | 100A, 150A, 200A(Selectable) | [8 empty] | - | Unidirectional | - | - | - |  | base mount |  | -20℃~50℃ |  |  | - |  |  |  |  | On sale | 100ms |  |  | boxed | - |  |  |  |  | 8 | https://www.unikeyic.com/media/about_us/Unikey_ISO_9001_Certification.pdf | https://www.unikeyic.com/products/current-sensors/at2-010-000-ft/11293475.html
AT2-010-000-SP | NK Technologies | 1: 237.6 | AC Current Transducers | - |  |  | - | [8 empty] | - | - | - | - | - | [6 empty] | - | [5 empty] | - |  |  |  | - |  |  |  |  | 14 | https://www.unikeyic.com/media/about_us/Unikey_ISO_9001_Certification.pdf | https://www.unikeyic.com/products/current-sensors/at2-010-000-sp/11217745.html
ATR1-420-24L-SP | NK Technologies | 1: 396.0036 | 600ms, 12V, 40V, Unidirectional, 10A/20A/50A (Selectable), ±1%, Base Mount | ±1% | Industrial |  | 10A, 20A, 50A(Selectable) | [8 empty] | - | Unidirectional | 40V | - | 12V |  | base mount |  | -20℃~50℃ |  |  | - |  |  |  |  | On sale | 600ms |  |  | boxed | - |  |  |  |  | 12 | https://www.unikeyic.com/media/about_us/Unikey_ISO_9001_Certification.pdf | https://www.unikeyic.com/products/current-sensors/atr1-420-24l-sp/11223968.html
ATR2-420-24L-FT | NK Technologies | 1: 326.8836 | 600ms 12V 40V Unidirectional 100A/150A/200A (Selectable) ±1% Base Mount | ±1% | Industrial |  | 100A, 150A, 200A(Selectable) |  |  | ATR2-420-24L-FT NK Technologies | [5 empty] | - | Unidirectional | 40V | - | 12V |  | base mount |  | -20℃~50℃ |  |  | - |  |  |  |  | On sale | 600ms |  |  | boxed | - |  |  |  |  | 11 | https://www.unikeyic.com/media/datasheet/02/be/a182/02bea182b80d1b272a359f22921a71c4.pdf | https://www.unikeyic.com/products/current-sensors/atr2-420-24l-ft/35054732.html
ATR2-420-24L-SP | NK Technologies | 1: 396.0036 | 600ms 12V 40V Unidirectional 100A，150A，200A(Selectable) ±1% base mount | ±1% | Industrial |  | 100A, 150A, 200A(Selectable) |  |  | ATR2-420-24L-SP NK Technologies | [5 empty] | - | Unidirectional | 40V | - | 12V |  | base mount |  | -20℃~50℃ |  |  | - |  |  |  |  | On sale | 600ms |  |  | boxed | - |  |  |  |  | 9 | https://www.unikeyic.com/media/datasheet/02/be/a182/02bea182b80d1b272a359f22921a71c4.pdf | https://www.unikeyic.com/products/current-sensors/atr2-420-24l-sp/35032565.html
BM14270AMUV-LBE2 | ROHM | 1: 7.1646 5: 6.4511 10: 6.1854 25: 5.8694 50: 5.6526 100: 5.4543 500: 5.0549 1,000: 4.906 | Voltage Translator, 2.7V 5.5V 140μA 350μs 0.045ns ±0.5%, QFN, SMD, Adhesive Mount | - |  | BM14270 |  | - | 140µA |  | AC/DC | 400kHz |  |  |  | ±0.5% |  |  |  |  | 1 (Unlimited) |  | Surface Mount |  | -40°C ~ 125°C | - |  |  | 20-VFQFN Exposed Pad |  | Bidirectional |  |  | 350µs |  |  | 0.045mV/A | Closed Loop | - | VQFN20QV3535 | 2.7V ~ 5.5V | 2058 | https://www.unikeyic.com/media/datasheet/7b/74/63b3/7b/8b6c68e85fa2a0fe84d23ae9948cca54.pdf | https://www.unikeyic.com/products/current-sensors/bm14270amuv-lbe2/11189194.html
CAB-SF 1500-006 | LEM | 1: 121.9568 5: 113.1929 10: 109.9349 25: 106.0424 72: 102.0698 | 9V 1.4A 16V Unidirectional ±0.1% 1.5KA ±7% base mount | ±7% | Industrial |  | 1.5KA |  |  | CAB-SF 1500-006 LEM | [5 empty] | ±0.1% | Unidirectional | 16V | 1.4A | 9V |  | base mount |  | -40℃~85℃ |  |  | - | [5 empty] | - |  |  | bulk | - |  |  |  |  | 186 | https://www.unikeyic.com/media/datasheet/bd/73/96c9/bd7396c965a8b6e830c6df8e3e35ec5c.pdf | https://www.unikeyic.com/products/current-sensors/cab-sf-1500-006/726260707.html
CAB500-C/SP5 | LEM | 1: 77.2098 5: 76.0219 10: 74.2402 | 150ms 8V 40mA 16V Unidirectional ±0.1% 500A ±0.5% PCBinstall，Through hole mounting | 0.5% |  |  |  | 500A | 40mA |  | AC/DC | - |  |  |  | ±0.1% |  |  |  |  | Not Applicable |  | PCB, Through Hole |  | -40°C ~ 85°C (TA) | Ratiometric, Current |  |  | Module, Single Pass Through | Bulk | Unidirectional |  |  | - |  |  | - | Flux Gate | CAB | - | 8V ~ 16V | 100 | https://www.unikeyic.com/media/datasheet/ff/33/0280/ff/cf9f54d8b5e92a4118bde23138d58afe.pdf | https://www.unikeyic.com/products/current-sensors/cab500-c-sp5/35043037.html
CAS 15-NP | LEM | 1: 14.6229 10: 14.3618 25: 14.3618 50: 14.3618 | LEM Current Transformers, CASseries, 15A, turns_ratio 15:1 | ±0.8% |  |  |  | 15A | 20mA |  | AC/DC | 300kHz |  |  |  | ±1% |  |  |  |  | Not Applicable |  | Through Hole |  | -40°C ~ 85°C | Ratiometric, Voltage |  |  | Module | Tray | Bidirectional |  |  | 0.3µs | 2038401 |  | 41.67mV/A | Flux Gate, Closed Loop | CAS | - | 4.75V ~ 5.25V | 288 | https://www.unikeyic.com/media/datasheet/ac/fe/a8d7/ac/90f0b45f9505fbc555ce46fb4b0d79c6.pdf | https://www.unikeyic.com/products/current-sensors/cas-15-np/11020968.html
CAS 50-NP | LEM | 1: 15.442 5: 15.2044 10: 14.848 | LEM Current Transformers, CASseries, 50A, turns_ratio 50:1 | ±0.8% |  |  |  | 50A | 20mA |  | AC/DC | 300kHz |  |  |  | ±1% |  |  |  |  | Not Applicable |  | Through Hole |  | -40°C ~ 85°C | Ratiometric, Voltage |  |  | Module | Tray | Bidirectional |  |  | 0.3µs |  |  | 12.5mV/A | Flux Gate, Closed Loop | CAS | - | 4.75V ~ 5.25V | 100 | https://www.unikeyic.com/media/datasheet/25/2c/2a87/25/79832e1e7277ca1b5671c03143a32807.pdf | https://www.unikeyic.com/products/current-sensors/cas-50-np/10943077.html
CAS 6-NP | LEM | 1: 14.3405 10: 14.0844 25: 14.0844 50: 14.0844 | LEM Current Transformers, CASseries, 6A, turns_ratio 6:1 | ±0.8% |  |  |  | 6A | 20mA |  | AC/DC | 300kHz |  |  |  | ±1% |  |  |  |  | Not Applicable |  | Through Hole |  | -40°C ~ 85°C | Ratiometric, Voltage |  |  | Module | Tray | Bidirectional |  |  | 0.3µs | 2038400 |  | 104.2mV/A | Flux Gate, Closed Loop | CAS | - | 4.75V ~ 5.25V | 342 | https://www.unikeyic.com/media/datasheet/76/c5/483d/76/21e14a7c3154f29d94a9c0bbb1ab87b4.pdf | https://www.unikeyic.com/products/current-sensors/cas-6-np/10885309.html
CASR 15-NP | LEM | 70+: 13.2207 | LEM Current Transformer, CASR Series, 15A, Turns Ratio 15:1 | [38 empty] | 7000 | https://www.unikeyic.com/media/datasheet/25/db/e95b/25/bcdfa064e251c2608fd25c2d7abd83a2.pdf | https://www.unikeyic.com/products/current-sensors/casr-15-np/10906339.html
CASR 25-NP | LEM | 1: 6.3579 10: 6.0774 100: 5.9037 | 25:1 25A 25:1 Plugins Through hole mounting 21.91mm(width)*16.5mm(height) | ±0.8% |  |  |  | 25A | 20mA |  | AC/DC | 300kHz |  |  |  | ±1% |  |  |  |  | Not Applicable |  | Through Hole |  | -40°C ~ 85°C | Ratiometric, Voltage |  |  | Module | Tray | Bidirectional |  |  | 0.3µs | 2038406 |  | 25mV/A | Flux Gate, Closed Loop | CASR | - | 4.75V ~ 5.25V |  | https://www.unikeyic.com/media/datasheet/50/12/b513/2f/2a6a53934f745dc763de40f31cc53c9a.pdf | https://www.unikeyic.com/products/current-sensors/casr-25-np/27861957.html
CASR 50-NP | LEM | 1+: 13.982 10+: 13.7323 25+: 13.7323 50+: 13.7323 | LEM Current Transformer, CASR Series, 50A, Turns Ratio 50:1 | [38 empty] | 194 | https://www.unikeyic.com/media/datasheet/50/12/b513/2f/2a6a53934f745dc763de40f31cc53c9a.pdf | https://www.unikeyic.com/products/current-sensors/casr-50-np/34986565.html
CC6900SO-10A | CrossChip | 1: 0.7587 10: 0.6132 30: 0.542 100: 0.4677 500: 0.3875 1,000: 0.3638 | 200 SOP-8 SMD mount | - | Industrial |  | - | [8 empty] | - | - | - | - | - |  | SMD mount |  | -40℃~125℃ |  |  | - | SOP-8 |  |  |  |  | - |  |  | Tape and reel packaging | 200 | [5 empty] | https://www.unikeyic.com/media/about_us/Unikey_ISO_9001_Certification.pdf | https://www.unikeyic.com/products/current-sensors/cc6900so-10a/24709.html
CC6903SO-20A | CrossChip | 1+: 0.7771 10+: 0.5942 30+: 0.5242 100+: 0.456 500+: 0.3903 1,000+: 0.3689 | 66 1.5μs Single-Ended Analog Output 3V 8mA 3.6V Hall Effect ±0.4% 20A SOP-8 SMD 5mm L × 1.75mm H | [38 empty] | 1081 | https://www.unikeyic.com/media/datasheet/bd/5d/f490/bd/823fc632e049036544f0cbf67256e23c.pdf | https://www.unikeyic.com/products/current-sensors/cc6903so-20a/11178272.html
CC6903SO-30A | CrossChip | 1: 0.7578 10: 0.5959 30: 0.5223 100: 0.4486 500: 0.4119 1,000: 0.3893 | 44 3V 8mA 3.6V Hall effect ±0.4% 30A SOP-8 SMD mount 5mm(Length)*1.75mm(height) | - | Industrial |  | 30A |  |  | CC6903SO-30A CrossChip |  |  |  |  | 5mm(Length)*1.75mm(height) | ±0.4% | Hall effect | 3.6V | 8mA | 3V |  | SMD mount |  | -40℃~125℃ |  |  | - | SOP-8 |  |  |  |  | - |  |  | Tape and reel packaging | 44 | [5 empty] | https://www.unikeyic.com/media/datasheet/bd/5d/f490/bd/823fc632e049036544f0cbf67256e23c.pdf | https://www.unikeyic.com/products/current-sensors/cc6903so-30a/35039948.html
CC6904SO-20A | CrossChip | 1: 1.2486 10: 0.9894 30: 0.873 100: 0.7445 500: 0.687 1,000: 0.6616 | 66 1.5μs Single endedAnalogOutput 3V 8mA 3.6V Hall effect ±0.4% 20A ±3% SOP-8 SMD mount 5mm(Length)*1.75mm(height) | ±3% | Industrial |  | 20A |  |  | CC6904SO-20A CrossChip |  |  |  |  | 5mm(Length)*1.75mm(height) | ±0.4% | Hall effect | 3.6V | 8mA | 3V |  | SMD mount |  | -40℃~125℃ |  |  | Single endedAnalogOutput | SOP-8 |  |  |  |  | 1.5μs |  |  |  | 66 | [5 empty] | https://www.unikeyic.com/media/datasheet/fe/0e/d3ff/fe/0b5d431ceb9cbecc20a5966fcbb6a2d7.pdf | https://www.unikeyic.com/products/current-sensors/cc6904so-20a/21433158.html
CC6904SO-30A | CrossChip | 1: 0.9646 10: 0.8198 30: 0.7662 100: 0.7117 | 44 1.5μs 3V 8mA 3.6V ±0.4% 30A ±3% SOP-8 SMD mount 5mm(Length)*1.75mm(height) | ±3% | Industrial |  | 30A |  |  | CC6904SO-30A CrossChip |  |  |  |  | 5mm(Length)*1.75mm(height) | ±0.4% | - | 3.6V | 8mA | 3V |  | SMD mount |  | -40℃~125℃ |  |  | - | SOP-8 |  |  |  |  | 1.5μs |  |  |  | 44 | [5 empty] | https://www.unikeyic.com/media/datasheet/fe/0e/d3ff/fe/0b5d431ceb9cbecc20a5966fcbb6a2d7.pdf | https://www.unikeyic.com/products/current-sensors/cc6904so-30a/21934055.html
CC6920BSO-10A | CrossChip | 1: 1.4164 10: 1.188 30: 1.0678 | 132 1.2μs Voltage 3V 3.6V Hall effect ±0.1% ±0.5% SOP-8 SMD mount 5mm(Length)*1.75mm(height) | ±0.5% | Industrial |  | - |  |  | CC6920BSO-10A CrossChip |  |  |  |  | 5mm(Length)*1.75mm(height) | ±0.1% | Hall effect | 3.6V | - | 3V |  | SMD mount |  | -40℃~125℃ |  |  | Voltage | SOP-8 |  |  |  |  | 1.2μs |  |  |  | 132 | [5 empty] | https://www.unikeyic.com/media/datasheet/2c/6d/2491/2c6d2491d8f3838f9328de83403bd7ca.pdf | https://www.unikeyic.com/products/current-sensors/cc6920bso-10a/688120314.html
CC6920BSO-20A | CrossChip | 1: 1.0447 10: 0.9286 30: 0.8561 100: 0.769 500: 0.6529 1,000: 0.5659 | 66 1.2μs Voltage 3V 3.6V Hall effect ±0.1% -20A~20A ±3% SOP-8 5mm(Length)*1.75mm(height) | ±3% | Industrial |  | -20A~20A |  |  | CC6920BSO-20A CrossChip |  |  |  |  | 5mm(Length)*1.75mm(height) | ±0.1% | Hall effect | 3.6V | - | 3V |  |  |  | -40℃~125℃ |  |  | Voltage | SOP-8 |  |  |  |  | 1.2μs |  |  |  | 66 | [5 empty] | https://www.unikeyic.com/media/datasheet/2c/6d/2491/2c6d2491d8f3838f9328de83403bd7ca.pdf | https://www.unikeyic.com/products/current-sensors/cc6920bso-20a/688169929.html
CC6920BSO-25A | CrossChip | 1: 1.3164 10: 1.0849 30: 0.9568 100: 0.8138 500: 0.742 | 52.8 SOP-8 | - | Industrial |  | - |  |  | CC6920BSO-25A CrossChip | [5 empty] | - | - | - | - | - |  |  |  | -40℃~125℃ |  |  | - | SOP-8 |  |  |  |  | - |  |  |  | 52.8 | [5 empty] | https://www.unikeyic.com/media/datasheet/2c/6d/2491/2c6d2491d8f3838f9328de83403bd7ca.pdf | https://www.unikeyic.com/products/current-sensors/cc6920bso-25a/688033786.html
CC6920BSO-30A | CrossChip | 1: 1.2621 10: 1.0988 30: 0.9651 100: 0.8315 500: 0.7572 1,000: 0.6236 | 44 1.2μs Voltage 3V 3.6V Hall effect ±0.1% ±3% SOP-8 5mm*4.8mm*1.75mm | ±3% | Industrial |  | - |  |  | CC6920BSO-30A CrossChip |  |  |  |  | 5mm*4.8mm*1.75mm | ±0.1% | Hall effect | 3.6V | - | 3V |  |  |  | -40℃~125℃ |  |  | Voltage | SOP-8 |  |  |  |  | 1.2μs |  |  |  | 44 | [5 empty] | https://www.unikeyic.com/media/datasheet/2c/6d/2491/2c6d2491d8f3838f9328de83403bd7ca.pdf | https://www.unikeyic.com/products/current-sensors/cc6920bso-30a/688226319.html
CC6920BSO-50A | CrossChip | 1: 1.3823 10: 1.2272 100: 0.9168 | 26.4 SOP-8 | - | Industrial |  | - |  |  | CC6920BSO-50A CrossChip | [5 empty] | - | - | - | - | - |  |  |  | -40℃~125℃ |  |  | - | SOP-8 |  |  |  |  | - |  |  |  | 26.4 | [5 empty] | https://www.unikeyic.com/media/datasheet/2c/6d/2491/2c6d2491d8f3838f9328de83403bd7ca.pdf | https://www.unikeyic.com/products/current-sensors/cc6920bso-50a/688067022.html
CC6920BSO-5A | CrossChip | 1: 1.3512 10: 1.173 30: 0.98 100: 0.8463 500: 0.7276 1,000: 0.6385 | 264 SOP-8 | - | Industrial |  | - | [8 empty] | - | - | - | - | - |  |  |  | -40℃~125℃ |  |  | - | SOP-8 |  |  |  |  | - |  |  |  | 264 | [5 empty] | https://www.unikeyic.com/media/about_us/Unikey_ISO_9001_Certification.pdf | https://www.unikeyic.com/products/current-sensors/cc6920bso-5a/688044800.html
CC6920SO-10A | CrossChip | 1: 1.319 10: 1.0642 30: 0.9293 100: 0.7944 500: 0.7044 1,000: 0.5845 | 200 1.2μs Voltage 4.5V 25mA 5.5V Hall effect ±0.1% ±0.5% SOP-8 | ±0.5% | Industrial |  | -10A~+10A |  |  | CC6920SO-10A CrossChip | [5 empty] | ±0.1% | Hall effect | 5.5V | 25mA | 4.5V |  |  |  | -40℃~125℃ |  |  | - | SOP-8 |  |  |  |  | 1.2μs |  |  |  | 200 | [5 empty] | https://www.unikeyic.com/media/datasheet/10/8b/e1a0/10/eb571bb98abe735410076ec775a13313.pdf | https://www.unikeyic.com/products/current-sensors/cc6920so-10a/12699519.html
CC6920SO-20A | CrossChip | 1+: 1.3512 10+: 1.1136 30+: 0.98 100+: 0.8612 500+: 0.7721 1,000+: 0.6682 | 100 1.2μs Voltage 4.5V 5.5V Hall Effect ±0.1% 20A ±3.0% SOP-8 | [38 empty] | 25 | https://www.unikeyic.com/media/datasheet/10/8b/e1a0/10/eb571bb98abe735410076ec775a13313.pdf | https://www.unikeyic.com/products/current-sensors/cc6920so-20a/32898543.html
CC6920SO-25A | CrossChip | 1: 1.3347 10: 1.0915 30: 0.9556 100: 0.8167 500: 0.6928 1,000: 0.664 | 80 1.2μs 4.5V 25mA 5.5V Hall effect ±0.1% -25A~25A SOP-8 | - | Industrial |  | -25A~25A |  |  | CC6920SO-25A CrossChip | [5 empty] | ±0.1% | Hall effect | 5.5V | 25mA | 4.5V |  |  |  | -40℃~125℃ |  |  | - | SOP-8 |  |  |  |  | 1.2μs |  |  |  | 80 | [5 empty] | https://www.unikeyic.com/media/datasheet/10/8b/e1a0/10/eb571bb98abe735410076ec775a13313.pdf | https://www.unikeyic.com/products/current-sensors/cc6920so-25a/18816796.html
CC6920SO-30A | CrossChip | 1+: 0.8912 10+: 0.7921 30+: 0.7437 100+: 0.6906 500+: 0.6362 | Hall Effect Sensor 67 1.2μs Voltage 4.5V 25mA 5.5V ±0.1% -30A~30A ±3% SOP-8 | [38 empty] | 1072 | https://www.unikeyic.com/media/datasheet/10/8b/e1a0/10/eb571bb98abe735410076ec775a13313.pdf | https://www.unikeyic.com/products/current-sensors/cc6920so-30a/8694308.html
CC6920SO-40A | CrossChip | 1: 1.3551 10: 1.0877 30: 0.9654 100: 0.8295 500: 0.7212 1,000: 0.6928 | 50 1.2μs 4.5V 25mA 5.5V Hall effect ±0.1% ±3% SOP-8 | ±3% | Industrial |  | - |  |  | CC6920SO-40A CrossChip | [5 empty] | ±0.1% | Hall effect | 5.5V | 25mA | 4.5V |  |  |  | -40℃~125℃ |  |  | - | SOP-8 |  |  |  |  | 1.2μs |  |  |  | 50 | [5 empty] | https://www.unikeyic.com/media/datasheet/10/8b/e1a0/10/eb571bb98abe735410076ec775a13313.pdf | https://www.unikeyic.com/products/current-sensors/cc6920so-40a/28237599.html
CC6920SO-50A | CrossChip | 1: 1.294 10: 1.0587 30: 0.9264 100: 0.794 500: 0.722 1,000: 0.6029 | 40 1.2μs Voltage 4.5V 5.5V Hall effect ±0.1% ±3.0% SOP-8 | ±3.0% | Industrial |  | - |  |  | CC6920SO-50A CrossChip | [5 empty] | ±0.1% | Hall effect | 5.5V | - | 4.5V |  |  |  | -40℃~125℃ |  |  | Voltage | SOP-8 |  |  |  |  | 1.2μs |  |  |  | 40 | [5 empty] | https://www.unikeyic.com/media/datasheet/10/8b/e1a0/10/eb571bb98abe735410076ec775a13313.pdf | https://www.unikeyic.com/products/current-sensors/cc6920so-50a/20591130.html
CC6920SO-5A | CrossChip | 1: 1.0691 10: 0.9354 30: 0.8315 100: 0.7572 500: 0.6979 1,000: 0.6682 | 400 1.2μs Voltage 4.5V 5.5V Hall effect ±0.1% 5A ±0.5% SOP-8 5mm(Length) | ±0.5% | Industrial |  | 5A |  |  | CC6920SO-5A CrossChip |  |  |  |  | 5mm(Length) | ±0.1% | Hall effect | 5.5V | - | 4.5V |  |  |  | -40℃~125℃ |  |  | Voltage | SOP-8 |  |  |  |  | 1.2μs |  |  |  | 400 | [5 empty] | https://www.unikeyic.com/media/datasheet/44/d7/720b/44/8d5b8c9453ff48202ee59d442cb84983.pdf | https://www.unikeyic.com/products/current-sensors/cc6920so-5a/27141059.html
CC6922SG-5FB075 | CrossChip | 1: 1.2031 10: 1.0994 30: 1.0402 100: 0.8795 300: 0.8464 1,000: 0.8297 |  | - |  |  | - | [8 empty] | - | - | - | - | - | [6 empty] | - | [5 empty] | - |  |  |  | - | [5 empty] | https://www.unikeyic.com/media/about_us/Unikey_ISO_9001_Certification.pdf | https://www.unikeyic.com/products/current-sensors/cc6922sg-5fb075/998813594.html
CC6924SG-5FB050 | CrossChip | 1+: 1.2802 10+: 1.1393 30+: 1.0644 100+: 1.0113 500+: 0.9786 | [39 empty] | 1000 |  | https://www.unikeyic.com/products/current-sensors/cc6924sg-5fb050/723102619.html
CC6924SG-5FB075 | CrossChip | 1: 1.7739 10: 1.4904 30: 1.321 |  | - |  |  | - | [8 empty] | - | - | - | - | - | [6 empty] | - | SOP-16W |  |  |  |  | - |  |  |  | - | [5 empty] | https://www.unikeyic.com/media/about_us/Unikey_ISO_9001_Certification.pdf | https://www.unikeyic.com/products/current-sensors/cc6924sg-5fb075/869755117.html
CC6924SG-5FB100 | CrossChip | 1: 1.7194 10: 1.4407 30: 1.2681 100: 1.095 | 20 1.5μs Single endedanalog output 4.5V 28mA 5.5V Hall effect ±0.25% ±100A ±3.0 % SOP-16W | ±3.0 % | Industrial |  | ±100A |  |  | CC6924SG-5FB100 CrossChip | [5 empty] | ±0.25% | Hall effect | 5.5V | 28mA | 4.5V | [6 empty] | Single endedanalog output | SOP-16W |  |  |  |  | 1.5μs |  |  |  | 20 | [5 empty] | https://www.unikeyic.com/media/datasheet/0b/69/1a80/0b691a802e1d54612fdac5f1f5e73b03.pdf | https://www.unikeyic.com/products/current-sensors/cc6924sg-5fb100/869498083.html
CDSR 0.07-NP | LEM | 1: 45.7509 |  | - |  |  | - |  |  | CDSR 0.07-NP LEM | [5 empty] | - | - | - | - | - | [6 empty] | - | [5 empty] | - |  |  | bulk | - |  |  |  |  | 240 | https://www.unikeyic.com/media/datasheet/47/15/f446/4715f446924cc04cffad6c778c941a54.pdf | https://www.unikeyic.com/products/current-sensors/cdsr-0-07-np/682257001.html
CDSR 0.07-NPDT | LEM | 1: 36.188 5: 36.188 | CURRENT TRANSDUCER, 3.26-3.33V; | - |  |  | - | [8 empty] | - | - | - | - | - | [6 empty] | - | [5 empty] | - |  |  | bulk | - |  |  |  |  | 39 | https://www.unikeyic.com/media/about_us/Unikey_ISO_9001_Certification.pdf | https://www.unikeyic.com/products/current-sensors/cdsr-0-07-npdt/682489737.html
CKSR 25-NP | LEM | 1: 5.8204 5: 5.7373 10: 5.6126 | LEM Current Transformers, CKSRseries, 25A, turns_ratio 25:1 | ±0.8% |  |  |  | 25A | 20mA |  | AC/DC | 300kHz |  |  |  | ±1% |  |  |  |  | Not Applicable |  | Through Hole |  | -40°C ~ 105°C | Ratiometric, Voltage |  |  | Module | Tray | Bidirectional |  |  | 0.3µs | 2038410 |  | 25mV/A | Flux Gate, Closed Loop | CKSR | - | 4.75V ~ 5.25V | 88 | https://www.unikeyic.com/media/datasheet/50/12/b513/d4/6e23ad8fa38f662740c015953d9a28ac.pdf | https://www.unikeyic.com/products/current-sensors/cksr-25-np/11030862.html
CKSR 50-NP | LEM | 1: 6.5786 10: 6.2884 100: 6.1087 | LEM Current Transformers, CKSRseries, 50A, turns_ratio 50:1 | ±0.8% |  |  |  | 50A | 20mA |  | AC/DC | 300kHz |  |  |  | ±1% |  |  |  |  | Not Applicable |  | Through Hole |  | -40°C ~ 105°C | Ratiometric, Voltage |  |  | Module | Tray | Bidirectional |  |  | 0.3µs |  |  | 12.5mV/A | Flux Gate, Closed Loop | CKSR | - | 4.75 ~ 5.25V |  | https://www.unikeyic.com/media/datasheet/61/79/0a4c/61/ad1f1b13a5a9e0bc4ad4c63f8dcf4ad0.pdf | https://www.unikeyic.com/products/current-sensors/cksr-50-np/11234561.html
CKSR 6-NP | LEM | 100: 13.9763 500: 13.7414 1,000: 13.5065 | LEM Current Transformers, CKSRseries, 6A, turns_ratio 6:1 | ±0.8% |  |  |  | 6A | 20mA |  | AC/DC | 300kHz |  |  |  | ±1% |  |  |  |  | Not Applicable |  | Through Hole |  | -40°C ~ 105°C | Ratiometric, Voltage |  |  | Module | Tray | Bidirectional |  |  | 0.3µs | 2038408 |  | 104.2mV/A | Flux Gate, Closed Loop | CKSR | - | 4.75V ~ 5.25V | 400 | https://www.unikeyic.com/media/datasheet/1a/aa/d7db/1a/ad7675b59d2b8f4508c6720bfaa40e5f.pdf | https://www.unikeyic.com/products/current-sensors/cksr-6-np/10905128.html
CM1A 10 H00 | CHIPSENSE | 1: 23.6518 2: 23.2575 3: 22.6663 4: 22.075 | CM1A | - | Industrial |  | - |  |  | CM1A 10 H00 CHIPSENSE | [5 empty] | - | - | - | - | - |  | panel mount |  | -40℃~85℃ |  |  | - | [5 empty] | - |  |  |  | - |  |  |  |  | 11 | https://www.unikeyic.com/media/datasheet/18/1d/9a33/181d9a33d34b1811f523c544bdd7217a.pdf | https://www.unikeyic.com/products/current-sensors/cm1a-10-h00/1013721494.html
CM1A 200 H01 | CHIPSENSE | 1: 26.8053 2: 26.3585 3: 25.6884 4: 25.0182 | CM1A | - | Industrial |  | - |  |  | CM1A 200 H01 CHIPSENSE | [5 empty] | - | - | - | - | - |  | panel mount |  | -40℃~85℃ |  |  | - | [5 empty] | - |  |  |  | - |  |  |  |  | 11 | https://www.unikeyic.com/media/datasheet/20/0a/449a/200a449a315391ad23da68d45b00479b.pdf | https://www.unikeyic.com/products/current-sensors/cm1a-200-h01/1013722309.html
CM2A 300 H00 | CHIPSENSE | 1: 30.4319 2: 29.9247 3: 29.1639 4: 28.4031 | CM2A | - | Industrial |  | - |  |  | CM2A 300 H00 CHIPSENSE | [5 empty] | - | - | - | - | - |  | panel mount |  | -40℃~85℃ |  |  | - | [5 empty] | - |  |  |  | - |  |  |  |  | 1 | https://www.unikeyic.com/media/datasheet/e7/1a/5de0/e71a5de0587749eb02bd242f9dabe7fa.pdf | https://www.unikeyic.com/products/current-sensors/cm2a-300-h00/1013720010.html
CM3A 500 H00 | CHIPSENSE | 1: 31.5357 2: 31.0101 3: 30.2217 4: 29.4333 | CM3A | - | Industrial |  | - |  |  | CM3A 500 H00 CHIPSENSE | [5 empty] | - | - | - | - | - |  | panel mount |  | -40℃~85℃ |  |  | - | [5 empty] | - |  |  |  | - |  |  |  |  | 175 | https://www.unikeyic.com/media/datasheet/67/d2/b2ac/67d2b2ac27bd42ce25b85939a7c06356.pdf | https://www.unikeyic.com/products/current-sensors/cm3a-500-h00/1013722462.html
CM4A 1000 H00 | CHIPSENSE | 1: 70.1668 2: 68.9973 3: 67.2432 4: 65.489 | CM4A | - | Industrial |  | - |  |  | CM4A 1000 H00 CHIPSENSE | [5 empty] | - | - | - | - | - |  | panel mount |  | -40℃~85℃ |  |  | - | [5 empty] | - |  |  |  | - |  |  |  |  | 39 | https://www.unikeyic.com/media/datasheet/41/5e/7721/415e77219e6f1edf31fd0cd42ad16b88.pdf | https://www.unikeyic.com/products/current-sensors/cm4a-1000-h00/1013723368.html
CM4A 1000 H03 | CHIPSENSE | 1: 70.1668 2: 68.9973 3: 67.2432 4: 65.489 | CM4A | - | Industrial |  | - |  |  | CM4A 1000 H03 CHIPSENSE | [5 empty] | - | - | - | - | - |  | panel mount |  | -40℃~85℃ |  |  | - | [5 empty] | - |  |  |  | - |  |  |  |  | 43 | https://www.unikeyic.com/media/datasheet/ab/89/aa50/ab89aa5001981ae2c09de2cefc87fd9f.pdf | https://www.unikeyic.com/products/current-sensors/cm4a-1000-h03/1013720864.html
CM4A 1000 H05 | CHIPSENSE | 1: 70.1668 2: 68.9973 3: 67.2432 4: 65.489 | CM4A | - | Industrial |  | - |  |  | CM4A 1000 H05 CHIPSENSE | [5 empty] | - | - | - | - | - |  | panel mount |  | -40℃~85℃ |  |  | - | [5 empty] | - |  |  |  | - |  |  |  |  | 37 | https://www.unikeyic.com/media/datasheet/81/85/427a/8185427a33b98c3874eb1102f1bcc3dc.pdf | https://www.unikeyic.com/products/current-sensors/cm4a-1000-h05/1013714961.html
CM5A 2000 H20 | CHIPSENSE | 1: 70.1668 2: 68.9973 3: 67.2432 4: 65.489 | CM5A | - | Industrial |  | - |  |  | CM5A 2000 H20 CHIPSENSE | [5 empty] | - | - | - | - | - |  | panel mount |  | -40℃~85℃ |  |  | - | [5 empty] | - |  |  |  | - |  |  |  |  | 94 | https://www.unikeyic.com/media/datasheet/db/97/fa6a/db97fa6a1b677fb9626db922f5b110b6.pdf | https://www.unikeyic.com/products/current-sensors/cm5a-2000-h20/1013721411.html
CN1A 25 PB00 | CHIPSENSE | 15: 11.6682 30: 11.4737 45: 11.182 60: 10.8903 | CN1A | - | Industrial |  | - |  |  | CN1A 25 PB00 CHIPSENSE | [5 empty] | - | - | - | - | - |  | panel mount |  | -40℃~85℃ |  |  | - | [5 empty] | - |  |  |  | - |  |  |  |  | 33 | https://www.unikeyic.com/media/datasheet/e7/6a/931c/e76a931c87e0a3ab6bb62383ed0ab46d.pdf | https://www.unikeyic.com/products/current-sensors/cn1a-25-pb00/1013721493.html
CN2A 100 PB01 | CHIPSENSE | 15: 7.4109 30: 7.2873 45: 7.1021 60: 6.9168 | CN2A | - | Industrial |  | - |  |  | CN2A 100 PB01 CHIPSENSE | [5 empty] | - | - | - | - | - |  | panel mount |  | -40℃~85℃ |  |  | - | [5 empty] | - |  |  |  | - |  |  |  |  | 1000 | https://www.unikeyic.com/media/datasheet/93/9a/0b74/939a0b74afbe0ba441517dcd5068137c.pdf | https://www.unikeyic.com/products/current-sensors/cn2a-100-pb01/1013720878.html
CN2A 50 PB01 | CHIPSENSE | 15+: 7.4109 30+: 7.2873 45+: 7.1021 60+: 6.9168 | CN2A | [38 empty] | 22 | https://www.unikeyic.com/media/datasheet/93/9a/0b74/939a0b74afbe0ba441517dcd5068137c.pdf | https://www.unikeyic.com/products/current-sensors/cn2a-50-pb01/1013721141.html
CN2A 80 PB01 | CHIPSENSE | 5: 7.4109 10: 7.2873 15: 7.1021 20: 6.9168 | CN2A | - | Industrial |  | - |  |  | CN2A 80 PB01 CHIPSENSE | [5 empty] | - | - | - | - | - |  | panel mount |  | -40℃~85℃ |  |  | - | [5 empty] | - |  |  |  | - |  |  |  |  | 5 | https://www.unikeyic.com/media/datasheet/93/9a/0b74/939a0b74afbe0ba441517dcd5068137c.pdf | https://www.unikeyic.com/products/current-sensors/cn2a-80-pb01/1013716200.html
CO-10-SF | cts | 1: 7.5577 5: 5.6473 10: 5.4116 25: 5.1298 50: 4.9371 100: 4.7606 500: 4.4052 1,000: 4.2727 | 10MM CLAMP-ON CURRENT SENSOR | - |  |  | - | [8 empty] | - | - | - | - | - | [6 empty] | - | [5 empty] | - |  |  | Bagged | - |  |  |  |  | 1550 | https://www.unikeyic.com/media/about_us/Unikey_ISO_9001_Certification.pdf | https://www.unikeyic.com/products/current-sensors/co-10-sf/691335766.html
CPC-1000-27-BP2 | GMW Associates | 1: 475.2 10: 451.44 24: 437.184 50: 418.176 | TVS Diode, Bidirectional, 3.5V 85mA 5.5V ±0.2% 1kA ±1%, Free Hanging | ±1% | Industrial |  | 1KA | [8 empty] | ±0.2% | Bidirectional | 5.5V | 85mA | 3.5V |  | free hanging |  | -40℃~100℃ |  |  | - |  |  |  |  | On sale | 10μs |  |  | boxed | - |  |  |  |  | 10 | https://www.unikeyic.com/media/about_us/Unikey_ISO_9001_Certification.pdf | https://www.unikeyic.com/products/current-sensors/cpc-1000-27-bp2/35029939.html
CPC-250-27-BP2 | GMW Associates | 1: 475.2 10: 451.44 24: 437.184 50: 418.176 | 10μs 3.5V 85mA 5.5V Bidirectional ±0.2% 250A ±1%, Free Hanging | ±1% | Industrial |  | 250A | [8 empty] | ±0.2% | Bidirectional | 5.5V | 85mA | 3.5V |  | free hanging |  | -40℃~100℃ |  |  | - |  |  |  |  | On sale | 10μs |  |  | boxed | - |  |  |  |  | 10 | https://www.unikeyic.com/media/about_us/Unikey_ISO_9001_Certification.pdf | https://www.unikeyic.com/products/current-sensors/cpc-250-27-bp2/35037849.html
CPC-500-27-BP2 | GMW Associates | 1+: 475.2 10+: 451.44 24+: 437.184 50+: 418.176 | 10μs 3.5V 85mA 5.5V Bidirectional ±0.2% 500A ±1% Free Hanging | [38 empty] | 3 |  | https://www.unikeyic.com/products/current-sensors/cpc-500-27-bp2/11242314.html
CPCO-1000-160-BP5 | GMW Associates | 1: 1166.4 10: 1108.08 24: 1073.088 50: 1026.432 | TVS Diode, Bidirectional, 11V 80mA 31V ±0.5% 1kA ±1%, Panel Mount, 10μs | ±1% | Industrial |  | 1KA | [8 empty] | ±0.5% | Bidirectional | 31V | 80mA | 11V |  | panel mount |  | -40℃~100℃ |  |  | - |  |  |  |  | On sale | 10μs |  |  | boxed | - |  |  |  |  | 10 | https://www.unikeyic.com/media/about_us/Unikey_ISO_9001_Certification.pdf | https://www.unikeyic.com/products/current-sensors/cpco-1000-160-bp5/34997760.html
CPCO-1000-160-SE | GMW Associates | 1: 1166.4 10: 1108.08 24: 1073.088 50: 1026.432 | 10μs 11V 80mA 31V Bidirectional ±0.5% 1KA ±1% panel mount | ±1% | Industrial |  | 1KA | [8 empty] | ±0.5% | Bidirectional | 31V | 80mA | 11V |  | panel mount |  | -40℃~100℃ |  |  | - |  |  |  |  | On sale | 10μs |  |  | boxed | - |  |  |  |  | 10 | https://www.unikeyic.com/media/about_us/Unikey_ISO_9001_Certification.pdf | https://www.unikeyic.com/products/current-sensors/cpco-1000-160-se/11203278.html
CPCO-1000-77-BP10 | GMW Associates | 1: 583.2 10: 554.04 24: 536.544 50: 513.216 | 10μs 11V 47mA 31V Bidirectional ±0.5% 1KA ±1% panel mount | ±1% | Industrial |  | 1KA | [8 empty] | ±0.5% | Bidirectional | 31V | 47mA | 11V |  | panel mount |  | -40℃~100℃ |  |  | - |  |  |  |  | On sale | 10μs |  |  | boxed | - |  |  |  |  | 4 | https://www.unikeyic.com/media/about_us/Unikey_ISO_9001_Certification.pdf | https://www.unikeyic.com/products/current-sensors/cpco-1000-77-bp10/11275412.html
CPCO-1000-77-BP5 | GMW Associates | 1: 583.2 10: 554.04 24: 536.544 50: 513.216 | 10μs 11V 47mA 31V Bidirectional ±0.5% 1kA ±1% Panel Mount | ±1% | Industrial |  | 1KA | [8 empty] | ±0.5% | Bidirectional | 31V | 47mA | 11V |  | panel mount |  | -40℃~100℃ |  |  | - |  |  |  |  | On sale | 10μs |  |  | boxed | - |  |  |  |  | 5 | https://www.unikeyic.com/media/about_us/Unikey_ISO_9001_Certification.pdf | https://www.unikeyic.com/products/current-sensors/cpco-1000-77-bp5/11213257.html
CPCO-1000-77-MA | GMW Associates | 1: 583.2 10: 554.04 24: 536.544 50: 513.216 | 10μs 11V 47mA 26V Bidirectional ±0.5% 1KA ±1% panel mount | ±1% | Industrial |  | 1KA | [8 empty] | ±0.5% | Bidirectional | 26V | 47mA | 11V |  | panel mount |  | -40℃~100℃ |  |  | - |  |  |  |  | On sale | 10μs |  |  | boxed | - |  |  |  |  | 8 | https://www.unikeyic.com/media/about_us/Unikey_ISO_9001_Certification.pdf | https://www.unikeyic.com/products/current-sensors/cpco-1000-77-ma/34976281.html
CPCO-1000-77-SE | GMW Associates | 1: 583.2 10: 554.04 24: 536.544 50: 513.216 | 10μs 11V 47mA 31V Bidirectional ±0.5% 1kA ±1% Panel Mount | ±1% | Industrial |  | 1KA | [8 empty] | ±0.5% | Bidirectional | 31V | 47mA | 11V |  | panel mount |  | -40℃~100℃ |  |  | - |  |  |  |  | On sale | 10μs |  |  | boxed | - |  |  |  |  | 10 | https://www.unikeyic.com/media/about_us/Unikey_ISO_9001_Certification.pdf | https://www.unikeyic.com/products/current-sensors/cpco-1000-77-se/35063288.html
CPCO-12000-160-BP10 | GMW Associates | 1: 1479.6 10: 1405.62 24: 1361.232 50: 1302.048 | TVS Diode, Bidirectional, 10μs, 11V, 80mA, 31V, ±0.5%, 12kA, ±1%, Panel Mount | ±1% | Industrial |  | 12KA | [8 empty] | ±0.5% | Bidirectional | 31V | 80mA | 11V |  | panel mount |  | -40℃~100℃ |  |  | - |  |  |  |  | On sale | 10μs |  |  | boxed | - |  |  |  |  | 10 | https://www.unikeyic.com/media/about_us/Unikey_ISO_9001_Certification.pdf | https://www.unikeyic.com/products/current-sensors/cpco-12000-160-bp10/11271137.html
CPCO-12000-160-BP5 | GMW Associates | 1: 1479.6 10: 1405.62 24: 1361.232 50: 1302.048 | TVS Diode, Bidirectional, 10μs, 11V, 80mA, 31V, ±0.5%, 12kA, ±1%, Panel Mount | ±1% | Industrial |  | 12KA | [8 empty] | ±0.5% | Bidirectional | 31V | 80mA | 11V |  | panel mount |  | -40℃~100℃ |  |  | - |  |  |  |  | On sale | 10μs |  |  | boxed | - |  |  |  |  | 10 | https://www.unikeyic.com/media/about_us/Unikey_ISO_9001_Certification.pdf | https://www.unikeyic.com/products/current-sensors/cpco-12000-160-bp5/35057786.html
CPCO-12000-160-MA | GMW Associates | 1: 1479.6 10: 1405.62 24: 1361.232 50: 1302.048 | TVS Diode Bidirectional 11V 80mA 26V ±0.5% 12kA ±1% Panel Mount | ±1% | Industrial |  | 12KA | [8 empty] | ±0.5% | Bidirectional | 26V | 80mA | 11V |  | panel mount |  | -40℃~100℃ |  |  | - |  |  |  |  | On sale | 10μs |  |  | boxed | - |  |  |  |  | 10 | https://www.unikeyic.com/media/about_us/Unikey_ISO_9001_Certification.pdf | https://www.unikeyic.com/products/current-sensors/cpco-12000-160-ma/11009487.html
CPCO-12000-160-RMS | GMW Associates | 1: 1479.6 10: 1405.62 24: 1361.232 50: 1302.048 | 1s 11V 80mA 31V Bidirectional ±0.5% 12KA ±1% Panel Mount | ±1% | Industrial |  | 12KA | [8 empty] | ±0.5% | Bidirectional | 31V | 80mA | 11V |  | panel mount |  | -40℃~100℃ |  |  | - |  |  |  |  | On sale | 1s |  |  | boxed | - |  |  |  |  | 10 | https://www.unikeyic.com/media/about_us/Unikey_ISO_9001_Certification.pdf | https://www.unikeyic.com/products/current-sensors/cpco-12000-160-rms/35069553.html
CPCO-12000-160-SE | GMW Associates | 1: 1479.6 10: 1405.62 24: 1361.232 50: 1302.048 | TVS Diode, Bidirectional, 10μs, 11V, 80mA, 31V, ±0.5%, 12kA, ±1%, Panel Mount | ±1% | Industrial |  | 12KA | [8 empty] | ±0.5% | Bidirectional | 31V | 80mA | 11V |  | panel mount |  | -40℃~100℃ |  |  | - |  |  |  |  | On sale | 10μs |  |  | boxed | - |  |  |  |  | 10 | https://www.unikeyic.com/media/about_us/Unikey_ISO_9001_Certification.pdf | https://www.unikeyic.com/products/current-sensors/cpco-12000-160-se/11190512.html
CPCO-12000-77-BP10 | GMW Associates | 1: 896.4 10: 851.58 24: 824.688 50: 788.832 | TVS Diode Bidirectional ±0.5% 12kA ±1% 10μs 11V 47mA 31V Panel Mount | ±1% | Industrial |  | 12KA | [8 empty] | ±0.5% | Bidirectional | 31V | 47mA | 11V |  | panel mount |  | -40℃~100℃ |  |  | - | [5 empty] | 10μs |  |  | boxed | - |  |  |  |  | 10 | https://www.unikeyic.com/media/about_us/Unikey_ISO_9001_Certification.pdf | https://www.unikeyic.com/products/current-sensors/cpco-12000-77-bp10/3475823.html
CPCO-12000-77-BP5 | GMW Associates | 1: 896.4 10: 851.58 24: 824.688 50: 788.832 | TVS Diode, Bidirectional 10μs 11V 47mA 31V ±0.5% 12kA ±1%, Panel Mount | ±1% | Industrial |  | 12KA | [8 empty] | ±0.5% | Bidirectional | 31V | 47mA | 11V |  | panel mount |  | -40℃~100℃ |  |  | - |  |  |  |  | On sale | 10μs |  |  | boxed | - |  |  |  |  | 2 | https://www.unikeyic.com/media/about_us/Unikey_ISO_9001_Certification.pdf | https://www.unikeyic.com/products/current-sensors/cpco-12000-77-bp5/34971733.html
CPCO-12000-77-MA | GMW Associates | 1: 896.4 10: 851.58 24: 824.688 50: 788.832 | 10μs 11V 47mA 26V Bidirectional ±0.5% 12KA ±1% panel mount | ±1% | Industrial |  | 12KA | [8 empty] | ±0.5% | Bidirectional | 26V | 47mA | 11V |  | panel mount |  | -40℃~100℃ |  |  | - | [5 empty] | 10μs |  |  | boxed | - |  |  |  |  | 10 | https://www.unikeyic.com/media/about_us/Unikey_ISO_9001_Certification.pdf | https://www.unikeyic.com/products/current-sensors/cpco-12000-77-ma/7706124.html
CPCO-12000-77-RMS | GMW Associates | 1: 896.4 10: 851.58 24: 824.688 50: 788.832 | 1s 11V 47mA 31V Bidirectional ±0.5% 12KA ±1% panel mount | ±1% | Industrial |  | 12KA | [8 empty] | ±0.5% | Bidirectional | 31V | 47mA | 11V |  | panel mount |  | -40℃~100℃ |  |  | - |  |  |  |  | On sale | 1s |  |  | boxed | - |  |  |  |  | 7 | https://www.unikeyic.com/media/about_us/Unikey_ISO_9001_Certification.pdf | https://www.unikeyic.com/products/current-sensors/cpco-12000-77-rms/35050087.html
CPCO-12000-77-SE | GMW Associates | 1: 896.4 10: 851.58 24: 824.688 50: 788.832 | TVS Diode Bidirectional ±0.5% 12kA ±1% 10μs 11V 47mA 31V Panel Mount | ±1% | Industrial |  | 12KA | [8 empty] | ±0.5% | Bidirectional | 31V | 47mA | 11V |  | panel mount |  | -40℃~100℃ |  |  | - | [5 empty] | 10μs |  |  | boxed | - |  |  |  |  | 10 | https://www.unikeyic.com/media/about_us/Unikey_ISO_9001_Certification.pdf | https://www.unikeyic.com/products/current-sensors/cpco-12000-77-se/25870142.html
CPCO-16000-160-RMS | GMW Associates | 1: 1479.6 10: 1405.62 24: 1361.232 50: 1302.048 | 1s 11V 80mA 31V Bidirectional ±0.5% 16KA ±1% panel mount | ±1% | Industrial |  | 16KA | [8 empty] | ±0.5% | Bidirectional | 31V | 80mA | 11V |  | panel mount |  | -40℃~100℃ |  |  | - |  |  |  |  | On sale | 1s |  |  | boxed | - |  |  |  |  | 10 | https://www.unikeyic.com/media/about_us/Unikey_ISO_9001_Certification.pdf | https://www.unikeyic.com/products/current-sensors/cpco-16000-160-rms/35039880.html
CPCO-2000-160-BP5 | GMW Associates | 1: 1166.4 10: 1108.08 24: 1073.088 50: 1026.432 | 10μs 11V 80mA 31V Bidirectional ±0.5% 2KA ±1% panel mount | ±1% | Industrial |  | 2KA | [8 empty] | ±0.5% | Bidirectional | 31V | 80mA | 11V |  | panel mount |  | -40℃~100℃ |  |  | - |  |  |  |  | On sale | 10μs |  |  | boxed | - |  |  |  |  | 10 | https://www.unikeyic.com/media/about_us/Unikey_ISO_9001_Certification.pdf | https://www.unikeyic.com/products/current-sensors/cpco-2000-160-bp5/35028342.html
CPCO-2000-160-RMS | GMW Associates | 1: 1166.4 10: 1108.08 24: 1073.088 50: 1026.432 | 1s 11V 80mA 31V Bidirectional ±0.5% 2KA ±1% panel mount | ±1% | Industrial |  | 2KA | [8 empty] | ±0.5% | Bidirectional | 31V | 80mA | 11V |  | panel mount |  | -40℃~100℃ |  |  | - |  |  |  |  | On sale | 1s |  |  | boxed | - |  |  |  |  | 10 | https://www.unikeyic.com/media/about_us/Unikey_ISO_9001_Certification.pdf | https://www.unikeyic.com/products/current-sensors/cpco-2000-160-rms/11168575.html
CPCO-2000-160-SE | GMW Associates | 1: 1166.4 10: 1108.08 24: 1073.088 50: 1026.432 | 10μs 11V 80mA 31V Bidirectional ±0.5% 2KA ±1% panel mount | ±1% | Industrial |  | 2KA | [8 empty] | ±0.5% | Bidirectional | 31V | 80mA | 11V |  | panel mount |  | -40℃~100℃ |  |  | - |  |  |  |  | On sale | 10μs |  |  | boxed | - |  |  |  |  | 10 | https://www.unikeyic.com/media/about_us/Unikey_ISO_9001_Certification.pdf | https://www.unikeyic.com/products/current-sensors/cpco-2000-160-se/11327650.html
CPCO-2000-77-BP10 | GMW Associates | 1: 583.2 10: 554.04 24: 536.544 50: 513.216 | 10μs 11V 47mA 31V Bidirectional ±0.5% 2KA ±1% panel mount | ±1% | Industrial |  | 2KA | [8 empty] | ±0.5% | Bidirectional | 31V | 47mA | 11V |  | panel mount |  | -40℃~100℃ |  |  | - |  |  |  |  | On sale | 10μs |  |  | boxed | - |  |  |  |  | 6 | https://www.unikeyic.com/media/about_us/Unikey_ISO_9001_Certification.pdf | https://www.unikeyic.com/products/current-sensors/cpco-2000-77-bp10/35044627.html
CPCO-2000-77-BP5 | GMW Associates | 1: 583.2 10: 554.04 24: 536.544 50: 513.216 | 10μs 11V 47mA 31V Bidirectional ±0.5% 2KA ±1% panel mount | ±1% | Industrial |  | 2KA | [8 empty] | ±0.5% | Bidirectional | 31V | 47mA | 11V |  | panel mount |  | -40℃~100℃ |  |  | - |  |  |  |  | On sale | 10μs |  |  | boxed | - |  |  |  |  | 10 | https://www.unikeyic.com/media/about_us/Unikey_ISO_9001_Certification.pdf | https://www.unikeyic.com/products/current-sensors/cpco-2000-77-bp5/11118641.html
CPCO-4000-160-BP5 | GMW Associates | 1+: 1166.4 10+: 1108.08 24+: 1073.088 50+: 1026.432 | 10μs 11V 80mA 31V Bidirectional ±0.5% 4kA ±1% Panel Mount | [38 empty] | 10 |  | https://www.unikeyic.com/products/current-sensors/cpco-4000-160-bp5/10967775.html
CPCO-4000-160-SE | GMW Associates | 1+: 1166.4 10+: 1108.08 24+: 1073.088 50+: 1026.432 | 10μs 11V 80mA 31V Bidirectional ±0.5% 4kA ±1% Panel Mount | [38 empty] | 10 |  | https://www.unikeyic.com/products/current-sensors/cpco-4000-160-se/11318832.html
CPCO-4000-77-BP5 | GMW Associates | 1: 583.2 10: 554.04 24: 536.544 50: 513.216 | TVS Diode 31V Bidirectional ±0.5% 4kA ±1% 10μs 11V 47mA Panel Mount | ±1% | Industrial |  | 4KA | [8 empty] | ±0.5% | Bidirectional | 31V | 47mA | 11V |  | panel mount |  | -40℃~100℃ |  |  | - |  |  |  |  | On sale | 10μs |  |  | boxed | - |  |  |  |  | 5 | https://www.unikeyic.com/media/about_us/Unikey_ISO_9001_Certification.pdf | https://www.unikeyic.com/products/current-sensors/cpco-4000-77-bp5/10993626.html
CPCO-8000-160-RMS | GMW Associates | 1: 1479.6 10: 1405.62 24: 1361.232 50: 1302.048 | 1S Bidirectional TVS Diode, 11V, 80mA, 31V, ±0.5%, 8kA, ±1%, Panel Mount | ±1% | Industrial |  | 8KA | [8 empty] | ±0.5% | Bidirectional | 31V | 80mA | 11V |  | panel mount |  | -40℃~100℃ |  |  | - |  |  |  |  | On sale | 1s |  |  | boxed | - |  |  |  |  | 10 | https://www.unikeyic.com/media/about_us/Unikey_ISO_9001_Certification.pdf | https://www.unikeyic.com/products/current-sensors/cpco-8000-160-rms/10940609.html
CPCO-8000-160-SE | GMW Associates | 1: 1479.6 10: 1405.62 24: 1361.232 50: 1302.048 | TVS Diode, Bidirectional, 11V, 80mA, 31V, ±0.5%, 8kA, ±1%, Panel Mount | ±1% | Industrial |  | 8KA | [8 empty] | ±0.5% | Bidirectional | 31V | 80mA | 11V |  | panel mount |  | -40℃~100℃ |  |  | - |  |  |  |  | On sale | 10μs |  |  | boxed | - |  |  |  |  | 10 | https://www.unikeyic.com/media/about_us/Unikey_ISO_9001_Certification.pdf | https://www.unikeyic.com/products/current-sensors/cpco-8000-160-se/11198487.html
CPCO-8000-77-MA | GMW Associates | 1: 896.4 10: 851.58 24: 824.688 50: 788.832 | 10μs 11V 47mA 26V Bidirectional ±0.5% 8KA ±1% panel mount | ±1% | Industrial |  | 8KA | [8 empty] | ±0.5% | Bidirectional | 26V | 47mA | 11V |  | panel mount |  | -40℃~100℃ |  |  | - |  |  |  |  | On sale | 10μs |  |  | boxed | - |  |  |  |  | 10 | https://www.unikeyic.com/media/about_us/Unikey_ISO_9001_Certification.pdf | https://www.unikeyic.com/products/current-sensors/cpco-8000-77-ma/34999294.html
CPCO-8000-77-SE | GMW Associates | 1: 896.4 10: 851.58 24: 824.688 50: 788.832 | 10μs 11V 47mA 31V Bidirectional ±0.5% 8KA ±1% panel mount | ±1% | Industrial |  | 8KA | [8 empty] | ±0.5% | Bidirectional | 31V | 47mA | 11V |  | panel mount |  | -40℃~100℃ |  |  | - |  |  |  |  | On sale | 10μs |  |  | boxed | - |  |  |  |  | 10 | https://www.unikeyic.com/media/about_us/Unikey_ISO_9001_Certification.pdf | https://www.unikeyic.com/products/current-sensors/cpco-8000-77-se/11241063.html
CQ330E | Asahi Kasei Microdevices | 1+: 6.6211 5+: 4.9362 10+: 4.7266 25+: 4.4763 | 200, 500ns, 4.5V, 11mA, 5.5V, Bidirectional, ±0.6%, 20.5A, ±0.5%, VSOP-24, SMD, Adhesive Mount, 7.9mm × 5.6mm × 1.15mm | [38 empty] | 47 | https://www.unikeyic.com/media/datasheet/2b/4d/6c3a/2b/195c7b0b66424b4d148ec2edb2d184e6.pdf | https://www.unikeyic.com/products/current-sensors/cq330e/11348344.html
CR1A 100 H00 | CHIPSENSE | 10: 10.2491 20: 10.0782 30: 9.822 40: 9.5658 | CR1A | - | Industrial |  | - |  |  | CR1A 100 H00 CHIPSENSE | [5 empty] | - | - | - | - | - |  | panel mount |  | -40℃~85℃ |  |  | - | [5 empty] | - |  |  |  | - |  |  |  |  | 10 | https://www.unikeyic.com/media/datasheet/8f/5e/5211/8f5e521126731eb56020106e56962f3a.pdf | https://www.unikeyic.com/products/current-sensors/cr1a-100-h00/1013722091.html
CR1A 200 H00 | CHIPSENSE | 10: 10.2491 20: 10.0782 30: 9.822 40: 9.5658 | CR1A | - | Industrial |  | - |  |  | CR1A 200 H00 CHIPSENSE | [5 empty] | - | - | - | - | - |  | panel mount |  | -40℃~85℃ |  |  | - | [5 empty] | - |  |  |  | - |  |  |  |  | 10 | https://www.unikeyic.com/media/datasheet/8f/5e/5211/8f5e521126731eb56020106e56962f3a.pdf | https://www.unikeyic.com/products/current-sensors/cr1a-200-h00/1013716066.html
CR1A 300 H00 | CHIPSENSE | 15: 9.9337 30: 9.7681 45: 9.5198 60: 9.2715 | CR1A | - | Industrial |  | - |  |  | CR1A 300 H00 CHIPSENSE | [5 empty] | - | - | - | - | - |  | panel mount |  | -40℃~85℃ |  |  | - | [5 empty] | - |  |  |  | - |  |  |  |  | 22 | https://www.unikeyic.com/media/datasheet/8f/5e/5211/8f5e521126731eb56020106e56962f3a.pdf | https://www.unikeyic.com/products/current-sensors/cr1a-300-h00/1013722292.html
CR1A 50 H00 | CHIPSENSE | 5+: 10.2491 10+: 10.0782 15+: 9.822 20+: 9.5658 | CR1A | [38 empty] | 5 | https://www.unikeyic.com/media/datasheet/8f/5e/5211/8f5e521126731eb56020106e56962f3a.pdf | https://www.unikeyic.com/products/current-sensors/cr1a-50-h00/1013721565.html
CR1V 15 PB04 | CHIPSENSE | 15: 7.4109 30: 7.2873 45: 7.1021 60: 6.9168 | CR1V | - | Industrial |  | - |  |  | CR1V 15 PB04 CHIPSENSE | [5 empty] | - | - | - | - | - |  | panel mount |  | -40℃~85℃ |  |  | - | [5 empty] | - |  |  |  | - |  |  |  |  | 16 | https://www.unikeyic.com/media/datasheet/15/36/d6a9/1536d6a93069d1fb35d0c97818600f9e.pdf | https://www.unikeyic.com/products/current-sensors/cr1v-15-pb04/1013722953.html
CR1V 25 PB04 | CHIPSENSE | 15: 7.4109 30: 7.2873 45: 7.1021 60: 6.9168 | CR1V | - | Industrial |  | - |  |  | CR1V 25 PB04 CHIPSENSE | [5 empty] | - | - | - | - | - |  | panel mount |  | -40℃~85℃ |  |  | - | [5 empty] | - |  |  |  | - |  |  |  |  | 56 | https://www.unikeyic.com/media/datasheet/15/36/d6a9/1536d6a93069d1fb35d0c97818600f9e.pdf | https://www.unikeyic.com/products/current-sensors/cr1v-25-pb04/1013716462.html
CR1V 50 PB04 | CHIPSENSE | 15: 7.4109 30: 7.2873 45: 7.1021 60: 6.9168 | CR1V | - | Industrial |  | - |  |  | CR1V 50 PB04 CHIPSENSE | [5 empty] | - | - | - | - | - |  | panel mount |  | -40℃~85℃ |  |  | - | [5 empty] | - |  |  |  | - |  |  |  |  | 22 | https://www.unikeyic.com/media/datasheet/15/36/d6a9/1536d6a93069d1fb35d0c97818600f9e.pdf | https://www.unikeyic.com/products/current-sensors/cr1v-50-pb04/1013714878.html
CR1V 6 PB04 | CHIPSENSE | 15: 7.4109 30: 7.2873 45: 7.1021 60: 6.9168 | CR1V | - | Industrial |  | - |  |  | CR1V 6 PB04 CHIPSENSE | [5 empty] | - | - | - | - | - |  | panel mount |  | -40℃~85℃ |  |  | - | [5 empty] | - |  |  |  | - |  |  |  |  | 15 | https://www.unikeyic.com/media/datasheet/15/36/d6a9/1536d6a93069d1fb35d0c97818600f9e.pdf | https://www.unikeyic.com/products/current-sensors/cr1v-6-pb04/1013717150.html
CR1V 75 PB05 | CHIPSENSE | 15: 7.4109 30: 7.2873 45: 7.1021 60: 6.9168 | CR1V | - | Industrial |  | - |  |  | CR1V 75 PB05 CHIPSENSE | [5 empty] | - | - | - | - | - |  | panel mount |  | -40℃~85℃ |  |  | - | [5 empty] | - |  |  |  | - |  |  |  |  | 32 | https://www.unikeyic.com/media/datasheet/6f/8f/8ff0/6f8f8ff00bcd0586cf82b2d5087ccac1.pdf | https://www.unikeyic.com/products/current-sensors/cr1v-75-pb05/1013719875.html
CR2A 500 H00 | CHIPSENSE | 1: 26.8053 2: 26.3585 3: 25.6884 4: 25.0182 | CR2A | - | Industrial |  | - |  |  | CR2A 500 H00 CHIPSENSE | [5 empty] | - | - | - | - | - |  | panel mount |  | -40℃~85℃ |  |  | - | [5 empty] | - |  |  |  | - |  |  |  |  | 5 | https://www.unikeyic.com/media/datasheet/c7/82/23cb/c78223cba03608a880e9d08be5d9ca5d.pdf | https://www.unikeyic.com/products/current-sensors/cr2a-500-h00/1013720099.html
CR4110-10 | CR MAGNETICS | 1: 233.01 5: 230.1869 | 250ms, 25mA, Bidirectional, 10A, ±0.5%, DIN Rail Mount, Panel Mount | ±0.5% |  |  |  | 10A | 25mA |  | AC | 20Hz ~ 5kHz |  |  |  | - |  |  |  |  | 1 (Unlimited) |  | DIN Rail, Panel |  | 0°C ~ 60°C | Ratiometric, 0 V ~ 5 V |  |  | Module | Bulk | Bidirectional |  |  | 250ms | 1833151 |  | - | Transformer w/Conditioning | CR4100 | - | 24V | 6 | https://www.unikeyic.com/media/about_us/Unikey_ISO_9001_Certification.pdf | https://www.unikeyic.com/products/current-sensors/cr4110-10/34952996.html
CR4110-15 | CR MAGNETICS | 1: 233.1399 5: 218.1086 10: 212.5045 25: 205.7953 50: 201.201 | 250ms 25mA Bidirectional 15A ±0.5% DIN Rail Mount, Panel Mount | ±0.5% |  |  |  | 15A | 25mA |  | AC | 20Hz ~ 5kHz |  |  |  | - |  |  |  |  | 1 (Unlimited) |  | DIN Rail, Panel |  | 0°C ~ 60°C | Ratiometric, 0 V ~ 5 V |  |  | Module | Bulk | Bidirectional |  |  | 250ms |  |  | - | Transformer w/Conditioning | CR4100 | - | 24V | 2 | https://www.unikeyic.com/media/about_us/Unikey_ISO_9001_Certification.pdf | https://www.unikeyic.com/products/current-sensors/cr4110-15/11123072.html
CR4110S-20 | CR MAGNETICS | 1: 270.702 5: 253.6207 10: 247.2509 25: 239.6231 | 250ms 25mA Bidirectional 20A ±0.5% DIN Rail Mount, Panel Mount | ±0.5% |  |  |  | 20A | 25mA |  | AC | 20Hz ~ 5kHz |  |  |  | - |  |  |  |  | 1 (Unlimited) |  | DIN Rail, Panel |  | 0°C ~ 60°C | Ratiometric, 0 V ~ 5 V |  |  | Module | Bulk | Bidirectional |  |  | 250ms | 2485730 |  | - | Transformer w/Conditioning | CR4100 | - | 24V | 1 | https://www.unikeyic.com/media/about_us/Unikey_ISO_9001_Certification.pdf | https://www.unikeyic.com/products/current-sensors/cr4110s-20/35000416.html
CR4220-10 | CR MAGNETICS | 1+: 141.0912 10+: 126.7337 25+: 121.4019 50+: 117.5092 | 250ms Bidirectional 10A ±0.5% DIN Rail Mount | [38 empty] | 19 | https://www.unikeyic.com/media/datasheet/c5/73/5979/c5/80f6040c73dc5e232450746a50fa3049.pdf | https://www.unikeyic.com/products/current-sensors/cr4220-10/11349503.html
CR4220-20 | CR MAGNETICS | 1+: 139.4194 5+: 132.1142 | 250ms Bidirectional 20A ±0.5% DIN Rail Mount | [38 empty] | 84 | https://www.unikeyic.com/media/datasheet/c5/73/5979/c5/80f6040c73dc5e232450746a50fa3049.pdf | https://www.unikeyic.com/products/current-sensors/cr4220-20/10927112.html
CR4220-5 | CR MAGNETICS | 1+: 139.4194 5+: 132.1142 | Bidirectional Relay, 250ms, 5A, ±0.5%, DIN Rail Mount | [38 empty] | 2 | https://www.unikeyic.com/media/datasheet/c5/73/5979/c5/80f6040c73dc5e232450746a50fa3049.pdf | https://www.unikeyic.com/products/current-sensors/cr4220-5/35039481.html
CR4260-20 | CR MAGNETICS | 1+: 185.706 5+: 180.1915 | Bidirectional, 250ms, 20A ±0.5%, DIN Rail Mount, Panel Mount | [38 empty] | 1 | https://www.unikeyic.com/media/datasheet/c5/73/5979/c5/80f6040c73dc5e232450746a50fa3049.pdf | https://www.unikeyic.com/products/current-sensors/cr4260-20/10894516.html
CR4420-100 | CR MAGNETICS | 1+: 142.9853 | 250ms 45mA Bidirectional 100A ±0.5% DIN Rail Mount, Panel Mount | [38 empty] | 1 | https://www.unikeyic.com/media/datasheet/11/02/970f/11/2252882b85d62e7ce0afd90222d75018.pdf | https://www.unikeyic.com/products/current-sensors/cr4420-100/28329962.html
CR5210-100 | CR MAGNETICS | 1: 153.6192 5: 143.1281 10: 139.2163 25: 134.5339 50: 131.328 | 250ms 40mA Unidirectional 100A ±1% DIN Rail Mount, Panel Mount | ±1% |  |  |  | 100A | 40mA |  | DC | DC |  |  |  | - |  |  |  |  | Not Applicable |  | DIN Rail, Panel |  | 0°C ~ 50°C | Ratiometric, Voltage |  |  | Module | Bulk | Unidirectional |  |  | 250ms |  |  | - | Hall Effect, Closed Loop | CR5200 | - | 24V | 25 | https://www.unikeyic.com/media/datasheet/11/1c/b188/111cb188ebafaed4bac78bbac5a9523e.pdf | https://www.unikeyic.com/products/current-sensors/cr5210-100/11298798.html
CR5210-300 | CR MAGNETICS | 1+: 146.3076 | 300A 40mA 250ms ±1% Unidirectional DIN Rail Mount, Panel Mount | [38 empty] | 2 | https://www.unikeyic.com/media/datasheet/11/1c/b188/111cb188ebafaed4bac78bbac5a9523e.pdf | https://www.unikeyic.com/products/current-sensors/cr5210-300/23619967.html
CR5210S-150 | CR MAGNETICS | 1+: 262.98 5+: 246.3178 10+: 240.1013 25+: 232.6618 | 250ms 35mA Unidirectional 150A ±1% DIN Rail Mount, Panel Mount | [38 empty] | 2 | https://www.unikeyic.com/media/datasheet/11/1c/b188/111cb188ebafaed4bac78bbac5a9523e.pdf | https://www.unikeyic.com/products/current-sensors/cr5210s-150/24230964.html
CR5211-10 | CR MAGNETICS | 1: 157.0644 5: 150.3209 | 250ms 21.6V 40mA 26.4V Unidirectional 10A ±1% DINRail installation，panel mount | ±1% |  |  |  | 10A | 40mA |  | DC | DC |  |  |  | - |  |  |  |  | Not Applicable |  | DIN Rail, Panel |  | 0°C ~ 50°C | Ratiometric, ±10 V |  |  | Module | Bulk | Unidirectional |  |  | 250ms |  |  | - | Magnetic Modulator, Closed Loop | CR5200 | - | 24V | 149 | https://www.unikeyic.com/media/datasheet/11/1c/b188/111cb188ebafaed4bac78bbac5a9523e.pdf | https://www.unikeyic.com/products/current-sensors/cr5211-10/11351029.html
CR5220-150 | CR MAGNETICS | 1: 180.5904 5: 168.5241 10: 164.0244 25: 158.64 50: 154.9543 | 250ms 100mA Unidirectional 150A ±1% DINRail installation，panel mount | ±1% |  |  |  | 150A | 100mA |  | DC | DC |  |  |  | - |  |  |  |  | Not Applicable |  | DIN Rail, Panel |  | 0°C ~ 50°C | Ratiometric, 4mA ~ 20mA |  |  | Module | Bulk | Unidirectional |  |  | 250ms | 2500262 |  | - | Hall Effect, Closed Loop | CR5200 | - | 24V | 12 | https://www.unikeyic.com/media/datasheet/11/1c/b188/111cb188ebafaed4bac78bbac5a9523e.pdf | https://www.unikeyic.com/products/current-sensors/cr5220-150/24012891.html
CR5220-20 | CR MAGNETICS | 1+: 180.5904 5+: 174.8154 | 250ms 100mA Unidirectional 20A ±1% DIN Rail Mount, Panel Mount | [38 empty] | 93 | https://www.unikeyic.com/media/datasheet/11/1c/b188/111cb188ebafaed4bac78bbac5a9523e.pdf | https://www.unikeyic.com/products/current-sensors/cr5220-20/23799968.html
CR5410-30 | CR MAGNETICS | 1: 153.7052 5: 146.8429 | 40mA Bidirectional 30A ±1% DIN Rail Mount, Panel Mount | ±1% |  |  |  | 30A | 40mA |  | AC/DC | DC ~ 4kHz |  |  |  | - |  |  |  |  | 1 (Unlimited) |  | DIN Rail, Panel |  | 0°C ~ 50°C | Ratiometric, Voltage |  |  | Module | Bulk | Bidirectional |  |  | - | 2485756 |  | - | Hall Effect, Open Loop | CR5400 | - | 24V | 7 | https://www.unikeyic.com/media/about_us/Unikey_ISO_9001_Certification.pdf | https://www.unikeyic.com/products/current-sensors/cr5410-30/35044245.html
CR5410-300 | CR MAGNETICS | 1: 153.7052 5: 143.2077 10: 139.2938 25: 134.6088 50: 131.4011 | Bidirectional TVS Diode 40mA 300A ±1% DIN Rail Mount, Panel Mount | ±1% |  |  |  | 300A | 40mA |  | AC/DC | DC ~ 4kHz |  |  |  | - |  |  |  |  | 1 (Unlimited) |  | DIN Rail, Panel |  | 0°C ~ 50°C | Ratiometric, Voltage |  |  | Module | Bulk | Bidirectional |  |  | - |  |  | - | Hall Effect, Open Loop | CR5400 | - | 24V | 8 | https://www.unikeyic.com/media/about_us/Unikey_ISO_9001_Certification.pdf | https://www.unikeyic.com/products/current-sensors/cr5410-300/11240970.html
CR5410-50 | CR MAGNETICS | 1+: 153.7052 5+: 143.2077 10+: 139.2938 25+: 134.6088 50+: 131.4011 | 40mA Bidirectional 50A ±1% DIN Rail Mount, Panel Mount | [38 empty] | 10 |  | https://www.unikeyic.com/products/current-sensors/cr5410-50/11097627.html
CR5410S-50 | CR MAGNETICS | 1: 263.127 5: 246.4549 10: 240.2349 25: 232.7913 | 35mA Bidirectional 50A ±1% DIN Rail Mount, Panel Mount | ±1% |  |  |  | 50A | 35mA |  | AC/DC | DC ~ 4kHz |  |  |  | - |  |  |  |  | 1 (Unlimited) |  | DIN Rail, Panel |  | 0°C ~ 50°C | Ratiometric, Voltage |  |  | Module | Bulk | Bidirectional |  |  | - |  |  | - | Hall Effect, Closed Loop | CR5410S | - | 24V | 1 | https://www.unikeyic.com/media/about_us/Unikey_ISO_9001_Certification.pdf | https://www.unikeyic.com/products/current-sensors/cr5410s-50/24142017.html
CR9321-ACA | CR MAGNETICS | 1+: 30.062 5+: 27.5185 10+: 26.5741 25+: 25.4443 50+: 24.671 100+: 24.6457 | Triac 100A 100ms(On) 250ms(Off) | [38 empty] | 137 | https://www.unikeyic.com/media/datasheet/b9/71/a180/b971a1802affd9c1e0fa79328da709b4.pdf | https://www.unikeyic.com/products/current-sensors/cr9321-aca/11082885.html
CS0305B | Same Sky | 7+: 16.544 21+: 15.752 84+: 15.037 210+: 14.388 630+: 13.783 | 7μs 4.75V 25mA 5.25V Bidirectional ±0.5% 3A ±2.2% TH | [38 empty] | 20 |  | https://www.unikeyic.com/products/current-sensors/cs0305b/871022859.html
CS0312B | Same Sky | 7: 16.544 21: 15.752 84: 15.037 210: 14.388 630: 13.783 | 3μs 11.4V 25mA 12.6V Bidirectional ±0.5% 3A ±4.2% TH | ±4.2% |  | CS0312 |  | 3A | 25mA |  | AC | DC ~ 40kHz |  |  |  | ±0.5% |  |  |  |  | Not Applicable |  | Through Hole |  | -10°C ~ 75°C | Ratiometric, Voltage |  |  | Module | Tray | Bidirectional |  |  | 3µs | 10463381 |  | - | Open Loop | CSXX12B |  | 11.4V ~ 12.6V | 20 | https://www.unikeyic.com/media/about_us/Unikey_ISO_9001_Certification.pdf | https://www.unikeyic.com/products/current-sensors/cs0312b/871022061.html
CS0505B | Same Sky | 1+: 33.946 5+: 30.5424 10+: 28.404 25+: 23.7492 50+: 23.1228 | TVS Diode Bidirectional 7μs 4.75V 25mA 5.25V ±0.5% 5A ±2.2% TH | [38 empty] | 50 |  | https://www.unikeyic.com/products/current-sensors/cs0505b/871022034.html
CS0505U | Same Sky | 10+: 28.7572 25+: 27.5378 50+: 26.7036 100+: 25.9384 | TVS Diode, Unidirectional, 7μs, 4.75V, 25mA, 5.25V, ±0.5%, 5A, ±4.2%, TH | [38 empty] | 27 |  | https://www.unikeyic.com/products/current-sensors/cs0505u/871008093.html
CS1005U | Same Sky | 10: 30.1212 25: 28.8619 50: 28.0001 100: 27.2096 | 7μs 4.75V 25mA 5.25V Unidirectional ±0.5% 10A ±4.2% Through hole mounting | ±4.2% |  | CS1005 |  | 10A | 25mA |  | AC | DC ~ 40kHz |  |  |  | ±0.5% |  |  |  |  | Not Applicable |  | Through Hole |  | -10°C ~ 75°C | Ratiometric, Voltage |  |  | Module | Tray | Unidirectional |  |  | 7µs | 10463371 |  | - | Open Loop | CSXX05U |  | 4.75V ~ 5.25V | 35 | https://www.unikeyic.com/media/about_us/Unikey_ISO_9001_Certification.pdf | https://www.unikeyic.com/products/current-sensors/cs1005u/871011503.html
CS10120B | Same Sky | 7: 17.171 35: 16.478 | TVS Diode, Bidirectional, 3μs, 25mA, 10A, ±0.5%, ±2.4%, TH | ±2.4% |  | CS10120 |  | 10A | 25mA |  | AC | DC ~ 40kHz |  |  |  | ±0.5% |  |  |  |  | Not Applicable |  | Through Hole |  | -10°C ~ 75°C | Ratiometric, Voltage |  |  | Module | Tray | Bidirectional |  |  | 3µs |  |  | - | Open Loop | CSXX120B |  | ±11.4V ~ 12.6V | 60 | https://www.unikeyic.com/media/datasheet/44/65/9bc2/44659bc2acf7674e23d78f3d98fa64da.pdf | https://www.unikeyic.com/products/current-sensors/cs10120b/871021701.html
CS1012B | Same Sky | 1: 31.9293 10: 31.3591 25: 31.3591 | 3μs 11.4V 25mA 12.6V Bidirectional ±0.5% 10A ±4.2% TH | ±4.2% |  | CS1012 |  | 10A | 25mA |  | AC | DC ~ 40kHz |  |  |  | ±0.5% |  |  |  |  | Not Applicable |  | Through Hole |  | -10°C ~ 75°C | Ratiometric, Voltage |  |  | Module | Tray | Bidirectional |  |  | 3µs |  |  | - | Open Loop | CSXX12B |  | 11.4V ~ 12.6V | 47 | https://www.unikeyic.com/media/datasheet/70/3b/7572/703b757271d3dcf8f2dd48e900b098b3.pdf | https://www.unikeyic.com/products/current-sensors/cs1012b/871017836.html
CS1012U | Same Sky | 6: 18.535 19: 17.655 75: 16.852 190: 16.115 560: 15.444 | TVS Diode 3μs 11.4V 25mA 12.6V Uni-directional ±0.5% 10A ±1.9% TH | ±1.9% |  | CS1012 |  | 10A | 25mA |  | AC | DC ~ 40kHz |  |  |  | ±0.5% |  |  |  |  | Not Applicable |  | Through Hole |  | -10°C ~ 75°C | Ratiometric, Voltage |  |  | Module | Tray | Unidirectional |  |  | 3µs |  |  | - | Open Loop | CSXX12U |  | 11.4V ~ 12.6V | 20 | https://www.unikeyic.com/media/datasheet/ae/2d/ed5f/ae2ded5f7462568a6cf751a9da8239ca.pdf | https://www.unikeyic.com/products/current-sensors/cs1012u/871024547.html
CS10150B | Same Sky | 7: 17.171 35: 16.478 70: 15.818 | 3μs Bidirectional TVS Diode, 14.25V 15.75V 25mA 10A ±0.5% ±2.4%, TH | ±2.4% |  | CS10150 |  | 10A | 25mA |  | AC | DC ~ 40kHz |  |  |  | ±0.5% |  |  |  |  | Not Applicable |  | Through Hole |  | -10°C ~ 75°C | Ratiometric, Voltage |  |  | Module | Tray | Bidirectional |  |  | 3µs |  |  | - | Open Loop | CSXX150B |  | 14.25V ~ 15.75V | 70 | https://www.unikeyic.com/media/about_us/Unikey_ISO_9001_Certification.pdf | https://www.unikeyic.com/products/current-sensors/cs10150b/871030337.html
CS1050BL | Same Sky | 6: 20.361 30: 19.547 60: 18.755 | TVS Diode 7μs 25mA Bidirectional ±0.5% 10A ±4.9% TH | ±4.9% |  | CS1050 |  | 10A | 25mA |  | AC | DC ~ 55kHz |  |  |  | ±0.5% |  |  |  |  | Not Applicable |  | Through Hole |  | -10°C ~ 70°C | Ratiometric, Voltage |  |  | Module | Tray | Bidirectional |  |  | 7µs |  |  | - | Open Loop | CSXX50BL |  | ±4.75V ~ 5.25V | 80 | https://www.unikeyic.com/media/pdf/HTMLDatasheet/same-sky/97/be/2e45/cs0550bl/2025/11/cs1050bl.pdf | https://www.unikeyic.com/products/current-sensors/cs1050bl/871026504.html
CS1505B | Same Sky | 8: 14.366 40: 13.794 | 7μs 4.75V 25mA 5.25V Bidirectional ±0.5% 15A ±2.2% TH | ±2.2% |  | CS1505 |  | 15A | 25mA |  | AC | DC ~ 40kHz |  |  |  | ±0.5% |  |  |  |  | Not Applicable |  | Through Hole |  | -10°C ~ 75°C | Ratiometric, Voltage |  |  | Module | Tray | Bidirectional |  |  | 7µs |  |  | - | Open Loop | CSXX05B |  | 4.75V ~ 5.25V | 79 | https://www.unikeyic.com/media/about_us/Unikey_ISO_9001_Certification.pdf | https://www.unikeyic.com/products/current-sensors/cs1505b/871033478.html
CS1505U | Same Sky | 8: 14.366 40: 13.794 | TVS Diode, 7μs, 4.75V, 25mA, 5.25V, Unidirectional, ±0.5%, 15A, ±4.2%, TH | ±4.2% |  | CS1505 |  | 15A | 25mA |  | AC | DC ~ 40kHz |  |  |  | ±0.5% |  |  |  |  | Not Applicable |  | Through Hole |  | -10°C ~ 75°C | Ratiometric, Voltage |  |  | Module | Tray | Unidirectional |  |  | 7µs | 10463365 |  | - | Open Loop | CSXX05U |  | 4.75V ~ 5.25V | 52 | https://www.unikeyic.com/media/about_us/Unikey_ISO_9001_Certification.pdf | https://www.unikeyic.com/products/current-sensors/cs1505u/871030661.html
CS15120B | Same Sky | 8: 15.323 | 3μs 25mA Bidirectional ±0.5% 15A ±2.4% Through hole mounting | ±2.4% |  | CS15120 |  | 15A | 25mA |  | AC | DC ~ 40kHz |  |  |  | ±0.5% |  |  |  |  | Not Applicable |  | Through Hole |  | -10°C ~ 75°C | Ratiometric, Voltage |  |  | Module | Tray | Bidirectional |  |  | 3µs |  |  | - | Open Loop | CSXX120B |  | ±11.4V ~ 12.6V | 14 | https://www.unikeyic.com/media/datasheet/ea/55/528d/ea55528d6d6384e46138554474b47aeb.pdf | https://www.unikeyic.com/products/current-sensors/cs15120b/871012051.html
CS1512B | Same Sky | 8: 14.366 40: 13.794 90: 13.233 | 3μs, 11.4V, 25mA, 12.6V, Bidirectional ±0.5%, 15A ±4.2%, TH | ±4.2% |  | CS1512 |  | 15A | 25mA |  | AC | DC ~ 40kHz |  |  |  | ±0.5% |  |  |  |  | Not Applicable |  | Through Hole |  | -10°C ~ 75°C | Ratiometric, Voltage |  |  | Module | Tray | Bidirectional |  |  | 3µs | 10463384 |  | - | Open Loop | CSXX12B |  | 11.4V ~ 12.6V | 90 | https://www.unikeyic.com/media/datasheet/70/3b/7572/703b757271d3dcf8f2dd48e900b098b3.pdf | https://www.unikeyic.com/products/current-sensors/cs1512b/871033569.html
CS1512U | Same Sky | 8: 14.366 | TVS Diode, Uni-Directional, 11.4V 12.6V 25mA ±0.5% 15A ±1.9% 3μs TH | ±1.9% |  | CS1512 |  | 15A | 25mA |  | AC | DC ~ 40kHz |  |  |  | ±0.5% |  |  |  |  | Not Applicable |  | Through Hole |  | -10°C ~ 75°C | Ratiometric, Voltage |  |  | Module | Tray | Unidirectional |  |  | 3µs | 10463361 |  | - | Open Loop | CSXX12U |  | 11.4V ~ 12.6V | 26 | https://www.unikeyic.com/media/datasheet/ae/2d/ed5f/ae2ded5f7462568a6cf751a9da8239ca.pdf | https://www.unikeyic.com/products/current-sensors/cs1512u/871025983.html
CS15150B | Same Sky | 8: 15.323 40: 14.707 | 3μs 14.25V 25mA 15.75V Bidirectional ±0.5% 15A ±2.4% Through hole mounting | ±2.4% |  | CS15150 |  | 15A | 25mA |  | AC | DC ~ 40kHz |  |  |  | ±0.5% |  |  |  |  | Not Applicable |  | Through Hole |  | -10°C ~ 75°C | Ratiometric, Voltage |  |  | Module | Tray | Bidirectional |  |  | 3µs |  |  | - | Open Loop | CSXX150B |  | 14.25V ~ 15.75V | 70 | https://www.unikeyic.com/media/about_us/Unikey_ISO_9001_Certification.pdf | https://www.unikeyic.com/products/current-sensors/cs15150b/871020745.html
CS1550BL | Same Sky | 6: 20.361 30: 19.547 60: 18.755 | 7μs 25mA Bidirectional ±0.5% 15A ±4.9% Through hole mounting | ±4.9% |  | CS1550 |  | 15A | 25mA |  | AC | DC ~ 55kHz |  |  |  | ±0.5% |  |  |  |  | Not Applicable |  | Through Hole |  | -10°C ~ 70°C | Ratiometric, Voltage |  |  | Module | Tray | Bidirectional |  |  | 7µs | 10463357 |  | - | Open Loop | CSXX50BL |  | ±4.75V ~ 5.25V | 90 | https://www.unikeyic.com/media/datasheet/c4/5f/70c1/c45f70c1ae530bde1e6761b9aae1514e.pdf | https://www.unikeyic.com/products/current-sensors/cs1550bl/871016550.html
CS1V 100 P00 | CHIPSENSE | 13: 13.4027 26: 13.1793 39: 12.8442 52: 12.5091 | CS1V | - | Industrial |  | - |  |  | CS1V 100 P00 CHIPSENSE | [5 empty] | - | - | - | - | - |  | panel mount |  | -40℃~85℃ |  |  | - | [5 empty] | - |  |  |  | - |  |  |  |  | 13 | https://www.unikeyic.com/media/datasheet/e1/a3/4481/e1a344818edc0fc6c9c53f3053fec622.pdf | https://www.unikeyic.com/products/current-sensors/cs1v-100-p00/1013719885.html
CS1V 150 P00 | CHIPSENSE | 12: 13.8757 24: 13.6444 36: 13.2975 48: 12.9506 | CS1V | - | Industrial |  | - |  |  | CS1V 150 P00 CHIPSENSE | [5 empty] | - | - | - | - | - |  | panel mount |  | -40℃~85℃ |  |  | - | [5 empty] | - |  |  |  | - |  |  |  |  | 12 | https://www.unikeyic.com/media/datasheet/e1/a3/4481/e1a344818edc0fc6c9c53f3053fec622.pdf | https://www.unikeyic.com/products/current-sensors/cs1v-150-p00/1013722048.html
CS1V 200 P00 | CHIPSENSE | 6: 15.1371 12: 14.8848 18: 14.5064 24: 14.128 | CS1V | - | Industrial |  | - |  |  | CS1V 200 P00 CHIPSENSE | [5 empty] | - | - | - | - | - |  | panel mount |  | -40℃~85℃ |  |  | - | [5 empty] | - |  |  |  | - |  |  |  |  | 6 | https://www.unikeyic.com/media/datasheet/e1/a3/4481/e1a344818edc0fc6c9c53f3053fec622.pdf | https://www.unikeyic.com/products/current-sensors/cs1v-200-p00/1013717510.html
CS1V 300 P00 | CHIPSENSE | 9: 15.7678 18: 15.505 27: 15.1108 36: 14.7166 | CS1V | - | Industrial |  | - |  |  | CS1V 300 P00 CHIPSENSE | [5 empty] | - | - | - | - | - |  | panel mount |  | -40℃~85℃ |  |  | - | [5 empty] | - |  |  |  | - |  |  |  |  | 9 | https://www.unikeyic.com/media/datasheet/b5/5d/fe63/b55dfe634ad70a87ad41d2a4256a3363.pdf | https://www.unikeyic.com/products/current-sensors/cs1v-300-p00/1013715033.html
CS1V 80 P00 | CHIPSENSE | 13: 12.7719 26: 12.559 39: 12.2397 52: 11.9204 | CS1V | - | Industrial |  | - |  |  | CS1V 80 P00 CHIPSENSE | [5 empty] | - | - | - | - | - |  | panel mount |  | -40℃~85℃ |  |  | - | [5 empty] | - |  |  |  | - |  |  |  |  | 13 | https://www.unikeyic.com/media/datasheet/e1/a3/4481/e1a344818edc0fc6c9c53f3053fec622.pdf | https://www.unikeyic.com/products/current-sensors/cs1v-80-p00/1013722214.html
CS2005B | Same Sky | 8: 14.366 40: 13.794 | 7μs 4.75V 25mA 5.25V Bidirectional ±0.5% 20A ±2.2% Through hole mounting | ±2.2% |  | CS2005 |  | 20A | 25mA |  | AC | DC ~ 40kHz |  |  |  | ±0.5% |  |  |  |  | Not Applicable |  | Through Hole |  | -10°C ~ 75°C | Ratiometric, Voltage |  |  | Module | Tray | Bidirectional |  |  | 7µs |  |  | - | Open Loop | CSXX05B |  | 4.75V ~ 5.25V | 88 | https://www.unikeyic.com/media/about_us/Unikey_ISO_9001_Certification.pdf | https://www.unikeyic.com/products/current-sensors/cs2005b/871008711.html
CS2005U | Same Sky | 8: 14.366 40: 13.794 | 7μs 4.75V 25mA 5.25V Unidirectional ±0.5% 20A ±4.2% TH | ±4.2% |  | CS2005 |  | 20A | 25mA |  | AC | DC ~ 40kHz |  |  |  | ±0.5% |  |  |  |  | Not Applicable |  | Through Hole |  | -10°C ~ 75°C | Ratiometric, Voltage |  |  | Module | Tray | Unidirectional |  |  | 7µs |  |  | - | Open Loop | CSXX05U |  | 4.75V ~ 5.25V | 87 | https://www.unikeyic.com/media/about_us/Unikey_ISO_9001_Certification.pdf | https://www.unikeyic.com/products/current-sensors/cs2005u/871025720.html
CS20120B | Same Sky | 10+: 30.5302 25+: 29.2454 50+: 28.3669 100+: 27.5606 | TVS Diode Bidirectional 3μs 25mA ±0.5% 20A ±2.4% TH | [38 empty] | 10 | https://www.unikeyic.com/media/datasheet/44/65/9bc2/44659bc2acf7674e23d78f3d98fa64da.pdf | https://www.unikeyic.com/products/current-sensors/cs20120b/871032404.html
CS2012B | Same Sky | 7: 16.544 21: 15.752 84: 15.037 210: 14.388 630: 13.783 | TVS Diode, Bidirectional 11.4V 25mA 12.6V ±0.5% 20A ±4.2% TH | ±4.2% |  | CS2012 |  | 20A | 25mA |  | AC | DC ~ 40kHz |  |  |  | ±0.5% |  |  |  |  | Not Applicable |  | Through Hole |  | -10°C ~ 75°C | Ratiometric, Voltage |  |  | Module | Tray | Bidirectional |  |  | 3µs | 10463385 |  | - | Open Loop | CSXX12B |  | 11.4V ~ 12.6V | 20 | https://www.unikeyic.com/media/datasheet/70/3b/7572/703b757271d3dcf8f2dd48e900b098b3.pdf | https://www.unikeyic.com/products/current-sensors/cs2012b/871029495.html
CS2012U | Same Sky | 7: 16.544 21: 15.752 84: 15.037 210: 14.388 630: 13.783 | TVS Diode 3μs 11.4V 25mA 12.6V Uni-directional ±0.5% 20A ±1.9% TH | ±1.9% |  | CS2012 |  | 20A | 25mA |  | AC | DC ~ 40kHz |  |  |  | ±0.5% |  |  |  |  | Not Applicable |  | Through Hole |  | -10°C ~ 75°C | Ratiometric, Voltage |  |  | Module | Tray | Unidirectional |  |  | 3µs |  |  | - | Open Loop | CSXX12U |  | 11.4V ~ 12.6V | 20 | https://www.unikeyic.com/media/datasheet/ae/2d/ed5f/ae2ded5f7462568a6cf751a9da8239ca.pdf | https://www.unikeyic.com/products/current-sensors/cs2012u/871018042.html
CS20150B | Same Sky | 8: 15.323 40: 14.707 | 3μs 14.25V 25mA 15.75V Bi-directional ±0.5% 20A ±2.4% TH | ±2.4% |  | CS20150 |  | 20A | 25mA |  | AC | DC ~ 40kHz |  |  |  | ±0.5% |  |  |  |  | Not Applicable |  | Through Hole |  | -10°C ~ 75°C | Ratiometric, Voltage |  |  | Module | Tray | Bidirectional |  |  | 3µs |  |  | - | Open Loop | CSXX150B |  | 14.25V ~ 15.75V | 50 | https://www.unikeyic.com/media/about_us/Unikey_ISO_9001_Certification.pdf | https://www.unikeyic.com/products/current-sensors/cs20150b/871029044.html
CS3A 100 P00 | CHIPSENSE | 7: 8.3569 14: 8.2177 21: 8.0088 28: 7.7998 | CS3A | - | Industrial |  | - |  |  | CS3A 100 P00 CHIPSENSE | [5 empty] | - | - | - | - | - |  | panel mount |  | -40℃~85℃ |  |  | - | [5 empty] | - |  |  |  | - |  |  |  |  | 7 | https://www.unikeyic.com/media/datasheet/b8/b6/1716/b8b617167e905c4454afe65d201abdc4.pdf | https://www.unikeyic.com/products/current-sensors/cs3a-100-p00/1013721623.html
CS3A 125 P00 | CHIPSENSE | 15: 8.3569 30: 8.2177 45: 8.0088 60: 7.7998 | CS3A | - | Industrial |  | - |  |  | CS3A 125 P00 CHIPSENSE | [5 empty] | - | - | - | - | - |  | panel mount |  | -40℃~85℃ |  |  | - | [5 empty] | - |  |  |  | - |  |  |  |  | 111 | https://www.unikeyic.com/media/datasheet/b8/b6/1716/b8b617167e905c4454afe65d201abdc4.pdf | https://www.unikeyic.com/products/current-sensors/cs3a-125-p00/1013718119.html
CS3A 50 P00 | CHIPSENSE | 15: 8.3569 30: 8.2177 45: 8.0088 60: 7.7998 | CS3A | - | Industrial |  | - |  |  | CS3A 50 P00 CHIPSENSE | [5 empty] | - | - | - | - | - |  | panel mount |  | -40℃~85℃ |  |  | - | [5 empty] | - |  |  |  | - |  |  |  |  | 135 | https://www.unikeyic.com/media/datasheet/b8/b6/1716/b8b617167e905c4454afe65d201abdc4.pdf | https://www.unikeyic.com/products/current-sensors/cs3a-50-p00/1013718617.html
CSCA0050A000B15B01 | Honeywell | 4+: 35.695 8+: 35.035 | 3μs -14.25V 17mA ±15.75V Bidirectional ±1% 50A ±2% Base Mount 40mm × 35mm × 29mm | [38 empty] | 25 | https://www.unikeyic.com/media/datasheet/93/c4/42a1/93/5f1bec4f78320b027e2983ffa0e83ba5.pdf | https://www.unikeyic.com/products/current-sensors/csca0050a000b15b01/11055186.html
CSCA0075A000U12J01 | Honeywell | 12: 59.7076 36: 57.4164 108: 51.6679 504: 48.8005 | 3μs~7μs ±2% |  |  | CSCA0075 | [14 empty] | 1 (Unlimited) | [8 empty] | Bulk |  |  |  |  | 10470232 |  |  |  | * |  |  | 661 | https://www.unikeyic.com/media/about_us/Unikey_ISO_9001_Certification.pdf | https://www.unikeyic.com/products/current-sensors/csca0075a000u12j01/35004529.html
CSCA0100A000B15B01 | Honeywell | 4: 35.695 | 3μs -14.25V 17mA ±15.75V Bidirectional ±1% 100A ±2% Base Mount 40mm × 35mm × 29mm | ±2% |  | CSCA0100 |  | 100A | 17mA |  | AC/DC | DC ~ 50kHz |  |  |  | ±1% |  |  |  |  | 1 (Unlimited) |  | Chassis Mount |  | -10°C ~ 80°C | Ratiometric, Voltage |  |  | Module | Bulk | Bidirectional |  |  | 3µs |  |  | - | Hall Effect, Open Loop | CSCA-A | - | ±15V | 37 | https://www.unikeyic.com/media/datasheet/fe/72/2887/fe/135fdfa0e06e94aed903a12f3d0f43f9.pdf | https://www.unikeyic.com/products/current-sensors/csca0100a000b15b01/35037073.html
CSCA0200A000B15B01 | Honeywell | 4: 33.979 | 3μs -14.25V 17mA ±15.75V Bidirectional ±1% 200A ±2% base mount 40mm*35mm*29mm | ±2% |  | CSCA0200 |  | 200A | 17mA |  | AC/DC | DC ~ 50kHz |  |  |  | ±1% |  |  |  |  | 1 (Unlimited) |  | Chassis Mount |  | -10°C ~ 80°C | Ratiometric, Voltage |  |  | Module | Bulk | Bidirectional |  |  | 3µs |  |  | - | Hall Effect, Open Loop | CSCA-A | - | ±15V | 7 | https://www.unikeyic.com/media/datasheet/fe/72/2887/fe/135fdfa0e06e94aed903a12f3d0f43f9.pdf | https://www.unikeyic.com/products/current-sensors/csca0200a000b15b01/11325252.html
CSDA1AA | Honeywell | 1+: 89.144 5+: 73.6668 10+: 68.3964 25+: 60.7824 50+: 59.3136 100+: 58.4712 | TVS Diode 16V Bidirectional 1A ±0.5% TH Bracket Mount 31.8mm × 25.4mm × 19mm | [38 empty] | 29 | https://www.unikeyic.com/media/datasheet/28/37/b0d1/28/152674a1c361119e99538d9f4c7bf553.pdf | https://www.unikeyic.com/products/current-sensors/csda1aa/11354671.html
CSDA1BA | Honeywell | 5+: 21.351 10+: 20.1636 15+: 19.9476 25+: 19.8504 40+: 19.2045 100+: 19.0995 500+: 19.005 1,000+: 18.9105 | TVS Diode 100μs 6V 12mA 16V Bidirectional 1A ±0.5% TH 31.8mm × 25.4mm × 19mm | [38 empty] | 115 | https://www.unikeyic.com/media/datasheet/3b/22/87e9/3b/1285e8674193b88395950fddf97ae063.pdf | https://www.unikeyic.com/products/current-sensors/csda1ba/35036463.html
CSDD1EC | Honeywell | 2: 62.183 4: 57.574 | 100μs 4.5V 22mA 24V Bidirectional 5A TH | - |  |  |  | 5A | 22mA |  | AC/DC | - |  |  |  | - |  |  |  |  | 1 (Unlimited) |  | Through Hole |  | -25°C ~ 85°C | NPN |  |  | 5-DIP Module | Bulk | Bidirectional |  |  | 100µs | 3540844 |  | - | Current Switch | CSD | - | 4.5V ~ 24V | 6 | https://www.unikeyic.com/media/datasheet/e2/d0/d461/e2/919b7c246cd6c60c1448eebc997bde0b.pdf | https://www.unikeyic.com/products/current-sensors/csdd1ec/11320383.html
CSDD1FR | Honeywell | 15: 8.954 35: 8.789 | 100μs 4.5V 24V 35.56mm H | - | Industrial |  | - |  |  | CSDD1FR Honeywell |  |  |  |  | 35.56mm(height) | - | - | 24V | - | 4.5V |  |  |  | -25℃~85℃ |  |  | - |  |  |  |  | On sale | 100μs |  |  | bulk | - |  |  |  |  | 44 | https://www.unikeyic.com/media/datasheet/00/d5/9c8b/00d59c8b255dc15593b1f63213df15c0.pdf | https://www.unikeyic.com/products/current-sensors/csdd1fr/11191725.html
CSHV1000A-001 | Honeywell | 7+: 17.468 16+: 17.138 25+: 16.17 | 2 6μs 4.5V 16mA 5.5V Bidirectional ±1% ±1kA ±2% Base Mount | [38 empty] | 125 |  | https://www.unikeyic.com/products/current-sensors/cshv1000a-001/35040874.html
CSHV100A-001 | Honeywell | 8: 14.256 20: 13.992 25: 13.2 | 20 6μs 4.5V 16mA 5.5V Bidirectional ±1% ±100A ±2% base mount | ±2% |  |  |  | ±100A | 16mA |  | AC/DC | 45kHz |  |  |  | ±1% |  |  |  |  | 1 (Unlimited) |  | Chassis Mount |  | -40°C ~ 125°C (TA) | Ratiometric, Voltage |  |  | Module, Single Pass Through | Box | Bidirectional |  |  | 6µs | 17634891 |  | 20mV/A | Hall Effect, Open Loop | CS |  | 4.5V ~ 5.5V | 89 | https://www.unikeyic.com/media/about_us/Unikey_ISO_9001_Certification.pdf | https://www.unikeyic.com/products/current-sensors/cshv100a-001/34979296.html
CSHV1100A-001 | Honeywell | 7: 17.468 16: 17.138 25: 16.17 | 1.818 6μs 4.5V 16mA 5.5V Bidirectional ±1% ±1.1KA ±2% base mount | ±2% |  |  |  | ±1100A | 16mA |  | AC/DC | 45kHz |  |  |  | ±1% |  |  |  |  | 1 (Unlimited) |  | Chassis Mount |  | -40°C ~ 125°C (TA) | Ratiometric, Voltage |  |  | Module, Single Pass Through | Box | Bidirectional |  |  | 6µs | 17634880 |  | 1.818mV/A | Hall Effect, Open Loop | CS |  | 4.5V ~ 5.5V | 110 | https://www.unikeyic.com/media/about_us/Unikey_ISO_9001_Certification.pdf | https://www.unikeyic.com/products/current-sensors/cshv1100a-001/35057448.html
CSHV1200A-001 | Honeywell | 7: 17.468 16: 17.138 25: 16.17 | 1.67 6μs 4.5V 16mA 5.5V Bidirectional ±1% ±1.2KA ±2% base mount | ±2% |  |  |  | ±1200A | 16mA |  | AC/DC | 45kHz |  |  |  | ±1% |  |  |  |  | 1 (Unlimited) |  | Chassis Mount |  | -40°C ~ 125°C (TA) | Ratiometric, Voltage |  |  | Module, Single Pass Through | Box | Bidirectional |  |  | 6µs |  |  | 1.67mV/A | Hall Effect, Open Loop | CS |  | 4.5V ~ 5.5V | 95 | https://www.unikeyic.com/media/about_us/Unikey_ISO_9001_Certification.pdf | https://www.unikeyic.com/products/current-sensors/cshv1200a-001/11010652.html
CSHV1500A-001 | Honeywell | 7: 17.468 16: 17.138 25: 16.17 | 1.333 2μs 4.5V 5.5V ±3% | ±3% |  |  |  | ±1500A | 16mA |  | AC/DC | 45kHz |  |  |  | ±1% |  |  |  |  | 1 (Unlimited) |  | Chassis Mount |  | -40°C ~ 125°C (TA) | Ratiometric, Voltage |  |  | Module, Single Pass Through | Box | Bidirectional |  |  | 6µs |  |  | 1.333mV/A | Hall Effect, Open Loop | CS |  | 4.5V ~ 5.5V | 100 | https://www.unikeyic.com/media/about_us/Unikey_ISO_9001_Certification.pdf | https://www.unikeyic.com/products/current-sensors/cshv1500a-001/3973769.html
CSHV200A-001 | Honeywell | 8: 14.256 20: 13.992 25: 13.2 | 10 6μs 4.5V 16mA 5.5V Bidirectional ±1% ±200A ±2% base mount | ±2% |  |  |  | ±200A | 16mA |  | AC/DC | 45kHz |  |  |  | ±1% |  |  |  |  | 1 (Unlimited) |  | Chassis Mount |  | -40°C ~ 125°C (TA) | Ratiometric, Voltage |  |  | Module, Single Pass Through | Box | Bidirectional |  |  | 6µs |  |  | 10mV/A | Hall Effect, Open Loop | CS |  | 4.5V ~ 5.5V | 25 | https://www.unikeyic.com/media/about_us/Unikey_ISO_9001_Certification.pdf | https://www.unikeyic.com/products/current-sensors/cshv200a-001/35067137.html
CSHV300A-001 | Honeywell | 8: 14.256 | 6.667, 2μs, 4.5V, 5.5V, ±2% | ±2% |  |  |  | ±300A | 16mA |  | AC/DC | 45kHz |  |  |  | ±1% |  |  |  |  | 1 (Unlimited) |  | Chassis Mount |  | -40°C ~ 125°C (TA) | Ratiometric, Voltage |  |  | Module, Single Pass Through | Box | Bidirectional |  |  | 6µs |  |  | 6.667mV/A | Hall Effect, Open Loop | CS |  | 4.5V ~ 5.5V | 15 | https://www.unikeyic.com/media/about_us/Unikey_ISO_9001_Certification.pdf | https://www.unikeyic.com/products/current-sensors/cshv300a-001/447415.html
CSHV400A-001 | Honeywell | 7: 15.741 18: 15.444 25: 14.575 | 5 2μs 4.5V 5.5V ±2% | ±2% |  |  |  | ±400A | 16mA |  | AC/DC | 45kHz |  |  |  | ±1% |  |  |  |  | 1 (Unlimited) |  | Chassis Mount |  | -40°C ~ 125°C (TA) | Ratiometric, Voltage |  |  | Module, Single Pass Through | Box | Bidirectional |  |  | 6µs | 17634887 |  | 5mV/A | Hall Effect, Open Loop | CS |  | 4.5V ~ 5.5V | 25 | https://www.unikeyic.com/media/about_us/Unikey_ISO_9001_Certification.pdf | https://www.unikeyic.com/products/current-sensors/cshv400a-001/5891224.html
CSHV500A-001 | Honeywell | 5: 25.7076 | 4 6μs 4.5V 16mA 5.5V Bidirectional ±1% ±500A ±2% Base Mount | ±2% |  |  |  | ±500A | 16mA |  | AC/DC | 45kHz |  |  |  | ±1% |  |  |  |  | 1 (Unlimited) |  | Chassis Mount |  | -40°C ~ 125°C (TA) | Ratiometric, Voltage |  |  | Module, Single Pass Through | Box | Bidirectional |  |  | 6µs | 17634884 |  | 4mV/A | Hall Effect, Open Loop | CS |  | 4.5V ~ 5.5V | 9 | https://www.unikeyic.com/media/about_us/Unikey_ISO_9001_Certification.pdf | https://www.unikeyic.com/products/current-sensors/cshv500a-001/35029215.html
CSHV600A-001 | Honeywell | 7: 15.741 18: 15.444 25: 14.575 | 3.333 2μs 4.5V 5.5V ±2% | ±2% |  |  |  | ±600A | 16mA |  | AC/DC | 45kHz |  |  |  | ±1% |  |  |  |  | 1 (Unlimited) |  | Chassis Mount |  | -40°C ~ 125°C (TA) | Ratiometric, Voltage |  |  | Module, Single Pass Through | Box | Bidirectional |  |  | 6µs |  |  | 3.33mV/A | Hall Effect, Open Loop | CS |  | 4.5V ~ 5.5V | 49 | https://www.unikeyic.com/media/about_us/Unikey_ISO_9001_Certification.pdf | https://www.unikeyic.com/products/current-sensors/cshv600a-001/31195948.html
CSHV700A-001 | Honeywell | 1: 61.4033 5: 60.3068 10: 59.2104 25: 59.2104 50: 59.2104 100: 59.2104 | Bidirectional Translator 2.857 6μs 4.5V 16mA 5.5V ±1% ±700A ±2% Base Mount | ±2% |  |  |  | ±700A | 16mA |  | AC/DC | 45kHz |  |  |  | ±1% |  |  |  |  | 1 (Unlimited) |  | Chassis Mount |  | -40°C ~ 125°C (TA) | Ratiometric, Voltage |  |  | Module, Single Pass Through | Box | Bidirectional |  |  | 6µs |  |  | 2.857mV/A | Hall Effect, Open Loop | CS |  | 4.5V ~ 5.5V | 9 | https://www.unikeyic.com/media/about_us/Unikey_ISO_9001_Certification.pdf | https://www.unikeyic.com/products/current-sensors/cshv700a-001/35044608.html
CSHV800A-001 | Honeywell | 7: 17.468 16: 17.138 25: 16.17 | 2.5 6μs 4.5V 16mA 5.5V Bidirectional ±1% ±800A ±2% base mount | ±2% |  |  |  | ±800A | 16mA |  | AC/DC | 45kHz |  |  |  | ±1% |  |  |  |  | 1 (Unlimited) |  | Chassis Mount |  | -40°C ~ 125°C (TA) | Ratiometric, Voltage |  |  | Module, Single Pass Through | Box | Bidirectional |  |  | 6µs |  |  | 2.5mV/A | Hall Effect, Open Loop | CS |  | 4.5V ~ 5.5V | 25 | https://www.unikeyic.com/media/about_us/Unikey_ISO_9001_Certification.pdf | https://www.unikeyic.com/products/current-sensors/cshv800a-001/34965914.html
CSHV900A-001 | Honeywell | 7: 17.468 16: 17.138 | 2.222 6μs 4.5V 16mA 5.5V Bidirectional ±1% ±900A ±2% base mount | ±2% |  |  |  | ±900A | 16mA |  | AC/DC | 45kHz |  |  |  | ±1% |  |  |  |  | 1 (Unlimited) |  | Chassis Mount |  | -40°C ~ 125°C (TA) | Ratiometric, Voltage |  |  | Module, Single Pass Through | Box | Bidirectional |  |  | 6µs |  |  | 2.222mV/A | Hall Effect, Open Loop | CS |  | 4.5V ~ 5.5V | 22 | https://www.unikeyic.com/media/about_us/Unikey_ISO_9001_Certification.pdf | https://www.unikeyic.com/products/current-sensors/cshv900a-001/11165785.html
CSLA1CH | Honeywell | 25: 54.1818 50: 52.6778 100: 51.2991 | 19.6mV/N 3μs 8V 19mA 16V Bidirectional 150A Plugins Through hole mounting 35.56mm(height) | - |  | CSLA1 |  | 150A | 19mA |  | AC/DC | - |  |  |  | - |  |  |  |  | 1 (Unlimited) |  | Through Hole |  | -25°C ~ 85°C | Ratiometric, Voltage |  |  | Module, Single Pass Through | Bulk | Bidirectional |  |  | 3µs |  |  | 19.6mV/N | Hall Effect, Open Loop | CSLA | - | 8V ~ 16V | 60 | https://www.unikeyic.com/media/datasheet/6b/0b/46a3/6b/b2e924a979bfcedffccc5880063efd67.pdf | https://www.unikeyic.com/products/current-sensors/csla1ch/35041515.html
CSLA2CDI | Honeywell | 1+: 68.046 5+: 56.3436 10+: 52.3692 25+: 47.5416 50+: 47.0448 100+: 41.2884 | 32.7, 3μs, 5.4V, 13.2V, 72A, 35.56mm H | [38 empty] | 114 |  | https://www.unikeyic.com/products/current-sensors/csla2cdi/812.html
CSLA2DG | Honeywell | 1: 86.0429 | Honeywell Current Transformer, CSLA Series, 150A, Turns Ratio 150:1 | - |  | CSLA2 |  | 150A | 20mA |  | AC/DC | - |  |  |  | - |  |  |  |  | 1 (Unlimited) |  | Through Hole |  | -25°C ~ 85°C | Ratiometric, Voltage |  |  | Module, Single Pass Through | Bulk | Bidirectional |  |  | 3µs | 3175505 |  | 16.2mV/N | Hall Effect, Open Loop | CSLA | - | 6V ~ 12V | 9 | https://www.unikeyic.com/media/datasheet/6b/0b/46a3/6b/b2e924a979bfcedffccc5880063efd67.pdf | https://www.unikeyic.com/products/current-sensors/csla2dg/11180820.html
CSLA2DK | Honeywell | 1: 96.9948 5: 89.8085 10: 87.1366 | Honeywell Current Transformer, CSL Series, 20A, 400A Output, 20:1 Ratio | - |  | CSLA2 |  | 400A | 20mA |  | AC/DC | - |  |  |  | - |  |  |  |  | 1 (Unlimited) |  | Through Hole |  | -25°C ~ 85°C | Ratiometric, Voltage |  |  | Module, Single Pass Through | Bulk | Bidirectional |  |  | 3µs | 3540835 |  | 5.8mV/N | Hall Effect, Open Loop | CSLA | - | 6V ~ 12V | 14 | https://www.unikeyic.com/media/datasheet/6b/0b/46a3/6b/b2e924a979bfcedffccc5880063efd67.pdf | https://www.unikeyic.com/products/current-sensors/csla2dk/11145051.html
CSLH3A9 | Honeywell | 16: 7.128 49: 6.787 | 282mV/N 3μs 4.5V 30mA 10.5V Bidirectional 9A TH | - | Industrial |  | 9A |  |  | CSLH3A9 Honeywell | [5 empty] | - | Bidirectional | 10.5V | 30mA | 4.5V |  | Through hole mounting |  | -25℃~85℃ |  |  | - |  |  |  |  | On sale | 3μs |  |  | bulk | 282mV/N |  |  |  |  | 180 | https://www.unikeyic.com/media/datasheet/39/4c/d098/48/2d4eabf45d4f8e1ec649910c2fbcb599.pdf | https://www.unikeyic.com/products/current-sensors/cslh3a9/25800.html
CSNB121 | Honeywell | 1: 92.6476 5: 92.6476 | TVS Diode Bidirectional ±15.75V ±0.1% 100A ±0.5% TH 40.5mm × 18mm × 25.7mm | ±0.5% |  |  |  | 100A | 10mA |  | AC/DC | DC ~ 150kHz |  |  |  | ±0.1% |  |  |  |  | 1 (Unlimited) |  | Through Hole |  | 0°C ~ 70°C | Ratiometric, Current |  |  | Module, Single Pass Through | Bulk | Bidirectional |  |  | 1µs |  |  | - | Hall Effect, Closed Loop | CSN | - | ±15V | 22 | https://www.unikeyic.com/media/datasheet/39/4c/d098/48/2d4eabf45d4f8e1ec649910c2fbcb599.pdf | https://www.unikeyic.com/products/current-sensors/csnb121/11287534.html
CSNE151 | Honeywell | 1: 97.3211 5: 97.3211 10: 95.5516 25: 95.5516 50: 95.5516 100: 95.5516 | Honeywell Current Transformer, CSN Series, 36A, 25mA Output, 36:1 Turns Ratio | ±0.5% |  |  |  | 36A | 10mA |  | AC/DC | DC ~ 150kHz |  |  |  | ±0.2% |  |  |  |  | 1 (Unlimited) |  | Through Hole |  | 0°C ~ 70°C | Ratiometric, Current |  |  | Module, Single Pass Through | Bulk | Bidirectional |  |  | 1µs | 3073002 |  | - | Hall Effect, Closed Loop | CSN | - | ±15V | 40 | https://www.unikeyic.com/media/datasheet/8e/c5/e34e/8e/3e2cec87be4e2aa0b098ad3b67c0fcf0.pdf | https://www.unikeyic.com/products/current-sensors/csne151/35022087.html
CSNE151-005 | Honeywell | 1: 107.5633 5: 99.7071 20: 94.1063 40: 91.6512 60: 90.3105 100: 88.7153 | 1μs -12V 10mA ±15V Bidirectional ±0.2% 36A ±0.5% TH 28mm × 26mm × 15.6mm | ±0.5% |  | CSNE151 |  | 36A | 10mA |  | AC/DC | DC ~ 150kHz |  |  |  | ±0.2% |  |  |  |  | 1 (Unlimited) |  | Through Hole |  | 0°C ~ 70°C | Ratiometric, Current |  |  | Module, Single Pass Through | Tube | Bidirectional |  |  | 1µs |  |  | - | Hall Effect, Closed Loop | CSN | - | ±15V | 150 | https://www.unikeyic.com/media/datasheet/8e/c5/e34e/8e/3e2cec87be4e2aa0b098ad3b67c0fcf0.pdf | https://www.unikeyic.com/products/current-sensors/csne151-005/11086657.html
CSNE151-100 | Honeywell | 1: 109.3248 5: 109.3248 | Honeywell Current Transformers, CSNseries, 90A, 25 mAoutput, turns_ratio 90:1 | ±0.5% |  | CSNE151 |  | 36A | 10mA |  | AC/DC | DC ~ 150kHz |  |  |  | ±0.2% |  |  |  |  | 1 (Unlimited) |  | Through Hole |  | 0°C ~ 70°C | Ratiometric, Current |  |  | Module, Single Pass Through | Bulk | Bidirectional |  |  | 1µs |  |  | - | Hall Effect, Closed Loop | CSN | - | ±15V | 32 | https://www.unikeyic.com/media/datasheet/39/4c/d098/48/2d4eabf45d4f8e1ec649910c2fbcb599.pdf | https://www.unikeyic.com/products/current-sensors/csne151-100/10969087.html
CSNE151-104 | Honeywell | 6: 20.35 | 1μs 10mA Bidirectional ±0.2% 56A ±0.5% TH 31.75mm(W) × 20.3mm(H) | ±0.5% |  | CSNE151 |  | 56A | 10mA |  | AC/DC | DC ~ 150kHz |  |  |  | ±0.2% |  |  |  |  | 1 (Unlimited) |  | Through Hole |  | 0°C ~ 70°C | Ratiometric, Current |  |  | Module, Single Pass Through | Bulk | Bidirectional |  |  | 1µs |  |  | - | Hall Effect, Closed Loop | CSN | - | ±15V | 23 | https://www.unikeyic.com/media/datasheet/8e/c5/e34e/8e/3e2cec87be4e2aa0b098ad3b67c0fcf0.pdf | https://www.unikeyic.com/products/current-sensors/csne151-104/11175788.html
CSNE381 | Honeywell | 1: 114.233 5: 114.233 10: 114.233 | Bidirectional TVS Diode, 36A, ±0.5%, TH, 1μs, 10mA, 28mm × 28mm × 16.8mm | ±0.5% |  |  |  | 36A | 10mA |  | AC/DC | - |  |  |  | - |  |  |  |  | 1 (Unlimited) |  | Through Hole |  | 0°C ~ 70°C | Ratiometric, Current |  |  | Module, Single Pass Through | Bulk | Bidirectional |  |  | 1µs |  |  | - | Hall Effect, Closed Loop | CSN | - | ±5V | 83 | https://www.unikeyic.com/media/datasheet/8e/c5/e34e/8e/3e2cec87be4e2aa0b098ad3b67c0fcf0.pdf | https://www.unikeyic.com/products/current-sensors/csne381/10907585.html
CSNF161 | Honeywell | 1: 105.665 5: 105.665 10: 103.7438 25: 103.7438 50: 103.7438 | 500ns -12V 10mA ±15V Bidirectional 150A ±0.5% Through hole mounting 36.5mm*14.5mm*29.8mm | ±0.5% |  |  |  | 150A | 10mA |  | AC/DC | - |  |  |  | - |  |  |  |  | 1 (Unlimited) |  | Through Hole |  | -40°C ~ 85°C | Ratiometric, Current |  |  | Module, Single Pass Through | Bulk | Bidirectional |  |  | 0.5µs |  |  | - | Hall Effect, Closed Loop | CSN | - | ±12V ~ 15V | 2 | https://www.unikeyic.com/media/datasheet/8e/c5/e34e/8e/3e2cec87be4e2aa0b098ad3b67c0fcf0.pdf | https://www.unikeyic.com/products/current-sensors/csnf161/11029733.html
CSNF651 | Honeywell | 5: 26.367 11: 25.872 21: 25.388 30: 24.409 120: 21.967 | 500ns, 12V, 10mA, ±15V, Bidirectional, 150A, ±0.5%, TH, 36.5mm × 14.5mm × 29.8mm | ±0.5% |  |  |  | 150A | 10mA |  | AC/DC | - |  |  |  | - |  |  |  |  | 1 (Unlimited) |  | Through Hole |  | -40°C ~ 85°C | Ratiometric, Current |  |  | Module, Single Pass Through | Bulk | Bidirectional |  |  | 0.5µs | 3540823 |  | - | Hall Effect, Closed Loop | CSN | - | ±12V ~ 15V | 455 | https://www.unikeyic.com/media/datasheet/8e/c5/e34e/8e/3e2cec87be4e2aa0b098ad3b67c0fcf0.pdf | https://www.unikeyic.com/products/current-sensors/csnf651/34939879.html
CSNF661 | Honeywell | 1: 103.467 5: 103.467 10: 101.5858 25: 101.5858 50: 101.5858 100: 101.5858 | TVS Diode, Bidirectional 150A ±15V 10mA -12V 500ns ±0.5% TH 36.5mm × 14.5mm × 29.8mm | ±0.5% |  |  |  | 150A | 10mA |  | AC/DC | - |  |  |  | - |  |  |  |  | 1 (Unlimited) |  | Through Hole |  | -40°C ~ 85°C | Ratiometric, Current |  |  | Module, Single Pass Through | Bulk | Bidirectional |  |  | 0.5µs |  |  | - | Hall Effect, Closed Loop | CSN | - | ±12V ~ 15V | 100 | https://www.unikeyic.com/media/datasheet/39/4c/d098/48/2d4eabf45d4f8e1ec649910c2fbcb599.pdf | https://www.unikeyic.com/products/current-sensors/csnf661/35054440.html
CSNJ481 | Honeywell | 1: 317.911 2: 311.916 4: 305.91 25: 299.915 | 500ns, -12V, 14mA, ±18V, Bidirectional, 600A, ±0.5%, Through-Hole, 112mm × 93mm × 58mm | ±0.5% |  |  |  | 600A | 14mA |  | AC/DC | - |  |  |  | - |  |  |  |  | 1 (Unlimited) |  | Through Hole |  | -40°C ~ 85°C | Ratiometric, Current |  |  | Module, Single Pass Through | Bulk | Bidirectional |  |  | 0.5µs |  |  | - | Hall Effect, Closed Loop | CSN | - | ±12V ~ 18V | 61 | https://www.unikeyic.com/media/datasheet/8e/c5/e34e/8e/3e2cec87be4e2aa0b098ad3b67c0fcf0.pdf | https://www.unikeyic.com/products/current-sensors/csnj481/11004405.html
CSNK500M | Honeywell | 1: 353.7994 5: 331.766 10: 323.5634 25: 313.7525 | 1μs -15V 20mA ±18V Bidirectional 1.275KA ±0.5% Through hole mounting | ±0.5% |  | CSNK500 |  | 1275A | 20mA |  | AC/DC | - |  |  |  | - |  |  |  |  | 1 (Unlimited) |  | Through Hole |  | -40°C ~ 85°C | Ratiometric, Current |  |  | Module, Single Pass Through | Bulk | Bidirectional |  |  | 1µs |  |  | - | Hall Effect, Closed Loop | CSN | - | ±12V ~ 18V | 33 | https://www.unikeyic.com/media/datasheet/39/4c/d098/48/2d4eabf45d4f8e1ec649910c2fbcb599.pdf | https://www.unikeyic.com/products/current-sensors/csnk500m/35008094.html
CSNK591-001 | Honeywell | 1: 575.344 | 1μs -15V 22mA ±24V Bi-Directional 1.2kA ±0.5% TH 180mm × 90mm × 88mm | ±0.5% |  | CSNK591 |  | 1200A | 22mA |  | AC/DC | - |  |  |  | - |  |  |  |  | 1 (Unlimited) |  | Through Hole |  | -40°C ~ 85°C | Ratiometric, Current |  |  | Module, Single Pass Through | Bulk | Bidirectional |  |  | 1µs | 3540791 |  | - | Hall Effect, Closed Loop | CSN | - | ±15V ~ 24V | 6 | https://www.unikeyic.com/media/datasheet/8e/c5/e34e/8e/3e2cec87be4e2aa0b098ad3b67c0fcf0.pdf | https://www.unikeyic.com/products/current-sensors/csnk591-001/35006478.html
CSNP661 | Honeywell | 1: 86.9498 5: 86.9498 10: 85.3689 25: 85.3689 | Honeywell Current Transformers, CSNPseries, 90A, 50 mAoutput, turns_ratio 90:1 | ±0.5% |  |  |  | 90A | 10mA |  | AC/DC | - |  |  |  | - |  |  |  |  | 1 (Unlimited) |  | Through Hole |  | -40°C ~ 85°C | Ratiometric, Current |  |  | Module, Single Pass Through | Bulk | Bidirectional |  |  | 0.5µs |  |  | - | Hall Effect, Closed Loop | CSN | - | ±12V ~ 15V | 32 | https://www.unikeyic.com/media/datasheet/39/4c/d098/48/2d4eabf45d4f8e1ec649910c2fbcb599.pdf | https://www.unikeyic.com/products/current-sensors/csnp661/11088335.html
CSNP661-002 | Honeywell | 3: 53.922 6: 52.921 11: 51.931 | 500ns -12V 10mA 15V Bi-Directional 90A ±0.5% TH 36.6mm × 14.45mm × 29.6mm | ±0.5% |  | CSNP661 |  | 90A | 10mA |  | AC/DC | - |  |  |  | - |  |  |  |  | 1 (Unlimited) |  | Through Hole |  | -40°C ~ 85°C | Ratiometric, Current |  |  | Module, Single Pass Through | Bulk | Bidirectional |  |  | 0.5µs | 3540797 |  | - | Hall Effect, Closed Loop | CSN | - | ±12V ~ 15V | 16 | https://www.unikeyic.com/media/datasheet/39/4c/d098/48/2d4eabf45d4f8e1ec649910c2fbcb599.pdf | https://www.unikeyic.com/products/current-sensors/csnp661-002/34979846.html
CSNR151 | Honeywell | 1: 108.2268 5: 103.903 | Honeywell Current Transformers, CSNseries, 200A, 62.5 mA output, turns_ratio 200:1 | ±0.5% |  |  |  | 200A | 14mA |  | AC/DC | - |  |  |  | - |  |  |  |  | 1 (Unlimited) |  | Through Hole |  | -40°C ~ 85°C | Ratiometric, Current |  |  | Module, Single Pass Through | Bulk | Bidirectional |  |  | 0.5µs | 3540815 |  | - | Hall Effect, Closed Loop | CSN | - | ±12V ~ 15V | 93 | https://www.unikeyic.com/media/datasheet/8e/c5/e34e/8e/3e2cec87be4e2aa0b098ad3b67c0fcf0.pdf | https://www.unikeyic.com/products/current-sensors/csnr151/11203082.html
CSNR161 | Honeywell | 1: 112.8924 5: 102.6324 10: 99.63 25: 96.0336 50: 95.9364 | TVS Diode, Bi-Directional, 200A, ±15V, -12V, 14mA, ±0.5%, TH, 36.5mm × 14.5mm × 29.8mm | ±0.5% |  |  |  | 200A | 14mA |  | AC/DC | - |  |  |  | - |  |  |  |  | 1 (Unlimited) |  | Through Hole |  | -40°C ~ 85°C | Ratiometric, Current |  |  | Module, Single Pass Through | Bulk | Bidirectional |  |  | 0.5µs |  |  | - | Hall Effect, Closed Loop | CSN | - | ±12V ~ 15V | 66 | https://www.unikeyic.com/media/datasheet/8e/c5/e34e/8e/3e2cec87be4e2aa0b098ad3b67c0fcf0.pdf | https://www.unikeyic.com/products/current-sensors/csnr161/11135792.html
CSNR161-006 | Honeywell | 2: 57.409 5: 56.342 10: 55.275 | 500ns 12V 18V Bidirectional ±200A ±0.5% Through hole mounting | ±0.5% |  | CSNR161 |  | ±200A | - |  | AC/DC | - |  |  |  | - |  |  |  |  | 1 (Unlimited) |  | Through Hole |  | -40°C ~ 85°C | Ratiometric, Current |  |  | Module, Single Pass Through | Bulk | Bidirectional |  |  | 500ns |  |  | - | Hall Effect, Closed Loop | CSN |  | ±12V ~ 15V | 11 | https://www.unikeyic.com/media/datasheet/6a/09/67d2/6a0967d2d64c78f3c5341c7ccd62cf35.pdf | https://www.unikeyic.com/products/current-sensors/csnr161-006/35069499.html
CSNS300F-001 | Honeywell | 1: 261.9 10: 244.8792 25: 226.7244 | 600A ±0.5 67.5mm*17.9mm*60.7mm |  |  | CSNS300 | [14 empty] | 1 (Unlimited) | [8 empty] | Bulk | [8 empty] | * |  |  | 167 | https://www.unikeyic.com/media/datasheet/bd/23/008d/bd/2c726938d798378b74ac686a2e0c6425.pdf | https://www.unikeyic.com/products/current-sensors/csns300f-001/11330512.html
CSNS300F-002 | Honeywell | 1: 164.835 2: 158.235 8: 151.91 19: 145.838 59: 139.997 | ±0.5 | ±0.5 | Industrial |  | - |  |  | CSNS300F-002 Honeywell | [5 empty] | - | - | - | - | - |  |  |  | -40℃~85℃ |  |  | - |  |  |  |  | On sale | - |  |  | bulk | - |  |  |  |  | 247 | https://www.unikeyic.com/media/datasheet/bd/23/008d/bd/2c726938d798378b74ac686a2e0c6425.pdf | https://www.unikeyic.com/products/current-sensors/csns300f-002/35060576.html
CSNS300M | Honeywell | 1: 295.6737 5: 289.7634 10: 283.9742 | Honeywell Current Transformers, CSNSseries, 600A, 150 mAoutput, turns_ratio 600:1 | ±0.5% |  | CSNS300 |  | 600A | 14mA |  | AC/DC | - |  |  |  | - |  |  |  |  | 1 (Unlimited) |  | Through Hole |  | -40°C ~ 85°C | Ratiometric, Current |  |  | Module, Single Pass Through | Bulk | Bidirectional |  |  | 0.5µs | 14817088 |  | - | Hall Effect, Closed Loop | CSN | - | ±12V ~ 18V | 13 | https://www.unikeyic.com/media/datasheet/8e/c5/e34e/8e/3e2cec87be4e2aa0b098ad3b67c0fcf0.pdf | https://www.unikeyic.com/products/current-sensors/csns300m/11201904.html
CSNS300M-500 | Honeywell | 1: 163.1016 50: 163.0908 | 825A 60.7mm*67.5mm*19mm |  |  | CSNS300 | [14 empty] | 1 (Unlimited) | [8 empty] | Bulk |  |  |  |  | 10470718 |  |  |  | * |  |  | 133 | https://www.unikeyic.com/media/datasheet/2e/5c/c511/2e/8b41562171b507e5877bf29c7e39db2d.pdf | https://www.unikeyic.com/products/current-sensors/csns300m-500/34952263.html
CSNV1500N-125 | Honeywell | 2: 61.523 5: 60.39 9: 59.246 18: 58.113 25: 56.969 | Current Sensor 1500A 1 Channel Hall Effect Closed Loop Bidirectional Module Single Pass Through | - |  |  | - |  |  | CSNV1500N-125 Honeywell | [5 empty] | - | - | - | - | - | [6 empty] | - | [5 empty] | - |  |  | boxed | - |  |  |  |  | 25 | https://www.unikeyic.com/media/datasheet/93/1e/3e6d/93/1bee6a287d04a84975a9295c361681ab.pdf | https://www.unikeyic.com/products/current-sensors/csnv1500n-125/694461174.html
CSNV1500N-126 | Honeywell | 2: 61.523 5: 60.39 9: 59.246 18: 58.113 25: 56.969 | Current Sensor 1500A 1 Channel Hall Effect Closed Loop Bidirectional Module Single Pass Through | - |  |  | - |  |  | CSNV1500N-126 Honeywell | [5 empty] | - | - | - | - | - | [6 empty] | - | [5 empty] | - |  |  | boxed | - |  |  |  |  | 25 | https://www.unikeyic.com/media/datasheet/93/1e/3e6d/93/1bee6a287d04a84975a9295c361681ab.pdf | https://www.unikeyic.com/products/current-sensors/csnv1500n-126/694459654.html
CSNV1500N-155 | Honeywell | 2: 61.523 5: 60.39 9: 59.246 18: 58.113 25: 56.969 | TVS Diode 7V 200mA 18V Bi-directional ±1.5kA ±1%, Bracket Mount | ±1% | Industrial |  | ±1.5KA |  |  | CSNV1500N-155 Honeywell | [5 empty] | - | Bidirectional | 18V | 200mA | 7V |  | base mount |  | -40℃~85℃ |  |  | - | [5 empty] | - |  |  | boxed | - |  |  |  |  | 25 | https://www.unikeyic.com/media/datasheet/93/1e/3e6d/93/1bee6a287d04a84975a9295c361681ab.pdf | https://www.unikeyic.com/products/current-sensors/csnv1500n-155/695658394.html
CSNV1500N-324 | Honeywell | 2: 61.523 5: 60.39 9: 59.246 18: 58.113 25: 56.969 | Current Sensor 1500A 1 Channel Hall Effect Closed Loop Bidirectional Module Single Pass Through | - |  |  | - |  |  | CSNV1500N-324 Honeywell | [5 empty] | - | - | - | - | - | [6 empty] | - | [5 empty] | - |  |  | boxed | - |  |  |  |  | 25 | https://www.unikeyic.com/media/datasheet/93/1e/3e6d/93/1bee6a287d04a84975a9295c361681ab.pdf | https://www.unikeyic.com/products/current-sensors/csnv1500n-324/694461699.html
CSNV1500N-354 | Honeywell | 2: 61.523 5: 60.39 9: 59.246 18: 58.113 25: 56.969 | Current Sensor 1500A 1 Channel Hall Effect Closed Loop Bidirectional Module Single Pass Through | - |  |  | - |  |  | CSNV1500N-354 Honeywell | [5 empty] | - | - | - | - | - | [6 empty] | - | [5 empty] | - |  |  | boxed | - |  |  |  |  | 25 | https://www.unikeyic.com/media/datasheet/93/1e/3e6d/93/1bee6a287d04a84975a9295c361681ab.pdf | https://www.unikeyic.com/products/current-sensors/csnv1500n-354/694459631.html
CSNV1500N-355 | Honeywell | 2: 61.523 5: 60.39 9: 59.246 18: 58.113 25: 56.969 | Current Sensor 1500A 1 Channel Hall Effect Closed Loop Bidirectional Module Single Pass Through | - |  |  | - |  |  | CSNV1500N-355 Honeywell | [5 empty] | - | - | - | - | - | [6 empty] | - | [5 empty] | - |  |  | boxed | - |  |  |  |  | 25 | https://www.unikeyic.com/media/datasheet/93/1e/3e6d/93/1bee6a287d04a84975a9295c361681ab.pdf | https://www.unikeyic.com/products/current-sensors/csnv1500n-355/694461683.html
CSNV500M-324 | Honeywell | 3: 46.893 6: 46.024 12: 45.155 | Current Sensor 500A 1 Channel Hall Effect Closed Loop Bidirectional Module Single Pass Through | - |  |  | - |  |  | CSNV500M-324 Honeywell | [5 empty] | - | - | - | - | - | [6 empty] | - | [5 empty] | - |  |  | boxed | - |  |  |  |  | 23 | https://www.unikeyic.com/media/datasheet/4a/b6/f0b2/4a/7e31432dbe3f85facc44334f299b0c2d.pdf | https://www.unikeyic.com/products/current-sensors/csnv500m-324/694462527.html
CSNV500M-325 | Honeywell | 3: 46.893 6: 46.024 12: 45.155 | Current Sensor 500A 1 Channel Hall Effect Closed Loop Bidirectional Module Single Pass Through | - |  |  | - |  |  | CSNV500M-325 Honeywell | [5 empty] | - | - | - | - | - | [6 empty] | - | [5 empty] | - |  |  | boxed | - |  |  |  |  | 22 | https://www.unikeyic.com/media/datasheet/4a/b6/f0b2/4a/7e31432dbe3f85facc44334f299b0c2d.pdf | https://www.unikeyic.com/products/current-sensors/csnv500m-325/694462521.html
CSNV500M-354M | Honeywell | 3: 46.893 6: 46.024 12: 45.155 25: 43.417 | Current Sensor 500A 1 Channel Hall Effect Closed Loop Bidirectional Module Single Pass Through | - |  |  | - |  |  | CSNV500M-354M Honeywell | [5 empty] | - | - | - | - | - | [6 empty] | - | [5 empty] | - |  |  | boxed | - |  |  |  |  | 25 | https://www.unikeyic.com/media/datasheet/4a/b6/f0b2/4a/7e31432dbe3f85facc44334f299b0c2d.pdf | https://www.unikeyic.com/products/current-sensors/csnv500m-354m/694461702.html
CSNV500M-355M | Honeywell | 3: 46.893 6: 46.024 12: 45.155 25: 43.417 | Current Sensor 500A 1 Channel Hall Effect Closed Loop Bidirectional Module Single Pass Through | - |  |  | - |  |  | CSNV500M-355M Honeywell | [5 empty] | - | - | - | - | - | [6 empty] | - | [5 empty] | - |  |  | boxed | - |  |  |  |  | 25 | https://www.unikeyic.com/media/datasheet/4a/b6/f0b2/4a/7e31432dbe3f85facc44334f299b0c2d.pdf | https://www.unikeyic.com/products/current-sensors/csnv500m-355m/694462414.html
CSNV500M-356M | Honeywell | 3: 46.893 6: 46.024 12: 45.155 25: 43.417 | Current Sensor 500A 1 Channel Hall Effect Closed Loop Bidirectional Module Single Pass Through | - |  |  | - |  |  | CSNV500M-356M Honeywell | [5 empty] | - | - | - | - | - | [6 empty] | - | [5 empty] | - |  |  | boxed | - |  |  |  |  | 25 | https://www.unikeyic.com/media/datasheet/4a/b6/f0b2/4a/7e31432dbe3f85facc44334f299b0c2d.pdf | https://www.unikeyic.com/products/current-sensors/csnv500m-356m/694461691.html
CSNV500N-154 | Honeywell | 3: 50.028 6: 49.104 11: 48.169 22: 47.245 25: 46.321 | Current Sensor 500A 1 Channel Hall Effect Closed Loop Bidirectional Module Single Pass Through | - |  |  | - |  |  | CSNV500N-154 Honeywell | [5 empty] | - | - | - | - | - | [6 empty] | - | [5 empty] | - |  |  | boxed | - |  |  |  |  | 25 | https://www.unikeyic.com/media/datasheet/4a/b6/f0b2/4a/7e31432dbe3f85facc44334f299b0c2d.pdf | https://www.unikeyic.com/products/current-sensors/csnv500n-154/694462645.html
CSNV500N-155 | Honeywell | 3: 50.028 6: 49.104 11: 48.169 22: 47.245 25: 46.321 | Current Sensor 500A 1 Channel Hall Effect Closed Loop Bidirectional Module Single Pass Through | - |  |  | - |  |  | CSNV500N-155 Honeywell | [5 empty] | - | - | - | - | - | [6 empty] | - | [5 empty] | - |  |  | boxed | - |  |  |  |  | 25 | https://www.unikeyic.com/media/datasheet/4a/b6/f0b2/4a/7e31432dbe3f85facc44334f299b0c2d.pdf | https://www.unikeyic.com/products/current-sensors/csnv500n-155/694461461.html
CSNV700N-354 | Honeywell | 3: 46.893 6: 46.024 | TVS Diode Bidirectional 7V 18V 180mA ±0.1% ±700A ±0.5% Base Mount | ±0.5% |  |  |  | ±700A | 180mA |  | AC/DC | - |  |  |  | ±0.1% |  |  |  |  | 1 (Unlimited) |  | Chassis Mount |  | -40°C ~ 85°C (TA) | CAN Bus |  |  | Module, Single Pass Through | Box | Bidirectional |  |  | - |  |  | - | Flux Gate | CSNV700 |  | 7V ~ 18V | 6 | https://www.unikeyic.com/media/datasheet/9b/77/4a00/9b774a0020123059f4b066bb4fd05f91.pdf | https://www.unikeyic.com/products/current-sensors/csnv700n-354/10999317.html
CSNV700N-355 | Honeywell | 3: 46.893 6: 46.024 12: 45.155 25: 43.417 | 7V 180mA 18V Bidirectional ±0.1% ±700A ±0.5% base mount | ±0.5% |  |  |  | ±700A | 180mA |  | AC/DC | - |  |  |  | ±0.1% |  |  |  |  | 1 (Unlimited) |  | Chassis Mount |  | -40°C ~ 85°C (TA) | CAN Bus |  |  | Module, Single Pass Through | Box | Bidirectional |  |  | - |  |  | - | Flux Gate | CSNV700 |  | 7V ~ 18V | 25 | https://www.unikeyic.com/media/about_us/Unikey_ISO_9001_Certification.pdf | https://www.unikeyic.com/products/current-sensors/csnv700n-355/11102150.html
CST272FK-13-R001AA | VITROHM | 1: 0.7299 50: 0.7299 100: 0.654 250: 0.654 500: 0.6423 1,400: 0.6423 | ±1% SMD mount，glue mount | [17 empty] | 1 (Unlimited) |  | Surface Mount |  | -65°C ~ 170°C | [9 empty] | 15631175 |  |  |  | CST |  |  | 957 | https://www.unikeyic.com/media/pdf/HTMLDatasheet/vitrohm/bd/09/1119/cst272fk-13-r001aa/2025/11/cst121fk-07-l5aa.pdf | https://www.unikeyic.com/products/current-sensors/cst272fk-13-r001aa/10959522.html
CT220BMC-IS5 | Allegro MicroSystems | 10: 1.5604 25: 1.467 50: 1.4031 100: 1.3445 500: 1.2268 1,000: 1.183 | 1500mV/mT 20μs 2.7V 2.5mA 5.5V Bi-directional ±0.3% ±0.5% SOT-23-5 SMD | ±0.5% | Industrial |  | - |  |  | CT220BMC-IS5 Allegro MicroSystems | [5 empty] | ±0.3% | Bidirectional | 5.5V | 2.5mA | 2.7V |  | SMD mount |  | -40℃~85℃ |  |  | - | SOT-23-5 |  |  |  |  | 20μs |  |  | Tape and reel packaging | 1500mV/mT |  |  |  |  | 1701 | https://www.unikeyic.com/media/datasheet/2b/8e/3d87/2b/01db17ad4c1a034e6a9bfa31ed42750e.pdf | https://www.unikeyic.com/products/current-sensors/ct220bmc-is5/692670177.html
CT4022-H12BSN8 | Allegro MicroSystems | 5+: 3.5308 10+: 2.8015 25+: 2.6438 50+: 2.5363 100+: 2.4378 500+: 2.2394 1,000+: 2.1656 | CURRENT SENSOR MR 12A 8-SOIC | [38 empty] | 1990 |  | https://www.unikeyic.com/products/current-sensors/ct4022-h12bsn8/1000781949.html
CT415-HSN820DR | Allegro MicroSystems | 300: 1.8817 500: 1.8677 1,000: 1.8396 5,000: 1.8255 |  | - |  |  | - |  |  | CT415-HSN820DR Allegro MicroSystems | [5 empty] | - | - | - | - | - | [6 empty] | - | [5 empty] | - |  |  | Tape and reel packaging | - |  |  |  |  | 1716 | https://www.unikeyic.com/media/datasheet/d9/05/91e1/d90591e111ae71335f59bb531a99a8e8.pdf | https://www.unikeyic.com/products/current-sensors/ct415-hsn820dr/692675988.html
CT416-HSN820MR | Allegro MicroSystems | 1: 4.9045 5: 3.646 10: 3.4849 25: 3.2941 50: 3.1633 100: 3.0437 500: 2.8029 1,000: 2.7132 | CURRENT SENSOR MR 20A 8-SOIC | - |  |  | - | [8 empty] | - | - | - | - | - | [6 empty] | - | [5 empty] | - |  |  |  | - |  |  |  |  | 525 | https://www.unikeyic.com/media/about_us/Unikey_ISO_9001_Certification.pdf | https://www.unikeyic.com/products/current-sensors/ct416-hsn820mr/692695754.html
CT417-HSN830MR | Allegro MicroSystems | 5: 4.5885 10: 4.081 25: 3.707 50: 3.2832 100: 3.0996 500: 2.808 1,000: 2.7216 2,000: 2.6352 |  | - |  |  | - | [8 empty] | - | - | - | - | - | [6 empty] | - | [5 empty] | - |  |  |  | - |  |  |  |  | 42 | https://www.unikeyic.com/media/about_us/Unikey_ISO_9001_Certification.pdf | https://www.unikeyic.com/products/current-sensors/ct417-hsn830mr/692687363.html
CT425-HSN820MR | Allegro MicroSystems | 2,000: 2.9954 | Voltage Translator, Bidirectional, 100MHz, 300ns, 4.75V-5.5V, 9mA, ±0.1%, 20A, ±0.5%, SOIC-8, SMD | ±0.5% | Industrial |  | 20A |  |  | CT425-HSN820MR Allegro MicroSystems | [5 empty] | ±0.1% | Bidirectional | 5.5V | 9mA | 4.75V |  | SMD mount |  | -40℃~125℃ |  |  | - | SOIC-8 |  |  |  |  | 300ns |  |  | Tape and reel packaging | 100 |  |  |  |  | 2886 | https://www.unikeyic.com/media/datasheet/04/97/f8e8/0497f8e87d3e78c8db4e7130ee2851d9.pdf | https://www.unikeyic.com/products/current-sensors/ct425-hsn820mr/692475406.html
CT425-HSN830DR | Allegro MicroSystems | 1: 5.5548 5: 4.13 10: 3.9518 25: 3.738 50: 3.5921 100: 3.4585 500: 3.1893 1,000: 3.089 | 133.3 300ns 4.75V 9mA 5.5V Unidirectional ±0.1% 20A ±0.7% SOIC-8 SMD mount | ±0.7% | Industrial |  | 20A |  |  | CT425-HSN830DR Allegro MicroSystems | [5 empty] | ±0.1% | Unidirectional | 5.5V | 9mA | 4.75V |  | SMD mount |  | -40℃~125℃ |  |  | - | SOIC-8 |  |  |  |  | 300ns |  |  | Tape and reel packaging | 133.3 |  |  |  |  | 217 | https://www.unikeyic.com/media/datasheet/04/97/f8e8/0497f8e87d3e78c8db4e7130ee2851d9.pdf | https://www.unikeyic.com/products/current-sensors/ct425-hsn830dr/692465236.html
CT425-HSN830MR | Allegro MicroSystems | 1: 5.5548 5: 4.13 10: 3.9518 25: 3.738 50: 3.5921 100: 3.4585 500: 3.1893 1,000: 3.089 | CURRENT SENSOR MR 30A 8-SOIC | - |  |  | - |  |  | CT425-HSN830MR Allegro MicroSystems | [5 empty] | - | - | - | - | - | [6 empty] | - | [5 empty] | - |  |  | Tape and reel packaging | - |  |  |  |  | 1886 | https://www.unikeyic.com/media/datasheet/04/97/f8e8/0497f8e87d3e78c8db4e7130ee2851d9.pdf | https://www.unikeyic.com/products/current-sensors/ct425-hsn830mr/692468007.html
CT425-HSN850DR | Allegro MicroSystems | 1+: 5.5548 5+: 4.13 10+: 3.9518 25+: 3.738 50+: 3.5921 100+: 3.4585 500+: 3.1893 1,000+: 3.089 | CURRENT SENSOR MR 50A 8-SOIC | [38 empty] | 1955 |  | https://www.unikeyic.com/products/current-sensors/ct425-hsn850dr/692685006.html
CT426-HSN820DR | Allegro MicroSystems | 1+: 4.9105 5+: 4.4045 10+: 4.026 25+: 3.806 50+: 3.5964 100+: 3.4668 500+: 3.132 1,000+: 2.9916 2,000+: 2.9052 | TVS Diode 100W 300ns 3V 9mA 3.6V Uni-directional ±0.1% 20A ±0.7% SOIC-8 SMD, Adhesive Mount | [38 empty] | 891 | https://www.unikeyic.com/media/datasheet/b2/bb/9a59/b2bb9a596bac80fe517005f49887e7e3.pdf | https://www.unikeyic.com/products/current-sensors/ct426-hsn820dr/692465172.html
CT426-HSN820MR | Allegro MicroSystems | 1+: 5.6005 5+: 4.853 10+: 4.367 25+: 4.037 50+: 3.7476 100+: 3.5424 500+: 3.0888 1,000+: 2.9916 2,000+: 2.5488 | 50 300ns 3V 3.6V 1.62mm H | [38 empty] | 4592 | https://www.unikeyic.com/media/datasheet/b2/bb/9a59/b2bb9a596bac80fe517005f49887e7e3.pdf | https://www.unikeyic.com/products/current-sensors/ct426-hsn820mr/692593286.html
CT426-HSN830DR | Allegro MicroSystems | 1+: 2.6519 100+: 2.4087 1,000+: 2.3391 2,000+: 2.2833 30,000+: 2.2712 40,000+: 2.2485 | 33.3 300ns 3V 6mA 3.6V 1.62mm H | [38 empty] | 0 | https://www.unikeyic.com/media/datasheet/b2/bb/9a59/b2bb9a596bac80fe517005f49887e7e3.pdf | https://www.unikeyic.com/products/current-sensors/ct426-hsn830dr/692479862.html
CT426-HSN830MR | Allegro MicroSystems | 2,000: 3.1751 | 33.3 300ns 3V 9mA 3.6V Bidirectional ±0.1% 30A ±0.5% SOIC-8 SMD, Adhesive Mount | ±0.5% | Industrial |  | 30A | [8 empty] | ±0.1% | Bidirectional | 3.6V | 9mA | 3V |  | SMD mount, glue mount |  | -40℃~125℃ |  |  | - | SOIC-8 |  |  |  |  | 300ns |  |  | Tape and reel packaging | 33.3 |  |  |  |  | 6418 | https://www.unikeyic.com/media/about_us/Unikey_ISO_9001_Certification.pdf | https://www.unikeyic.com/products/current-sensors/ct426-hsn830mr/692474339.html
CT427-HSN820DR | Allegro MicroSystems | 2,000+: 2.9971 | CURRENT SENSOR MR 20A 8-SOIC | [38 empty] | 5861 |  | https://www.unikeyic.com/products/current-sensors/ct427-hsn820dr/692628349.html
CT427-HSN820MR | Allegro MicroSystems | 2,000: 3.1751 | Bidirectional TVS Diode, 3V, 9mA, 3.6V, ±0.1%, ±20A, ±0.5%, SOIC-8, SMD, Adhesive Mount | ±0.5% | Industrial |  | ±20A | [8 empty] | ±0.1% | Bidirectional | 3.6V | 9mA | 3V |  | SMD mount, glue mount |  | -40℃~125℃ |  |  | - | SOIC-8 |  |  |  |  | 300ns |  |  | Tape and reel packaging | 50 |  |  |  |  | 4382 | https://www.unikeyic.com/media/about_us/Unikey_ISO_9001_Certification.pdf | https://www.unikeyic.com/products/current-sensors/ct427-hsn820mr/692684621.html
CT427-HSN830DR | Allegro MicroSystems | 1: 5.551 5: 4.1278 10: 3.9496 25: 3.7359 50: 3.5901 100: 3.4565 500: 3.1875 1,000: 3.0873 | CURRENT SENSOR MR 30A 8-SOIC | - |  |  | - | [8 empty] | - | - | - | - | - | [6 empty] | - | [5 empty] | - |  |  |  | - |  |  |  |  | 1452 | https://www.unikeyic.com/media/about_us/Unikey_ISO_9001_Certification.pdf | https://www.unikeyic.com/products/current-sensors/ct427-hsn830dr/692639268.html
CT430-HSWF20DR | Allegro MicroSystems | 1: 7.0752 5: 5.2756 10: 5.0529 25: 4.7875 50: 4.6062 100: 4.44 500: 4.1055 | 200 300ns 4.75V 9mA 5.5V Unidirectional ±0.1% 20A ±0.7% SOIC-16 SMD mount，glue mount | ±0.7% | Industrial |  | 20A | [8 empty] | ±0.1% | Unidirectional | 5.5V | 9mA | 4.75V |  | SMD mount, glue mount |  | -40℃~125℃ |  |  | - | SOIC-16 |  |  |  |  | 300ns |  |  | Tape and reel packaging | 200 |  |  |  |  | 837 | https://www.unikeyic.com/media/about_us/Unikey_ISO_9001_Certification.pdf | https://www.unikeyic.com/products/current-sensors/ct430-hswf20dr/692660003.html
CT430-HSWF30DR | Allegro MicroSystems | 1: 7.072 5: 5.2726 10: 5.0501 25: 4.7848 50: 4.6036 100: 4.4375 500: 4.1032 | 133.3 300ns 4.75V 9mA 5.5V Unidirectional ±0.1% 30A ±0.7% SOIC-16 SMD, Adhesive Mount | ±0.7% | Industrial |  | 30A | [8 empty] | ±0.1% | Unidirectional | 5.5V | 9mA | 4.75V |  | SMD mount, glue mount |  | -40℃~125℃ |  |  | - | SOIC-16 |  |  |  |  | 300ns |  |  | Tape and reel packaging | 133.3 |  |  |  |  | 841 | https://www.unikeyic.com/media/about_us/Unikey_ISO_9001_Certification.pdf | https://www.unikeyic.com/products/current-sensors/ct430-hswf30dr/692695260.html
CT430-HSWF30MR | Allegro MicroSystems | 1,000: 3.9808 2,000: 3.8665 | 66.7 300ns 4.75V 9mA 5.5V Bidirectional ±0.1% ±30A ±0.5% SOIC-16 SMD, Adhesive Mount | ±0.5% | Industrial |  | ±30A |  |  | CT430-HSWF30MR Allegro MicroSystems | [5 empty] | ±0.1% | Bidirectional | 5.5V | 9mA | 4.75V |  | SMD mount, glue mount |  | -40℃~125℃ |  |  | - | SOIC-16 |  |  |  |  | 300ns |  |  | Tape and reel packaging | 66.7 |  |  |  |  | 6000 | https://www.unikeyic.com/media/datasheet/f0/50/a9cd/f050a9cd2eb94070b5ba01803c97a8f3.pdf | https://www.unikeyic.com/products/current-sensors/ct430-hswf30mr/692478440.html
CT430-HSWF50DR | Allegro MicroSystems | 1+: 6.256 5+: 5.6235 10+: 5.148 25+: 4.7952 50+: 4.6116 100+: 4.4388 500+: 3.9744 1,000+: 3.8232 2,000+: 3.6504 | 80 300ns 4.75V 9mA 5.5V Uni-directional ±0.2% 50A ±0.7% SOIC-16 SMD, Adhesive Mount | [38 empty] | 737 |  | https://www.unikeyic.com/products/current-sensors/ct430-hswf50dr/692480289.html
CT430-HSWF50MR | Allegro MicroSystems | 1: 7.0752 5: 5.2756 10: 5.0529 25: 4.7875 50: 4.6062 100: 4.44 500: 4.1055 | 40 300ns 4.75V 9mA 5.5V Bidirectional ±0.1% ±50A ±0.5% SOIC-16 SMD, Adhesive Mount | ±0.5% | Industrial |  | ±50A |  |  | CT430-HSWF50MR Allegro MicroSystems | [5 empty] | ±0.1% | Bidirectional | 5.5V | 9mA | 4.75V |  | SMD mount, glue mount |  | -40℃~125℃ |  |  | - | SOIC-16 |  |  |  |  | 300ns |  |  | Tape and reel packaging | 40 |  |  |  |  | 771 | https://www.unikeyic.com/media/datasheet/f0/50/a9cd/f050a9cd2eb94070b5ba01803c97a8f3.pdf | https://www.unikeyic.com/products/current-sensors/ct430-hswf50mr/692466375.html
CT431-HSWF20DR | Allegro MicroSystems | 1: 7.072 5: 5.2726 10: 5.0501 25: 4.7848 50: 4.6036 100: 4.4375 500: 4.1032 | 100 300ns 3V 9mA 3.6V Unidirectional ±0.1% 20A ±0.7% SOIC-16 SMD, Adhesive Mount | ±0.7% | Industrial |  | 20A | [8 empty] | ±0.1% | Unidirectional | 3.6V | 9mA | 3V |  | SMD mount, glue mount |  | -40℃~125℃ |  |  | - | SOIC-16 |  |  |  |  | 300ns |  |  | Tape and reel packaging | 100 |  |  |  |  | 827 | https://www.unikeyic.com/media/about_us/Unikey_ISO_9001_Certification.pdf | https://www.unikeyic.com/products/current-sensors/ct431-hswf20dr/692685065.html
CT431-HSWF20MR | Allegro MicroSystems | 1,000: 3.9786 2,000: 3.8643 | 50 300ns 3V 9mA 3.6V Bidirectional ±0.1% ±20A ±0.5% SOIC-16 SMD mount，glue mount | ±0.5% | Industrial |  | ±20A | [8 empty] | ±0.1% | Bidirectional | 3.6V | 9mA | 3V |  | SMD mount, glue mount |  | -40℃~125℃ |  |  | - | SOIC-16 |  |  |  |  | 300ns |  |  | Tape and reel packaging | 50 |  |  |  |  | 3000 | https://www.unikeyic.com/media/about_us/Unikey_ISO_9001_Certification.pdf | https://www.unikeyic.com/products/current-sensors/ct431-hswf20mr/692655173.html
CT431-HSWF30DR | Allegro MicroSystems | 1+: 7.0752 5+: 5.2756 10+: 5.0529 25+: 4.7875 50+: 4.6062 100+: 4.44 500+: 4.1055 | Level Shifter, 300ns, 3V/3.6V, 9mA, Unidirectional, ±0.1%/±0.7%, 30A, SOIC-16, SMD, Adhesive Mount | [38 empty] | 610 |  | https://www.unikeyic.com/products/current-sensors/ct431-hswf30dr/692670689.html
CT431-HSWF30MR | Allegro MicroSystems | 1: 4.1913 10: 3.9216 30: 3.1017 100: 3.0478 500: 2.8805 1,000: 2.6971 | 33.3 300ns 3V 9mA 3.6V Bidirectional ±0.1% 30A ±0.5% SOIC-16 SMD mount，glue mount 10.21mm*10.31mm*2.54mm | ±0.5% | Industrial |  | 30A |  |  | CT431-HSWF30MR Allegro MicroSystems |  |  |  |  | 10.21mm*10.31mm*2.54mm | ±0.1% | Bidirectional | 3.6V | 9mA | 3V |  | SMD mount, glue mount |  | -40℃~125℃ |  |  | - | SOIC-16 |  |  |  |  | 300ns |  |  | Tape and reel packaging | 33.3 | [5 empty] | https://www.unikeyic.com/media/datasheet/42/65/7ae6/42657ae612baa65e756de386c5209737.pdf | https://www.unikeyic.com/products/current-sensors/ct431-hswf30mr/692476639.html
CT431-HSWF40MR | Allegro MicroSystems | 1: 3.82 100: 3.412 1,000: 3.3244 | CURRENT SENSOR MR 40A 16-SOIC | - |  |  | - | [8 empty] | - | - | - | - | - | [6 empty] | - | [5 empty] | - |  |  |  | - | [5 empty] | https://www.unikeyic.com/media/about_us/Unikey_ISO_9001_Certification.pdf | https://www.unikeyic.com/products/current-sensors/ct431-hswf40mr/692692927.html
CT431-HSWF50DR | Allegro MicroSystems | 1,000: 4.2173 2,000: 4.0962 | TVS Diode 40V 300ns 3V 9mA 3.6V Uni-directional ±0.2% 50A ±1% SOIC-16 SMD, Adhesive Mount | ±1% | Industrial |  | 50A | [8 empty] | ±0.2% | Unidirectional | 3.6V | 9mA | 3V |  | SMD mount, glue mount |  | -40℃~125℃ |  |  | - | SOIC-16 |  |  |  |  | 300ns |  |  | Tape and reel packaging | 40 |  |  |  |  | 5995 | https://www.unikeyic.com/media/about_us/Unikey_ISO_9001_Certification.pdf | https://www.unikeyic.com/products/current-sensors/ct431-hswf50dr/692679605.html
CT431-HSWF50MR | Allegro MicroSystems | 1,000: 4.2173 2,000: 4.0962 | 20 300ns 3V 9mA 3.6V Bidirectional ±0.1% ±50A ±0.5% SOIC-16 SMD mount，glue mount | ±0.5% | Industrial |  | ±50A | [8 empty] | ±0.1% | Bidirectional | 3.6V | 9mA | 3V |  | SMD mount, glue mount |  | -40℃~125℃ |  |  | - | SOIC-16 |  |  |  |  | 300ns |  |  | Tape and reel packaging | 20 |  |  |  |  | 5968 | https://www.unikeyic.com/media/about_us/Unikey_ISO_9001_Certification.pdf | https://www.unikeyic.com/products/current-sensors/ct431-hswf50mr/692470001.html
CT432-HSWF30DR | Allegro MicroSystems | 1: 7.072 5: 5.2726 10: 5.0501 25: 4.7848 50: 4.6036 100: 4.4375 500: 4.1032 | 133.3 300ns 4.75V 9mA 5.5V Unidirectional ±0.1% 30A ±0.7% SOIC-16 SMD mount | ±0.7% | Industrial |  | 30A |  |  | CT432-HSWF30DR Allegro MicroSystems | [5 empty] | ±0.1% | Unidirectional | 5.5V | 9mA | 4.75V |  | SMD mount |  | -40℃~125℃ |  |  | - | SOIC-16 |  |  |  |  | 300ns |  |  | Tape and reel packaging | 133.3 |  |  |  |  | 690 | https://www.unikeyic.com/media/datasheet/71/87/6213/71/3f328a36d97cb9f9e9cd3ab9d00b6c70.pdf | https://www.unikeyic.com/products/current-sensors/ct432-hswf30dr/724413487.html
CT432-HSWF50MR | Allegro MicroSystems | 1: 7.0752 5: 5.2756 10: 5.0529 25: 4.7875 50: 4.6062 100: 4.44 500: 4.1055 | 40 300ns 4.75V 9mA 5.5V Bidirectional ±0.1% 50A ±0.5% SOIC-16 SMD mount，glue mount | ±0.5% | Industrial |  | 50A |  |  | CT432-HSWF50MR Allegro MicroSystems | [5 empty] | ±0.1% | Bidirectional | 5.5V | 9mA | 4.75V |  | SMD mount, glue mount |  | -40℃~125℃ |  |  | - | SOIC-16 |  |  |  |  | 300ns |  |  | Tape and reel packaging | 40 |  |  |  |  | 605 | https://www.unikeyic.com/media/datasheet/71/87/6213/71/3f328a36d97cb9f9e9cd3ab9d00b6c70.pdf | https://www.unikeyic.com/products/current-sensors/ct432-hswf50mr/726514998.html
CT432-HSWF65MR | Allegro MicroSystems | 1: 7.072 5: 5.2726 10: 5.0501 25: 4.7848 50: 4.6036 100: 4.4375 500: 4.1032 | 30.8 300ns 4.75V 9mA 5.5V Bidirectional ±0.2% 65A ±0.5% SOIC-16 SMD mount，glue mount | ±0.5% | Industrial |  | 65A |  |  | CT432-HSWF65MR Allegro MicroSystems | [5 empty] | ±0.2% | Bidirectional | 5.5V | 9mA | 4.75V |  | SMD mount, glue mount |  | -40℃~125℃ |  |  | - | SOIC-16 |  |  |  |  | 300ns |  |  | Tape and reel packaging | 30.8 |  |  |  |  | 715 | https://www.unikeyic.com/media/datasheet/71/87/6213/71/3f328a36d97cb9f9e9cd3ab9d00b6c70.pdf | https://www.unikeyic.com/products/current-sensors/ct432-hswf65mr/733063894.html
CT433-HSWF30DR | Allegro MicroSystems | 1: 7.072 5: 5.2726 10: 5.0501 25: 4.7848 50: 4.6036 100: 4.4375 500: 4.1032 | CURRENT SENSOR MR 30A 16-SOIC | - |  |  | - | [8 empty] | - | - | - | - | - | [6 empty] | - | [5 empty] | - |  |  |  | - |  |  |  |  | 816 | https://www.unikeyic.com/media/about_us/Unikey_ISO_9001_Certification.pdf | https://www.unikeyic.com/products/current-sensors/ct433-hswf30dr/722213499.html
CT450-H12MRSN08 | Allegro MicroSystems | 5: 4.646 10: 4.257 25: 4.026 50: 3.8016 100: 3.6612 500: 3.4452 1,000: 3.24 2,000: 3.0888 | CURRENT SENSOR MR 8-SOIC | - |  |  | - | [8 empty] | - | - | - | - | - | [6 empty] | - | [5 empty] | - |  |  |  | - |  |  |  |  | 1002 | https://www.unikeyic.com/media/about_us/Unikey_ISO_9001_Certification.pdf | https://www.unikeyic.com/products/current-sensors/ct450-h12mrsn08/692695179.html
CT450-H24MRSN08 | Allegro MicroSystems | 1: 5.8664 5: 4.3655 10: 4.1787 25: 3.9537 50: 3.8005 100: 3.66 500: 3.3772 1,000: 3.2718 | CURRENT SENSOR MR 8-SOIC | - |  |  | - | [8 empty] | - | - | - | - | - | [6 empty] | - | [5 empty] | - |  |  |  | - |  |  |  |  | 1999 | https://www.unikeyic.com/media/about_us/Unikey_ISO_9001_Certification.pdf | https://www.unikeyic.com/products/current-sensors/ct450-h24mrsn08/692684726.html
CT455-H00B5-TS08 | Allegro MicroSystems | 1: 5.8664 5: 4.3655 10: 4.1787 25: 3.9537 50: 3.8005 100: 3.66 500: 3.3772 1,000: 3.2718 | CURRENT SENSOR MR 8-TSSOP | - |  |  | - | [8 empty] | - | - | - | - | - | [6 empty] | - | [5 empty] | - |  |  | Tape and reel packaging | - |  |  |  |  | 2137 | https://www.unikeyic.com/media/about_us/Unikey_ISO_9001_Certification.pdf | https://www.unikeyic.com/products/current-sensors/ct455-h00b5-ts08/869939755.html
CT455-H06B5-TS08 | Allegro MicroSystems | 100: 2.3122 300: 2.2951 500: 2.278 1,000: 2.2437 5,000: 2.2266 | 300ns 4.75V 9mA 5.5V Bidirectional ±0.3% TSSOP-8 SMD mount，glue mount | - | Industrial |  | - | [8 empty] | ±0.3% | Bidirectional | 5.5V | 9mA | 4.75V |  | SMD mount, glue mount |  | -40℃~125℃ |  |  | - | TSSOP-8 |  |  |  |  | 300ns |  |  | Tape and reel packaging | - |  |  |  |  | 8379 | https://www.unikeyic.com/media/about_us/Unikey_ISO_9001_Certification.pdf | https://www.unikeyic.com/products/current-sensors/ct455-h06b5-ts08/869928319.html
CT455-H48B5-TS08 | Allegro MicroSystems | 5: 4.646 10: 4.257 25: 4.026 50: 3.8016 100: 3.6612 500: 3.3264 1,000: 3.2184 | 41.5mV/mT 300ns 3.5V 6mA 5V Bidirectional ±0.2% TSSOP-8 SMD mount，glue mount | - | Industrial |  | - |  |  | CT455-H48B5-TS08 Allegro MicroSystems | [5 empty] | ±0.2% | Bidirectional | 5V | 6mA | 3.5V |  | SMD mount, glue mount |  | -40℃~125℃ |  |  | - | TSSOP-8 |  |  |  |  | 300ns |  |  | Tape and reel packaging | 41.5mV/mT |  |  |  |  | 2235 | https://www.unikeyic.com/media/datasheet/36/2f/bcef/362fbcef131a7c9f8456594b163e88bf.pdf | https://www.unikeyic.com/products/current-sensors/ct455-h48b5-ts08/727136211.html
CT456-H00B5-TS08 | Allegro MicroSystems | 1: 5.8664 5: 4.3655 10: 4.1787 25: 3.9537 50: 3.8005 100: 3.66 500: 3.3772 1,000: 3.2718 | 300ns 4.75V 9mA 5.5V Bidirectional ±0.3% TSSOP-8 SMD mount，glue mount | - | Industrial |  | - | [8 empty] | ±0.3% | Bidirectional | 5.5V | 9mA | 4.75V |  | SMD mount, glue mount |  | -40℃~125℃ |  |  | - | TSSOP-8 |  |  |  |  | 300ns |  |  | Tape and reel packaging | - |  |  |  |  | 2798 | https://www.unikeyic.com/media/about_us/Unikey_ISO_9001_Certification.pdf | https://www.unikeyic.com/products/current-sensors/ct456-h00b5-ts08/869910990.html
CT7642 | HIOKI | 1: 511.7972 5: 501.5612 10: 491.3253 50: 481.0893 | HIOKIHioki AC/DC Current Clamp CT7642 Unit Station | - |  |  | - | [8 empty] | - | - | - | - | - | [6 empty] | - | [5 empty] | - |  |  |  | - |  |  |  |  | 10 | https://www.unikeyic.com/media/about_us/Unikey_ISO_9001_Certification.pdf | https://www.unikeyic.com/products/current-sensors/ct7642/725834919.html
CTSR 0.3-P | LEM | 1: 38.6049 5: 38.011 10: 37.1201 | LEM Current Transformers, CTSRseries, 21.6A, 300 mAoutput, turns_ratio 21.6:1 | ±1.9% |  |  |  | 300mA | 21.6mA |  | AC/DC | 3.5kHz |  |  |  | ±0.5% |  |  |  |  | Not Applicable |  | PCB, Through Hole |  | -40°C ~ 105°C | Ratiometric, Voltage |  |  | Module | Bulk | Bidirectional |  |  | 50µs | 2660527 |  | - | Flux Gate, Closed Loop | CTSR | - | 4.75V ~ 5.25V | 100 | https://www.unikeyic.com/media/datasheet/1d/fe/af06/1d/34a00cb320a2bf75fb13746245386abe.pdf | https://www.unikeyic.com/products/current-sensors/ctsr-0-3-p/11355981.html
CTSR 0.6-P | LEM | 1: 38.6049 5: 38.011 10: 37.1201 | LEM Current Transformers, CTSRseries, 21.6A, 600 mAoutput, turns_ratio 21.6:1 | ±1.5% |  |  |  | 600mA | 21.6mA |  | AC/DC | 9.5kHz |  |  |  | ±0.4% |  |  |  |  | Not Applicable |  | PCB, Through Hole |  | -40°C ~ 105°C | Ratiometric, Voltage |  |  | Module | Bulk | Bidirectional |  |  | 30µs | 2677715 |  | - | Flux Gate, Closed Loop | CTSR | - | 4.75V ~ 5.25V | 100 | https://www.unikeyic.com/media/datasheet/1d/fe/af06/1d/34a00cb320a2bf75fb13746245386abe.pdf | https://www.unikeyic.com/products/current-sensors/ctsr-0-6-p/34993788.html
CTV4X200A333MV | Carlo Gavazzi | 1+: 116.6357 5+: 116.6357 10+: 114.515 25+: 114.515 50+: 114.515 | Current Transformer, CTV Series, Split Core Type | [38 empty] | 5 |  | https://www.unikeyic.com/products/current-sensors/ctv4x200a333mv/11043723.html
CTV6X400A333MV | Carlo Gavazzi | 1+: 185.691 2+: 159.159 5+: 150.557 9+: 142.846 | Current Transformer, CTV Series, Split Core Type | [38 empty] | 10 |  | https://www.unikeyic.com/products/current-sensors/ctv6x400a333mv/35029043.html
CZ-3724 | Asahi Kasei Microdevices | 1: 9.7632 5: 8.8258 10: 8.4748 25: 8.0572 50: 7.7717 100: 7.5097 500: 7.0062 | 40V 1μs 4.5V 25mA 5.5V Unidirectional TVS Diode 103.4A ±1.7% 10-SMD SMD, Adhesive Mount | ±1.7% |  | CZ372 |  | 103.4A | 25mA |  | AC/DC | - |  |  |  | - |  |  |  |  | 2A (4 Weeks) |  | Surface Mount |  | -40°C ~ 105°C (TA) | Ratiometric, Voltage |  |  | 16-PowerSOIC (0.303", 7.70mm Width), 10 Leads | Tape & Reel (TR)Cut Tape (CT) | Unidirectional |  |  | 1µs | 12317754 |  | 40mV/A | Hall Effect, Open Loop | CZ37 | 10-SMD | 4.5V ~ 5.5V | 351 | https://www.unikeyic.com/media/datasheet/e8/52/7ce0/e8527ce0e1eb31545ceb81e07fa09f6c.pdf | https://www.unikeyic.com/products/current-sensors/cz-3724/11237216.html
CZ3700 | Asahi Kasei Microdevices | 1,000+: 6.7894 | 400V 1μs 4.5V 25mA 5.5V Bi-directional ±0.13% 5.3A ±1% 10-SMD SMD, Adhesive Mount | [38 empty] | 2687 | https://www.unikeyic.com/media/datasheet/53/5e/6449/53/fc8ccdc2f80590f7bf894ad00ceec5f5.pdf | https://www.unikeyic.com/products/current-sensors/cz3700/35037619.html
CZ3702 | Asahi Kasei Microdevices | 1: 9.7683 5: 8.8307 10: 8.4795 25: 8.0617 50: 7.776 100: 7.5139 500: 7.0101 | TVS Diode Bidirectional ±0.13% 21A ±1% 10-SMD SMD, Adhesive Mount | ±1% |  | CZ370 |  | 21A | 25mA |  | AC/DC | - |  |  |  | ±0.13% |  |  |  |  | 2A (4 Weeks) |  | Surface Mount |  | -40°C ~ 105°C (TA) | Ratiometric, Voltage |  |  | 16-PowerSOIC (0.303", 7.70mm Width), 10 Leads |  | Bidirectional |  |  | 1µs |  |  | 100mV/A | Hall Effect, Open Loop | CZ37 | 10-SMD | 4.5V ~ 5.5V | 748 | https://www.unikeyic.com/media/datasheet/29/cf/4133/29/93755dab811e31ea3910bff854cf50d8.pdf | https://www.unikeyic.com/products/current-sensors/cz3702/35042810.html
CZ3704 | Asahi Kasei Microdevices | 1,000+: 6.7894 | 40, 1μs, 4.5V, 25mA, 5.5V, Bidirectional, ±0.13%, 54A, ±1%, 10-SMD, SMD | [38 empty] | 1287 | https://www.unikeyic.com/media/datasheet/6c/6a/045c/6c/b282f41261438b71c074fdd27e37e010.pdf | https://www.unikeyic.com/products/current-sensors/cz3704/35047151.html
CZ3705 | Asahi Kasei Microdevices | 1,000+: 6.7894 | TVS Diode Bidirectional 25V 1μs 4.5V 23.4mA 5.5V ±0.13% 86.4A ±1% 10-SMD SMD Adhesive Mount | [38 empty] | 1066 | https://www.unikeyic.com/media/datasheet/d9/0d/8e9f/d9/b64aed17547ccfe38e30e8d8f12e7d45.pdf | https://www.unikeyic.com/products/current-sensors/cz3705/11346052.html
CZ3706 | Asahi Kasei Microdevices | 1,000: 6.7894 | 12 1μs 4.5V 21.6mA 5.5V Bidirectional ±0.13% 180A ±1% 10-SMD SMD mount，glue mount | ±1% |  | CZ370 |  | 180A | 21.6mA |  | AC/DC | - |  |  |  | ±0.13% |  |  |  |  | 2A (4 Weeks) |  | Surface Mount |  | -40°C ~ 105°C (TA) | Ratiometric, Voltage |  |  | 16-PowerSOIC (0.303", 7.70mm Width), 10 Leads |  | Bidirectional |  |  | 1µs | 10229724 |  | 12mV/A | Hall Effect, Open Loop | CZ37 | 10-SMD | 4.5V ~ 5.5V | 1301 | https://www.unikeyic.com/media/datasheet/25/74/2580/25/a4e06d53b15d39a262f35e4f54c76e36.pdf | https://www.unikeyic.com/products/current-sensors/cz3706/35038464.html
CZ3721 | Asahi Kasei Microdevices | 1: 9.7632 5: 8.8258 10: 8.4748 25: 8.0572 50: 7.7717 100: 7.5097 500: 7.0062 | TVS Diode, Unidirectional, 200V 1μs 4.5V 25mA 5.5V 20.6A ±1.7%, 10-SMD, SMD, Adhesive Mount | ±1.7% |  | CZ372 |  | 20.6A | 25mA |  | AC/DC | - |  |  |  | - |  |  |  |  | 2A (4 Weeks) |  | Surface Mount |  | -40°C ~ 105°C (TA) | Ratiometric, Voltage |  |  | 16-PowerSOIC (0.303", 7.70mm Width), 10 Leads | Tape & Reel (TR)Cut Tape (CT) | Unidirectional |  |  | 1µs | 12317741 |  | 200mv/A | Hall Effect, Open Loop | CZ37 | 10-SMD | 4.5V ~ 5.5V | 815 | https://www.unikeyic.com/media/pdf/PCNAssemblyOrigin/asahi-kasei-microdevices/0e/31/37a5/cz3722/2025/11/PC-21H0029-PC-AKMS011722-D.pdf | https://www.unikeyic.com/products/current-sensors/cz3721/11030816.html
CZ3723 | Asahi Kasei Microdevices | 1+: 9.7683 5+: 8.8307 10+: 8.4795 25+: 8.0617 50+: 7.776 100+: 7.5139 500+: 7.0101 | 60 1μs 4.5V 5.5V ±1.7% | [38 empty] | 714 | https://www.unikeyic.com/media/datasheet/bd/4b/b45e/bd/ba5d02cb9e9f04c8b747758243563179.pdf | https://www.unikeyic.com/products/current-sensors/cz3723/35010125.html
CZ3726 | Asahi Kasei Microdevices | 1,000+: 6.7894 | TVS Diode, Unidirectional, 345.2A, ±1.7%, 4.5V/5.5V, 1μs, 21.6mA, 10-SMD, SMD, Adhesive Mount | [38 empty] | 6000 | https://www.unikeyic.com/media/datasheet/bd/aa/63b9/bd/e54806cfe0500a52bb59e2aee2e59d7b.pdf | https://www.unikeyic.com/products/current-sensors/cz3726/35070312.html
CZ375D | Asahi Kasei Microdevices | 1: 9.0336 5: 8.1519 10: 7.8246 25: 7.435 50: 7.1687 100: 6.9244 500: 6.4327 | CURRENT SENSOR HE/OL 225A 10-SMD | - |  |  | - | [8 empty] | - | - | - | - | - | [6 empty] | - | [5 empty] | - |  |  |  | - |  |  |  |  | 767 | https://www.unikeyic.com/media/about_us/Unikey_ISO_9001_Certification.pdf | https://www.unikeyic.com/products/current-sensors/cz375d/692405907.html
CZ3903 | Asahi Kasei Microdevices | 1+: 11.7898 5+: 10.6742 10+: 10.2613 25+: 9.7673 50+: 9.4295 100+: 9.1198 500+: 8.6485 | MG-SENSOR | [38 empty] | 935 |  | https://www.unikeyic.com/products/current-sensors/cz3903/1010707991.html
CZ3A02 | Asahi Kasei Microdevices | 1: 7.1856 5: 6.4664 10: 6.2005 25: 5.8828 50: 5.6658 100: 5.4666 500: 5.0659 | TVS Diode 3V 16mA Typ 3.6V Bi-dir ±0.6% 15.5A ±2.1% 10-SMD SMD, Adhesive Mount | ±2.1% |  | CZ3A |  | 15.5A | 16mA (Typ) |  | AC/DC | - |  |  |  | ±0.6% |  |  |  |  | 2A (4 Weeks) |  | Surface Mount |  | -40°C ~ 85°C (TA) | Voltage |  |  | 16-PowerSOIC (0.303", 7.70mm Width), 10 Leads |  | Bidirectional |  |  | 1µs | 11570631 |  | 100mV/A | Hall Effect, Open Loop | CZ | 10-SMD | 3V ~ 3.6V | 292 | https://www.unikeyic.com/media/pdf/PCNAssemblyOrigin/asahi-kasei-microdevices/97/0c/cb27/cz3a02/2025/11/PC-21H0028-PC-AKMS011422-D.pdf | https://www.unikeyic.com/products/current-sensors/cz3a02/33237440.html
CZ3A03 | Asahi Kasei Microdevices | 1,000: 4.9138 2,000: 4.7769 | 70 1μs 3V 16mA(Typ) 3.6V Bidirectional ±0.6% 22.1A ±2.1% 10-SMD SMD mount，glue mount | ±2.1% |  | CZ3A |  | 22.1A | 16mA (Typ) |  | AC/DC | - |  |  |  | ±0.6% |  |  |  |  | 2A (4 Weeks) |  | Surface Mount |  | -40°C ~ 85°C (TA) | Voltage |  |  | 16-PowerSOIC (0.303", 7.70mm Width), 10 Leads |  | Bidirectional |  |  | 1µs | 11570624 |  | 70mV/A | Hall Effect, Open Loop | CZ | 10-SMD | 3V ~ 3.6V | 4198 | https://www.unikeyic.com/media/pdf/PCNAssemblyOrigin/asahi-kasei-microdevices/97/0c/cb27/cz3a02/2025/11/PC-21H0028-PC-AKMS011422-D.pdf | https://www.unikeyic.com/products/current-sensors/cz3a03/6149038.html
CZ3A04 | Asahi Kasei Microdevices | 1: 7.182 5: 6.4627 10: 6.197 25: 5.8795 50: 5.6627 100: 5.4636 500: 5.0631 | 48 1μs 3V 3.6V ±1.8% | ±2.1% |  | CZ3A |  | 32.2A | 16mA (Typ) |  | AC/DC | - |  |  |  | ±0.6% |  |  |  |  | 2A (4 Weeks) |  | Surface Mount |  | -40°C ~ 85°C (TA) | Voltage |  |  | 16-PowerSOIC (0.303", 7.70mm Width), 10 Leads |  | Bidirectional |  |  | 1µs | 11570639 |  | 48mV/A | Hall Effect, Open Loop | CZ | 10-SMD | 3V ~ 3.6V | 812 | https://www.unikeyic.com/media/datasheet/99/a8/3c3f/99/acf139216891ea795ce3d7485a65f256.pdf | https://www.unikeyic.com/products/current-sensors/cz3a04/11067370.html
CZ3A06 | Asahi Kasei Microdevices | 1,000+: 4.9138 2,000+: 4.7769 | TVS Diode, 15V 14mA(Typ) 3.6V Unidirectional ±0.6% 103.3A ±2.1% 1μs SMD, Adhesive Mount | [38 empty] | 1639 | https://www.unikeyic.com/media/datasheet/da/f7/fd3d/da/174f335b2a1fb1a6a6a50fe360ee9df2.pdf | https://www.unikeyic.com/products/current-sensors/cz3a06/19867.html
CZ3A07 | Asahi Kasei Microdevices | 1,000+: 4.5494 2,000+: 4.4212 | 12 1μs 3V 14mA(Typ) 3.6V Bidirectional ±0.6% 129.1A ±2.1% 10-SMD SMD, Adhesive Mount | [38 empty] | 1172 | https://www.unikeyic.com/media/datasheet/a0/fc/7f34/a0/ecc82fe40cd2ab67bcf3d5eed7896693.pdf | https://www.unikeyic.com/products/current-sensors/cz3a07/28206745.html
CZ3AG1 | Asahi Kasei Microdevices | 1+: 6.7532 5+: 6.0773 10+: 5.8266 25+: 5.5253 50+: 5.3198 100+: 5.1313 500+: 4.7521 | 120 4.5V 5.5V SMD-10P | [38 empty] | 905 | https://www.unikeyic.com/media/datasheet/65/99/0cbb/65990cbbcdcf9251966c6d899412b4ca.pdf | https://www.unikeyic.com/products/current-sensors/cz3ag1/8371658.html
CZ3AG2 | Asahi Kasei Microdevices | 1+: 6.75 5+: 6.0739 10+: 5.8234 25+: 5.5223 50+: 5.3168 100+: 5.1285 500+: 4.7494 | 100 3.6μs 4.5V 17mA(Typ) 5.5V Unidirectional ±0.6% 14A ±2.1% SMD, Adhesive Mount | [38 empty] | 373 | https://www.unikeyic.com/media/datasheet/e2/dd/ffad/e2/112312603488c0396fd1c5470fba6c2e.pdf | https://www.unikeyic.com/products/current-sensors/cz3ag2/35031488.html
CZ3AG3 | Asahi Kasei Microdevices | 1: 8.026 5: 5.9995 10: 5.751 25: 5.4536 50: 5.2504 100: 5.0641 500: 4.6891 | 70 3.6μs 4.5V 17mA(Typ) 5.5V Bi-directional ±0.6% 20A ±2.1% 10-SMD SMD, Adhesive Mount | ±2.1% |  | CZ3AG |  | 20A | 17mA (Typ) |  | AC/DC | - |  |  |  | ±0.6% |  |  |  |  | 2A (4 Weeks) |  | Surface Mount |  | -40°C ~ 85°C (TA) | Voltage |  |  | 16-PowerSOIC (0.303", 7.70mm Width), 10 Leads |  | Bidirectional |  |  | 3.6µs | 11570643 |  | 70mV/A | Hall Effect, Open Loop | CZ | 10-SMD | 4.5V ~ 5.5V | 990 | https://www.unikeyic.com/media/datasheet/96/04/0bac/96/3fc96a40693381517059cea46c5160aa.pdf | https://www.unikeyic.com/products/current-sensors/cz3ag3/11141047.html
CZ3AG6 | Asahi Kasei Microdevices | 1+: 8.021 5+: 5.9962 10+: 5.7478 25+: 5.4505 50+: 5.2475 100+: 5.0613 500+: 4.6865 | TVS Diode, 15V 3.6μs 4.5V 15mA(Typ) 5.5V Bidirectional ±0.6% 93.3A ±2.1% 10-SMD SMD, Adhesive Mount | [38 empty] | 302 | https://www.unikeyic.com/media/datasheet/d7/3c/8380/d7/0ceb2dd9c8357de5d12db5de1197a0ef.pdf | https://www.unikeyic.com/products/current-sensors/cz3ag6/11255074.html
CZ3AG7 | Asahi Kasei Microdevices | 1+: 6.7532 5+: 6.0773 10+: 5.8266 25+: 5.5253 50+: 5.3198 100+: 5.1313 500+: 4.7521 | 12-Pin 3.6μs 4.5V 15mA(Typ) 5.5V Bidirectional ±0.6% 116.6A ±2.1% 10-SMD SMD Adhesive Mount | [38 empty] | 797 | https://www.unikeyic.com/media/datasheet/f8/3d/e553/f8/5ee5630ed46f29067af6a1e26c83baf5.pdf | https://www.unikeyic.com/products/current-sensors/cz3ag7/35012535.html
DC200IF | DANISENSE | 1: 423.0442 | 1μs, 32mA, Bidirectional, ±0.0006%, 200A, Base Mount | - |  |  |  | 200A | 32mA |  | AC/DC | DC ~ 300kHz |  |  |  | ±0.0006% |  |  |  |  | 1 (Unlimited) |  | Chassis Mount |  | -40°C ~ 70°C (TA) | - |  |  | Module, Single Pass Through | Bulk | Bidirectional |  |  | 1µs | 10406105 |  | - | Flux Gate, Closed Loop | DC |  | ±14.25V ~ 15.75V | 15 | https://www.unikeyic.com/media/datasheet/fa/f7/e793/fa/cd0a032853aafb8d1ea0284dc930dc88.pdf | https://www.unikeyic.com/products/current-sensors/dc200if/35059893.html
DHAB S/106 | LEM | 1: 55.8003 |  | - |  |  | - | [8 empty] | - | - | - | - | - | [6 empty] | - | [5 empty] | - |  |  |  | - |  |  |  |  | 63 | https://www.unikeyic.com/media/about_us/Unikey_ISO_9001_Certification.pdf | https://www.unikeyic.com/products/current-sensors/dhab-s-106/691233994.html
DHAB S/118 | LEM | 1: 23.1629 10: 20.5794 50: 18.4116 |  | - |  |  | - |  |  | DHAB S/118 LEM | [5 empty] | - | - | - | - | - | [6 empty] | - | [5 empty] | - |  |  | bulk | - |  |  |  |  | 30 | https://www.unikeyic.com/media/datasheet/8b/b4/424e/8bb4424eaf249feafd1e2b7aa088c2b0.pdf | https://www.unikeyic.com/products/current-sensors/dhab-s-118/12192312.html
DHAB S/124 | LEM | 1: 43.1518 5: 42.3812 10: 42.3812 25: 41.6107 50: 41.6107 | CURR TRANSDUCER, 75A/500A, RATIOMETRIC; | - |  |  | - |  |  | DHAB S/124 LEM | [5 empty] | - | - | - | - | - | [6 empty] | - | [5 empty] | - |  |  | bulk | - |  |  |  |  | 68 | https://www.unikeyic.com/media/datasheet/91/58/1752/915817524572c7b1912fa60f44c1b699.pdf | https://www.unikeyic.com/products/current-sensors/dhab-s-124/17488667.html
DHAB S/133 | LEM | 1: 45.3898 5: 44.5793 10: 44.5793 25: 43.7687 50: 43.7687 100: 43.7687 | CURRENT TRANSDUCER, AUTOMOTIVE; | - |  |  | - |  |  | DHAB S/133 LEM | [5 empty] | - | - | - | - | - | [6 empty] | - | [5 empty] | - |  |  | bulk | - |  |  |  |  | 252 | https://www.unikeyic.com/media/datasheet/72/55/11ad/725511ad142b612fe619e3bd890ba8ce.pdf | https://www.unikeyic.com/products/current-sensors/dhab-s-133/687932133.html
DHAB S/161 | LEM | 1: 55.8003 |  | - |  |  | - | [8 empty] | - | - | - | - | - | [6 empty] | - | [5 empty] | - |  |  |  | - |  |  |  |  | 137 | https://www.unikeyic.com/media/about_us/Unikey_ISO_9001_Certification.pdf | https://www.unikeyic.com/products/current-sensors/dhab-s-161/691177708.html
DHR 100 C10 | LEM | 1: 316.8543 5: 291.594 10: 283.6444 | LEM Current Transformers, DHRseries, 100A, turns_ratio 100:1 | ±1% |  |  |  | 100A | 30mA |  | AC/DC | DC ~ 6kHz |  |  |  | ±1% |  |  |  |  | Not Applicable |  | Panel Mount |  | -40°C ~ 70°C | Ratiometric, 0 V ~ 10 V |  |  | Module | Bulk | Bidirectional |  |  | 150ms | 1815424 |  | - | Hall Effect, Open Loop | DHR | - | 20V ~ 50V | 55 | https://www.unikeyic.com/media/datasheet/73/01/067e/56/9d861edbfd837782438e8cf3f65cfaeb.pdf | https://www.unikeyic.com/products/current-sensors/dhr-100-c10/10922202.html
DHR 100 C420 | LEM | 1: 234.2806 5: 213.8073 10: 210.7047 | LEM Current Transformers, DHRseries, 100A, 4 → 20 mA output, turns_ratio 100:1 | ±1% |  |  |  | 100A | 30mA |  | AC/DC | DC ~ 6kHz |  |  |  | ±1% |  |  |  |  | Not Applicable |  | Panel Mount |  | -40°C ~ 70°C | Ratiometric, 4mA ~ 20mA |  |  | Module | Bulk | Bidirectional |  |  | 150ms | 2039219 |  | - | Hall Effect, Open Loop | DHR | - | 20V ~ 50V | 104 | https://www.unikeyic.com/media/datasheet/a0/90/17af/a0/ac67d07e3cf9341e9a391317b06cd508.pdf | https://www.unikeyic.com/products/current-sensors/dhr-100-c420/11252585.html
DHR 100 C5 | LEM | 1: 268.0344 5: 250.8041 10: 244.39 30: 235.2978 | 150ms 20V 30mA 50V Bidirectional ±1% 100A ±1% panel mount | ±1% |  |  |  | 100A | 30mA |  | AC/DC | DC ~ 6kHz |  |  |  | ±1% |  |  |  |  | Not Applicable |  | Panel Mount |  | -40°C ~ 70°C | Ratiometric, 0 V ~ 5 V |  |  | Module | Bulk | Bidirectional |  |  | 150ms |  |  | - | Hall Effect, Open Loop | DHR | - | 20V ~ 50V | 5 | https://www.unikeyic.com/media/datasheet/73/01/067e/d5/3a7fd3433c0f884a1d4dc2ec1117f812.pdf | https://www.unikeyic.com/products/current-sensors/dhr-100-c5/34979955.html
DHR 1000 C10 | LEM | 1: 300.6944 | LEM Current Transformers, DHRseries, 1000A, turns_ratio 1000:1 | ±1% |  |  |  | 1000A | 30mA |  | AC/DC | DC ~ 6kHz |  |  |  | ±1% |  |  |  |  | Not Applicable |  | Panel Mount |  | -40°C ~ 70°C | Ratiometric, 0 V ~ 10 V |  |  | Module | Bulk | Bidirectional |  |  | 150ms |  |  | - | Hall Effect, Open Loop | DHR | - | 20V ~ 50V | 33 | https://www.unikeyic.com/media/datasheet/73/01/067e/a4/87133ecf3e6f09d8e9886eb65bf8866f.pdf | https://www.unikeyic.com/products/current-sensors/dhr-1000-c10/11034716.html
DHR 1000 C420 | LEM | 1: 355.7118 5: 333.7696 24: 316.2352 | LEM Current Transformers, DHRseries, 1000A, 4 → 20 mA output, turns_ratio 1000:1 | ±1% |  |  |  | 1000A | 30mA |  | AC/DC | DC ~ 6kHz |  |  |  | ±1% |  |  |  |  | Not Applicable |  | Panel Mount |  | -40°C ~ 70°C | Ratiometric, 4mA ~ 20mA |  |  | Module | Bulk | Bidirectional |  |  | 150ms |  |  | - | Hall Effect, Open Loop | DHR | - | 20V ~ 50V | 39 | https://www.unikeyic.com/media/datasheet/73/01/067e/f1/8885cafc2a400d8b23603d0cf4fc16a6.pdf | https://www.unikeyic.com/products/current-sensors/dhr-1000-c420/10903877.html
DHR 1000 C5 | LEM | 1: 338.7096 5: 317.6604 10: 309.825 30: 298.7125 | 150ms 20V 30mA 50V Bidirectional ±1% 1KA ±1% panel mount 90mm(width) | ±1% |  |  |  | 1000A | 30mA |  | AC/DC | DC ~ 6kHz |  |  |  | ±1% |  |  |  |  | Not Applicable |  | Panel Mount |  | -40°C ~ 70°C | Ratiometric, 0 V ~ 5 V |  |  | Module | Bulk | Bidirectional |  |  | 150ms |  |  | - | Hall Effect, Open Loop | DHR | - | 20V ~ 50V | 5 | https://www.unikeyic.com/media/datasheet/4d/ae/ace8/4d/b2a5d9e1dc50452ba5dd27880d1b084b.pdf | https://www.unikeyic.com/products/current-sensors/dhr-1000-c5/11039638.html
DHR 200 C10 | LEM | 1: 234.2346 | LEM Current Transformers, DHRseries, 200A, turns_ratio 200:1 | ±1% |  |  |  | 200A | 30mA |  | AC/DC | DC ~ 6kHz |  |  |  | ±1% |  |  |  |  | Not Applicable |  | Panel Mount |  | -40°C ~ 70°C | Ratiometric, 0 V ~ 10 V |  |  | Module | Bulk | Bidirectional |  |  | 150ms | 2039214 |  | - | Hall Effect, Open Loop | DHR | - | 20V ~ 50V | 32 | https://www.unikeyic.com/media/datasheet/73/01/067e/56/9d861edbfd837782438e8cf3f65cfaeb.pdf | https://www.unikeyic.com/products/current-sensors/dhr-200-c10/35043518.html
DHR 200 C420 | LEM | 1: 173.1577 5: 170.684 10: 166.9735 | LEM Current Transformers, DHRseries, 200A, 4 → 20 mA output, turns_ratio 200:1 | ±1% |  |  |  | 200A | 30mA |  | AC/DC | DC ~ 6kHz |  |  |  | ±1% |  |  |  |  | Not Applicable |  | Panel Mount |  | -40°C ~ 70°C | Ratiometric, 4mA ~ 20mA |  |  | Module | Bulk | Bidirectional |  |  | 150ms | 2038643 |  | - | Hall Effect, Open Loop | DHR | - | 20V ~ 50V | 13 | https://www.unikeyic.com/media/datasheet/a0/90/17af/a0/ac67d07e3cf9341e9a391317b06cd508.pdf | https://www.unikeyic.com/products/current-sensors/dhr-200-c420/35070491.html
DHR 200 C5 | LEM | 1: 225.234 5: 210.3905 24: 198.5386 48: 193.9979 | 150ms 20V 30mA 50V Bidirectional ±1% 200A ±1% panel mount | ±1% |  |  |  | 200A | 30mA |  | AC/DC | DC ~ 6kHz |  |  |  | ±1% |  |  |  |  | Not Applicable |  | Panel Mount |  | -40°C ~ 70°C | Ratiometric, 0 V ~ 5 V |  |  | Module | Bulk | Bidirectional |  |  | 150ms | 2039216 |  | - | Hall Effect, Open Loop | DHR | - | 20V ~ 50V | 31 | https://www.unikeyic.com/media/datasheet/73/01/067e/d5/3a7fd3433c0f884a1d4dc2ec1117f812.pdf | https://www.unikeyic.com/products/current-sensors/dhr-200-c5/34958917.html
DHR 300 C420 | LEM | 1: 267.6824 5: 245.0127 10: 238.8862 | LEM Current Transformers, DHRseries, 300A, 4 → 20 mA output, turns_ratio 300:1 | ±1% |  |  |  | 300A | 30mA |  | AC/DC | DC ~ 6kHz |  |  |  | ±1% |  |  |  |  | 1 (Unlimited) |  | Panel Mount |  | -40°C ~ 70°C | Ratiometric, 4mA ~ 20mA |  |  | Module | Bulk | Bidirectional |  |  | 150ms |  |  | - | Hall Effect, Open Loop | DHR | - | 20V ~ 50V | 25 | https://www.unikeyic.com/media/datasheet/a0/90/17af/a0/ac67d07e3cf9341e9a391317b06cd508.pdf | https://www.unikeyic.com/products/current-sensors/dhr-300-c420/5190817.html
DHR 500 C420 | LEM | 1: 271.05 5: 266.1218 10: 266.1218 | LEM Current Transformers, DHRseries, 500A, 4 → 20 mA output, turns_ratio 500:1 | ±1% |  |  |  | 500A | 30mA |  | AC/DC | DC ~ 6kHz |  |  |  | ±1% |  |  |  |  | Not Applicable |  | Panel Mount |  | -40°C ~ 70°C | Ratiometric, 4mA ~ 20mA |  |  | Module | Bulk | Bidirectional |  |  | 150ms | 2039220 |  | - | Hall Effect, Open Loop | DHR | - | 20V ~ 50V | 14 | https://www.unikeyic.com/media/datasheet/73/01/067e/f1/8885cafc2a400d8b23603d0cf4fc16a6.pdf | https://www.unikeyic.com/products/current-sensors/dhr-500-c420/11082956.html
DK 200 B420 B | LEM | 1: 557.9471 5: 525.7361 10: 513.7372 | 100ms 20V 100mA 45V Unidirectional ±0.75% 200A ±1% base mount | ±1% | Industrial |  | 200A |  |  | DK 200 B420 B LEM | [5 empty] | ±0.75% | Unidirectional | 45V | 100mA | 20V |  | base mount |  | -20℃~50℃ |  |  | - | [5 empty] | 100ms |  |  | bulk | - |  |  |  |  | 7 | https://www.unikeyic.com/media/datasheet/25/5f/1ee1/25/9611bd3b3971833927efc3dd89e23aac.pdf | https://www.unikeyic.com/products/current-sensors/dk-200-b420-b/696247835.html
DL2000UB-10V | DANISENSE | 1: 5951.9708 | 1μs 190mA Bidirectional ±0.002% 2KA base mount | - |  |  |  | 2000A | 190mA |  | AC/DC | DC ~ 300kHz |  |  |  | ±0.002% |  |  |  |  | 1 (Unlimited) |  | Chassis Mount |  | -40°C ~ 65°C (TA) | Ratiometric, Voltage |  |  | Module, Single Pass Through | Bulk | Bidirectional |  |  | 1µs |  |  | - | Flux Gate, Closed Loop | DL |  | ±14.25V ~ 15.75V | 1 | https://www.unikeyic.com/media/pdf/HTMLDatasheet/danisense/e1/dd/a4f2/dl2000ub-10v/2025/11/dl2000ub-10v.pdf | https://www.unikeyic.com/products/current-sensors/dl2000ub-10v/11293537.html
DM1200ID | DANISENSE | 1: 2482.5606 | 1μs 120mA Bidirectional ±0.0001% 1.2kA Bracket Mount | - |  |  |  | 1200A | 120mA |  | AC/DC | DC ~ 300kHz |  |  |  | ±0.0001% |  |  |  |  | 1 (Unlimited) |  | Chassis Mount |  | -40°C ~ 65°C (TA) | Ratiometric, Current |  |  | Module, Single Pass Through | Bulk | Bidirectional |  |  | 1µs | 10406102 |  | - | Flux Gate, Closed Loop | DM |  | ±14.25V ~ 15.75V | 1 | https://www.unikeyic.com/media/datasheet/d6/30/9139/d6309139d9400ccc5a54ead1a7455d91.pdf | https://www.unikeyic.com/products/current-sensors/dm1200id/11242262.html
DQ600ID | DANISENSE | 1: 1324.1245 | 1μs 104mA Bidirectional ±0.0001% 600A base mount | - |  |  |  | 600A | 104mA |  | AC/DC | DC ~ 500kHz |  |  |  | ±0.0001% |  |  |  |  | 1 (Unlimited) |  | Chassis Mount |  | -40°C ~ 85°C (TA) | - |  |  | Module, Single Pass Through | Bulk | Bidirectional |  |  | 1µs |  |  | - | Flux Gate, Closed Loop | DQ |  | ±14.25V ~ 15.75V | 5 | https://www.unikeyic.com/media/datasheet/76/cd/c193/76/110e8fe1327f9e013197de8847f87f02.pdf | https://www.unikeyic.com/products/current-sensors/dq600id/10896225.html
DRV421RTJR | Texas Instruments |  | Open Drain 3V 5.5V Bidirectional ±0.3% ±0.02% QFN SMD mount，glue mount 4.15mm*4.15mm*800μm | ±0.02% |  | DRV421 |  | - | - |  | AC/DC | - |  |  |  | ±0.3% |  |  |  |  | 3 (168 Hours) |  | Surface Mount |  | -40°C ~ 125°C | Ratiometric, Voltage |  |  | 20-WFQFN Exposed Pad | Tape & Reel (TR) | Bidirectional |  |  | - | 13429525 |  | - | Flux Gate, Closed Loop | - | 20-QFN (4x4) | 3V ~ 5.5V |  | https://www.unikeyic.com/media/datasheet/52/df/860b/52/6b908f847cdc51db88cc39e21d643e6b.pdf | https://www.unikeyic.com/products/current-sensors/drv421rtjr/35041977.html
DRV421RTJT | Texas Instruments | 1+: 8.5558 100+: 6.9751 250+: 5.4824 1,000+: 4.6497 | 3V-5.5V Bi-directional ±0.3% ±0.02% QFN SMD, Adhesive Mount 4.15mm × 4.15mm × 800μm | [38 empty] | 27750 | https://www.unikeyic.com/media/datasheet/52/df/860b/52/6b908f847cdc51db88cc39e21d643e6b.pdf | https://www.unikeyic.com/products/current-sensors/drv421rtjt/10880237.html
DS200ID | DANISENSE | 1: 967.7263 | 1μs 104mA Bidirectional ±0.0002% 200A Base Mount | - |  |  |  | 200A | 104mA |  | AC/DC | DC ~ 1MHz |  |  |  | ±0.0002% |  |  |  |  | 1 (Unlimited) |  | Chassis Mount |  | -40°C ~ 85°C (TA) | - |  |  | Module, Single Pass Through | Bulk | Bidirectional |  |  | 1µs | 10406095 |  | - | Flux Gate, Closed Loop | DS |  | ±14.25V ~ 15.75V | 5 | https://www.unikeyic.com/media/datasheet/dd/2f/56f4/dd/63d3a3f61412f4e91129fa98692e372e.pdf | https://www.unikeyic.com/products/current-sensors/ds200id/10945783.html
DS200UB-10V | DANISENSE | 1+: 1487.4768 | Bidirectional Current Sensor, 200A ±0.005% 104mA 1μs Base Mount | [38 empty] | 8 | https://www.unikeyic.com/media/datasheet/b2/61/8cfb/b2/1452a84dd6a13633085b294194680994.pdf | https://www.unikeyic.com/products/current-sensors/ds200ub-10v/35057954.html
DS300UB-10V | DANISENSE | 1+: 1670.8382 | 1μs 104mA Bidirectional ±0.0015% 300A Base Mount | [38 empty] | 2 |  | https://www.unikeyic.com/products/current-sensors/ds300ub-10v/35048592.html
DS400ID | DANISENSE | 1: 1133.122 | 1μs 104mA Bidirectional ±0.00015% 400A base mount | - |  |  |  | 400A | 104mA |  | AC/DC | DC ~ 300kHz |  |  |  | ±0.00015% |  |  |  |  | 1 (Unlimited) |  | Chassis Mount |  | -40°C ~ 85°C (TA) | - |  |  | Module, Single Pass Through | Bulk | Bidirectional |  |  | 1µs | 10406100 |  | - | Flux Gate, Closed Loop | DS |  | ±14.25V ~ 15.75V | 2 | https://www.unikeyic.com/media/datasheet/23/25/2778/232527789a286d70aca966b9e13f17ad.pdf | https://www.unikeyic.com/products/current-sensors/ds400id/11179751.html
DS50ID | DANISENSE | 1: 944.263 | 1μs 104mA Bidirectional ±0.0008% 50A base mount | - |  |  |  | 50A | 104mA |  | AC/DC | DC ~ 1MHz |  |  |  | ±0.0008% |  |  |  |  | 1 (Unlimited) |  | Chassis Mount |  | -40°C ~ 85°C (TA) | - |  |  | Module, Single Pass Through | Bulk | Bidirectional |  |  | 1µs |  |  | - | Flux Gate, Closed Loop | DS |  | ±14.25V ~ 15.75V | 4 | https://www.unikeyic.com/media/datasheet/3d/af/5c00/3d/1d042d5e2ef7b503891a761e54227182.pdf | https://www.unikeyic.com/products/current-sensors/ds50id/11067299.html
DS50UB-10V | DANISENSE | 1: 1548.3109 | 1μs 104mA Bidirectional ±0.0024% 50A Base Mount | - |  |  |  | 50A | 104mA |  | AC/DC | DC ~ 500kHz |  |  |  | ±0.0024% |  |  |  |  | 1 (Unlimited) |  | Chassis Mount |  | -40°C ~ 85°C (TA) | Ratiometric, Voltage |  |  | Module, Single Pass Through | Bulk | Bidirectional |  |  | 1µs | 10406098 |  | - | Flux Gate, Closed Loop | DS |  | ±14.25V ~ 15.75V | 4 | https://www.unikeyic.com/media/datasheet/4b/75/29d9/4b/2b3f426ccd1bdc8e2b00cf22fb20da4e.pdf | https://www.unikeyic.com/products/current-sensors/ds50ub-10v/35032464.html
DS600ID | DANISENSE | 1+: 1299.9983 | Transient Suppressor, Bidirectional ±0.0001% 600A 1μs 104mA Base Mount | [38 empty] | 5 | https://www.unikeyic.com/media/datasheet/50/44/b74e/50/40b900304b9176f1fbc2071b12c50510.pdf | https://www.unikeyic.com/products/current-sensors/ds600id/35025272.html
DS600UB-10V | DANISENSE | 1: 1899.9274 | 1μs 104mA Bidirectional ±0.004% 600A base mount | - |  |  |  | 600A | 104mA |  | AC/DC | DC ~ 300kHz |  |  |  | ±0.004% |  |  |  |  | 1 (Unlimited) |  | Chassis Mount |  | -40°C ~ 85°C (TA) | Ratiometric, Voltage |  |  | Module, Single Pass Through | Bulk | Bidirectional |  |  | 1µs | 10406090 |  | - | Flux Gate, Closed Loop | DS |  | ±14.25V ~ 15.75V | 4 | https://www.unikeyic.com/media/datasheet/37/69/26f2/376926f251a9a53494e316d0bc0166f7.pdf | https://www.unikeyic.com/products/current-sensors/ds600ub-10v/11017022.html
DT100ID | DANISENSE | 1: 769.3283 | 1μs 40mA Bidirectional ±100A Base Mount | - |  |  |  | ±100A | 40mA |  | AC/DC | DC ~ 2MHz |  |  |  | - |  |  |  |  | 1 (Unlimited) |  | Chassis Mount |  | -40°C ~ 85°C (TA) | - |  |  | Module, Single Pass Through | Bulk | Bidirectional |  |  | 1µs | 16719151 |  | - | Flux Gate, Closed Loop | DT |  | ±14.25V ~ ±15.75V | 5 | https://www.unikeyic.com/media/about_us/Unikey_ISO_9001_Certification.pdf | https://www.unikeyic.com/products/current-sensors/dt100id/35046950.html
DT50ID | DANISENSE | 1+: 732.1434 | 1μs 40mA Bidirectional ±50A Base Mount | [38 empty] | 4 | https://www.unikeyic.com/media/datasheet/0c/dd/f37d/0cddf37d915acb801977cfd94913485d.pdf | https://www.unikeyic.com/products/current-sensors/dt50id/11221717.html
ENTUBE SE (100V 5V) | Verivolt | 1+: 199.3713 | Resistor, ±0.2%, DIN Rail Mount, Spring Clamp | [38 empty] | 1 | https://www.unikeyic.com/media/datasheet/eb/cd/82d9/eb/2cf38ecdef7572e1856be4c2e77a77bc.pdf | https://www.unikeyic.com/products/current-sensors/entube-se-100v-5v/10953037.html
ENTUBE SE (1500V 10V) | Verivolt | 1+: 199.3713 | Resistor, ±0.2%, DIN Rail Mount, Spring Clamp | [38 empty] | 2 | https://www.unikeyic.com/media/datasheet/eb/cd/82d9/eb/2cf38ecdef7572e1856be4c2e77a77bc.pdf | https://www.unikeyic.com/products/current-sensors/entube-se-1500v-10v/11342076.html
ENTUBE SE (300V 10V) | Verivolt |  | ±0.2%, DIN Rail Mount, Spring Mount | ±0.2% |  | ENTUBE SE | [6 empty] | ±300V | - | [6 empty] | 1 (Unlimited) |  | DIN Rail |  | -25°C ~ 70°C | ±10V |  |  |  | Box |  |  |  | - |  |  |  |  | Entube SE |  | - |  | https://www.unikeyic.com/media/datasheet/eb/cd/82d9/eb/2cf38ecdef7572e1856be4c2e77a77bc.pdf | https://www.unikeyic.com/products/current-sensors/entube-se-300v-10v/35043786.html
ENTUBE SE (50V 10V) | Verivolt | 1: 199.26 | ±0.2%, DIN Rail Mount, Spring Mount | ±0.2% |  | ENTUBE SE | [6 empty] | ±50V | - | [6 empty] | 1 (Unlimited) |  | DIN Rail |  | -25°C ~ 70°C | ±10V |  |  |  | Box |  |  |  | - | 7400568 |  |  |  | Entube SE |  | - | 1 | https://www.unikeyic.com/media/datasheet/eb/cd/82d9/eb/2cf38ecdef7572e1856be4c2e77a77bc.pdf | https://www.unikeyic.com/products/current-sensors/entube-se-50v-10v/34990139.html
ENTUBE TE (1000V 10V) | Verivolt | 1+: 470.4696 | Resistor, ±0.2%, DIN Rail Mount, Spring Clamp | [38 empty] | 2 | https://www.unikeyic.com/media/datasheet/0b/fa/c22b/0b/6a7865003691f3dcb428a59b53e4c104.pdf | https://www.unikeyic.com/products/current-sensors/entube-te-1000v-10v/35056371.html
ENTUBE TE (750V 10V) | Verivolt | 1: 470.4696 | ±0.2% DIN Rail Mount, Spring Mount | ±0.2% |  | ENTUBE TE | [6 empty] | ±750V | - | [6 empty] | 1 (Unlimited) |  | DIN Rail |  | -25°C ~ 70°C | ±10V |  |  |  | Box |  |  |  | - | 7400469 |  |  |  | Entube TE |  | - | 1 | https://www.unikeyic.com/media/datasheet/0b/fa/c22b/0b/6a7865003691f3dcb428a59b53e4c104.pdf | https://www.unikeyic.com/products/current-sensors/entube-te-750v-10v/35034870.html
F01P015S05L | TAMURA | 1+: 13.8348 5+: 12.5518 10+: 12.0766 25+: 11.5068 50+: 11.1173 | 41.67 300ns 4.75V 30mA 5.25V Bidirectional ±1% 15A ±1.9% TH | [38 empty] | 280 | https://www.unikeyic.com/media/datasheet/43/a4/2bbe/43a42bbe71b90f4df38c557ecd070ee4.pdf | https://www.unikeyic.com/products/current-sensors/f01p015s05l/35034943.html
F02P015S05L | TAMURA | 1+: 13.8348 5+: 12.5518 10+: 12.0766 25+: 11.5068 50+: 11.1173 | TVS Diode 4.75V 5.25V Bidirectional ±1% 15A ±1.2% TH | [38 empty] | 219 | https://www.unikeyic.com/media/datasheet/c2/89/2b4c/c2892b4cffa00f13d90c3cfe914dfd2b.pdf | https://www.unikeyic.com/products/current-sensors/f02p015s05l/10939374.html
F02P025S05L | TAMURA | 1+: 14.4504 5+: 13.1155 10+: 12.6198 25+: 12.0282 50+: 11.6234 | 25A ±1% Bidirectional TVS Diode, 4.75V 300ns 5.25V 35mA TH | [38 empty] | 313 | https://www.unikeyic.com/media/datasheet/c2/89/2b4c/c2892b4cffa00f13d90c3cfe914dfd2b.pdf | https://www.unikeyic.com/products/current-sensors/f02p025s05l/35048669.html
F03P025S05L | TAMURA | 1+: 16.399 5+: 14.245 10+: 13.4676 25+: 12.8412 50+: 12.4092 250+: 11.1132 400+: 10.1196 | 25 300ns 4.75V 35mA 5.25V Bidirectional ±0.1% 25A ±1% TH | [38 empty] | 7 | https://www.unikeyic.com/media/datasheet/5a/b8/d27c/5ab8d27cf65ffcb48d5a7a18b3a4dab1.pdf | https://www.unikeyic.com/products/current-sensors/f03p025s05l/11071217.html
F03P050S05L | TAMURA | 400+: 11.6271 800+: 11.317 | 12.5 300ns 4.75V 55mA 5.25V Bidirectional ±0.1% 50A ±0.9% TH | [38 empty] | 435 | https://www.unikeyic.com/media/datasheet/5a/b8/d27c/5ab8d27cf65ffcb48d5a7a18b3a4dab1.pdf | https://www.unikeyic.com/products/current-sensors/f03p050s05l/34949941.html
FG-R01-4A | KEMET | 4: 37.631 300: 37.631 | KEMET Current Sensor, FG Series, +/-50mA, 6 → 20 mA Output, Turns Ratio 4A, Magnetic Gate Type | - |  |  |  | 50mA | 13mA (Typ) |  | AC/DC | 55Hz |  |  |  | - |  |  |  |  | Not Applicable |  | Through Hole |  | -40°C ~ 105°C | Ratiometric, Voltage |  |  | Module, Single Pass Through | Box | Bidirectional |  |  | 250ms (AC), 1s (DC) | 16579138 |  | 40V/A | Flux Gate, Open Loop | FG |  | 4.75V ~ 5.25V | 1475 | https://www.unikeyic.com/media/datasheet/ca/30/d7fd/ca30d7fd163c1fd96a9afbd7e523a274.pdf | https://www.unikeyic.com/products/current-sensors/fg-r01-4a/16040775.html
FG-R02-4A | KEMET | 4: 37.631 300: 37.631 | KEMET Current Sensor, FG Series, +/-50mA, 6→20mA Output, 4A Turns Ratio, Magnetic Gate Type | - |  |  |  | 50mA | 13mA (Typ) |  | AC/DC | 55Hz |  |  |  | - |  |  |  |  | Not Applicable |  | Through Hole |  | -40°C ~ 105°C | Ratiometric, Voltage |  |  | Module, Single Pass Through | Box | Bidirectional |  |  | 250ms (AC), 1s (DC) |  |  | 40V/A | Flux Gate, Open Loop | FG |  | 4.75V ~ 5.25V | 1170 | https://www.unikeyic.com/media/datasheet/29/88/efbc/2988efbc895ff18c07536cf65ace99b4.pdf | https://www.unikeyic.com/products/current-sensors/fg-r02-4a/5066291.html
FG-R05-3A | KEMET | 1: 44.919 5: 41.6179 10: 40.68 25: 39.5613 50: 38.5443 100: 32.8491 | 40kΩ 250ms (AC), 1s (DC) 4.75V 13mA(Typ) 5.25V Bidirectional 50mA TH | - |  |  |  | 50mA | 13mA (Typ) |  | AC/DC | 55Hz |  |  |  | - |  |  |  |  | Not Applicable |  | Through Hole |  | -40°C ~ 85°C | Ratiometric, Voltage |  |  | Module, Single Pass Through | Box | Bidirectional |  |  | 250ms (AC), 1s (DC) | 12142179 |  | 40V/A | Flux Gate, Open Loop | FG |  | 4.75V ~ 5.25V | 1557 | https://www.unikeyic.com/media/datasheet/6e/ed/3efc/6eed3efccad7e33568818426259da00b.pdf | https://www.unikeyic.com/products/current-sensors/fg-r05-3a/35010495.html
FG-R05-4A | KEMET | 4: 37.631 300: 37.631 | KEMET Current Sensor, FG Series, +/-50mA, 6→20mA Output, 4A Turns Ratio, Magnetic Gate Type | - |  |  |  | 50mA | 13mA (Typ) |  | AC/DC | 55Hz |  |  |  | - |  |  |  |  | Not Applicable |  | Through Hole |  | -40°C ~ 85°C | Ratiometric, Voltage |  |  | Module, Single Pass Through | Box | Bidirectional |  |  | 250ms (AC), 1s (DC) | 16579137 |  | 40V/A | Flux Gate, Open Loop | FG |  | 4.75V ~ 5.25V | 585 | https://www.unikeyic.com/media/datasheet/ef/4a/da3b/ef4ada3b9e1b122855d0b0af6edb3940.pdf | https://www.unikeyic.com/products/current-sensors/fg-r05-4a/13365413.html
FHS AH 600 | LEM | 1: 7.2144 10: 6.4641 25: 6.4641 50: 6.3487 100: 6.2332 250: 6.2332 500: 6.2332 | 600mV/mT 4.5V 19mA 5.5V Bidirectional ±0.5% 100A SOIC-8 SMD | - |  |  |  | 100A | 19mA |  | AC/DC | 160kHz |  |  |  | ±0.5% |  |  |  |  | 3 (168 Hours) |  | Surface Mount |  | -40°C ~ 125°C | Ratiometric, Voltage |  |  | 8-SOIC (0.154", 3.90mm Width) |  | Bidirectional |  |  | - | 17394786 |  | 600mV/mT | Hall Effect, Open Loop | FHS | 8-SOIC | 4.5V ~ 5.5V | 957 | https://www.unikeyic.com/media/datasheet/cc/89/83be/cc8983bef0f2e345b3ceb0ae4d9064d4.pdf | https://www.unikeyic.com/products/current-sensors/fhs-ah-600/11316238.html
FR2V 0.01 H00 | CHIPSENSE | 5: 3.9419 10: 3.8763 15: 3.7777 20: 3.6791 | FR2V | - | Industrial |  | - |  |  | FR2V 0.01 H00 CHIPSENSE | [5 empty] | - | - | - | - | - |  | panel mount |  | -40℃~85℃ |  |  | - | [5 empty] | - |  |  |  | - |  |  |  |  | 5 | https://www.unikeyic.com/media/datasheet/2d/72/28c9/2d7228c9bf8e3083778103f6344a8698.pdf | https://www.unikeyic.com/products/current-sensors/fr2v-0-01-h00/1013720684.html
FR2V 0.02 H00 | CHIPSENSE | 5: 4.415 10: 4.3414 15: 4.2311 20: 4.1206 | FR2V | - | Industrial |  | - |  |  | FR2V 0.02 H00 CHIPSENSE | [5 empty] | - | - | - | - | - |  | panel mount |  | -40℃~85℃ |  |  | - | [5 empty] | - |  |  |  | - |  |  |  |  | 5 | https://www.unikeyic.com/media/datasheet/2d/72/28c9/2d7228c9bf8e3083778103f6344a8698.pdf | https://www.unikeyic.com/products/current-sensors/fr2v-0-02-h00/1013720345.html
FR2V 0.05 H00 | CHIPSENSE | 5: 4.7304 10: 4.6515 15: 4.5333 20: 4.415 | FR2V | - | Industrial |  | - |  |  | FR2V 0.05 H00 CHIPSENSE | [5 empty] | - | - | - | - | - |  | panel mount |  | -40℃~85℃ |  |  | - | [5 empty] | - |  |  |  | - |  |  |  |  | 5 | https://www.unikeyic.com/media/datasheet/2d/72/28c9/2d7228c9bf8e3083778103f6344a8698.pdf | https://www.unikeyic.com/products/current-sensors/fr2v-0-05-h00/1013720498.html
FR2V 0.10 H00 | CHIPSENSE | 5: 5.0457 10: 4.9616 15: 4.8355 20: 4.7093 | FR2V | - | Industrial |  | - |  |  | FR2V 0.10 H00 CHIPSENSE | [5 empty] | - | - | - | - | - |  | panel mount |  | -40℃~85℃ |  |  | - | [5 empty] | - |  |  |  | - |  |  |  |  | 5 | https://www.unikeyic.com/media/datasheet/2d/72/28c9/2d7228c9bf8e3083778103f6344a8698.pdf | https://www.unikeyic.com/products/current-sensors/fr2v-0-10-h00/1013720637.html
FR2V 0.20 H00 | CHIPSENSE | 5: 5.3611 10: 5.2717 15: 5.1377 20: 5.0036 | FR2V | - | Industrial |  | - |  |  | FR2V 0.20 H00 CHIPSENSE | [5 empty] | - | - | - | - | - |  | panel mount |  | -40℃~85℃ |  |  | - | [5 empty] | - |  |  |  | - |  |  |  |  | 5 | https://www.unikeyic.com/media/datasheet/2d/72/28c9/2d7228c9bf8e3083778103f6344a8698.pdf | https://www.unikeyic.com/products/current-sensors/fr2v-0-20-h00/1013717992.html
FR2V 0.30 H00 | CHIPSENSE | 5: 5.9918 10: 5.8919 15: 5.7421 20: 5.5923 | FR2V | - | Industrial |  | - |  |  | FR2V 0.30 H00 CHIPSENSE | [5 empty] | - | - | - | - | - |  | panel mount |  | -40℃~85℃ |  |  | - | [5 empty] | - |  |  |  | - |  |  |  |  | 5 | https://www.unikeyic.com/media/datasheet/2d/72/28c9/2d7228c9bf8e3083778103f6344a8698.pdf | https://www.unikeyic.com/products/current-sensors/fr2v-0-30-h00/1013723360.html
FR7V 0.005 H00 | CHIPSENSE | 5: 6.3072 10: 6.202 15: 6.0443 20: 5.8866 | FR7V | - | Industrial |  | - |  |  | FR7V 0.005 H00 CHIPSENSE | [5 empty] | - | - | - | - | - |  | panel mount |  | -40℃~85℃ |  |  | - | [5 empty] | - |  |  |  | - |  |  |  |  | 5 | https://www.unikeyic.com/media/datasheet/e7/a4/21ba/e7a421ba73040c310ce5600bc9383aaf.pdf | https://www.unikeyic.com/products/current-sensors/fr7v-0-005-h00/1013718241.html
FR7V 0.01 H00 | CHIPSENSE | 5: 6.4648 10: 6.3571 15: 6.1954 20: 6.0338 | FR7V | - | Industrial |  | - |  |  | FR7V 0.01 H00 CHIPSENSE | [5 empty] | - | - | - | - | - |  | panel mount |  | -40℃~85℃ |  |  | - | [5 empty] | - |  |  |  | - |  |  |  |  | 5 | https://www.unikeyic.com/media/datasheet/e7/a4/21ba/e7a421ba73040c310ce5600bc9383aaf.pdf | https://www.unikeyic.com/products/current-sensors/fr7v-0-01-h00/1013714897.html
G2IA15A 4...20MA | TELE Controls | 1+: 719.9172 50+: 683.9208 100+: 647.9244 250+: 575.9316 500+: 503.9388 1,000+: 431.946 | 24V 240V 5A/10A/15A (Selectable) ±2% DIN Rail Mount | [38 empty] | 10 |  | https://www.unikeyic.com/products/current-sensors/g2ia15a-4-20ma/11234642.html
GHS 12-SME | LEM | 38: 5.64 | 66.7 4.5V 14mA 5.5V Bidirectional ±0.25% 12A ±1.25% SOIC-8 SMD mount，glue mount | ±1.25% | Industrial |  | 12A |  |  | GHS 12-SME LEM | [5 empty] | ±0.25% | Bidirectional | 5.5V | 14mA | 4.5V |  | SMD mount, glue mount |  | -40℃~125℃ |  |  | - | SOIC-8 |  |  |  | Stop production | - |  |  | Tape and reel packaging | 66.7 |  |  |  |  | 38 | https://www.unikeyic.com/media/datasheet/3f/fd/92aa/3ffd92aa5af331d418929aa97e39e734.pdf | https://www.unikeyic.com/products/current-sensors/ghs-12-sme/35012181.html
GO 10 SME | LEM | 1: 4.559 10: 4.3766 25: 4.0849 50: 4.0119 100: 4.0119 250: 4.0119 | 80 2μs 4.5V 26mA 5.5V Bidirectional ±0.3% 10A ±1.3% SMD mount，glue mount | ±1.3% |  |  |  | 10A | 26mA |  | AC/DC | DC ~ 300kHz |  |  |  | ±0.3% |  |  |  |  | 3 (168 Hours) |  | Surface Mount |  | -40°C ~ 125°C (TA) | Ratiometric, Voltage |  |  | 8-SOIC (0.154", 3.90mm Width) |  | Bidirectional |  |  | 2µs | 10257399 |  | 80mV/A | Hall Effect | GO-SME |  | 4.5V ~ 5.5V | 5446 | https://www.unikeyic.com/media/datasheet/05/d3/bc76/05d3bc763fb7ca494e296193a26f02ab.pdf | https://www.unikeyic.com/products/current-sensors/go-10-sme/35005920.html
GO 10 SME/SP3 | LEM | 1: 1.9665 | 80 2μs 3.135V 26mA 3.465V Bidirectional ±0.3% 10A ±1.3% SMD mount，glue mount | ±1.3% |  |  |  | 10A | 26mA |  | AC/DC | DC ~ 300kHz |  |  |  | ±0.3% |  |  |  |  | 3 (168 Hours) |  | Surface Mount |  | -40°C ~ 125°C (TA) | Ratiometric, Voltage |  |  | 8-SOIC (0.154", 3.90mm Width) |  | Bidirectional |  |  | 2µs | 10257389 |  | 80mV/A | Hall Effect | GO-SME |  | 3.135V ~ 3.465V | 10219 | https://www.unikeyic.com/media/about_us/Unikey_ISO_9001_Certification.pdf | https://www.unikeyic.com/products/current-sensors/go-10-sme-sp3/34944778.html
GO 10 SMS | LEM | 1: 5.2986 10: 4.7476 25: 4.7476 50: 4.6628 100: 4.6628 250: 4.6628 | 80 2μs 4.5V 25mA 5.5V Bidirectional ±0.3% 10A ±1.3% SOIC-16 SMD mount，glue mount | ±1.3% |  |  |  | 10A | 25mA |  | AC/DC | DC ~ 300kHz |  |  |  | ±0.3% |  |  |  |  | 3 (168 Hours) |  | Surface Mount |  | -40°C ~ 125°C (TA) | Ratiometric, Voltage |  |  | 16-SOIC (0.295", 7.50mm Width) |  | Bidirectional |  |  | 2µs |  |  | 80mV/A | Hall Effect | GO-SMS | 16-SOIC | 4.5V ~ 5.5V | 2389 | https://www.unikeyic.com/media/datasheet/85/67/5c5d/85/c82be7029ba04614b9d99bf70968ab9a.pdf | https://www.unikeyic.com/products/current-sensors/go-10-sms/10930180.html
GO 10 SMS/SP3 | LEM | 1: 5.238 10: 5.238 | 50 2μs 3.135V 26mA 3.465V Bidirectional ±0.3% 10A ±1.3% SMD mount，glue mount | ±1.3% |  |  |  | 10A | 26mA |  | AC/DC | DC ~ 300kHz |  |  |  | ±0.3% |  |  |  |  | 3 (168 Hours) |  | Surface Mount |  | -40°C ~ 125°C (TA) | Ratiometric, Voltage |  |  | 16-SOIC (0.295", 7.50mm Width) |  | Bidirectional |  |  | 2µs |  |  | 50mV/A | Hall Effect | GO-SMS/SP3 |  | 3.135V ~ 3.465V | 2891 | https://www.unikeyic.com/media/datasheet/ec/c7/604e/ec/dad929bd88c57e61db30a9c041d87026.pdf | https://www.unikeyic.com/products/current-sensors/go-10-sms-sp3/35063211.html
GO 20 SME | LEM | 1: 4.7773 10: 4.5862 25: 4.2804 50: 4.204 100: 4.204 250: 4.1275 500: 4.1275 | 40 2μs 4.5V 26mA 5.5V Bidirectional ±0.3% 20A ±1.3% SMD mount，glue mount | ±1.3% |  |  |  | 20A | 26mA |  | AC/DC | DC ~ 300kHz |  |  |  | ±0.3% |  |  |  |  | 3 (168 Hours) |  | Surface Mount |  | -40°C ~ 125°C (TA) | Ratiometric, Voltage |  |  | 8-SOIC (0.154", 3.90mm Width) |  | Bidirectional |  |  | 2µs |  |  | 40mV/A | Hall Effect | GO-SME |  | 4.5V ~ 5.5V | 2765 | https://www.unikeyic.com/media/datasheet/05/d3/bc76/05d3bc763fb7ca494e296193a26f02ab.pdf | https://www.unikeyic.com/products/current-sensors/go-20-sme/34990124.html
GO 20 SME/SP3 | LEM | 1: 4.753 10: 4.753 | 40 2μs 3.135V 26mA 3.465V Bidirectional ±0.3% 20A ±1.3% SMD mount | ±1.3% |  |  |  | 20A | 26mA |  | AC/DC | DC ~ 300kHz |  |  |  | ±0.3% |  |  |  |  | 3 (168 Hours) |  | Surface Mount |  | -40°C ~ 125°C (TA) | Ratiometric, Voltage |  |  | 8-SOIC (0.154", 3.90mm Width) |  | Bidirectional |  |  | 2µs | 10257395 |  | 40mV/A | Hall Effect | GO-SME |  | 3.135V ~ 3.465V | 3909 | https://www.unikeyic.com/media/datasheet/f2/1a/af72/f21aaf7285c270b10bc715092a8a5a5a.pdf | https://www.unikeyic.com/products/current-sensors/go-20-sme-sp3/10901392.html
GO 20 SMS/SP3 | LEM | 1: 5.3471 10: 5.3471 | 25 2μs 3.135V 26mA 3.465V Bidirectional ±0.3% 20A ±1.3% SMD mount，glue mount | ±1.3% |  |  |  | 20A | 26mA |  | AC/DC | DC ~ 300kHz |  |  |  | ±0.3% |  |  |  |  | 3 (168 Hours) |  | Surface Mount |  | -40°C ~ 125°C (TA) | Ratiometric, Voltage |  |  | 16-SOIC (0.295", 7.50mm Width) |  | Bidirectional |  |  | 2µs |  |  | 25mV/A | Hall Effect | GO-SMS/SP3 |  | 3.135V ~ 3.465V | 1087 | https://www.unikeyic.com/media/datasheet/ec/c7/604e/ec/dad929bd88c57e61db30a9c041d87026.pdf | https://www.unikeyic.com/products/current-sensors/go-20-sms-sp3/11206510.html
GO 30 SMS/SP3 | LEM | 1,500: 4.1621 | 16.7 2μs 3.135V 26mA 3.465V Bidirectional ±0.3% 30A ±1.3% SOIC-16-300MIL SMD mount，glue mount | ±1.3% |  |  |  | 30A | 26mA |  | AC/DC | DC ~ 300kHz |  |  |  | ±0.3% |  |  |  |  | 3 (168 Hours) |  | Surface Mount |  | -40°C ~ 125°C (TA) | Ratiometric, Voltage |  |  | 16-SOIC (0.295", 7.50mm Width) |  | Bidirectional |  |  | 2µs |  |  | 16.7mV/A | Hall Effect | GO-SMS/SP3 |  | 3.135V ~ 3.465V | 2241 | https://www.unikeyic.com/media/datasheet/ec/c7/604e/ec/dad929bd88c57e61db30a9c041d87026.pdf | https://www.unikeyic.com/products/current-sensors/go-30-sms-sp3/11093884.html
GO 30-SMS | LEM | 1: 4.3165 10: 4.1438 25: 3.8676 50: 3.8676 | 26.7 2μs 4.5V 25mA 5.5V Bidirectional ±0.3% 30A ±1.3% SOIC-16 SMD mount，glue mount | ±1.3% |  |  |  | 30A | 25mA |  | AC/DC | DC ~ 300kHz |  |  |  | ±0.3% |  |  |  |  | 3 (168 Hours) |  | Surface Mount |  | -40°C ~ 125°C (TA) | Ratiometric, Voltage |  |  | 16-SOIC (0.295", 7.50mm Width) |  | Bidirectional |  |  | 2µs | 8119207 |  | 26.7mV/A | Hall Effect | GO-SMS | 16-SOIC | 4.5V ~ 5.5V | 97 | https://www.unikeyic.com/media/datasheet/85/67/5c5d/85/c82be7029ba04614b9d99bf70968ab9a.pdf | https://www.unikeyic.com/products/current-sensors/go-30-sms/10882590.html
GT712LBDTR-05B | XBLW | 10: 0.3991 20: 0.3876 30: 0.3768 40: 0.3768 50: 0.3768 | operating voltage:4.5V～5.5VCurrent measurement range：5A，sensitivitymV/A（Typ）：185，operating_temperature：-40℃~25℃，high bandwidth120kHz，ESD（HBM）：5KV,isolation_voltage：2500V | - |  |  | - |  |  | GT712LBDTR-05B XBLW | [5 empty] | - | - | - | - | - | [6 empty] | - | SOP-8 |  |  |  |  | - |  |  |  | - |  |  |  |  | 100000 | https://www.unikeyic.com/media/datasheet/upload/2024/05/20/GT712LBDTR-05B.pdf | https://www.unikeyic.com/products/current-sensors/gt712lbdtr-05b/695634825.html
GT712LBDTR-20A | XBLW | 10: 0.3991 20: 0.3876 30: 0.3768 40: 0.3768 50: 0.3768 | operating voltage:4.5V～5.5VCurrent measurement range：20A，sensitivitymV/A（Typ）：100，operating_temperature：-40℃~25℃，high bandwidth120kHz，ESD（HBM）：5KV,isolation_voltage：2500V | - |  |  | - |  |  | GT712LBDTR-20A XBLW | [5 empty] | - | - | - | - | - | [6 empty] | - | SOP-8 |  |  |  |  | - |  |  |  | - |  |  |  |  | 100000 | https://www.unikeyic.com/media/datasheet/upload/2024/05/20/GT712LBDTR-20A.pdf | https://www.unikeyic.com/products/current-sensors/gt712lbdtr-20a/695635545.html
GT712LBDTR-30A | XBLW | 1: 0.438 3,000: 0.4114 | operating voltage:4.5V～5.5VCurrent measurement range：30A，sensitivitymV/A（Typ）：66.6，operating_temperature：-40℃~25℃，high bandwidth120kHz，ESD（HBM）：5KV,isolation_voltage：2500V | - |  |  | - |  |  | GT712LBDTR-30A XBLW | [5 empty] | - | - | - | - | - | [6 empty] | - | SOP-8 |  |  |  |  | - |  |  |  | - | [5 empty] | https://www.unikeyic.com/media/datasheet/upload/2024/05/20/GT712LBDTR-30A.pdf | https://www.unikeyic.com/products/current-sensors/gt712lbdtr-30a/695639922.html
HAC 200-S | LEM | 1: 69.7741 5: 64.365 10: 62.3572 45: 58.5594 90: 57.0362 135: 56.2049 | Current Sensor 7μs 18mA Bidirectional ±1% 200A ±1% Base Mount | ±1% |  |  |  | 200A | 18mA |  | AC/DC | DC ~ 50kHz |  |  |  | ±1% |  |  |  |  | 1 (Unlimited) |  | Chassis Mount |  | -10°C ~ 80°C | Ratiometric, Voltage |  |  | Module | Bulk | Bidirectional |  |  | 7µs | 2660491 |  | - | Hall Effect, Open Loop | HAC | - | ±15V | 30 | https://www.unikeyic.com/media/datasheet/4b/ab/6c9c/4b/6de2e5072241d1142d3bc2c6217c6fce.pdf | https://www.unikeyic.com/products/current-sensors/hac-200-s/11050059.html
HAC 300-S | LEM | 1: 76.0738 5: 70.2499 10: 68.0844 45: 63.9901 90: 62.3477 135: 61.4511 | Bidirectional TVS Diode 7μs 18mA ±1% 300A ±1% Base Mount | ±1% |  |  |  | 300A | 18mA |  | AC/DC | DC ~ 50kHz |  |  |  | ±1% |  |  |  |  | 1 (Unlimited) |  | Chassis Mount |  | -10°C ~ 80°C | Ratiometric, Voltage |  |  | Module | Bulk | Bidirectional |  |  | 7µs | 2660492 |  | - | Hall Effect, Open Loop | HAC | - | ±15V | 2 | https://www.unikeyic.com/media/datasheet/4b/ab/6c9c/4b/6de2e5072241d1142d3bc2c6217c6fce.pdf | https://www.unikeyic.com/products/current-sensors/hac-300-s/28127204.html
HAC 418-S/SP10 | LEM | 5: 75.9477 10: 72.1911 50: 69.2512 100: 63.6981 200: 63.6981 500: 48.3452 | 10μs Bidirectional ±1% 418A ±1% base mount | ±1% |  |  | 418A | [8 empty] | ±1% | Bidirectional | - | - | - |  | base mount |  | -10℃~80℃ |  |  | - | [5 empty] | 10μs |  |  | bulk | - |  |  |  |  | 2000 | https://www.unikeyic.com/media/about_us/Unikey_ISO_9001_Certification.pdf | https://www.unikeyic.com/products/current-sensors/hac-418-s-sp10/871346647.html
HAC 600-S | LEM | 26: 76.383 51: 74.2365 | 7μs 25mA Bidirectional ±1% 600A ±1% Base Mount | ±1% |  |  |  | 600A | 25mA |  | AC/DC | DC ~ 50kHz |  |  |  | ±1% |  |  |  |  | 1 (Unlimited) |  | Chassis Mount |  | -10°C ~ 80°C | Ratiometric, Voltage |  |  | Module | Bulk | Bidirectional |  |  | 7µs |  |  | - | Hall Effect, Open Loop | HAC | - | ±15V | 63 | https://www.unikeyic.com/media/datasheet/4b/ab/6c9c/4b/6de2e5072241d1142d3bc2c6217c6fce.pdf | https://www.unikeyic.com/products/current-sensors/hac-600-s/34968111.html
HAC 800-S | LEM | 1: 79.7472 5: 73.6776 10: 71.4226 45: 67.157 90: 65.4463 135: 64.5119 | 7μs 25mA Bidirectional ±1% 800A ±1% base mount | ±1% |  |  |  | 800A | 25mA |  | AC/DC | DC ~ 50kHz |  |  |  | ±1% |  |  |  |  | 1 (Unlimited) |  | Chassis Mount |  | -10°C ~ 80°C | Ratiometric, Voltage |  |  | Module | Bulk | Bidirectional |  |  | 7µs |  |  | - | Hall Effect, Open Loop | HAC | - | ±15V | 79 | https://www.unikeyic.com/media/datasheet/4b/ab/6c9c/4b/6de2e5072241d1142d3bc2c6217c6fce.pdf | https://www.unikeyic.com/products/current-sensors/hac-800-s/28288489.html
HACS712ELCTR-05B-T | HXY MOSFET | 3,000: 0.5242 6,000: 0.5156 9,000: 0.5025 | Supply Voltage: 4.5V-5.5V, Sensitivity: 185mV/A (Typ), Current Range: 5A | - |  |  | - |  |  | HACS712ELCTR-05B-T HXY MOSFET | [5 empty] | - | - | - | - | - | [6 empty] | - | SOP-8 |  |  |  |  | - |  |  |  | - |  |  |  |  | 360000 | https://www.unikeyic.com/media/datasheet/d0/85/d994/d085d9948b82ca490bed5d8abf944d5b.pdf | https://www.unikeyic.com/products/current-sensors/hacs712elctr-05b-t/732966732.html
HACS712ELCTR-20A-T | HXY MOSFET | 3,000: 0.4959 6,000: 0.4876 9,000: 0.4752 | Hall Sensor 4.5V-5.5V 100mV/A Typ 20A Range | - |  |  | - |  |  | HACS712ELCTR-20A-T HXY MOSFET | [5 empty] | - | - | - | - | - | [6 empty] | - | SOP-8 |  |  |  |  | - |  |  |  | - |  |  |  |  | 360000 | https://www.unikeyic.com/media/datasheet/0a/b1/019c/0ab1019c891b716abbc05121d63f6454.pdf | https://www.unikeyic.com/products/current-sensors/hacs712elctr-20a-t/732442714.html
HACS712ELCTR-30A-T | HXY MOSFET | 3,000: 0.5112 6,000: 0.5027 9,000: 0.4899 | Supply Voltage:4.5V-5.5V, Sensitivity:66.6mV/A (Typ), Current Range:30A | - |  |  | - |  |  | HACS712ELCTR-30A-T HXY MOSFET | [5 empty] | - | - | - | - | - | [6 empty] | - | SOP-8 |  |  |  |  | - |  |  |  | - |  |  |  |  | 360000 | https://www.unikeyic.com/media/datasheet/1f/8b/c521/1f8bc5217f13ae4c31afa55b32e48ba0.pdf | https://www.unikeyic.com/products/current-sensors/hacs712elctr-30a-t/732143708.html
HAH1BVW S/05 | LEM | 1: 23.094 5: 22.4342 10: 21.811 |  | - |  |  | - | [8 empty] | - | - | - | - | - | [6 empty] | - | [5 empty] | - |  |  |  | - | [5 empty] | https://www.unikeyic.com/media/about_us/Unikey_ISO_9001_Certification.pdf | https://www.unikeyic.com/products/current-sensors/hah1bvw-s-05/691230700.html
HAH1DRW 900-S | LEM | 1: 31.3488 5: 28.6533 10: 27.6536 25: 26.4613 50: 25.6468 220: 24.1268 | CURRENT SENSOR HE/OL 900A | - |  |  | - | [8 empty] | - | - | - | - | - | [6 empty] | - | [5 empty] | - |  |  |  | - |  |  |  |  | 229 | https://www.unikeyic.com/media/about_us/Unikey_ISO_9001_Certification.pdf | https://www.unikeyic.com/products/current-sensors/hah1drw-900-s/15375748.html
HAH3DR 660-S07/SP2 | LEM | 1: 96.7032 | 3.03 6μs 4.9V 60mA 5.1V Unidirectional ±0.5% ±660A base mount | - | Industrial |  | ±660A | [8 empty] | ±0.5% | Unidirectional | 5.1V | 60mA | 4.9V |  | base mount |  | -40℃~125℃ |  |  | - | [5 empty] | 6μs |  |  | bulk | 3.03 |  |  |  |  | 2 | https://www.unikeyic.com/media/about_us/Unikey_ISO_9001_Certification.pdf | https://www.unikeyic.com/products/current-sensors/hah3dr-660-s07-sp2/694490117.html
HAIS 100-P | LEM | 1: 26.7037 10: 26.2269 25: 26.2269 50: 25.75 100: 25.75 | LEM Current Transformers, HAISseries, 300A, turns_ratio 300:1 | ±1% |  |  |  | 100A | 19mA |  | AC/DC | DC ~ 50kHz |  |  |  | ±0.5% |  |  |  |  | Not Applicable |  | Through Hole |  | -40°C ~ 85°C | Ratiometric, Voltage |  |  | Module | Tray | Bidirectional |  |  | 5µs | 1026521 |  | - | Hall Effect, Open Loop | HAIS | - | 5V | 212 | https://www.unikeyic.com/media/datasheet/74/87/c58c/74/f00fc4d3376ae4f6000caaa408fa9ae3.pdf | https://www.unikeyic.com/products/current-sensors/hais-100-p/11079127.html
HAIS 100-TP/SP2 | LEM | 5: 46.7119 10: 38.2188 50: 38.2188 100: 31.656 200: 27.6025 500: 25.4792 |  | - |  |  | - | [8 empty] | - | - | - | - | - | [6 empty] | - | [5 empty] | - |  |  | bulk | - |  |  |  |  | 2000 | https://www.unikeyic.com/media/about_us/Unikey_ISO_9001_Certification.pdf | https://www.unikeyic.com/products/current-sensors/hais-100-tp-sp2/871419653.html
HAIS 150-P | LEM | 1: 25.9215 10: 25.4586 25: 25.4586 50: 24.9957 100: 24.9957 | LEM Current Transformers, HAISseries, 450A, turns_ratio 450:1 | ±1% |  |  |  | 150A | 19mA |  | AC/DC | DC ~ 50kHz |  |  |  | ±0.5% |  |  |  |  | Not Applicable |  | Through Hole |  | -40°C ~ 85°C | Ratiometric, Voltage |  |  | Module | Tray | Bidirectional |  |  | 5µs |  |  | - | Hall Effect, Open Loop | HAIS | - | 5V | 146 | https://www.unikeyic.com/media/datasheet/74/87/c58c/74/f00fc4d3376ae4f6000caaa408fa9ae3.pdf | https://www.unikeyic.com/products/current-sensors/hais-150-p/11030910.html
HAIS 200-P | LEM | 1: 26.7363 10: 26.2589 25: 26.2589 50: 26.2589 | LEM Current Transformers, HAISseries, 600A, turns_ratio 600:1 | ±1% |  |  |  | 200A | 19mA |  | AC/DC | DC ~ 50kHz |  |  |  | ±0.5% |  |  |  |  | Not Applicable |  | Through Hole |  | -40°C ~ 85°C | Ratiometric, Voltage |  |  | Module | Tray | Bidirectional |  |  | 5µs | 1026523 |  | - | Hall Effect, Open Loop | HAIS | - | 5V | 65 | https://www.unikeyic.com/media/datasheet/74/87/c58c/74/f00fc4d3376ae4f6000caaa408fa9ae3.pdf | https://www.unikeyic.com/products/current-sensors/hais-200-p/23829333.html
HAIS 200-P/SP2 | LEM | 5: 43.6235 10: 35.7095 50: 35.7095 100: 29.7258 200: 25.6722 500: 23.742 |  | - |  |  | - | [8 empty] | - | - | - | - | - | [6 empty] | - | [5 empty] | - |  |  | bulk | - |  |  |  |  | 2000 | https://www.unikeyic.com/media/about_us/Unikey_ISO_9001_Certification.pdf | https://www.unikeyic.com/products/current-sensors/hais-200-p-sp2/726206874.html
HAIS 400-P | LEM | 1: 19.6205 10: 18.7549 100: 18.2191 | LEM Current Transformers, HAISseries, 600A, turns_ratio 600:1 | ±1% |  |  |  | 400A | 19mA |  | AC/DC | DC ~ 50kHz |  |  |  | ±0.5% |  |  |  |  | Not Applicable |  | Through Hole |  | -40°C ~ 85°C | Ratiometric, Voltage |  |  | Module | Tray | Bidirectional |  |  | 5µs | 1026524 |  | - | Hall Effect, Open Loop | HAIS | - | 5V |  | https://www.unikeyic.com/media/datasheet/74/87/c58c/74/f00fc4d3376ae4f6000caaa408fa9ae3.pdf | https://www.unikeyic.com/products/current-sensors/hais-400-p/35058398.html
HAIS 50-P | LEM | 1: 24.4331 10: 23.9968 25: 23.9968 50: 23.9968 | LEM Current Transformer, HAIS Series, 150A, Turns Ratio 150:1 | ±1% |  |  |  | 50A | 19mA |  | AC/DC | DC ~ 50kHz |  |  |  | ±0.5% |  |  |  |  | Not Applicable |  | Through Hole |  | -40°C ~ 85°C | Ratiometric, Voltage |  |  | Module | Tray | Bidirectional |  |  | 5µs |  |  | - | Hall Effect, Open Loop | HAIS | - | 5V | 461 | https://www.unikeyic.com/media/datasheet/74/87/c58c/74/f00fc4d3376ae4f6000caaa408fa9ae3.pdf | https://www.unikeyic.com/products/current-sensors/hais-50-p/11353567.html
HAIS 50-P/SP2 | LEM | 5: 47.484 10: 38.7979 50: 38.7979 100: 32.2351 200: 27.9885 500: 25.8653 |  | - |  |  | - | [8 empty] | - | - | - | - | - | [6 empty] | - | [5 empty] | - |  |  | bulk | - |  |  |  |  | 2000 | https://www.unikeyic.com/media/about_us/Unikey_ISO_9001_Certification.pdf | https://www.unikeyic.com/products/current-sensors/hais-50-p-sp2/871416726.html
HAIS 50-TP | LEM | 1: 27.8532 5: 25.4275 10: 24.5257 25: 23.4503 50: 22.7161 100: 22.0432 500: 20.6899 | LEM Current Transformer, HAIS Series, 150A, Turns Ratio 150:1 | ±1% |  |  |  | 50A | 19mA |  | AC/DC | DC ~ 50kHz |  |  |  | ±0.5% |  |  |  |  | Not Applicable |  | Through Hole |  | -40°C ~ 85°C | Ratiometric, Voltage |  |  | Module | Tray | Bidirectional |  |  | 5µs | 1026518 |  | - | Hall Effect, Open Loop | HAIS | - | 5V | 293 | https://www.unikeyic.com/media/datasheet/74/87/c58c/74/f00fc4d3376ae4f6000caaa408fa9ae3.pdf | https://www.unikeyic.com/products/current-sensors/hais-50-tp/11154059.html
HAL 100-S | LEM | 1: 66.4604 | LEM HAL Series Current Transformer, 100A, 100:1 Turns Ratio | ±1% |  |  |  | 100A | 25mA |  | AC/DC | DC ~ 50kHz |  |  |  | ±0.5% |  |  |  |  | 1 (Unlimited) |  | Panel Mount |  | -25°C ~ 85°C | Voltage |  |  | Module | Bulk | Bidirectional |  |  | 3µs | 2658939 |  | - | Hall Effect, Open Loop | HAL | - | ±15V | 21 | https://www.unikeyic.com/media/datasheet/ec/0b/d2a2/ec/53cc3962287a03d2462ede022ce07635.pdf | https://www.unikeyic.com/products/current-sensors/hal-100-s/35062650.html
HAL 200-S | LEM | 1: 85.0692 | LEM Current Transformers, HALseries, 600A, turns_ratio 600:1 | ±1% |  |  |  | 200A | 25mA |  | AC/DC | DC ~ 50kHz |  |  |  | ±0.5% |  |  |  |  | 1 (Unlimited) |  | Chassis Mount |  | -25°C ~ 85°C | Voltage |  |  | Module | Bulk | Bidirectional |  |  | 3µs | 2660496 |  | - | Hall Effect, Open Loop | HAL | - | ±15V | 22 | https://www.unikeyic.com/media/datasheet/ec/0b/d2a2/ec/53cc3962287a03d2462ede022ce07635.pdf | https://www.unikeyic.com/products/current-sensors/hal-200-s/35054898.html
HAL 400-S | LEM | 1: 67.4328 5: 66.2287 | LEM Current Transformers, HALseries, 1000A, turns_ratio 1000:1 | ±1% |  |  |  | 400A | 25mA |  | AC/DC | DC ~ 50kHz |  |  |  | ±0.5% |  |  |  |  | 1 (Unlimited) |  | Panel Mount |  | -25°C ~ 85°C | Voltage |  |  | Module | Bulk | Bidirectional |  |  | 3µs | 2658940 |  | - | Hall Effect, Open Loop | HAL | - | ±15V | 60 | https://www.unikeyic.com/media/datasheet/ec/0b/d2a2/ec/53cc3962287a03d2462ede022ce07635.pdf | https://www.unikeyic.com/products/current-sensors/hal-400-s/10994738.html
HAL 50-S | LEM | 1: 61.9465 5: 60.8403 10: 60.8403 | LEM Current Transformer HAL Series 150A Turns Ratio 150:1 | ±1% |  |  |  | 50A | 25mA |  | AC/DC | DC ~ 50kHz |  |  |  | ±0.5% |  |  |  |  | 1 (Unlimited) |  | Chassis Mount |  | -25°C ~ 85°C | Voltage |  |  | Module | Bulk | Bidirectional |  |  | 3µs |  |  | - | Hall Effect, Open Loop | HAL | - | ±15V | 216 | https://www.unikeyic.com/media/datasheet/ec/0b/d2a2/ec/53cc3962287a03d2462ede022ce07635.pdf | https://www.unikeyic.com/products/current-sensors/hal-50-s/35068385.html
HAL 50-S/SP1 | LEM | 1: 94.931 5: 87.8744 20: 82.8475 40: 80.6442 60: 79.4413 100: 78.0098 | 3μs 25mA Bidirectional ±0.5% 50A ±1% Base Mount | ±1% |  |  |  | 50A | 25mA |  | AC/DC | DC ~ 50kHz |  |  |  | ±0.5% |  |  |  |  | 1 (Unlimited) |  | Chassis Mount |  | -25°C ~ 85°C | Voltage |  |  | Module | Bulk | Bidirectional |  |  | 3µs | 1841815 |  | - | Hall Effect, Open Loop | HAL | - | ±15V | 14 | https://www.unikeyic.com/media/about_us/Unikey_ISO_9001_Certification.pdf | https://www.unikeyic.com/products/current-sensors/hal-50-s-sp1/10883890.html
HAL 600-S | LEM | 1: 62.0588 5: 57.14 10: 55.8119 100: 52.6529 | 3μs 25mA Bidirectional ±0.5% 600A ±1% Panel Mount | ±1% |  |  |  | 600A | 25mA |  | AC/DC | DC ~ 50kHz |  |  |  | ±0.5% |  |  |  |  | 1 (Unlimited) |  | Panel Mount |  | -25°C ~ 85°C | Voltage |  |  | Module | Bulk | Bidirectional |  |  | 3µs | 2658941 |  | - | Hall Effect, Open Loop | HAL | - | ±15V | 125 | https://www.unikeyic.com/media/datasheet/ec/0b/d2a2/ec/53cc3962287a03d2462ede022ce07635.pdf | https://www.unikeyic.com/products/current-sensors/hal-600-s/23494232.html
HAS 200-P | LEM | 1: 32.2202 5: 31.7599 10: 31.0695 | 3μs 15mA Bidirectional ±1% 200A ±1% Through hole mounting | ±1% |  |  | 200A |  |  | HAS 200-P LEM | [5 empty] | ±1% | Bidirectional | - | 15mA | - |  | Through hole mounting |  | -10℃~80℃ |  |  | - |  |  |  |  | On sale | 3μs |  |  |  | - |  |  |  |  | 6 | https://www.unikeyic.com/media/datasheet/26/1b/b788/26/a3a5661959475767295c06d0ca17755a.pdf | https://www.unikeyic.com/products/current-sensors/has-200-p/23643988.html
HAS 200-S | LEM | 1: 9.6512 10: 8.793 50: 8.2852 | LEM Current Transformers, HASseries, 200A, turns_ratio 600:1 | ±1% |  |  |  | 200A | 15mA |  | AC/DC | DC ~ 50kHz |  |  |  | ±1% |  |  |  |  | Not Applicable |  | Through Hole |  | -10°C ~ 80°C | Ratiometric, Voltage |  |  | Module | Tray | Bidirectional |  |  | 3µs | 1026542 |  | - | Hall Effect, Open Loop | HAS | - | ±15V | 99 | https://www.unikeyic.com/media/datasheet/99/45/08b8/99/4bbbcbba409e4f5edf7b8a7183435a58.pdf | https://www.unikeyic.com/products/current-sensors/has-200-s/11129634.html
HAS 200-S/SP50 | LEM | 1: 9.6512 10: 8.793 50: 8.2852 |  | - |  |  | - | [8 empty] | - | - | - | - | - | [6 empty] | - | Plugins |  |  |  |  | - |  |  | bulk | - |  |  |  |  | 98 | https://www.unikeyic.com/media/about_us/Unikey_ISO_9001_Certification.pdf | https://www.unikeyic.com/products/current-sensors/has-200-s-sp50/16527269.html
HAS 300-P | LEM | 1: 35.2064 5: 32.2299 10: 31.1223 25: 29.8017 84: 28.2746 168: 27.5001 | 3μs 15mA Bidirectional ±1% 300A ±1% Through hole mounting | ±1% |  |  |  | 300A | 15mA |  | AC/DC | DC ~ 50kHz |  |  |  | ±1% |  |  |  |  | 1 (Unlimited) |  | Through Hole |  | -10°C ~ 80°C | Ratiometric, Voltage |  |  | Module | Tray | Bidirectional |  |  | 3µs | 1026536 |  | - | Hall Effect, Open Loop | HAS | - | ±15V | 15 | https://www.unikeyic.com/media/datasheet/26/1b/b788/26/a3a5661959475767295c06d0ca17755a.pdf | https://www.unikeyic.com/products/current-sensors/has-300-p/24211356.html
HAS 300-S | LEM | 1: 10.6632 10: 10.0157 30: 9.0963 | 3μs 15mA Bidirectional ±1% 300A ±1% Plugins Through hole mounting | ±1% |  |  |  | 300A | 15mA |  | AC/DC | DC ~ 50kHz |  |  |  | ±1% |  |  |  |  | Not Applicable |  | Through Hole |  | -10°C ~ 80°C | Ratiometric, Voltage |  |  | Module | Tray | Bidirectional |  |  | 3µs | 1026543 |  | - | Hall Effect, Open Loop | HAS | - | ±15V |  | https://www.unikeyic.com/media/datasheet/99/45/08b8/99/4bbbcbba409e4f5edf7b8a7183435a58.pdf | https://www.unikeyic.com/products/current-sensors/has-300-s/11296249.html
HAS 400-P | LEM | 1: 19.3024 5: 19.0055 10: 18.56 | TVS Diode Bidirectional 15mA 400A ±1% 3μs ±1% TH | ±1% |  |  |  | 400A | 15mA |  | AC/DC | DC ~ 50kHz |  |  |  | ±1% |  |  |  |  | 1 (Unlimited) |  | Through Hole |  | -10°C ~ 80°C | Ratiometric, Voltage |  |  | Module | Tray | Bidirectional |  |  | 3µs |  |  | - | Hall Effect, Open Loop | HAS | - | ±15V | 100 | https://www.unikeyic.com/media/datasheet/26/1b/b788/26/a3a5661959475767295c06d0ca17755a.pdf | https://www.unikeyic.com/products/current-sensors/has-400-p/24228467.html
HAS 400-S | LEM | 1: 9.6512 10: 8.793 50: 8.2852 | 3μs 15mA Bidirectional ±1% 400A ±1% Plugins Through hole mounting | ±1% |  |  |  | 400A | 15mA |  | AC/DC | DC ~ 50kHz |  |  |  | ±1% |  |  |  |  | Not Applicable |  | Through Hole |  | -10°C ~ 80°C | Ratiometric, Voltage |  |  | Module | Tray | Bidirectional |  |  | 3µs | 1026544 |  | - | Hall Effect, Open Loop | HAS | - | ±15V | 252 | https://www.unikeyic.com/media/datasheet/99/45/08b8/99/4bbbcbba409e4f5edf7b8a7183435a58.pdf | https://www.unikeyic.com/products/current-sensors/has-400-s/10882699.html
HAS 50-S | LEM | 1: 8.7854 10: 8.3978 100: 8.1579 | LEM Current Transformers, HASseries, 50A, turns_ratio 50:1 | ±1% |  |  |  | 50A | 15mA |  | AC/DC | DC ~ 50kHz |  |  |  | ±1% |  |  |  |  | Not Applicable |  | Through Hole |  | -10°C ~ 80°C | Ratiometric, Voltage |  |  | Module | Tray | Bidirectional |  |  | 3µs | 1026540 |  | - | Hall Effect, Open Loop | HAS | - | ±15V |  | https://www.unikeyic.com/media/datasheet/99/45/08b8/99/4bbbcbba409e4f5edf7b8a7183435a58.pdf | https://www.unikeyic.com/products/current-sensors/has-50-s/35024197.html
HAS 600-S | LEM | 1: 9.664 10: 9.2376 100: 8.9737 | 3μs 15mA Bidirectional ±1% 600A ±1% Through hole mounting | ±1% |  |  |  | 600A | 15mA |  | AC/DC | DC ~ 50kHz |  |  |  | ±1% |  |  |  |  | Not Applicable |  | Through Hole |  | -10°C ~ 80°C | Ratiometric, Voltage |  |  | Module | Tray | Bidirectional |  |  | 3µs | 1026546 |  | - | Hall Effect, Open Loop | HAS | - | ±15V |  | https://www.unikeyic.com/media/datasheet/99/45/08b8/99/4bbbcbba409e4f5edf7b8a7183435a58.pdf | https://www.unikeyic.com/products/current-sensors/has-600-s/35005025.html
HAS 600-S/SP50 | LEM | 1: 9.6512 10: 8.793 50: 8.2852 |  | - |  |  | - | [8 empty] | - | - | - | - | - | [6 empty] | - | Plugins |  |  |  |  | - |  |  | bulk | - |  |  |  |  | 156 | https://www.unikeyic.com/media/about_us/Unikey_ISO_9001_Certification.pdf | https://www.unikeyic.com/products/current-sensors/has-600-s-sp50/683423106.html
HASS 100-S | LEM | 1: 23.1629 5: 22.8066 10: 22.272 | LEM Current Transformers, HASSseries, 100A, turns_ratio 100:1 | ±1% |  |  |  | 100A | 19mA |  | AC/DC | DC ~ 50kHz |  |  |  | ±0.5% |  |  |  |  | Not Applicable |  | Connector |  | -40°C ~ 85°C | Ratiometric, Voltage |  |  | Module | Tray | Bidirectional |  |  | 3µs | 1680529 |  | - | Hall Effect, Open Loop | HASS | - | 5V | 100 | https://www.unikeyic.com/media/datasheet/34/31/3b01/34/84b44ba33a5cdbb29a500fc1bf59b4e0.pdf | https://www.unikeyic.com/products/current-sensors/hass-100-s/11211610.html
HASS 200-S | LEM | 1: 17.3122 10: 16.5485 100: 16.0757 | LEM Current Transformers, HASSseries, 200A, turns_ratio 200:1 | ±1% |  |  |  | 200A | 19mA |  | AC/DC | DC ~ 50kHz |  |  |  | ±0.5% |  |  |  |  | Not Applicable |  | Through Hole |  | -40°C ~ 85°C | Ratiometric, Voltage |  |  | Module | Tray | Bidirectional |  |  | 3µs | 1680530 |  | - | Hall Effect, Open Loop | HASS | - | 5V |  | https://www.unikeyic.com/media/datasheet/34/31/3b01/34/84b44ba33a5cdbb29a500fc1bf59b4e0.pdf | https://www.unikeyic.com/products/current-sensors/hass-200-s/35038267.html
HASS 300-S | LEM | 1: 17.3122 10: 16.5485 100: 16.0757 | LEM Current Transformers, HASSseries, 300A, 25 mA Valid value output, turns_ratio 300:1 | ±1% |  |  |  | 300A | 19mA |  | AC/DC | DC ~ 50kHz |  |  |  | ±0.5% |  |  |  |  | Not Applicable |  | Through Hole |  | -40°C ~ 85°C | Ratiometric, Voltage |  |  | Module | Tray | Bidirectional |  |  | 3µs | 1680531 |  | - | Hall Effect, Open Loop | HASS | - | 5V |  | https://www.unikeyic.com/media/datasheet/34/31/3b01/34/84b44ba33a5cdbb29a500fc1bf59b4e0.pdf | https://www.unikeyic.com/products/current-sensors/hass-300-s/10960678.html
HASS 400-S | LEM | 1: 20.2755 | LEM Current Transformers, HASSseries, 400A, turns_ratio 400:1 | ±1% |  |  |  | 400A | 19mA |  | AC/DC | DC ~ 50kHz |  |  |  | ±0.5% |  |  |  |  | Not Applicable |  | Through Hole |  | -40°C ~ 85°C | Ratiometric, Voltage |  |  | Module | Tray | Bidirectional |  |  | 3µs | 1680532 |  | - | Hall Effect, Open Loop | HASS | - | 5V | 1418 | https://www.unikeyic.com/media/datasheet/34/31/3b01/34/84b44ba33a5cdbb29a500fc1bf59b4e0.pdf | https://www.unikeyic.com/products/current-sensors/hass-400-s/11204210.html
HASS 50-S | LEM | 1: 20.1744 10: 19.8142 25: 19.8142 50: 19.4539 100: 19.4539 | LEM Current Transformers, HASSseries, 50A, turns_ratio 50:1 | ±1% |  |  |  | 50A | 19mA |  | AC/DC | DC ~ 50kHz |  |  |  | ±0.5% |  |  |  |  | Not Applicable |  | Through Hole |  | -40°C ~ 85°C | Ratiometric, Voltage |  |  | Module | Tray | Bidirectional |  |  | 3µs |  |  | - | Hall Effect, Open Loop | HASS | - | 5V | 129 | https://www.unikeyic.com/media/datasheet/34/31/3b01/34/84b44ba33a5cdbb29a500fc1bf59b4e0.pdf | https://www.unikeyic.com/products/current-sensors/hass-50-s/11317601.html
HASS 500-S | LEM | 1: 20.1304 | LEM Current Transformers, HASSseries, 500A, 150 mA Valid value output, turns_ratio 500:1 | ±1% |  |  |  | 500A | 19mA |  | AC/DC | DC ~ 50kHz |  |  |  | ±0.5% |  |  |  |  | Not Applicable |  | Through Hole |  | -40°C ~ 85°C | Ratiometric, Voltage |  |  | Module | Tray | Bidirectional |  |  | 3µs | 1680533 |  | - | Hall Effect, Open Loop | HASS | - | 5V | 846 | https://www.unikeyic.com/media/datasheet/34/31/3b01/34/84b44ba33a5cdbb29a500fc1bf59b4e0.pdf | https://www.unikeyic.com/products/current-sensors/hass-500-s/11157834.html
HASS 600-S | LEM | 1: 21.1127 | LEM Current Transformers, HASSseries, 600A, turns_ratio 600:1 | ±1% |  |  |  | 600A | 19mA |  | AC/DC | DC ~ 50kHz |  |  |  | ±0.5% |  |  |  |  | Not Applicable |  | Through Hole |  | -40°C ~ 85°C | Ratiometric, Voltage |  |  | Module | Tray | Bidirectional |  |  | 3µs | 1680534 |  | - | Hall Effect, Open Loop | HASS | - | 5V | 170 | https://www.unikeyic.com/media/datasheet/34/31/3b01/34/84b44ba33a5cdbb29a500fc1bf59b4e0.pdf | https://www.unikeyic.com/products/current-sensors/hass-600-s/34946949.html
HAT 1000-S | LEM | 1: 36.4643 5: 35.4224 10: 34.4385 | LEM Current Transformers, HATseries, 2500A, turns_ratio 2500:1 | ±1% |  |  |  | 1000A | 15mA |  | AC/DC | DC ~ 25kHz |  |  |  | ±1% |  |  |  |  | Not Applicable |  | Chassis Mount |  | -40°C ~ 105°C | Ratiometric, Voltage |  |  | Module | Tray | Bidirectional |  |  | 5µs |  |  | - | Hall Effect, Open Loop | HAT | - | ±15V |  | https://www.unikeyic.com/media/datasheet/20/34/33a5/20/e1398e312df418460a72d276fb210502.pdf | https://www.unikeyic.com/products/current-sensors/hat-1000-s/35049917.html
HAT 1200-S | LEM | 1: 37.6398 5: 35.5462 10: 34.0614 | LEM Current Transformers, HATseries, 2500A, turns_ratio 2500:1 | ±1% |  |  |  | 1200A | 15mA |  | AC/DC | DC ~ 25kHz |  |  |  | ±1% |  |  |  |  | Not Applicable |  | Chassis Mount |  | -40°C ~ 105°C | Ratiometric, Voltage |  |  | Module | Tray | Bidirectional |  |  | 5µs | 2660505 |  | - | Hall Effect, Open Loop | HAT | - | ±15V | 60 | https://www.unikeyic.com/media/datasheet/9b/57/939d/9b/0b856e63dd694336e1726dbb3b704f79.pdf | https://www.unikeyic.com/products/current-sensors/hat-1200-s/34984394.html
HAT 1500-S | LEM | 1: 37.6398 5: 35.5462 10: 34.0614 | LEM Current Transformers, HATseries, 2500A, turns_ratio 2500:1 | ±1% |  |  |  | 1500A | 15mA |  | AC/DC | DC ~ 25kHz |  |  |  | ±1% |  |  |  |  | Not Applicable |  | Chassis Mount |  | -40°C ~ 105°C | Ratiometric, Voltage |  |  | Module | Tray | Bidirectional |  |  | 5µs | 2660506 |  | - | Hall Effect, Open Loop | HAT | - | ±15V | 67 | https://www.unikeyic.com/media/datasheet/9b/57/939d/9b/0b856e63dd694336e1726dbb3b704f79.pdf | https://www.unikeyic.com/products/current-sensors/hat-1500-s/35056801.html
HAT 200-S | LEM | 1: 36.3777 5: 35.858 10: 35.0785 | LEM Current Transformer, HAT Series, 600A, Turns Ratio 600:1 | ±1% |  |  |  | 200A | 15mA |  | AC/DC | DC ~ 25kHz |  |  |  | ±1% |  |  |  |  | Not Applicable |  | Chassis Mount |  | -40°C ~ 105°C | Ratiometric, Voltage |  |  | Module | Tray | Bidirectional |  |  | 5µs | 2660499 |  | - | Hall Effect, Open Loop | HAT | - | ±15V | 32 | https://www.unikeyic.com/media/datasheet/9b/57/939d/9b/0b856e63dd694336e1726dbb3b704f79.pdf | https://www.unikeyic.com/products/current-sensors/hat-200-s/11056444.html
HAT 600-S | LEM | 1: 37.417 5: 36.8825 10: 36.0807 | LEM Current Transformers, HATseries, 1800A, turns_ratio 1800:1 | ±1% |  |  |  | 600A | 15mA |  | AC/DC | DC ~ 25kHz |  |  |  | ±1% |  |  |  |  | Not Applicable |  | Chassis Mount |  | -40°C ~ 105°C | Ratiometric, Voltage |  |  | Module | Tray | Bidirectional |  |  | 5µs | 2660502 |  | - | Hall Effect, Open Loop | HAT | - | ±15V | 14 | https://www.unikeyic.com/media/datasheet/9b/57/939d/9b/0b856e63dd694336e1726dbb3b704f79.pdf | https://www.unikeyic.com/products/current-sensors/hat-600-s/35030739.html
HAT 800-S | LEM | 1: 37.6398 5: 35.5462 10: 34.0614 | LEM Current Transformers, HATseries, 2400A, 4 → 20 mAoutput, turns_ratio 2400:1 | ±1% |  |  |  | 800A | 15mA |  | AC/DC | DC ~ 25kHz |  |  |  | ±1% |  |  |  |  | Not Applicable |  | Chassis Mount |  | -40°C ~ 105°C | Ratiometric, Voltage |  |  | Module | Tray | Bidirectional |  |  | 5µs | 2660503 |  | - | Hall Effect, Open Loop | HAT | - | ±15V | 1624 | https://www.unikeyic.com/media/datasheet/20/34/33a5/20/e1398e312df418460a72d276fb210502.pdf | https://www.unikeyic.com/products/current-sensors/hat-800-s/35039926.html
HAX 1500-S | LEM | 1: 40.3317 5: 39.1794 10: 38.0911 | 5μs 20mA Bidirectional ±1% 1.5KA ±1% base mount | ±1% |  |  |  | 1500A | 20mA |  | AC/DC | DC ~ 25kHz |  |  |  | ±1% |  |  |  |  | Not Applicable |  | Chassis Mount |  | -25°C ~ 85°C | Ratiometric, Voltage |  |  | Module | Bulk | Bidirectional |  |  | 5µs | 2660509 |  | - | Hall Effect, Open Loop | HAX | - | ±15V |  | https://www.unikeyic.com/media/datasheet/39/c1/380e/39/b3c101e35ba2e9f3eb14c851af1f0958.pdf | https://www.unikeyic.com/products/current-sensors/hax-1500-s/35022664.html
HAX 2000-S | LEM | 1: 89.3851 5: 88.1082 10: 86.1928 | 5μs 20mA Bidirectional ±1% 2KA ±1% base mount | ±1% |  |  |  | 2000A | 20mA |  | AC/DC | DC ~ 25kHz |  |  |  | ±1% |  |  |  |  | Not Applicable |  | Chassis Mount |  | -25°C ~ 85°C | Ratiometric, Voltage |  |  | Module | Bulk | Bidirectional |  |  | 5µs | 2660510 |  | - | Hall Effect, Open Loop | HAX | - | ±15V | 2 | https://www.unikeyic.com/media/datasheet/39/c1/380e/39/b3c101e35ba2e9f3eb14c851af1f0958.pdf | https://www.unikeyic.com/products/current-sensors/hax-2000-s/35028269.html
HAX 2500-S | LEM | 1: 115.8146 5: 114.0329 10: 111.3602 | 5μs 20mA Bidirectional ±1% 2.5KA ±1% base mount | ±1% |  |  |  | 2500A | 20mA |  | AC/DC | DC ~ 25kHz |  |  |  | ±1% |  |  |  |  | Not Applicable |  | Chassis Mount |  | -25°C ~ 85°C | Ratiometric, Voltage |  |  | Module | Bulk | Bidirectional |  |  | 5µs | 2660511 |  | - | Hall Effect, Open Loop | HAX | - | ±15V | 100 | https://www.unikeyic.com/media/datasheet/39/c1/380e/39/b3c101e35ba2e9f3eb14c851af1f0958.pdf | https://www.unikeyic.com/products/current-sensors/hax-2500-s/34985509.html
HAX 500-S | LEM | 1: 134.279 | 5μs 20mA Bidirectional ±1% 500A ±1% base mount | ±1% |  |  |  | 500A | 20mA |  | AC/DC | DC ~ 25kHz |  |  |  | ±1% |  |  |  |  | Not Applicable |  | Chassis Mount |  | -25°C ~ 85°C | Ratiometric, Voltage |  |  | Module | Bulk | Bidirectional |  |  | 5µs | 2660507 |  | - | Hall Effect, Open Loop | HAX | - | ±15V | 10 | https://www.unikeyic.com/media/datasheet/39/c1/380e/39/b3c101e35ba2e9f3eb14c851af1f0958.pdf | https://www.unikeyic.com/products/current-sensors/hax-500-s/24267880.html
HAZ 10000-SB | LEM | 1: 1083.9013 | 30mA Bidirectional ±0.5% 10KA ±1% base mount | ±1% | Industrial |  | 10KA | [8 empty] | ±0.5% | Bidirectional | - | 30mA | - |  | base mount |  | -25℃~85℃ |  |  | - | [5 empty] | - |  |  | bulk | - |  |  |  |  | 1 | https://www.unikeyic.com/media/about_us/Unikey_ISO_9001_Certification.pdf | https://www.unikeyic.com/products/current-sensors/haz-10000-sb/687755070.html
HAZ 10000-SBI | LEM | 1: 965.122 5: 950.2739 10: 928.0019 | 10μs 50mA Bidirectional ±0.5% 10KA ±1% base mount | ±1% | Industrial |  | 10KA |  |  | HAZ 10000-SBI LEM | [5 empty] | ±0.5% | Bidirectional | - | 50mA | - |  | base mount |  | -25℃~85℃ |  |  | - | [5 empty] | 10μs |  |  | bulk | - |  |  |  |  | 100 | https://www.unikeyic.com/media/datasheet/9f/2e/1d4f/9f/fe14f98dbdfd1b46cd160c7f930b0ff6.pdf | https://www.unikeyic.com/products/current-sensors/haz-10000-sbi/695642548.html
HC5FW 600-S | LEM | 1: 37.5473 |  | - |  |  | - |  |  | HC5FW 600-S LEM | [5 empty] | - | - | - | - | - | [6 empty] | - | [5 empty] | - |  |  | bulk | - |  |  |  |  | 397 | https://www.unikeyic.com/media/datasheet/9c/d3/a16e/9cd3a16e5182d8805e62cb4e33a80f6b.pdf | https://www.unikeyic.com/products/current-sensors/hc5fw-600-s/691289763.html
HC5FW200-S/SP1 | LEM | 1: 33.3072 5: 30.4646 10: 29.4116 25: 28.1534 50: 27.2944 324: 25.3195 | CURRENT SENSOR HE/OL 200A | - |  |  | - | [8 empty] | - | - | - | - | - | [6 empty] | - | [5 empty] | - |  |  | boxed | - |  |  |  |  | 265 | https://www.unikeyic.com/media/about_us/Unikey_ISO_9001_Certification.pdf | https://www.unikeyic.com/products/current-sensors/hc5fw200-s-sp1/308966697.html
HC5FW800-S/SP1 | LEM | 1: 28.1232 5: 25.6738 10: 24.7655 25: 23.6809 50: 22.9403 324: 21.2383 | 2.5A 6μs 4.75V 25mA 5.25V Unidirectional ±1% 800A ±3% TH | ±3% | Industrial |  | 800A | [8 empty] | ±1% | Unidirectional | 5.25V | 25mA | 4.75V |  | Through hole mounting |  | -40℃~125℃ |  |  | - | [5 empty] | 6μs |  |  | bulk | 2.5 |  |  |  |  | 399 | https://www.unikeyic.com/media/about_us/Unikey_ISO_9001_Certification.pdf | https://www.unikeyic.com/products/current-sensors/hc5fw800-s-sp1/682068995.html
HCSP-1B-S-1000 | Amphenol | 2: 54.802 10: 52.514 19: 50.413 | 2 3μs 4.5V 14mA 5.5V Bidirectional ±1KA base mount | - |  |  |  | ±1000A | 14mA |  | AC/DC | 70kHz ~ 250kHz |  |  |  | - |  |  |  |  | Vendor Undefined |  | Chassis Mount |  | -40°C ~ 125°C | Ratiometric, Voltage |  |  | Module | Bulk | Bidirectional |  |  | 3µs | 17032869 |  | 2mV/A | Hall Effect, Open Loop | - |  | 4.5V ~ 5.5V | 25 | https://www.unikeyic.com/media/about_us/Unikey_ISO_9001_Certification.pdf | https://www.unikeyic.com/products/current-sensors/hcsp-1b-s-1000/35034948.html
HCSP-1B-S-1100 | Amphenol | 1+: 52.7334 | TVS Diode 1.81 3μs 4.5V 14mA 5.5V Bi-Directional 1.1kA Base Mount | [38 empty] | 2 | https://www.unikeyic.com/media/datasheet/0a/4f/e35c/0a4fe35c93a43d6784a365fa114222c3.pdf | https://www.unikeyic.com/products/current-sensors/hcsp-1b-s-1100/700703688.html
HCSP-1B-S-1200 | Amphenol | 1: 62.4176 5: 62.4176 | CURRENT SENSOR, OPEN LOOP, 4.5-5.5VDC; | - |  |  |  | ±1200A | 14mA |  | AC/DC | 70kHz ~ 250kHz |  |  |  | - |  |  |  |  | Vendor Undefined |  | Chassis Mount |  | -40°C ~ 125°C | Ratiometric, Voltage |  |  | Module | Bulk | Bidirectional |  |  | 3µs |  |  | 1.67mV/A | Hall Effect, Open Loop | - |  | 4.5V ~ 5.5V | 71 | https://www.unikeyic.com/media/about_us/Unikey_ISO_9001_Certification.pdf | https://www.unikeyic.com/products/current-sensors/hcsp-1b-s-1200/35010691.html
HCSP-1B-S-1500 | Amphenol | 1: 68.1535 5: 62.9581 10: 61.0248 25: 60.5993 | Voltage Translator, 1.333μs, 3μs, 4.5V-5.5V, 14mA, Bidirectional, ±1.5kA, Base Mount | - |  |  |  | ±1500A | 14mA |  | AC/DC | 70kHz ~ 250kHz |  |  |  | - |  |  |  |  | Vendor Undefined |  | Chassis Mount |  | -40°C ~ 125°C | Ratiometric, Voltage |  |  | Module | Bulk | Bidirectional |  |  | 3µs | 17032390 |  | 1.333mV/A | Hall Effect, Open Loop | - |  | 4.5V ~ 5.5V | 88 | https://www.unikeyic.com/media/about_us/Unikey_ISO_9001_Certification.pdf | https://www.unikeyic.com/products/current-sensors/hcsp-1b-s-1500/34964426.html
HCSP-1BS-0300 | Amphenol | 1+: 65.1712 5+: 60.1809 10+: 58.3212 30+: 57.7117 | 6.66 3μs 4.5V 14mA 5.5V Bi-directional ±300A Base Mount | [38 empty] | 93 | https://www.unikeyic.com/media/datasheet/0a/4f/e35c/0a4fe35c93a43d6784a365fa114222c3.pdf | https://www.unikeyic.com/products/current-sensors/hcsp-1bs-0300/644066342.html
HCSP-1BS-0900 | Amphenol | 1+: 55.3372 5+: 51.0043 10+: 49.3921 30+: 48.2406 | TVS Diode, 2.22V, 3μs, 4.5V, 14mA, 5.5V, Bi-Directional, 900A, Base Mount | [38 empty] | 94 | https://www.unikeyic.com/media/datasheet/0a/4f/e35c/0a4fe35c93a43d6784a365fa114222c3.pdf | https://www.unikeyic.com/products/current-sensors/hcsp-1bs-0900/701523790.html
HLSR 10-P/SP33 | LEM | 1+: 8.4036 | 46 2.5μs 25mA Bidirectional ±0.5% 10A ±1% TH | [38 empty] | 309 | https://www.unikeyic.com/media/datasheet/be/71/1b46/be/071f122517b042ba61c156a5133be8e5.pdf | https://www.unikeyic.com/products/current-sensors/hlsr-10-p-sp33/24221970.html
HLSR 10-SM/SP33 | LEM | 1: 10.8834 10: 10.1578 25: 9.9765 50: 9.9765 100: 9.7951 500: 9.7951 | 46 2.5μs 25mA Bidirectional ±0.5% 10A ±1% SMD mount | ±1% |  |  |  | 10A | 25mA |  | AC/DC | 400kHz |  |  |  | ±0.5% |  |  |  |  | 1 (Unlimited) |  | Surface Mount |  | -40°C ~ 105°C | Ratiometric, Voltage |  |  | Module | Tray | Bidirectional |  |  | 2.5µs |  |  | 46mV/A | Hall Effect, Open Loop | HLSR-SM/SP33 | - | 3.3V | 264 | https://www.unikeyic.com/media/datasheet/73/01/067e/5f/b6bdf386b1e99e914759ada39b99a08b.pdf | https://www.unikeyic.com/products/current-sensors/hlsr-10-sm-sp33/35011636.html
HLSR 100-P/SP10 | LEM | 1+: 4.1549 10+: 3.9716 100+: 3.8582 | Voltage 4.5V 5.5V Silicon Steel Core PCB Mount TH 12mm H | [38 empty] | 10 | https://www.unikeyic.com/media/datasheet/9f/90/636d/9f90636da9ba2779859675b12c6ed5d3.pdf | https://www.unikeyic.com/products/current-sensors/hlsr-100-p-sp10/27630200.html
HLSR 16-PW-000 | LEM | 1: 11.2167 5: 10.1208 10: 9.7179 25: 9.2361 50: 8.9076 400: 8.0789 800: 7.8477 1,200: 7.7215 | 4.5V 31mA 5.5V Bidirectional ±0.5% 16A Through hole mounting | - |  |  |  | 16A | 31mA |  | AC/DC | - |  |  |  | ±0.5% |  |  |  |  | 1 (Unlimited) |  | Through Hole |  | -40°C ~ 105°C (TA) | Ratiometric, Voltage |  |  | Module | Bulk | Bidirectional |  |  | - | 10235676 |  | - | Hall Effect, Open Loop | HLSR-PW |  | 4.5V ~ 5.5V | 22 | https://www.unikeyic.com/media/datasheet/c5/a0/97a1/c5a097a137e719dcf41de87b0eeece8d.pdf | https://www.unikeyic.com/products/current-sensors/hlsr-16-pw-000/10945650.html
HLSR 20-P | LEM | 1: 8.2304 | LEM Current Transformers, HLSRseries, 50A, 20 Aoutput, turns_ratio 50:1 | ±1% |  |  |  | 20A | 25mA |  | AC/DC | 400kHz |  |  |  | ±0.5% |  |  |  |  | Not Applicable |  | Through Hole |  | -40°C ~ 105°C | Ratiometric, Voltage |  |  | Module | Tray | Bidirectional |  |  | 2.5µs | 4331979 |  | 40mV/A | Hall Effect, Open Loop | HLSR-P | - | 5V | 1024 | https://www.unikeyic.com/media/datasheet/7a/e8/b406/7a/ea82ab68c632c1fd52b5c11419e2d64d.pdf | https://www.unikeyic.com/products/current-sensors/hlsr-20-p/11056485.html
HLSR 20-P/SP33 | LEM | 1: 15.4862 | 23 2.5μs 25mA Bidirectional ±0.5% 20A ±1% Through hole mounting | ±1% |  |  |  | 20A | 25mA |  | AC/DC | 400kHz |  |  |  | ±0.5% |  |  |  |  | Not Applicable |  | Through Hole |  | -40°C ~ 105°C | Ratiometric, Voltage |  |  | Module | Tray | Bidirectional |  |  | 2.5µs |  |  | 23mV/A | Hall Effect, Open Loop | HLSR-P/SP33 | - | 3.3V | 1200 | https://www.unikeyic.com/media/datasheet/be/71/1b46/be/071f122517b042ba61c156a5133be8e5.pdf | https://www.unikeyic.com/products/current-sensors/hlsr-20-p-sp33/10940595.html
HLSR 32-P | LEM | 1: 2.7743 10: 2.6519 100: 2.5762 | 25 2.5μs 25mA 5V Bidirectional ±0.5% 32A ±1% Through hole mounting 17.2mm(width)*21mm(height) | ±1% |  |  |  | 32A | 25mA |  | AC/DC | 400kHz |  |  |  | ±0.5% |  |  |  |  | Not Applicable |  | Through Hole |  | -40°C ~ 105°C | Ratiometric, Voltage |  |  | Module | Tray | Bidirectional |  |  | 2.5µs |  |  | 25mV/A | Hall Effect, Open Loop | HLSR-P | - | 5V |  | https://www.unikeyic.com/media/datasheet/7a/e8/b406/7a/ea82ab68c632c1fd52b5c11419e2d64d.pdf | https://www.unikeyic.com/products/current-sensors/hlsr-32-p/11117464.html
HLSR 32-P/SP33 | LEM | 1: 5.1162 | 14.375 2.5μs 25mA Bidirectional ±0.5% 32A ±1% Through hole mounting | ±1% |  |  |  | 32A | 25mA |  | AC/DC | 400kHz |  |  |  | ±0.5% |  |  |  |  | Not Applicable |  | Through Hole |  | -40°C ~ 105°C | Ratiometric, Voltage |  |  | Module | Tray | Bidirectional |  |  | 2.5µs | 4331957 |  | 14.375mV/A | Hall Effect, Open Loop | HLSR-P/SP33 | - | 3.3V | 785 | https://www.unikeyic.com/media/datasheet/be/71/1b46/be/071f122517b042ba61c156a5133be8e5.pdf | https://www.unikeyic.com/products/current-sensors/hlsr-32-p-sp33/11292263.html
HLSR 32-PW-000 | LEM | 1: 10.3204 5: 9.3062 10: 8.93 25: 8.4827 50: 8.1776 400: 7.408 800: 7.1933 1,200: 7.0761 | 4.5V 31mA 5.5V Bidirectional ±0.5% 32A Through hole mounting | - |  |  |  | 32A | 31mA |  | AC/DC | - |  |  |  | ±0.5% |  |  |  |  | 1 (Unlimited) |  | Through Hole |  | -40°C ~ 105°C (TA) | Ratiometric, Voltage |  |  | Module | Bulk | Bidirectional |  |  | - |  |  | - | Hall Effect, Open Loop | HLSR-PW |  | 4.5V ~ 5.5V | 291 | https://www.unikeyic.com/media/datasheet/c5/a0/97a1/c5a097a137e719dcf41de87b0eeece8d.pdf | https://www.unikeyic.com/products/current-sensors/hlsr-32-pw-000/11234794.html
HLSR 32-SM | LEM | 1: 9.7144 5: 8.7573 10: 8.4017 25: 7.9774 50: 7.6878 400: 6.9585 800: 6.7549 1,200: 6.6439 | 25 2.5μs 25mA Bidirectional ±0.5% 32A ±1% SMD mount | ±1% |  |  |  | 32A | 25mA |  | AC/DC | 400kHz |  |  |  | ±0.5% |  |  |  |  | 1 (Unlimited) |  | Surface Mount |  | -40°C ~ 105°C | Ratiometric, Voltage |  |  | Module | Tray | Bidirectional |  |  | 2.5µs | 4331985 |  | 25mV/A | Hall Effect, Open Loop | HLSR-SM | - | 5V | 60 | https://www.unikeyic.com/media/datasheet/23/f0/5309/23/eccd6e683981f72c0bfcc6c74935935b.pdf | https://www.unikeyic.com/products/current-sensors/hlsr-32-sm/11042542.html
HLSR 40-P | LEM | 1: 3.4714 10: 3.3182 100: 3.2234 | LEM Current Transformers, HLSRseries, 100A, 40 Aoutput, turns_ratio 100:1 | ±1% |  |  |  | 40A | 25mA |  | AC/DC | 400kHz |  |  |  | ±0.5% |  |  |  |  | Not Applicable |  | Through Hole |  | -40°C ~ 105°C | Ratiometric, Voltage |  |  | Module | Tray | Bidirectional |  |  | 2.5µs | 4331981 |  | 20mV/A | Hall Effect, Open Loop | HLSR-P | - | 5V |  | https://www.unikeyic.com/media/datasheet/7a/e8/b406/7a/ea82ab68c632c1fd52b5c11419e2d64d.pdf | https://www.unikeyic.com/products/current-sensors/hlsr-40-p/35062173.html
HLSR 40-P/SP33 | LEM | 1: 10.1268 10: 10.1268 | 11.5 2.5μs 25mA Bidirectional ±0.5% 40A ±1% Through hole mounting | ±1% |  |  |  | 40A | 25mA |  | AC/DC | 400kHz |  |  |  | ±0.5% |  |  |  |  | Not Applicable |  | Through Hole |  | -40°C ~ 105°C | Ratiometric, Voltage |  |  | Module | Tray | Bidirectional |  |  | 2.5µs | 4331958 |  | 11.5mV/A | Hall Effect, Open Loop | HLSR-P/SP33 | - | 3.3V | 187 | https://www.unikeyic.com/media/datasheet/be/71/1b46/be/071f122517b042ba61c156a5133be8e5.pdf | https://www.unikeyic.com/products/current-sensors/hlsr-40-p-sp33/10971462.html
HLSR 40-PW-000 | LEM | 1: 11.2536 5: 10.1585 10: 9.7535 25: 9.2699 50: 8.9402 400: 8.1091 800: 7.8772 1,200: 7.7506 | 4.5V 31mA 5.5V Bidirectional ±0.5% 40A Through hole mounting | - |  |  |  | 40A | 31mA |  | AC/DC | - |  |  |  | ±0.5% |  |  |  |  | 1 (Unlimited) |  | Through Hole |  | -40°C ~ 105°C (TA) | Ratiometric, Voltage |  |  | Module | Bulk | Bidirectional |  |  | - | 10235705 |  | - | Hall Effect, Open Loop | HLSR-PW |  | 4.5V ~ 5.5V | 10 | https://www.unikeyic.com/media/datasheet/c5/a0/97a1/c5a097a137e719dcf41de87b0eeece8d.pdf | https://www.unikeyic.com/products/current-sensors/hlsr-40-pw-000/10978087.html
HLSR 50-P | LEM | 1: 9.603 10: 8.9628 25: 8.8028 50: 8.8028 | LEM Current Transformers, HLSRseries, 125A, 50 Aoutput, turns_ratio 125:1 | ±1% |  |  |  | 50A | 25mA |  | AC/DC | 400kHz |  |  |  | ±0.5% |  |  |  |  | Not Applicable |  | Through Hole |  | -40°C ~ 105°C | Ratiometric, Voltage |  |  | Module | Tray | Bidirectional |  |  | 2.5µs | 4331982 |  | 16mV/A | Hall Effect, Open Loop | HLSR-P | - | 5V | 382 | https://www.unikeyic.com/media/datasheet/7a/e8/b406/7a/ea82ab68c632c1fd52b5c11419e2d64d.pdf | https://www.unikeyic.com/products/current-sensors/hlsr-50-p/35021134.html
HLSR 50-P/SP3 | LEM | 1: 9.4168 10: 8.789 25: 8.632 50: 8.632 100: 8.632 | CURRENT SENSOR, 50A, VOLTAGE O/P, 5VDC; Sensor Output:Voltage; Supply Voltage DC Min:4.5V; Supply Voltage DC Max:5.5V; Current Measuring Range DC:-150A to 150A; Current Measuring Range AC:-150A to 150A; Response Time:2.5 | - |  |  | - | [8 empty] | - | - | - | - | - | [6 empty] | - | [5 empty] | - |  |  | bulk | - |  |  |  |  | 10 | https://www.unikeyic.com/media/about_us/Unikey_ISO_9001_Certification.pdf | https://www.unikeyic.com/products/current-sensors/hlsr-50-p-sp3/17644844.html
HLSR 50-P/SP33 | LEM | 1+: 8.4036 | 9.2 2.5μs 25mA Bidirectional ±0.5% 50A ±1% TH | [38 empty] | 1887 | https://www.unikeyic.com/media/datasheet/be/71/1b46/be/071f122517b042ba61c156a5133be8e5.pdf | https://www.unikeyic.com/products/current-sensors/hlsr-50-p-sp33/34999413.html
HLSR 50-PW-000 | LEM | 1: 10.3204 5: 9.3062 10: 8.93 25: 8.4827 50: 8.1776 400: 7.408 800: 7.1933 1,200: 7.0761 | 4.5V 31mA 5.5V Bidirectional ±0.5% 50A Through hole mounting | - |  |  |  | 50A | 31mA |  | AC/DC | - |  |  |  | ±0.5% |  |  |  |  | 1 (Unlimited) |  | Through Hole |  | -40°C ~ 105°C (TA) | Ratiometric, Voltage |  |  | Module | Bulk | Bidirectional |  |  | - | 10235681 |  | - | Hall Effect, Open Loop | HLSR-PW |  | 4.5V ~ 5.5V | 62 | https://www.unikeyic.com/media/datasheet/c5/a0/97a1/c5a097a137e719dcf41de87b0eeece8d.pdf | https://www.unikeyic.com/products/current-sensors/hlsr-50-pw-000/35069153.html
HLSR 50-SM | LEM | 1: 10.2769 | 16 2.5μs 25mA Bidirectional ±0.5% 50A ±1% SMD mount | ±1% |  |  |  | 50A | 25mA |  | AC/DC | 400kHz |  |  |  | ±0.5% |  |  |  |  | 1 (Unlimited) |  | Surface Mount |  | -40°C ~ 105°C | Ratiometric, Voltage |  |  | Module | Tray | Bidirectional |  |  | 2.5µs | 4331986 |  | 16mV/A | Hall Effect, Open Loop | HLSR-SM | - | 5V | 152 | https://www.unikeyic.com/media/datasheet/23/f0/5309/23/eccd6e683981f72c0bfcc6c74935935b.pdf | https://www.unikeyic.com/products/current-sensors/hlsr-50-sm/11243635.html
HLSR 80-P/SP10 | LEM | 1: 11.3891 |  | - |  |  | - | [8 empty] | - | - | - | - | - | [6 empty] | - | [5 empty] | - |  |  |  | - |  |  |  |  | 125 | https://www.unikeyic.com/media/about_us/Unikey_ISO_9001_Certification.pdf | https://www.unikeyic.com/products/current-sensors/hlsr-80-p-sp10/20946789.html
HLSR10-P | HXY MOSFET | 500: 2.9959 1,000: 2.9459 1,500: 2.8711 | Supply Voltage 4.5-5.5V, Output Voltage 2.5V, Sensitivity ±50-±200A, Bandwidth 65kHz | - |  |  | - | [8 empty] | - | - | - | - | - | [6 empty] | - | LSR-P |  |  |  |  | - |  |  |  | - |  |  |  |  | 360000 | https://www.unikeyic.com/media/about_us/Unikey_ISO_9001_Certification.pdf | https://www.unikeyic.com/products/current-sensors/hlsr10-p/982371336.html
HLSR16-P | HXY MOSFET | 500: 2.9959 1,000: 2.9459 1,500: 2.8711 | Sensor, Vcc 4.5-5.5V, Vout 2.5V, Sensitivity ±50-±200A, Bandwidth 65kHz | - |  |  | - | [8 empty] | - | - | - | - | - | [6 empty] | - | LSR-P |  |  |  |  | - |  |  |  | - |  |  |  |  | 360000 | https://www.unikeyic.com/media/about_us/Unikey_ISO_9001_Certification.pdf | https://www.unikeyic.com/products/current-sensors/hlsr16-p/982366477.html
HLSR20-P | HXY MOSFET | 500: 3.3112 1,000: 3.256 1,500: 3.1733 | Sensor 4.5-5.5V In 2.5V Out ±50-±200A Sens 65kHz BW | - |  |  | - |  |  | HLSR20-P HXY MOSFET | [5 empty] | - | - | - | - | - | [6 empty] | - | LSR-P |  |  |  |  | - |  |  |  | - |  |  |  |  | 360000 | https://www.unikeyic.com/media/datasheet/ef/94/d155/ef94d155bca27d90c91d56d2900e106c.pdf | https://www.unikeyic.com/products/current-sensors/hlsr20-p/982370269.html
HLSR32-P | HXY MOSFET | 500+: 3.0747 1,000+: 3.0235 1,500+: 2.9466 | VCC:4.5-5.5V, Vout:2.5V, Sensitivity:±50-±200A, BW:65kHz | [38 empty] | 360000 | https://www.unikeyic.com/media/datasheet/87/71/6aa7/87716aa7ae5287803b497f4edc618b11.pdf | https://www.unikeyic.com/products/current-sensors/hlsr32-p/982368486.html
HLSR40-P | HXY MOSFET | 500: 3.1535 1,000: 3.101 1,500: 3.0221 | Sensor, Vcc 4.5-5.5V, Vout 2.5V, Sens ±50-±200A, BW 65kHz | - |  |  | - |  |  | HLSR40-P HXY MOSFET | [5 empty] | - | - | - | - | - | [6 empty] | - | LSR-P |  |  |  |  | - |  |  |  | - |  |  |  |  | 360000 | https://www.unikeyic.com/media/datasheet/37/f0/40e3/37f040e3fc5c14f7d06d6afff6ccd332.pdf | https://www.unikeyic.com/products/current-sensors/hlsr40-p/982368764.html
HLSR50-P | HXY MOSFET | 500: 2.9959 1,000: 2.9459 1,500: 2.8711 | Sensor Supply Voltage 4.5-5.5V Output 2.5V Sensitivity ±50-±200A Bandwidth 65kHz | - |  |  | - |  |  | HLSR50-P HXY MOSFET | [5 empty] | - | - | - | - | - | [6 empty] | - | LSR-P |  |  |  |  | - |  |  |  | - |  |  |  |  | 360000 | https://www.unikeyic.com/media/datasheet/bf/50/0515/bf500515705adb9c5290db31a5d3b560.pdf | https://www.unikeyic.com/products/current-sensors/hlsr50-p/982366740.html
HMSR 10-SMS | LEM | 1: 7.8992 5: 7.7863 10: 7.617 | 80 4.5V 26mA 5.5V Bidirectional ±0.5% 10A SMD mount，glue mount | - |  |  |  | 10A | 26mA |  | AC/DC | 300kHz |  |  |  | ±0.5% |  |  |  |  | 1 (Unlimited) |  | Surface Mount |  | -40°C ~ 125°C (TA) | Ratiometric, Voltage |  |  | 16-PowerSOIC (0.295", 7.50mm Width), 10 Leads |  | Bidirectional |  |  | - | 12686251 |  | 80mV/A | Hall Effect, Open Loop | HMSR |  | 4.5V ~ 5.5V | 45360 | https://www.unikeyic.com/media/datasheet/fe/39/9633/fe399633ed2fe7e5a9e12d87703ec68e.pdf | https://www.unikeyic.com/products/current-sensors/hmsr-10-sms/11019524.html
HMSR 15-SMS | LEM | 1: 2.484 | 53.33 4.5V 26mA 5.5V Bidirectional ±0.5% 15A SMD mount，glue mount | - |  |  |  | 15A | 26mA |  | AC/DC | 300kHz |  |  |  | ±0.5% |  |  |  |  | 1 (Unlimited) |  | Surface Mount |  | -40°C ~ 125°C (TA) | Ratiometric, Voltage |  |  | 16-PowerSOIC (0.295", 7.50mm Width), 10 Leads |  | Bidirectional |  |  | - | 12686356 |  | 53.33mV/A | Hall Effect, Open Loop | HMSR |  | 4.5V ~ 5.5V | 389 | https://www.unikeyic.com/media/datasheet/fe/39/9633/fe399633ed2fe7e5a9e12d87703ec68e.pdf | https://www.unikeyic.com/products/current-sensors/hmsr-15-sms/35036623.html
HMSR 20-SMS | LEM | 1: 2.1287 | 40 4.5V 26mA 5.5V Bidirectional ±0.5% 20A SMD mount，glue mount | - |  |  |  | 20A | 26mA |  | AC/DC | 300kHz |  |  |  | ±0.5% |  |  |  |  | 1 (Unlimited) |  | Surface Mount |  | -40°C ~ 125°C (TA) | Ratiometric, Voltage |  |  | 16-PowerSOIC (0.295", 7.50mm Width), 10 Leads |  | Bidirectional |  |  | - | 12686340 |  | 40mV/A | Hall Effect, Open Loop | HMSR |  | 4.5V ~ 5.5V | 9806 | https://www.unikeyic.com/media/datasheet/63/99/b779/6399b7793d27bc8c4ce1509b5954f67f.pdf | https://www.unikeyic.com/products/current-sensors/hmsr-20-sms/11183396.html
HMSR 8-SMS | LEM | 1: 5.6381 10: 5.0518 25: 5.0518 50: 4.9616 100: 4.9616 250: 4.8713 500: 4.8713 | 100 4.5V 26mA 5.5V Bidirectional ±0.75% 8A SMD mount，glue mount | - |  |  |  | 8A | 26mA |  | AC/DC | 300kHz |  |  |  | ±0.75% |  |  |  |  | 1 (Unlimited) |  | Surface Mount |  | -40°C ~ 125°C (TA) | Ratiometric, Voltage |  |  | 16-PowerSOIC (0.295", 7.50mm Width), 10 Leads |  | Bidirectional |  |  | - | 12686346 |  | 100mV/A | Hall Effect, Open Loop | HMSR |  | 4.5V ~ 5.5V | 151 | https://www.unikeyic.com/media/datasheet/88/0c/1fc1/880c1fc17f7b42473d2377ac2da98315.pdf | https://www.unikeyic.com/products/current-sensors/hmsr-8-sms/11309835.html
HO 10-P/SP33 | LEM | 1: 12.2329 10: 12.2329 25: 12.2329 | 3.5μs 25mA Bidirectional ±0.5% 10A ±1.4% Through hole mounting | ±1.4% |  |  |  | 10A | 25mA |  | AC/DC | DC ~ 250kHz |  |  |  | ±0.5% |  |  |  |  | Not Applicable |  | Through Hole |  | -40°C ~ 105°C | Ratiometric, Voltage |  |  | Module, Single Pass Through | Tray | Bidirectional |  |  | 3.5µs |  |  | - | Hall Effect, Open Loop | HO-P/SP33 | - | 3.3V | 196 | https://www.unikeyic.com/media/about_us/Unikey_ISO_9001_Certification.pdf | https://www.unikeyic.com/products/current-sensors/ho-10-p-sp33/11152827.html
HO 100-S | LEM | 1: 21.6015 5: 19.6563 10: 18.9353 25: 18.0759 50: 17.4891 100: 16.9513 500: 15.87 | 3.5μs 15mA Bidirectional ±0.5% 100A ±1% base mount | ±1% |  |  |  | 100A | 15mA |  | AC/DC | DC ~ 350kHz |  |  |  | ±0.5% |  |  |  |  | Not Applicable |  | Chassis Mount |  | -40°C ~ 105°C | Ratiometric, Voltage |  |  | Module, Single Pass Through | Tray | Bidirectional |  |  | 3.5µs |  |  | - | Hall Effect, Open Loop | HO-S | - | 5V | 287 | https://www.unikeyic.com/media/datasheet/f1/37/3008/f1/71c98056f375b12d4f98de403b2e4966.pdf | https://www.unikeyic.com/products/current-sensors/ho-100-s/27910243.html
HO 100-S-0100 | LEM | 1: 22.5599 |  | - |  |  | - | [8 empty] | - | - | - | - | - | [6 empty] | - | [5 empty] | - |  |  |  | - |  |  |  |  | 9 | https://www.unikeyic.com/media/about_us/Unikey_ISO_9001_Certification.pdf | https://www.unikeyic.com/products/current-sensors/ho-100-s-0100/725883554.html
HO 120-NP | LEM | 1: 13.446 5: 12.1608 10: 11.6867 25: 11.1205 50: 10.7348 100: 10.3815 500: 9.6714 1,000: 9.4071 | 2.5μs 25mA Bidirectional ±0.5% 120A ±1.25% Through hole mounting | ±1.25% |  |  |  | 120A | 25mA |  | AC/DC | DC ~ 350kHz |  |  |  | ±0.5% |  |  |  |  | Not Applicable |  | Through Hole |  | -40°C ~ 105°C | Ratiometric, Voltage |  |  | Module | Tray | Bidirectional |  |  | 2.5µs |  |  | - | Hall Effect, Open Loop | HO-NP | - | 5V | 1056 | https://www.unikeyic.com/media/datasheet/7d/81/88f0/7d/28427f74749ff065b2be52541348142e.pdf | https://www.unikeyic.com/products/current-sensors/ho-120-np/11261563.html
HO 120-NPW-0000 | LEM | 1: 15.9516 5: 14.4634 10: 13.9104 25: 13.2525 50: 12.8036 100: 12.3922 500: 11.5655 | 4.5V 31mA 5.5V Bidirectional ±0.5% 120A Through hole mounting | - |  |  |  | 120A | 31mA |  | AC/DC | - |  |  |  | ±0.5% |  |  |  |  | 1 (Unlimited) |  | Through Hole |  | -40°C ~ 105°C (TA) | Ratiometric, Voltage |  |  | Module | Bulk | Bidirectional |  |  | - |  |  | - | Hall Effect, Open Loop | HO-NPW |  | 4.5V ~ 5.5V | 17 | https://www.unikeyic.com/media/datasheet/37/9d/341b/379d341b7f3e01db18298ea57b4e5aaf.pdf | https://www.unikeyic.com/products/current-sensors/ho-120-npw-0000/11128741.html
HO 120-P | LEM | 1: 25.2423 5: 23.0126 10: 22.1859 25: 21.2001 50: 20.5267 100: 19.91 500: 18.6691 | 3.5μs 25mA Bidirectional ±0.5% 120A ±1% Through hole mounting | ±1% |  |  |  | 120A | 25mA |  | AC/DC | DC ~ 100kHz |  |  |  | ±0.5% |  |  |  |  | 1 (Unlimited) |  | Through Hole |  | -40°C ~ 105°C | Ratiometric, Voltage (Selectable) |  |  | Module, Single Pass Through | Tray | Bidirectional |  |  | 3.5µs |  |  | - | Hall Effect, Open Loop | HO-P | - | 5V | 24 | https://www.unikeyic.com/media/datasheet/54/42/0c39/54/1383bc98ecdda0ac9138f4c48d6a8998.pdf | https://www.unikeyic.com/products/current-sensors/ho-120-p/11277932.html
HO 15-NP-0000 | LEM | 1: 12.5712 5: 11.3616 10: 10.9134 25: 10.3805 50: 10.017 100: 9.6841 600: 8.9477 1,200: 8.7045 | 3.5μs 25mA Bidirectional ±0.5% 15A ±1% Through hole mounting | ±1% |  |  |  | 15A | 25mA |  | AC/DC | DC ~ 250kHz |  |  |  | ±0.5% |  |  |  |  | Not Applicable |  | Through Hole |  | -40°C ~ 105°C | Ratiometric, Voltage |  |  | Module | Tray | Bidirectional |  |  | 3.5µs | 4331965 |  | - | Hall Effect, Open Loop | HO-NP-0000 | - | 5V | 644 | https://www.unikeyic.com/media/datasheet/96/71/9a3c/96/9f0b5b9f35951783886f03019ab1c00e.pdf | https://www.unikeyic.com/products/current-sensors/ho-15-np-0000/11000557.html
HO 150-NPW-0000 | LEM | 1: 15.9603 5: 14.4714 10: 13.9182 25: 13.2598 50: 12.8108 100: 12.3991 500: 11.5719 | 31mA Bidirectional ±0.5% 150A Through hole mounting | - |  |  |  | 150A | 31mA |  | AC/DC | - |  |  |  | ±0.5% |  |  |  |  | 1 (Unlimited) |  | Through Hole |  | -40°C ~ 105°C (TA) | Ratiometric, Voltage |  |  | Module | Bulk | Bidirectional |  |  | - |  |  | - | Hall Effect, Open Loop | HO-NPW |  | 4.5V ~ 5.5V | 79 | https://www.unikeyic.com/media/about_us/Unikey_ISO_9001_Certification.pdf | https://www.unikeyic.com/products/current-sensors/ho-150-npw-0000/35060649.html
HO 150-PW-0000 | LEM | 1: 22.8281 | 4.5V 31mA 5.5V Bidirectional ±0.5% 150A Through hole mounting | - |  |  |  | 150A | 31mA |  | AC/DC | - |  |  |  | ±0.5% |  |  |  |  | 1 (Unlimited) |  | Through Hole |  | -40°C ~ 105°C (TA) | Ratiometric, Voltage |  |  | Module, Single Pass Through | Bulk | Bidirectional |  |  | - |  |  | - | Hall Effect, Open Loop | HO-PW |  | 4.5V ~ 5.5V | 3 | https://www.unikeyic.com/media/about_us/Unikey_ISO_9001_Certification.pdf | https://www.unikeyic.com/products/current-sensors/ho-150-pw-0000/34951485.html
HO 150-S | LEM | 1: 32.2086 | 30μs 15mA Bidirectional ±0.5% 150A ±1% base mount | ±1% |  |  |  | 150A | 15mA |  | AC/DC | DC ~ 100kHz |  |  |  | ±0.5% |  |  |  |  | Not Applicable |  | Chassis Mount |  | -40°C ~ 105°C | Ratiometric, Voltage |  |  | Module, Single Pass Through | Tray | Bidirectional |  |  | 30µs | 4990650 |  | - | Hall Effect, Open Loop | HO-S | - | 5V | 20 | https://www.unikeyic.com/media/datasheet/f1/37/3008/f1/71c98056f375b12d4f98de403b2e4966.pdf | https://www.unikeyic.com/products/current-sensors/ho-150-s/15109.html
HO 150-S/SP33-1106 | LEM | 1: 22.4768 5: 22.4768 | CURRENT SENSOR, 150A, VOLTAGE O/P, 3.3V; Sensor Output:Voltage; Supply Voltage DC Min:3.14V; Supply Voltage DC Max:3.46V; Current Measuring Range DC:-375A to 375A; Current Measuring Range AC:-375A to 375A; Response Time: | - |  |  | - | [8 empty] | - | - | - | - | - | [6 empty] | - | [5 empty] | - |  |  | bulk | - |  |  |  |  | 43 | https://www.unikeyic.com/media/about_us/Unikey_ISO_9001_Certification.pdf | https://www.unikeyic.com/products/current-sensors/ho-150-s-sp33-1106/2732541.html
HO 180-P | LEM | 1: 19.559 5: 17.778 10: 17.1168 25: 16.3288 50: 15.7908 100: 15.2984 500: 14.3079 | 3.5μs 25mA Bidirectional ±0.5% 180A ±1% Through hole mounting | ±1% |  |  |  | 180A | 25mA |  | AC/DC | DC ~ 100kHz |  |  |  | ±0.5% |  |  |  |  | 1 (Unlimited) |  | Through Hole |  | -40°C ~ 105°C | Ratiometric, Voltage (Selectable) |  |  | Module, Single Pass Through | Tray | Bidirectional |  |  | 3.5µs |  |  | - | Hall Effect, Open Loop | HO-P | - | 5V | 45 | https://www.unikeyic.com/media/datasheet/54/42/0c39/54/1383bc98ecdda0ac9138f4c48d6a8998.pdf | https://www.unikeyic.com/products/current-sensors/ho-180-p/27966.html
HO 200-S/SP33-1106 | LEM | 1: 20.509 |  | - |  |  | - | [8 empty] | - | - | - | - | - | [6 empty] | - | [5 empty] | - |  |  | bulk | - |  |  |  |  | 149 | https://www.unikeyic.com/media/about_us/Unikey_ISO_9001_Certification.pdf | https://www.unikeyic.com/products/current-sensors/ho-200-s-sp33-1106/691277231.html
HO 200-SW-0000 | LEM | 1: 24.1286 | 4.5V 31mA 5.5V Bidirectional ±0.5% 200A base mount | - |  |  |  | 200A | 31mA |  | AC/DC | - |  |  |  | ±0.5% |  |  |  |  | 1 (Unlimited) |  | Chassis Mount |  | -40°C ~ 105°C (TA) | Ratiometric, Voltage |  |  | Module, Single Pass Through | Bulk | Bidirectional |  |  | - | 10235684 |  | - | Hall Effect, Open Loop | HO-SW |  | 4.5V ~ 5.5V | 3 | https://www.unikeyic.com/media/about_us/Unikey_ISO_9001_Certification.pdf | https://www.unikeyic.com/products/current-sensors/ho-200-sw-0000/11218746.html
HO 25-NP-0000 | LEM | 1: 11.6516 10: 10.8749 25: 10.6807 50: 10.6807 | 3.5μs 25mA Bidirectional ±0.5% 25A ±1% Through hole mounting | ±1% |  |  |  | 25A | 25mA |  | AC/DC | DC ~ 250kHz |  |  |  | ±0.5% |  |  |  |  | Not Applicable |  | Through Hole |  | -40°C ~ 105°C | Ratiometric, Voltage |  |  | Module | Tray | Bidirectional |  |  | 3.5µs | 4331966 |  | - | Hall Effect, Open Loop | HO-NP-0000 | - | 5V | 281 | https://www.unikeyic.com/media/datasheet/96/71/9a3c/96/9f0b5b9f35951783886f03019ab1c00e.pdf | https://www.unikeyic.com/products/current-sensors/ho-25-np-0000/11213274.html
HO 25-NP/SP33-1000 | LEM | 1: 12.9276 5: 11.6942 10: 11.2352 25: 10.6881 50: 10.3153 100: 9.974 600: 9.2186 1,200: 8.9691 | 3.5μs 25mA Bidirectional ±0.5% 25A ±1% Through hole mounting | ±1% |  |  |  | 25A | 25mA |  | AC/DC | DC ~ 250kHz |  |  |  | ±0.5% |  |  |  |  | Not Applicable |  | Through Hole |  | -40°C ~ 105°C | Ratiometric, Voltage |  |  | Module | Tray | Bidirectional |  |  | 3.5µs | 4331968 |  | - | Hall Effect, Open Loop | HO-NP-0000 | - | 3.3V | 327 | https://www.unikeyic.com/media/datasheet/73/01/067e/83/285e85a93b9331f9af5594d721f9b6a6.pdf | https://www.unikeyic.com/products/current-sensors/ho-25-np-sp33-1000/35047308.html
HO 25-NSM-0000 | LEM | 1: 11.5729 5: 10.4473 10: 10.0312 25: 9.5361 50: 9.1981 450: 8.3044 900: 8.0702 1,350: 7.9423 | LEM Current Transformers, HOseries, 62.5A, 19 → 25 mA output, turns_ratio 62.5:1 | ±1% |  |  |  | 25A | 25mA |  | AC/DC | DC ~ 250kHz |  |  |  | ±0.5% |  |  |  |  | Not Applicable |  | Surface Mount |  | -40°C ~ 105°C | Ratiometric, Voltage |  |  | Module | Tray | Bidirectional |  |  | 3.5µs |  |  | - | Hall Effect, Open Loop | HO-NSM-0000 | - | 5V | 63 | https://www.unikeyic.com/media/datasheet/7f/63/1503/7f/d99c6c4cb91eb83cfc00dcf9c9ce5ec8.pdf | https://www.unikeyic.com/products/current-sensors/ho-25-nsm-0000/34993692.html
HO 25-NSM/SP33-1000 | LEM | 1: 9.5797 10: 8.9411 25: 8.7814 50: 8.7814 100: 8.6217 500: 8.6217 | LEM Current Transformers, HOseries, 62.5A, The maximum is 25 mAoutput, turns_ratio 62.5:1 | ±1% |  |  |  | 25A | 25mA |  | AC/DC | DC ~ 250kHz |  |  |  | ±0.5% |  |  |  |  | Not Applicable |  | Surface Mount |  | -40°C ~ 105°C | Ratiometric, Voltage |  |  | Module | Tray | Bidirectional |  |  | 3.5µs |  |  | - | Hall Effect, Open Loop | HO-NSM-0000 | - | 3.3V | 9 | https://www.unikeyic.com/media/datasheet/42/e3/9260/42/5d42ecc1bece5df7387fb314bfe1282f.pdf | https://www.unikeyic.com/products/current-sensors/ho-25-nsm-sp33-1000/10910264.html
HO 25-P/SP33 | LEM | 1: 12.676 10: 11.8309 25: 11.6196 50: 11.6196 100: 11.6196 | 3.5μs 25mA Bidirectional ±0.5% 25A ±1.4% Through hole mounting | ±1.4% |  |  |  | 25A | 25mA |  | AC/DC | DC ~ 250kHz |  |  |  | ±0.5% |  |  |  |  | Not Applicable |  | Through Hole |  | -40°C ~ 105°C | Ratiometric, Voltage |  |  | Module, Single Pass Through | Tray | Bidirectional |  |  | 3.5µs | 4990657 |  | - | Hall Effect, Open Loop | HO-P/SP33 | - | 3.3V | 105 | https://www.unikeyic.com/media/about_us/Unikey_ISO_9001_Certification.pdf | https://www.unikeyic.com/products/current-sensors/ho-25-p-sp33/35027328.html
HO 250-P | LEM | 1: 27.1512 5: 24.7774 10: 23.8961 25: 22.845 50: 22.127 100: 21.4691 500: 20.146 | 3.5μs 25mA Bidirectional ±0.5% 250A ±1% Through hole mounting | ±1% |  |  |  | 250A | 25mA |  | AC/DC | DC ~ 100kHz |  |  |  | ±0.5% |  |  |  |  | 1 (Unlimited) |  | Through Hole |  | -40°C ~ 105°C | Ratiometric, Voltage (Selectable) |  |  | Module, Single Pass Through | Tray | Bidirectional |  |  | 3.5µs | 4990647 |  | - | Hall Effect, Open Loop | HO-P | - | 5V | 44 | https://www.unikeyic.com/media/datasheet/54/42/0c39/54/1383bc98ecdda0ac9138f4c48d6a8998.pdf | https://www.unikeyic.com/products/current-sensors/ho-250-p/35065950.html
HO 250-PW-0000 | LEM | 1+: 23.4135 | 4.5V 31mA 5.5V Bidirectional ±0.5% 250A TH | [38 empty] | 1 | https://www.unikeyic.com/media/datasheet/75/e2/f90d/75e2f90d0d9e2b43c842572631733fa1.pdf | https://www.unikeyic.com/products/current-sensors/ho-250-pw-0000/34973137.html
HO 250-S/SP30-0100 | LEM | 1: 35.0226 5: 26.5024 10: 25.5322 | LEM Current Transformers, HOseries, 625A, 19 → 25 mA output, turns_ratio 625:1 | ±1% | Industrial |  | 250A |  |  | HO 250-S/SP30-0100 LEM |  |  |  |  | 45mm(width)*40.8mm(height) | ±0.5% | Unidirectional | 5.5V | 25mA | 4.5V |  | base mount |  | -40℃~105℃ |  |  | - | [5 empty] | 3.5μs |  |  | bulk | 3.2 |  |  |  |  | 23 | https://www.unikeyic.com/media/datasheet/f7/f0/ea33/f7/499da777d2eed7a1f9120642c539f8f3.pdf | https://www.unikeyic.com/products/current-sensors/ho-250-s-sp30-0100/34181175.html
HO 40-NP | LEM | 1: 17.7977 5: 16.1572 10: 15.5498 25: 14.8246 50: 14.3299 100: 13.8768 500: 12.9657 | 2.5μs 25mA Bidirectional ±0.5% 40A ±1.5% Through hole mounting | ±1.5% |  |  |  | 40A | 25mA |  | AC/DC | DC ~ 350kHz |  |  |  | ±0.5% |  |  |  |  | Not Applicable |  | Through Hole |  | -40°C ~ 105°C | Ratiometric, Voltage |  |  | Module | Tray | Bidirectional |  |  | 2.5µs | 4990638 |  | - | Hall Effect, Open Loop | HO-NP | - | 5V | 84 | https://www.unikeyic.com/media/datasheet/7d/81/88f0/7d/28427f74749ff065b2be52541348142e.pdf | https://www.unikeyic.com/products/current-sensors/ho-40-np/24308895.html
HO 50-S | LEM | 1: 32.2086 | 30μs 15mA Bidirectional ±0.75% 50A ±1% base mount | ±1% |  |  |  | 50A | 15mA |  | AC/DC | DC ~ 100kHz |  |  |  | ±0.75% |  |  |  |  | Not Applicable |  | Chassis Mount |  | -40°C ~ 105°C | Ratiometric, Voltage |  |  | Module, Single Pass Through | Tray | Bidirectional |  |  | 30µs |  |  | - | Hall Effect, Open Loop | HO-S | - | 5V | 75 | https://www.unikeyic.com/media/datasheet/f1/37/3008/f1/71c98056f375b12d4f98de403b2e4966.pdf | https://www.unikeyic.com/products/current-sensors/ho-50-s/34998847.html
HO 50-S/SP33-1106 | LEM | 1: 20.509 |  | - |  |  | - | [8 empty] | - | - | - | - | - | [6 empty] | - | [5 empty] | - |  |  | bulk | - |  |  |  |  | 25 | https://www.unikeyic.com/media/about_us/Unikey_ISO_9001_Certification.pdf | https://www.unikeyic.com/products/current-sensors/ho-50-s-sp33-1106/6159057.html
HO 6-P/SP33 | LEM | 1: 10.7437 10: 10.0275 25: 9.8484 50: 9.8484 100: 9.6693 500: 9.6693 1,000: 9.6693 | 3.5μs 25mA Bidirectional ±0.5% 6A ±1.4% Through hole mounting | ±1.4% |  |  |  | 6A | 25mA |  | AC/DC | DC ~ 250kHz |  |  |  | ±0.5% |  |  |  |  | Not Applicable |  | Through Hole |  | -40°C ~ 105°C | Ratiometric, Voltage |  |  | Module, Single Pass Through | Tray | Bidirectional |  |  | 3.5µs | 4990655 |  | - | Hall Effect, Open Loop | HO-P/SP33 | - | 3.3V | 43 | https://www.unikeyic.com/media/about_us/Unikey_ISO_9001_Certification.pdf | https://www.unikeyic.com/products/current-sensors/ho-6-p-sp33/11347072.html
HO 60-NP-0100 | LEM | 1+: 17.5085 5+: 15.6876 10+: 15.6876 | LEM Current Transformer, HO Series, 150A, 19→25mA Output, Turns Ratio 150:1 | [38 empty] | 87 | https://www.unikeyic.com/media/datasheet/7d/81/88f0/7d/28427f74749ff065b2be52541348142e.pdf | https://www.unikeyic.com/products/current-sensors/ho-60-np-0100/22892826.html
HO 60-P | LEM | 1: 19.5919 5: 17.8062 10: 17.1437 25: 16.3551 50: 15.8167 100: 15.3235 500: 14.3316 | 3.5μs 25mA Bidirectional ±0.75% 60A ±1.25% Through hole mounting | ±1.25% | Industrial |  | 60A |  |  | HO 60-P LEM | [5 empty] | ±0.75% | Bidirectional | - | 25mA | - |  | Through hole mounting |  | -40℃~105℃ |  |  | - |  |  |  |  | On sale | 3.5μs |  |  |  | - |  |  |  |  | 79 | https://www.unikeyic.com/media/datasheet/54/42/0c39/54/1383bc98ecdda0ac9138f4c48d6a8998.pdf | https://www.unikeyic.com/products/current-sensors/ho-60-p/11293453.html
HO 8-NP/SP33-1000 | LEM | 1: 12.0744 5: 10.908 10: 10.4771 25: 9.9624 50: 9.6116 100: 9.2903 600: 8.5796 1,200: 8.3449 | 3.5μs 25mA Bidirectional ±0.5% 8A ±1% Through hole mounting | ±1% |  |  |  | 8A | 25mA |  | AC/DC | DC ~ 250kHz |  |  |  | ±0.5% |  |  |  |  | Not Applicable |  | Through Hole |  | -40°C ~ 105°C | Ratiometric, Voltage |  |  | Module | Tray | Bidirectional |  |  | 3.5µs | 4331976 |  | - | Hall Effect, Open Loop | HO-NP-0000 | - | 3.3V | 601 | https://www.unikeyic.com/media/datasheet/73/01/067e/83/285e85a93b9331f9af5594d721f9b6a6.pdf | https://www.unikeyic.com/products/current-sensors/ho-8-np-sp33-1000/11143801.html
HO 8-NSM-0000 | LEM | 1: 12.7919 5: 12.2802 10: 11.4615 | LEM Current Transformers, HOseries, 20A, 19 → 25 mA output, turns_ratio 20:1 | ±1% |  |  |  | 8A | 25mA |  | AC/DC | DC ~ 250kHz |  |  |  | ±0.5% |  |  |  |  | Not Applicable |  | Surface Mount |  | -40°C ~ 105°C | Ratiometric, Voltage |  |  | Module | Tray | Bidirectional |  |  | 3.5µs |  |  | - | Hall Effect, Open Loop | HO-NSM-0000 | - | 5V | 412 | https://www.unikeyic.com/media/datasheet/7f/63/1503/7f/d99c6c4cb91eb83cfc00dcf9c9ce5ec8.pdf | https://www.unikeyic.com/products/current-sensors/ho-8-nsm-0000/35070057.html
HO 8-NSM/SP33-1000 | LEM | 1: 11.2559 10: 10.5055 25: 10.3179 50: 10.3179 100: 10.3179 | LEM Current Transformers, HOseries, 20A, The maximum is 25 mAoutput, turns_ratio 20:1 | ±1% |  |  |  | 8A | 25mA |  | AC/DC | DC ~ 250kHz |  |  |  | ±0.5% |  |  |  |  | Not Applicable |  | Surface Mount |  | -40°C ~ 105°C | Ratiometric, Voltage |  |  | Module | Tray | Bidirectional |  |  | 3.5µs | 4331971 |  | - | Hall Effect, Open Loop | HO-NSM-0000 | - | 3.3V | 58 | https://www.unikeyic.com/media/datasheet/42/e3/9260/42/5d42ecc1bece5df7387fb314bfe1282f.pdf | https://www.unikeyic.com/products/current-sensors/ho-8-nsm-sp33-1000/11069770.html
HO 80-NPW-0000 | LEM | 1: 26.0322 5: 23.7387 10: 22.8893 25: 21.8766 50: 21.1845 100: 20.5509 500: 19.276 | 4.5V 31mA 5.5V Bidirectional ±0.5% 80A Through hole mounting | - |  |  |  | 80A | 31mA |  | AC/DC | - |  |  |  | ±0.5% |  |  |  |  | 1 (Unlimited) |  | Through Hole |  | -40°C ~ 105°C (TA) | Ratiometric, Voltage |  |  | Module | Bulk | Bidirectional |  |  | - | 10235707 |  | - | Hall Effect, Open Loop | HO-NPW |  | 4.5V ~ 5.5V | 14 | https://www.unikeyic.com/media/about_us/Unikey_ISO_9001_Certification.pdf | https://www.unikeyic.com/products/current-sensors/ho-80-npw-0000/34985456.html
HOB 100-P | LEM | 1: 17.2181 10: 16.4585 100: 15.9882 |  | - |  |  |  | 100A | 26mA |  | AC/DC | 1MHz |  |  |  | ±0.5% |  |  |  |  | 1 (Unlimited) |  | Through Hole |  | -40°C ~ 105°C | Voltage |  |  | Module | Bulk | Bidirectional |  |  | 200ns | 21296686 |  | 8mV/A | Open Loop | HOB-P | - | 4.6V ~ 5.5V |  | https://www.unikeyic.com/media/datasheet/d3/45/82a2/d34582a208ac70df5d2f28e26864f306.pdf | https://www.unikeyic.com/products/current-sensors/hob-100-p/21655219.html
HOB 100-P/SP1 | LEM | 1: 18.7809 5: 17.0628 10: 16.4262 25: 15.6657 50: 15.1468 150: 14.4122 600: 13.6193 | 16 4.6V 26mA 5.5V Bidirectional ±0.5% 100A Through hole mounting | - |  |  |  | 100A | 26mA |  | AC/DC | 1MHz |  |  |  | ±0.5% |  |  |  |  | 1 (Unlimited) |  | Through Hole |  | -40°C ~ 105°C | Voltage |  |  | Module | Bulk | Bidirectional |  |  | - | 21296687 |  | 16mV/A | Open Loop | HOB-P/SP1 | - | 4.6V ~ 5.5V | 43 | https://www.unikeyic.com/media/about_us/Unikey_ISO_9001_Certification.pdf | https://www.unikeyic.com/products/current-sensors/hob-100-p-sp1/687950505.html
HOB 100-P/SP33 | LEM | 1: 14.9706 10: 14.7033 25: 14.7033 50: 14.4359 100: 14.4359 500: 14.4359 1,000: 14.4359 | CURRENT SENSOR, 3.14V TO 3.46V, 1.25%; | - |  |  |  | 100A | 24mA |  | AC/DC | 1MHz |  |  |  | ±0.5% |  |  |  |  | 1 (Unlimited) |  | Through Hole |  | -40°C ~ 105°C | Voltage |  |  | Module | Bulk | Bidirectional |  |  | - | 21296697 |  | 4.6mV/A | Open Loop | HOB-P/SP33 | - | 3.14V ~ 3.46V | 248 | https://www.unikeyic.com/media/datasheet/74/aa/176b/74aa176ba2cb3aefa138175140208cb3.pdf | https://www.unikeyic.com/products/current-sensors/hob-100-p-sp33/20628716.html
HOB 130-P | LEM | 1: 16.0165 |  | - |  |  |  | 130A | 26mA |  | AC/DC | 1MHz |  |  |  | ±0.45% |  |  |  |  | 1 (Unlimited) |  | Through Hole |  | -40°C ~ 105°C | Voltage |  |  | Module | Bulk | Bidirectional |  |  | 200ns | 21296688 |  | 8mV/A | Open Loop | HOB-P | - | 4.6V ~ 5.5V | 45 | https://www.unikeyic.com/media/about_us/Unikey_ISO_9001_Certification.pdf | https://www.unikeyic.com/products/current-sensors/hob-130-p/28207503.html
HOB 50-P | LEM | 1: 16.0165 |  | - |  |  |  | 50A | 26mA |  | AC/DC | 1MHz |  |  |  | ±0.7% |  |  |  |  | 1 (Unlimited) |  | Through Hole |  | -40°C ~ 105°C | Voltage |  |  | Module | Bulk | Bidirectional |  |  | 200ns | 21296700 |  | 16mV/A | Open Loop | HOB-P | - | 4.6V ~ 5.5V | 60 | https://www.unikeyic.com/media/datasheet/d3/45/82a2/d34582a208ac70df5d2f28e26864f306.pdf | https://www.unikeyic.com/products/current-sensors/hob-50-p/7723215.html
HOB 50-P/SP1 | LEM | 1: 21.3516 5: 19.4249 10: 18.711 25: 17.8597 50: 17.2789 150: 16.4565 600: 15.5686 | 32 4.6V 26mA 5.5V Bidirectional ±0.7% 50A Through hole mounting | - |  |  |  | 50A | 26mA |  | AC/DC | 1MHz |  |  |  | ±0.7% |  |  |  |  | 1 (Unlimited) |  | Through Hole |  | -40°C ~ 105°C | Voltage |  |  | Module | Bulk | Bidirectional |  |  | - | 21296693 |  | 32mV/A | Open Loop | HOB-P/SP1 | - | 4.6V ~ 5.5V | 22 | https://www.unikeyic.com/media/about_us/Unikey_ISO_9001_Certification.pdf | https://www.unikeyic.com/products/current-sensors/hob-50-p-sp1/687948140.html
HOB 50-P/SP33 | LEM | 1: 17.2303 10: 16.9226 25: 16.9226 50: 16.9226 | 9.2 3.14V 24mA 3.46V Bidirectional ±0.7% 50A Through hole mounting | - |  |  |  | 50A | 24mA |  | AC/DC | 1MHz |  |  |  | ±0.7% |  |  |  |  | 1 (Unlimited) |  | Through Hole |  | -40°C ~ 105°C | Voltage |  |  | Module | Bulk | Bidirectional |  |  | - | 21296699 |  | 9.2mV/A | Open Loop | HOB-P/SP33 | - | 3.14V ~ 3.46V | 81 | https://www.unikeyic.com/media/datasheet/74/aa/176b/74aa176ba2cb3aefa138175140208cb3.pdf | https://www.unikeyic.com/products/current-sensors/hob-50-p-sp33/15196700.html
HOB 75-P/SP1 | LEM | 1: 18.4248 5: 16.7357 10: 16.1093 25: 15.3615 50: 14.8513 150: 14.1291 600: 13.3496 | 21.333 4.6V 26mA 5.5V Bidirectional ±0.6% 75A Through hole mounting | - |  |  |  | 75A | 26mA |  | AC/DC | 1MHz |  |  |  | ±0.6% |  |  |  |  | 1 (Unlimited) |  | Through Hole |  | -40°C ~ 105°C | Voltage |  |  | Module | Bulk | Bidirectional |  |  | - | 21296698 |  | 21.333mV/A | Open Loop | HOB-P/SP1 | - | 4.6V ~ 5.5V | 104 | https://www.unikeyic.com/media/about_us/Unikey_ISO_9001_Certification.pdf | https://www.unikeyic.com/products/current-sensors/hob-75-p-sp1/688339487.html
HOB 75-P/SP33 | LEM | 1: 18.2632 5: 18.2632 | CURRENT SENSOR, 3.14V TO 3.46V, 1.35%; | - |  |  |  | 75A | 24mA |  | AC/DC | 1MHz |  |  |  | ±0.6% |  |  |  |  | 1 (Unlimited) |  | Through Hole |  | -40°C ~ 105°C | Voltage |  |  | Module | Bulk | Bidirectional |  |  | - | 21296703 |  | 6.133mV/A | Open Loop | HOB-P/SP33 | - | 3.14V ~ 3.46V | 179 | https://www.unikeyic.com/media/datasheet/74/aa/176b/74aa176ba2cb3aefa138175140208cb3.pdf | https://www.unikeyic.com/products/current-sensors/hob-75-p-sp33/1177647.html
HOP2000-SB | LEM | 1: 220.7605 5: 217.6068 10: 212.8762 |  | - |  |  | - |  |  | HOP2000-SB LEM | [5 empty] | - | - | - | - | - | [6 empty] | - | [5 empty] | - |  |  | bulk | - |  |  |  |  | 22 | https://www.unikeyic.com/media/datasheet/4a/3b/6da0/4a/165ff8ff3d195c987782fdd911322d57.pdf | https://www.unikeyic.com/products/current-sensors/hop2000-sb/9166978.html
HOYL 200-S-0100 | LEM | 1: 74.4401 5: 73.1108 10: 73.1108 | 4 3μs 4.5V 25mA 5.5V Bidirectional ±0.5% 200A ±1% base mount | ±1% |  |  |  | 200A | 25mA |  | AC/DC | DC ~ 140kHz |  |  |  | ±0.5% |  |  |  |  | 1 (Unlimited) |  | Chassis Mount |  | -40°C ~ 105°C (TA) | Ratiometric, Voltage |  |  | Module, Single Pass Through | Bulk | Bidirectional |  |  | 3µs | 10235708 |  | 4mV/A | Hall Effect, Open Loop | HOYL-S |  | 4.5V ~ 5.5V | 27 | https://www.unikeyic.com/media/datasheet/e5/0e/5f9d/e50e5f9debfb516bf07dd4a66ddd8143.pdf | https://www.unikeyic.com/products/current-sensors/hoyl-200-s-0100/11036949.html
HOYL 600-S-0100 | LEM | 1: 74.7986 5: 73.463 10: 73.463 | 1.333 3μs 4.5V 25mA 5.5V Bidirectional ±0.5% 600A ±1% base mount | ±1% |  |  |  | 600A | 25mA |  | AC/DC | DC ~ 140kHz |  |  |  | ±0.5% |  |  |  |  | 1 (Unlimited) |  | Chassis Mount |  | -40°C ~ 105°C (TA) | Ratiometric, Voltage |  |  | Module, Single Pass Through | Bulk | Bidirectional |  |  | 3µs |  |  | 1.333mV/A | Hall Effect, Open Loop | HOYL-S |  | 4.5V ~ 5.5V | 11 | https://www.unikeyic.com/media/about_us/Unikey_ISO_9001_Certification.pdf | https://www.unikeyic.com/products/current-sensors/hoyl-600-s-0100/34980790.html
HOYS 100-S/SP33-1106 | LEM | 1: 34.7976 5: 31.8514 10: 30.7573 40: 28.8357 80: 27.9944 120: 27.535 | 4.6 3μs 3.14V 25mA 3.46V Bidirectional ±0.75% 100A base mount | - |  |  |  | 100A | 25mA |  | AC/DC | DC ~ 180kHz |  |  |  | ±0.75% |  |  |  |  | 1 (Unlimited) |  | Chassis Mount |  | -40°C ~ 105°C (TA) | Ratiometric, Voltage |  |  | Module, Single Pass Through | Bulk | Bidirectional |  |  | 3µs | 10235688 |  | 4.6mV/A | Hall Effect, Open Loop | HOYS-S/SP33 |  | 3.14V ~ 3.46V | 135 | https://www.unikeyic.com/media/about_us/Unikey_ISO_9001_Certification.pdf | https://www.unikeyic.com/products/current-sensors/hoys-100-s-sp33-1106/34984026.html
HOYS 200-S-0100 | LEM | 1+: 33.8196 5+: 33.8196 10+: 33.2157 25+: 32.6118 50+: 32.6118 100+: 32.6118 500+: 32.6118 | 4-Ch 3μs 4.5V 25mA 5.5V Bi-directional ±0.75% 200A ±1.25% Base Mount | [38 empty] | 30 | https://www.unikeyic.com/media/datasheet/d4/f0/c06c/d4f0c06cc45e9288f5ce6aa96ad50bea.pdf | https://www.unikeyic.com/products/current-sensors/hoys-200-s-0100/35051997.html
HOYS 200-S/SP33-1106 | LEM | 1: 34.9272 5: 31.968 10: 30.8686 40: 28.9413 80: 28.0973 120: 27.6365 | 2.3 3μs 3.14V 25mA 3.46V Bidirectional ±0.75% 200A base mount | - |  |  |  | 200A | 25mA |  | AC/DC | DC ~ 180kHz |  |  |  | ±0.75% |  |  |  |  | 1 (Unlimited) |  | Chassis Mount |  | -40°C ~ 105°C (TA) | Ratiometric, Voltage |  |  | Module, Single Pass Through | Bulk | Bidirectional |  |  | 3µs |  |  | 2.3mV/A | Hall Effect, Open Loop | HOYS-S/SP33 |  | 3.14V ~ 3.46V | 39 | https://www.unikeyic.com/media/about_us/Unikey_ISO_9001_Certification.pdf | https://www.unikeyic.com/products/current-sensors/hoys-200-s-sp33-1106/35042782.html
HOYS 400-S-0100 | LEM | 1: 35.2102 5: 35.2102 10: 34.5815 25: 33.9527 50: 33.9527 100: 33.9527 | 2 3μs 4.5V 25mA 5.5V Bidirectional ±0.5% 400A ±1% base mount | ±1% |  |  |  | 400A | 25mA |  | AC/DC | DC ~ 180kHz |  |  |  | ±0.5% |  |  |  |  | 1 (Unlimited) |  | Chassis Mount |  | -40°C ~ 105°C (TA) | Ratiometric, Voltage |  |  | Module, Single Pass Through | Bulk | Bidirectional |  |  | 3µs |  |  | 2mV/A | Hall Effect, Open Loop | HOYS-S |  | 4.5V ~ 5.5V | 22 | https://www.unikeyic.com/media/datasheet/d4/f0/c06c/d4f0c06cc45e9288f5ce6aa96ad50bea.pdf | https://www.unikeyic.com/products/current-sensors/hoys-400-s-0100/10895029.html
HOYS 500-S-0100 | LEM | 1: 36.503 5: 36.503 10: 35.8512 25: 35.8512 | 1.6 3μs 4.5V 25mA 5.5V Bidirectional ±0.5% 500A ±1% base mount | ±1% |  |  |  | 500A | 25mA |  | AC/DC | DC ~ 180kHz |  |  |  | ±0.5% |  |  |  |  | 1 (Unlimited) |  | Chassis Mount |  | -40°C ~ 105°C (TA) | Ratiometric, Voltage |  |  | Module, Single Pass Through | Bulk | Bidirectional |  |  | 3µs |  |  | 1.6mV/A | Hall Effect, Open Loop | HOYS-S |  | 4.5V ~ 5.5V | 31 | https://www.unikeyic.com/media/about_us/Unikey_ISO_9001_Certification.pdf | https://www.unikeyic.com/products/current-sensors/hoys-500-s-0100/35058107.html
HOYS 560-S-0100 | LEM | 1: 46.9949 5: 43.1615 10: 41.7382 40: 39.2399 80: 38.1449 120: 37.5472 | 1.429 3μs 4.5V 25mA 5.5V Bidirectional ±0.75% 560A ±1% base mount | ±1% |  |  |  | 560A | 25mA |  | AC/DC | DC ~ 180kHz |  |  |  | ±0.75% |  |  |  |  | 1 (Unlimited) |  | Chassis Mount |  | -40°C ~ 105°C (TA) | Ratiometric, Voltage |  |  | Module, Single Pass Through | Bulk | Bidirectional |  |  | 3µs | 10235701 |  | 1.429mV/A | Hall Effect, Open Loop | HOYS-S |  | 4.5V ~ 5.5V | 81 | https://www.unikeyic.com/media/about_us/Unikey_ISO_9001_Certification.pdf | https://www.unikeyic.com/products/current-sensors/hoys-560-s-0100/35067404.html
HS1V 100 H05 | CHIPSENSE | 5: 4.3046 10: 4.2328 15: 4.1252 20: 4.0176 | HS1V | - | Industrial |  | - |  |  | HS1V 100 H05 CHIPSENSE | [5 empty] | - | - | - | - | - |  | panel mount |  | -40℃~85℃ |  |  | - | [5 empty] | - |  |  |  | - |  |  |  |  | 5 | https://www.unikeyic.com/media/datasheet/16/1d/ddb8/161dddb8a1896d2c820a606e3a43d797.pdf | https://www.unikeyic.com/products/current-sensors/hs1v-100-h05/1013720263.html
HS1V 200 H03 | CHIPSENSE | 15: 4.3046 30: 4.2328 45: 4.1252 60: 4.0176 | HS1V | - | Industrial |  | - |  |  | HS1V 200 H03 CHIPSENSE | [5 empty] | - | - | - | - | - |  | panel mount |  | -40℃~85℃ |  |  | - | [5 empty] | - |  |  |  | - |  |  |  |  | 134 | https://www.unikeyic.com/media/datasheet/d7/82/d4f3/d782d4f35a593ed041e8c0bd5de2a477.pdf | https://www.unikeyic.com/products/current-sensors/hs1v-200-h03/1013723095.html
HS1V 300 H03 | CHIPSENSE | 13: 3.5635 26: 3.5042 39: 3.415 52: 3.3259 | HS1V | - | Industrial |  | - |  |  | HS1V 300 H03 CHIPSENSE | [5 empty] | - | - | - | - | - |  | panel mount |  | -40℃~85℃ |  |  | - | [5 empty] | - |  |  |  | - |  |  |  |  | 13 | https://www.unikeyic.com/media/datasheet/d7/82/d4f3/d782d4f35a593ed041e8c0bd5de2a477.pdf | https://www.unikeyic.com/products/current-sensors/hs1v-300-h03/1013716682.html
HS1V 400 H03 | CHIPSENSE | 15+: 4.3046 30+: 4.2328 45+: 4.1252 60+: 4.0176 | HS1V | [38 empty] | 86 | https://www.unikeyic.com/media/datasheet/d7/82/d4f3/d782d4f35a593ed041e8c0bd5de2a477.pdf | https://www.unikeyic.com/products/current-sensors/hs1v-400-h03/1013723169.html
HS1V 400 H05 | CHIPSENSE | 15: 4.3046 30: 4.2328 45: 4.1252 60: 4.0176 | HS1V | - | Industrial |  | - |  |  | HS1V 400 H05 CHIPSENSE | [5 empty] | - | - | - | - | - |  | panel mount |  | -40℃~85℃ |  |  | - | [5 empty] | - |  |  |  | - |  |  |  |  | 16 | https://www.unikeyic.com/media/datasheet/16/1d/ddb8/161dddb8a1896d2c820a606e3a43d797.pdf | https://www.unikeyic.com/products/current-sensors/hs1v-400-h05/1013715550.html
HS1V 50 H00 | CHIPSENSE | 15: 3.3743 30: 3.3181 45: 3.2337 60: 3.1494 | HS1V | - | Industrial |  | - |  |  | HS1V 50 H00 CHIPSENSE | [5 empty] | - | - | - | - | - |  | panel mount |  | -40℃~85℃ |  |  | - | [5 empty] | - |  |  |  | - |  |  |  |  | 120 | https://www.unikeyic.com/media/datasheet/42/97/b21e/4297b21e91b62a7b0188af59c81f1845.pdf | https://www.unikeyic.com/products/current-sensors/hs1v-50-h00/1013717139.html
HS1V 50 H05 | CHIPSENSE | 13: 4.3046 26: 4.2328 39: 4.1252 52: 4.0176 | HS1V | - | Industrial |  | - |  |  | HS1V 50 H05 CHIPSENSE | [5 empty] | - | - | - | - | - |  | panel mount |  | -40℃~85℃ |  |  | - | [5 empty] | - |  |  |  | - |  |  |  |  | 13 | https://www.unikeyic.com/media/datasheet/16/1d/ddb8/161dddb8a1896d2c820a606e3a43d797.pdf | https://www.unikeyic.com/products/current-sensors/hs1v-50-h05/1013719095.html
HS1V 600 H02 | CHIPSENSE | 15: 3.7527 30: 3.6902 45: 3.5964 60: 3.5026 | HS1V | - | Industrial |  | - |  |  | HS1V 600 H02 CHIPSENSE | [5 empty] | - | - | - | - | - |  | panel mount |  | -40℃~85℃ |  |  | - | [5 empty] | - |  |  |  | - |  |  |  |  | 149 | https://www.unikeyic.com/media/datasheet/a6/6c/dc41/a66cdc41dc8667b9816e28b23eb0f09c.pdf | https://www.unikeyic.com/products/current-sensors/hs1v-600-h02/1013715678.html
HS1V 600 H03 | CHIPSENSE | 15: 4.3046 30: 4.2328 45: 4.1252 60: 4.0176 | HS1V | - | Industrial |  | - |  |  | HS1V 600 H03 CHIPSENSE | [5 empty] | - | - | - | - | - |  | panel mount |  | -40℃~85℃ |  |  | - | [5 empty] | - |  |  |  | - |  |  |  |  | 176 | https://www.unikeyic.com/media/datasheet/d7/82/d4f3/d782d4f35a593ed041e8c0bd5de2a477.pdf | https://www.unikeyic.com/products/current-sensors/hs1v-600-h03/1013717088.html
HS2V 1200 H00 | CHIPSENSE | 7: 15.7678 14: 15.505 21: 15.1108 28: 14.7166 | HS2V | - | Industrial |  | - |  |  | HS2V 1200 H00 CHIPSENSE | [5 empty] | - | - | - | - | - |  | panel mount |  | -40℃~85℃ |  |  | - | [5 empty] | - |  |  |  | - |  |  |  |  | 7 | https://www.unikeyic.com/media/datasheet/83/e4/21af/83e421afca9d481060edba62e6bc5360.pdf | https://www.unikeyic.com/products/current-sensors/hs2v-1200-h00/1013718069.html
HS2V 1500 H00 | CHIPSENSE | 5: 16.3985 10: 16.1252 15: 15.7152 20: 15.3053 | HS2V | - | Industrial |  | - |  |  | HS2V 1500 H00 CHIPSENSE | [5 empty] | - | - | - | - | - |  | panel mount |  | -40℃~85℃ |  |  | - | [5 empty] | - |  |  |  | - |  |  |  |  | 5 | https://www.unikeyic.com/media/datasheet/83/e4/21af/83e421afca9d481060edba62e6bc5360.pdf | https://www.unikeyic.com/products/current-sensors/hs2v-1500-h00/1013723658.html
HS2V 200 H00 | CHIPSENSE | 15: 12.1412 30: 11.9388 45: 11.6353 60: 11.3318 | HS2V | - | Industrial |  | - |  |  | HS2V 200 H00 CHIPSENSE | [5 empty] | - | - | - | - | - |  | panel mount |  | -40℃~85℃ |  |  | - | [5 empty] | - |  |  |  | - |  |  |  |  | 205 | https://www.unikeyic.com/media/datasheet/83/e4/21af/83e421afca9d481060edba62e6bc5360.pdf | https://www.unikeyic.com/products/current-sensors/hs2v-200-h00/1013721209.html
HS2V 300 H05 | CHIPSENSE | 15: 12.6142 30: 12.404 45: 12.0887 60: 11.7733 | HS2V | - | Industrial |  | - |  |  | HS2V 300 H05 CHIPSENSE | [5 empty] | - | - | - | - | - |  | panel mount |  | -40℃~85℃ |  |  | - | [5 empty] | - |  |  |  | - |  |  |  |  | 226 | https://www.unikeyic.com/media/datasheet/06/07/15ac/060715ac5827386fdc1c9735ed17e495.pdf | https://www.unikeyic.com/products/current-sensors/hs2v-300-h05/1013720176.html
HS2V 400 H00 | CHIPSENSE | 3: 12.9296 6: 12.7142 9: 12.3909 12: 12.0676 | HS2V | - | Industrial |  | - |  |  | HS2V 400 H00 CHIPSENSE | [5 empty] | - | - | - | - | - |  | panel mount |  | -40℃~85℃ |  |  | - | [5 empty] | - |  |  |  | - |  |  |  |  | 3 | https://www.unikeyic.com/media/datasheet/83/e4/21af/83e421afca9d481060edba62e6bc5360.pdf | https://www.unikeyic.com/products/current-sensors/hs2v-400-h00/1013718826.html
HS2V 500 H00 | CHIPSENSE | 15: 13.8757 30: 13.6444 45: 13.2975 60: 12.9506 | HS2V | - | Industrial |  | - |  |  | HS2V 500 H00 CHIPSENSE | [5 empty] | - | - | - | - | - |  | panel mount |  | -40℃~85℃ |  |  | - | [5 empty] | - |  |  |  | - |  |  |  |  | 34 | https://www.unikeyic.com/media/datasheet/83/e4/21af/83e421afca9d481060edba62e6bc5360.pdf | https://www.unikeyic.com/products/current-sensors/hs2v-500-h00/1013723257.html
HS2V 600 H05 | CHIPSENSE | 1: 14.5064 2: 14.2646 3: 13.9019 4: 13.5393 | HS2V | - | Industrial |  | - |  |  | HS2V 600 H05 CHIPSENSE | [5 empty] | - | - | - | - | - |  | panel mount |  | -40℃~85℃ |  |  | - | [5 empty] | - |  |  |  | - |  |  |  |  | 1 | https://www.unikeyic.com/media/datasheet/06/07/15ac/060715ac5827386fdc1c9735ed17e495.pdf | https://www.unikeyic.com/products/current-sensors/hs2v-600-h05/1013720496.html
HS2V 800 H00 | CHIPSENSE | 7: 14.8218 14: 14.5747 21: 14.2042 28: 13.8336 | HS2V | - | Industrial |  | - |  |  | HS2V 800 H00 CHIPSENSE | [5 empty] | - | - | - | - | - |  | panel mount |  | -40℃~85℃ |  |  | - | [5 empty] | - |  |  |  | - |  |  |  |  | 7 | https://www.unikeyic.com/media/datasheet/83/e4/21af/83e421afca9d481060edba62e6bc5360.pdf | https://www.unikeyic.com/products/current-sensors/hs2v-800-h00/1013723345.html
HS3V 500 H05 | CHIPSENSE | 5: 14.1911 10: 13.9545 15: 13.5997 20: 13.245 | HS3V | - | Industrial |  | - |  |  | HS3V 500 H05 CHIPSENSE | [5 empty] | - | - | - | - | - |  | panel mount |  | -40℃~85℃ |  |  | - | [5 empty] | - |  |  |  | - |  |  |  |  | 5 | https://www.unikeyic.com/media/datasheet/06/07/15ac/060715ac5827386fdc1c9735ed17e495.pdf | https://www.unikeyic.com/products/current-sensors/hs3v-500-h05/1013718722.html
HS3V 800 H05 | CHIPSENSE | 5: 14.8218 10: 14.5747 15: 14.2042 20: 13.8336 | HS3V | - | Industrial |  | - |  |  | HS3V 800 H05 CHIPSENSE | [5 empty] | - | - | - | - | - |  | panel mount |  | -40℃~85℃ |  |  | - | [5 empty] | - |  |  |  | - |  |  |  |  | 5 | https://www.unikeyic.com/media/datasheet/06/07/15ac/060715ac5827386fdc1c9735ed17e495.pdf | https://www.unikeyic.com/products/current-sensors/hs3v-800-h05/1013720066.html
HSNDR 900-R00 | LEM | 1: 37.098 5: 33.9768 10: 32.8201 25: 31.4375 50: 30.4932 192: 28.8795 | 2.22 6μs 4.75V 20mA 5.25V Unidirectional ±0.5% 900A ±3% base mount | ±3% | Industrial |  | 900A | [8 empty] | ±0.5% | Unidirectional | 5.25V | 20mA | 4.75V |  | base mount |  | -40℃~125℃ |  |  | - | [5 empty] | 6μs |  |  | bulk | 2.22 |  |  |  |  | 115 | https://www.unikeyic.com/media/about_us/Unikey_ISO_9001_Certification.pdf | https://www.unikeyic.com/products/current-sensors/hsndr-900-r00/726835252.html
HTA 100-S | LEM | 1+: 87.4659 10+: 85.8756 50+: 85.8756 | LEM Current Transformer, HTA Series, 300A, Turns Ratio 300:1 | [38 empty] | 21 | https://www.unikeyic.com/media/datasheet/6b/7c/ab09/6b/3092c47a7de78c36a2040ba29eeaf812.pdf | https://www.unikeyic.com/products/current-sensors/hta-100-s/5531703.html
HTA 1000S | LEM | 1: 86.9031 | LEM Current Transformer, HTA Series, 1000A, Turns Ratio 1000:1 | ±1% |  |  |  | 1000A | 25mA |  | AC/DC | DC ~ 50kHz |  |  |  | ±0.5% |  |  |  |  | Not Applicable |  | Chassis Mount |  | -25°C ~ 85°C | Ratiometric, Voltage |  |  | Module | Bulk | Bidirectional |  |  | 3µs |  |  | - | Hall Effect, Open Loop | HTA | - | ±15V | 22 | https://www.unikeyic.com/media/datasheet/6b/7c/ab09/6b/3092c47a7de78c36a2040ba29eeaf812.pdf | https://www.unikeyic.com/products/current-sensors/hta-1000s/11249977.html
HTA 600-S | LEM | 1: 90.4534 | LEM Current Transformers, HTAseries, 600A, turns_ratio 600:1 | ±1% | Industrial |  | 600A |  |  | HTA 600-S LEM |  |  |  |  | 17mm(width)*70mm(height) | ±0.5% | Bidirectional | - | 25mA | - |  | base mount |  | -25℃~85℃ |  |  | - | [5 empty] | 3μs |  |  | bulk | - |  |  |  |  | 14 | https://www.unikeyic.com/media/datasheet/6b/7c/ab09/6b/3092c47a7de78c36a2040ba29eeaf812.pdf | https://www.unikeyic.com/products/current-sensors/hta-600-s/22918568.html
HTB 100-P | LEM | 1: 10.1565 10: 9.7084 100: 9.431 | LEM Current Transformers, HTBseries, 300A, turns_ratio 300:1 | ±1% |  |  |  | 100A | 15mA |  | AC/DC | DC ~ 50kHz |  |  |  | ±1% |  |  |  |  | Not Applicable |  | - |  | -40°C ~ 80°C | Ratiometric, Voltage |  |  | Module, Single Pass Through | Tray | Bidirectional |  |  | 3µs |  |  | - | Hall Effect, Open Loop | HTB | - | ±12V ~ 15V |  | https://www.unikeyic.com/media/datasheet/73/01/067e/db/c93072c3c299adb3520d522e34054031.pdf | https://www.unikeyic.com/products/current-sensors/htb-100-p/35064105.html
HTB 100-TP | LEM | 1: 24.2593 10: 23.8261 25: 23.8261 50: 23.8261 | 3μs 15mA Bidirectional ±1% 100A ±1% Through hole mounting | ±1% |  |  |  | 100A | 15mA |  | AC/DC | DC ~ 50kHz |  |  |  | ±1% |  |  |  |  | Not Applicable |  | Through Hole |  | -40°C ~ 80°C | Ratiometric, Voltage |  |  | Module, Single Pass Through | Bulk | Bidirectional |  |  | 3µs |  |  | - | Hall Effect, Open Loop | HTB | - | ±12V ~ 15V | 38 | https://www.unikeyic.com/media/datasheet/73/01/067e/db/c93072c3c299adb3520d522e34054031.pdf | https://www.unikeyic.com/products/current-sensors/htb-100-tp/10970304.html
HTB 200-P | LEM | 1: 23.1629 5: 22.8066 10: 22.272 | 3μs 15mA Bidirectional ±1% 200A ±1% | ±1% |  |  |  | 200A | 15mA |  | AC/DC | DC ~ 50kHz |  |  |  | ±1% |  |  |  |  | Not Applicable |  | - |  | -40°C ~ 80°C | Ratiometric, Voltage |  |  | Module, Single Pass Through | Tray | Bidirectional |  |  | 3µs |  |  | - | Hall Effect, Open Loop | HTB | - | ±12V ~ 15V | 100 | https://www.unikeyic.com/media/datasheet/73/01/067e/db/c93072c3c299adb3520d522e34054031.pdf | https://www.unikeyic.com/products/current-sensors/htb-200-p/35069839.html
HTB 50-P | LEM | 1: 22.6819 5: 20.6502 10: 19.8993 25: 19.0013 50: 18.3886 100: 17.8272 500: 16.6982 | LEM Current Transformers, HTBseries, 150A, turns_ratio 150:1 | ±1% |  |  |  | 50A | 15mA |  | AC/DC | DC ~ 50kHz |  |  |  | ±1% |  |  |  |  | Not Applicable |  | - |  | -40°C ~ 80°C | Ratiometric, Voltage |  |  | Module, Single Pass Through | Tray | Bidirectional |  |  | 3µs | 1026531 |  | - | Hall Effect, Open Loop | HTB | - | ±12V ~ 15V | 263 | https://www.unikeyic.com/media/datasheet/73/01/067e/db/c93072c3c299adb3520d522e34054031.pdf | https://www.unikeyic.com/products/current-sensors/htb-50-p/35053800.html
HTB 50-TP | LEM | 1: 23.6088 5: 21.5114 10: 20.7317 25: 19.8016 50: 19.1665 100: 18.5851 500: 17.4151 | 3μs 15mA Bidirectional ±1% 50A ±1% Through hole mounting | ±1% |  |  |  | 50A | 15mA |  | AC/DC | DC ~ 50kHz |  |  |  | ±1% |  |  |  |  | Not Applicable |  | Through Hole |  | -40°C ~ 80°C | Ratiometric, Voltage |  |  | Module, Single Pass Through | Bulk | Bidirectional |  |  | 3µs |  |  | - | Hall Effect, Open Loop | HTB | - | ±12V ~ 15V | 33 | https://www.unikeyic.com/media/datasheet/12/ae/34c0/12/a87b0c7949112b9c385870c85ecc0994.pdf | https://www.unikeyic.com/products/current-sensors/htb-50-tp/23500698.html
HTFS 200-P | LEM | 1: 24.9763 10: 24.5303 25: 24.5303 50: 24.0843 100: 24.0843 | LEM Current Transformers, HTFSseries, 300A, turns_ratio 300:1 | ±1% |  |  |  | 200A | 25mA |  | AC/DC | DC ~ 240kHz |  |  |  | ±0.5% |  |  |  |  | 1 (Unlimited) |  | Through Hole |  | -40°C ~ 105°C | Ratiometric, Voltage |  |  | Module | Tube | Bidirectional |  |  | 3.5µs | 2038986 |  | - | Hall Effect, Open Loop | HTFS | - | 5V | 1254 | https://www.unikeyic.com/media/datasheet/c0/4c/7829/c0/ca0e9a297ec5fec3bd95227b8b1c1210.pdf | https://www.unikeyic.com/products/current-sensors/htfs-200-p/11331618.html
HTFS 400-P | LEM | 1: 22.7177 | LEM Current Transformer, HTFS Series, 600A, 600:1 Turns Ratio | ±1% |  |  |  | 400A | 25mA |  | AC/DC | DC ~ 240kHz |  |  |  | ±0.5% |  |  |  |  | 1 (Unlimited) |  | Through Hole |  | -40°C ~ 105°C | Ratiometric, Voltage |  |  | Module | Tube | Bidirectional |  |  | 3.5µs | 2038987 |  | - | Hall Effect, Open Loop | HTFS | - | 5V | 7977 | https://www.unikeyic.com/media/datasheet/c0/4c/7829/c0/ca0e9a297ec5fec3bd95227b8b1c1210.pdf | https://www.unikeyic.com/products/current-sensors/htfs-400-p/34982991.html
HTFS 600-P | LEM | 1: 32.4281 5: 31.9648 10: 31.27 |  | - |  |  | - | [8 empty] | - | - | - | - | - | [6 empty] | - | [5 empty] | - |  |  |  | - |  |  |  |  | 6 | https://www.unikeyic.com/media/about_us/Unikey_ISO_9001_Certification.pdf | https://www.unikeyic.com/products/current-sensors/htfs-600-p/683218273.html
HTFS 800-P | LEM | 1: 26.7472 10: 26.2695 25: 26.2695 50: 26.2695 | LEM Current Transformers, HTFSseries, 1200A, turns_ratio 1200:1 | ±1% |  |  |  | 800A | 25mA |  | AC/DC | DC ~ 240kHz |  |  |  | ±0.5% |  |  |  |  | 1 (Unlimited) |  | Through Hole |  | -40°C ~ 105°C | Ratiometric, Voltage |  |  | Module | Bulk | Bidirectional |  |  | 3.5µs |  |  | - | Hall Effect, Open Loop | HTFS | - | 5V | 322 | https://www.unikeyic.com/media/datasheet/c0/4c/7829/c0/ca0e9a297ec5fec3bd95227b8b1c1210.pdf | https://www.unikeyic.com/products/current-sensors/htfs-800-p/11155205.html
HTR 100-SB | LEM | 1: 152.6706 5: 139.7422 10: 136.246 | LEM Current Transformers, HTRseries, 100A, turns_ratio 200:1 | ±2% |  |  | 100A | [7 empty] | 46mm(width)*69mm(height) | ±1% | Bidirectional | 15V | 20mA | 12V |  | base mount |  |  |  |  | - | [5 empty] | 10μs |  |  | bulk | - |  |  |  |  | 19 | https://www.unikeyic.com/media/about_us/Unikey_ISO_9001_Certification.pdf | https://www.unikeyic.com/products/current-sensors/htr-100-sb/21241307.html
HTR 200-SB | LEM | 1: 164.4929 5: 150.5629 10: 146.7965 | LEM Current Transformers, HTRseries, 200A, turns_ratio 400:1 | ±2% |  |  | 200A | [7 empty] | 46mm(width)*69mm(height) | ±1% | Bidirectional | 15V | 20mA | 12V |  | base mount |  | -10℃~70℃ |  |  | - | [5 empty] | 10μs |  |  | bulk | - |  |  |  |  | 72 | https://www.unikeyic.com/media/about_us/Unikey_ISO_9001_Certification.pdf | https://www.unikeyic.com/products/current-sensors/htr-200-sb/32496378.html
HTR 300-SB | LEM | 1: 192.8812 5: 176.5432 10: 172.1316 | LEM Current Transformers, HTRseries, 300A, turns_ratio 600:1 | ±2% |  |  |  | 300A | 20mA |  | AC/DC | DC ~ 10kHz |  |  |  | ±1% |  |  |  |  | 1 (Unlimited) |  | Chassis Mount |  | -10°C ~ 70°C | Ratiometric, Voltage |  |  | Module | Bulk | Bidirectional |  |  | 10µs |  |  | - | Hall Effect, Open Loop | HTR | - | ±12V ~ 15V | 7 | https://www.unikeyic.com/media/datasheet/95/31/4267/95/af9416f2632983bb6f903edb2abc9c4a.pdf | https://www.unikeyic.com/products/current-sensors/htr-300-sb/11196806.html
HTR 400-SB | LEM | 1: 154.1495 5: 151.3468 10: 151.3468 25: 151.3468 | LEM Current Transformers, HTRseries, 400A, turns_ratio 800:1 | ±2% |  |  | 400A | [7 empty] | 46mm(width)*69mm(height) | ±1% | Bidirectional | 15V | 20mA | 12V |  | base mount |  | -10℃~70℃ |  |  | - | [5 empty] | 10μs |  |  | bulk | - |  |  |  |  | 9 | https://www.unikeyic.com/media/about_us/Unikey_ISO_9001_Certification.pdf | https://www.unikeyic.com/products/current-sensors/htr-400-sb/19625943.html
HX 03-P | LEM | 1: 19.3244 6: 15.0719 12: 14.4022 | LEM Current Transformer, HX Series, 3A | ±1% |  |  |  | 3A | 15mA |  | AC/DC | 50kHz |  |  |  | ±1% |  |  |  |  | Not Applicable |  | Through Hole |  | -25°C ~ 85°C | Ratiometric, Voltage |  |  | Module | Tray | Bidirectional |  |  | 3µs |  |  | - | Hall Effect, Open Loop | HX | - | ±15V | 206 | https://www.unikeyic.com/media/datasheet/fb/6d/68ef/fb/454441fcad741af54321442ff8227365.pdf | https://www.unikeyic.com/products/current-sensors/hx-03-p/35037821.html
HX 05-P | LEM | 1: 19.3244 6: 15.0719 12: 14.4022 | LEM Current Transformer, HX Series, 5A | ±1% |  |  |  | 5A | 15mA |  | AC/DC | 50kHz |  |  |  | ±1% |  |  |  |  | Not Applicable |  | Through Hole |  | -25°C ~ 85°C | Ratiometric, Voltage |  |  | Module | Tray | Bidirectional |  |  | 3µs |  |  | - | Hall Effect, Open Loop | HX | - | ±15V | 146 | https://www.unikeyic.com/media/datasheet/fb/6d/68ef/fb/454441fcad741af54321442ff8227365.pdf | https://www.unikeyic.com/products/current-sensors/hx-05-p/35042485.html
HX 05-P/SP2 | LEM | 1: 20.1886 | LEM HX Series Current Transformer, 5A | ±1% | Industrial |  | 5A |  |  | HX 05-P/SP2 LEM |  |  |  |  | 23.8mm(width)*23.7mm(height) | ±1% | Unidirectional | 15V | 15mA | 12V |  | Through hole mounting |  | -25℃~85℃ |  |  | - | [5 empty] | 3μs |  |  | bulk | - |  |  |  |  | 185 | https://www.unikeyic.com/media/datasheet/b0/00/0a85/b0/673ee9a29a0ccbe04b76f2c83e7264eb.pdf | https://www.unikeyic.com/products/current-sensors/hx-05-p-sp2/22831115.html
HX 05-P/SP31 | LEM | 5: 23.549 10: 19.3024 50: 19.3024 100: 16.021 200: 13.8978 500: 12.7396 | 5μs 20mA Bidirectional ±1% 5A ±1.5% Through hole mounting | ±1.5% | Industrial |  | 5A | [8 empty] | ±1% | Bidirectional | - | 20mA | - |  | Through hole mounting |  | -25℃~85℃ |  |  | - | [5 empty] | 5μs |  |  | bulk | - |  |  |  |  | 2000 | https://www.unikeyic.com/media/about_us/Unikey_ISO_9001_Certification.pdf | https://www.unikeyic.com/products/current-sensors/hx-05-p-sp31/694470670.html
HX 10-P | LEM | 1: 21.8474 6: 17.0383 12: 16.2816 | LEM Current Transformers, HXseries, 10A | ±1% |  |  |  | 10A | 15mA |  | AC/DC | 50kHz |  |  |  | ±1% |  |  |  |  | Not Applicable |  | Through Hole |  | -25°C ~ 85°C | Ratiometric, Voltage |  |  | Module | Tray | Bidirectional |  |  | 3µs |  |  | - | Hall Effect, Open Loop | HX | - | ±15V | 80 | https://www.unikeyic.com/media/datasheet/fb/6d/68ef/fb/454441fcad741af54321442ff8227365.pdf | https://www.unikeyic.com/products/current-sensors/hx-10-p/34942281.html
HX 10-P/SP2 | LEM | 1: 15.101 10: 14.8313 25: 14.8313 50: 14.5616 100: 14.5616 | LEM Current Transformer, HX Series, 10A | ±1% | Industrial |  | 10A |  |  | HX 10-P/SP2 LEM |  |  |  |  | 30.2mm(height) | ±1% | Unidirectional | 15V | 15mA | 12V |  | Through hole mounting |  | -25℃~85℃ |  |  | - | [5 empty] | 3μs |  |  | bulk | - |  |  |  |  | 117 | https://www.unikeyic.com/media/datasheet/b0/00/0a85/b0/673ee9a29a0ccbe04b76f2c83e7264eb.pdf | https://www.unikeyic.com/products/current-sensors/hx-10-p-sp2/23151600.html
HX 15P/SP2 | LEM | 5: 22.1978 10: 18.1443 50: 18.1443 100: 15.0559 200: 13.1257 500: 12.1605 | LEM Current Transformers, HXseries, 15A | ±1% | Industrial |  | 15A |  |  | HX 15P/SP2 LEM |  |  |  |  | 30.2mm(height) | ±1% | Unidirectional | 15V | 15mA | 12V |  | Through hole mounting |  | -25℃~85℃ |  |  | - | [5 empty] | 3μs |  |  | bulk | - |  |  |  |  | 2000 | https://www.unikeyic.com/media/datasheet/b0/00/0a85/b0/673ee9a29a0ccbe04b76f2c83e7264eb.pdf | https://www.unikeyic.com/products/current-sensors/hx-15p-sp2/34224948.html
HX 20-P | LEM | 1: 14.7931 5: 13.3952 10: 12.8797 25: 12.2644 50: 11.8443 300: 10.9152 600: 10.6085 | LEM Current Transformers, HXseries, 20A | ±1% |  |  |  | 20A | 15mA |  | AC/DC | 50kHz |  |  |  | ±1% |  |  |  |  | Not Applicable |  | Through Hole |  | -25°C ~ 85°C | Ratiometric, Voltage |  |  | Module | Tray | Bidirectional |  |  | 3µs | 1026529 |  | - | Hall Effect, Open Loop | HX | - | ±15V | 2 | https://www.unikeyic.com/media/datasheet/fb/6d/68ef/fb/454441fcad741af54321442ff8227365.pdf | https://www.unikeyic.com/products/current-sensors/hx-20-p/11315312.html
HX 20-P/SP30 | LEM | 5: 22.9699 10: 18.7234 50: 18.7234 100: 15.635 200: 13.5117 500: 12.5466 |  | - |  |  | - | [8 empty] | - | - | - | - | - | [6 empty] | - | [5 empty] | - |  |  | bulk | - |  |  |  |  | 2000 | https://www.unikeyic.com/media/about_us/Unikey_ISO_9001_Certification.pdf | https://www.unikeyic.com/products/current-sensors/hx-20-p-sp30/694474027.html
HX 25-P | LEM | 1: 19.7166 6: 15.6055 12: 15.0253 | LEM Current Transformer, HX Series, 25A | ±1% |  |  |  | 25A | 15mA |  | AC/DC | 50kHz |  |  |  | ±1% |  |  |  |  | Not Applicable |  | Through Hole |  | -25°C ~ 85°C | Ratiometric, Voltage |  |  | Module | Bulk | Bidirectional |  |  | 3µs | 2172840 |  | - | Hall Effect, Open Loop | HX | - | ±15V | 97 | https://www.unikeyic.com/media/datasheet/fb/6d/68ef/fb/454441fcad741af54321442ff8227365.pdf | https://www.unikeyic.com/products/current-sensors/hx-25-p/11194122.html
HX 25-P/SP30 | LEM | 5: 22.9699 10: 18.7234 50: 18.7234 100: 15.635 200: 13.5117 500: 12.5466 | 3μs 15mA Bidirectional ±1% 25A ±1% TH | ±1% | Industrial |  | 25A | [8 empty] | ±1% | Bidirectional | - | 15mA | - |  | Through hole mounting |  | -25℃~85℃ |  |  | - | [5 empty] | 3μs |  |  | bulk | - |  |  |  |  | 2000 | https://www.unikeyic.com/media/about_us/Unikey_ISO_9001_Certification.pdf | https://www.unikeyic.com/products/current-sensors/hx-25-p-sp30/695498381.html
HX 50-P | LEM | 1: 22.7792 5: 20.7367 10: 19.9825 25: 19.0817 50: 18.4666 300: 17.1053 600: 16.6556 | LEM Current Transformer, HX Series, 50A | ±1% |  |  |  | 50A | 15mA |  | AC/DC | 50kHz |  |  |  | ±1% |  |  |  |  | Not Applicable |  | Through Hole |  | -25°C ~ 85°C | Ratiometric, Voltage |  |  | Module | Tray | Bidirectional |  |  | 3µs | 1026530 |  | - | Hall Effect, Open Loop | HX | - | ±15V | 108 | https://www.unikeyic.com/media/datasheet/fb/6d/68ef/fb/454441fcad741af54321442ff8227365.pdf | https://www.unikeyic.com/products/current-sensors/hx-50-p/10967687.html
HX 50-P/SP13 | LEM | 5: 35.3235 10: 28.9537 50: 28.9537 100: 24.128 200: 20.8466 500: 19.3024 | 3μs 15mA Unidirectional ±1% 50A ±1% Through hole mounting | ±1% | Industrial |  | 50A | [8 empty] | ±1% | Unidirectional | - | 15mA | - |  | Through hole mounting |  |  |  |  | - | [5 empty] | 3μs |  |  | bulk | - |  |  |  |  | 2000 | https://www.unikeyic.com/media/about_us/Unikey_ISO_9001_Certification.pdf | https://www.unikeyic.com/products/current-sensors/hx-50-p-sp13/694467453.html
HX 50-P/SP9 | LEM | 5: 29.5327 10: 24.3211 50: 24.3211 100: 20.0745 200: 17.5652 500: 16.214 |  | - |  |  | - | [8 empty] | - | - | - | - | - | [6 empty] | - | [5 empty] | - |  |  | bulk | - |  |  |  |  | 2000 | https://www.unikeyic.com/media/about_us/Unikey_ISO_9001_Certification.pdf | https://www.unikeyic.com/products/current-sensors/hx-50-p-sp9/694465827.html
HXN 05-P | LEM | 5: 20.0745 10: 16.4071 50: 16.4071 100: 13.7047 200: 11.9675 500: 11.0024 | 3μs 15mA Bidirectional ±1% 5A ±1% Through hole mounting | ±1% | Industrial |  | 5A |  |  | HXN 05-P LEM | [5 empty] | ±1% | Bidirectional | - | 15mA | - |  | Through hole mounting |  | -25℃~85℃ |  |  | - | [5 empty] | 3μs |  |  | bulk | - |  |  |  |  | 2000 | https://www.unikeyic.com/media/datasheet/59/54/25f8/59/e43640c8ff4eb8219272689b5878f844.pdf | https://www.unikeyic.com/products/current-sensors/hxn-05-p/694504836.html
HXN 15-P | LEM | 5: 20.0745 10: 16.4071 50: 16.4071 100: 13.7047 200: 11.9675 500: 11.0024 |  | - |  |  | - | [8 empty] | - | - | - | - | - | [6 empty] | - | Plugins |  |  |  |  | - |  |  |  | - |  |  |  |  | 2000 | https://www.unikeyic.com/media/about_us/Unikey_ISO_9001_Certification.pdf | https://www.unikeyic.com/products/current-sensors/hxn-15-p/24819105.html
HXS 20-NP | LEM | 1: 12.7109 10: 11.8635 25: 11.6516 50: 11.6516 100: 11.6516 | LEM Current Transformer, HXS Series, 60A, Turns Ratio 60:1 | ±1% |  |  |  | 5A, 10A, 20A (Selectable) | 19mA |  | AC/DC | DC ~ 50kHz |  |  |  | ±0.5% |  |  |  |  | 1 (Unlimited) |  | Through Hole |  | -40°C ~ 105°C | Ratiometric, Voltage |  |  | Module | Tube | Bidirectional |  |  | 5µs | 1026516 |  | - | Hall Effect, Open Loop | HXS | - | 5V | 1188 | https://www.unikeyic.com/media/datasheet/73/01/067e/9e/44bc540ab9cb5bd23aee11d4f4d943c3.pdf | https://www.unikeyic.com/products/current-sensors/hxs-20-np/35034731.html
HXS 20-NP/SP2 | LEM | 1: 19.3763 | 5μs 22mA Bidirectional ±0.5% 5A, 10A, 20A(Selectable) ±1% TH | ±1% | Industrial |  | 5A, 10A, 20A(Selectable) |  |  | HXS 20-NP/SP2 LEM | [5 empty] | ±0.5% | Bidirectional | - | 22mA | - |  | Through hole mounting |  | -40℃~105℃ |  |  | - |  |  |  |  | Stop production | 5μs |  |  | bulk | - |  |  |  |  | 283 | https://www.unikeyic.com/media/datasheet/1b/86/bda1/1b86bda1b2c4c6665015913cea5317b6.pdf | https://www.unikeyic.com/products/current-sensors/hxs-20-np-sp2/34977898.html
HY 10-P | LEM | 1: 25.0415 10: 24.5944 25: 24.5944 | 3μs 10mA Bidirectional ±1% 10A ±1% TH Transistor | ±1% |  |  |  | 10A | 10mA |  | AC/DC | DC ~ 50kHz |  |  |  | ±1% |  |  |  |  | 1 (Unlimited) |  | Through Hole |  | -10°C ~ 80°C | Ratiometric, Voltage |  |  | Module | Tray | Bidirectional |  |  | 3µs |  |  | - | Hall Effect, Open Loop | HY | - | ±12V ~ 15V | 187 | https://www.unikeyic.com/media/datasheet/73/01/067e/72/39bf15181fe44ce82fb2acb94bd220be.pdf | https://www.unikeyic.com/products/current-sensors/hy-10-p/11298567.html
HY 15-P | LEM | 5: 36.2886 10: 29.7258 50: 29.7258 100: 24.7071 200: 21.4257 500: 19.8815 | 3μs 10mA Bidirectional ±1% 15A ±1% TH | ±1% |  |  |  | 15A | 10mA |  | AC/DC | DC ~ 50kHz |  |  |  | ±1% |  |  |  |  | 1 (Unlimited) |  | Through Hole |  | -10°C ~ 80°C | Ratiometric, Voltage |  |  | Module | Tray | Bidirectional |  |  | 3µs | 2658943 |  | - | Hall Effect, Open Loop | HY | - | ±12V ~ 15V | 2000 | https://www.unikeyic.com/media/datasheet/73/01/067e/72/39bf15181fe44ce82fb2acb94bd220be.pdf | https://www.unikeyic.com/products/current-sensors/hy-15-p/35051950.html
HY 25-P/SP1 | LEM | 5: 36.2886 10: 29.7258 50: 29.7258 100: 24.7071 200: 21.4257 500: 19.8815 | 5μs 10mA Bidirectional ±1% 25A ±2% Through hole mounting | ±2% |  |  | 25A | [8 empty] | ±1% | Bidirectional | - | 10mA | - |  | Through hole mounting |  | -10℃~75℃ |  |  | - | [5 empty] | 5μs |  |  | bulk | - |  |  |  |  | 2000 | https://www.unikeyic.com/media/about_us/Unikey_ISO_9001_Certification.pdf | https://www.unikeyic.com/products/current-sensors/hy-25-p-sp1/871396347.html
HY 5-P | LEM | 1: 36.0586 10: 27.5235 25: 25.1113 | LEM Current Transformers, HYseries, 5A, turns_ratio 15:1 | ±1% |  |  |  | 5A | 10mA |  | AC/DC | DC ~ 50kHz |  |  |  | ±1% |  |  |  |  | 1 (Unlimited) |  | Through Hole |  | -10°C ~ 80°C | Ratiometric, Voltage |  |  | Module | Tray | Bidirectional |  |  | 3µs | 2658942 |  | - | Hall Effect, Open Loop | HY | - | ±12V ~ 15V | 160 | https://www.unikeyic.com/media/datasheet/73/01/067e/72/39bf15181fe44ce82fb2acb94bd220be.pdf | https://www.unikeyic.com/products/current-sensors/hy-5-p/34984457.html
ICD-A-500-CAN1-12 | ISABELLENHUETTE | 1: 355.104 24: 254.9646 | Bidirectional TVS Diode, 5.5V, 26V, 500A, ±0.1%, ±0.8%, Base Mount | ±0.8% |  |  |  | ±500A | 50mA |  | DC | - |  |  |  | ±0.1% |  |  |  |  | 1 (Unlimited) |  | Chassis Mount |  | -40°C ~ 105°C | CAN Bus |  |  | Module | Tray | Bidirectional |  |  | - | 16836495 |  | - | Current Sensor | ICD |  | 5.5V ~ 26V | 47 | https://www.unikeyic.com/media/about_us/Unikey_ISO_9001_Certification.pdf | https://www.unikeyic.com/products/current-sensors/icd-a-500-can1-12/11055149.html
ICD-A-500-CAN2-12 | ISABELLENHUETTE | 1: 352.0152 24: 252.6417 | 5.5V 50mA 26V Bidirectional ±0.1% ±500A ±0.8% base mount | ±0.8% |  |  |  | ±500A | 50mA |  | DC | - |  |  |  | ±0.1% |  |  |  |  | 1 (Unlimited) |  | Chassis Mount |  | -40°C ~ 105°C | - |  |  | Module | Tray | Bidirectional |  |  | - |  |  | - | Current Sensor | ICD |  | 5.5V ~ 26V | 37 | https://www.unikeyic.com/media/about_us/Unikey_ISO_9001_Certification.pdf | https://www.unikeyic.com/products/current-sensors/icd-a-500-can2-12/11077812.html
IN 100-S | LEM | 1: 999.6585 5: 985.3777 10: 963.9564 |  | - |  |  | - |  |  | IN 100-S LEM | [5 empty] | - | - | - | - | - | [6 empty] | - | [5 empty] | - |  |  | boxed | - |  |  |  |  | 14 | https://www.unikeyic.com/media/datasheet/1a/68/4ab9/1a684ab9f5b6796137537503066c9a6d.pdf | https://www.unikeyic.com/products/current-sensors/in-100-s/682925481.html
IN 2000-SB | LEM | 1: 6196.7723 | CURRENT SEN FLUX GATE/CL 2000A | - |  |  | - |  |  | IN 2000-SB LEM | [5 empty] | - | - | - | - | - | [6 empty] | - | [5 empty] | - |  |  | boxed | - |  |  |  |  | 2 | https://www.unikeyic.com/media/datasheet/f5/ba/2140/f5ba21401fff4e8577156dd7959bd470.pdf | https://www.unikeyic.com/products/current-sensors/in-2000-sb/726462199.html
IN1000-S | LEM | 1: 1647.5968 5: 1624.0597 10: 1588.7541 | 1μs 1.12A (Typ) Bidirectional ±0.0002% 1kA Base Mount | - | Industrial |  | 1KA |  |  | IN1000-S LEM | [5 empty] | ±0.0002% | Bidirectional | - | 1.12A (Typ) | - |  | base mount |  | -40℃~85℃ |  |  | - | [5 empty] | 1μs |  |  | boxed | - |  |  |  |  | 31 | https://www.unikeyic.com/media/datasheet/2b/09/0ed6/2b/90b1c30b1863435de44e97fae7e9654b.pdf | https://www.unikeyic.com/products/current-sensors/in1000-s/683109898.html
ISB-100-A-802 | ice components | 1: 29.8404 5: 27.3175 10: 26.3779 30: 25.0466 | 3μs ±0.6% 28mm × 21.2mm × 19.8mm | ±0.6% | Industrial |  | - |  |  | ISB-100-A-802 ice components |  |  |  |  | 28mm*21.2mm*19.8mm | - | - | - | - | - |  |  |  | -40℃~85℃ |  |  | - | [5 empty] | 3μs |  |  |  | - |  |  |  |  | 48 | https://www.unikeyic.com/media/datasheet/0b/b2/9b6d/0b/ff7b52ae98b976c3e70f14db0aa5e238.pdf | https://www.unikeyic.com/products/current-sensors/isb-100-a-802/11072438.html
ISOBLOCK I-FG-4C (25A 10V) | Verivolt | 1: 908.2451 | 5μs ±0.2% DIN Rail Mount Spring Mount | ±0.2% |  | ISOBLOCK I | [6 empty] | 0 ~ 25A | 1200V (Working) | [6 empty] | 1 (Unlimited) |  | DIN Rail |  | -25°C ~ 70°C | ±10V |  |  |  | Box |  |  |  | 5µs |  |  |  |  | IsoBlock I-FG |  | 9 ~ 28VDC | 9 | https://www.unikeyic.com/media/datasheet/c3/f8/9fda/c3/909e5b1263202bc7e7e8ea6433d484a1.pdf | https://www.unikeyic.com/products/current-sensors/isoblock-i-fg-4c-25a-10v/11271021.html
ISOBLOCK I-FG-4C (6A 10V) | Verivolt | 1+: 907.74 | Timer, 2.8μs ±0.2%, DIN Rail Mount, Spring Mount | [38 empty] | 20 |  | https://www.unikeyic.com/products/current-sensors/isoblock-i-fg-4c-6a-10v/10919418.html
ISOBLOCK I-ST-1C (10A 10V) | Verivolt | 1+: 457.3 5+: 430.546 10+: 420.5634 25+: 408.6081 | Timer 2.8μs ±0.2% DIN Rail Mount, Spring Mount, Screw Mount | [38 empty] | 33 | https://www.unikeyic.com/media/datasheet/5f/4f/66b7/5f/7b417e59e7fe000d930044a3222a4671.pdf | https://www.unikeyic.com/products/current-sensors/isoblock-i-st-1c-10a-10v/10906193.html
ISOBLOCK I-ST-1C (40A 10V) | Verivolt |  | 2.8μs ±0.2%, DIN Rail Mount, Spring Mount, Screw Mount | ±0.2% |  | ISOBLOCK I | [6 empty] | 0 ~ 40A | 2000V (Working) | [6 empty] | 1 (Unlimited) |  | DIN Rail |  | -25°C ~ 70°C | ±10V |  |  |  | Box |  |  |  | 2.8µs |  |  |  |  | IsoBlock I-ST |  | 9 ~ 28VDC |  | https://www.unikeyic.com/media/datasheet/13/b2/ed02/13b2ed02947cea062e1e1c5fd9669a62.pdf | https://www.unikeyic.com/products/current-sensors/isoblock-i-st-1c-40a-10v/35063175.html
ISOBLOCK V-1C (1000V 10V0.1%) | Verivolt | 1: 509.5038 | 2.8μs ±0.1% DIN Rail Mount, Spring Mount | ±0.1% |  | ISOBLOCK V-1C | [6 empty] | ±1000V | 1500V (Working) | [6 empty] | 1 (Unlimited) |  | DIN Rail |  | -25°C ~ 70°C | ±10V |  |  |  | Box |  |  |  | 2.8µs | 7400735 |  |  |  | IsoBlock V |  | 9 ~ 28VDC | 1 | https://www.unikeyic.com/media/datasheet/d4/44/7308/d4/880f929039be46765ddbd9f337cbdb3b.pdf | https://www.unikeyic.com/products/current-sensors/isoblock-v-1c-1000v-10v0-1/34961970.html
ISOBLOCK V-1C (100V 10V) | Verivolt | 1+: 345.0576 | Timer, 2.8μs ±0.2%, DIN Rail Mount, Spring Mount | [38 empty] | 20 | https://www.unikeyic.com/media/datasheet/d4/44/7308/d4/880f929039be46765ddbd9f337cbdb3b.pdf | https://www.unikeyic.com/products/current-sensors/isoblock-v-1c-100v-10v/35005893.html
ISOBLOCK V-1C (1500V 10V) | Verivolt | 1+: 418.6578 | Timer, 2.8μs ±0.2%, DIN Rail Mount, Spring Mount | [38 empty] | 67 | https://www.unikeyic.com/media/datasheet/d4/44/7308/d4/880f929039be46765ddbd9f337cbdb3b.pdf | https://www.unikeyic.com/products/current-sensors/isoblock-v-1c-1500v-10v/35021094.html
ISOBLOCK V-1C (300V 10V) | Verivolt | 1+: 345.384 | Timer, 2.8μs ±0.2%, DIN Rail Mount, Spring Mount | [38 empty] | 44 | https://www.unikeyic.com/media/datasheet/d4/44/7308/d4/880f929039be46765ddbd9f337cbdb3b.pdf | https://www.unikeyic.com/products/current-sensors/isoblock-v-1c-300v-10v/35063873.html
ISOBLOCK V-1C (500V 10V) | Verivolt | 1+: 345.5768 | Timer, 2.8μs ±0.2%, DIN Rail Mount, Spring Mount | [38 empty] | 40 | https://www.unikeyic.com/media/datasheet/d4/44/7308/d4/880f929039be46765ddbd9f337cbdb3b.pdf | https://www.unikeyic.com/products/current-sensors/isoblock-v-1c-500v-10v/35061857.html
ISOBLOCK V-1C (50V 10V) | Verivolt | 1+: 345.5768 | Timer, 2.8μs ±0.2%, DIN Rail Mount, Spring Mount | [38 empty] | 9 | https://www.unikeyic.com/media/datasheet/d4/44/7308/d4/880f929039be46765ddbd9f337cbdb3b.pdf | https://www.unikeyic.com/products/current-sensors/isoblock-v-1c-50v-10v/34967694.html
ISOBLOCK V-1C (750V 10V) | Verivolt | 1: 425.7462 | Sensor, 2.8μs, ±0.2%, DIN Rail Mount, Spring Mount | ±0.2% |  | ISOBLOCK V-1C | [6 empty] | ±750V | 1500V (Working) | [6 empty] | 1 (Unlimited) |  | DIN Rail |  | -25°C ~ 70°C | ±10V |  |  |  | Box |  |  |  | 2.8µs |  |  |  |  | IsoBlock V |  | 9 ~ 28VDC | 2 | https://www.unikeyic.com/media/datasheet/d4/44/7308/d4/880f929039be46765ddbd9f337cbdb3b.pdf | https://www.unikeyic.com/products/current-sensors/isoblock-v-1c-750v-10v/11077804.html
IT400-S | LEM | 1: 1094.0326 5: 1078.4035 10: 1054.96 |  | - |  |  | - | [8 empty] | - | - | - | - | - | [6 empty] | - | [5 empty] | - |  |  |  | - |  |  |  |  | 11 | https://www.unikeyic.com/media/about_us/Unikey_ISO_9001_Certification.pdf | https://www.unikeyic.com/products/current-sensors/it400-s/10269193.html
IT60-S | LEM | 1: 671.6358 5: 662.041 10: 647.6488 |  | - |  |  | - | [8 empty] | - | - | - | - | - | [6 empty] | - | [5 empty] | - |  |  |  | - |  |  |  |  | 25 | https://www.unikeyic.com/media/about_us/Unikey_ISO_9001_Certification.pdf | https://www.unikeyic.com/products/current-sensors/it60-s/683366732.html
IVT-S-100-U3-I-CAN2-12/24 | ISABELLENHUETTE | 1+: 406.1232 5+: 381.9463 24+: 362.5839 | TVS Diode, Bidirectional, 5.5V, 80mA, 40V, ±0.01%, ±100A, ±0.4%, Bracket Mount | [38 empty] | 364 |  | https://www.unikeyic.com/products/current-sensors/ivt-s-100-u3-i-can2-12-24/11126207.html
IVT-S-1K-U3-I-CAN1-12/24 | ISABELLENHUETTE | 1+: 489.4585 24+: 356.5745 | TVS Diode, Base Mount, 5.5V 80mA 40V Bi-directional ±0.01% ±1kA ±0.4% | [38 empty] | 47 |  | https://www.unikeyic.com/products/current-sensors/ivt-s-1k-u3-i-can1-12-24/11244970.html
IVT-S-2K5-U3-I-CAN2-12/24 | ISABELLENHUETTE | 1+: 514.6035 24+: 375.7394 | 5.5V 80mA 40V Bidirectional ±0.01% ±2.5kA ±0.4% Bracket Mount | [38 empty] | 94 |  | https://www.unikeyic.com/products/current-sensors/ivt-s-2k5-u3-i-can2-12-24/11176804.html
IVT-S-300-U0-I-CAN2-12/24 | ISABELLENHUETTE | 1: 413.0244 24: 298.6011 | TVS Diode, Bidirectional, 5.5V, 80mA, 40V, ±0.01%, ±300A, ±0.4%, Bracket Mount | ±0.4% |  |  |  | ±300A | 80mA |  | DC | - |  |  |  | 0.01% |  |  |  |  | 1 (Unlimited) |  | Chassis Mount |  | -40°C ~ 105°C (TA) | - |  |  | Module | Tray | Bidirectional |  |  | - | 16836585 |  | - | Current Sensor | IVT-S |  | 5.5V ~ 40V | 29 | https://www.unikeyic.com/media/about_us/Unikey_ISO_9001_Certification.pdf | https://www.unikeyic.com/products/current-sensors/ivt-s-300-u0-i-can2-12-24/11214768.html
IVT-S-300-U3-I-CAN1-12/24 | ISABELLENHUETTE | 1+: 479.088 24+: 348.6978 | TVS Diode, Bidirectional, 5.5V, 80mA, 40V, ±0.01%, ±300A, ±0.4%, Bracket Mount | [38 empty] | 22 |  | https://www.unikeyic.com/products/current-sensors/ivt-s-300-u3-i-can1-12-24/11036095.html
IVT-S-500-U3-I-CAN2-12/24 | ISABELLENHUETTE | 1+: 415.318 5+: 390.672 24+: 370.9339 | CURRENT SENSOR SHUNT 500A | [38 empty] | 442 |  | https://www.unikeyic.com/products/current-sensors/ivt-s-500-u3-i-can2-12-24/27263205.html
KIT - IVT-S-1K-U3-I-CAN2-12/24 W/ CONNECTOR | ISABELLENHUETTE | 1+: 454.7448 5+: 428.1185 24+: 406.7901 | CURRENT SENSOR SHUNT 1000A | [38 empty] | 100 | https://www.unikeyic.com/media/datasheet/73/0b/b4a2/73/5cf97064f1619a0c4fe1c42be1dd930e.pdf | https://www.unikeyic.com/products/current-sensors/kit-ivt-s-1k-u3-i-can2-12-24-w-connector/721153043.html
KIT-ICD-A-100-CAN1-12 | ISABELLENHUETTE | 1: 327.5424 5: 307.4285 24: 291.3224 | Bidirectional TVS Diode, 5.5V, 50mA, 26V, ±0.1%, 100A, ±0.8%, Mount Base | ±0.8% | Industrial |  | 100A | [8 empty] | ±0.1% | Bidirectional | 26V | 50mA | 5.5V |  | base mount |  | -40℃~105℃ |  |  | - | [5 empty] | - |  |  |  | - |  |  |  |  | 8 | https://www.unikeyic.com/media/about_us/Unikey_ISO_9001_Certification.pdf | https://www.unikeyic.com/products/current-sensors/kit-icd-a-100-can1-12/726353497.html
KNS300FB-RL-R005T0 | VITROHM | 200: 0.616 500: 0.594 | ±1%, Through-Hole Mount | [17 empty] | 1 (Unlimited) |  | Through Hole |  | -55°C ~ 300°C |  |  |  |  | Bulk |  |  |  |  | 15631125 |  |  |  | KNS |  |  | 924 | https://www.unikeyic.com/media/pdf/HTMLDatasheet/vitrohm/24/bc/4541/kns300fb-rl-r01t0/2025/11/kns300fb-rl-r025t0.pdf | https://www.unikeyic.com/products/current-sensors/kns300fb-rl-r005t0/11241090.html
Kit - IVT-S-100-U3-I-CAN2-12/24 w/ Connector | ISABELLENHUETTE | 1: 457.218 | CURRENT SENSOR SHUNT | - |  |  | - | [8 empty] | - | - | - | - | - | [6 empty] | - | [5 empty] | - |  |  |  | - |  |  |  |  | 28 | https://www.unikeyic.com/media/about_us/Unikey_ISO_9001_Certification.pdf | https://www.unikeyic.com/products/current-sensors/kit-ivt-s-100-u3-i-can2-12-24-w-connector/778209964.html
Kit - IVT-S-300-U0-I-CAN1-12/24 w/ Connector | ISABELLENHUETTE | 1: 372.2868 5: 349.8422 24: 331.8692 | Bidirectional TVS Diode, 5.5V 80mA 40V ±0.01% 300A ±0.4%, Bracket Mount | ±0.4% | Industrial |  | 300A |  |  | Kit - IVT-S-300-U0-I-CAN1-12/24 w/ Connector ISABELLENHUETTE | [5 empty] | ±0.01% | Bidirectional | 40V | 80mA | 5.5V |  | base mount |  | -40℃~105℃ |  |  | - | [5 empty] | - |  |  |  | - |  |  |  |  | 17 | https://www.unikeyic.com/media/datasheet/73/0b/b4a2/73/5cf97064f1619a0c4fe1c42be1dd930e.pdf | https://www.unikeyic.com/products/current-sensors/kit-ivt-s-300-u0-i-can1-12-24-w-connector/724432170.html
Kit - IVT-S-300-U0-I-CAN2-12/24 w/ Connector | ISABELLENHUETTE | 1: 390.5388 | CURRENT SENSOR SHUNT | - |  |  | - | [8 empty] | - | - | - | - | - | [6 empty] | - | [5 empty] | - |  |  |  | - |  |  |  |  | 23 | https://www.unikeyic.com/media/about_us/Unikey_ISO_9001_Certification.pdf | https://www.unikeyic.com/products/current-sensors/kit-ivt-s-300-u0-i-can2-12-24-w-connector/778210601.html
L01Z100S05 | TAMURA | 5: 12.892 25: 11.8476 50: 11.1825 200: 10.5105 400: 10.059 600: 9.87 1,000: 9.618 | 10μs 4.9V 15mA 5.1V Bidirectional ±1% 100A ±1% Through hole mounting 8mm*18.5mm*27mm | - |  |  |  | 100A | 15mA |  | AC/DC | DC ~ 100kHz |  |  |  | ±1% |  |  |  |  | Not Applicable |  | Through Hole |  | -10°C ~ 80°C | Ratiometric, Voltage |  |  | Module | Bulk | Bidirectional |  |  | 10µs |  |  | - | Hall Effect, Open Loop | - | - | 5V | 685 | https://www.unikeyic.com/media/datasheet/96/88/2466/df/3eb62f011d89244a33c9e00d45065166.pdf | https://www.unikeyic.com/products/current-sensors/l01z100s05/10998171.html
L01Z400S05 | TAMURA | 50: 14.1848 200: 13.3331 600: 12.7548 | 10μs 4.9V 15mA 5.1V Bidirectional ±1% 400A ±1% Through hole mounting 8mm*18.5mm*27mm | - |  |  |  | 400A | 15mA |  | AC/DC | DC ~ 100kHz |  |  |  | ±1% |  |  |  |  | Not Applicable |  | Through Hole |  | -10°C ~ 80°C | Ratiometric, Voltage |  |  | Module | Bulk | Bidirectional |  |  | 10µs | 529410 |  | - | Hall Effect, Open Loop | - | - | 5V | 2648 | https://www.unikeyic.com/media/datasheet/51/c0/049e/51c0049e16136ce4362ef5fe76b7387f.pdf | https://www.unikeyic.com/products/current-sensors/l01z400s05/11111396.html
L08P100D15 | TAMURA | 5: 9.2 25: 7.9272 50: 7.614 100: 7.098 250: 6.699 500: 6.3945 1,000: 6.027 2,500: 5.691 | TVS Diode Bidirectional -14.25V 12mA ±15.75V ±1% 100A ±1% TH 39mm × 16mm × 34mm | - |  |  |  | 100A | 12mA |  | AC/DC | DC ~ 100kHz |  |  |  | ±1% |  |  |  |  | Not Applicable |  | Through Hole |  | -10°C ~ 80°C | Ratiometric, Voltage |  |  | Module | Bulk | Bidirectional |  |  | 10µs | 529421 |  | - | Hall Effect, Open Loop | - | - | ±15V | 455 | https://www.unikeyic.com/media/datasheet/40/25/a2c5/40/97bdbaea1babbaeba1a2618f89ba6623.pdf | https://www.unikeyic.com/products/current-sensors/l08p100d15/34964501.html
L08P150D15IPV | TAMURA | 500: 8.2993 1,000: 8.0713 | CURRENT SENSOR HE/OL 150A | - |  |  |  | 150A | 20mA |  | AC/DC | - |  |  |  | ±1% |  |  |  |  | Not Applicable |  | Through Hole |  | -40°C ~ 80°C (TA) | Ratiometric, Voltage |  |  | Module, Single Pass Through | Tray | Bidirectional |  |  | 5µs |  |  | - | Hall Effect, Open Loop | - |  | ±12V ~ 15V | 743 | https://www.unikeyic.com/media/pdf/PCNAssemblyOrigin/tamura/35/e7/7010/met-26/2025/11/Tamura-China-factory-Relocation-10-Sep-2020.pdf | https://www.unikeyic.com/products/current-sensors/l08p150d15ipv/5400600.html
L08P400D15IPVW | TAMURA | 1+: 10.5898 5+: 9.5785 10+: 9.2024 25+: 8.7533 50+: 8.4464 100+: 8.1648 | 5μs(Max) -12V ±18V | [38 empty] | 351 |  | https://www.unikeyic.com/products/current-sensors/l08p400d15ipvw/11343477.html
L18P010D15-OP | TAMURA | 1+: 9.1742 5+: 8.2773 10+: 7.9457 25+: 7.5478 50+: 7.2757 100+: 7.0264 | Sensor, 5μs, 18mA, Bidirectional, ±1%, 10A, TH | [38 empty] | 285 | https://www.unikeyic.com/media/datasheet/aa/c7/1234/aa/95870c2504583b6b2a983bd10e6e446a.pdf | https://www.unikeyic.com/products/current-sensors/l18p010d15-op/35031178.html
L18P050D15-OP | TAMURA | 1+: 9.1476 5+: 8.2555 10+: 7.925 25+: 7.5306 50+: 7.2613 100+: 7.0144 | TVS Diode, Bidirectional, -14.25V, 18mA, ±15.75V, ±1%, 50A, TH | [38 empty] | 544 | https://www.unikeyic.com/media/datasheet/aa/c7/1234/aa/95870c2504583b6b2a983bd10e6e446a.pdf | https://www.unikeyic.com/products/current-sensors/l18p050d15-op/34987123.html
L18P050D15AHV | TAMURA | 600+: 6.4595 1,200+: 6.2784 | 5μs 18mA Bidirectional ±1% 50A TH | [38 empty] | 683 |  | https://www.unikeyic.com/products/current-sensors/l18p050d15ahv/11069804.html
L34S1T5D15T | TAMURA | 1+: 35.1631 5+: 32.2494 10+: 31.1635 40+: 29.2567 | 5μs, 25mA, Bidirectional, ±0.5%, 1.5kA, Base Mount | [38 empty] | 57 |  | https://www.unikeyic.com/products/current-sensors/l34s1t5d15t/10996975.html
L34S400D15T | TAMURA | 1: 32.6553 10: 28.8856 25: 27.6608 40: 27.0853 | 5μs, 25mA, Bidirectional, ±0.5%, 400A, Base Mount | - |  |  |  | 400A | 25mA |  | AC/DC | DC ~ 25kHz |  |  |  | ±0.5% |  |  |  |  | Not Applicable |  | Chassis Mount |  | -40°C ~ 105°C (TA) | Ratiometric, Voltage |  |  | Module, Single Pass Through | Tray | Bidirectional |  |  | 5µs | 11696386 |  | - | Hall Effect, Open Loop | L34S D15T |  | ±12V ~ 15V | 40 | https://www.unikeyic.com/media/pdf/PCNAssemblyOrigin/tamura/35/e7/7010/met-26/2025/11/Tamura-China-factory-Relocation-10-Sep-2020.pdf | https://www.unikeyic.com/products/current-sensors/l34s400d15t/19886580.html
L37S050S05M | TAMURA | 200+: 12.893 600+: 12.3312 | 5μs(Max) 4.75V-5.25V | [38 empty] | 338 | https://www.unikeyic.com/media/datasheet/91/e9/aab4/91/92bdd68fd5fa603557b1e914aad1476f.pdf | https://www.unikeyic.com/products/current-sensors/l37s050s05m/35007088.html
L37S100S05M | TAMURA | 1+: 15.8436 5+: 14.3942 10+: 13.8575 25+: 13.2157 50+: 12.7766 | TVS Diode, Bidirectional, 5μs, 4.75V, 20mA, 5.25V, ±1%, 100A, Base Mount | [38 empty] | 17 | https://www.unikeyic.com/media/datasheet/91/e9/aab4/91/92bdd68fd5fa603557b1e914aad1476f.pdf | https://www.unikeyic.com/products/current-sensors/l37s100s05m/35064740.html
L37S200S05M | TAMURA | 1+: 16.1443 5+: 14.6725 10+: 14.1256 25+: 13.4729 50+: 13.0264 | TVS Diode, Bidirectional, 5μs, 4.75V, 20mA, 5.25V, ±1%, 200A, Base Mount | [38 empty] | 163 | https://www.unikeyic.com/media/datasheet/ec/b9/e4f5/ecb9e4f562dfbad478f75c2a78fd6219.pdf | https://www.unikeyic.com/products/current-sensors/l37s200s05m/10970342.html
L37S400S05M | TAMURA | 200+: 12.709 600+: 12.1587 | TVS Diode, Bidirectional, 4.75V, 20mA, 5.25V, ±1%, 400A, Bracket Mount | [38 empty] | 343 | https://www.unikeyic.com/media/datasheet/91/e9/aab4/91/92bdd68fd5fa603557b1e914aad1476f.pdf | https://www.unikeyic.com/products/current-sensors/l37s400s05m/10944434.html
L40S1T0D15CJ | TAMURA | 1+: 56.6016 5+: 52.1909 10+: 50.5452 30+: 48.2117 60+: 46.8954 120+: 45.6872 | TVS Diode Bidirectional ±0.1% 1kA Base Mount | [38 empty] | 13 |  | https://www.unikeyic.com/products/current-sensors/l40s1t0d15cj/701530783.html
L40S1T0D15CM | TAMURA | 1+: 56.6016 5+: 52.1909 10+: 50.5452 30+: 48.2117 60+: 46.8954 120+: 45.6871 | 5μs, 25mA, Bidirectional, ±0.1%, 1kA, Base Mount | [38 empty] | 2 |  | https://www.unikeyic.com/products/current-sensors/l40s1t0d15cm/693795087.html
L40S1T5D15CM | TAMURA | 1+: 58.6875 5+: 54.1317 10+: 52.433 30+: 50.0253 60+: 48.6668 120+: 47.4196 | TVS Diode Bidirectional 1.5kA 25mA 5μs ±0.1% Base Mount | [38 empty] | 33 |  | https://www.unikeyic.com/products/current-sensors/l40s1t5d15cm/693236327.html
L40S1T5D15M | TAMURA | 1+: 57.132 5+: 52.6435 10+: 50.9728 30+: 48.6036 60+: 47.2671 120+: 46.0402 | Bidirectional TVS Diode 1.5kA ±0.1% 5μs Base Mount | [38 empty] | 16 |  | https://www.unikeyic.com/products/current-sensors/l40s1t5d15m/11221933.html
LA 100-TP | LEM | 1: 35.4441 | TVS Diode 1μs 12V 10mA 15V Bidirectional ±0.15% 100A ±0.45% TH | ±0.45% |  |  |  | 100A | 10mA |  | AC/DC | DC ~ 200kHz |  |  |  | ±0.15% |  |  |  |  | Not Applicable |  | Through Hole |  | -40°C ~ 85°C | Ratiometric, Current |  |  | Module | Tray | Bidirectional |  |  | 1µs |  |  | - | Hall Effect, Closed Loop | LA | - | ±12V ~ 15V | 4045 | https://www.unikeyic.com/media/datasheet/81/1a/5c43/81/9ea96664d51e2b531272553d55a5c542.pdf | https://www.unikeyic.com/products/current-sensors/la-100-tp/35064266.html
LA 125-P/SP4 | LEM | 24: 131.9355 | 500ns 10mA Bidirectional ±0.1% 125A ±0.5% Through hole mounting | ±0.5% |  |  |  | 125A | 10mA |  | AC/DC | DC ~ 150kHz |  |  |  | ±0.1% |  |  |  |  | 1 (Unlimited) |  | Through Hole |  | -40°C ~ 85°C | Ratiometric, Current |  |  | Module, Single Pass Through | Bulk | Bidirectional |  |  | 0.5µs |  |  | - | Hall Effect, Closed Loop | LA | - | ±12V ~ 15V | 60 | https://www.unikeyic.com/media/datasheet/ce/b4/35dd/ce/28f781dc6431219b4ea148fa52ed8eba.pdf | https://www.unikeyic.com/products/current-sensors/la-125-p-sp4/35063788.html
LA 130-P | LEM | 1: 19.3024 5: 19.0055 10: 18.56 | LEM Current Transformers, LAseries, 130A, 130 mAoutput, turns_ratio 130:1 | ±0.5% |  |  |  | 130A | 140mA |  | AC/DC | DC ~ 150kHz |  |  |  | ±1% |  |  |  |  | Not Applicable |  | Through Hole |  | -40°C ~ 85°C | Ratiometric, Current |  |  | Module, Single Pass Through | Bulk | Bidirectional |  |  | 0.5µs |  |  | - | Hall Effect, Closed Loop | - | - | ±12V ~ 15V | 100 | https://www.unikeyic.com/media/datasheet/af/a0/9c9c/af/4fea858eae2dbda83279de7ed1b2bb41.pdf | https://www.unikeyic.com/products/current-sensors/la-130-p/10885279.html
LA 150-P | LEM | 1: 19.3024 5: 19.0055 10: 18.56 | LEM Current Transformers, LAseries, 150A, 75 mAoutput, turns_ratio 150:1 | ±0.5% |  |  |  | 150A | 10mA |  | AC/DC | DC ~ 150kHz |  |  |  | ±1% |  |  |  |  | Not Applicable |  | Through Hole |  | -40°C ~ 85°C | Ratiometric, Current |  |  | Module, Single Pass Through | Bulk | Bidirectional |  |  | 0.5µs |  |  | - | Hall Effect, Closed Loop | LA | - | ±12V ~ 15V | 100 | https://www.unikeyic.com/media/datasheet/a4/31/ba2f/a4/51f437f30ee79f3327cf6d6d20a8463a.pdf | https://www.unikeyic.com/products/current-sensors/la-150-p/11351014.html
LA 150-TP | LEM | 1: 35.7803 | 500ns 85mA Bidirectional ±0.1% 150A ±0.5% Through hole mounting | ±0.5% |  |  |  | 150A | 85mA |  | AC/DC | DC ~ 150kHz |  |  |  | ±0.1% |  |  |  |  | Not Applicable |  | Through Hole |  | -40°C ~ 85°C | Ratiometric, Current |  |  | Module | Bulk | Bidirectional |  |  | 0.5µs |  |  | - | Hall Effect, Closed Loop | - | - | ±12V ~ 15V | 167 | https://www.unikeyic.com/media/datasheet/20/4b/b75e/20/67742c0cc021e8d9652b349e82aefaf7.pdf | https://www.unikeyic.com/products/current-sensors/la-150-tp/11265223.html
LA 150-TP/SP1 | LEM | 1: 28.2423 | 500ns 12V 10mA 15V Bidirectional ±0.1% 150A ±0.5% Through hole mounting | ±0.5% | Industrial |  | 150A |  |  | LA 150-TP/SP1 LEM | [5 empty] | ±0.1% | Bidirectional | 15V | 10mA | 12V |  | Through hole mounting |  | -40℃~85℃ |  |  | - | [5 empty] | 500ns |  |  | bulk | - |  |  |  |  | 40 | https://www.unikeyic.com/media/datasheet/45/f2/21f4/45/bd8f1ce11e99ab1bbe1d2727eed2121b.pdf | https://www.unikeyic.com/products/current-sensors/la-150-tp-sp1/709149004.html
LA 205-S | LEM | 41: 98.253 | LEM Current Transformer, LA Series, 300A, 100mA RMS Output, 300:1 Turns Ratio | ±0.8% |  |  |  | 200A | 20mA |  | AC/DC | DC ~ 100kHz |  |  |  | ±0.1% |  |  |  |  | 1 (Unlimited) |  | Chassis Mount |  | -10°C ~ 85°C | Ratiometric, Current |  |  | Module | Tray | Bidirectional |  |  | 1µs | 2660516 |  | - | Hall Effect, Closed Loop | LA | - | ±12V ~ 15V | 520 | https://www.unikeyic.com/media/datasheet/8d/f5/388c/8d/5a1938e504d8a77eb804938b763b930b.pdf | https://www.unikeyic.com/products/current-sensors/la-205-s/35011616.html
LA 205-S/SP21 | LEM | 5: 282.7213 10: 269.1651 50: 257.7321 100: 237.3161 200: 237.3161 500: 223.5965 | 500ns Bidirectional ±1% 300A ±0.8% Base Mount | ±0.8% | Industrial |  | 300A |  |  | LA 205-S/SP21 LEM | [5 empty] | ±1% | Bidirectional | - | - | - |  | base mount |  | -40℃~85℃ |  |  | - | [5 empty] | 500ns |  |  | bulk | - |  |  |  |  | 2000 | https://www.unikeyic.com/media/datasheet/47/ae/18a8/47/6cc1e7837bb4a59823061695e59677bc.pdf | https://www.unikeyic.com/products/current-sensors/la-205-s-sp21/721186579.html
LA 25-NP | LEM | 1+: 12.0222 10+: 11.4918 100+: 11.1634 | 36:1 0mA, 36A 36:1 DIP-10 TH, 26mm W × 29.2mm H | [38 empty] | 500 | https://www.unikeyic.com/media/datasheet/b7/a0/0536/b7/b87e733f4f0cc8f94f7242af0b46c622.pdf | https://www.unikeyic.com/products/current-sensors/la-25-np/28028963.html
LA 25-NP/SP11 | LEM | 1: 47.6114 5: 43.84 10: 43.1592 | 1μs 10mA Bidirectional ±0.2% 1A ±0.5% Through hole mounting | ±0.5% | Commercial Grade |  | 1A |  |  | LA 25-NP/SP11 LEM | [5 empty] | ±0.2% | Bidirectional | - | 10mA | - |  | Through hole mounting |  | 0℃~70℃ |  |  | - | [5 empty] | 1μs |  |  | bulk | - |  |  |  |  | 30 | https://www.unikeyic.com/media/datasheet/00/a4/9dc4/00/99bb646e8f59f678a487ce85c3c3137e.pdf | https://www.unikeyic.com/products/current-sensors/la-25-np-sp11/4544906.html
LA 25-NP/SP13 | LEM | 1: 25.1526 5: 24.7932 10: 24.2543 | 1μs 10mA Bidirectional ±0.2% 500mA ±0.5% Through hole mounting | ±0.5% | Industrial |  | 500mA | [8 empty] | ±0.2% | Bidirectional | - | 10mA | - |  | Through hole mounting |  | -40℃~70℃ |  |  | - | [5 empty] | 1μs |  |  | bulk | - |  |  |  |  | 32 | https://www.unikeyic.com/media/about_us/Unikey_ISO_9001_Certification.pdf | https://www.unikeyic.com/products/current-sensors/la-25-np-sp13/707949132.html
LA 25-NP/SP34 | LEM | 1: 60.6987 5: 59.8316 10: 58.5309 | 1μs Bidirectional ±0.2% 1.5A ±0.6% Through hole mounting | ±0.6% | Industrial |  | 1.5A |  |  | LA 25-NP/SP34 LEM | [5 empty] | ±0.2% | Bidirectional | - | - | - |  | Through hole mounting |  | -40℃~85℃ |  |  | - | [5 empty] | 1μs |  |  | bulk | - |  |  |  |  | 450 | https://www.unikeyic.com/media/datasheet/4e/11/ff56/4e/19dea8474b2e2126b657b4db908be0ba.pdf | https://www.unikeyic.com/products/current-sensors/la-25-np-sp34/718660684.html
LA 25-NP/SP8 | LEM | 1: 42.7272 5: 39.1976 10: 37.888 25: 36.3238 75: 34.6716 150: 33.7408 | 1μs 34mA Bidirectional ±0.2% 2A ±0.5% Through hole mounting | ±0.5% |  |  |  | 2A | 34mA |  | AC/DC | DC ~ 150kHz |  |  |  | ±0.2% |  |  |  |  | 1 (Unlimited) |  | Through Hole |  | 0°C ~ 70°C | Ratiometric, Current |  |  | Module | Bulk | Bidirectional |  |  | 1µs | 4119858 |  | - | Hall Effect, Closed Loop | - | - | ±15V | 45 | https://www.unikeyic.com/media/datasheet/54/1b/80d4/54/e33f6333f3591ca216d270dcc299db14.pdf | https://www.unikeyic.com/products/current-sensors/la-25-np-sp8/35009154.html
LA 25NP/SP7 | LEM | 1: 48.1516 5: 44.2332 10: 42.7789 25: 41.0421 75: 39.2084 150: 38.1748 | 1μs 35mA Bidirectional ±0.2% 2.5A ±0.5% TH | ±0.5% |  |  |  | 2.5A | 35mA |  | AC/DC | DC ~ 150kHz |  |  |  | ±0.2% |  |  |  |  | 1 (Unlimited) |  | Through Hole |  | 0°C ~ 70°C | Ratiometric, Current |  |  | Module | Bulk | Bidirectional |  |  | 1µs |  |  | - | Hall Effect, Closed Loop | LA | - | ±15V | 2 | https://www.unikeyic.com/media/datasheet/1d/3e/3641/1d/6f7dd15d9c0ac56059e99fe841f716b7.pdf | https://www.unikeyic.com/products/current-sensors/la-25np-sp7/35045015.html
LA 305-S | LEM | 1: 121.5396 6: 112.1581 12: 110.9201 | LEM Current Transformers, LAseries, 500A, 120 mA rms output, turns_ratio 500:1 | ±0.8% |  |  |  | 300A | 140mA |  | AC/DC | DC ~ 100kHz |  |  |  | ±0.1% |  |  |  |  | 1 (Unlimited) |  | Chassis Mount |  | 0°C ~ 85°C | Ratiometric, Current |  |  | Module | Tray | Bidirectional |  |  | 1µs |  |  | - | Hall Effect, Closed Loop | LA | - | ±12V ~ 15V | 10 | https://www.unikeyic.com/media/datasheet/68/7b/c720/68/03df3b333e2a0c0fc5a059e76c4e33dc.pdf | https://www.unikeyic.com/products/current-sensors/la-305-s/34942823.html
LA 305-S/SP15 | LEM | 5: 214.4501 10: 204.1604 50: 195.504 100: 179.9878 200: 179.9878 500: 169.6981 | 500ns Bidirectional ±1% 300A ±0.8% Base Mount | ±0.8% | Industrial |  | 300A | [8 empty] | ±1% | Bidirectional | - | - | - |  | base mount |  | -25℃~85℃ |  |  | - | [5 empty] | 500ns |  |  | bulk | - |  |  |  |  | 2000 | https://www.unikeyic.com/media/about_us/Unikey_ISO_9001_Certification.pdf | https://www.unikeyic.com/products/current-sensors/la-305-s-sp15/715953996.html
LA 305-S/SP17 | LEM | 5: 192.7274 10: 183.4177 50: 175.7413 100: 161.6951 200: 161.6951 500: 152.3853 |  | - |  |  | - | [8 empty] | - | - | - | - | - | [6 empty] | - | [5 empty] | - |  |  | bulk | - |  |  |  |  | 2000 | https://www.unikeyic.com/media/about_us/Unikey_ISO_9001_Certification.pdf | https://www.unikeyic.com/products/current-sensors/la-305-s-sp17/724613581.html
LA 305-S/SP6 | LEM | 5: 206.447 10: 196.484 50: 188.1542 100: 173.128 200: 173.128 500: 163.165 | 500ns Bidirectional ±1% 300A ±0.8% base mount | ±0.8% | Industrial |  | 300A | [8 empty] | ±1% | Bidirectional | - | - | - |  | base mount |  | -25℃~85℃ |  |  | - | [5 empty] | 500ns |  |  | bulk | - |  |  |  |  | 2000 | https://www.unikeyic.com/media/about_us/Unikey_ISO_9001_Certification.pdf | https://www.unikeyic.com/products/current-sensors/la-305-s-sp6/705840460.html
LA 35-NP | LEM | 1+: 39.3672 | LEM Current Transformer, LA Series, 70A, 35m RMS Output, Turns Ratio 70:1 | [38 empty] | 64 | https://www.unikeyic.com/media/datasheet/76/9a/2750/76/b365809bd04eeef59e35c0f3ff3325ed.pdf | https://www.unikeyic.com/products/current-sensors/la-35-np/17265050.html
LA 55-P | LEM | 1: 12.6479 10: 12.1686 100: 11.5748 | LEM Current Transformers, LAseries, 70A, 50 mA Valid value output, turns_ratio 70:1 | ±0.65% |  |  |  | 50A | 60mA |  | AC/DC | DC ~ 200kHz |  |  |  | ±0.15% |  |  |  |  | Not Applicable |  | Through Hole |  | -40°C ~ 85°C | Ratiometric, Current |  |  | Module, Single Pass Through | Bulk | Bidirectional |  |  | 1µs |  |  | - | Hall Effect, Closed Loop | LA | - | ±12V ~ 15V |  | https://www.unikeyic.com/media/datasheet/fd/9a/0775/fd/fe5d52bf77132281b376fc318577c8da.pdf | https://www.unikeyic.com/products/current-sensors/la-55-p/35019939.html
LA100-P/SP50 | LEM | 1: 9.9779 5: 9.8353 10: 9.6215 | 1μs Bidirectional ±0.15% 100A ±0.7% Plugins Through hole mounting | ±0.7% | Industrial |  | 100A | [8 empty] | ±0.15% | Bidirectional | - | - | - |  | Through hole mounting |  | -40℃~85℃ |  |  | - | Plugins |  |  |  |  | 1μs |  |  | bulk | - |  |  |  |  | 12 | https://www.unikeyic.com/media/about_us/Unikey_ISO_9001_Certification.pdf | https://www.unikeyic.com/products/current-sensors/la100-p-sp50/32178779.html
LA12-10V21 | KEMET | 1: 29.1102 | 20μs(Max) 11.4V 12.6V 10A Through hole mounting 19.6mm*18mm*21mm |  |  |  |  | 10A |  |  | AC/DC | [9 empty] | Not Applicable |  | Through Hole |  | -10°C ~ 75°C | Ratiometric, Voltage |  |  | Module | Bulk | [7 empty] | Hall Effect | LA12 |  | 12V | 25 | https://www.unikeyic.com/media/datasheet/70/a3/a0cd/70/9f7a41db8cdf3181fed8f5d708758e8e.pdf | https://www.unikeyic.com/products/current-sensors/la12-10v21/11328954.html
LA12-48V21 | KEMET | 1: 60.1201 | 20μs Max, 11.4V-12.6V, 48A, TH, 19.6mm × 18mm × 21mm |  |  |  |  | 48A |  |  | AC/DC | [9 empty] | Not Applicable |  | Through Hole |  | -10°C ~ 75°C | Ratiometric, Voltage |  |  | Module | Bulk |  |  |  |  | 9694630 |  |  | Hall Effect | LA12 |  | 12V | 25 | https://www.unikeyic.com/media/datasheet/22/f8/848b/22/12601693c7bb09a413c2c564f3d9d3b9.pdf | https://www.unikeyic.com/products/current-sensors/la12-48v21/35048052.html
LA12-50V21 | KEMET | 1: 29.1102 | 20μs(Max) 11.4V 12.6V 50A Through hole mounting 19.6mm*18mm*21mm |  |  |  |  | 50A |  |  | AC/DC | [9 empty] | Not Applicable |  | Through Hole |  | -10°C ~ 75°C | Ratiometric, Voltage |  |  | Module | Bulk | [7 empty] | Hall Effect | LA12 |  | 12V | 44 | https://www.unikeyic.com/media/datasheet/84/fd/031a/84/7ab5f235a9e49c9a987a49a728abd202.pdf | https://www.unikeyic.com/products/current-sensors/la12-50v21/35005935.html
LA12-60V21 | KEMET | 1: 29.1102 | 20μs(Max) 11.4V 12.6V 60A TH 19.6mm × 18mm × 21mm |  |  |  |  | 60A |  |  | AC/DC | [9 empty] | Not Applicable |  | Through Hole |  | -10°C ~ 75°C | Ratiometric, Voltage |  |  | Module | Bulk | [7 empty] | Hall Effect | LA12 |  | 12V | 37 | https://www.unikeyic.com/media/datasheet/1b/27/6fa6/1b/8b3c388d5203dcc9f62b0820b4214f0a.pdf | https://www.unikeyic.com/products/current-sensors/la12-60v21/34962460.html
LA125-P/SP3 | LEM | 1: 14.5653 10: 13.9227 100: 13.5249 |  | - |  |  | - | [8 empty] | - | - | - | - | - | [6 empty] | - | [5 empty] | - |  |  | bulk | - | [5 empty] | https://www.unikeyic.com/media/about_us/Unikey_ISO_9001_Certification.pdf | https://www.unikeyic.com/products/current-sensors/la125-p-sp3/2064509.html
LA17P050S05 | TAMURA | 1+: 11.3245 5+: 10.2483 10+: 9.8486 25+: 9.3723 50+: 9.0464 100+: 8.7475 600+: 8.0848 1,200+: 7.8654 | CURRENT SENSOR HE/OL 50A | [38 empty] | 200 |  | https://www.unikeyic.com/products/current-sensors/la17p050s05/682054557.html
LA200-P | LEM | 1: 14.5653 10: 13.9227 100: 13.5249 | LEM Current Transformer, LA Series, 300A, 100mA RMS Output, 300:1 Turns Ratio | ±0.40% |  |  |  | 200A | 16mA |  | AC/DC | DC ~ 100kHz |  |  |  | ±0.15% |  |  |  |  | Not Applicable |  | Through Hole |  | -40°C ~ 85°C | Ratiometric, Current |  |  | Module | Bulk | Bidirectional |  |  | 1µs | 1772510 |  | - | Hall Effect, Closed Loop | LA | - | ±12V ~ 15V |  | https://www.unikeyic.com/media/datasheet/ac/cc/8188/ac/2bd3515639b6f4d17abfe11044692d69.pdf | https://www.unikeyic.com/products/current-sensors/la200-p/11113367.html
LA25-NP/SP14 | LEM | 5: 52.9184 10: 43.282 50: 43.282 100: 35.9322 200: 31.1957 500: 28.9091 |  | - |  |  | - | [8 empty] | - | - | - | - | - | [6 empty] | - | Plugins |  |  |  |  | - |  |  | bulk | - |  |  |  |  | 2000 | https://www.unikeyic.com/media/about_us/Unikey_ISO_9001_Certification.pdf | https://www.unikeyic.com/products/current-sensors/la25-np-sp14/12985115.html
LA25-NP/SP9 | LEM | 5: 52.9184 10: 43.282 50: 43.282 100: 35.9322 200: 31.1957 500: 28.9091 | 1μs Bidirectional ±0.2% 1.5A ±0.5% TH | ±0.5% | Commercial Grade |  | 1.5A | [8 empty] | ±0.2% | Bidirectional | - | - | - |  | Through hole mounting |  | 0℃~70℃ |  |  | - | [5 empty] | 1μs |  |  | bulk | - |  |  |  |  | 2000 | https://www.unikeyic.com/media/about_us/Unikey_ISO_9001_Certification.pdf | https://www.unikeyic.com/products/current-sensors/la25-np-sp9/312870953.html
LA37S050S05KM | TAMURA | 1: 24.3669 5: 22.2408 10: 21.4489 25: 20.5033 50: 19.856 200: 18.718 600: 17.9453 | 12.5 3.5μs 4.5V 23mA 5.5V ±0.5% 50A ±1.8% Base Mount | ±1.8% | Industrial |  | 50A | [8 empty] | ±0.5% | - | 5.5V | 23mA | 4.5V |  | base mount |  |  |  |  | - | [5 empty] | 3.5μs |  |  |  | 12.5 |  |  |  |  | 204 | https://www.unikeyic.com/media/about_us/Unikey_ISO_9001_Certification.pdf | https://www.unikeyic.com/products/current-sensors/la37s050s05km/691962586.html
LA37S200S05KM | TAMURA | 1+: 22.1417 5+: 20.2051 10+: 19.4811 25+: 18.6179 50+: 18.0274 200+: 16.9887 600+: 16.2834 | 3.125 3.5μs 4.5V 23mA 5.5V ±0.5% 200A ±1.8% Base Mount | [38 empty] | 226 |  | https://www.unikeyic.com/products/current-sensors/la37s200s05km/692704970.html
LA37S400S05KM | TAMURA | 1+: 22.1292 5+: 20.1938 10+: 19.4702 25+: 18.6075 50+: 18.0174 200+: 16.9792 600+: 16.2743 | 1.563 3.5μs 4.5V 23mA 5.5V ±0.5% 400A ±1.8% Base Mount | [38 empty] | 84 |  | https://www.unikeyic.com/products/current-sensors/la37s400s05km/688305171.html
LAH 100-P | LEM | 1+: 10.5028 10+: 10.0394 100+: 9.7526 | LEM LAH Series Current Transformer, 100A, 50mA RMS Output, 100:1 Ratio | [38 empty] | 1 | https://www.unikeyic.com/media/datasheet/38/eb/47d6/38/7e1188df9744f1e9237389102912bc8f.pdf | https://www.unikeyic.com/products/current-sensors/lah-100-p/11288485.html
LAH 125-P | LEM | 1: 19.3024 5: 19.0055 10: 18.56 | 1μs 144mA Bidirectional ±0.15% 125A ±0.41% Through hole mounting | ±0.41% |  |  |  | 125A | 144mA |  | AC/DC | DC ~ 100kHz |  |  |  | ±0.15% |  |  |  |  | 1 (Unlimited) |  | Through Hole |  | -40°C ~ 85°C | Ratiometric, Current |  |  | Module | Bulk | Bidirectional |  |  | 1µs |  |  | - | Hall Effect, Closed Loop | LAH | - | ±12V ~ 15V | 100 | https://www.unikeyic.com/media/datasheet/96/a9/25ff/96/12d7b45ccecab1cce15e34ea1e37151e.pdf | https://www.unikeyic.com/products/current-sensors/lah-125-p/11327723.html
LAH 25-NP | LEM | 947: 13.3573 | LEM Current Transformers, LAHseries, 25A, 25 m Valid value output, turns_ratio 25:1 | ±0.3% |  |  |  | 8A, 12A, 25A (Selectable) | 35mA |  | AC/DC | DC ~ 200kHz |  |  |  | ±0.2% |  |  |  |  | 1 (Unlimited) |  | Through Hole |  | -25°C ~ 85°C | Ratiometric, Current |  |  | Module | Bulk | Bidirectional |  |  | 0.5µs | 409820 |  | - | Hall Effect, Closed Loop | LAH | - | ±12V ~ 15V | 94700 | https://www.unikeyic.com/media/datasheet/42/2e/0a90/42/cd83af5a3702a374fb94df542b0b92e2.pdf | https://www.unikeyic.com/products/current-sensors/lah-25-np/27947388.html
LAH 25-NP/SP3 | LEM | 1: 35.1874 5: 34.7599 10: 34.5412 | LEM Current Transformers, LAHseries, 25A, turns_ratio 25:1 | ±0.3% | Industrial |  | 25A |  |  | LAH 25-NP/SP3 LEM | [5 empty] | ±0.2% | Bidirectional | - | - | - |  | Through hole mounting |  | -25℃~85℃ |  |  | - | [5 empty] | 500ns |  |  | bulk | - |  |  |  |  | 1 | https://www.unikeyic.com/media/datasheet/04/7d/b3a2/04/4fa4a3ea8f78a233f0db6e9f9591e9b0.pdf | https://www.unikeyic.com/products/current-sensors/lah-25-np-sp3/34078972.html
LAS 100-TP | LEM | 1: 37.7681 |  | - |  |  | - |  |  | LAS 100-TP LEM | [5 empty] | - | - | - | - | - | [6 empty] | - | [5 empty] | - |  |  | bulk | - |  |  |  |  | 106 | https://www.unikeyic.com/media/datasheet/88/17/7151/881771518e29db8dfada5502e577b7d6.pdf | https://www.unikeyic.com/products/current-sensors/las-100-tp/691232013.html
LAX 100-NP | LEM | 1: 18.4664 10: 17.6517 100: 17.1474 | LEM Current Transformers, LAXseries, 160A, 50 mAoutput, turns_ratio 160:1 | ±0.91% |  |  |  | 16.7A, 25A, 33.3A, 50A, 100A (Selectable) | 62mA |  | AC/DC | DC ~ 300kHz |  |  |  | ±0.1% |  |  |  |  | 1 (Unlimited) |  | Through Hole |  | -40°C ~ 85°C | Ratiometric, Current |  |  | Module | Tube | Bidirectional |  |  | 0.2µs | 1026515 |  | 0.5mA/A | Hall Effect, Closed Loop | LAX | - | ±11.4V ~ 15.75V |  | https://www.unikeyic.com/media/datasheet/73/01/067e/c5/177adcde45d0d772f1de2b2dae83f11c.pdf | https://www.unikeyic.com/products/current-sensors/lax-100-np/11078951.html
LCS10T12 | Littelfuse | 1+: 50.7987 10+: 45.6899 | 50A 50A Free Hanging | [38 empty] | 10 | https://www.unikeyic.com/media/datasheet/a0/3b/7b6f/a0/6c2cb9099fc65b49fbc9d89386c2ec7c.pdf | https://www.unikeyic.com/products/current-sensors/lcs10t12/11043591.html
LES 15-NP | LEM | 1: 12.0782 | 41.67 400ns 4.75V 20.8mA 5.25V Bidirectional ±0.1% 15A ±2.25% Through hole mounting | ±2.25% |  |  |  | 15A | 20.8mA |  | AC/DC | 300kHz |  |  |  | ±0.1% |  |  |  |  | 1 (Unlimited) |  | Through Hole |  | -40°C ~ 105°C (TA) | Ratiometric, Voltage |  |  | Module | Tray | Bidirectional |  |  | 400ns | 9488898 |  | 41.67mV/A | Hall Effect, Closed Loop | LES | - | 4.75V ~ 5.25V | 8185 | https://www.unikeyic.com/media/datasheet/a8/c5/e5ce/a8/be4dde239c6178b5234363303f431868.pdf | https://www.unikeyic.com/products/current-sensors/les-15-np/34977345.html
LES 25-NP | LEM | 1: 11.2844 | 25 400ns 4.75V 21.3mA 5.25V Bidirectional ±0.1% 25A ±2.25% Through hole mounting | ±2.25% |  |  |  | 25A | 21.3mA |  | AC/DC | 300kHz |  |  |  | ±0.1% |  |  |  |  | 1 (Unlimited) |  | Through Hole |  | -40°C ~ 105°C (TA) | Ratiometric, Voltage |  |  | Module | Tray | Bidirectional |  |  | 400ns | 9488899 |  | 25mV/A | Hall Effect, Closed Loop | LES | - | 4.75V ~ 5.25V | 9 | https://www.unikeyic.com/media/datasheet/a8/c5/e5ce/a8/be4dde239c6178b5234363303f431868.pdf | https://www.unikeyic.com/products/current-sensors/les-25-np/34966961.html
LES 50-NP | LEM | 1: 12.0782 | 12.5 400ns 4.75V 45mA 5.25V Bidirectional ±0.1% 50A ±2.25% Through hole mounting | ±2.25% |  |  |  | 50A | 45mA |  | AC/DC | 300kHz |  |  |  | ±0.1% |  |  |  |  | 1 (Unlimited) |  | Through Hole |  | -40°C ~ 105°C (TA) | Ratiometric, Voltage |  |  | Module | Tray | Bidirectional |  |  | 400ns | 9488900 |  | 12.5mV/A | Hall Effect, Closed Loop | LES | - | 4.75V ~ 5.25V | 1331 | https://www.unikeyic.com/media/datasheet/a8/c5/e5ce/a8/be4dde239c6178b5234363303f431868.pdf | https://www.unikeyic.com/products/current-sensors/les-50-np/35017965.html
LES 6-NP | LEM | 1: 12.0782 | 104.2 400ns 4.75V 23mA 5.25V Bidirectional ±0.1% 6A ±2.25% Through hole mounting | ±2.25% |  |  |  | 6A | 23mA |  | AC/DC | 300kHz |  |  |  | ±0.1% |  |  |  |  | 1 (Unlimited) |  | Through Hole |  | -40°C ~ 105°C (TA) | Ratiometric, Voltage |  |  | Module | Tray | Bidirectional |  |  | 400ns | 9488897 |  | 104.2mV/A | Hall Effect, Closed Loop | LES | - | 4.75V ~ 5.25V | 345 | https://www.unikeyic.com/media/datasheet/a8/c5/e5ce/a8/be4dde239c6178b5234363303f431868.pdf | https://www.unikeyic.com/products/current-sensors/les-6-np/11327663.html
LESR 15-NP | LEM | 1: 18.0047 10: 17.2104 100: 16.7187 | 41.67, 400ns, 4.75V, 27.5mA, 5.25V, Bidirectional, ±0.1%, 15A, ±1.25%, TH | ±1.25% |  |  |  | 15A | 27.5mA |  | AC/DC | 300kHz |  |  |  | ±0.1% |  |  |  |  | 1 (Unlimited) |  | Through Hole |  | -40°C ~ 105°C (TA) | Ratiometric, Voltage |  |  | Module | Tray | Bidirectional |  |  | 400ns | 9488902 |  | 41.67mV/A | Hall Effect, Closed Loop | LESR | - | 4.75V ~ 5.25V |  | https://www.unikeyic.com/media/datasheet/f9/cc/fe56/f9ccfe56e522e45c5d691bcf9584c766.pdf | https://www.unikeyic.com/products/current-sensors/lesr-15-np/34987055.html
LESR 25-NP | LEM | 1: 12.0782 | TVS Diode Bidirectional 25V 400ns 4.75V 32.5mA 5.25V ±0.1% 25A ±1.25% TH | ±1.25% |  |  |  | 25A | 32.5mA |  | AC/DC | 300kHz |  |  |  | ±0.1% |  |  |  |  | 1 (Unlimited) |  | Through Hole |  | -40°C ~ 105°C (TA) | Ratiometric, Voltage |  |  | Module | Tray | Bidirectional |  |  | 400ns | 9488903 |  | 25mV/A | Hall Effect, Closed Loop | LESR | - | 4.75V ~ 5.25V | 2228 | https://www.unikeyic.com/media/datasheet/f9/cc/fe56/f9ccfe56e522e45c5d691bcf9584c766.pdf | https://www.unikeyic.com/products/current-sensors/lesr-25-np/34940521.html
LESR 6-NP | LEM | 1: 12.0782 | 104.2 400ns 4.75V 23mA 5.25V Bi-directional ±0.1% 6A ±1.25% TH | ±1.25% |  |  |  | 6A | 23mA |  | AC/DC | 300kHz |  |  |  | ±0.1% |  |  |  |  | 1 (Unlimited) |  | Through Hole |  | -40°C ~ 105°C (TA) | Ratiometric, Voltage |  |  | Module | Tray | Bidirectional |  |  | 400ns | 9488901 |  | 104.2mV/A | Hall Effect, Closed Loop | LESR | - | 4.75V ~ 5.25V | 189 | https://www.unikeyic.com/media/datasheet/f9/cc/fe56/f9ccfe56e522e45c5d691bcf9584c766.pdf | https://www.unikeyic.com/products/current-sensors/lesr-6-np/35048016.html
LF 1005-S | LEM | 1: 83.149 5: 81.9611 10: 80.1794 | LEM Current Transformer, LF Series, 1500A, 200mA RMS Output, Turns Ratio 1500:1 | ±0.4% | Industrial |  | 1KA |  |  | LF 1005-S LEM |  |  |  |  | 110mm(width)*95mm(height) | ±0.1% | Bidirectional | 24V | 228mA | 15V |  | base mount |  | -40℃~85℃ |  |  | - |  |  |  |  | On sale | 1μs |  |  |  | - |  |  |  |  | 15 | https://www.unikeyic.com/media/datasheet/53/81/5a7e/53/bc71cf56437d98f2227faabd35eef18e.pdf | https://www.unikeyic.com/products/current-sensors/lf-1005-s/34950547.html
LF 1005-S/SP13 | LEM | 5: 267.6951 10: 255.1189 50: 244.6658 100: 222.2899 200: 222.2899 500: 171.1681 | 1μs Bidirectional ±0.1% 1kA ±0.4% Base Mount | ±0.4% | Industrial |  | 1KA | [8 empty] | ±0.1% | Bidirectional | - | - | - |  | base mount |  | -40℃~85℃ |  |  | - | [5 empty] | 1μs |  |  | bulk | - |  |  |  |  | 2000 | https://www.unikeyic.com/media/about_us/Unikey_ISO_9001_Certification.pdf | https://www.unikeyic.com/products/current-sensors/lf-1005-s-sp13/724144599.html
LF 1005-S/SP16 | LEM | 1: 87.3064 5: 86.0592 10: 84.1883 | 1μs 20mA Bidirectional ±0.1% 1kA ±0.4% Base Mount | ±0.4% |  |  | 1KA | [8 empty] | ±0.1% | Bidirectional | - | 20mA | - |  | base mount |  | -10℃~70℃ |  |  | - | [5 empty] | 1μs |  |  |  | - |  |  |  |  | 144 | https://www.unikeyic.com/media/about_us/Unikey_ISO_9001_Certification.pdf | https://www.unikeyic.com/products/current-sensors/lf-1005-s-sp16/22802096.html
LF 1005-S/SP21 | LEM | 1: 281.1348 5: 263.1895 18: 251.2788 36: 245.5848 | 1μs 228mA Bidirectional ±0.1% 1KA ±0.4% base mount | ±0.4% |  |  |  | 1000A | 228mA |  | AC/DC | DC ~ 150kHz |  |  |  | ±0.1% |  |  |  |  | 1 (Unlimited) |  | Chassis Mount |  | -40°C ~ 85°C | Ratiometric, Current |  |  | Module | Tray | Bidirectional |  |  | 1µs | 4234009 |  | - | Hall Effect, Closed Loop | LF | - | ±15V ~ 24V | 11 | https://www.unikeyic.com/media/datasheet/53/81/5a7e/53/bc71cf56437d98f2227faabd35eef18e.pdf | https://www.unikeyic.com/products/current-sensors/lf-1005-s-sp21/11104946.html
LF 1005-S/SP34 | LEM | 5: 445.0697 10: 422.5304 50: 403.2577 100: 366.8354 200: 366.8354 500: 348.5427 | TVS Diode Bidirectional ±0.1% 1kA ±0.4% Base Mount | ±0.4% | Industrial |  | 1KA | [8 empty] | ±0.1% | Bidirectional | - | - | - |  | base mount |  | -40℃~85℃ |  |  | - | [5 empty] | 1μs |  |  | bulk | - |  |  |  |  | 2000 | https://www.unikeyic.com/media/about_us/Unikey_ISO_9001_Certification.pdf | https://www.unikeyic.com/products/current-sensors/lf-1005-s-sp34/724150524.html
LF 1005-S/SP38 | LEM | 5: 289.2545 10: 274.7183 50: 262.142 100: 238.4594 200: 238.4594 500: 226.5364 |  | - |  |  | - | [8 empty] | - | - | - | - | - | [6 empty] | - | [5 empty] | - |  |  | bulk | - |  |  |  |  | 2000 | https://www.unikeyic.com/media/about_us/Unikey_ISO_9001_Certification.pdf | https://www.unikeyic.com/products/current-sensors/lf-1005-s-sp38/724140031.html
LF 1010-S | LEM | 1: 107.1828 5: 104.1204 10: 101.2282 | LEM Current Transformers, LFseries, 2700A, ±0.54 aoutput, turns_ratio 2700:1 | ±0.2% |  |  |  | 1000A | 49mA (Typ) |  | AC/DC | 200kHz |  |  |  | ±0.15% |  |  |  |  | Not Applicable |  | Panel Mount |  | -40°C ~ 85°C | Ratiometric, Current |  |  | Module, Single Pass Through | Bulk | Bidirectional |  |  | 0.5µs | 5762377 |  | 0.2mA/A | Hall Effect, Closed Loop | LF | - | 14.25V ~ 25.2V |  | https://www.unikeyic.com/media/datasheet/73/01/067e/2a/c7b9f6b668b7b60d31c8e04e538e64ed.pdf | https://www.unikeyic.com/products/current-sensors/lf-1010-s/34973152.html
LF 2005-S | LEM | 1: 165.7466 5: 161.011 10: 156.5384 | LEM Current Transformers, LFseries, 2000A, 400 mA output, turns_ratio 2000:1 | ±0.3% |  |  |  | 2000A | 433mA |  | AC/DC | DC ~ 100kHz |  |  |  | ±0.1% |  |  |  |  | Not Applicable |  | Chassis Mount |  | -40°C ~ 85°C | Ratiometric, Current |  |  | Module | Bulk | Bidirectional |  |  | 1µs | 2481894 |  | - | Hall Effect, Closed Loop | LF | - | ±15V ~ 24V |  | https://www.unikeyic.com/media/datasheet/73/01/067e/cb/bce7a05745164065204bd24ced0280f2.pdf | https://www.unikeyic.com/products/current-sensors/lf-2005-s/11162338.html
LF 2010-S | LEM | 1: 435.2849 5: 429.0665 10: 419.739 | LEM Current Transformers, LFseries, 3000A, ±0.6 aoutput, turns_ratio 3000:1 | ±0.2% |  |  |  | 2000A | 48mA |  | AC/DC | 150kHz |  |  |  | ±0.1% |  |  |  |  | Not Applicable |  | Panel Mount |  | -40°C ~ 85°C | Ratiometric, Current |  |  | Module, Single Pass Through | Bulk | Bidirectional |  |  | 0.5µs | 5762378 |  | 0.2mA/A | Hall Effect, Closed Loop | LF | - | 14.25V ~ 25.2V | 30 | https://www.unikeyic.com/media/datasheet/73/01/067e/65/56986a49a56b7053a0006c679c3d21b4.pdf | https://www.unikeyic.com/products/current-sensors/lf-2010-s/11075449.html
LF 210-S | LEM | 1: 50.2969 5: 48.8598 10: 47.5026 | LEM Current Transformers, LFseries, 420A, ±0.21 aoutput, turns_ratio 420:1 | ±0.2% |  |  |  | 200A | 35mA |  | AC/DC | 100kHz |  |  |  | ±0.05% |  |  |  |  | Not Applicable |  | Panel Mount |  | -40°C ~ 85°C | Ratiometric, Current |  |  | Module, Single Pass Through | Bulk | Bidirectional |  |  | 0.5µs | 5212896 |  | 0.5mA/A | Hall Effect, Closed Loop | LF | - | 11.4V ~ 15.75V |  | https://www.unikeyic.com/media/datasheet/73/01/067e/eb/9a39d8a76576c53a3994e01eb675b248.pdf | https://www.unikeyic.com/products/current-sensors/lf-210-s/35063078.html
LF 310-S | LEM | 1: 50.829 5: 49.3768 10: 48.0052 | LEM Current Transformers, LFseries, 300A, ±0.25 aoutput, turns_ratio 300:1 | ±0.2% |  |  |  | 300A | 38mA |  | AC/DC | 100kHz |  |  |  | ±0.05% |  |  |  |  | Not Applicable |  | Panel Mount |  | -40°C ~ 85°C | Ratiometric, Current |  |  | Module, Single Pass Through | Bulk | Bidirectional |  |  | 0.5µs | 5762375 |  | 0.5mA/A | Hall Effect, Closed Loop | LF | - | 11.4V ~ 21V |  | https://www.unikeyic.com/media/datasheet/73/01/067e/56/ea3d1773addce6871609218fe8f6395e.pdf | https://www.unikeyic.com/products/current-sensors/lf-310-s/11339476.html
LF 505-S | LEM | 1: 57.1649 5: 56.3483 10: 55.1233 | LEM Current Transformers, LFseries, 800A, 100 mA Valid value output, turns_ratio 800:1 | ±0.6% |  |  |  | 500A | 124mA |  | AC/DC | DC ~ 100kHz |  |  |  | ±0.1% |  |  |  |  | Not Applicable |  | Chassis Mount |  | -40°C ~ 70°C | Ratiometric, Current |  |  | Module | Tray | Bidirectional |  |  | 1µs | 2660521 |  | - | Hall Effect, Closed Loop | LF | - | ±15V ~ 24V | 190 | https://www.unikeyic.com/media/datasheet/85/12/559d/85/f85d365477aa2aabb1c084d9bd18d7ed.pdf | https://www.unikeyic.com/products/current-sensors/lf-505-s/34943219.html
LF 510-S | LEM | 1: 111.7819 5: 99.7537 10: 97.7578 | LEM Current Transformers, LFseries, 500A, ±0.16 aoutput, turns_ratio 500:1 | 0.5% |  |  |  | 500A | 48mA |  | AC/DC | 200kHz |  |  |  | ±0.1% |  |  |  |  | Not Applicable |  | Panel Mount |  | -40°C ~ 85°C | Ratiometric, Current |  |  | Module, Single Pass Through | Bulk | Bidirectional |  |  | 0.5µs | 5762376 |  | 0.2mA/A | Hall Effect, Closed Loop | LF | - | 14.25V ~ 25.2V | 156 | https://www.unikeyic.com/media/datasheet/73/01/067e/60/3483751f92151966fbf5f12d12a5b14a.pdf | https://www.unikeyic.com/products/current-sensors/lf-510-s/10976758.html
LF205-S | LEM | 1: 30.8839 5: 29.0917 10: 27.6173 | LEM Current Transformers, LFseries, 420A, 100 mA Valid value output, turns_ratio 420:1 | [17 empty] | Not Applicable | [8 empty] | Bulk |  |  |  |  | 1756657 |  |  |  | - |  |  | 147 | https://www.unikeyic.com/media/datasheet/2e/7b/07c7/2e7b07c710989e8e4bd06e314aff686a.pdf | https://www.unikeyic.com/products/current-sensors/lf205-s/11327290.html
LF210-S/SP3 | LEM | 1: 77.2098 5: 76.0219 10: 74.2402 |  | - |  |  | - |  |  | LF210-S/SP3 LEM | [5 empty] | - | - | - | - | - | [6 empty] | - | [5 empty] | - |  |  | bulk | - |  |  |  |  | 99 | https://www.unikeyic.com/media/datasheet/9e/5f/ce4e/9e5fce4e7154ac5399b1b281867c5dd4.pdf | https://www.unikeyic.com/products/current-sensors/lf210-s-sp3/682390125.html
LKSR 15-NP | LEM | 1: 16.1009 5: 14.586 10: 14.0251 25: 13.3575 50: 12.9019 200: 12.1022 600: 11.5608 1,000: 11.3333 | 41.67, 400ns, 4.75V, 27.5mA, 5.25V, Bidirectional, ±0.1%, 15A, ±1.25%, TH | ±1.25% |  |  |  | 15A | 27.5mA |  | AC/DC | 300kHz |  |  |  | ±0.1% |  |  |  |  | 1 (Unlimited) |  | Through Hole |  | -40°C ~ 105°C (TA) | Ratiometric, Voltage |  |  | Module | Tray | Bidirectional |  |  | 400ns |  |  | 41.67mV/A | Hall Effect, Closed Loop | LKSR | - | 4.75V ~ 5.25V | 43 | https://www.unikeyic.com/media/datasheet/68/52/8047/68/2abddd3a6add4536a938edef2b25d28b.pdf | https://www.unikeyic.com/products/current-sensors/lksr-15-np/11194260.html
LKSR 6-NP | LEM | 1: 15.0358 10: 14.7673 25: 14.7673 | 104.2 400ns 4.75V 23mA 5.25V Bi-directional ±0.1% 6A ±1.25% TH | ±1.25% |  |  |  | 6A | 23mA |  | AC/DC | 300kHz |  |  |  | ±0.1% |  |  |  |  | 1 (Unlimited) |  | Through Hole |  | -40°C ~ 105°C (TA) | Ratiometric, Voltage |  |  | Module | Tray | Bidirectional |  |  | 400ns | 9488905 |  | 104.2mV/A | Hall Effect, Closed Loop | LKSR | - | 4.75V ~ 5.25V | 452 | https://www.unikeyic.com/media/datasheet/68/52/8047/68/2abddd3a6add4536a938edef2b25d28b.pdf | https://www.unikeyic.com/products/current-sensors/lksr-6-np/11168554.html
LPSR 50-NP | LEM | 1: 11.7707 | TVS Diode, Bidirectional 12.5V 400ns 4.75V 51.3mA 5.25V 50A ±0.1% ±1.25% TH | ±1.25% |  |  |  | 50A | 51.3mA |  | AC/DC | 300kHz |  |  |  | ±0.1% |  |  |  |  | 1 (Unlimited) |  | Through Hole |  | -40°C ~ 105°C (TA) | Ratiometric, Voltage |  |  | Module | Tray | Bidirectional |  |  | 400ns |  |  | 12.5mV/A | Hall Effect, Closed Loop | LPSR | - | 4.75V ~ 5.25V | 35 | https://www.unikeyic.com/media/datasheet/d5/fa/0b3c/d5/fe37366628b3e6220cd10b109f7ecf45.pdf | https://www.unikeyic.com/products/current-sensors/lpsr-50-np/28042436.html
LSR10-P | HXY MOSFET | 500: 2.9959 1,000: 2.9459 1,500: 2.8711 | Supply Voltage:4.5-5.5V Static Output:2.5V Sensitivity:±50-±200A Bandwidth:65kHz | - |  |  | - | [8 empty] | - | - | - | - | - | [6 empty] | - | LSR-P |  |  |  |  | - |  |  |  | - |  |  |  |  | 360000 | https://www.unikeyic.com/media/about_us/Unikey_ISO_9001_Certification.pdf | https://www.unikeyic.com/products/current-sensors/lsr10-p/982368414.html
LSR16-P | HXY MOSFET | 500+: 2.9959 1,000+: 2.9459 1,500+: 2.8711 | VCC:4.5-5.5V, Vout:2.5V, Sensitivity:±50-±200A, BW:65kHz | [38 empty] | 360000 |  | https://www.unikeyic.com/products/current-sensors/lsr16-p/982368191.html
LSR20-P | HXY MOSFET | 500: 3.3112 1,000: 3.256 1,500: 3.1733 | Sensor 4.5-5.5V In 2.5V Out ±50-±200A Sens 65kHz BW | - |  |  | - |  |  | LSR20-P HXY MOSFET | [5 empty] | - | - | - | - | - | [6 empty] | - | LSR-P |  |  |  |  | - |  |  |  | - |  |  |  |  | 360000 | https://www.unikeyic.com/media/datasheet/35/6b/487c/356b487c037a1dbf21154776d90cf70b.pdf | https://www.unikeyic.com/products/current-sensors/lsr20-p/982370230.html
LSR32-P | HXY MOSFET | 500: 3.0747 1,000: 3.0235 1,500: 2.9466 | Current Sensor 4.5-5.5V 2.5V Out ±50-±200A 65kHz | - |  |  | - |  |  | LSR32-P HXY MOSFET | [5 empty] | - | - | - | - | - | [6 empty] | - | LSR-P |  |  |  |  | - |  |  |  | - |  |  |  |  | 360000 | https://www.unikeyic.com/media/datasheet/78/9f/5bab/789f5bab94dbfefe815d8dcee3ba8a43.pdf | https://www.unikeyic.com/products/current-sensors/lsr32-p/982369233.html
LSR40-P | HXY MOSFET | 500: 3.1535 1,000: 3.101 1,500: 3.0221 | Sensor, Vcc 4.5-5.5V, Vout 2.5V, Sensitivity ±50-±200A, Bandwidth 65kHz | - |  |  | - |  |  | LSR40-P HXY MOSFET | [5 empty] | - | - | - | - | - | [6 empty] | - | LSR-P |  |  |  |  | - |  |  |  | - |  |  |  |  | 360000 | https://www.unikeyic.com/media/datasheet/08/c4/ad8d/08c4ad8daad3296e2dde1ef5c1c5f96b.pdf | https://www.unikeyic.com/products/current-sensors/lsr40-p/982368839.html
LSR50-P | HXY MOSFET | 500: 2.9959 1,000: 2.9459 1,500: 2.8711 | Sensor, Vcc 4.5-5.5V, Vout 2.5V, Sensitivity ±50-±200A, Bandwidth 65kHz | - |  |  | - | [8 empty] | - | - | - | - | - | [6 empty] | - | LSR-P |  |  |  |  | - |  |  |  | - |  |  |  |  | 360000 | https://www.unikeyic.com/media/about_us/Unikey_ISO_9001_Certification.pdf | https://www.unikeyic.com/products/current-sensors/lsr50-p/982365753.html
LT 100-S/SP30 | LEM | 1: 1327.728 | 1μs 28mA Bidirectional ±0.1% 100A ±0.5% base mount | ±0.5% |  |  |  | 100A | 28mA |  | AC/DC | DC ~ 150kHz |  |  |  | ±0.1% |  |  |  |  | 1 (Unlimited) |  | Chassis Mount |  | -40°C ~ 70°C | Ratiometric, Current |  |  | Module | Bulk | Bidirectional |  |  | 1µs |  |  | - | Hall Effect, Closed Loop | LT | - | ±12V ~ 18V | 2 | https://www.unikeyic.com/media/datasheet/7c/47/b093/7c/62c17746f7656b52dab93eaed3833111.pdf | https://www.unikeyic.com/products/current-sensors/lt-100-s-sp30/28176095.html
LT 2005-S/SP3 | LEM | 5: 593.2085 10: 564.4627 50: 540.6168 100: 497.6614 200: 497.6614 500: 469.079 | 1μs Bidirectional ±0.1% 1.1KA ±0.6% base mount | ±0.6% |  |  | 1.1KA | [8 empty] | ±0.1% | Bidirectional | - | - | - |  | base mount |  | -30℃~70℃ |  |  | - | [5 empty] | 1μs |  |  | bulk | - |  |  |  |  | 2000 | https://www.unikeyic.com/media/about_us/Unikey_ISO_9001_Certification.pdf | https://www.unikeyic.com/products/current-sensors/lt-2005-s-sp3/726784934.html
LT 308-S7/SP1 | LEM | 1: 25.3604 5: 24.9981 10: 24.4547 |  | - |  |  | - | [8 empty] | - | - | - | - | - | [6 empty] | - | [5 empty] | - |  |  | bulk | - |  |  |  |  | 110 | https://www.unikeyic.com/media/about_us/Unikey_ISO_9001_Certification.pdf | https://www.unikeyic.com/products/current-sensors/lt-308-s7-sp1/26815263.html
LT 505-S/SP32 | LEM | 5: 318.9802 10: 303.6274 50: 290.7244 100: 267.6951 200: 267.6951 500: 252.3423 |  | - |  |  | - | [8 empty] | - | - | - | - | - | [6 empty] | - | [5 empty] | - |  |  | bulk | - |  |  |  |  | 2000 | https://www.unikeyic.com/media/about_us/Unikey_ISO_9001_Certification.pdf | https://www.unikeyic.com/products/current-sensors/lt-505-s-sp32/692484702.html
LT 505-S/SP4 | LEM | 5: 313.5904 10: 298.5642 50: 285.8246 100: 263.1219 200: 263.1219 500: 248.0957 |  | - |  |  | - | [8 empty] | - | - | - | - | - | [6 empty] | - | [5 empty] | - |  |  | bulk | - |  |  |  |  | 2000 | https://www.unikeyic.com/media/about_us/Unikey_ISO_9001_Certification.pdf | https://www.unikeyic.com/products/current-sensors/lt-505-s-sp4/692484238.html
LT 505-S/SP5 | LEM | 5: 369.612 10: 351.8092 50: 336.9464 100: 310.1605 200: 310.1605 500: 292.3577 |  | - |  |  | - | [8 empty] | - | - | - | - | - | [6 empty] | - | [5 empty] | - |  |  | bulk | - |  |  |  |  | 2000 | https://www.unikeyic.com/media/about_us/Unikey_ISO_9001_Certification.pdf | https://www.unikeyic.com/products/current-sensors/lt-505-s-sp5/692483238.html
LT 505-T | LEM | 5: 367.9787 10: 350.1759 50: 335.3131 100: 308.6906 200: 308.6906 500: 290.8878 | 1μs 30mA Bidirectional ±0.1% 500A ±0.6% Base Mount | ±0.6% |  |  |  | 500A | 30mA |  | AC/DC | DC ~ 150kHz |  |  |  | ±0.1% |  |  |  |  | 1 (Unlimited) |  | Chassis Mount |  | -10°C ~ 85°C | Ratiometric, Current |  |  | Module | Bulk | Bidirectional |  |  | 1µs | 514371 |  | - | Hall Effect, Closed Loop | LT | - | ±15V ~ 24V | 2000 | https://www.unikeyic.com/media/datasheet/79/d9/239e/79/d0811bd281071b936bd5b0d4d9bb1797.pdf | https://www.unikeyic.com/products/current-sensors/lt-505-t/27828380.html
LT 505-T/SP12 | LEM | 5: 499.6214 10: 475.4488 50: 455.3594 100: 419.2638 200: 419.2638 500: 395.0912 |  | - |  |  | - | [8 empty] | - | - | - | - | - | [6 empty] | - | [5 empty] | - |  |  | bulk | - |  |  |  |  | 2000 | https://www.unikeyic.com/media/about_us/Unikey_ISO_9001_Certification.pdf | https://www.unikeyic.com/products/current-sensors/lt-505-t-sp12/692483795.html
LT 505-T/SP20 | LEM | 5: 499.6214 10: 475.4488 50: 455.3594 100: 419.2638 200: 419.2638 500: 395.0912 |  | - |  |  | - | [8 empty] | - | - | - | - | - | [6 empty] | - | [5 empty] | - |  |  | bulk | - |  |  |  |  | 2000 | https://www.unikeyic.com/media/about_us/Unikey_ISO_9001_Certification.pdf | https://www.unikeyic.com/products/current-sensors/lt-505-t-sp20/692482781.html
LT 505-T/SP22 | LEM | 5: 477.8987 10: 454.8694 50: 435.5967 100: 400.9711 200: 400.9711 500: 377.9418 |  | - |  |  | - | [8 empty] | - | - | - | - | - | [6 empty] | - | [5 empty] | - |  |  | bulk | - |  |  |  |  | 2000 | https://www.unikeyic.com/media/about_us/Unikey_ISO_9001_Certification.pdf | https://www.unikeyic.com/products/current-sensors/lt-505-t-sp22/692483479.html
LT108-S7 | LEM | 1: 26.0583 5: 24.7888 10: 23.935 |  | - |  |  | - |  |  | LT108-S7 LEM | [5 empty] | - | - | - | - | - | [6 empty] | - | [5 empty] | - |  |  | bulk | - |  |  |  |  | 100 | https://www.unikeyic.com/media/datasheet/71/1e/1c50/71/3fc8b5c8f59be512a7b48852b018899b.pdf | https://www.unikeyic.com/products/current-sensors/lt108-s7/30729747.html
LT108-S7/SP1 | LEM | 1: 24.5289 5: 24.1785 10: 23.6529 |  | - |  |  | - |  |  | LT108-S7/SP1 LEM | [5 empty] | - | - | - | - | - | [6 empty] | - | [5 empty] | - |  |  | bulk | - |  |  |  |  | 33 | https://www.unikeyic.com/media/datasheet/19/d4/69be/19/7f04aea22530e25967bec7d0d62e67c7.pdf | https://www.unikeyic.com/products/current-sensors/lt108-s7-sp1/23592057.html
LT108-S7/SP12 | LEM | 5: 43.772 10: 41.6487 50: 39.8521 100: 36.7489 200: 36.7489 500: 27.9291 |  | - |  |  | - |  |  | LT108-S7/SP12 LEM | [5 empty] | - | - | - | - | - | [6 empty] | - | [5 empty] | - |  |  | bulk | - |  |  |  |  | 2000 | https://www.unikeyic.com/media/datasheet/d5/39/b882/d5/b0173bd318e6f4353b16a06b8315e863.pdf | https://www.unikeyic.com/products/current-sensors/lt108-s7-sp12/26979384.html
LT2005-S/SP12 | LEM | 5: 607.9081 10: 578.509 50: 554.173 100: 510.0744 200: 510.0744 500: 480.6753 | 1μs Bidirectional ±0.1% 2kA ±0.3% Base Mount | ±0.3% | Industrial |  | 2KA | [8 empty] | ±0.1% | Bidirectional | - | - | - |  | base mount |  | -25℃~70℃ |  |  | - | [5 empty] | 1μs |  |  | bulk | - |  |  |  |  | 2000 | https://www.unikeyic.com/media/about_us/Unikey_ISO_9001_Certification.pdf | https://www.unikeyic.com/products/current-sensors/lt2005-s-sp12/695654088.html
LT2005-S/SP2 | LEM | 5: 536.6969 10: 510.7277 50: 489.1684 100: 450.2962 200: 450.2962 500: 424.327 |  | - |  |  | - | [8 empty] | - | - | - | - | - | [6 empty] | - | [5 empty] | - |  |  | bulk | - |  |  |  |  | 2000 | https://www.unikeyic.com/media/about_us/Unikey_ISO_9001_Certification.pdf | https://www.unikeyic.com/products/current-sensors/lt2005-s-sp2/683343656.html
LT208-S7 | LEM | 1+: 25.4145 5+: 24.6884 10+: 24.0026 | [39 empty] | 20 | https://www.unikeyic.com/media/datasheet/6a/6b/39c8/6a/04614399d2510b8c13e8035370def94e.pdf | https://www.unikeyic.com/products/current-sensors/lt208-s7/26746116.html
LT208-S7/SP1 | LEM | 1: 23.9053 5: 23.5638 10: 23.0516 |  | - |  |  | - |  |  | LT208-S7/SP1 LEM | [5 empty] | - | - | - | - | - | [6 empty] | - | [5 empty] | - |  |  | bulk | - |  |  |  |  | 30 | https://www.unikeyic.com/media/datasheet/2f/19/3746/2f/972affd5bd5ae43ece598e24fe774744.pdf | https://www.unikeyic.com/products/current-sensors/lt208-s7-sp1/17672997.html
LT308-S7 | LEM | 1: 26.0583 5: 24.7888 10: 23.935 |  | - |  |  | - |  |  | LT308-S7 LEM | [5 empty] | - | - | - | - | - | [6 empty] | - | [5 empty] | - |  |  | bulk | - |  |  |  |  | 102 | https://www.unikeyic.com/media/datasheet/ab/ad/ff1c/ab/2816f9e88341703ea1cd9a133f57e147.pdf | https://www.unikeyic.com/products/current-sensors/lt308-s7/4301114.html
LT505-S | LEM | 1: 246.1061 3: 233.8565 6: 226.4622 |  | - |  |  | - | [8 empty] | - | - | - | - | - | [6 empty] | - | [5 empty] | - |  |  | bulk | - |  |  |  |  | 1 | https://www.unikeyic.com/media/about_us/Unikey_ISO_9001_Certification.pdf | https://www.unikeyic.com/products/current-sensors/lt505-s/19473382.html
LT505-S/SP3 | LEM | 5: 357.0357 10: 339.8863 50: 325.5134 100: 299.5442 200: 299.5442 500: 282.3947 |  | - |  |  | - | [8 empty] | - | - | - | - | - | [6 empty] | - | [5 empty] | - |  |  | bulk | - |  |  |  |  | 2000 | https://www.unikeyic.com/media/about_us/Unikey_ISO_9001_Certification.pdf | https://www.unikeyic.com/products/current-sensors/lt505-s-sp3/683853167.html
LT508-S6 | LEM | 1: 59.2436 5: 58.3973 10: 57.1278 | 1μs Bidirectional ±0.1% 500A ±0.4% base mount | ±0.4% |  |  | 500A |  |  | LT508-S6 LEM | [5 empty] | ±0.1% | Bidirectional | - | - | - |  | base mount |  | -10℃~70℃ |  |  | - | [5 empty] | 1μs |  |  | bulk | - |  |  |  |  | 43 | https://www.unikeyic.com/media/datasheet/6f/b6/b81e/6f/d37ebe4df8cff569921898a5dcdbb627.pdf | https://www.unikeyic.com/products/current-sensors/lt508-s6/30528102.html
LT58-S7 | LEM | 1: 25.6355 5: 24.903 10: 24.2113 |  | - |  |  | - |  |  | LT58-S7 LEM | [5 empty] | - | - | - | - | - | [6 empty] | - | [5 empty] | - |  |  | bulk | - | [5 empty] | https://www.unikeyic.com/media/datasheet/41/ae/ae82/41/66f6dd39f1c9ada6e5ac2f8fa0994bab.pdf | https://www.unikeyic.com/products/current-sensors/lt58-s7/19037237.html
LT58-S7/SP1 | LEM | 1: 34.7444 5: 34.2099 10: 33.4081 |  | - |  |  | - | [8 empty] | - | - | - | - | - | [6 empty] | - | [5 empty] | - |  |  | bulk | - |  |  |  |  | 98 | https://www.unikeyic.com/media/about_us/Unikey_ISO_9001_Certification.pdf | https://www.unikeyic.com/products/current-sensors/lt58-s7-sp1/9550251.html
LV 100-1000/SP23 | LEM | 5: 663.4248 10: 631.3828 50: 604.7454 100: 556.6824 200: 556.6824 500: 524.6403 | 16V 32mA 33V Bidirectional ±0.1% 10mA ±0.9% base mount | ±0.9% | Industrial |  | 10mA | [8 empty] | ±0.1% | Bidirectional | 33V | 32mA | 16V |  | base mount |  | -25℃~70℃ |  |  | - | [5 empty] | - |  |  | bulk | - |  |  |  |  | 2000 | https://www.unikeyic.com/media/about_us/Unikey_ISO_9001_Certification.pdf | https://www.unikeyic.com/products/current-sensors/lv-100-1000-sp23/683527724.html
LV25-1000 | LEM | 3: 72.4584 6: 68.5979 12: 65.4501 |  | - |  |  | - | [8 empty] | - | - | - | - | - | [6 empty] | - | [5 empty] | - |  |  |  | - |  |  |  |  | 12 | https://www.unikeyic.com/media/about_us/Unikey_ISO_9001_Certification.pdf | https://www.unikeyic.com/products/current-sensors/lv25-1000/682240391.html
LV25-P/SP5 | LEM | 1: 23.4135 10: 20.9586 30: 19.2063 75: 17.7117 |  | - |  |  | - | [8 empty] | - | - | - | - | - | [6 empty] | - | Plugins |  |  |  |  | - |  |  | bulk | - | [5 empty] | https://www.unikeyic.com/media/about_us/Unikey_ISO_9001_Certification.pdf | https://www.unikeyic.com/products/current-sensors/lv25-p-sp5/1792189.html
LZSR 100-P | LEM | 1: 70.4011 | 6.25 4.75V 5.25V Bidirectional ±0.1% 100A Through hole mounting | - | Industrial |  | 100A | [8 empty] | ±0.1% | Bidirectional | 5.25V | - | 4.75V |  | Through hole mounting |  | -40℃~85℃ |  |  | - | [5 empty] | - |  |  | bulk | 6.25 |  |  |  |  | 43 | https://www.unikeyic.com/media/about_us/Unikey_ISO_9001_Certification.pdf | https://www.unikeyic.com/products/current-sensors/lzsr-100-p/683835158.html
LZSR 150-P | LEM | 1: 41.1605 5: 37.7432 10: 36.4757 25: 34.9618 60: 33.6699 120: 32.7436 | 4.167 4.75V 5.25V Bidirectional ±0.1% 150A Through hole mounting | - |  |  |  | 150A | - |  | AC/DC | DC ~ 200kHz |  |  |  | ±0.1% |  |  |  |  | 1 (Unlimited) |  | Through Hole |  | -40°C ~ 85°C | Voltage |  |  | Module | Bulk | Bidirectional |  |  | - | 21296702 |  | 4.167mV/A | Closed Loop | LZSR-P | - | 4.75V ~ 5.25V | 11 | https://www.unikeyic.com/media/about_us/Unikey_ISO_9001_Certification.pdf | https://www.unikeyic.com/products/current-sensors/lzsr-150-p/684714372.html
LZSR 150-TP | LEM | 1: 77.4412 | 4.167 4.75V 5.25V Bidirectional ±0.15% 150A Through hole mounting | - |  |  |  | 150A | - |  | AC/DC | DC ~ 200kHz |  |  |  | ±0.15% |  |  |  |  | 1 (Unlimited) |  | Through Hole |  | -40°C ~ 85°C | Voltage |  |  | Module | Bulk | Bidirectional |  |  | - | 21296695 |  | 4.167mV/A | Closed Loop | LZSR-TP | - | 4.75V ~ 5.25V | 2 | https://www.unikeyic.com/media/about_us/Unikey_ISO_9001_Certification.pdf | https://www.unikeyic.com/products/current-sensors/lzsr-150-tp/685150085.html
LZSR 200-P/SP1 | LEM | 1: 34.3626 5: 31.4455 10: 30.3616 25: 29.069 60: 27.9663 120: 27.1756 | 3.125 4.75V 5.25V Bidirectional ±0.15% 200A Through hole mounting | - |  |  |  | 200A | - |  | AC/DC | DC ~ 200kHz |  |  |  | ±0.15% |  |  |  |  | 1 (Unlimited) |  | Through Hole |  | -40°C ~ 85°C | Voltage |  |  | Module | Bulk | Bidirectional |  |  | - | 21296694 |  | 3.125mV/A | Closed Loop | LZSR-P/SP1 | - | 4.75V ~ 5.25V | 83 | https://www.unikeyic.com/media/about_us/Unikey_ISO_9001_Certification.pdf | https://www.unikeyic.com/products/current-sensors/lzsr-200-p-sp1/14099835.html
LZSR 200-TP/SP1 | LEM | 1: 43.0689 | 3.125 4.75V 5.25V Bidirectional ±0.18% 200A Through hole mounting | - |  |  |  | 200A | - |  | AC/DC | DC ~ 200kHz |  |  |  | ±0.18% |  |  |  |  | 1 (Unlimited) |  | Through Hole |  | -40°C ~ 85°C | Voltage |  |  | Module | Bulk | Bidirectional |  |  | - | 21296691 |  | 3.125mV/A | Closed Loop | LZSR-TP/SP1 | - | 4.75V ~ 5.25V | 1776 | https://www.unikeyic.com/media/about_us/Unikey_ISO_9001_Certification.pdf | https://www.unikeyic.com/products/current-sensors/lzsr-200-tp-sp1/686621828.html
LZSR 80-P | LEM | 1: 39.6961 | 7.813 4.75V 5.25V Bidirectional ±0.1% 80A Through hole mounting | - |  |  |  | 80A | - |  | AC/DC | DC ~ 200kHz |  |  |  | ±0.1% |  |  |  |  | 1 (Unlimited) |  | Through Hole |  | -40°C ~ 85°C | Voltage |  |  | Module | Bulk | Bidirectional |  |  | - | 21296701 |  | 7.813mV/A | Closed Loop | LZSR-P | - | 4.75V ~ 5.25V | 10 | https://www.unikeyic.com/media/about_us/Unikey_ISO_9001_Certification.pdf | https://www.unikeyic.com/products/current-sensors/lzsr-80-p/686441862.html
LZSR150-P/SP1 | LEM | 1: 42.0569 5: 38.5775 10: 37.2851 25: 35.742 60: 34.4256 120: 33.4813 | 4.166 4.75V 5.25V Bidirectional ±0.1% 150A Through hole mounting | - |  |  |  | 150A | - |  | AC/DC | DC ~ 200kHz |  |  |  | ±0.1% |  |  |  |  | 1 (Unlimited) |  | Through Hole |  | -40°C ~ 85°C | Voltage |  |  | Module | Bulk | Bidirectional |  |  | - | 21296690 |  | 4.166mV/A | Closed Loop | LZSR-P/SP1 | - | 4.75V ~ 5.25V | 51 | https://www.unikeyic.com/media/about_us/Unikey_ISO_9001_Certification.pdf | https://www.unikeyic.com/products/current-sensors/lzsr150-p-sp1/7025535.html
MCA1101-50-3 | ACEINNA | 1: 6.992 5: 5.632 10: 5.236 25: 4.6656 50: 4.3416 100: 4.0284 500: 3.4668 1,000: 3.3372 2,000: 3.1968 | 25 300ns Analog 3.15V 6mA 3.45V Bidirectional ±1.5% 50A ±3.6% SOIC-16 SMD mount，glue mount 10.11mm*7.4mm*2.24mm | ±3.6% |  |  |  | 50A | 6mA |  | AC/DC | 1.5MHz |  |  |  | ±1.5% |  |  |  |  | 3 (168 Hours) |  | Surface Mount |  | -40°C ~ 105°C | Ratiometric, Voltage |  |  | 16-SOIC (0.295", 7.50mm Width) | Tape & Reel (TR) | Bidirectional |  |  | 300ns | 13147435 |  | 25mV/A | - | - |  | 3.15V ~ 3.45V | 13707 | https://www.unikeyic.com/media/datasheet/75/e3/cbae/75/cc71ce600ca394d8a0ef9de65c0370f9.pdf | https://www.unikeyic.com/products/current-sensors/mca1101-50-3/11216260.html
MCA1101-65-3 | ACEINNA | 1+: 7.981 5+: 6.435 10+: 5.973 25+: 5.3244 50+: 4.9464 100+: 4.6008 500+: 3.9636 1,000+: 3.8016 2,000+: 3.6396 | [39 empty] | 4992 |  | https://www.unikeyic.com/products/current-sensors/mca1101-65-3/30676515.html
MCQ1823GQTE-305BAL23AEC-Z | Monolithic Power Systems | 10: 3.9335 50: 3.9232 100: 3.6326 500: 3.6326 1,000: 1.7333 3,000: 1.7333 | 264 4μs 3V 12mA 3.6V Bi-dir ±0.5% ±5A ±2.5% SMD, Adhesive Mount | ±2.5% |  |  |  | ±5A | 12mA |  | AC/DC | 120kHz |  |  |  | ±0.5% |  |  |  |  | 1 (Unlimited) |  | Surface Mount |  | -40°C ~ 125°C (TJ) | Analog Voltage |  |  | 12-PowerWFQFN | Tape & Reel (TR) | Bidirectional |  |  | 4µs |  |  | 264mV/A | Hall Effect | Automotive, AEC-Q101 | 12-QFN (3x3) | 3V ~ 3.6V | 3000 | https://www.unikeyic.com/media/about_us/Unikey_ISO_9001_Certification.pdf | https://www.unikeyic.com/products/current-sensors/mcq1823gqte-305bal23aec-z/694809497.html
MCQ1823GQTE-305BAL96AEC-Z | Monolithic Power Systems | 10: 3.9335 50: 3.9232 100: 3.6326 500: 3.6326 1,000: 1.7333 3,000: 1.7333 | Bidirectional TVS Diode, 264V, 4μs, 3V-3.6V, 12mA, ±0.5%, ±5A, ±2.5%, SMD, Adhesive Mount | ±2.5% |  |  |  | ±5A | 12mA |  | AC/DC | 120kHz |  |  |  | ±0.5% |  |  |  |  | 1 (Unlimited) |  | Surface Mount |  | -40°C ~ 125°C (TJ) | Analog Voltage |  |  | 12-PowerWFQFN | Tape & Reel (TR) | Bidirectional |  |  | 4µs |  |  | 264mV/A | Hall Effect | Automotive, AEC-Q101 | 12-QFN (3x3) | 3V ~ 3.6V | 3000 | https://www.unikeyic.com/media/about_us/Unikey_ISO_9001_Certification.pdf | https://www.unikeyic.com/products/current-sensors/mcq1823gqte-305bal96aec-z/694783390.html
MCQ1823GQTE-305BRL23AEC-Z | Monolithic Power Systems | 10: 3.9335 50: 3.9232 100: 3.6326 500: 3.6326 1,000: 1.7333 3,000: 1.7333 | 264 4μs 3V 12mA 3.6V Bidirectional ±0.5% ±5A ±2.5% SMD mount，glue mount | ±2.5% |  |  |  | ±5A | 12mA |  | AC/DC | 120kHz |  |  |  | ±0.5% |  |  |  |  | 1 (Unlimited) |  | Surface Mount |  | -40°C ~ 125°C (TJ) | Ratiometric, Voltage |  |  | 12-PowerWFQFN | Tape & Reel (TR) | Bidirectional |  |  | 4µs | 18089802 |  | 264mV/A | Hall Effect | Automotive, AEC-Q101 | 12-QFN (3x3) | 3V ~ 3.6V | 3000 | https://www.unikeyic.com/media/about_us/Unikey_ISO_9001_Certification.pdf | https://www.unikeyic.com/products/current-sensors/mcq1823gqte-305brl23aec-z/694785608.html
MCQ1823GQTE-305BRL96AEC-Z | Monolithic Power Systems | 10: 3.9335 50: 3.9232 100: 3.6326 500: 3.6326 1,000: 1.7333 3,000: 1.7333 | 264 4μs 3V 12mA 3.6V Bidirectional ±0.5% ±5A ±2.5% SMD mount，glue mount | ±2.5% |  |  |  | ±5A | 12mA |  | AC/DC | 120kHz |  |  |  | ±0.5% |  |  |  |  | 1 (Unlimited) |  | Surface Mount |  | -40°C ~ 125°C (TJ) | Ratiometric, Voltage |  |  | 12-PowerWFQFN | Tape & Reel (TR) | Bidirectional |  |  | 4µs |  |  | 264mV/A | Hall Effect | Automotive, AEC-Q101 | 12-QFN (3x3) | 3V ~ 3.6V | 3000 | https://www.unikeyic.com/media/about_us/Unikey_ISO_9001_Certification.pdf | https://www.unikeyic.com/products/current-sensors/mcq1823gqte-305brl96aec-z/694794919.html
MCQ1823GQTE-305BRN23AEC-Z | Monolithic Power Systems | 10: 3.041 50: 3.041 100: 2.5532 500: 2.1276 1,000: 1.7333 3,000: 1.7333 | 264 4μs 3V 12mA 3.6V Bi-dir ±0.5% ±5A ±2.5% SMD, Adhesive Mount | ±2.5% |  |  |  | ±5A | 12mA |  | AC/DC | 120kHz |  |  |  | ±0.5% |  |  |  |  | 1 (Unlimited) |  | Surface Mount |  | -40°C ~ 125°C (TJ) | Ratiometric, Voltage |  |  | 12-PowerWFQFN | Tape & Reel (TR) | Bidirectional |  |  | 4µs |  |  | 264mV/A | Hall Effect | Automotive, AEC-Q101 | 12-QFN (3x3) | 3V ~ 3.6V | 3000 | https://www.unikeyic.com/media/about_us/Unikey_ISO_9001_Certification.pdf | https://www.unikeyic.com/products/current-sensors/mcq1823gqte-305brn23aec-z/694787662.html
MCQ1823GQTE-305BRN96AEC-Z | Monolithic Power Systems | 10: 3.041 50: 3.041 100: 2.5532 500: 2.1276 1,000: 1.7333 3,000: 1.7333 | Bidirectional TVS Diode, 264V, 4μs, 3V-3.6V, 12mA, ±0.5%, ±5A, ±2.5%, SMD, Adhesive Mount | ±2.5% |  |  |  | ±5A | 12mA |  | AC/DC | 120kHz |  |  |  | ±0.5% |  |  |  |  | 1 (Unlimited) |  | Surface Mount |  | -40°C ~ 125°C (TJ) | Ratiometric, Voltage |  |  | 12-PowerWFQFN | Tape & Reel (TR) | Bidirectional |  |  | 4µs |  |  | 264mV/A | Hall Effect | Automotive, AEC-Q101 | 12-QFN (3x3) | 3V ~ 3.6V | 3000 | https://www.unikeyic.com/media/about_us/Unikey_ISO_9001_Certification.pdf | https://www.unikeyic.com/products/current-sensors/mcq1823gqte-305brn96aec-z/694812349.html
MCQ1823GQTE-520BRNAEC-P | Monolithic Power Systems | 1+: 3.8985 5+: 3.4845 10+: 3.014 50+: 2.8404 100+: 2.7324 500+: 2.5164 1,000+: 2.322 2,000+: 2.2356 | 100Ω 4μs 4.5V 12mA 5.5V Bidirectional ±0.5% 20A ±2.5% SMD, Adhesive Mount | [38 empty] | 500 |  | https://www.unikeyic.com/products/current-sensors/mcq1823gqte-520brnaec-p/9308204.html
MCR1101-50-3 | ACEINNA | 1+: 7.0035 5+: 5.643 10+: 5.247 25+: 4.6764 50+: 4.3416 100+: 4.0392 500+: 3.7044 1,000+: 3.132 | 25 300ns 3.15V 6mA 3.45V Bi-directional ±1.5% 50A ±3.6% SMD, Adhesive Mount | [38 empty] | 511 | https://www.unikeyic.com/media/datasheet/72/0f/ef16/b1/415a048f5494f0ec5e6fe136d7cc2607.pdf | https://www.unikeyic.com/products/current-sensors/mcr1101-50-3/35067515.html
MCS1800GS-12-P | Monolithic Power Systems | 5+: 3.2378 50+: 3.0753 100+: 2.8478 | Bidirectional TVS Diode, 3V 3.6V 10.5mA 12.5A ±0.5% ±3% 110pF 5μs SOIC-8 SMD | [38 empty] | 490 |  | https://www.unikeyic.com/products/current-sensors/mcs1800gs-12-p/35064182.html
MCS1800GS-12-Z | Monolithic Power Systems | 10: 2.2107 50: 2.1796 100: 2.0446 500: 1.8681 1,000: 1.6606 3,000: 1.6606 | 110 5μs 3V 10.5mA 3.6V Bidirectional ±0.5% ±12.5A ±3% SOIC-8 SMD mount，glue mount | ±3% |  |  |  | ±12.5A | 10.5mA |  | AC/DC | 100kHz |  |  |  | ±0.5% |  |  |  |  | 1 (Unlimited) |  | Surface Mount |  | -40°C ~ 125°C (TJ) | Ratiometric, Voltage |  |  | 8-SOIC (0.154", 3.90mm Width) |  | Bidirectional |  |  | 5µs | 14115536 |  | 110mV/A | Hall Effect | - | 8-SOIC | 3V ~ 3.6V | 3000 | https://www.unikeyic.com/media/about_us/Unikey_ISO_9001_Certification.pdf | https://www.unikeyic.com/products/current-sensors/mcs1800gs-12-z/10941810.html
MCS1800GS-25-Z | Monolithic Power Systems | 10: 2.2107 50: 2.1796 100: 2.0446 500: 1.8681 1,000: 1.6606 3,000: 1.6606 | 55V Bidirectional TVS Diode ±25A ±0.5% 3.6V 10.5mA 5μs SOIC-8 SMD, Adhesive Mount | ±3% |  |  |  | ±25A | 10.5mA |  | AC/DC | 100kHz |  |  |  | ±0.5% |  |  |  |  | 1 (Unlimited) |  | Surface Mount |  | -40°C ~ 125°C (TJ) | Ratiometric, Voltage |  |  | 8-SOIC (0.154", 3.90mm Width) |  | Bidirectional |  |  | 5µs | 14115527 |  | 55mV/A | Hall Effect | - | 8-SOIC | 3V ~ 3.6V | 3000 | https://www.unikeyic.com/media/about_us/Unikey_ISO_9001_Certification.pdf | https://www.unikeyic.com/products/current-sensors/mcs1800gs-25-z/35056175.html
MCS1801GS-12-P | Monolithic Power Systems | 500: 2.2896 | 160 5μs 4.5V 10.5mA 5.5V Bidirectional ±0.5% ±12.5A ±3% SOIC-8 SMD mount，glue mount | ±3% |  |  |  | ±12.5A | 10.5mA |  | AC/DC | 100kHz |  |  |  | ±0.5% |  |  |  |  | 1 (Unlimited) |  | Surface Mount |  | -40°C ~ 125°C (TJ) | Ratiometric, Voltage |  |  | 8-SOIC (0.154", 3.90mm Width) |  | Bidirectional |  |  | 5µs | 14115552 |  | 160mV/A | Hall Effect | - | 8-SOIC | 4.5V ~ 5.5V | 500 | https://www.unikeyic.com/media/about_us/Unikey_ISO_9001_Certification.pdf | https://www.unikeyic.com/products/current-sensors/mcs1801gs-12-p/11146402.html
MCS1801GS-12-Z | Monolithic Power Systems | 10: 2.2107 50: 2.2107 100: 2.0342 500: 1.8681 1,000: 1.6606 3,000: 1.6606 | 160 5μs 4.5V 10.5mA 5.5V Bi-directional ±0.5% ±12.5A ±3% SOIC-8 SMD Adhesive Mount | ±3% |  |  |  | ±12.5A | 10.5mA |  | AC/DC | 100kHz |  |  |  | ±0.5% |  |  |  |  | 1 (Unlimited) |  | Surface Mount |  | -40°C ~ 125°C (TJ) | Ratiometric, Voltage |  |  | 8-SOIC (0.154", 3.90mm Width) |  | Bidirectional |  |  | 5µs | 14115524 |  | 160mV/A | Hall Effect | - | 8-SOIC | 4.5V ~ 5.5V | 3000 | https://www.unikeyic.com/media/about_us/Unikey_ISO_9001_Certification.pdf | https://www.unikeyic.com/products/current-sensors/mcs1801gs-12-z/35069059.html
MCS1801GS-25-P | Monolithic Power Systems | 1: 4.043 5: 3.6088 10: 2.8631 25: 2.7022 50: 2.5924 100: 2.4918 | 80 5μs 4.5V 10.5mA 5.5V Bidirectional ±0.5% ±25A ±3% SOIC-8 SMD mount，glue mount | ±3% |  |  |  | ±25A | 10.5mA |  | AC/DC | 100kHz |  |  |  | ±0.5% |  |  |  |  | 1 (Unlimited) |  | Surface Mount |  | -40°C ~ 125°C (TJ) | Ratiometric, Voltage |  |  | 8-SOIC (0.154", 3.90mm Width) |  | Bidirectional |  |  | 5µs | 14115576 |  | 80mV/A | Hall Effect | - | 8-SOIC | 4.5V ~ 5.5V | 359 | https://www.unikeyic.com/media/about_us/Unikey_ISO_9001_Certification.pdf | https://www.unikeyic.com/products/current-sensors/mcs1801gs-25-p/35054522.html
MCS1801GS-25-Z | Monolithic Power Systems | 10+: 2.4597 50+: 2.2729 100+: 2.1381 500+: 1.9616 1,000+: 1.6606 3,000+: 1.6606 | 80, 5μs, 4.5V, 10.5mA, 5.5V, Bidirectional, ±0.5%, ±25A, ±3%, SOIC-8, SMD, Adhesive Mount | [38 empty] | 3000 |  | https://www.unikeyic.com/products/current-sensors/mcs1801gs-25-z/1943386.html
MCS1802GS-05-P | Monolithic Power Systems | 2: 3.8055 20: 3.2579 200: 2.9976 | 264 5μs 3V 10.5mA 3.6V Bi-Dir ±0.5% 5A ±2.5% SOIC-8 SMD Adhesive Mount | ±2.5% |  |  |  | ±5A | 10.5mA |  | AC/DC | 100kHz |  |  |  | ±0.5% |  |  |  |  | 1 (Unlimited) |  | Surface Mount |  | -40°C ~ 125°C (TJ) | Ratiometric, Voltage |  |  | 8-SOIC (0.154", 3.90mm Width) |  | Bidirectional |  |  | 5µs |  |  | 264mV/A | Hall Effect | - | 8-SOIC | 3V ~ 3.6V | 418 | https://www.unikeyic.com/media/about_us/Unikey_ISO_9001_Certification.pdf | https://www.unikeyic.com/products/current-sensors/mcs1802gs-05-p/11222768.html
MCS1802GS-10-P | Monolithic Power Systems | 1: 4.3571 5: 3.2289 10: 3.0851 25: 2.9133 50: 2.7962 100: 2.6889 | 132 5μs 3V 10.5mA 3.6V Bidirectional ±0.5% 10A ±2.5% SOIC-8 SMD, Adhesive Mount | ±2.5% |  |  |  | ±10A | 10.5mA |  | AC/DC | 100kHz |  |  |  | ±0.5% |  |  |  |  | 1 (Unlimited) |  | Surface Mount |  | -40°C ~ 125°C (TJ) | Ratiometric, Voltage |  |  | 8-SOIC (0.154", 3.90mm Width) |  | Bidirectional |  |  | 5µs | 14115571 |  | 132mV/A | Hall Effect | - | 8-SOIC | 3V ~ 3.6V | 368 | https://www.unikeyic.com/media/about_us/Unikey_ISO_9001_Certification.pdf | https://www.unikeyic.com/products/current-sensors/mcs1802gs-10-p/11071043.html
MCS1802GS-30-P | Monolithic Power Systems | 1: 3.5615 10: 3.2167 25: 3.1513 50: 3.0846 100: 2.9667 250: 2.8423 500: 2.7167 1,000: 2.6628 | TVS Diode 44V 5μs 3V 10.5mA 3.6V Bidirectional ±0.5% ±30A ±2.5% SOIC-8 SMD, Adhesive Mount | ±2.5% |  |  |  | ±30A | 10.5mA |  | AC/DC | 100kHz |  |  |  | ±0.5% |  |  |  |  | 1 (Unlimited) |  | Surface Mount |  | -40°C ~ 125°C (TJ) | Ratiometric, Voltage |  |  | 8-SOIC (0.154", 3.90mm Width) |  | Bidirectional |  |  | 5µs | 14115543 |  | 44mV/A | Hall Effect | - | 8-SOIC | 3V ~ 3.6V | 52 | https://www.unikeyic.com/media/about_us/Unikey_ISO_9001_Certification.pdf | https://www.unikeyic.com/products/current-sensors/mcs1802gs-30-p/11255230.html
MCS1802GS-40-P | Monolithic Power Systems | 1: 2.8538 10: 2.5744 25: 2.5244 50: 2.4744 100: 2.3744 250: 2.3051 500: 2.2346 1,000: 2.0641 | 33 5μs 3V 10.5mA 3.6V Bidirectional ±0.5% 40A ±2.5% SOIC-8 SMD, Adhesive Mount | ±2.5% |  |  |  | ±40A | 10.5mA |  | AC/DC | 100kHz |  |  |  | ±0.5% |  |  |  |  | 1 (Unlimited) |  | Surface Mount |  | -40°C ~ 125°C (TJ) | Ratiometric, Voltage |  |  | 8-SOIC (0.154", 3.90mm Width) |  | Bidirectional |  |  | 5µs | 14115520 |  | 33mV/A | Hall Effect | - | 8-SOIC | 3V ~ 3.6V | 250 | https://www.unikeyic.com/media/about_us/Unikey_ISO_9001_Certification.pdf | https://www.unikeyic.com/products/current-sensors/mcs1802gs-40-p/815.html
MCS1802GS-40-Z | Monolithic Power Systems | 10: 2.4079 50: 2.4079 100: 2.2211 500: 2.0446 1,000: 1.8163 3,000: 1.8163 | 33, 5μs, 3V, 10.5mA, 3.6V, Bidirectional, ±0.5%, ±40A, ±2.5%, SOIC-8, SMD, Adhesive Mount | ±2.5% |  |  |  | ±40A | 10.5mA |  | AC/DC | 100kHz |  |  |  | ±0.5% |  |  |  |  | 1 (Unlimited) |  | Surface Mount |  | -40°C ~ 125°C (TJ) | Ratiometric, Voltage |  |  | 8-SOIC (0.154", 3.90mm Width) |  | Bidirectional |  |  | 5µs | 14115538 |  | 33mV/A | Hall Effect | - | 8-SOIC | 3V ~ 3.6V | 3000 | https://www.unikeyic.com/media/about_us/Unikey_ISO_9001_Certification.pdf | https://www.unikeyic.com/products/current-sensors/mcs1802gs-40-z/11160495.html
MCS1802GS-50-P | Monolithic Power Systems | 500: 2.6211 1,000: 2.5358 1,500: 2.4892 2,500: 2.4338 3,500: 2.3991 | 26.4 5μs 3V 10.5mA 3.6V Bidirectional ±0.5% ±50A ±2.5% SOIC-8 SMD, Adhesive Mount | ±2.5% |  |  |  | ±50A | 10.5mA |  | AC/DC | 100kHz |  |  |  | ±0.5% |  |  |  |  | 1 (Unlimited) |  | Surface Mount |  | -40°C ~ 125°C (TJ) | Ratiometric, Voltage |  |  | 8-SOIC (0.154", 3.90mm Width) |  | Bidirectional |  |  | 5µs |  |  | 26.4mV/A | Hall Effect | - | 8-SOIC | 3V ~ 3.6V | 979 | https://www.unikeyic.com/media/about_us/Unikey_ISO_9001_Certification.pdf | https://www.unikeyic.com/products/current-sensors/mcs1802gs-50-p/35003364.html
MCS1802GS-50-Z | Monolithic Power Systems | 10: 2.4079 50: 2.4079 100: 2.2211 500: 2.0446 1,000: 1.8163 3,000: 1.8163 | 26.4 5μs 3V 10.5mA 3.6V Bidirectional ±0.5% ±50A ±2.5% SOIC-8 SMD, Adhesive Mount | ±2.5% |  |  |  | ±50A | 10.5mA |  | AC/DC | 100kHz |  |  |  | ±0.5% |  |  |  |  | 1 (Unlimited) |  | Surface Mount |  | -40°C ~ 125°C (TJ) | Ratiometric, Voltage |  |  | 8-SOIC (0.154", 3.90mm Width) |  | Bidirectional |  |  | 5µs |  |  | 26.4mV/A | Hall Effect | - | 8-SOIC | 3V ~ 3.6V | 3000 | https://www.unikeyic.com/media/about_us/Unikey_ISO_9001_Certification.pdf | https://www.unikeyic.com/products/current-sensors/mcs1802gs-50-z/35032751.html
MCS1803GS-05-P | Monolithic Power Systems | 500: 2.8622 | 400 5μs 4.5V 10.5mA 5.5V Bidirectional ±0.5% 5A ±2.5% SOIC-8 SMD, Adhesive Mount | ±2.5% |  |  |  | ±5A | 10.5mA |  | AC/DC | 100kHz |  |  |  | ±0.5% |  |  |  |  | 1 (Unlimited) |  | Surface Mount |  | -40°C ~ 125°C (TJ) | Ratiometric, Voltage |  |  | 8-SOIC (0.154", 3.90mm Width) |  | Bidirectional |  |  | 5µs | 14115578 |  | 400mV/A | Hall Effect | - | 8-SOIC | 4.5V ~ 5.5V | 500 | https://www.unikeyic.com/media/pdf/HTMLDatasheet/monolithic-power-systems/04/8b/ae2c/mcs1803gs-10-p/2025/11/mcs1803gs.pdf | https://www.unikeyic.com/products/current-sensors/mcs1803gs-05-p/35046929.html
MCS1803GS-05-Z | Monolithic Power Systems | 10: 2.4079 50: 2.356 100: 2.2211 500: 2.0446 1,000: 1.8163 3,000: 1.8163 | 400 5μs 4.5V 10.5mA 5.5V Bidirectional ±0.5% 5A ±2.5% SOIC-8 SMD, Adhesive Mount | ±2.5% |  |  |  | ±5A | 10.5mA |  | AC/DC | 100kHz |  |  |  | ±0.5% |  |  |  |  | 1 (Unlimited) |  | Surface Mount |  | -40°C ~ 125°C (TJ) | Ratiometric, Voltage |  |  | 8-SOIC (0.154", 3.90mm Width) |  | Bidirectional |  |  | 5µs | 14115494 |  | 400mV/A | Hall Effect | - | 8-SOIC | 4.5V ~ 5.5V | 3000 | https://www.unikeyic.com/media/pdf/HTMLDatasheet/monolithic-power-systems/04/8b/ae2c/mcs1803gs-10-p/2025/11/mcs1803gs.pdf | https://www.unikeyic.com/products/current-sensors/mcs1803gs-05-z/34958447.html
MCS1803GS-10-P | Monolithic Power Systems | 500: 2.4727 1,000: 2.3923 1,500: 2.3483 2,500: 2.296 3,500: 2.2633 | 200 5μs 4.5V 10.5mA 5.5V Bidirectional ±0.5% ±10A ±2.5% SOIC-8 SMD, Adhesive Mount | ±2.5% |  |  |  | ±10A | 10.5mA |  | AC/DC | 100kHz |  |  |  | ±0.5% |  |  |  |  | 1 (Unlimited) |  | Surface Mount |  | -40°C ~ 125°C (TJ) | Ratiometric, Voltage |  |  | 8-SOIC (0.154", 3.90mm Width) |  | Bidirectional |  |  | 5µs |  |  | 200mV/A | Hall Effect | - | 8-SOIC | 4.5V ~ 5.5V | 960 | https://www.unikeyic.com/media/datasheet/11/28/2885/11282885158d007c56b0b22e486631ce.pdf | https://www.unikeyic.com/products/current-sensors/mcs1803gs-10-p/35052304.html
MCS1803GS-10-Z | Monolithic Power Systems | 10: 2.4079 50: 2.3664 100: 2.2211 500: 2.0446 1,000: 1.8163 3,000: 1.8163 | 200 5μs 4.5V 10.5mA 5.5V Bidirectional ±0.5% ±10A ±2.5% SOIC-8 SMD, Adhesive Mount | ±2.5% |  |  |  | ±10A | 10.5mA |  | AC/DC | 100kHz |  |  |  | ±0.5% |  |  |  |  | 1 (Unlimited) |  | Surface Mount |  | -40°C ~ 125°C (TJ) | Ratiometric, Voltage |  |  | 8-SOIC (0.154", 3.90mm Width) |  | Bidirectional |  |  | 5µs |  |  | 200mV/A | Hall Effect | - | 8-SOIC | 4.5V ~ 5.5V | 3000 | https://www.unikeyic.com/media/pdf/HTMLDatasheet/monolithic-power-systems/04/8b/ae2c/mcs1803gs-10-p/2025/11/mcs1803gs.pdf | https://www.unikeyic.com/products/current-sensors/mcs1803gs-10-z/10915672.html
MCS1803GS-20-P | Monolithic Power Systems | 500: 2.4713 1,000: 2.3909 1,500: 2.347 2,500: 2.2947 3,500: 2.2621 | 100 5μs 4.5V 10.5mA 5.5V Bidirectional ±0.5% 20A ±2.5% SOIC-8 SMD mount，glue mount | ±2.5% |  |  |  | ±20A | 10.5mA |  | AC/DC | 100kHz |  |  |  | ±0.5% |  |  |  |  | 1 (Unlimited) |  | Surface Mount |  | -40°C ~ 125°C (TJ) | Ratiometric, Voltage |  |  | 8-SOIC (0.154", 3.90mm Width) |  | Bidirectional |  |  | 5µs | 14115533 |  | 100mV/A | Hall Effect | - | 8-SOIC | 4.5V ~ 5.5V | 704 | https://www.unikeyic.com/media/pdf/HTMLDatasheet/monolithic-power-systems/04/8b/ae2c/mcs1803gs-10-p/2025/11/mcs1803gs.pdf | https://www.unikeyic.com/products/current-sensors/mcs1803gs-20-p/10931435.html
MCS1803GS-20-Z | Monolithic Power Systems | 10: 2.5324 50: 2.4597 100: 2.3249 500: 2.1381 1,000: 1.8163 3,000: 1.8163 | 100 5μs 4.5V 10.5mA 5.5V Bidirectional ±0.5% ±20A ±2.5% SOIC-8 SMD mount，glue mount | ±2.5% |  |  |  | ±20A | 10.5mA |  | AC/DC | 100kHz |  |  |  | ±0.5% |  |  |  |  | 1 (Unlimited) |  | Surface Mount |  | -40°C ~ 125°C (TJ) | Ratiometric, Voltage |  |  | 8-SOIC (0.154", 3.90mm Width) |  | Bidirectional |  |  | 5µs |  |  | 100mV/A | Hall Effect | - | 8-SOIC | 4.5V ~ 5.5V | 3000 | https://www.unikeyic.com/media/pdf/HTMLDatasheet/monolithic-power-systems/04/8b/ae2c/mcs1803gs-10-p/2025/11/mcs1803gs.pdf | https://www.unikeyic.com/products/current-sensors/mcs1803gs-20-z/11136607.html
MCS1803GS-30-Z | Monolithic Power Systems | 10: 2.4079 50: 2.4079 100: 2.2211 500: 2.0446 1,000: 1.8163 3,000: 1.8163 | 66 5μs 4.5V 10.5mA 5.5V Bidirectional ±0.5% 30A ±2.5% SOIC-8 SMD mount | ±2.5% |  |  |  | ±30A | 10.5mA |  | AC/DC | 100kHz |  |  |  | ±0.5% |  |  |  |  | 1 (Unlimited) |  | Surface Mount |  | -40°C ~ 125°C (TJ) | Ratiometric, Voltage |  |  | 8-SOIC (0.154", 3.90mm Width) |  | Bidirectional |  |  | 5µs |  |  | 66mV/A | Hall Effect | - | 8-SOIC | 4.5V ~ 5.5V | 3000 | https://www.unikeyic.com/media/datasheet/11/28/2885/11282885158d007c56b0b22e486631ce.pdf | https://www.unikeyic.com/products/current-sensors/mcs1803gs-30-z/35056651.html
MCS1803GS-40-Z | Monolithic Power Systems | 10: 2.4079 50: 2.3664 100: 2.2211 500: 2.0446 1,000: 1.8163 3,000: 1.8163 | 50 5μs 4.5V 10.5mA 5.5V Bidirectional ±0.5% ±40A ±2.5% SOIC-8 SMD, Adhesive Mount | ±2.5% |  |  |  | ±40A | 10.5mA |  | AC/DC | 100kHz |  |  |  | ±0.5% |  |  |  |  | 1 (Unlimited) |  | Surface Mount |  | -40°C ~ 125°C (TJ) | Ratiometric, Voltage |  |  | 8-SOIC (0.154", 3.90mm Width) |  | Bidirectional |  |  | 5µs | 14115573 |  | 50mV/A | Hall Effect | - | 8-SOIC | 4.5V ~ 5.5V | 3000 | https://www.unikeyic.com/media/datasheet/11/28/2885/11282885158d007c56b0b22e486631ce.pdf | https://www.unikeyic.com/products/current-sensors/mcs1803gs-40-z/11150115.html
MCS1803GS-50-P | Monolithic Power Systems | 5: 3.657 10: 3.19 50: 2.8944 100: 2.754 500: 2.2572 | 40 5μs 4.5V 10.5mA 5.5V Bidirectional ±0.5% ±50A ±2.5% SOIC-8 SMD, Adhesive Mount | ±2.5% |  |  |  | ±50A | 10.5mA |  | AC/DC | 100kHz |  |  |  | ±0.5% |  |  |  |  | 1 (Unlimited) |  | Surface Mount |  | -40°C ~ 125°C (TJ) | Ratiometric, Voltage |  |  | 8-SOIC (0.154", 3.90mm Width) |  | Bidirectional |  |  | 5µs |  |  | 40mV/A | Hall Effect | - | 8-SOIC | 4.5V ~ 5.5V | 1169 | https://www.unikeyic.com/media/pdf/HTMLDatasheet/monolithic-power-systems/04/8b/ae2c/mcs1803gs-10-p/2025/11/mcs1803gs.pdf | https://www.unikeyic.com/products/current-sensors/mcs1803gs-50-p/35060230.html
MCS1803GS-50-Z | Monolithic Power Systems | 10: 2.6777 50: 2.4597 100: 2.3249 500: 2.1381 1,000: 1.8163 3,000: 1.8163 | 40 5μs 4.5V 10.5mA 5.5V Bidirectional ±0.5% ±50A ±2.5% SOIC-8 SMD, Adhesive Mount | ±2.5% |  |  |  | ±50A | 10.5mA |  | AC/DC | 100kHz |  |  |  | ±0.5% |  |  |  |  | 1 (Unlimited) |  | Surface Mount |  | -40°C ~ 125°C (TJ) | Ratiometric, Voltage |  |  | 8-SOIC (0.154", 3.90mm Width) |  | Bidirectional |  |  | 5µs | 14115586 |  | 40mV/A | Hall Effect | - | 8-SOIC | 4.5V ~ 5.5V | 3000 | https://www.unikeyic.com/media/datasheet/11/28/2885/11282885158d007c56b0b22e486631ce.pdf | https://www.unikeyic.com/products/current-sensors/mcs1803gs-50-z/11255142.html
MCS1806GS-3-05-P | Monolithic Power Systems | 2: 4.1434 20: 3.5426 200: 3.264 | 264 5μs 3V 10.5mA 3.6V Bidirectional ±0.5% ±5A ±2.5% SOIC-8 SMD mount，glue mount | ±2.5% |  |  |  | ±5A | 10.5mA |  | AC/DC | 100kHz |  |  |  | ±0.5% |  |  |  |  | 1 (Unlimited) |  | Surface Mount |  | -40°C ~ 125°C (TJ) | Ratiometric, Voltage |  |  | 8-SOIC (0.154", 3.90mm Width) |  | Bidirectional |  |  | 5µs | 16896039 |  | 264mV/A | Hall Effect, Differential | - | 8-SOIC | 3V ~ 3.6V | 494 | https://www.unikeyic.com/media/about_us/Unikey_ISO_9001_Certification.pdf | https://www.unikeyic.com/products/current-sensors/mcs1806gs-3-05-p/11237209.html
MCS1806GS-3-10-P | Monolithic Power Systems | 1+: 4.9694 5+: 3.687 10+: 3.5238 25+: 3.3291 50+: 3.1966 100+: 3.0749 | TVS Diode, 132V, 5μs, 3V, 10.5mA, 3.6V, Bi-Dir, ±0.5%, ±10A, ±2.5%, SOIC-8, SMD, Adhesive Mount | [38 empty] | 442 |  | https://www.unikeyic.com/products/current-sensors/mcs1806gs-3-10-p/35065335.html
MCS1806GS-3-10-Z | Monolithic Power Systems | 10: 2.7504 50: 2.6881 100: 2.5324 500: 2.3249 1,000: 1.8163 3,000: 1.8163 | TVS Diode, 132V, 5μs, 3V, 10.5mA, 3.6V, Bi-Dir, ±0.5%, ±10A, ±2.5%, SOIC-8, SMD, Adhesive Mount | ±2.5% |  |  |  | ±10A | 10.5mA |  | AC/DC | 100kHz |  |  |  | ±0.5% |  |  |  |  | 1 (Unlimited) |  | Surface Mount |  | -40°C ~ 125°C (TJ) | Ratiometric, Voltage |  |  | 8-SOIC (0.154", 3.90mm Width) |  | Bidirectional |  |  | 5µs | 16896351 |  | 132mV/A | Hall Effect, Differential | - | 8-SOIC | 3V ~ 3.6V | 3000 | https://www.unikeyic.com/media/about_us/Unikey_ISO_9001_Certification.pdf | https://www.unikeyic.com/products/current-sensors/mcs1806gs-3-10-z/35046392.html
MCS1806GS-3-20-Z | Monolithic Power Systems | 10: 2.6155 50: 2.574 100: 2.4182 500: 2.2211 1,000: 1.8163 3,000: 1.8163 | 66 5μs 3V 10.5mA 3.6V Bidirectional ±0.5% ±20A ±2.5% SOIC-8 SMD, Adhesive Mount | ±2.5% |  |  |  | ±20A | 10.5mA |  | AC/DC | 100kHz |  |  |  | ±0.5% |  |  |  |  | 1 (Unlimited) |  | Surface Mount |  | -40°C ~ 125°C (TJ) | Ratiometric, Voltage |  |  | 8-SOIC (0.154", 3.90mm Width) |  | Bidirectional |  |  | 5µs | 16896032 |  | 66mV/A | Hall Effect, Differential | - | 8-SOIC | 3V ~ 3.6V | 3000 | https://www.unikeyic.com/media/about_us/Unikey_ISO_9001_Certification.pdf | https://www.unikeyic.com/products/current-sensors/mcs1806gs-3-20-z/10917003.html
MCS1806GS-3-30-Z | Monolithic Power Systems | 10: 2.906 50: 2.6881 100: 2.5324 500: 2.3249 1,000: 1.8163 3,000: 1.8163 | TVS Diode 44V 5μs 3V 10.5mA 3.6V Bidirectional ±0.5% ±30A ±2.5% SOIC-8 SMD, Adhesive Mount | ±2.5% |  |  |  | ±30A | 10.5mA |  | AC/DC | 100kHz |  |  |  | ±0.5% |  |  |  |  | 1 (Unlimited) |  | Surface Mount |  | -40°C ~ 125°C (TJ) | Ratiometric, Voltage |  |  | 8-SOIC (0.154", 3.90mm Width) |  | Bidirectional |  |  | 5µs | 16896136 |  | 44mV/A | Hall Effect, Differential | - | 8-SOIC | 3V ~ 3.6V | 3000 | https://www.unikeyic.com/media/about_us/Unikey_ISO_9001_Certification.pdf | https://www.unikeyic.com/products/current-sensors/mcs1806gs-3-30-z/34953830.html
MCS1806GS-3-40-P | Monolithic Power Systems | 500+: 2.6699 1,000+: 2.5839 1,500+: 2.537 2,500+: 2.4811 3,500+: 2.4462 | 33, 5μs, 3V, 10.5mA, 3.6V, Bidirectional, ±0.5%, ±40A, ±2.5%, SOIC-8, SMD, Adhesive Mount | [38 empty] | 2475 |  | https://www.unikeyic.com/products/current-sensors/mcs1806gs-3-40-p/34939542.html
MCS1806GS-3-40-Z | Monolithic Power Systems | 10: 2.7712 50: 2.6362 100: 2.4079 500: 2.1692 1,000: 1.8163 3,000: 1.8163 | 33 5μs 3V 10.5mA 3.6V Bidirectional ±0.5% ±40A ±2.5% SOIC-8 SMD, Adhesive Mount | ±2.5% |  |  |  | ±40A | 10.5mA |  | AC/DC | 100kHz |  |  |  | ±0.5% |  |  |  |  | 1 (Unlimited) |  | Surface Mount |  | -40°C ~ 125°C (TJ) | Ratiometric, Voltage |  |  | 8-SOIC (0.154", 3.90mm Width) |  | Bidirectional |  |  | 5µs |  |  | 33mV/A | Hall Effect, Differential | - | 8-SOIC | 3V ~ 3.6V | 3000 | https://www.unikeyic.com/media/about_us/Unikey_ISO_9001_Certification.pdf | https://www.unikeyic.com/products/current-sensors/mcs1806gs-3-40-z/35031827.html
MCS1806GS-3-50-P | Monolithic Power Systems | 1+: 4.9694 5+: 3.687 10+: 3.5238 25+: 3.3291 50+: 3.1966 100+: 3.0749 | 26.4 5μs 3V 10.5mA 3.6V Bidirectional ±0.5% ±50A ±2.5% SOIC-8 SMD, Adhesive Mount | [38 empty] | 165 |  | https://www.unikeyic.com/products/current-sensors/mcs1806gs-3-50-p/34954619.html
MCS1806GS-3-50-Z | Monolithic Power Systems | 10: 2.6777 50: 2.574 100: 2.4079 500: 2.1692 1,000: 1.8163 3,000: 1.8163 | 26.4 5μs 3V 10.5mA 3.6V Bidirectional ±0.5% ±50A ±2.5% SOIC-8 SMD, Adhesive Mount | ±2.5% |  |  |  | ±50A | 10.5mA |  | AC/DC | 100kHz |  |  |  | ±0.5% |  |  |  |  | 1 (Unlimited) |  | Surface Mount |  | -40°C ~ 125°C (TJ) | Ratiometric, Voltage |  |  | 8-SOIC (0.154", 3.90mm Width) |  | Bidirectional |  |  | 5µs | 16895895 |  | 26.4mV/A | Hall Effect, Differential | - | 8-SOIC | 3V ~ 3.6V | 3000 | https://www.unikeyic.com/media/about_us/Unikey_ISO_9001_Certification.pdf | https://www.unikeyic.com/products/current-sensors/mcs1806gs-3-50-z/11028413.html
MCS1806GS-5-05-Z | Monolithic Power Systems | 10: 2.7504 50: 2.6881 100: 2.5324 500: 2.3249 1,000: 1.8163 3,000: 1.8163 | 400 5μs 4.5V 10.5mA 5.5V Bidirectional ±0.5% ±5A ±2.5% SOIC-8 SMD, Adhesive Mount | ±2.5% |  |  |  | ±5A | 10.5mA |  | AC/DC | 100kHz |  |  |  | ±0.5% |  |  |  |  | 1 (Unlimited) |  | Surface Mount |  | -40°C ~ 125°C (TJ) | Ratiometric, Voltage |  |  | 8-SOIC (0.154", 3.90mm Width) |  | Bidirectional |  |  | 5µs |  |  | 400mV/A | Hall Effect, Differential | - | 8-SOIC | 4.5V ~ 5.5V | 3000 | https://www.unikeyic.com/media/about_us/Unikey_ISO_9001_Certification.pdf | https://www.unikeyic.com/products/current-sensors/mcs1806gs-5-05-z/11252489.html
MCS1806GS-5-10-P | Monolithic Power Systems | 1: 4.683 5: 3.4773 10: 3.3239 25: 3.1406 50: 3.0155 100: 2.9009 | 200 5μs 4.5V 10.5mA 5.5V Bidirectional ±0.5% ±10A ±2.5% SOIC-8 SMD mount，glue mount | ±2.5% |  |  |  | ±10A | 10.5mA |  | AC/DC | 100kHz |  |  |  | ±0.5% |  |  |  |  | 1 (Unlimited) |  | Surface Mount |  | -40°C ~ 125°C (TJ) | Ratiometric, Voltage |  |  | 8-SOIC (0.154", 3.90mm Width) |  | Bidirectional |  |  | 5µs |  |  | 200mV/A | Hall Effect, Differential | - | 8-SOIC | 4.5V ~ 5.5V | 63 | https://www.unikeyic.com/media/about_us/Unikey_ISO_9001_Certification.pdf | https://www.unikeyic.com/products/current-sensors/mcs1806gs-5-10-p/11217834.html
MCS1806GS-5-10-Z | Monolithic Power Systems | 10: 2.7712 50: 2.6362 100: 2.4079 500: 2.1692 1,000: 1.8163 3,000: 1.8163 | TVS Diode Bidirectional 200V 5μs 4.5V 10.5mA 5.5V ±0.5% 10A ±2.5% SOIC-8 SMD | ±2.5% |  |  |  | ±10A | 10.5mA |  | AC/DC | 100kHz |  |  |  | ±0.5% |  |  |  |  | 1 (Unlimited) |  | Surface Mount |  | -40°C ~ 125°C (TJ) | Ratiometric, Voltage |  |  | 8-SOIC (0.154", 3.90mm Width) |  | Bidirectional |  |  | 5µs |  |  | 200mV/A | Hall Effect, Differential | - | 8-SOIC | 4.5V ~ 5.5V | 3000 | https://www.unikeyic.com/media/about_us/Unikey_ISO_9001_Certification.pdf | https://www.unikeyic.com/products/current-sensors/mcs1806gs-5-10-z/34994618.html
MCS1806GS-5-20-Z | Monolithic Power Systems | 10: 2.906 50: 2.6881 100: 2.5324 500: 2.3249 1,000: 1.8163 3,000: 1.8163 | 100 5μs 4.5V 10.5mA 5.5V Bidirectional ±0.5% ±20A ±2.5% SOIC-8 SMD Adhesive Mount | ±2.5% |  |  |  | ±20A | 10.5mA |  | AC/DC | 100kHz |  |  |  | ±0.5% |  |  |  |  | 1 (Unlimited) |  | Surface Mount |  | -40°C ~ 125°C (TJ) | Ratiometric, Voltage |  |  | 8-SOIC (0.154", 3.90mm Width) |  | Bidirectional |  |  | 5µs | 16896591 |  | 100mV/A | Hall Effect, Differential | - | 8-SOIC | 4.5V ~ 5.5V | 3000 | https://www.unikeyic.com/media/about_us/Unikey_ISO_9001_Certification.pdf | https://www.unikeyic.com/products/current-sensors/mcs1806gs-5-20-z/10923263.html
MCS1806GS-5-30-Z | Monolithic Power Systems | 10: 2.7504 50: 2.6881 100: 2.5324 500: 2.3249 1,000: 1.8163 3,000: 1.8163 | 66 5μs 4.5V 10.5mA 5.5V Bidirectional ±0.5% ±30A ±2.5% SOIC-8 SMD mount，glue mount | ±2.5% |  |  |  | ±30A | 10.5mA |  | AC/DC | 100kHz |  |  |  | ±0.5% |  |  |  |  | 1 (Unlimited) |  | Surface Mount |  | -40°C ~ 125°C (TJ) | Ratiometric, Voltage |  |  | 8-SOIC (0.154", 3.90mm Width) |  | Bidirectional |  |  | 5µs | 16895843 |  | 66mV/A | Hall Effect, Differential | - | 8-SOIC | 4.5V ~ 5.5V | 3000 | https://www.unikeyic.com/media/about_us/Unikey_ISO_9001_Certification.pdf | https://www.unikeyic.com/products/current-sensors/mcs1806gs-5-30-z/35036962.html
MCS1806GS-5-40-P | Monolithic Power Systems | 1+: 3.9445 5+: 3.5305 10+: 3.223 25+: 3.047 50+: 2.8728 100+: 2.7648 500+: 2.538 1,000+: 2.4084 2,500+: 2.3544 | 50 5μs 4.5V 10.5mA 5.5V Bidirectional ±0.5% ±40A ±2.5% SOIC-8 SMD, Adhesive Mount | [38 empty] | 337 |  | https://www.unikeyic.com/products/current-sensors/mcs1806gs-5-40-p/11124273.html
MCS1806GS-5-50-Z | Monolithic Power Systems | 10: 2.7504 50: 2.6362 100: 2.4079 500: 2.1692 1,000: 1.8163 3,000: 1.8163 | 40 5μs 4.5V 10.5mA 5.5V Bidirectional ±0.5% 50A ±2.5% SOIC-8 SMD | ±2.5% |  |  |  | ±50A | 10.5mA |  | AC/DC | 100kHz |  |  |  | ±0.5% |  |  |  |  | 1 (Unlimited) |  | Surface Mount |  | -40°C ~ 125°C (TJ) | Ratiometric, Voltage |  |  | 8-SOIC (0.154", 3.90mm Width) |  | Bidirectional |  |  | 5µs |  |  | 40mV/A | Hall Effect, Differential | - | 8-SOIC | 4.5V ~ 5.5V | 3000 | https://www.unikeyic.com/media/about_us/Unikey_ISO_9001_Certification.pdf | https://www.unikeyic.com/products/current-sensors/mcs1806gs-5-50-z/11238461.html
MCS1823GQTE-320BRN-Z | Monolithic Power Systems | 10: 2.3352 50: 2.3352 100: 1.8474 500: 1.5568 1,000: 1.3285 3,000: 1.3285 |  | ±2.5% |  |  |  | ±20A | 12mA |  | AC/DC | 120kHz |  |  |  | ±0.5% |  |  |  |  | 1 (Unlimited) |  | Surface Mount |  | -40°C ~ 125°C (TJ) | Ratiometric, Voltage |  |  | 12-PowerWFQFN | Tape & Reel (TR) | Bidirectional |  |  | 4µs | 18089387 |  | 66mV/A | Hall Effect | - | 12-QFN (3x3) | 3V ~ 3.6V | 3000 | https://www.unikeyic.com/media/about_us/Unikey_ISO_9001_Certification.pdf | https://www.unikeyic.com/products/current-sensors/mcs1823gqte-320brn-z/21115547.html
MCS1823GQTE-330BAL-Z | Monolithic Power Systems | 10: 2.3352 50: 2.3352 100: 1.9616 500: 1.6398 1,000: 1.3285 3,000: 1.3285 |  | ±2.5% |  |  |  | ±30A | 12mA |  | AC/DC | 120kHz |  |  |  | ±0.5% |  |  |  |  | 1 (Unlimited) |  | Surface Mount |  | -40°C ~ 125°C (TJ) | Analog Voltage |  |  | 12-PowerWFQFN | Tape & Reel (TR) | Bidirectional |  |  | 4µs | 18089451 |  | 44mV/A | Hall Effect | Automotive, AEC-Q101 | 12-QFN (3x3) | 3V ~ 3.6V | 3000 | https://www.unikeyic.com/media/about_us/Unikey_ISO_9001_Certification.pdf | https://www.unikeyic.com/products/current-sensors/mcs1823gqte-330bal-z/700932353.html
MCS1823GQTE-330BAN-Z | Monolithic Power Systems | 10: 2.3352 50: 2.3352 100: 1.9616 500: 1.6398 1,000: 1.3285 3,000: 1.3285 |  | - |  |  | - | [8 empty] | - | - | - | - | - | [6 empty] | - | [5 empty] | - |  |  |  | - |  |  |  |  | 3000 | https://www.unikeyic.com/media/about_us/Unikey_ISO_9001_Certification.pdf | https://www.unikeyic.com/products/current-sensors/mcs1823gqte-330ban-z/702122554.html
MCS1823GQTE-350BRN-Z | Monolithic Power Systems | 10: 2.2107 50: 2.2107 100: 1.9201 500: 1.6398 1,000: 1.3285 3,000: 1.3285 |  | ±2.5% |  |  |  | ±50A | 12mA |  | AC/DC | 120kHz |  |  |  | ±0.5% |  |  |  |  | 1 (Unlimited) |  | Surface Mount |  | -40°C ~ 125°C (TJ) | Ratiometric, Voltage |  |  | 12-PowerWFQFN | Tape & Reel (TR) | Bidirectional |  |  | 4µs | 18089193 |  | 26.4mV/A | Hall Effect | - | 12-QFN (3x3) | 3V ~ 3.6V | 3000 | https://www.unikeyic.com/media/about_us/Unikey_ISO_9001_Certification.pdf | https://www.unikeyic.com/products/current-sensors/mcs1823gqte-350brn-z/701379828.html
MCS1823GQTE-505BRN-P | Monolithic Power Systems | 1+: 3.634 5+: 3.243 10+: 2.794 50+: 2.4192 100+: 2.2464 500+: 2.1492 2,000+: 1.8144 | [39 empty] | 967 |  | https://www.unikeyic.com/products/current-sensors/mcs1823gqte-505brn-p/701105907.html
MCS1823GQTE-530BRN-P | Monolithic Power Systems | 500+: 1.9238 1,000+: 1.8591 1,500+: 1.8237 2,500+: 1.7817 3,500+: 1.7554 5,000+: 1.7287 | CURRENT SENSOR HE 30A 12-TQFN | [38 empty] | 500 |  | https://www.unikeyic.com/products/current-sensors/mcs1823gqte-530brn-p/701661570.html
MCS1823GQTE-550BRN-Z | Monolithic Power Systems | 10+: 2.2107 50+: 2.2107 100+: 1.9201 500+: 1.5983 1,000+: 1.3285 3,000+: 1.3285 | [39 empty] | 3000 |  | https://www.unikeyic.com/products/current-sensors/mcs1823gqte-550brn-z/20444964.html
MGS-1800-250 | Aim Dynamics | 1: 885.6 | Unidirectional 250A ±1% Base Mount | ±1% | Commercial Grade |  | 250A | [8 empty] | - | Unidirectional | - | - | - |  | base mount |  | 0℃~70℃ |  |  | - | [5 empty] | - |  |  | boxed | - |  |  |  |  | 10 | https://www.unikeyic.com/media/about_us/Unikey_ISO_9001_Certification.pdf | https://www.unikeyic.com/products/current-sensors/mgs-1800-250/30487753.html
MGS-1800-400 | Aim Dynamics | 1+: 885.6 | Uni-directional 400A ±1% Base Mount | [38 empty] | 10 |  | https://www.unikeyic.com/products/current-sensors/mgs-1800-400/10629769.html
MGS-1800-4000 | Aim Dynamics | 1+: 885.6 | Unidirectional 4kA ±1% Base Mount | [38 empty] | 10 |  | https://www.unikeyic.com/products/current-sensors/mgs-1800-4000/32227715.html
MGS-1800-800 | Aim Dynamics | 1: 885.6 | Unidirectional, 800A, ±1%, Base Mount | ±1% | Commercial Grade |  | 800A | [8 empty] | - | Unidirectional | - | - | - |  | base mount |  | 0℃~70℃ |  |  | - | [5 empty] | - |  |  | boxed | - |  |  |  |  | 10 | https://www.unikeyic.com/media/about_us/Unikey_ISO_9001_Certification.pdf | https://www.unikeyic.com/products/current-sensors/mgs-1800-800/18162888.html
MLX91206LDC-CAH-004-TU | Melexis | 1+: 7.284 5+: 5.4354 10+: 5.2074 25+: 4.9345 80+: 4.631 160+: 4.4702 560+: 4.2125 1,040+: 4.0993 | Analog Sensor, 77.5mV/mT, 8μs, 4.5V-5.5V, 12mA, Bidirectional, ±0.5% Accuracy, 25A(mT), ±1%, SOIC-8, SMD | [38 empty] | 1956 | https://www.unikeyic.com/media/datasheet/a9/c1/a788/a9/71cce3a21b4419437552b8425dbcd4f0.pdf | https://www.unikeyic.com/products/current-sensors/mlx91206ldc-cah-004-tu/10914798.html
MLX91208LDC-CAL-000-SP | Melexis | 1: 5.5279 5: 4.1129 10: 3.9344 25: 3.7216 50: 3.5761 100: 3.4429 500: 3.1747 1,000: 3.0749 | Hall Sensor 250mV/mT 3μs Analog 4.5V-5.5V 14mA Bi-directional ±0.75% ±0.1% SOIC-8 SMD | ±0.1% |  | MLX91208 |  | - | 14mA |  | AC/DC | DC ~ 200kHz |  |  |  | ±0.75% |  |  |  |  | 3 (168 Hours) |  | Surface Mount |  | -40°C ~ 150°C | Ratiometric, Voltage (Selectable) |  |  | 8-SOIC (0.154", 3.90mm Width) | Bulk | Bidirectional |  |  | 3µs |  |  | 250mV/mT | Hall Effect, Open Loop | Triaxis® | 8-SOIC | 4.5V ~ 5.5V | 179 | https://www.unikeyic.com/media/datasheet/5a/51/8d99/5a518d99efe9e9dcbe5c5f072b20edc2.pdf | https://www.unikeyic.com/products/current-sensors/mlx91208ldc-cal-000-sp/27833764.html
MLX91208LDC-CAV-001-SP | Melexis | 1+: 5.5279 5+: 4.1129 10+: 3.9344 25+: 3.7216 50+: 3.5761 100+: 3.4429 500+: 3.1747 1,000+: 3.0749 | 60mV/mT 3μs Analog Sensor 4.5V-5.5V 14mA Bidirectional ±0.75% ±0.1% SOIC-8 SMD 4.98mm × 3.99mm × 1.73mm | [38 empty] | 60 | https://www.unikeyic.com/media/datasheet/5a/51/8d99/5a518d99efe9e9dcbe5c5f072b20edc2.pdf | https://www.unikeyic.com/products/current-sensors/mlx91208ldc-cav-001-sp/34956412.html
MLX91208LDC-CAV-001-TU | Melexis | 1+: 5.5279 5+: 4.1129 10+: 3.9344 25+: 3.7216 80+: 3.4845 160+: 3.3589 560+: 3.1578 1,040+: 3.0695 | Hall Sensor, 60mV/mT, 3μs, 4.5V-5.5V, 14mA, Bidirectional ±0.75%, ±0.1% SOIC-8 SMD | [38 empty] | 743 | https://www.unikeyic.com/media/datasheet/b8/6b/76e8/b8/136e812831151069cebe184db81f599f.pdf | https://www.unikeyic.com/products/current-sensors/mlx91208ldc-cav-001-tu/10962608.html
MLX91209LVA-CAA-003-SP | Melexis | 1+: 4.745 5+: 3.5186 10+: 3.3631 25+: 3.1778 50+: 3.0514 100+: 2.9354 500+: 2.7022 1,000+: 2.6153 | SENSOR CURRENT HALL 19MV/MT 4SIP | [38 empty] | 87 | https://www.unikeyic.com/media/datasheet/3f/cf/0580/3f/39a1e6780ff04c2ba4ae934123ad776b.pdf | https://www.unikeyic.com/products/current-sensors/mlx91209lva-caa-003-sp/10039106.html
MLX91209LVA-CAK-001-SP | Melexis | 100: 3.3835 | SENSOR CURRENT HALL 15MV/MT 4SIP | - |  |  |  | - | 14mA |  | DC | DC ~ 250kHz |  |  |  | ±0.4% |  |  |  |  | 1 (Unlimited) |  | Through Hole |  | -40°C ~ 150°C (TA) | Ratiometric, Voltage |  |  | 4-SSIP Module | Tube | Bidirectional |  |  | 2µs | 16881729 |  | 15mV/mT | Hall Effect | Automotive, AEC-Q100 |  | 4.5V ~ 5.5V | 114 | https://www.unikeyic.com/media/about_us/Unikey_ISO_9001_Certification.pdf | https://www.unikeyic.com/products/current-sensors/mlx91209lva-cak-001-sp/8952435.html
MLX91216LDC-ACV-000-SP | Melexis | 1+: 5.473 5+: 4.0738 10+: 3.8956 25+: 3.685 50+: 3.5409 100+: 3.4088 500+: 3.143 1,000+: 3.044 | Hall Sensor 40mV/mT 2.5μs Analog 4.5V-5.5V 12.5mA 1.2kA SOIC-8 SMD | [38 empty] | 252 | https://www.unikeyic.com/media/datasheet/6d/5c/bc81/6d/919d8af9be7212dd5bc53751fe5a2a4e.pdf | https://www.unikeyic.com/products/current-sensors/mlx91216ldc-acv-000-sp/11077864.html
MLX91216LDC-ACV-000-TU | Melexis | 1+: 5.473 5+: 4.0738 10+: 3.8956 25+: 3.685 80+: 3.4501 160+: 3.3256 560+: 3.1263 1,040+: 3.0387 | Analog IC, 2.5μs, 5.5V, SOIC-8, SMD, 4.98mm × 3.99mm × 1.55mm | [38 empty] | 1035 | https://www.unikeyic.com/media/datasheet/a3/de/b89d/a3/f309ba8a52f59779ea4936c96726b37e.pdf | https://www.unikeyic.com/products/current-sensors/mlx91216ldc-acv-000-tu/16337.html
MLX91216LDC-ACV-001-SP | Melexis | 1+: 5.772 5+: 4.2941 10+: 4.1083 25+: 3.8871 50+: 3.7359 100+: 3.5975 500+: 3.3189 1,000+: 3.2152 | 60mV/mT 2.5μs Analog 4.5V 5.5V SOIC-8 SMD | [38 empty] | 153 | https://www.unikeyic.com/media/datasheet/a3/de/b89d/a3/f309ba8a52f59779ea4936c96726b37e.pdf | https://www.unikeyic.com/products/current-sensors/mlx91216ldc-acv-001-sp/11308743.html
MLX91218LDC-ARV-300-SP | Melexis | 1: 5.8016 5: 4.3182 10: 4.1322 25: 3.9105 50: 3.7585 | 30mV/mT 2μs 3.135V 18mA 3.465V Bidirectional ±0.5% SMD | - |  |  |  | - | 18mA |  | DC | DC ~ 400kHz |  |  |  | ±0.5% |  |  |  |  | 3 (168 Hours) |  | Surface Mount |  | -40°C ~ 150°C (TA) | Ratiometric, Voltage |  |  | 8-SOIC (0.154", 3.90mm Width) | Tube | Bidirectional |  |  | 2µs | 16881026 |  | 30mV/mT | Hall Effect | - |  | 3.135V ~ 3.465V | 80 | https://www.unikeyic.com/media/about_us/Unikey_ISO_9001_Certification.pdf | https://www.unikeyic.com/products/current-sensors/mlx91218ldc-arv-300-sp/34981818.html
MLX91218LDC-ARV-301-TU | Melexis | 1+: 5.5279 5+: 4.1129 10+: 3.9356 25+: 3.7242 | 2μs 3.135V 18mA 3.465V Bidirectional ±0.5% SMD | [38 empty] | 60 |  | https://www.unikeyic.com/products/current-sensors/mlx91218ldc-arv-301-tu/35005553.html
MLX91218LDC-ARV-303-TU | Melexis | 80: 3.6628 160: 3.5317 560: 3.3216 1,040: 3.2293 | Sensor, 30mV/mT, 2μs, 3.135V, 18mA, 3.465V, Bidirectional, ±0.5%, SMD | - |  |  |  | - | 18mA |  | DC | DC ~ 400kHz |  |  |  | ±0.5% |  |  |  |  | 3 (168 Hours) |  | Surface Mount |  | -40°C ~ 150°C (TA) | Ratiometric, Voltage |  |  | 8-SOIC (0.154", 3.90mm Width) | Tube | Bidirectional |  |  | 2µs |  |  | 30mV/mT | Hall Effect | - |  | 3.135V ~ 3.465V | 583 | https://www.unikeyic.com/media/about_us/Unikey_ISO_9001_Certification.pdf | https://www.unikeyic.com/products/current-sensors/mlx91218ldc-arv-303-tu/35025582.html
MLX91218LDC-ARV-500-TU | Melexis | 80: 3.6608 160: 3.5297 560: 3.3198 1,040: 3.2275 | High Speed Current Sensor IC with OCD | - |  |  |  | - | 19mA |  | DC | DC ~ 400kHz |  |  |  | ±0.5% |  |  |  |  | 3 (168 Hours) |  | Surface Mount |  | -40°C ~ 150°C (TA) | Ratiometric, Voltage |  |  | 8-SOIC (0.154", 3.90mm Width) | Tube | Bidirectional |  |  | 2µs |  |  | 40mV/mT | Hall Effect | - |  | 4.5V ~ 5.5V | 774 | https://www.unikeyic.com/media/about_us/Unikey_ISO_9001_Certification.pdf | https://www.unikeyic.com/products/current-sensors/mlx91218ldc-arv-500-tu/35029644.html
MLX91218LDC-ARX-300-TU | Melexis | 1+: 5.525 5+: 4.1105 10+: 3.9334 | Hall Sensor, 14mV/mT, 2μs, 3.135V~3.465V, 18mA, Bidirectional, ±0.5%, SMD | [38 empty] | 21 |  | https://www.unikeyic.com/products/current-sensors/mlx91218ldc-arx-300-tu/11260632.html
MLX91218LDC-ARX-301-SP | Melexis | 1: 5.8016 5: 4.3182 10: 4.1322 25: 3.9105 50: 3.7585 100: 3.6194 500: 3.3393 1,000: 3.235 | Hall Sensor, 14mV/mT, 2μs, 3.135V~3.465V, 18mA, Bidirectional, ±0.5%, SMD | - |  |  |  | - | 18mA |  | DC | DC ~ 400kHz |  |  |  | ±0.5% |  |  |  |  | 3 (168 Hours) |  | Surface Mount |  | -40°C ~ 150°C (TA) | Ratiometric, Voltage |  |  | 8-SOIC (0.154", 3.90mm Width) | Tube | Bidirectional |  |  | 2µs | 16880950 |  | 14mV/mT | Hall Effect | - |  | 3.135V ~ 3.465V | 38 | https://www.unikeyic.com/media/about_us/Unikey_ISO_9001_Certification.pdf | https://www.unikeyic.com/products/current-sensors/mlx91218ldc-arx-301-sp/35040575.html
MLX91218LDC-ARX-500-SP | Melexis | 1: 5.8016 5: 4.3182 10: 4.1322 25: 3.9105 50: 3.7585 100: 3.6194 500: 3.3393 1,000: 3.235 | 30mV/mT, 2μs, 4.5V, 19mA, 5.5V, Bidirectional, ±0.5%, SMD | - |  |  |  | - | 19mA |  | DC | DC ~ 400kHz |  |  |  | ±0.5% |  |  |  |  | 3 (168 Hours) |  | Surface Mount |  | -40°C ~ 150°C (TA) | Ratiometric, Voltage |  |  | 8-SOIC (0.154", 3.90mm Width) | Tube | Bidirectional |  |  | 2µs |  |  | 30mV/mT | Hall Effect | Automotive, AEC-Q100 |  | 4.5V ~ 5.5V | 31 | https://www.unikeyic.com/media/about_us/Unikey_ISO_9001_Certification.pdf | https://www.unikeyic.com/products/current-sensors/mlx91218ldc-arx-500-sp/34952167.html
MLX91218LDC-ARX-501-TU | Melexis | 80+: 3.6608 160+: 3.5297 560+: 3.3198 1,040+: 3.2275 | 30mV/mT, 2μs, 4.5V, 19mA, 5.5V, Bidirectional, ±0.5%, SMD | [38 empty] | 889 |  | https://www.unikeyic.com/products/current-sensors/mlx91218ldc-arx-501-tu/10920827.html
MLX91220KDC-ABF-025-SP | Melexis | 1+: 5.1766 5+: 3.849 10+: 3.6805 25+: 3.48 50+: 3.3427 | 80, 2μs, 4.5V, 21mA, 5.5V, Bidirectional ±0.6%, 25A, SOIC-8, SMD | [38 empty] | 22 |  | https://www.unikeyic.com/products/current-sensors/mlx91220kdc-abf-025-sp/35005992.html
MLX91220KDC-ABF-050-RE | Melexis | 3,000+: 2.7352 | 40 2μs 4.5V 21mA 5.5V Bidirectional ±0.6% 50A ±6.2% SOIC-8 SMD, Adhesive Mount | [38 empty] | 7347 | https://www.unikeyic.com/media/datasheet/3a/31/633b/3a31633bcc80da72a8f2849e73ac073b.pdf | https://www.unikeyic.com/products/current-sensors/mlx91220kdc-abf-050-re/35022201.html
MLX91220KDC-ABF-050-SP | Melexis | 1+: 5.1766 5+: 3.849 10+: 3.6805 25+: 3.48 50+: 3.3427 | 40 2μs 4.5V 21mA 5.5V Bidirectional ±0.6% 50A SOIC-8 SMD | [38 empty] | 38 |  | https://www.unikeyic.com/products/current-sensors/mlx91220kdc-abf-050-sp/35069750.html
MLX91220KDC-ABR-025-RE | Melexis | 3,000+: 2.7367 | TVS Diode, Bidirectional, 4.5V, 21mA, 5.5V, 25A, ±0.6%, ±6%, SOIC-8, SMD, Adhesive Mount | [38 empty] | 3618 |  | https://www.unikeyic.com/products/current-sensors/mlx91220kdc-abr-025-re/11146370.html
MLX91220KDC-ABR-030-SP | Melexis | 1+: 5.1766 5+: 3.849 10+: 3.6805 25+: 3.48 50+: 3.3427 | 4.5V 5.5V SOIC-8 | [38 empty] | 30 |  | https://www.unikeyic.com/products/current-sensors/mlx91220kdc-abr-030-sp/4253649.html
MLX91220KDF-ABF-025-SP | Melexis | 1: 5.5548 5: 4.1279 10: 3.9497 25: 3.7363 | 80 2μs 4.5V 21mA 5.5V Bidirectional ±0.6% 25A SOIC-16 SMD mount | - |  | MLX91220 |  | 25A | 21mA |  | AC/DC | DC ~ 300kHz |  |  |  | ±0.6% |  |  |  |  | 3 (168 Hours) |  | Surface Mount |  | -40°C ~ 125°C | Fixed, Voltage |  |  | 16-SOIC (0.295", 7.50mm Width) | Bulk | Bidirectional |  |  | 2µs |  |  | 80mV/A | Hall Effect, Open Loop | - | 16-SOIC | 4.5V ~ 5.5V | 57 | https://www.unikeyic.com/media/about_us/Unikey_ISO_9001_Certification.pdf | https://www.unikeyic.com/products/current-sensors/mlx91220kdf-abf-025-sp/11005466.html
MLX91220KDF-ABF-050-SP | Melexis | 1+: 5.5548 5+: 4.1279 10+: 3.9497 25+: 3.7363 | 40 2μs 4.5V 21mA 5.5V Bidirectional ±0.6% 50A SOIC-16 SMD | [38 empty] | 35 |  | https://www.unikeyic.com/products/current-sensors/mlx91220kdf-abf-050-sp/11242335.html
MLX91220KDF-ABF-075-RE | Melexis | 1+: 5.551 5+: 4.1256 10+: 3.9474 25+: 3.7342 50+: 3.5882 100+: 3.4547 500+: 3.1857 | TVS Diode 26.7V 2μs 4.5V 21mA 5.5V Bidirectional ±0.6% 75A ±6.2% SOIC-16 SMD, Adhesive Mount | [38 empty] | 738 | https://www.unikeyic.com/media/datasheet/3a/31/633b/3a31633bcc80da72a8f2849e73ac073b.pdf | https://www.unikeyic.com/products/current-sensors/mlx91220kdf-abf-075-re/34958965.html
MLX91220KDF-ABF-075-SP | Melexis | 1+: 5.551 5+: 4.1256 10+: 3.9474 25+: 3.7342 | TVS Diode, Bi-Dir 75A Vwm=4.5V Vr=5.5V 26.7V Vbr ±0.6% 2μs SOIC-16 SMD | [38 empty] | 24 |  | https://www.unikeyic.com/products/current-sensors/mlx91220kdf-abf-075-sp/35017598.html
MLX91220KDF-ABF-117-SP | Melexis | 1+: 5.5548 5+: 4.1279 10+: 3.9497 25+: 3.7363 | 4.5V 5.5V SOIC-16-300MIL | [38 empty] | 27 |  | https://www.unikeyic.com/products/current-sensors/mlx91220kdf-abf-117-sp/6907298.html
MLX91220KDF-ABR-050-SP | Melexis | 1+: 5.5548 5+: 4.1279 10+: 3.9497 25+: 3.7363 | 40 2μs 4.5V 21mA 5.5V Bidirectional ±0.6% 50A SOIC-16 SMD | [38 empty] | 31 |  | https://www.unikeyic.com/products/current-sensors/mlx91220kdf-abr-050-sp/11268886.html
MLX91220KDF-ABR-075-SP | Melexis | 1+: 5.551 5+: 4.1256 10+: 3.9474 25+: 3.7342 | 26.7 2μs 4.5V 26mA 5.5V Bidirectional ±0.6% 75A SOIC-16 SMD | [38 empty] | 28 |  | https://www.unikeyic.com/products/current-sensors/mlx91220kdf-abr-075-sp/34949996.html
MLX91220KDF-AUF-050-SP | Melexis | 1: 5.5548 5: 4.1279 10: 3.9497 25: 3.7363 50: 3.5902 100: 3.4566 500: 3.1875 1,000: 3.0873 | 80 2μs 4.5V 26mA 5.5V Unidirectional ±0.3% 50A SMD mount | - |  |  |  | 50A | 26mA |  | AC/DC | DC ~ 300kHz |  |  |  | ±0.3% |  |  |  |  | 3 (168 Hours) |  | Surface Mount |  | -40°C ~ 125°C (TA) | Fixed, Voltage |  |  | 16-SOIC (0.295", 7.50mm Width) | Tube | Unidirectional |  |  | 2µs | 16881489 |  | 80mV/A | Hall Effect | - |  | 4.5V ~ 5.5V | 29 | https://www.unikeyic.com/media/about_us/Unikey_ISO_9001_Certification.pdf | https://www.unikeyic.com/products/current-sensors/mlx91220kdf-auf-050-sp/35046632.html
MLX91221KDC-ABF-025-SP | Melexis | 1: 5.1766 5: 3.849 10: 3.6805 25: 3.48 50: 3.3427 | 50 2μs 3.135V 26mA 3.465V Bidirectional ±0.6% 25A SOIC-8 SMD | - |  | MLX91221 |  | 25A | 26mA |  | AC/DC | DC ~ 300kHz |  |  |  | ±0.6% |  |  |  |  | 3 (168 Hours) |  | Surface Mount |  | -40°C ~ 125°C (TA) | Fixed, Voltage |  |  | 8-SOIC (0.154", 3.90mm Width) | Bulk | Bidirectional |  |  | 2µs |  |  | 50mV/A | Hall Effect | - | 8-SOIC | 3.135V ~ 3.465V | 42 | https://www.unikeyic.com/media/pdf/HTMLDatasheet/melexis/8b/1c/a6b1/mlx91221kdf-abf-010-sp/2025/11/mlx91221.pdf | https://www.unikeyic.com/products/current-sensors/mlx91221kdc-abf-025-sp/520030.html
MLX91221KDC-ABF-050-SP | Melexis | 1+: 5.1766 5+: 3.849 10+: 3.6805 25+: 3.48 50+: 3.3427 | TVS Diode, Bidirectional, 25V 2μs 3.135V 26mA 3.465V ±0.6% 50A, SOIC-8, SMD | [38 empty] | 80 |  | https://www.unikeyic.com/products/current-sensors/mlx91221kdc-abf-050-sp/35041591.html
MLX91221KDC-ABR-020-RE | Melexis | 3,000+: 2.901 | 62.5 2μs 3.135V 26mA 3.465V Bidirectional ±0.6% 20A ±11% SOIC-8 SMD, Adhesive Mount | [38 empty] | 10209 | https://www.unikeyic.com/media/datasheet/13/1d/e846/131de8462ef44a6b7b41e610ae7b6d03.pdf | https://www.unikeyic.com/products/current-sensors/mlx91221kdc-abr-020-re/35040753.html
MLX91221KDC-ABR-020-SP | Melexis | 1+: 5.174 5+: 3.847 10+: 3.6785 25+: 3.478 50+: 3.3409 | 62.5 2μs 3.135V 26mA 3.465V Bidirectional ±0.6% 20A SOIC-8 SMD | [38 empty] | 21 |  | https://www.unikeyic.com/products/current-sensors/mlx91221kdc-abr-020-sp/35070327.html
MLX91221KDC-ABR-038-RE | Melexis | 1+: 5.1766 5+: 3.849 10+: 3.6805 25+: 3.48 50+: 3.3427 100+: 3.2171 500+: 2.9644 1,000+: 2.8702 | 33.3 2μs 3.135V 26mA 3.465V Bi-directional ±0.6% 38A ±11% SOIC-8 SMD, Adhesive Mount | [38 empty] | 2012 |  | https://www.unikeyic.com/products/current-sensors/mlx91221kdc-abr-038-re/34999827.html
MLX91221KDC-ABR-038-SP | Melexis | 1: 5.174 5: 3.847 10: 3.6785 25: 3.478 50: 3.3409 | 33.3 2μs 3.135V 26mA 3.465V Bidirectional ±0.6% 38A SOIC-8 SMD | - |  | MLX91221 |  | 38A | 26mA |  | AC/DC | DC ~ 300kHz |  |  |  | ±0.6% |  |  |  |  | 3 (168 Hours) |  | Surface Mount |  | -40°C ~ 125°C (TA) | Ratiometric, Voltage |  |  | 8-SOIC (0.154", 3.90mm Width) | Bulk | Bidirectional |  |  | 2µs |  |  | 33.3mV/A | Hall Effect | - | 8-SOIC | 3.135V ~ 3.465V | 74 | https://www.unikeyic.com/media/pdf/HTMLDatasheet/melexis/8b/1c/a6b1/mlx91221kdf-abf-010-sp/2025/11/mlx91221.pdf | https://www.unikeyic.com/products/current-sensors/mlx91221kdc-abr-038-sp/10896372.html
MLX91221KDC-ABR-038-TU | Melexis | 1+: 5.1766 5+: 3.849 10+: 3.6805 25+: 3.48 80+: 3.2564 160+: 3.1379 560+: 2.9484 | 33.3 2μs 3.135V 26mA 3.465V Bidirectional ±0.3% ±38A SMD | [38 empty] | 397 |  | https://www.unikeyic.com/products/current-sensors/mlx91221kdc-abr-038-tu/11323241.html
MLX91221KDC-ABR-050-RE | Melexis | 3,000: 2.7352 | Bidirectional TVS Diode, 3.135V 26mA 3.465V ±0.6% 50A ±11%, 2μs SOIC-8 SMD Adhesive Mount | - |  | MLX91221 |  | 50A | 26mA |  | AC/DC | DC ~ 300kHz |  |  |  | ±0.6% |  |  |  |  | 3 (168 Hours) |  | Surface Mount |  | -40°C ~ 125°C (TA) | Ratiometric, Voltage |  |  | 8-SOIC (0.154", 3.90mm Width) |  | Bidirectional |  |  | 2µs | 13572157 |  | 25mV/A | Hall Effect | - | 8-SOIC | 3.135V ~ 3.465V | 12772 | https://www.unikeyic.com/media/datasheet/b7/5b/0056/b75b00563dad0bd12fd05644922b6c8c.pdf | https://www.unikeyic.com/products/current-sensors/mlx91221kdc-abr-050-re/25606.html
MLX91221KDF-ABF-010-RE | Melexis | 1,500+: 3.0309 3,000+: 2.9435 | 120 2μs(Max) 3.135V 3.465V ±17.6% SOIC-16-300MIL | [38 empty] | 2897 |  | https://www.unikeyic.com/products/current-sensors/mlx91221kdf-abf-010-re/11052362.html
MLX91221KDF-ABF-010-SP | Melexis | 1: 5.5548 5: 4.1279 10: 3.9497 25: 3.7363 | 120 2μs 3.135V 26mA 3.465V Bidirectional ±0.6% 10A SOIC-16 SMD mount | - |  | MLX91221 |  | 10A | 26mA |  | AC/DC | DC ~ 300kHz |  |  |  | ±0.6% |  |  |  |  | 3 (168 Hours) |  | Surface Mount |  | -40°C ~ 125°C (TA) | Fixed, Voltage |  |  | 16-SOIC (0.295", 7.50mm Width) | Bulk | Bidirectional |  |  | 2µs | 13572117 |  | 120mV/A | Hall Effect | - | 16-SOIC | 3.135V ~ 3.465V | 25 | https://www.unikeyic.com/media/pdf/HTMLDatasheet/melexis/8b/1c/a6b1/mlx91221kdf-abf-010-sp/2025/11/mlx91221.pdf | https://www.unikeyic.com/products/current-sensors/mlx91221kdf-abf-010-sp/34996203.html
MLX91221KDF-ABF-020-SP | Melexis | 1+: 5.551 5+: 4.1256 10+: 3.9474 25+: 3.7342 | 62.5 2μs 3.135V 26mA 3.465V Bidirectional ±0.6% 20A SOIC-16 SMD | [38 empty] | 17 |  | https://www.unikeyic.com/products/current-sensors/mlx91221kdf-abf-020-sp/11320386.html
MLX91221KDF-ABF-025-RE | Melexis | 1,500: 3.0326 3,000: 2.9452 | 50 2μs(Max) 3.135V 3.465V ±17.6% SOIC-16 | - |  | MLX91221 |  | 25A | 26mA |  | AC/DC | DC ~ 300kHz |  |  |  | ±0.6% |  |  |  |  | 3 (168 Hours) |  | Surface Mount |  | -40°C ~ 125°C (TA) | Fixed, Voltage |  |  | 16-SOIC (0.295", 7.50mm Width) |  | Bidirectional |  |  | 2µs |  |  | 50mV/A | Hall Effect | - | 16-SOIC | 3.135V ~ 3.465V | 3000 | https://www.unikeyic.com/media/pdf/HTMLDatasheet/melexis/8b/1c/a6b1/mlx91221kdf-abf-010-sp/2025/11/mlx91221.pdf | https://www.unikeyic.com/products/current-sensors/mlx91221kdf-abf-025-re/10959582.html
MLX91221KDF-ABR-050-SP | Melexis | 1+: 5.551 5+: 4.1256 10+: 3.9474 25+: 3.7342 | 3.135V 3.465V SOIC-16-300MIL | [38 empty] | 28 | https://www.unikeyic.com/media/datasheet/fc/50/8e3a/fc508e3a263b359a29954c6be05ca182.pdf | https://www.unikeyic.com/products/current-sensors/mlx91221kdf-abr-050-sp/10469863.html
MNS2-9-IN-CM-020 | MONNIT | 1+: 241.7472 5+: 226.2384 10+: 220.4496 25+: 208.6884 | 2V 35mA 3.8V 20A ±2% Base Mount 94mm × 58.84mm × 35mm | [38 empty] | 2 | https://www.unikeyic.com/media/datasheet/31/e4/5f66/31/a4825e84f20ef8414a6a66b1e7e86598.pdf | https://www.unikeyic.com/products/current-sensors/mns2-9-in-cm-020/11052310.html
MNS2-9-W2-CM-150 | MONNIT | 1+: 184.4964 5+: 172.2924 10+: 167.7348 25+: 162.2916 50+: 158.4468 | 2V 22.6mA 3.8V 150A ±2% Bracket Mount 83.693mm × 62.738mm × 28.2194mm | [38 empty] | 9 | https://www.unikeyic.com/media/datasheet/30/a6/fc61/30a6fc612958b2f660cc18570999bbc9.pdf | https://www.unikeyic.com/products/current-sensors/mns2-9-w2-cm-150/35027343.html
MNS2-9-W2-MA-020 | MONNIT | 1: 141.9552 5: 132.1488 10: 128.4876 50: 128.2176 | 2V 22.6mA 3.8V 20mA base mount 83.693mm*62.738mm*28.2194mm | - |  | MNS2-9 |  | 20mA | 22.6mA |  | DC | - |  |  |  | - |  |  |  |  | Not Applicable |  | Chassis Mount |  | -18°C ~ 55°C | - |  |  | IoT Finished Device | Bulk | - |  |  | - | 7776946 |  | - | Current Sensor | - | - | 2V ~ 3.8V | 2 | https://www.unikeyic.com/media/datasheet/1d/a7/57a9/1d/dc09da7bfd633397748e15ee607ab54f.pdf | https://www.unikeyic.com/products/current-sensors/mns2-9-w2-ma-020/10941832.html
MT9221CT-06BR5 | NOVOSENSE | 5: 0.8574 200: 0.7859 500: 0.7145 | 4μs 4.5V 20mA 5.5V Hall effect ±6A ±1.9% SOP-8 SMD mount | ±1.9% | Industrial |  | ±6A | [8 empty] | - | Hall effect | 5.5V | 20mA | 4.5V |  | SMD mount |  | -40℃~125℃ |  |  | - | SOP-8 |  |  |  |  | 4μs |  |  |  | - | [5 empty] | https://www.unikeyic.com/media/about_us/Unikey_ISO_9001_Certification.pdf | https://www.unikeyic.com/products/current-sensors/mt9221ct-06br5/1013296072.html
MT9221CT-10BR5 | NOVOSENSE | 1: 1.3611 10: 1.0986 30: 0.9584 100: 0.8021 500: 0.7328 | 4μs 4.5V 20mA 5.5V Hall effect ±0.5% ±10A ±1.9% SOP-8 SMD mount | ±1.9% | Industrial |  | ±10A | [8 empty] | ±0.5% | Hall effect | 5.5V | 20mA | 4.5V |  | SMD mount |  | -40℃~125℃ |  |  | - | SOP-8 |  |  |  |  | 4μs |  |  |  | - | [5 empty] | https://www.unikeyic.com/media/about_us/Unikey_ISO_9001_Certification.pdf | https://www.unikeyic.com/products/current-sensors/mt9221ct-10br5/1013338327.html
MT9222WT-20BR5 | NOVOSENSE | 1: 1.1754 10: 1.1136 | 100 4μs 4.5V 5.5V ±20A SOP-8 | - | Automotive |  | ±20A | [8 empty] | - | - | 5.5V | - | 4.5V |  |  |  | -40℃~125℃ |  |  | - | SOP-8 |  |  |  |  | 4μs |  |  |  | 100 | [5 empty] | https://www.unikeyic.com/media/about_us/Unikey_ISO_9001_Certification.pdf | https://www.unikeyic.com/products/current-sensors/mt9222wt-20br5/1013300208.html
MT9223CT-20BR5 | NOVOSENSE | 1: 1.0854 10: 0.9482 30: 0.7936 100: 0.7251 500: 0.6937 |  | - | Industrial |  | - | [8 empty] | - | - | - | - | - |  |  |  | -40℃~125℃ |  |  | - | SOP-8 |  |  |  |  | - |  |  |  | - | [5 empty] | https://www.unikeyic.com/media/about_us/Unikey_ISO_9001_Certification.pdf | https://www.unikeyic.com/products/current-sensors/mt9223ct-20br5/1013242117.html
MT9223CT-20UR5 | NOVOSENSE | 1: 0.4342 10: 0.4113 | 200 4μs 4.5V 5.5V ±0.5% ±1.9% SOP-8 | ±1.9% | Industrial |  | - | [8 empty] | ±0.5% | - | 5.5V | - | 4.5V |  |  |  | -40℃~125℃ |  |  | - | SOP-8 |  |  |  |  | 4μs |  |  |  | 200 | [5 empty] | https://www.unikeyic.com/media/about_us/Unikey_ISO_9001_Certification.pdf | https://www.unikeyic.com/products/current-sensors/mt9223ct-20ur5/1013279289.html
MT9223CT-25BR5 | NOVOSENSE | 1: 0.5485 10: 0.5197 |  | - | Industrial |  | - | [8 empty] | - | - | - | - | - |  |  |  | -40℃~125℃ |  |  | - | SOT-23 |  |  |  |  | - |  |  |  | - | [5 empty] | https://www.unikeyic.com/media/about_us/Unikey_ISO_9001_Certification.pdf | https://www.unikeyic.com/products/current-sensors/mt9223ct-25br5/1013297496.html
MT9223CT-30UR5 | NOVOSENSE | 1: 0.4342 10: 0.4113 |  | - | Industrial |  | - | [8 empty] | - | - | - | - | - |  |  |  | -40℃~125℃ |  |  | - | SOP-8 |  |  |  |  | - |  |  |  | - | [5 empty] | https://www.unikeyic.com/media/about_us/Unikey_ISO_9001_Certification.pdf | https://www.unikeyic.com/products/current-sensors/mt9223ct-30ur5/1013294980.html
MT9223CT-40BR5 | NOVOSENSE | 5: 0.8574 200: 0.7859 500: 0.7145 |  | - | Industrial |  | - | [8 empty] | - | - | - | - | - |  |  |  | -40℃~125℃ |  |  | - | SOP-8 |  |  |  |  | - |  |  |  | - | [5 empty] | https://www.unikeyic.com/media/about_us/Unikey_ISO_9001_Certification.pdf | https://www.unikeyic.com/products/current-sensors/mt9223ct-40br5/1013281581.html
MT9223CT-50BR5 | NOVOSENSE | 1: 1.4492 10: 1.1774 30: 1.029 |  | - | Industrial |  | - | [8 empty] | - | - | - | - | - |  |  |  | -40℃~125℃ |  |  | - | SOP-8 |  |  |  |  | - |  |  |  | - | [5 empty] | https://www.unikeyic.com/media/about_us/Unikey_ISO_9001_Certification.pdf | https://www.unikeyic.com/products/current-sensors/mt9223ct-50br5/1013278165.html
MT9522WT-50BF5 | NOVOSENSE | 1: 1.1284 10: 1.069 |  | - |  |  | - | [8 empty] | - | - | - | - | - | [6 empty] | - | SO-92 |  |  |  |  | - |  |  |  | - | [5 empty] | https://www.unikeyic.com/media/about_us/Unikey_ISO_9001_Certification.pdf | https://www.unikeyic.com/products/current-sensors/mt9522wt-50bf5/1013293483.html
MT9523CT-20BF3 | NOVOSENSE | 5: 0.8574 200: 0.7859 500: 0.7145 |  | - | Industrial |  | - | [8 empty] | - | - | - | - | - |  |  |  | -40℃~150℃ |  |  | - | TO-92S |  |  |  |  | - |  |  |  | - | [5 empty] | https://www.unikeyic.com/media/about_us/Unikey_ISO_9001_Certification.pdf | https://www.unikeyic.com/products/current-sensors/mt9523ct-20bf3/1013281275.html
MT9523CT-50BF5 | NOVOSENSE | 1: 1.0861 30: 0.9733 100: 0.8604 500: 0.804 |  | - | Industrial |  | - | [8 empty] | - | - | - | - | - |  |  |  | -40℃~125℃ |  |  | - | SOP-8 |  |  |  |  | - |  |  |  | - | [5 empty] | https://www.unikeyic.com/media/about_us/Unikey_ISO_9001_Certification.pdf | https://www.unikeyic.com/products/current-sensors/mt9523ct-50bf5/1013320768.html
NSM2012-05B5R-DSPR | NOVOSENSE | 2,500: 0.7521 |  | - |  |  | - | [8 empty] | - | - | - | - | - | [6 empty] | - | [5 empty] | - |  |  |  | - |  |  |  |  | 12500 | https://www.unikeyic.com/media/about_us/Unikey_ISO_9001_Certification.pdf | https://www.unikeyic.com/products/current-sensors/nsm2012-05b5r-dspr/35263348.html
NSM2012-30B5R-DSPR | NOVOSENSE | 1: 0.7152 | 44 1.5μs 15mA 5.5V SOIC-8 4.9mm(Length)*3.9mm(width) | - | Automotive |  | - |  |  | NSM2012-30B5R-DSPR NOVOSENSE |  |  |  |  | 4.9mm(Length)*3.9mm(width) | - | - | 5.5V | 15mA | - |  |  |  | -40℃~125℃ |  |  | - | SOIC-8 |  |  |  | On sale | 1.5μs |  |  | Tape and reel packaging | 44 | [5 empty] | https://www.unikeyic.com/media/datasheet/1b/71/bf5c/1b71bf5cef54b24262dfc70135502279.pdf | https://www.unikeyic.com/products/current-sensors/nsm2012-30b5r-dspr/691401291.html
NSM2013-50B5F-DSWR | NOVOSENSE | 1: 2.2569 |  | - |  |  | - |  |  | NSM2013-50B5F-DSWR NOVOSENSE | [5 empty] | - | - | - | - | - | [6 empty] | - | SOIC-16 |  |  |  |  | - |  |  | Tape and reel packaging | - | [5 empty] | https://www.unikeyic.com/media/datasheet/a1/04/16f7/a10416f723a72d2e98f9675526a0e0d0.pdf | https://www.unikeyic.com/products/current-sensors/nsm2013-50b5f-dswr/682883465.html
NSM2016-50B3F-DSPR | NOVOSENSE | 2,500: 0.7521 |  | - |  |  | - | [8 empty] | - | - | - | - | - | [6 empty] | - | [5 empty] | - |  |  |  | - |  |  |  |  | 12500 | https://www.unikeyic.com/media/about_us/Unikey_ISO_9001_Certification.pdf | https://www.unikeyic.com/products/current-sensors/nsm2016-50b3f-dspr/35167038.html
PAC1952T-2E/4MX | Microchip Technology | 25: 1.8942 100: 1.848 3,300: 1.8172 | Microchip Current Sense IC, 100μV Offset, 5μA Quiescent, SMD, 16-Pin | ±1% |  | PAC1952 | [14 empty] | 3 (168 Hours) |  | Surface Mount, Wettable Flank |  | -40°C ~ 125°C (TA) |  |  |  | 16-VFQFN Exposed Pad | [5 empty] | 14325360 |  |  |  | - | 16-VQFN (3x3) |  | 40 | https://www.unikeyic.com/media/datasheet/5f/ea/7741/5fea7741e7fbbc087f1f71e5699de3d0.pdf | https://www.unikeyic.com/products/current-sensors/pac1952t-2e-4mx/17714960.html
PCBS8536P050S1SC00 | RESI | 1+: 21.7527 10+: 15.3749 25+: 13.6506 50+: 12.5724 100+: 11.6561 250+: 10.6533 500+: 10.0263 1,000+: 9.4938 | Bi-directional ±600A Base Mount | [38 empty] | 120 |  | https://www.unikeyic.com/products/current-sensors/pcbs8536p050s1sc00/691139869.html
RC01-100-S | Pulse Electronics | 1: 30.4038 | 0.1 200A Through hole mounting | - | Industrial |  | 200A | [8 empty] | - | - | - | - | - |  | Through hole mounting |  | -20℃~80℃ |  |  | - | [5 empty] | - |  |  |  | 0.1 |  |  |  |  | 3 | https://www.unikeyic.com/media/about_us/Unikey_ISO_9001_Certification.pdf | https://www.unikeyic.com/products/current-sensors/rc01-100-s/377475433.html
RC01-200-S | Pulse Electronics | 1: 30.3962 | 0.2Ω 200A TH | - | Industrial |  | 200A | [8 empty] | - | - | - | - | - |  | Through hole mounting |  | -20℃~80℃ |  |  | - | [5 empty] | - |  |  |  | 0.2 |  |  |  |  | 31 | https://www.unikeyic.com/media/about_us/Unikey_ISO_9001_Certification.pdf | https://www.unikeyic.com/products/current-sensors/rc01-200-s/375948904.html
RC01-300-S | Pulse Electronics | 1: 29.0359 | 0.3 200A Through hole mounting | - | Industrial |  | 200A |  |  | RC01-300-S Pulse Electronics | [5 empty] | - | - | - | - | - |  | Through hole mounting |  | -20℃~80℃ |  |  | - | [5 empty] | - |  |  |  | 0.3 |  |  |  |  | 32 | https://www.unikeyic.com/media/datasheet/ab/11/07a2/ab1107a22481b51990b2b04b7a61b56e.pdf | https://www.unikeyic.com/products/current-sensors/rc01-300-s/387032168.html
RC03-200-0250-S | Pulse Electronics | 1: 49.7923 | 0.24 | - |  |  |  | 2500A | - |  | AC/DC | 50kHz |  |  |  | - |  |  |  |  | Not Applicable |  | Free Hanging |  | -20°C ~ 80°C | - |  |  | Module, Single Pass Through | Tray | - |  |  | - | 19914657 |  | 0.2mV/A | Rogowski Coil | RC03-SSSS-LLLL-O | - | - | 12 | https://www.unikeyic.com/media/about_us/Unikey_ISO_9001_Certification.pdf | https://www.unikeyic.com/products/current-sensors/rc03-200-0250-s/682434224.html
RCS-1800-1500 | Aim Dynamics | 1: 691.2 | 1.5KA ±1% base mount | ±1% | Industrial |  | 1.5KA | [8 empty] | - | - | - | - | - |  | base mount |  | -20℃~105℃ |  |  | - |  |  |  |  | On sale | - |  |  | Bagged | - |  |  |  |  | 1 | https://www.unikeyic.com/media/about_us/Unikey_ISO_9001_Certification.pdf | https://www.unikeyic.com/products/current-sensors/rcs-1800-1500/35052745.html
RCS-1800-3000 | Aim Dynamics | 1: 691.2 | 3kA ±1% Bracket Mount | ±1% | Industrial |  | 3KA | [8 empty] | - | - | - | - | - |  | base mount |  | -20℃~105℃ |  |  | - |  |  |  |  | On sale | - |  |  | Bagged | - |  |  |  |  | 10 | https://www.unikeyic.com/media/about_us/Unikey_ISO_9001_Certification.pdf | https://www.unikeyic.com/products/current-sensors/rcs-1800-3000/10910232.html
RCS-1800-400 | Aim Dynamics | 1+: 691.2 | 400A ±1% Bracket Mount | [38 empty] | 1 |  | https://www.unikeyic.com/products/current-sensors/rcs-1800-400/11020897.html
RCS-1800-5000 | Aim Dynamics | 1+: 691.2 | Varistor, 5kV ±1%, Base Mount | [38 empty] | 3 |  | https://www.unikeyic.com/products/current-sensors/rcs-1800-5000/10972715.html
RCT-1800-000 | Aim Dynamics | 1+: 116.64 | 15kA ±0.5% Base Mount | [38 empty] | 22 |  | https://www.unikeyic.com/products/current-sensors/rct-1800-000/25613495.html
S15S-R1000-MQ | Banner Engineering | 1: 271.7304 | 10V 50mA 30V Bidirectional 1KA ±5% base mount | ±5% |  |  | 1KA |  |  | S15S-R1000-MQ Banner Engineering | [5 empty] | - | Bidirectional | 30V | 50mA | 10V |  | base mount |  | -30℃~70℃ |  |  | - | [5 empty] | - |  |  | boxed | - |  |  |  |  | 1 | https://www.unikeyic.com/media/datasheet/44/7f/63df/44/3bf523a501f52d3d6de7f9f24d3ada41.pdf | https://www.unikeyic.com/products/current-sensors/s15s-r1000-mq/694379079.html
S30S2T0D24Z | TAMURA | 1+: 281.7672 | TVS Diode Bidirectional 500ns ±0.1% 2kA ±0.3% Bracket Mount | [38 empty] | 1 | https://www.unikeyic.com/media/datasheet/5b/50/af00/5b/950742752f1d31c8f24df21e71966e4d.pdf | https://www.unikeyic.com/products/current-sensors/s30s2t0d24z/10340851.html
S42S1T0D24ZJ | TAMURA | 1+: 113.8959 5+: 105.7886 | TVS Diode Bidirectional 500ns 45mA ±0.1% 1kV ±0.3% Base Mount | [38 empty] | 5 |  | https://www.unikeyic.com/products/current-sensors/s42s1t0d24zj/10919335.html
S6XM50A1000VM | Aim Dynamics | 1+: 519.1776 | 9V-30V Bidirectional 250mA ±0.5% DIN Rail Mount, Panel Mount | [38 empty] | 1 |  | https://www.unikeyic.com/products/current-sensors/s6xm50a1000vm/35009020.html
S9XM300A1000VM | Aim Dynamics | 1: 677.2356 | 9V-30V Bidirectional 250mA ±0.5% DIN Rail Mount, Panel Mount | ±0.5% |  |  | 250mA | [8 empty] | - | Bidirectional | 30V | - | 9V |  | DINRail installation, panel mount |  | -15℃~65℃ |  |  | - |  |  |  |  | On sale | - |  |  | Bagged | - |  |  |  |  | 9 | https://www.unikeyic.com/media/about_us/Unikey_ISO_9001_Certification.pdf | https://www.unikeyic.com/products/current-sensors/s9xm300a1000vm/11132785.html
SC4643SA-BK-Q | SemiMEnt | 500+: 0.5692 1,000+: 0.5597 1,500+: 0.5455 | Automotive Grade, High Speed, Programmable, High Precision, High Bandwidth, Linear Hall Sensor | [38 empty] | 5000 | https://www.unikeyic.com/media/datasheet/4e/bc/9f57/4ebc9f57ed8b4a745b0648b5ab8e8273.pdf | https://www.unikeyic.com/products/current-sensors/sc4643sa-bk-q/1000945497.html
SC4643VB-BK-Q | SemiMEnt | 500: 0.5172 1,000: 0.5086 1,500: 0.4957 | 、High speed、4pin、Programmable、High Precision、high bandwidth、Linear Hall | - | Automotive |  | - |  |  | SC4643VB-BK-Q SemiMEnt | [5 empty] | - | - | - | - | - |  |  |  | -40℃~150℃ |  |  | - | TO-94 |  |  |  | On sale | - |  |  |  | - |  |  |  |  | 5000 | https://www.unikeyic.com/media/datasheet/2e/d4/31a7/2ed431a7ccf35f198a247e84be1e5764.pdf | https://www.unikeyic.com/products/current-sensors/sc4643vb-bk-q/35174740.html
SC4643VB-P-BK-Q | SemiMEnt | 500: 0.5676 1,000: 0.5581 1,500: 0.544 | 、High speed、4pin、Programmable、High Precision、high bandwidth、Linear Hall | - | Automotive |  | - |  |  | SC4643VB-P-BK-Q SemiMEnt | [5 empty] | - | - | 5.5V | 16.5mA | 4.5V |  |  |  | -40℃~150℃ |  |  | staticOutputVoltage | TO-94 |  |  |  | On sale | - |  |  |  | - |  |  |  |  | 5000 | https://www.unikeyic.com/media/datasheet/34/0c/9dee/340c9deefa959c94323254afab19ce93.pdf | https://www.unikeyic.com/products/current-sensors/sc4643vb-p-bk-q/1000945544.html
SCS600-4K | TE Connectivity | 1: 5544 2: 5322.24 | SCS6004K=SMART CURRENT SENSOR | - |  |  | - | [8 empty] | - | - | - | - | - | [6 empty] | - | [5 empty] | - |  |  |  | - |  |  |  |  | 2 | https://www.unikeyic.com/media/about_us/Unikey_ISO_9001_Certification.pdf | https://www.unikeyic.com/products/current-sensors/scs600-4k/8440438.html
SCT-0400-010 | Aim Dynamics | 1+: 37.4436 | Unidirectional ±1%, 10A ±1%, Free Hanging | [38 empty] | 14 | https://www.unikeyic.com/media/datasheet/bf/67/4975/bf/316e0bf7765cc6a7941c12a7007f7ae1.pdf | https://www.unikeyic.com/products/current-sensors/sct-0400-010/34990072.html
SCT-0400-040 | Aim Dynamics | 1: 37.4436 | Unidirectional ±1% 40A ±1% Free Hanging | ±1% | Industrial |  | 40A |  |  | SCT-0400-040 Aim Dynamics | [5 empty] | ±1% | Unidirectional | - | - | - |  | free hanging |  | -20℃~75℃ |  |  | - |  |  |  |  | On sale | - |  |  | Bagged | - |  |  |  |  | 3 | https://www.unikeyic.com/media/datasheet/bf/67/4975/bf/316e0bf7765cc6a7941c12a7007f7ae1.pdf | https://www.unikeyic.com/products/current-sensors/sct-0400-040/11033406.html
SCT-0750-020 | Aim Dynamics | 1+: 73.44 | TVS Diode Unidirectional ±1% 20A ±1% Free Hanging | [38 empty] | 28 | https://www.unikeyic.com/media/datasheet/fb/0c/3f75/fb/4d064f341d44d3241c00688bd9be5b34.pdf | https://www.unikeyic.com/products/current-sensors/sct-0750-020/11189083.html
SCT-0750-025 | Aim Dynamics | 1+: 73.44 | Uni-directional ±1% 25A ±1% Free Hanging | [38 empty] | 6 | https://www.unikeyic.com/media/datasheet/fb/0c/3f75/fb/4d064f341d44d3241c00688bd9be5b34.pdf | https://www.unikeyic.com/products/current-sensors/sct-0750-025/11042465.html
SCT-0750-100 | Aim Dynamics | 1: 73.44 | Uni-directional ±1% 100A ±1% Free Hanging | ±1% | Industrial |  | 100A |  |  | SCT-0750-100 Aim Dynamics | [5 empty] | ±1% | Unidirectional | - | - | - |  | free hanging |  | -20℃~110℃ |  |  | - |  |  |  |  | On sale | - |  |  | Bagged | - |  |  |  |  | 97 | https://www.unikeyic.com/media/datasheet/fb/0c/3f75/fb/4d064f341d44d3241c00688bd9be5b34.pdf | https://www.unikeyic.com/products/current-sensors/sct-0750-100/11100695.html
SCT-0750-150 | Aim Dynamics | 1: 73.44 | Uni-directional ±1% 150A ±1% Free Hanging | ±1% | Industrial |  | 150A |  |  | SCT-0750-150 Aim Dynamics | [5 empty] | ±1% | Unidirectional | - | - | - |  | free hanging |  | -20℃~75℃ |  |  | - |  |  |  |  | On sale | - |  |  | Bagged | - |  |  |  |  | 6 | https://www.unikeyic.com/media/datasheet/fb/0c/3f75/fb/4d064f341d44d3241c00688bd9be5b34.pdf | https://www.unikeyic.com/products/current-sensors/sct-0750-150/35032693.html
SCT-0750-200 | Aim Dynamics | 1+: 73.44 | Unidirectional ±1% 200A ±1% Free Hanging | [38 empty] | 68 | https://www.unikeyic.com/media/datasheet/fb/0c/3f75/fb/4d064f341d44d3241c00688bd9be5b34.pdf | https://www.unikeyic.com/products/current-sensors/sct-0750-200/11129778.html
SCT-1250-000 | Aim Dynamics | 1+: 79.1964 | Unidirectional ±1%, 800A ±1%, Free Hanging | [38 empty] | 15 |  | https://www.unikeyic.com/products/current-sensors/sct-1250-000/11162123.html
SCT-1250-070 | Aim Dynamics | 1: 79.1964 | Unidirectional ±1% 70A ±1% Free Hanging | ±1% | Industrial |  | 70A | [8 empty] | ±1% | Unidirectional | - | - | - |  | free hanging |  | -20℃~70℃ |  |  | - |  |  |  |  | On sale | - |  |  | boxed | - |  |  |  |  | 6 | https://www.unikeyic.com/media/about_us/Unikey_ISO_9001_Certification.pdf | https://www.unikeyic.com/products/current-sensors/sct-1250-070/34943363.html
SCT-1250-100 | Aim Dynamics | 1+: 79.1964 | Unidirectional ±1% 100A ±1% Free Hanging | [38 empty] | 91 |  | https://www.unikeyic.com/products/current-sensors/sct-1250-100/34951510.html
SCT-1250-250 | Aim Dynamics | 1: 79.1964 | Unidirectional ±1% 250A ±1% Free Hanging | ±1% | Industrial |  | 250A | [8 empty] | ±1% | Unidirectional | - | - | - |  | free hanging |  | -20℃~70℃ |  |  | - |  |  |  |  | On sale | - |  |  | boxed | - |  |  |  |  | 18 | https://www.unikeyic.com/media/about_us/Unikey_ISO_9001_Certification.pdf | https://www.unikeyic.com/products/current-sensors/sct-1250-250/11239740.html
SCT-1250-300 | Aim Dynamics | 1+: 79.1964 | Unidirectional ±1% 300A ±1% Free Hanging | [38 empty] | 21 |  | https://www.unikeyic.com/products/current-sensors/sct-1250-300/35029340.html
SCT-1250-400 | Aim Dynamics | 1+: 79.1964 | Unidirectional, ±1%, 400A, ±1%, Free Hanging | [38 empty] | 98 |  | https://www.unikeyic.com/products/current-sensors/sct-1250-400/11193036.html
SCT-2000-000 | Aim Dynamics | 1+: 93.6036 | Unidirectional ±1% 1.5KA ±1% free hanging | [38 empty] | 42 |  | https://www.unikeyic.com/products/current-sensors/sct-2000-000/35008594.html
SCT-2000-400 | Aim Dynamics | 1+: 93.6036 | Unidirectional, ±1%, 400A, ±1%, Free Hanging | [38 empty] | 17 |  | https://www.unikeyic.com/products/current-sensors/sct-2000-400/11294917.html
SCT-2000-600 | Aim Dynamics | 1: 93.6036 | Unidirectional ±1%, 600A ±1%, Free Hanging | ±1% | Industrial |  | 600A | [8 empty] | ±1% | Unidirectional | - | - | - |  | free hanging |  | -20℃~75℃ |  |  | - |  |  |  |  | On sale | - |  |  | boxed | - |  |  |  |  | 15 | https://www.unikeyic.com/media/about_us/Unikey_ISO_9001_Certification.pdf | https://www.unikeyic.com/products/current-sensors/sct-2000-600/11313962.html
SCT-2000-800 | Aim Dynamics | 1+: 93.6036 | Unidirectional ±1%, 800A ±1%, Free Hanging | [38 empty] | 9 |  | https://www.unikeyic.com/products/current-sensors/sct-2000-800/11157843.html
SCT-3000-1000 | Aim Dynamics | 1+: 129.6 | Unidirectional ±1%, 1kA ±1%, Free Hanging | [38 empty] | 9 |  | https://www.unikeyic.com/products/current-sensors/sct-3000-1000/11287365.html
SCT-3000-3000 | Aim Dynamics | 1: 129.6 | Unidirectional ±1% 3kA ±1%, Free Hanging | ±1% | Industrial |  | 3KA | [8 empty] | ±1% | Unidirectional | - | - | - |  | free hanging |  | -20℃~70℃ |  |  | - |  |  |  |  | On sale | - |  |  | boxed | - |  |  |  |  | 6 | https://www.unikeyic.com/media/about_us/Unikey_ISO_9001_Certification.pdf | https://www.unikeyic.com/products/current-sensors/sct-3000-3000/10922012.html
SCT-3000-600 | Aim Dynamics | 1: 129.6 | Unidirectional ±1% 600A ±1% Free Hanging | ±1% | Industrial |  | 600A | [8 empty] | ±1% | Unidirectional | - | - | - |  | free hanging |  | -20℃~70℃ |  |  | - |  |  |  |  | On sale | - |  |  | boxed | - |  |  |  |  | 6 | https://www.unikeyic.com/media/about_us/Unikey_ISO_9001_Certification.pdf | https://www.unikeyic.com/products/current-sensors/sct-3000-600/10992299.html
SCT-3000-800 | Aim Dynamics | 1+: 129.6 | Unidirectional ±1%, 800A ±1%, Free Hanging | [38 empty] | 3 |  | https://www.unikeyic.com/products/current-sensors/sct-3000-800/11120350.html
SD161201 | TDK | 1: 2.099 50: 2.024 | TDK Buzzer, SD Series, Single Tone, 3-6 VDC | - | Industrial |  | - |  |  | SD161201 TDK |  |  |  |  | 16mm(width)*16mm(height) | - | - | 5V | 60mA | 1Vo-p |  | Through hole mounting |  | -20℃~80℃ |  |  | - | [5 empty] | - |  |  |  | - |  |  |  |  | 118 | https://www.unikeyic.com/media/datasheet/d7/ea/e329/d7/b10185370bf97daa146db9a583335976.pdf | https://www.unikeyic.com/products/current-sensors/sd161201/22225202.html
SHB60A60-CLASS 1 | HOBUT | 1+: 31.7012 5+: 31.7012 10+: 31.7012 | SHUNT, 60MV 60A; Current Rating:60A; Accuracy %:1%; Operating Temperature Min:-20°C; Operating Temperature Max:40°C; Product Range:SHB Series; SVHC:No SVHC (27-Jun-2018); External Depth:12.5mm; External Length / Height:1 | [38 empty] | 26 | https://www.unikeyic.com/media/datasheet/ce/b4/46db/a7/731fede4dd9fca57fd082c7cd64481c5.pdf | https://www.unikeyic.com/products/current-sensors/shb60a60-class-1/24772590.html
SP005737132 | Infineon Technologies | 10: 3.7545 100: 3.6213 250: 3.4759 500: 3.3306 | Infineon Current sensor chip, disorder48V, static120000mA, surface mount, 8Pin | - | Industrial |  | - | [7 empty] | 8mm*8mm*1.1mm | - | - | 3.6V | - | - |  | SMD mount |  | -40℃~125℃ |  |  | - | [5 empty] | - |  |  |  | - |  |  |  |  | 2484 | https://www.unikeyic.com/media/about_us/Unikey_ISO_9001_Certification.pdf | https://www.unikeyic.com/products/current-sensors/sp005737132/682913739.html
SP005737136 | Infineon Technologies | 10: 3.8151 100: 3.6697 250: 3.5244 500: 3.367 | Infineon Current sensor chip, disorder48V, static120000mA, surface mount, 8Pin | - | Industrial |  | - | [7 empty] | 8mm*8mm*1.1mm | - | - | 3.6V | - | - |  | SMD mount |  | -40℃~125℃ |  |  | - | [5 empty] | - |  |  |  | - |  |  |  |  | 2498 | https://www.unikeyic.com/media/about_us/Unikey_ISO_9001_Certification.pdf | https://www.unikeyic.com/products/current-sensors/sp005737136/681927971.html
SP005737179 | Infineon Technologies | 2,500: 3.1713 5,000: 3.1079 7,500: 3.0146 | Infineon Current sensor chip, disorder48V, static120000mA, surface mount, 8Pin | - | Industrial |  | - | [7 empty] | 8mm*8mm*1.1mm | - | - | 3.5V | - | - |  | SMD mount |  | -40℃~125℃ |  |  | - | [5 empty] | - |  |  |  | - |  |  |  |  | 2500 | https://www.unikeyic.com/media/about_us/Unikey_ISO_9001_Certification.pdf | https://www.unikeyic.com/products/current-sensors/sp005737179/682541153.html
SP005737183 | Infineon Technologies | 10: 4.3359 100: 3.8877 250: 3.5002 500: 3.4275 | Infineon Current sensor chip, disorder48V, static120000mA, surface mount, 8Pin | - | Industrial |  | - | [7 empty] | 8mm*8mm*1.1mm | - | - | 3.1V | - | - |  | SMD mount |  | -40℃~125℃ |  |  | - | [5 empty] | - |  |  |  | - |  |  |  |  | 2478 | https://www.unikeyic.com/media/about_us/Unikey_ISO_9001_Certification.pdf | https://www.unikeyic.com/products/current-sensors/sp005737183/682293253.html
SP005737188 | Infineon Technologies | 10: 3.7908 100: 3.6576 250: 3.5123 500: 3.3427 | Infineon Current Sensor IC, Offset 48V Quiescent 120A SMD 8-Pin | - | Industrial |  | - | [7 empty] | 8mm*8mm*1.1mm | - | - | 3.6V | - | - |  | SMD mount |  | -40℃~125℃ |  |  | - | [5 empty] | - |  |  |  | - |  |  |  |  | 2488 | https://www.unikeyic.com/media/about_us/Unikey_ISO_9001_Certification.pdf | https://www.unikeyic.com/products/current-sensors/sp005737188/683287422.html
SP005737196 | Infineon Technologies | 10: 3.8756 100: 3.7424 250: 3.5971 500: 3.4275 | Infineon Current Sensor IC, Offset 48V, Quiescent 120000mA, SMD, 8-Pin | - | Industrial |  | - | [7 empty] | 8mm*8mm*1.1mm | - | - | 3.6V | - | - |  | SMD mount |  | -40℃~125℃ |  |  | - | [5 empty] | - |  |  |  | - |  |  |  |  | 2498 | https://www.unikeyic.com/media/about_us/Unikey_ISO_9001_Certification.pdf | https://www.unikeyic.com/products/current-sensors/sp005737196/682336213.html
SSA-2-100A | BOURNS | 1: 84.325 5: 84.325 10: 82.7918 25: 82.7918 | CURRENT SENSOR, 100A, AC/DC, ANALOGUE; | - |  |  | - | [8 empty] | - | - | - | - | - | [6 empty] | - | [5 empty] | - |  |  |  | - |  |  |  |  | 38 | https://www.unikeyic.com/media/about_us/Unikey_ISO_9001_Certification.pdf | https://www.unikeyic.com/products/current-sensors/ssa-2-100a/982336948.html
SSA2-1000A | RIEDON | 1: 118.1636 10: 88.3338 25: 80.2861 50: 75.2535 100: 70.9798 | CURRENT SENSOR SHUNT 1000A | - |  |  | - | [8 empty] | - | - | - | - | - | [6 empty] | - | [5 empty] | - |  |  |  | - |  |  |  |  | 156 | https://www.unikeyic.com/media/about_us/Unikey_ISO_9001_Certification.pdf | https://www.unikeyic.com/products/current-sensors/ssa2-1000a/983325721.html
SSD-100A-R | BOURNS | 1: 188.3895 5: 184.9643 10: 184.9643 | CURR SENSOR, SHUNT, RS485/MODBUS, 100A; | - |  |  | - | [8 empty] | - | - | - | - | - | [6 empty] | - | [5 empty] | - |  |  |  | - |  |  |  |  | 1 | https://www.unikeyic.com/media/about_us/Unikey_ISO_9001_Certification.pdf | https://www.unikeyic.com/products/current-sensors/ssd-100a-r/726747335.html
STK-50PL/A | SENSITEC | 1+: 3.2728 60+: 2.8404 600+: 2.5111 | CURRENT SENSOR TMR/OL 50A | [38 empty] | 60 |  | https://www.unikeyic.com/products/current-sensors/stk-50pl-a/36130563.html
T60404-M4645-X030 | VACUUMSCHMELZE | 1: 15.2064 10: 13.5562 25: 12.9492 60: 12.3935 120: 11.9697 300: 11.431 540: 11.098 | 9μs ±0.5% TH 39mm × 30.5mm × 16.5mm | ±0.5% |  |  |  | 100A | - |  | AC/DC | DC ~ 100kHz |  |  |  | ±0.2% |  |  |  |  | Not Applicable |  | Through Hole |  | -40°C ~ 85°C | Ratiometric, Current |  |  | 12-DIP Module | Bulk | Unidirectional |  |  |  | 17838946 |  | - | Closed Loop | - | - | - | 2319 | https://www.unikeyic.com/media/datasheet/d2/a3/e761/d2/4bd4b5b7da594641f1cf474478b1611c.pdf | https://www.unikeyic.com/products/current-sensors/t60404-m4645-x030/11019712.html
T60404-N4644-X400 | VACUUMSCHMELZE | 1+: 19.987 5+: 16.126 10+: 14.7096 25+: 13.3488 50+: 12.4092 75+: 11.5236 525+: 10.9512 | TVS Diode 1μs Max -14.25V ±15.75V ±0.5% 33mm × 14.5mm × 25.2mm | [38 empty] | 2572 | https://www.unikeyic.com/media/datasheet/e2/e5/bb04/e2e5bb046b2870ac31c4e6a448d7370b.pdf | https://www.unikeyic.com/products/current-sensors/t60404-n4644-x400/11047675.html
T60404-N4646-X410 | VACUUMSCHMELZE | 1+: 14.0616 5+: 12.6274 10+: 12.0992 30+: 11.3602 60+: 10.9467 120+: 10.5698 510+: 9.8854 1,020+: 9.6006 | 500ns 18.5mA Unidirectional ±0.1% 50A ±0.5% TH 33.25mm × 14.45mm × 21mm | [38 empty] | 2091 | https://www.unikeyic.com/media/datasheet/69/0a/ab26/69/3c2d0ba266ae3cd4d345ad5bc1d29a9f.pdf | https://www.unikeyic.com/products/current-sensors/t60404-n4646-x410/11221720.html
T60404-N4647-X764 | VACUUMSCHMELZE | 1+: 11.1523 5+: 9.9784 10+: 9.5482 30+: 8.9452 60+: 8.6088 120+: 8.3018 510+: 7.7451 1,020+: 7.5136 | 300ns 4.75V 15mA 5.25V Unidirectional ±0.1% 50A ±0.7% DIP-12 TH | [38 empty] | 2116 |  | https://www.unikeyic.com/products/current-sensors/t60404-n4647-x764/10943101.html
T60404-N4648-X300 | VACUUMSCHMELZE | 1+: 13.7916 5+: 12.3768 10+: 11.8584 42+: 10.9299 84+: 10.5413 126+: 10.3301 504+: 9.6875 1,008+: 9.4072 | Unidirectional Sensor, 1μs, 22mA, 15.75V, ±0.1%, 25A, ±0.5%, TH Mount, 29.2mm × 26mm × 16.3mm | [38 empty] | 641 | https://www.unikeyic.com/media/datasheet/aa/95/61df/aa/8488acbd44645206cb263b33b28f5b2a.pdf | https://www.unikeyic.com/products/current-sensors/t60404-n4648-x300/34996310.html
T60404N4641X900 | VACUUMSCHMELZE | 260+: 39.1519 | TVS Diode 4.9V 45mA 5.1V Uni 40A/80A TH | [38 empty] | 418 |  | https://www.unikeyic.com/products/current-sensors/t60404n4641x900/11325312.html
T60404N4641X903 | VACUUMSCHMELZE | 1+: 51.7713 20+: 44.5472 40+: 43.0203 60+: 42.1514 100+: 41.0812 260+: 39.1519 | 4.9V, 45mA, 5.1V, Unidirectional, 100A/150A/200A (Selectable), TH | [38 empty] | 492 |  | https://www.unikeyic.com/products/current-sensors/t60404n4641x903/35058988.html
T60404N4641X920 | VACUUMSCHMELZE | 100+: 42.825 260+: 40.8138 | 4.9V 45mA 5.1V Unidirectional 32A 40A TH | [38 empty] | 493 |  | https://www.unikeyic.com/products/current-sensors/t60404n4641x920/34945762.html
T60404N4646X931 | VACUUMSCHMELZE | 1+: 58.2774 5+: 53.3428 12+: 51.071 36+: 48.5661 60+: 47.5182 108+: 46.3952 | 40μs 4.75V 15mA 5.25V Unidirectional ±1% 85A ±1.5%, TH | [38 empty] | 168 | https://www.unikeyic.com/media/datasheet/15/4f/b998/154fb998ef2bd73b50cde5b91939fff3.pdf | https://www.unikeyic.com/products/current-sensors/t60404n4646x931/10968906.html
T60404N4647X260 | VACUUMSCHMELZE | 1+: 24.0212 5+: 21.7308 | Voltage Regulator, 4.75V, 5.25V, Through Hole | [38 empty] | 7 |  | https://www.unikeyic.com/products/current-sensors/t60404n4647x260/26933270.html
T60404N4647X662 | VACUUMSCHMELZE | 1+: 11.1944 5+: 10.0215 10+: 9.5904 30+: 8.9856 60+: 8.6477 120+: 8.3397 | Voltage Regulator, 4.75V, 5.25V, Through Hole | [38 empty] | 993 |  | https://www.unikeyic.com/products/current-sensors/t60404n4647x662/20288310.html
T60404N4647X664 | VACUUMSCHMELZE | 1+: 11.2167 5+: 10.0344 10+: 9.6032 | Voltage Regulator, 4.75V, 5.25V, Through Hole | [38 empty] | 13 |  | https://www.unikeyic.com/products/current-sensors/t60404n4647x664/5588764.html
T60404N4647X762 | VACUUMSCHMELZE | 1+: 11.1523 5+: 9.9784 10+: 9.5482 30+: 8.9452 | 300ns 4.75V 15mA 5.25V Uni-directional ±0.1% 15A ±0.7% DIP-12 TH | [38 empty] | 51 |  | https://www.unikeyic.com/products/current-sensors/t60404n4647x762/11198599.html
TLE4971A025N5E0001XUMA1 | Infineon Technologies | 1: 3.5284 10: 3.3872 25: 3.1614 50: 3.1614 100: 3.105 250: 3.0485 500: 3.0485 1,000: 3.0485 | 48 3.1V 25mA 3.5V Bidirectional 25A SMD Adhesive Mount | - |  |  |  | ±25A | 25mA |  | AC/DC | 210kHz |  |  |  | - |  |  |  |  | 3 (168 Hours) |  | Surface Mount |  | -40°C ~ 125°C (TA) | Ratiometric, Voltage |  |  | 8-PowerTDFN |  | Bidirectional |  |  | - |  |  | 48mV/A | Current Sensor | - |  | 3.1V ~ 3.5V | 48 | https://www.unikeyic.com/media/about_us/Unikey_ISO_9001_Certification.pdf | https://www.unikeyic.com/products/current-sensors/tle4971a025n5e0001xuma1/35036998.html
TLE4971A025N5UE0001XUMA1 | Infineon Technologies | 1: 3.4193 10: 3.2825 25: 3.0636 50: 3.0636 100: 3.0089 250: 2.9542 500: 2.9542 1,000: 2.9542 | 48 700ns 3.1V 25mA 3.5V Bidirectional 25A ±2% SMD mount，glue mount | - |  |  |  | ±25A | 25mA |  | AC/DC | 210kHz |  |  |  | - |  |  |  |  | 3 (168 Hours) |  | Surface Mount |  | -40°C ~ 125°C (TA) | Ratiometric, Voltage |  |  | 8-PowerTDFN |  | Bidirectional |  |  | - | 16840535 |  | - | Current Sensor | - |  | 3.1V ~ 3.5V | 2148 | https://www.unikeyic.com/media/about_us/Unikey_ISO_9001_Certification.pdf | https://www.unikeyic.com/products/current-sensors/tle4971a025n5ue0001xuma1/35042813.html
TLE4971A050N5E0001XUMA1 | Infineon Technologies | 1: 5.3981 5: 4.0177 10: 3.8437 25: 3.6347 50: 3.4925 100: 3.3619 500: 3.0993 1,000: 3.0015 | 24 3.1V 25mA 3.5V Bidirectional 50A SMD mount，glue mount | - |  |  |  | ±50A | 25mA |  | AC/DC | 210kHz |  |  |  | - |  |  |  |  | 3 (168 Hours) |  | Surface Mount |  | -40°C ~ 125°C (TA) | Ratiometric, Voltage |  |  | 8-PowerTDFN |  | Bidirectional |  |  | - |  |  | 24mV/A | Current Sensor | - |  | 3.1V ~ 3.5V | 1350 | https://www.unikeyic.com/media/about_us/Unikey_ISO_9001_Certification.pdf | https://www.unikeyic.com/products/current-sensors/tle4971a050n5e0001xuma1/3186706.html
TLE4971A050N5UE0001XUMA1 | Infineon Technologies | 1: 3.4799 10: 3.3407 25: 3.118 50: 3.118 100: 3.0623 250: 3.0066 500: 3.0066 1,000: 3.0066 | 3.1V 25mA 3.5V Bidirectional 50A SMD, Adhesive Mount | - |  |  |  | ±50A | 25mA |  | AC/DC | 210kHz |  |  |  | - |  |  |  |  | 3 (168 Hours) |  | Surface Mount |  | -40°C ~ 125°C (TA) | Ratiometric, Voltage |  |  | 8-PowerTDFN |  | Bidirectional |  |  | - |  |  | - | Current Sensor | - |  | 3.1V ~ 3.5V | 1022 | https://www.unikeyic.com/media/about_us/Unikey_ISO_9001_Certification.pdf | https://www.unikeyic.com/products/current-sensors/tle4971a050n5ue0001xuma1/35065395.html
TLE4971A050T5UE0001XUMA1 | Infineon Technologies | 100: 2.8005 300: 2.7798 500: 2.759 1,000: 2.7176 5,000: 2.6968 | [18 empty] | 3 (168 Hours) | [13 empty] | 18700354 |  |  |  | - |  |  | 2951 | https://www.unikeyic.com/media/about_us/Unikey_ISO_9001_Certification.pdf | https://www.unikeyic.com/products/current-sensors/tle4971a050t5ue0001xuma1/682355667.html
TLE4971A075N5E0001XUMA1 | Infineon Technologies | 1: 4.2074 10: 4.0391 25: 3.7698 50: 3.7025 100: 3.7025 250: 3.6352 500: 3.6352 1,000: 3.6352 | 16-Ch 3.1V 25mA 3.5V Bidirectional 75A SMD, Adhesive Mount | - |  |  |  | ±75A | 25mA |  | AC/DC | 210kHz |  |  |  | - |  |  |  |  | 3 (168 Hours) |  | Surface Mount |  | -40°C ~ 125°C (TA) | Ratiometric, Voltage |  |  | 8-PowerTDFN |  | Bidirectional |  |  | - |  |  | 16mV/A | Current Sensor | - |  | 3.1V ~ 3.5V | 60 | https://www.unikeyic.com/media/about_us/Unikey_ISO_9001_Certification.pdf | https://www.unikeyic.com/products/current-sensors/tle4971a075n5e0001xuma1/4352441.html
TLE4971A075N5UE0001XUMA1 | Infineon Technologies | 1: 3.9285 10: 3.7714 25: 3.5199 50: 3.4571 100: 3.4571 250: 3.3942 500: 3.3942 1,000: 3.3942 | Infineon Current Sensors, disorder1.5V, surface mount, 8Pin | - |  |  |  | ±75A | 25mA |  | AC/DC | 210kHz |  |  |  | - |  |  |  |  | 3 (168 Hours) |  | Surface Mount |  | -40°C ~ 125°C (TA) | Ratiometric, Voltage |  |  | 8-PowerTDFN |  | Bidirectional |  |  | - |  |  | - | Current Sensor | - |  | 3.1V ~ 3.5V | 2295 | https://www.unikeyic.com/media/about_us/Unikey_ISO_9001_Certification.pdf | https://www.unikeyic.com/products/current-sensors/tle4971a075n5ue0001xuma1/35054018.html
TLE4971A075T5UE0001XUMA1 | Infineon Technologies | 100: 2.9872 300: 2.9651 500: 2.943 1,000: 2.8987 5,000: 2.8766 | [18 empty] | 3 (168 Hours) | [13 empty] | 18700212 |  |  |  | - |  |  | 2876 | https://www.unikeyic.com/media/about_us/Unikey_ISO_9001_Certification.pdf | https://www.unikeyic.com/products/current-sensors/tle4971a075t5ue0001xuma1/682507366.html
TLE4971A120N5E0001XUMA1 | Infineon Technologies | 1: 5.0076 10: 4.4868 25: 4.4868 50: 4.4067 100: 4.4067 250: 4.3266 500: 4.3266 | 10 3.1V 25mA 3.5V Bidirectional 120A SMD mount | - |  |  |  | ±120A | 25mA |  | AC/DC | 210kHz |  |  |  | - |  |  |  |  | 3 (168 Hours) |  | Surface Mount |  | -40°C ~ 125°C (TA) | Ratiometric, Voltage |  |  | 8-PowerTDFN |  | Bidirectional |  |  | - | 16999590 |  | 10mV/A | Current Sensor | - |  | 3.1V ~ 3.5V | 44 | https://www.unikeyic.com/media/about_us/Unikey_ISO_9001_Certification.pdf | https://www.unikeyic.com/products/current-sensors/tle4971a120n5e0001xuma1/16431272.html
TLE4971A120N5UE0001XUMA1 | Infineon Technologies | 1: 4.85 10: 4.656 25: 4.3456 50: 4.268 100: 4.268 250: 4.1904 500: 4.1904 | Current Sensors, disorder1.5V, surface mount, 8Pin | - |  |  |  | ±120A | 25mA |  | AC/DC | 210kHz |  |  |  | - |  |  |  |  | 3 (168 Hours) |  | Surface Mount |  | -40°C ~ 125°C (TA) | Ratiometric, Voltage |  |  | 8-PowerTDFN |  | Bidirectional |  |  | - |  |  | - | Current Sensor | - |  | 3.1V ~ 3.5V | 1482 | https://www.unikeyic.com/media/about_us/Unikey_ISO_9001_Certification.pdf | https://www.unikeyic.com/products/current-sensors/tle4971a120n5ue0001xuma1/35049649.html
TLE4971A120T5UE0001XUMA1 | Infineon Technologies | 100: 3.691 300: 3.6636 500: 3.6363 1,000: 3.5816 5,000: 3.5543 | [18 empty] | 3 (168 Hours) | [13 empty] | 18700476 |  |  |  | - |  |  | 3409 | https://www.unikeyic.com/media/about_us/Unikey_ISO_9001_Certification.pdf | https://www.unikeyic.com/products/current-sensors/tle4971a120t5ue0001xuma1/682804650.html
TLE4972AE35S5XUMA1 | Infineon Technologies | 1: 2.716 10: 2.716 25: 2.4335 50: 2.4335 100: 2.3901 250: 2.3901 500: 2.3466 1,000: 2.3466 | Infineon Current sensor chip, disorder1.65V, surface mount, 7Pin | - |  |  |  | 2000A | 25mA |  | AC/DC | 210kHz |  |  |  | - |  |  |  |  | 3 (168 Hours) |  | Surface Mount |  | -40°C ~ 125°C (TA) | Ratiometric, Voltage |  |  | 6-PowerVDFN |  | - |  |  | 700ns |  |  | 62mV/mT | Hall Effect, Differential | Automotive, AEC-Q100 | PG-VSON-6-4 | 3.1V ~ 3.5V | 1423 | https://www.unikeyic.com/media/datasheet/b6/8e/0ea4/b68e0ea4f7d75a3d01e4655f94add33d.pdf | https://www.unikeyic.com/products/current-sensors/tle4972ae35s5xuma1/11263867.html
TLE4973A025T5S0001XUMA1 | Infineon Technologies | 1: 4.5348 10: 4.3534 25: 4.0631 50: 3.9906 100: 3.9906 250: 3.918 500: 3.918 | 5.5V Adhesive Mount 8mm × 8mm × 8mm | - | Industrial |  | - |  |  | TLE4973A025T5S0001XUMA1 Infineon Technologies |  |  |  |  | 8mm*8mm*8mm | - | - | 5.5V | - | - |  | glue mount |  | -40℃~125℃ |  |  | - | [5 empty] | - |  |  | Tape and reel packaging | - |  |  |  |  | 56 | https://www.unikeyic.com/media/datasheet/69/8b/1f57/69/d24d90a830308f76492e847f8cd1d608.pdf | https://www.unikeyic.com/products/current-sensors/tle4973a025t5s0001xuma1/681752203.html
TLE4973A050T5S0001XUMA1 | Infineon Technologies | 1: 6.4391 5: 4.8 10: 4.5947 25: 4.3505 50: 4.1839 100: 4.031 500: 3.7234 1,000: 3.6088 | 5.5V glue mount 8mm*8mm*8mm | - | Industrial |  | - |  |  | TLE4973A050T5S0001XUMA1 Infineon Technologies |  |  |  |  | 8mm*8mm*8mm | - | - | 5.5V | - | - |  | glue mount |  | -40℃~125℃ |  |  | - | [5 empty] | - |  |  | Tape and reel packaging | - |  |  |  |  | 2417 | https://www.unikeyic.com/media/datasheet/69/8b/1f57/69/d24d90a830308f76492e847f8cd1d608.pdf | https://www.unikeyic.com/products/current-sensors/tle4973a050t5s0001xuma1/681755793.html
TLE4973A075T5S0001XUMA1 | Infineon Technologies | 1: 6.8426 5: 5.0984 10: 4.8832 25: 4.6254 50: 4.4495 100: 4.2884 500: 3.9638 1,000: 3.8428 | 4.5V 25mA 5.5V SMD, Adhesive Mount 8mm × 8mm × 8mm | - | Industrial |  | - |  |  | TLE4973A075T5S0001XUMA1 Infineon Technologies |  |  |  |  | 8mm*8mm*8mm | - | - | 5.5V | 25mA | 4.5V |  | SMD mount, glue mount |  | -40℃~150℃ |  |  | - | [5 empty] | - |  |  | Tape and reel packaging | - |  |  |  |  | 1838 | https://www.unikeyic.com/media/datasheet/69/8b/1f57/69/d24d90a830308f76492e847f8cd1d608.pdf | https://www.unikeyic.com/products/current-sensors/tle4973a075t5s0001xuma1/681755583.html
TLE4973A120T5S0001XUMA1 | Infineon Technologies | 1+: 6.831 5+: 5.874 10+: 5.632 25+: 5.238 50+: 5.0436 100+: 4.8168 500+: 4.2876 1,000+: 4.1364 2,500+: 3.8232 | 4.5V/5.5V, 25mA, SMD, Adhesive Mount, 8mm × 8mm × 8mm | [38 empty] | 191 | https://www.unikeyic.com/media/datasheet/69/8b/1f57/69/d24d90a830308f76492e847f8cd1d608.pdf | https://www.unikeyic.com/products/current-sensors/tle4973a120t5s0001xuma1/681755732.html
TLE4973AE35D5S0001XUMA1 | Infineon Technologies | 1: 3.2131 10: 3.0846 25: 2.879 50: 2.879 100: 2.8276 250: 2.7761 500: 2.7761 1,000: 2.7761 | CURRENT SENSOR IC, LINEAR, TDSO-16; | - | Industrial |  | - | [8 empty] | - | - | - | - | - |  | SMD mount, glue mount |  | -40℃~150℃ |  |  | - | [5 empty] | - |  |  | Tape and reel packaging | - |  |  |  |  | 2328 | https://www.unikeyic.com/media/about_us/Unikey_ISO_9001_Certification.pdf | https://www.unikeyic.com/products/current-sensors/tle4973ae35d5s0001xuma1/701373851.html
TLE4973AE35S5S0001XUMA1 | Infineon Technologies | 100: 2.4846 300: 2.4662 500: 2.4478 1,000: 2.411 5,000: 2.3926 |  | - | Industrial |  | - | [8 empty] | - | - | - | - | - |  | SMD mount, glue mount |  | -40℃~150℃ |  |  | - | [5 empty] | - |  |  | Tape and reel packaging | - |  |  |  |  | 7536 | https://www.unikeyic.com/media/about_us/Unikey_ISO_9001_Certification.pdf | https://www.unikeyic.com/products/current-sensors/tle4973ae35s5s0001xuma1/681756734.html
TLE4973R025T5S0001XUMA1 | Infineon Technologies | 1: 4.5348 10: 4.3534 25: 4.0631 50: 3.9906 100: 3.9906 250: 3.918 500: 3.918 | 4.5V/5.5V, 25mA, SMD, 8mm W | - | Industrial |  | - |  |  | TLE4973R025T5S0001XUMA1 Infineon Technologies |  |  |  |  | 8mm(width) | - | - | 5.5V | 25mA | 4.5V |  | SMD mount |  | -40℃~150℃ |  |  | - | [5 empty] | - |  |  | Tape and reel packaging | - |  |  |  |  | 439 | https://www.unikeyic.com/media/datasheet/69/8b/1f57/69/d24d90a830308f76492e847f8cd1d608.pdf | https://www.unikeyic.com/products/current-sensors/tle4973r025t5s0001xuma1/681754541.html
TLE4973R025T5S0010XUMA1 | Infineon Technologies | 1: 6.318 5: 4.711 10: 4.509 25: 4.2695 50: 4.1053 100: 3.9551 500: 3.6525 1,000: 3.5398 | 5.5V Adhesive Mount 8mm × 8mm × 8mm | - | Industrial |  | - |  |  | TLE4973R025T5S0010XUMA1 Infineon Technologies |  |  |  |  | 8mm*8mm*8mm | - | - | 5.5V | - | - |  | glue mount |  | -40℃~125℃ |  |  | - | [5 empty] | - |  |  | Tape and reel packaging | - |  |  |  |  | 2473 | https://www.unikeyic.com/media/datasheet/70/e5/d64c/70/0f987c4339b6e1942ad71c1b9ac3d0cd.pdf | https://www.unikeyic.com/products/current-sensors/tle4973r025t5s0010xuma1/681753921.html
TLE4973R025T5US0010XUMA1 | Infineon Technologies | 1+: 4.6196 10+: 4.4348 25+: 4.1392 50+: 4.0653 100+: 4.0653 250+: 3.9914 500+: 3.9914 | 4.5V/5.5V, 25mA, SMD, Adhesive Mount, 8mm × 8mm × 8mm | [38 empty] | 1649 | https://www.unikeyic.com/media/datasheet/70/e5/d64c/70/0f987c4339b6e1942ad71c1b9ac3d0cd.pdf | https://www.unikeyic.com/products/current-sensors/tle4973r025t5us0010xuma1/681753245.html
TLE4973R050T5S0001XUMA1 | Infineon Technologies | 1: 6.435 5: 4.7974 10: 4.5922 25: 4.3481 50: 4.1815 100: 4.0287 500: 3.7213 1,000: 3.6068 | 4.5V 25mA 5.5V SMD, Adhesive Mount 8mm × 8mm × 8mm | - | Industrial |  | - |  |  | TLE4973R050T5S0001XUMA1 Infineon Technologies |  |  |  |  | 8mm*8mm*8mm | - | - | 5.5V | 25mA | 4.5V |  | SMD mount, glue mount |  | -40℃~150℃ |  |  | - | [5 empty] | - |  |  | Tape and reel packaging | - |  |  |  |  | 2494 | https://www.unikeyic.com/media/datasheet/69/8b/1f57/69/d24d90a830308f76492e847f8cd1d608.pdf | https://www.unikeyic.com/products/current-sensors/tle4973r050t5s0001xuma1/681752501.html
TLE4973R050T5S0010XUMA1 | Infineon Technologies | 2,500: 3.4698 | 4.5V 25mA 5.5V SMD, Adhesive Mount, 8mm × 8mm × 8mm | - | Industrial |  | - |  |  | TLE4973R050T5S0010XUMA1 Infineon Technologies |  |  |  |  | 8mm*8mm*8mm | - | - | 5.5V | 25mA | 4.5V |  | SMD mount, glue mount |  | -40℃~150℃ |  |  | - | [5 empty] | - |  |  | Tape and reel packaging | - |  |  |  |  | 2500 | https://www.unikeyic.com/media/datasheet/70/e5/d64c/70/0f987c4339b6e1942ad71c1b9ac3d0cd.pdf | https://www.unikeyic.com/products/current-sensors/tle4973r050t5s0010xuma1/681754114.html
TLE4973R050T5US0010XUMA1 | Infineon Technologies | 2,500: 3.5346 | 5.5V Adhesive Mount 8mm × 8mm × 8mm | - | Industrial |  | - | [7 empty] | 8mm*8mm*8mm | - | - | 5.5V | - | - |  | glue mount |  | -40℃~125℃ |  |  | - | [5 empty] | - |  |  | Tape and reel packaging | - |  |  |  |  | 2500 | https://www.unikeyic.com/media/about_us/Unikey_ISO_9001_Certification.pdf | https://www.unikeyic.com/products/current-sensors/tle4973r050t5us0010xuma1/681755730.html
TLE4973R075T5S0001XUMA1 | Infineon Technologies | 1: 4.9228 10: 4.7258 25: 4.4108 50: 4.332 100: 4.332 250: 4.2533 500: 4.2533 | 5.5V, Adhesive Mount, 8mm × 8mm × 8mm | - | Industrial |  | - |  |  | TLE4973R075T5S0001XUMA1 Infineon Technologies |  |  |  |  | 8mm*8mm*8mm | - | - | 5.5V | - | - |  | glue mount |  | -40℃~125℃ |  |  | - | [5 empty] | - |  |  | Tape and reel packaging | - |  |  |  |  | 402 | https://www.unikeyic.com/media/datasheet/69/8b/1f57/69/d24d90a830308f76492e847f8cd1d608.pdf | https://www.unikeyic.com/products/current-sensors/tle4973r075t5s0001xuma1/681751856.html
TLE4973R075T5S0010XUMA1 | Infineon Technologies | 1: 4.4863 10: 4.3068 25: 4.0197 50: 3.9479 100: 3.9479 250: 3.8761 500: 3.8761 | 4.5V 25mA 5.5V SMD mount，glue mount 8mm*8mm*8mm | - | Industrial |  | - |  |  | TLE4973R075T5S0010XUMA1 Infineon Technologies |  |  |  |  | 8mm*8mm*8mm | - | - | 5.5V | 25mA | 4.5V |  | SMD mount, glue mount |  | -40℃~150℃ |  |  | - | [5 empty] | - |  |  | Tape and reel packaging | - |  |  |  |  | 116 | https://www.unikeyic.com/media/datasheet/70/e5/d64c/70/0f987c4339b6e1942ad71c1b9ac3d0cd.pdf | https://www.unikeyic.com/products/current-sensors/tle4973r075t5s0010xuma1/681753016.html
TLE4973R075T5US0010XUMA1 | Infineon Technologies | 1+: 5.0076 10+: 4.4868 25+: 4.4868 50+: 4.4067 100+: 4.4067 250+: 4.3266 500+: 4.3266 | 4.5V/5.5V, 25mA, SMD, Adhesive Mount, 8mm × 8mm × 8mm | [38 empty] | 1649 | https://www.unikeyic.com/media/datasheet/70/e5/d64c/70/0f987c4339b6e1942ad71c1b9ac3d0cd.pdf | https://www.unikeyic.com/products/current-sensors/tle4973r075t5us0010xuma1/681755543.html
TLE4973R120T5S0001XUMA1 | Infineon Technologies | 1+: 5.2501 10+: 4.7041 25+: 4.7041 50+: 4.6201 100+: 4.6201 250+: 4.5361 500+: 4.5361 | Sensor/IC 5.5V Adhesive Mount 8mm × 8mm × 8mm | [38 empty] | 394 | https://www.unikeyic.com/media/datasheet/69/8b/1f57/69/d24d90a830308f76492e847f8cd1d608.pdf | https://www.unikeyic.com/products/current-sensors/tle4973r120t5s0001xuma1/681752980.html
TLE4973R120T5S0010XUMA1 | Infineon Technologies | 1: 7.28 5: 5.4367 10: 5.2078 25: 4.9352 50: 4.749 100: 4.5784 500: 4.2348 1,000: 4.1068 | 4.5V 25mA 5.5V SMD mount，glue mount 8mm*8mm*8mm | - | Industrial |  | - |  |  | TLE4973R120T5S0010XUMA1 Infineon Technologies |  |  |  |  | 8mm*8mm*8mm | - | - | 5.5V | 25mA | 4.5V |  | SMD mount, glue mount |  | -40℃~150℃ |  |  | - | [5 empty] | - |  |  | Tape and reel packaging | - |  |  |  |  | 321 | https://www.unikeyic.com/media/datasheet/70/e5/d64c/70/0f987c4339b6e1942ad71c1b9ac3d0cd.pdf | https://www.unikeyic.com/products/current-sensors/tle4973r120t5s0010xuma1/681756374.html
TLE4973R120T5US0010XUMA1 | Infineon Technologies | 1: 5.3471 10: 4.791 25: 4.791 50: 4.7055 100: 4.7055 250: 4.6199 500: 4.6199 | 5.5V Adhesive Mount, 8mm × 8mm × 8mm | - | Industrial |  | - | [7 empty] | 8mm*8mm*8mm | - | - | 5.5V | - | - |  | glue mount |  | -40℃~125℃ |  |  | - | [5 empty] | - |  |  | Tape and reel packaging | - |  |  |  |  | 1572 | https://www.unikeyic.com/media/about_us/Unikey_ISO_9001_Certification.pdf | https://www.unikeyic.com/products/current-sensors/tle4973r120t5us0010xuma1/681753552.html
TLE4973RE35D5S0010XUMA1 | Infineon Technologies | 1: 3.3708 10: 3.2359 25: 3.0202 50: 3.0202 100: 2.9663 250: 2.9123 500: 2.9123 1,000: 2.9123 | CURRENT SENSOR, 210KHZ, TDSO-16; | - | Industrial |  | - |  |  | TLE4973RE35D5S0010XUMA1 Infineon Technologies | [5 empty] | - | - | - | - | - |  | SMD mount |  | -40℃~150℃ |  |  | - | [5 empty] | - |  |  | Tape and reel packaging | - |  |  |  |  | 171 | https://www.unikeyic.com/media/datasheet/35/09/78fe/35/377585cbf53d15b1e4b0e12d1f939e1d.pdf | https://www.unikeyic.com/products/current-sensors/tle4973re35d5s0010xuma1/702176958.html
TLE4973RE35S5S0010XUMA1 | Infineon Technologies | 1: 3.0313 10: 3.0313 25: 2.716 50: 2.716 100: 2.6675 250: 2.619 500: 2.619 1,000: 2.619 | CURRENT SENSOR, -40 TO 150DEG C, VSON-6; | - |  |  |  | - | - |  | DC | - |  |  |  | - |  |  |  |  | 3 (168 Hours) |  | Surface Mount |  | -40°C ~ 150°C | - |  |  | 6-PowerVDFN |  | - |  |  | - | 20841877 |  | - | Hall Effect | - | PG-VSON-6-4 | 5V | 4563 | https://www.unikeyic.com/media/datasheet/35/09/78fe/35/377585cbf53d15b1e4b0e12d1f939e1d.pdf | https://www.unikeyic.com/products/current-sensors/tle4973re35s5s0010xuma1/702291415.html
TLE4978R040W5OS0010XUMA1 | Infineon Technologies | 1: 6.3778 10: 5.7145 25: 5.7145 50: 5.6124 100: 5.5104 250: 5.5104 500: 5.5104 | CURRENT SENSOR IC, ANALOGUE, 45A, DSO-16; | - |  |  | - | [8 empty] | - | - | - | - | - | [6 empty] | - | [5 empty] | - |  |  |  | - |  |  |  |  | 1475 | https://www.unikeyic.com/media/about_us/Unikey_ISO_9001_Certification.pdf | https://www.unikeyic.com/products/current-sensors/tle4978r040w5os0010xuma1/36860564.html
TLE50452MTIC50XTMA1 | Infineon Technologies | 500: 0.9054 1,000: 0.8918 5,000: 0.885 |  | - |  |  | - | [8 empty] | - | - | - | - | - |  | glue mount |  |  |  |  | - | [5 empty] | - |  |  | Tape and reel packaging | - |  |  |  |  | 36852 | https://www.unikeyic.com/media/about_us/Unikey_ISO_9001_Certification.pdf | https://www.unikeyic.com/products/current-sensors/tle50452mtic50xtma1/702233367.html
TLI4970D050T4XUMA1 | Infineon Technologies | 50: 7.2964 100: 7.1378 300: 7.0849 500: 7.032 1,000: 6.9263 5,000: 6.8734 | Digital Level Shifter, 3.1V/3.5V, 20mA, Bidirectional ±1.6%, 50A ±0.05%, Prop Delay 57μs, TISON-8, SMD, Adhesive Mount, 7mm × 7mm × 1mm | ±0.05% |  | TLI4970 |  | 50A | 20mA |  | AC/DC | DC ~ 18kHz |  |  |  | ±1.6% |  |  |  |  | 3 (168 Hours) |  | Surface Mount |  | -40°C ~ 85°C | SPI |  |  | 8-PowerTDFN |  | Bidirectional |  |  | 57µs | 5253429 |  | - | Hall Effect, Differential | - | PG-TISON-8-1 | 3.1V ~ 3.5V | 42912 | https://www.unikeyic.com/media/datasheet/26/84/b7c0/2684b7c008334515d90891d50937f37d.pdf | https://www.unikeyic.com/products/current-sensors/tli4970d050t4xuma1/11246574.html
TLI4970D050T5XUMA1 | Infineon Technologies | 50: 6.1953 100: 6.0606 300: 6.0157 500: 5.9709 1,000: 5.8811 5,000: 5.8362 | Digital Isolator, SPI, 3.1V, 20mA, 3.5V, Unidirectional, ±1.6%, 50A, ±0.05%, TISON-8, SMD, 7mm × 7mm × 200μm | ±0.05% |  |  |  | 50A | 20mA |  | AC/DC | DC ~ 18kHz |  |  |  | ±3.5% |  |  |  |  | 3 (168 Hours) |  | Surface Mount |  | -40°C ~ 85°C | SPI |  |  | 8-TDFN | Bulk | Unidirectional |  |  | - |  |  | - | Hall Effect, Differential | - |  | 3.1V ~ 3.5V | 800 | https://www.unikeyic.com/media/datasheet/09/75/b016/0975b01688d496763f72b0985f6552d7.pdf | https://www.unikeyic.com/products/current-sensors/tli4970d050t5xuma1/11246423.html
TLI4971-A120T5-E0001 | Infineon Technologies | 2,500: 2.784 5,000: 2.6726 7,500: 2.6281 12,500: 2.5613 | 48 700ns 3.1V 3.5V ±3.45% TISON-8 | ±3.45% | Automotive |  | - |  |  | TLI4971-A120T5-E0001 Infineon Technologies | [5 empty] | - | - | 3.5V | - | 3.1V |  |  |  | -40℃~105℃ |  |  | - | TISON-8 |  |  |  |  | 700ns |  |  | Tape and reel packaging | 48 |  |  |  |  | 5000 | https://www.unikeyic.com/media/datasheet/5c/44/1b48/5c/e89ee648aec182935477952f5ea7c5cd.pdf | https://www.unikeyic.com/products/current-sensors/tli4971-a120t5-e0001/223.html
TLI4971A025T5UE0001XUMA1 | Infineon Technologies | 1: 3.686 10: 3.5386 25: 3.3027 50: 3.3027 100: 3.2437 250: 3.1847 500: 3.1847 1,000: 3.1847 | Infineon Current sensor chip, surface mount, 8Pin | - |  |  |  | 25A | 25mA |  | AC/DC | DC ~ 240kHz |  |  |  | ±2.25% |  |  |  |  | 3 (168 Hours) |  | Surface Mount |  | -40°C ~ 105°C | Ratiometric, Voltage |  |  | 8-PowerTDFN |  | Unidirectional |  |  | 250ns | 14110829 |  | 48mV/A | Hall Effect, Open Loop | Automotive, AEC-Q100 | PG-TISON-8-5 | 3.1V ~ 3.5V | 6849 | https://www.unikeyic.com/media/pdf/PCNPackaging/infineon-technologies/dd/f9/a50e/tc223l16f133naclxuma1/2025/11/043-22.pdf | https://www.unikeyic.com/products/current-sensors/tli4971a025t5ue0001xuma1/11187723.html
TLI4971A050T5E0001XUMA1 | Infineon Technologies | 1: 1.1202 | Infineon Current Sensor IC, SMD, 8-Pin | ±3.45% |  |  |  | 50A | 25mA |  | AC/DC | DC ~ 240kHz |  |  |  | ±2.25% |  |  |  |  | 3 (168 Hours) |  | Surface Mount |  | -40°C ~ 105°C | Ratiometric, Voltage |  |  | 8-PowerTDFN |  | Unidirectional |  |  | 250ns |  |  | 24mV/A | Hall Effect, Open Loop | Automotive, AEC-Q100 |  | 3.1V ~ 3.5V | 7260 | https://www.unikeyic.com/media/about_us/Unikey_ISO_9001_Certification.pdf | https://www.unikeyic.com/products/current-sensors/tli4971a050t5e0001xuma1/11301080.html
TLI4971A050T5UE0001XUMA1 | Infineon Technologies | 1: 3.783 10: 3.6317 25: 3.3896 50: 3.329 100: 3.329 250: 3.2685 500: 3.2685 1,000: 3.2685 | Infineon Current sensor chip, surface mount, 8Pin | - |  |  |  | 50A | 25mA |  | AC/DC | DC ~ 240kHz |  |  |  | ±2.25% |  |  |  |  | 3 (168 Hours) |  | Surface Mount |  | -40°C ~ 105°C | Ratiometric, Voltage |  |  | 8-PowerTDFN |  | Unidirectional |  |  | 250ns | 13901277 |  | 24mV/A | Hall Effect, Open Loop | Automotive, AEC-Q100 | PG-TISON-8-5 | 3.1V ~ 3.5V | 59 | https://www.unikeyic.com/media/pdf/PCNPackaging/infineon-technologies/dd/f9/a50e/tc223l16f133naclxuma1/2025/11/043-22.pdf | https://www.unikeyic.com/products/current-sensors/tli4971a050t5ue0001xuma1/11294832.html
TLI4971A075T5E0001XUMA1 | Infineon Technologies | 10: 4.0028 100: 3.9362 250: 3.8635 500: 3.7908 | Infineon Current Sensor IC, SMD, 8-Pin | ±3.45% |  |  |  | 75A | 25mA |  | AC/DC | DC ~ 240kHz |  |  |  | ±2.25% |  |  |  |  | 3 (168 Hours) |  | Surface Mount |  | -40°C ~ 105°C | Ratiometric, Voltage |  |  | 8-PowerTDFN |  | Unidirectional |  |  | 250ns | 14321807 |  | 16mV/A | Hall Effect, Open Loop | - | PG-TISON-8-1 | 3.1V ~ 3.5V | 1726 | https://www.unikeyic.com/media/pdf/OtherRelatedDocuments/infineon-technologies/72/36/323f/iaut300n08s5n011atma1/2025/12/Orderable-Part-Number-OPN-Translation-Table-Web.pdf | https://www.unikeyic.com/products/current-sensors/tli4971a075t5e0001xuma1/35040478.html
TLI4971A075T5UE0001XUMA1 | Infineon Technologies | 1: 3.7951 10: 3.6433 25: 3.4004 50: 3.3397 100: 3.3397 250: 3.279 500: 3.279 1,000: 3.279 | Infineon Current Sensor Chip, SMD, 8-Pin | ±3.45% |  |  |  | 75A | 25mA |  | AC/DC | DC ~ 240kHz |  |  |  | ±2.25% |  |  |  |  | 3 (168 Hours) |  | Surface Mount |  | -40°C ~ 105°C | Ratiometric, Voltage |  |  | 8-PowerTDFN |  | Unidirectional |  |  | 250ns | 14321819 |  | 16mV/A | Hall Effect, Open Loop | - |  | 3.1V ~ 3.5V | 626 | https://www.unikeyic.com/media/pdf/PCNPackaging/infineon-technologies/dd/f9/a50e/tc223l16f133naclxuma1/2025/11/043-22.pdf | https://www.unikeyic.com/products/current-sensors/tli4971a075t5ue0001xuma1/35005471.html
TLI4971A120T5E0001XUMA1 | Infineon Technologies | 1: 4.5711 10: 4.3883 25: 4.0957 50: 4.0226 100: 4.0226 250: 3.9495 500: 3.9495 1,000: 3.9495 | Current Sensor SMD 8-Pin | - |  | TLI4971 |  | - | - |  | - | - |  |  |  | - |  |  |  |  | 3 (168 Hours) |  | Surface Mount |  | - | - |  |  | 8-PowerTDFN |  | - |  |  | - |  |  | - | - | - | PG-TISON-8-5 | - | 285 | https://www.unikeyic.com/media/datasheet/5c/44/1b48/5c/e89ee648aec182935477952f5ea7c5cd.pdf | https://www.unikeyic.com/products/current-sensors/tli4971a120t5e0001xuma1/35034824.html
TMCS1100A1QDRQ1 | Texas Instruments | 2,500+: 3.0298 | 50 6.5μs 3V 6mA 5.5V ±0.05% SOIC-8 SMD, Adhesive Mount, 4.9mm L × 6mm W | [38 empty] | 3078 |  | https://www.unikeyic.com/products/current-sensors/tmcs1100a1qdrq1/11216191.html
TMCS1100A2QDRQ1 | Texas Instruments | 1+: 3.7173 100+: 3.1988 250+: 2.2429 1,000+: 1.8073 | 100, 6.5μs, 3V, 6mA, 5.5V, ±0.05%, SOIC-8, SMD, Adhesive Mount | [38 empty] | 3672 |  | https://www.unikeyic.com/products/current-sensors/tmcs1100a2qdrq1/35029326.html
TMCS1100A2QDT | Texas Instruments | 1+: 5.022 10+: 3.82 25+: 3.5178 100+: 3.1864 | 100, 6.5μs, 3V, 6mA, 5.5V, ±0.05%, SOIC-8, SMD, Adhesive Mount | [38 empty] | 215 |  | https://www.unikeyic.com/products/current-sensors/tmcs1100a2qdt/35038259.html
TMCS1100A3QDRQ1 | Texas Instruments | 1+: 3.7173 100+: 3.1988 250+: 2.2429 1,000+: 1.8073 | 200 6.5μs 3V 6mA 5.5V ±0.05% SOIC-8 SMD, Adhesive Mount | [38 empty] | 12453 |  | https://www.unikeyic.com/products/current-sensors/tmcs1100a3qdrq1/11134069.html
TMCS1101A1BQDT | Texas Instruments | 1+: 5.5115 100+: 4.7432 250+: 3.3253 1,000+: 2.6796 | 50 6.5μs 3V 6mA 5.5V Bidirectional ±0.05% 45A SOIC-8 SMD, Adhesive Mount | [38 empty] | 25719 |  | https://www.unikeyic.com/products/current-sensors/tmcs1101a1bqdt/34942715.html
TMCS1101A1UQDRQ1 | Texas Instruments | 1+: 3.7173 100+: 3.1988 250+: 2.2429 1,000+: 1.8073 | 50ch 6.5μs 3V 6mA 5.5V Unidirectional ±0.05% ±0.51% SOIC-8 SMD, Adhesive Mount | [38 empty] | 9411 |  | https://www.unikeyic.com/products/current-sensors/tmcs1101a1uqdrq1/11333059.html
TMCS1101A2BQDRQ1 | Texas Instruments | 2,500+: 2.7572 | Bidirectional TVS Diode, ±22.5A, 3V/5.5V, 6mA, 6.5μs, ±0.05%, SOIC-8, SMD, Adhesive Mount | [38 empty] | 5850 |  | https://www.unikeyic.com/products/current-sensors/tmcs1101a2bqdrq1/10931212.html
TMCS1101A3BQDT | Texas Instruments | 1+: 5.746 5+: 4.2725 10+: 4.0878 25+: 3.8677 50+: 3.7171 | 200 6.5μs 3V 6mA 5.5V Bi-directional ±0.05% ±11.25A SOIC-8 SMD, Adhesive Mount | [38 empty] | 59 |  | https://www.unikeyic.com/products/current-sensors/tmcs1101a3bqdt/11170959.html
TMCS1101A3UQDRQ1 | Texas Instruments | 1+: 3.7173 100+: 3.1988 250+: 2.2429 1,000+: 1.8073 | Signal Isolator, 200kHz, 6.5μs, 3V, 6mA, 5.5V, Uni-directional, ±0.05%, SOIC-8, SMD, Adhesive Mount | [38 empty] | 14503 |  | https://www.unikeyic.com/products/current-sensors/tmcs1101a3uqdrq1/11352220.html
TMCS1101A3UQDT | Texas Instruments | 1+: 6.1864 100+: 5.4208 250+: 3.8005 1,000+: 3.0624 | Signal Isolator, 200kHz, 6.5μs, 3V, 6mA, 5.5V, Uni-directional, ±0.05%, SOIC-8, SMD, Adhesive Mount | [38 empty] | 43500 |  | https://www.unikeyic.com/products/current-sensors/tmcs1101a3uqdt/10893022.html
TMCS1101A4BQDRQ1 | Texas Instruments | 2,500: 3.5061 | 400 6.5μs 4.5V 6mA 5.5V Bidirectional ±0.05% ±5.75A ±0.51% SOIC-8 SMD mount，glue mount | - |  |  |  | ±5.75A | 6mA |  | AC/DC | 80kHz |  |  |  | ±0.05% |  |  |  |  | 2 (1 Year) |  | Surface Mount |  | -40°C ~ 125°C (TA) | Ratiometric, Voltage |  |  | 8-SOIC (0.154", 3.90mm Width) |  | Bidirectional |  |  | 6.5µs | 14634215 |  | 400mV/A | Hall Effect | - | 8-SOIC | 4.5V ~ 5.5V | 2659 | https://www.unikeyic.com/media/pdf/PCNAssemblyOrigin/texas-instruments/b7/45/e145/tmcs1108a4bqdrq1/2025/11/PCN20230614009-2.pdf | https://www.unikeyic.com/products/current-sensors/tmcs1101a4bqdrq1/11287385.html
TMCS1101A4BQDT | Texas Instruments | 1: 6.7284 10: 5.1613 25: 4.7697 100: 4.3386 | Bidirectional ±0.05% ±5.6A 400 6.5μs 4.5V 6mA 5.5V SOIC-8 SMD, Adhesive Mount | - |  |  |  | ±5.6A | 6mA |  | AC/DC | 80kHz |  |  |  | ±0.05% |  |  |  |  | 2 (1 Year) |  | Surface Mount |  | -40°C ~ 125°C (TA) | Ratiometric, Voltage |  |  | 8-SOIC (0.154", 3.90mm Width) |  | Bidirectional |  |  | 6.5µs | 15857094 |  | 400mV/A | Hall Effect | - | 8-SOIC | 4.5V ~ 5.5V | 122 | https://www.unikeyic.com/media/about_us/Unikey_ISO_9001_Certification.pdf | https://www.unikeyic.com/products/current-sensors/tmcs1101a4bqdt/10881484.html
TMCS1101A4UQDRQ1 | Texas Instruments | 2,500: 3.5041 | Voltage Translator, 4.5V-5.5V, 6mA, 6.5μs, ±0.05%, ±0.51%, SOIC-8, SMD, Adhesive Mount | - |  |  |  | - | 6mA |  | AC/DC | 80kHz |  |  |  | ±0.05% |  |  |  |  | 2 (1 Year) |  | Surface Mount |  | -40°C ~ 125°C (TA) | Ratiometric, Voltage |  |  | 8-SOIC (0.154", 3.90mm Width) |  | Unidirectional |  |  | 6.5µs | 14634042 |  | 400mV/A | Hall Effect | - | 8-SOIC | 4.5V ~ 5.5V | 5461 | https://www.unikeyic.com/media/pdf/PCNAssemblyOrigin/texas-instruments/b7/45/e145/tmcs1108a4bqdrq1/2025/11/PCN20230614009-2.pdf | https://www.unikeyic.com/products/current-sensors/tmcs1101a4uqdrq1/35035261.html
TMCS1101A4UQDT | Texas Instruments | 1: 6.7284 10: 5.1613 25: 4.7697 100: 4.3386 | 400, 6.5μs, 4.5V, 6mA, 5.5V, Unidirectional, ±0.05%, SOIC-8, SMD, Adhesive Mount | - |  |  |  | - | 6mA |  | AC/DC | 80kHz |  |  |  | ±0.05% |  |  |  |  | 2 (1 Year) |  | Surface Mount |  | -40°C ~ 125°C (TA) | Ratiometric, Voltage |  |  | 8-SOIC (0.154", 3.90mm Width) |  | Unidirectional |  |  | 6.5µs | 15856566 |  | 400mV/A | Hall Effect | - | 8-SOIC | 4.5V ~ 5.5V | 249 | https://www.unikeyic.com/media/about_us/Unikey_ISO_9001_Certification.pdf | https://www.unikeyic.com/products/current-sensors/tmcs1101a4uqdt/34955287.html
TMCS1107A1BQDR | Texas Instruments | 2,500+: 2.1383 5,000+: 2.0763 | TVS Diode Bidirectional 50V 6.5μs 3V 6mA 5.5V ±0.5% SOIC-8 SMD, Adhesive Mount | [38 empty] | 4676 |  | https://www.unikeyic.com/products/current-sensors/tmcs1107a1bqdr/25685.html
TMCS1107A1BQDRQ1 | Texas Instruments | 2,500: 2.6577 | 50 6.5μs 3V 6mA 5.5V Bidirectional ±0.5% 45A SOIC-8 SMD mount | - |  |  |  | ±45A | 6mA |  | AC/DC | 80kHz |  |  |  | ±0.5% |  |  |  |  | 2 (1 Year) |  | Surface Mount |  | -40°C ~ 125°C (TA) | Ratiometric, Voltage |  |  | 8-SOIC (0.154", 3.90mm Width) |  | Bidirectional |  |  | 6.5µs | 15295785 |  | 50mV/A | Hall Effect | - |  | 3V ~ 5.5V | 8856 | https://www.unikeyic.com/media/pdf/PCNAssemblyOrigin/texas-instruments/b7/45/e145/tmcs1108a4bqdrq1/2025/11/PCN20230614009-2.pdf | https://www.unikeyic.com/products/current-sensors/tmcs1107a1bqdrq1/11257619.html
TMCS1107A1BQDT | Texas Instruments | 1+: 4.55 5+: 3.3718 10+: 3.2227 25+: 3.0447 50+: 2.9227 100+: 2.8111 | Bidirectional TVS Diode, 3V 5.5V ±0.5% ±45A 6.5μs 50W SOIC-8 SMD, Adhesive Mount | [38 empty] | 195 | https://www.unikeyic.com/media/datasheet/99/df/c326/99/08a4d73cf4702bd31c0f685c80be9724.pdf | https://www.unikeyic.com/products/current-sensors/tmcs1107a1bqdt/34980407.html
TMCS1107A1UQDR | Texas Instruments | 5: 3.0409 10: 2.9036 25: 2.7395 50: 2.6278 100: 2.5254 500: 2.3192 1,000: 2.2425 | 50 6.5μs 3V 6mA 5.5V Unidirectional ±0.5% SOIC-8 SMD mount，glue mount | - |  |  |  | - | 6mA |  | AC/DC | 80kHz |  |  |  | ±0.5% |  |  |  |  | 2 (1 Year) |  | Surface Mount |  | -40°C ~ 125°C (TA) | Ratiometric, Voltage |  |  | 8-SOIC (0.154", 3.90mm Width) |  | Unidirectional |  |  | 6.5µs | 13692873 |  | 50mV/A | Hall Effect | - |  | 3V ~ 5.5V | 1170 | https://www.unikeyic.com/media/pdf/HTMLDatasheet/texas-instruments/39/51/3f49/tmcs1107a1uqdr/2025/11/tmcs1107.pdf | https://www.unikeyic.com/products/current-sensors/tmcs1107a1uqdr/11284306.html
TMCS1107A2BQDR | Texas Instruments | 2,500: 2.1395 5,000: 2.0775 | Bidirectional TVS Diode, 3V 6mA 5.5V ±0.5% 6.5μs SOIC-8 SMD Adhesive Mount | - |  |  |  | - | 6mA |  | AC/DC | 80kHz |  |  |  | ±0.5% |  |  |  |  | 2 (1 Year) |  | Surface Mount |  | -40°C ~ 125°C (TA) | Ratiometric, Voltage |  |  | 8-SOIC (0.154", 3.90mm Width) |  | Bidirectional |  |  | 6.5µs | 13692785 |  | 100mV/A | Hall Effect | - |  | 3V ~ 5.5V | 4898 | https://www.unikeyic.com/media/pdf/HTMLDatasheet/texas-instruments/39/51/3f49/tmcs1107a1uqdr/2025/11/tmcs1107.pdf | https://www.unikeyic.com/products/current-sensors/tmcs1107a2bqdr/11276705.html
TMCS1107A2BQDRQ1 | Texas Instruments | 2,500+: 2.5072 | TVS Diode Bidirectional ±0.5% 22.5A 3V 6mA 5.5V 100 6.5μs SOIC-8 SMD, Adhesive Mount | [38 empty] | 2703 |  | https://www.unikeyic.com/products/current-sensors/tmcs1107a2bqdrq1/35005389.html
TMCS1107A2BQDT | Texas Instruments | 1+: 4.8418 100+: 4.1668 250+: 2.9216 1,000+: 2.354 | Voltage Translator 100MHz 6.5μs 3V 6mA 5.5V Bi-Directional ±0.5% ±22.5A SOIC-8 SMD Adhesive Mount | [38 empty] | 61250 | https://www.unikeyic.com/media/datasheet/99/df/c326/99/08a4d73cf4702bd31c0f685c80be9724.pdf | https://www.unikeyic.com/products/current-sensors/tmcs1107a2bqdt/35064827.html
TMCS1107A2UQDRQ1 | Texas Instruments | 2,500+: 2.5072 | TVS Diode 100W 6.5μs 3V 6mA 5.5V Uni-directional ±0.5% SOIC-8 SMD Adhesive Mount | [38 empty] | 2552 |  | https://www.unikeyic.com/products/current-sensors/tmcs1107a2uqdrq1/11350871.html
TMCS1107A3BQDRQ1 | Texas Instruments | 1+: 3.4317 100+: 2.9535 250+: 2.0713 1,000+: 1.6687 | Voltage Regulator 200kHz 6.5μs 3V 6mA 5.5V Bidirectional ±0.5% ±11.25A SOIC-8 SMD, Adhesive Mount | [38 empty] | 23029 |  | https://www.unikeyic.com/products/current-sensors/tmcs1107a3bqdrq1/10928552.html
TMCS1107A3BQDT | Texas Instruments | 1+: 4.55 5+: 3.3718 10+: 3.2227 25+: 3.0447 50+: 2.9227 100+: 2.8111 | Voltage Regulator 200kHz 6.5μs 3V 6mA 5.5V Bidirectional ±0.5% ±11.25A SOIC-8 SMD, Adhesive Mount | [38 empty] | 176 | https://www.unikeyic.com/media/datasheet/99/df/c326/99/08a4d73cf4702bd31c0f685c80be9724.pdf | https://www.unikeyic.com/products/current-sensors/tmcs1107a3bqdt/11151841.html
TMCS1107A4BQDRQ1 | Texas Instruments | 2,500: 2.5072 | 400 6.5μs 4.5V 6mA 5.5V Bidirectional ±0.5% ±5.6A SOIC-8 SMD mount，glue mount | - |  |  |  | ±5.6A | 6mA |  | AC/DC | 80kHz |  |  |  | ±0.5% |  |  |  |  | 2 (1 Year) |  | Surface Mount |  | -40°C ~ 125°C (TA) | Ratiometric, Voltage |  |  | 8-SOIC (0.154", 3.90mm Width) |  | Bidirectional |  |  | 6.5µs | 15295794 |  | 400mV/A | Hall Effect | - |  | 4.5V ~ 5.5V | 3731 | https://www.unikeyic.com/media/pdf/PCNAssemblyOrigin/texas-instruments/b7/45/e145/tmcs1108a4bqdrq1/2025/11/PCN20230614009-2.pdf | https://www.unikeyic.com/products/current-sensors/tmcs1107a4bqdrq1/11237218.html
TMCS1107A4BQDT | Texas Instruments | 250+: 2.6777 | TVS Diode Bidirectional ±5.6A 4.5V 5.5V 400V 6.5μs SOIC-8, SMD, Adhesive Mount | [38 empty] | 481 |  | https://www.unikeyic.com/products/current-sensors/tmcs1107a4bqdt/11351006.html
TMCS1107A4UQDR | Texas Instruments | 1+: 2.8941 100+: 2.4904 250+: 1.7457 1,000+: 1.4069 | 400 6.5μs 3V 6mA 5.5V Unidirectional ±0.5% SOIC-8 SMD, Adhesive Mount | [38 empty] | 36591 |  | https://www.unikeyic.com/products/current-sensors/tmcs1107a4uqdr/11183565.html
TMCS1107A4UQDRQ1 | Texas Instruments | 1+: 3.4317 100+: 2.9535 250+: 2.0713 1,000+: 1.6687 | Comparator 400 6.5μs 4.5V 6mA 5.5V Unidirectional ±0.5% SOIC-8 SMD, Adhesive Mount | [38 empty] | 19124 |  | https://www.unikeyic.com/products/current-sensors/tmcs1107a4uqdrq1/11346947.html
TMCS1107A4UQDT | Texas Instruments | 1+: 4.55 5+: 3.3718 10+: 3.2227 25+: 3.0447 50+: 2.9227 100+: 2.8111 | Comparator 400 6.5μs 4.5V 6mA 5.5V Unidirectional ±0.5% SOIC-8 SMD, Adhesive Mount | [38 empty] | 240 |  | https://www.unikeyic.com/products/current-sensors/tmcs1107a4uqdt/34984374.html
TMCS1108A1BQDR | Texas Instruments | 2,500: 1.5479 5,000: 1.5006 7,500: 1.4748 | 50 6.5μs 3V 6mA 5.5V Bidirectional ±0.5% SOIC-8 SMD mount | - |  |  |  | - | 6mA |  | AC/DC | 80kHz |  |  |  | ±0.5% |  |  |  |  | 2 (1 Year) |  | Surface Mount |  | -40°C ~ 125°C (TA) | Ratiometric, Voltage |  |  | 8-SOIC (0.154", 3.90mm Width) |  | Bidirectional |  |  | 6.5µs | 13692797 |  | 50mV/A | Hall Effect | - |  | 3V ~ 5.5V | 9695 | https://www.unikeyic.com/media/pdf/HTMLDatasheet/texas-instruments/81/6c/3196/tmcs1108a3uqdr/2025/11/tmcs1108.pdf | https://www.unikeyic.com/products/current-sensors/tmcs1108a1bqdr/10906121.html
TMCS1108A1BQDT | Texas Instruments | 1: 3.5502 10: 2.198 25: 2.0099 100: 1.8031 | Bidirectional TVS Diode, 3V 5.5V ±0.5% ±45A 6.5μs 50W SOIC-8 SMD, Adhesive Mount | - | Industrial |  | ±45A |  |  | TMCS1108A1BQDT Texas Instruments | [5 empty] | ±0.5% | Bidirectional | 5.5V | 6mA | 3V |  | SMD mount, glue mount |  |  |  |  | - | SOIC-8 |  |  |  | On sale | 6.5μs |  |  | Tape and reel packaging | 50 |  |  |  |  | 222 | https://www.unikeyic.com/media/datasheet/60/5e/9648/605e9648cda0edbf98f6cdcb83e97b64.pdf | https://www.unikeyic.com/products/current-sensors/tmcs1108a1bqdt/10905215.html
TMCS1108A1UQDR | Texas Instruments |  | 50 6.5μs 3V 6mA 5.5V Unidirectional ±0.5% SOIC-8 SMD, Adhesive Mount | - |  |  |  | - | 6mA |  | AC/DC | 80kHz |  |  |  | ±0.5% |  |  |  |  | 2 (1 Year) |  | Surface Mount |  | -40°C ~ 125°C (TA) | Ratiometric, Voltage |  |  | 8-SOIC (0.154", 3.90mm Width) |  | Unidirectional |  |  | 6.5µs | 13692798 |  | 50mV/A | Hall Effect | - |  | 3V ~ 5.5V |  | https://www.unikeyic.com/media/pdf/HTMLDatasheet/texas-instruments/81/6c/3196/tmcs1108a3uqdr/2025/11/tmcs1108.pdf | https://www.unikeyic.com/products/current-sensors/tmcs1108a1uqdr/11032239.html
TMCS1108A1UQDRQ1 | Texas Instruments | 2,500: 1.8602 5,000: 1.8052 | 50 6.5μs 3V 6mA 5.5V Unidirectional ±0.5% SOIC-8 SMD mount，glue mount | - |  |  |  | - | 6mA |  | AC/DC | 80kHz |  |  |  | ±0.5% |  |  |  |  | 2 (1 Year) |  | Surface Mount |  | -40°C ~ 125°C (TA) | Ratiometric, Voltage |  |  | 8-SOIC (0.154", 3.90mm Width) |  | Unidirectional |  |  | 6.5µs | 15295768 |  | 50mV/A | Hall Effect | - |  | 3V ~ 5.5V | 7578 | https://www.unikeyic.com/media/pdf/HTMLDatasheet/texas-instruments/b7/45/e145/tmcs1108a4bqdrq1/2025/12/tmcs1108-q1.pdf | https://www.unikeyic.com/products/current-sensors/tmcs1108a1uqdrq1/11314116.html
TMCS1108A1UQDT | Texas Instruments | 1: 3.5502 10: 2.198 25: 2.0099 100: 1.8031 | 50, 6.5μs, 3V, 6mA, 5.5V, Unidirectional, ±0.5%, SOIC-8, SMD | - |  |  |  | - | 6mA |  | AC/DC | 80kHz |  |  |  | ±0.5% |  |  |  |  | 2 (1 Year) |  | Surface Mount |  | -40°C ~ 125°C (TA) | Ratiometric, Voltage |  |  | 8-SOIC (0.154", 3.90mm Width) |  | Unidirectional |  |  | 6.5µs | 15857242 |  | 50mV/A | Hall Effect | - | 8-SOIC | 3V ~ 5.5V | 277 | https://www.unikeyic.com/media/datasheet/60/5e/9648/605e9648cda0edbf98f6cdcb83e97b64.pdf | https://www.unikeyic.com/products/current-sensors/tmcs1108a1uqdt/35038507.html
TMCS1108A2BQDR | Texas Instruments | 5: 2.5209 10: 1.9959 25: 1.8794 50: 1.7999 100: 1.7268 500: 1.5802 1,000: 1.5256 | 100 6.5μs 3V 6mA 5.5V Bidirectional ±0.5% SOIC-8 SMD mount，glue mount | - |  |  |  | - | 6mA |  | AC/DC | 80kHz |  |  |  | ±0.5% |  |  |  |  | 2 (1 Year) |  | Surface Mount |  | -40°C ~ 125°C (TA) | Ratiometric, Voltage |  |  | 8-SOIC (0.154", 3.90mm Width) |  | Bidirectional |  |  | 6.5µs | 13692773 |  | 100mV/A | Hall Effect | - |  | 3V ~ 5.5V | 1651 | https://www.unikeyic.com/media/pdf/HTMLDatasheet/texas-instruments/81/6c/3196/tmcs1108a3uqdr/2025/11/tmcs1108.pdf | https://www.unikeyic.com/products/current-sensors/tmcs1108a2bqdr/35056952.html
TMCS1108A2BQDRQ1 | Texas Instruments | 2,500: 1.8602 5,000: 1.8052 | Voltage Translator 100MHz 6.5μs 3V 6mA 5.5V Bi-Directional ±0.5% ±22.5A SOIC-8 SMD Adhesive Mount | - |  |  |  | ±22.5A | 6mA |  | AC/DC | 80kHz |  |  |  | ±0.5% |  |  |  |  | 2 (1 Year) |  | Surface Mount |  | -40°C ~ 125°C (TA) | Ratiometric, Voltage |  |  | 8-SOIC (0.154", 3.90mm Width) |  | Bidirectional |  |  | 6.5µs | 15295777 |  | 100mV/A | Hall Effect | - |  | 3V ~ 5.5V | 11512 | https://www.unikeyic.com/media/pdf/HTMLDatasheet/texas-instruments/b7/45/e145/tmcs1108a4bqdrq1/2025/12/tmcs1108-q1.pdf | https://www.unikeyic.com/products/current-sensors/tmcs1108a2bqdrq1/34968006.html
TMCS1108A2UQDRQ1 | Texas Instruments | 2,500: 1.8602 5,000: 1.8052 | TVS Diode 100W 6.5μs 3V 6mA 5.5V Uni-dir ±0.5% SOIC-8 SMD, Adhesive Mount | - |  |  |  | - | 6mA |  | AC/DC | 80kHz |  |  |  | ±0.5% |  |  |  |  | 2 (1 Year) |  | Surface Mount |  | -40°C ~ 125°C (TA) | Ratiometric, Voltage |  |  | 8-SOIC (0.154", 3.90mm Width) |  | Unidirectional |  |  | 6.5µs | 15295782 |  | 100mV/A | Hall Effect | - |  | 3V ~ 5.5V | 12432 | https://www.unikeyic.com/media/pdf/HTMLDatasheet/texas-instruments/b7/45/e145/tmcs1108a4bqdrq1/2025/12/tmcs1108-q1.pdf | https://www.unikeyic.com/products/current-sensors/tmcs1108a2uqdrq1/10968981.html
TMCS1108A3BQDR | Texas Instruments | 5: 2.5209 10: 1.9959 25: 1.8794 50: 1.7999 100: 1.7268 500: 1.5802 1,000: 1.5256 | 200 6.5μs 3V 6mA 5.5V Bidirectional ±0.5% SOIC-8 SMD mount，glue mount | - |  |  |  | - | 6mA |  | AC/DC | 80kHz |  |  |  | ±0.5% |  |  |  |  | 2 (1 Year) |  | Surface Mount |  | -40°C ~ 125°C (TA) | Ratiometric, Voltage |  |  | 8-SOIC (0.154", 3.90mm Width) |  | Bidirectional |  |  | 6.5µs | 13692847 |  | 200mV/A | Hall Effect | - |  | 3V ~ 5.5V | 1874 | https://www.unikeyic.com/media/pdf/HTMLDatasheet/texas-instruments/81/6c/3196/tmcs1108a3uqdr/2025/11/tmcs1108.pdf | https://www.unikeyic.com/products/current-sensors/tmcs1108a3bqdr/35020125.html
TMCS1108A3BQDT | Texas Instruments | 250: 2.2651 500: 2.1898 750: 2.1521 1,250: 2.1104 1,750: 2.086 2,500: 2.0625 | 200 6.5μs 3V 6mA 5.5V Bidirectional ±0.5% ±11.25A SOIC-8 SMD mount，glue mount | - | Industrial |  | ±11.25A |  |  | TMCS1108A3BQDT Texas Instruments | [5 empty] | ±0.5% | Bidirectional | 5.5V | 6mA | 3V |  | SMD mount, glue mount |  |  |  |  | - | SOIC-8 |  |  |  | On sale | 6.5μs |  |  | Tape and reel packaging | 200 |  |  |  |  | 385 | https://www.unikeyic.com/media/datasheet/60/5e/9648/605e9648cda0edbf98f6cdcb83e97b64.pdf | https://www.unikeyic.com/products/current-sensors/tmcs1108a3bqdt/35002922.html
TMCS1108A3UQDR | Texas Instruments | 1+: 2.3386 100+: 1.9309 250+: 1.3629 1,000+: 1.0252 | 200Ω 6.5μs 3V 6mA 5.5V Unidirectional ±0.5% SOIC-8 SMD, Adhesive Mount | [38 empty] | 87467 |  | https://www.unikeyic.com/products/current-sensors/tmcs1108a3uqdr/35049995.html
TMCS1108A3UQDRQ1 | Texas Instruments | 2,500+: 1.8602 5,000+: 1.8052 | 200Ω 6.5μs 3V 6mA 5.5V Unidirectional ±0.5% SOIC-8 SMD, Adhesive Mount | [38 empty] | 2500 |  | https://www.unikeyic.com/products/current-sensors/tmcs1108a3uqdrq1/35021655.html
TMCS1108A3UQDT | Texas Instruments | 1: 3.4474 10: 2.1341 25: 1.9516 100: 1.7506 | 200 6.5μs 3V 6mA 5.5V Unidirectional ±0.5% SOIC-8 SMD, Adhesive Mount | - | Industrial |  | - |  |  | TMCS1108A3UQDT Texas Instruments | [5 empty] | ±0.5% | Unidirectional | 5.5V | 6mA | 3V |  | SMD mount, glue mount |  |  |  |  | - | SOIC-8 |  |  |  | On sale | 6.5μs |  |  | Tape and reel packaging | 200 |  |  |  |  | 101 | https://www.unikeyic.com/media/datasheet/60/5e/9648/605e9648cda0edbf98f6cdcb83e97b64.pdf | https://www.unikeyic.com/products/current-sensors/tmcs1108a3uqdt/11241196.html
TMCS1108A4BQDR | Texas Instruments | 2,500+: 1.5471 5,000+: 1.4998 7,500+: 1.474 | 400V Bidirectional TVS Diode, ±0.5% 6.5μs 3V 6mA 5.5V SOIC-8 SMD, Adhesive Mount | [38 empty] | 3240 |  | https://www.unikeyic.com/products/current-sensors/tmcs1108a4bqdr/11294860.html
TMCS1108A4BQDRQ1 | Texas Instruments | 2,500: 1.9707 5,000: 1.9124 | 400 6.5μs 4.5V 6mA 5.5V Bidirectional ±0.5% ±5.6A SOIC-8 SMD mount，glue mount | - |  |  |  | ±5.6A | 6mA |  | AC/DC | 80kHz |  |  |  | ±0.5% |  |  |  |  | 2 (1 Year) |  | Surface Mount |  | -40°C ~ 125°C (TA) | Ratiometric, Voltage |  |  | 8-SOIC (0.154", 3.90mm Width) |  | Bidirectional |  |  | 6.5µs | 15295763 |  | 400mV/A | Hall Effect | - |  | 4.5V ~ 5.5V | 8875 | https://www.unikeyic.com/media/pdf/HTMLDatasheet/texas-instruments/b7/45/e145/tmcs1108a4bqdrq1/2025/12/tmcs1108-q1.pdf | https://www.unikeyic.com/products/current-sensors/tmcs1108a4bqdrq1/35031485.html
TMCS1108A4UQDR | Texas Instruments | 2,500: 1.4595 5,000: 1.4149 7,500: 1.3905 | 400 6.5μs 3V 6mA 5.5V Unidirectional ±0.5% SOIC-8 SMD, Adhesive Mount | - |  |  |  | - | 6mA |  | AC/DC | 80kHz |  |  |  | ±0.5% |  |  |  |  | 2 (1 Year) |  | Surface Mount |  | -40°C ~ 125°C (TA) | Ratiometric, Voltage |  |  | 8-SOIC (0.154", 3.90mm Width) |  | Unidirectional |  |  | 6.5µs | 13692810 |  | 400mV/A | Hall Effect | - |  | 3V ~ 5.5V | 3263 | https://www.unikeyic.com/media/pdf/HTMLDatasheet/texas-instruments/81/6c/3196/tmcs1108a3uqdr/2025/11/tmcs1108.pdf | https://www.unikeyic.com/products/current-sensors/tmcs1108a4uqdr/10936823.html
TMCS1108A4UQDRQ1 | Texas Instruments | 5: 3.1746 10: 2.5175 25: 2.3747 50: 2.2766 100: 2.187 500: 2.0066 1,000: 1.9394 | 400 6.5μs 4.5V 6mA 5.5V Unidirectional ±0.5% SOIC-8 SMD, Adhesive Mount | - |  |  |  | - | 6mA |  | AC/DC | 80kHz |  |  |  | ±0.5% |  |  |  |  | 2 (1 Year) |  | Surface Mount |  | -40°C ~ 125°C (TA) | Ratiometric, Voltage |  |  | 8-SOIC (0.154", 3.90mm Width) |  | Unidirectional |  |  | 6.5µs | 15295790 |  | 400mV/A | Hall Effect | - |  | 4.5V ~ 5.5V | 1925 | https://www.unikeyic.com/media/pdf/HTMLDatasheet/texas-instruments/b7/45/e145/tmcs1108a4bqdrq1/2025/12/tmcs1108-q1.pdf | https://www.unikeyic.com/products/current-sensors/tmcs1108a4uqdrq1/35040298.html
TMCS1108A4UQDT | Texas Instruments | 1: 3.549 10: 2.1967 25: 2.0088 100: 1.8021 | 400 6.5μs 4.5V 6mA 5.5V Unidirectional ±0.5% SOIC-8 SMD mount，glue mount | - | Industrial |  | - | [8 empty] | ±0.5% | Unidirectional | 5.5V | 6mA | 4.5V |  | SMD mount, glue mount |  |  |  |  | - | SOIC-8 |  |  |  | On sale | 6.5μs |  |  | Tape and reel packaging | 400 |  |  |  |  | 207 | https://www.unikeyic.com/media/about_us/Unikey_ISO_9001_Certification.pdf | https://www.unikeyic.com/products/current-sensors/tmcs1108a4uqdt/35048947.html
TMCS1123A2AQDVGR | Texas Instruments | 1: 6.435 5: 4.7952 10: 4.5922 25: 4.3476 50: 4.1811 100: 4.0284 500: 3.721 1,000: 3.6065 | CURRENT SENSOR HE 48A 10-SOIC | - |  |  | - |  |  | TMCS1123A2AQDVGR Texas Instruments | [5 empty] | - | - | - | - | - | [6 empty] | - | [5 empty] | - |  |  | Tape and reel packaging | - |  |  |  |  | 1239 | https://www.unikeyic.com/media/datasheet/27/bc/7e65/27bc7e65feedb408be3a7718788fc444.pdf | https://www.unikeyic.com/products/current-sensors/tmcs1123a2aqdvgr/692450352.html
TMCS1123A5AQDVGR | Texas Instruments | 1: 6.4391 5: 4.7979 10: 4.5947 25: 4.3501 50: 4.1835 100: 4.0306 500: 3.7231 1,000: 3.6085 | CURRENT SENSOR HE 16A 10-SOIC | - |  |  | - | [8 empty] | - | - | - | - | - | [6 empty] | - | [5 empty] | - |  |  |  | - |  |  |  |  | 947 | https://www.unikeyic.com/media/about_us/Unikey_ISO_9001_Certification.pdf | https://www.unikeyic.com/products/current-sensors/tmcs1123a5aqdvgr/692445020.html
TMCS1123B1AQDVGR | Texas Instruments | 1+: 7.9314 100+: 7.2109 1,000+: 7.0008 2,000+: 6.8301 | [39 empty] | 0 | https://www.unikeyic.com/media/datasheet/27/bc/7e65/27bc7e65feedb408be3a7718788fc444.pdf | https://www.unikeyic.com/products/current-sensors/tmcs1123b1aqdvgr/692445986.html
TMCS1123B2AQDVGR | Texas Instruments | 1+: 4.0286 100+: 3.2263 250+: 2.5355 1,000+: 2.1505 | ±1300V reinforced isolation, 80ARMS 250kHz Hall-effect current sensor with AFR, reference and ALERT | [38 empty] | 19525 |  | https://www.unikeyic.com/products/current-sensors/tmcs1123b2aqdvgr/692443945.html
TMCS1123B3AQDVGR | Texas Instruments | 1+: 5.6925 5+: 5.106 10+: 4.686 25+: 4.3524 50+: 4.1904 100+: 4.0284 500+: 3.6504 1,000+: 3.4776 2,000+: 3.3156 | [39 empty] | 926 | https://www.unikeyic.com/media/datasheet/27/bc/7e65/27bc7e65feedb408be3a7718788fc444.pdf | https://www.unikeyic.com/products/current-sensors/tmcs1123b3aqdvgr/692439670.html
TMCS1123B5AQDVGR | Texas Instruments | 1+: 4.433 100+: 3.5497 250+: 2.7896 1,000+: 2.3661 | ±1300V reinforced isolation, 80ARMS 250kHz Hall-effect current sensor with AFR, reference and ALERT | [38 empty] | 9782 |  | https://www.unikeyic.com/products/current-sensors/tmcs1123b5aqdvgr/692413172.html
TMCS1123C4AQDVGR | Texas Instruments | 1+: 4.433 100+: 3.5497 250+: 2.7896 1,000+: 2.3661 | 100 1μs 3V 80A 5.5V Unidirectional ±0.1% -2.3A~45.7A ±0.1% SOIC-10 SMD, Adhesive Mount 10.3mm L × 10.3mm W | [38 empty] | 9532 | https://www.unikeyic.com/media/datasheet/70/0a/6c06/700a6c06ca4899c3743cd8fec21e2016.pdf | https://www.unikeyic.com/products/current-sensors/tmcs1123c4aqdvgr/692414133.html
TMCS1126A1AQDVGR | Texas Instruments | 1: 4.4229 100: 3.806 250: 2.6686 1,000: 2.1505 |  | - |  |  | - | [8 empty] | - | - | - | - | - | [6 empty] | - | [5 empty] | - |  |  |  | - |  |  |  |  | 6369 | https://www.unikeyic.com/media/about_us/Unikey_ISO_9001_Certification.pdf | https://www.unikeyic.com/products/current-sensors/tmcs1126a1aqdvgr/726409428.html
TMCS1126A7AQDVGR | Texas Instruments | 1: 6.7505 5: 5.6925 10: 5.06 25: 4.5036 50: 4.1904 100: 3.888 500: 3.3264 |  | - |  |  | - |  |  | TMCS1126A7AQDVGR Texas Instruments | [5 empty] | - | - | - | - | - | [6 empty] | - | [5 empty] | - |  |  | Tape and reel packaging | - |  |  |  |  | 1970 | https://www.unikeyic.com/media/datasheet/ff/1a/25e2/ff1a25e2311190b29ef3bdbfb1f4a53a.pdf | https://www.unikeyic.com/products/current-sensors/tmcs1126a7aqdvgr/726744299.html
TMCS1126B1BQDVGR | Texas Instruments | 2,000: 2.2516 4,000: 2.1382 6,000: 2.026 8,000: 1.9731 |  | - |  |  | - |  |  | TMCS1126B1BQDVGR Texas Instruments | [5 empty] | - | - | - | - | - | [6 empty] | - | [5 empty] | - |  |  | Tape and reel packaging | - | [5 empty] | https://www.unikeyic.com/media/datasheet/ff/1a/25e2/ff1a25e2311190b29ef3bdbfb1f4a53a.pdf | https://www.unikeyic.com/products/current-sensors/tmcs1126b1bqdvgr/726517012.html
TMCS1126B2BQDVGR | Texas Instruments | 2,000+: 2.374 4,000+: 2.2748 6,000+: 2.1391 8,000+: 2.0847 | [39 empty] | 2000 | https://www.unikeyic.com/media/datasheet/ff/1a/25e2/ff1a25e2311190b29ef3bdbfb1f4a53a.pdf | https://www.unikeyic.com/products/current-sensors/tmcs1126b2bqdvgr/726403481.html
TMCS1126B4AQDVGRQ1 | Texas Instruments | 1+: 4.8664 100+: 4.1877 250+: 2.9359 1,000+: 2.3661 | TVS Diode, Bidirectional, 3V, 80A, 5.5V, ±0.1%, -15.5A~32.5A, SOIC-10, SMD, Adhesive Mount | [38 empty] | 33525 | https://www.unikeyic.com/media/datasheet/f6/f0/4955/f6f049551a8632d27fc22e4a7a533406.pdf | https://www.unikeyic.com/products/current-sensors/tmcs1126b4aqdvgrq1/724515625.html
TMCS1126B6AQDVGRQ1 | Texas Instruments | 1: 6.5689 5: 4.8952 10: 4.6866 25: 4.4378 50: 4.2684 100: 4.1128 500: 3.7998 1,000: 3.6832 | 15 250ns 3V 80A 5.5V Bi-directional ±0.1% -103.3A~216.7A SOIC-10 SMD, Adhesive Mount | - | Industrial |  | -103.3A~216.7A |  |  | TMCS1126B6AQDVGRQ1 Texas Instruments | [5 empty] | ±0.1% | Bidirectional | 5.5V | 80A | 3V |  | SMD mount, glue mount |  | -40℃~125℃ |  |  | - | SOIC-10 |  |  |  |  | 250ns |  |  | Tape and reel packaging | 15 |  |  |  |  | 719 | https://www.unikeyic.com/media/datasheet/f6/f0/4955/f6f049551a8632d27fc22e4a7a533406.pdf | https://www.unikeyic.com/products/current-sensors/tmcs1126b6aqdvgrq1/724328997.html
TMCS1127A1AQDVGRQ1 | Texas Instruments | 1+: 3.1494 100+: 2.7104 250+: 1.8997 1,000+: 1.5312 | AEC-Q100 80ARMS 250kHz Hall-effect current sensor with AFR | [38 empty] | 1358 |  | https://www.unikeyic.com/products/current-sensors/tmcs1127a1aqdvgrq1/996464535.html
TMCS1133B1AQDVGR | Texas Instruments | 30: 2.8145 500: 2.6728 1,000: 2.5325 3,000: 2.4664 |  | - |  |  | - | [8 empty] | - | - | - | - | - | [6 empty] | - | [5 empty] | - |  |  |  | - | [5 empty] | https://www.unikeyic.com/media/about_us/Unikey_ISO_9001_Certification.pdf | https://www.unikeyic.com/products/current-sensors/tmcs1133b1aqdvgr/725497549.html
TMCS1133B2AQDVGR | Texas Instruments | 1+: 6.7505 5+: 5.6925 10+: 5.06 25+: 4.5036 50+: 4.1904 100+: 3.888 500+: 3.3264 2,000+: 3.0888 | [39 empty] | 151 |  | https://www.unikeyic.com/products/current-sensors/tmcs1133b2aqdvgr/725497042.html
TMCS1133B3AQDVGR | Texas Instruments | 1+: 6.7505 5+: 5.6925 10+: 5.06 25+: 4.5036 50+: 4.1904 100+: 3.888 500+: 3.3264 | [39 empty] | 1113 |  | https://www.unikeyic.com/products/current-sensors/tmcs1133b3aqdvgr/725735818.html
TMCS1133B8AQDVGR | Texas Instruments | 1: 5.9186 5: 4.4068 10: 4.2165 25: 3.99 50: 3.8353 100: 3.6936 500: 3.4086 1,000: 3.3024 | CURRENT SEN HALL EFFECT 10-SOIC | - |  |  | - | [8 empty] | - | - | - | - | - | [6 empty] | - | [5 empty] | - |  |  |  | - |  |  |  |  | 1982 | https://www.unikeyic.com/media/about_us/Unikey_ISO_9001_Certification.pdf | https://www.unikeyic.com/products/current-sensors/tmcs1133b8aqdvgr/725497310.html
TMCS1133C1AQDVGR | Texas Instruments | 2,000+: 3.205 | CURRENT SEN HALL EFFECT 10-SOIC | [38 empty] | 2008 |  | https://www.unikeyic.com/products/current-sensors/tmcs1133c1aqdvgr/724553134.html
TMCS1133C3AQDVGR | Texas Instruments | 1: 5.9186 5: 4.4068 10: 4.2165 25: 3.99 50: 3.8353 100: 3.6936 500: 3.4086 1,000: 3.3024 | CURRENT SENSOR HE 10-SOIC | - |  |  | - |  |  | TMCS1133C3AQDVGR Texas Instruments | [5 empty] | - | - | - | - | - | [6 empty] | - | [5 empty] | - |  |  | Tape and reel packaging | - |  |  |  |  | 1511 | https://www.unikeyic.com/media/datasheet/75/3e/1a19/753e1a190e21498544dddbaa93f85194.pdf | https://www.unikeyic.com/products/current-sensors/tmcs1133c3aqdvgr/724553656.html
TMCS1133C3AQDVGRQ1 | Texas Instruments | 1+: 5.2192 100+: 4.4913 250+: 3.1493 1,000+: 2.5377 | Automotive 1MHz Hall-effect current sensor with AFR and ALERT | [38 empty] | 32499 |  | https://www.unikeyic.com/products/current-sensors/tmcs1133c3aqdvgrq1/779145733.html
TSC2021IDT | STMicroelectronics | 10: 1.564 25: 1.364 100: 1.1988 250: 1.1232 500: 1.0789 1,000: 1.0757 2,500: 0.9914 5,000: 0.9709 | 5.5V SMD 4.9mm L × 1.75mm H | - | Industrial |  | - | [7 empty] | 4.9mm(Length)*1.75mm(height) | - | - | 5.5V | - | - |  | SMD mount |  | -40℃~125℃ |  |  | - | [5 empty] | - |  |  |  | - |  |  |  |  | 638 | https://www.unikeyic.com/media/about_us/Unikey_ISO_9001_Certification.pdf | https://www.unikeyic.com/products/current-sensors/tsc2021idt/995977191.html
TSC2021IYDT | STMicroelectronics | 1+: 2.507 10+: 1.8515 25+: 1.617 100+: 1.4148 250+: 1.3392 500+: 1.296 1,000+: 1.2636 2,500+: 1.188 5,000+: 1.1556 | Component 5.5V SMD 4.9mm (L) × 1.75mm (H) | [38 empty] | 645 |  | https://www.unikeyic.com/products/current-sensors/tsc2021iydt/995980487.html
TSC2022IDT | STMicroelectronics | 10: 1.564 25: 1.364 100: 1.1988 250: 1.1232 500: 1.1016 1,000: 1.0757 2,500: 0.999 5,000: 0.9796 | 5.5V SMD 4.9mm L × 1.75mm H | - | Industrial |  | - | [7 empty] | 4.9mm(Length)*1.75mm(height) | - | - | 5.5V | - | - |  | SMD mount |  | -40℃~125℃ |  |  | - | [5 empty] | - |  |  |  | - |  |  |  |  | 947 | https://www.unikeyic.com/media/about_us/Unikey_ISO_9001_Certification.pdf | https://www.unikeyic.com/products/current-sensors/tsc2022idt/995982936.html
TSC240A1IDT | STMicroelectronics | 10: 1.4437 50: 1.4084 100: 1.385 250: 1.3498 500: 1.3263 1,000: 1.3028 2,500: 1.2911 | 5.5V SMD | - | Industrial |  | - | [8 empty] | - | - | 5.5V | - | - |  | SMD mount |  | -40℃~125℃ |  |  | - | [5 empty] | - |  |  |  | - |  |  |  |  | 171 | https://www.unikeyic.com/media/about_us/Unikey_ISO_9001_Certification.pdf | https://www.unikeyic.com/products/current-sensors/tsc240a1idt/35156028.html
TSC240A1IPT | STMicroelectronics | 10: 1.5152 50: 1.4783 100: 1.4536 250: 1.4167 500: 1.392 1,000: 1.3674 2,500: 1.3551 | 5.5V SMD | - | Industrial |  | - | [8 empty] | - | - | 5.5V | - | - |  | SMD mount |  | -40℃~125℃ |  |  | - | [5 empty] | - |  |  |  | - |  |  |  |  | 190 | https://www.unikeyic.com/media/about_us/Unikey_ISO_9001_Certification.pdf | https://www.unikeyic.com/products/current-sensors/tsc240a1ipt/35157272.html
TSC240A1IYDT | STMicroelectronics | 10+: 1.5152 50+: 1.4783 100+: 1.4536 250+: 1.4167 500+: 1.392 1,000+: 1.3674 2,500+: 1.3551 | Voltage Regulator, 5.5V, SMD | [38 empty] | 196 |  | https://www.unikeyic.com/products/current-sensors/tsc240a1iydt/35155306.html
TSC240A1IYPT | STMicroelectronics | 10: 1.551 50: 1.5132 100: 1.488 250: 1.4502 500: 1.4249 1,000: 1.3997 2,500: 1.3871 | Voltage Regulator, 5.5V, SMD | - | Industrial |  | - | [8 empty] | - | - | 5.5V | - | - |  | SMD mount |  | -40℃~125℃ |  |  | - | [5 empty] | - |  |  |  | - |  |  |  |  | 194 | https://www.unikeyic.com/media/about_us/Unikey_ISO_9001_Certification.pdf | https://www.unikeyic.com/products/current-sensors/tsc240a1iypt/35154649.html
TSL6901IYCT | STMicroelectronics | 1: 0.7522 25: 0.6629 100: 0.5872 500: 0.5571 1,000: 0.545 | 5.5V SMD 2mm L × 1.1mm H | - | Industrial |  | - | [7 empty] | 2mm(Length)*1.1mm(height) | - | - | 5.5V | - | - |  | SMD mount |  | -40℃~125℃ |  |  | - | [5 empty] | - |  |  |  | - |  |  |  |  | 2999 | https://www.unikeyic.com/media/about_us/Unikey_ISO_9001_Certification.pdf | https://www.unikeyic.com/products/current-sensors/tsl6901iyct/995976295.html
TSL6902IDT | STMicroelectronics | 2,500: 0.7292 | 5.5V SMD 2mm L × 1.1mm H | - | Industrial |  | - | [7 empty] | 2mm(Length)*1.1mm(height) | - | - | 5.5V | - | - |  | SMD mount |  | -40℃~125℃ |  |  | - | [5 empty] | - |  |  |  | - |  |  |  |  | 2500 | https://www.unikeyic.com/media/about_us/Unikey_ISO_9001_Certification.pdf | https://www.unikeyic.com/products/current-sensors/tsl6902idt/995980406.html
USETR014BAA000 | KEMET | 1: 55.5099 5: 53.8482 | 5.25V PCB Mount, L49.85mm × H13.3mm | - | Industrial |  | - | [7 empty] | 49.85mm(Length)*13.3mm(height) | - | - | 5.25V | - | - |  | PCB mounting |  | -40℃~105℃ |  |  | - | [5 empty] | - |  |  |  | - |  |  |  |  | 30 | https://www.unikeyic.com/media/about_us/Unikey_ISO_9001_Certification.pdf | https://www.unikeyic.com/products/current-sensors/usetr014baa000/1000797196.html
USETR014GAA000 | KEMET | 1+: 55.5432 5+: 53.8805 | 5.25V PCB Mount 49.85mm L × 34.45mm H | [38 empty] | 30 |  | https://www.unikeyic.com/products/current-sensors/usetr014gaa000/1000794735.html
USETR024BAA000 | KEMET | 1: 55.5099 5: 53.8482 | 5.25V PCBinstall | - | Automotive |  | - | [8 empty] | - | - | 5.25V | - | - |  | PCB mounting |  | -40℃~105℃ |  |  | - | [5 empty] | - |  |  |  | - |  |  |  |  | 30 | https://www.unikeyic.com/media/about_us/Unikey_ISO_9001_Certification.pdf | https://www.unikeyic.com/products/current-sensors/usetr024baa000/1000792149.html
USETR024GAA000 | KEMET | 1: 55.5099 5: 53.8482 | 5.25V PCB Mount | - | Automotive |  | - | [8 empty] | - | - | 5.25V | - | - |  | PCB mounting |  | -40℃~105℃ |  |  | - | [5 empty] | - |  |  |  | - |  |  |  |  | 30 | https://www.unikeyic.com/media/about_us/Unikey_ISO_9001_Certification.pdf | https://www.unikeyic.com/products/current-sensors/usetr024gaa000/1000797356.html
USETR044AAA000 | KEMET | 1: 55.5099 5: 53.8482 | 5.25V PCBinstall 33mm(width) | - | Industrial |  | - | [7 empty] | 33mm(width) | - | - | 5.25V | - | - |  | PCB mounting |  | -40℃~105℃ |  |  | - | [5 empty] | - |  |  |  | - |  |  |  |  | 30 | https://www.unikeyic.com/media/about_us/Unikey_ISO_9001_Certification.pdf | https://www.unikeyic.com/products/current-sensors/usetr044aaa000/1000791781.html
USETR044BAA000 | KEMET | 1: 55.5099 5: 53.8482 | 5.25V PCB Mount 33mm(L) × 8mm(H) | - | Industrial |  | - | [7 empty] | 33mm(Length)*8mm(height) | - | - | 5.25V | - | - |  | PCB mounting |  | -40℃~105℃ |  |  | - | [5 empty] | - |  |  |  | - |  |  |  |  | 30 | https://www.unikeyic.com/media/about_us/Unikey_ISO_9001_Certification.pdf | https://www.unikeyic.com/products/current-sensors/usetr044baa000/1000790529.html
USETR054BAA000 | KEMET | 1: 55.5099 5: 53.8482 | 5.25V PCBinstall 38.5mm(Length)*13.5mm(height) | - | Industrial |  | - | [7 empty] | 38.5mm(Length)*13.5mm(height) | - | - | 5.25V | - | - |  | PCB mounting |  | -40℃~105℃ |  |  | - | [5 empty] | - |  |  |  | - |  |  |  |  | 30 | https://www.unikeyic.com/media/about_us/Unikey_ISO_9001_Certification.pdf | https://www.unikeyic.com/products/current-sensors/usetr054baa000/1000794876.html
USETR054GAA000 | KEMET | 1: 55.5099 5: 53.8482 | 5.25V PCBinstall 38.5mm(Length)*13.5mm(height) | - | Industrial |  | - | [7 empty] | 38.5mm(Length)*13.5mm(height) | - | - | 5.25V | - | - |  | PCB mounting |  | -40℃~105℃ |  |  | - | [5 empty] | - |  |  |  | - |  |  |  |  | 30 | https://www.unikeyic.com/media/about_us/Unikey_ISO_9001_Certification.pdf | https://www.unikeyic.com/products/current-sensors/usetr054gaa000/1000796303.html
USEX0810000000 | KEMET | 1: 21.0355 5: 20.0026 | Current Sensors, Snap-on type | - |  |  | - | [8 empty] | - | - | - | - | - |  | clip mounting |  | -10℃~60℃ |  |  | - | [5 empty] | - |  |  |  | - |  |  |  |  | 28 | https://www.unikeyic.com/media/about_us/Unikey_ISO_9001_Certification.pdf | https://www.unikeyic.com/products/current-sensors/usex0810000000/1000792434.html
USEX1216000000 | KEMET | 1: 23.445 5: 22.2889 | SensCurr Magn 120A with Clamp | - |  |  | - | [8 empty] | - | - | - | - | - |  |  |  | -10℃~60℃ |  |  | - |  |  |  |  | On sale | - |  |  |  | - |  |  |  |  | 14 | https://www.unikeyic.com/media/about_us/Unikey_ISO_9001_Certification.pdf | https://www.unikeyic.com/products/current-sensors/usex1216000000/26292392.html
USEX2524000000 | KEMET | 1: 57.8962 5: 56.1596 | Current Sensors, Snap-on type | - |  |  | - | [8 empty] | - | - | - | - | - |  | clip mounting |  | -10℃~60℃ |  |  | - | [5 empty] | - |  |  |  | - |  |  |  |  | 22 | https://www.unikeyic.com/media/about_us/Unikey_ISO_9001_Certification.pdf | https://www.unikeyic.com/products/current-sensors/usex2524000000/1000790731.html
V4IA100A 24-240V AC/DC | TELE Controls | 1: 620.6112 50: 589.5828 100: 558.5544 250: 496.4868 500: 434.43 1,000: 372.3624 | 24V 240V | ±0.5% |  |  |  | 25A, 50A, 75A, 100A (Selectable) | - |  | AC/DC | DC, 16.6Hz ~ 400Hz |  |  |  | ±0.5% |  |  |  |  | 1 (Unlimited) |  | DIN Rail |  | -25°C ~ 60°C | Ratiometric, 0mA ~ 20mA, 4mA ~ 20mA, 0V ~ 10V |  |  | Module | Box | Bidirectional |  |  | 130ms | 14005037 |  | - | Hall Effect | VEO |  | 24V ~ 240V | 10 | https://www.unikeyic.com/media/datasheet/a0/b9/9ad1/a0b99ad13eb6b06ab06619364013fd1e.pdf | https://www.unikeyic.com/products/current-sensors/v4ia100a-24-240v-ac-dc/855911.html
VN2A 25 P00 | CHIPSENSE | 15: 10.2491 30: 10.0782 45: 9.822 60: 9.5658 | VN2A | - | Industrial |  | - |  |  | VN2A 25 P00 CHIPSENSE | [5 empty] | - | - | - | - | - |  | panel mount |  | -40℃~85℃ |  |  | - | [5 empty] | - |  |  |  | - |  |  |  |  | 115 | https://www.unikeyic.com/media/datasheet/b9/4f/4242/b94f4242342cef0196b1ea3002aa1240.pdf | https://www.unikeyic.com/products/current-sensors/vn2a-25-p00/1013718105.html
VTG-32E-SB-W | CRANFORD CONTROLS | 1: 35.0451 6: 32.6158 12: 31.2593 | Cranford Controls Electronic Alarm, Vantage Series, 32 Tones, 21.6 → 28V DC, White, IP21C | - | Industrial |  | - |  |  | VTG-32E-SB-W CRANFORD CONTROLS | [5 empty] | - | - | 28V | - | 21.6V |  | SMD mount |  | -20℃~70℃ |  |  | - | [5 empty] | - |  |  |  | - |  |  |  |  | 4 | https://www.unikeyic.com/media/datasheet/e7/c4/a51f/e7/2da800cc8bb7b50b9f574906c8546a6b.pdf | https://www.unikeyic.com/products/current-sensors/vtg-32e-sb-w/19883127.html
has100-s/sp50 | LEM | 1: 8.7306 5: 8.6059 10: 8.4188 |  | - |  |  | - |  |  | has100-s/sp50 LEM | [5 empty] | - | - | - | - | - | [6 empty] | - | Plugins |  |  |  |  | - |  |  |  | - |  |  |  |  | 98 | https://www.unikeyic.com/media/datasheet/cc/63/2855/cc/a651dd98ba01b0f7d27077cd439059ae.pdf | https://www.unikeyic.com/products/current-sensors/has100-s-sp50/23796815.html
has300-s/sp50 | LEM | 1: 8.7306 5: 8.6059 10: 8.4188 |  | - |  |  | - |  |  | has300-s/sp50 LEM | [5 empty] | - | - | - | - | - | [6 empty] | - | Plugins |  |  |  |  | - |  |  | bulk | - |  |  |  |  | 93 | https://www.unikeyic.com/media/datasheet/cc/63/2855/cc/a651dd98ba01b0f7d27077cd439059ae.pdf | https://www.unikeyic.com/products/current-sensors/has300-s-sp50/31254683.html
has500-s/sp50 | LEM | 1: 9.6512 10: 8.793 50: 8.2852 |  | - |  |  | - |  |  | has500-s/sp50 LEM | [5 empty] | - | - | - | - | - | [6 empty] | - | Plugins |  |  |  |  | - |  |  | bulk | - |  |  |  |  | 102 | https://www.unikeyic.com/media/datasheet/cc/63/2855/cc/a651dd98ba01b0f7d27077cd439059ae.pdf | https://www.unikeyic.com/products/current-sensors/has500-s-sp50/24256061.html
hxn25-p | LEM | 5: 20.0745 10: 16.4071 50: 16.4071 100: 13.7047 200: 11.9675 500: 11.0024 |  | - |  |  | - |  |  | hxn25-p LEM | [5 empty] | - | - | - | - | - | [6 empty] | - | Plugins |  |  |  |  | - |  |  | bulk | - |  |  |  |  | 2000 | https://www.unikeyic.com/media/datasheet/2e/ef/4611/2e/4892ed5d25754329b7c9afa33e11147d.pdf | https://www.unikeyic.com/products/current-sensors/hxn25-p/11037429.html
hxn50-p | LEM | 5: 25.0932 10: 20.6536 50: 20.6536 100: 16.9861 200: 14.8629 500: 13.7047 |  | - | Industrial |  | - |  |  | hxn50-p LEM | [5 empty] | - | - | - | - | - |  |  |  | -25℃~85℃ |  |  | - | [5 empty] | - |  |  | bulk | - |  |  |  |  | 2000 | https://www.unikeyic.com/media/datasheet/2e/ef/4611/2e/4892ed5d25754329b7c9afa33e11147d.pdf | https://www.unikeyic.com/products/current-sensors/hxn50-p/4177465.html