## Flow Sensors
Part Number | Manufacturer | Price | Description | Accessory Type | Accuracy | Application Level | Base Product Number | Beam Angle | Current | Current - Supply | Datasheet | Flow Sensor Type | For Use With / Related Products | Frequency | Length/Width/Height | Material - Body | Material - Housing & Prism | Max Operating Supply Voltage | Min Operating Supply Voltage | Moisture Sensitivity Level (MSL) | Mounting Type | Mounting Type | Operating Temperature | Operating Temperature | Output | Output Configuration | Output Type | Packaging | Port Size | Product Status | Rid | RoHS | SPM | Sensing Range | Sensor Type | Series | Switch Actuation Level | Switch Function / Rating | Voltage-Input | Voltage-Rated | Voltage - Supply | Voltage Rating | Stock | Datasheet URL | Source URL
020-2416 | Gems Sensors | 1: 497.9976 5: 497.9976 10: 497.9976 25: 497.9976 | FLOW SW, SPDT, 22.5L/MIN, G1 THREADED; |  | - | [12 empty] | - | - | [23 empty] | 2 | https://www.unikeyic.com/media/about_us/Unikey_ISO_9001_Certification.pdf | https://www.unikeyic.com/products/flow-sensors/020-2416/20167374.html
020-3489 | Gems Sensors | 1: 486.8511 5: 486.8511 10: 486.8511 25: 486.8511 | Gems Sensors Flow Sensor, FS-200E-A Series, Liquid, 22.5 L/min Max, 250 V, Bronze, 27bar Max Pressure |  | - | Industrial | [11 empty] | 250V | - |  |  |  | -20℃~80℃ | [19 empty] | 3 | https://www.unikeyic.com/media/about_us/Unikey_ISO_9001_Certification.pdf | https://www.unikeyic.com/products/flow-sensors/020-3489/11038329.html
020-3490 | Gems Sensors | 1: 489.6797 5: 489.6797 10: 489.6797 25: 489.6797 | Gems Sensors Reversal Flow Sensors, FS-200E-A series, media monitoring liquid, Maximum flow57 L/min, 250 VPower Bronze, 27bargreatest pressure |  | - | Industrial | [11 empty] | - | - |  |  |  | -20℃~80℃ | [8 empty] | Non-compliant | [10 empty] | 1 | https://www.unikeyic.com/media/about_us/Unikey_ISO_9001_Certification.pdf | https://www.unikeyic.com/products/flow-sensors/020-3490/26666451.html
020-3491 | Gems Sensors | 1: 496.9919 5: 496.9919 10: 496.9919 | Gems Sensors Reversal Flow Sensors, FS-200E-A series, media monitoring liquid, Maximum flow30 L/min, 250 VPower Bronze, 27bargreatest pressure |  | - | Industrial | [11 empty] | - | - |  |  |  | -20℃~80℃ | [19 empty] | 2 | https://www.unikeyic.com/media/about_us/Unikey_ISO_9001_Certification.pdf | https://www.unikeyic.com/products/flow-sensors/020-3491/11037094.html
020-3497 | Gems Sensors | 1: 504.5242 5: 504.5242 10: 504.5242 | Gems Sensors Trigger button Flow Sensors, FS-550E series, media monitoring liquid, Maximum flow125 L/min, 250 VPower brass, 55bargreatest pressure |  | - | [12 empty] | - | - |  |  |  | -18℃~100℃ | [19 empty] | 3 | https://www.unikeyic.com/media/about_us/Unikey_ISO_9001_Certification.pdf | https://www.unikeyic.com/products/flow-sensors/020-3497/23591037.html
020-3499 | Gems Sensors | 1: 618.4507 5: 618.4507 10: 618.4507 25: 618.4507 | Gems Sensors Trigger button Flow Sensors, FS-550E series, media monitoring liquid, Maximum flow125 L/min, 250 VPower Stainless steel, 55bargreatest pressure |  | - | [12 empty] | - | - |  |  |  | -18℃~100℃ | [19 empty] | 1 | https://www.unikeyic.com/media/about_us/Unikey_ISO_9001_Certification.pdf | https://www.unikeyic.com/products/flow-sensors/020-3499/1240615.html
071-06402 | TE Connectivity | 1: 99.6156 10: 95.631 25: 92.7727 | TE Connectivity bubble detector air flow sensor, Media monitoring air, 5 → 24 V DC power supply ABS/PC plastic |  |  |  | 071 |  |  |  |  | Air |  |  |  | Polycarbonate-ABS |  |  |  | 1 (Unlimited) |  |  |  | 0°C ~ 40°C |  |  |  | Bulk | - |  |  |  |  | - |  | AD-101 |  | Logic | 5V ~ 24V |  |  |  | 64 | https://www.unikeyic.com/media/datasheet/0e/5a/4b17/0e5a4b1782fd39466469f81b81e9af45.pdf | https://www.unikeyic.com/products/flow-sensors/071-06402/11293562.html
071-06403 | TE Connectivity | 2: 86.097 | TE Connectivity bubble detector air flow sensor, Media monitoring air, 5 → 24 V DC power supply ABS/PC plastic |  |  |  | 071 |  |  |  |  | Air |  |  |  | Polycarbonate-ABS |  |  |  | 1 (Unlimited) |  |  |  | 0°C ~ 40°C |  |  |  | Bulk | - |  | 9842003 |  |  | - |  | AD-101 |  | Logic | 5V ~ 24V |  |  |  | 4 | https://www.unikeyic.com/media/datasheet/d5/7c/2777/d57c2777167546731d84e4deccf00783.pdf | https://www.unikeyic.com/products/flow-sensors/071-06403/34991136.html
1-100797-01 | SENSIRION | 1: 285.7303 7: 280.0259 13: 271.6327 | Sensirion Liquid Flow Switch, Flow Meter, Liquid Media, Max Flow 220ml/min (Water), 250ml/min (IPA), 5-12V DC, Borosilicate Glass Tube, FEP Seal, PEEK Parts |  | - | [5 empty] | 1-100797-01 SENSIRION | [6 empty] | 12V | 5V |  |  |  | 50℃(max) | [19 empty] | 18 | https://www.unikeyic.com/media/datasheet/57/78/472e/57/1dd68cd7c43765d5ffea5ed6c75c3177.pdf | https://www.unikeyic.com/products/flow-sensors/1-100797-01/14321981.html
1-100835-01 | SENSIRION | 1: 1592.7842 8: 1560.9435 40: 1514.1212 | Sensirion Micro Flow Meter, SLI Series, Liquid Media, Max Flow 1000 μl/min, 5V Supply |  | - | [12 empty] | - | - | [23 empty] | 18 | https://www.unikeyic.com/media/about_us/Unikey_ISO_9001_Certification.pdf | https://www.unikeyic.com/products/flow-sensors/1-100835-01/10757062.html
1-100836-02 | SENSIRION | 1: 2276.2261 8: 2230.7118 40: 2163.7967 | Sensirion Micro Flux Meter flow meter, SLI series, media monitoring liquid, Maximum flowμl μ l/min, 5 VPower |  | - | [12 empty] | - | - | [23 empty] | 6 | https://www.unikeyic.com/media/about_us/Unikey_ISO_9001_Certification.pdf | https://www.unikeyic.com/products/flow-sensors/1-100836-02/7035239.html
1-100895-01 | SENSIRION | 1: 1592.8326 8: 1529.115 | Sensirion Micro Flux Meter flow meter, SLI series, media monitoring liquid, Maximum flow5000 μl μ l/min, 5 VPower |  | - | [12 empty] | - | - | [23 empty] | 8 | https://www.unikeyic.com/media/about_us/Unikey_ISO_9001_Certification.pdf | https://www.unikeyic.com/products/flow-sensors/1-100895-01/21848939.html
1-100932-01 | SENSIRION | 1: 183.0505 3: 175.7232 | Sensirion flow meter, SFM3000 series, Media monitoring gas, Maximum flow200 slm, 5 VPower Epoxy、gold、Polyurethane、PPE+PS Hybrid Mix、Si、Si3n4、Siox、Stainless steel（annealed）, 1.3bargreatest pressure |  | - | Industrial |  |  |  |  | 1-100932-01 SENSIRION | [6 empty] | - | - |  |  |  | -20℃~80℃ | [19 empty] | 17 | https://www.unikeyic.com/media/datasheet/54/14/8227/54/e583ef07351a0c5617624e92d0240458.pdf | https://www.unikeyic.com/products/flow-sensors/1-100932-01/31209592.html
1059529 | SICK | 1: 24971.1876 | 19.2V 28.8V |  | - | Industrial | [11 empty] | 28.8V | 19.2V |  |  |  | -40℃~60℃ | [19 empty] | 1 | https://www.unikeyic.com/media/about_us/Unikey_ISO_9001_Certification.pdf | https://www.unikeyic.com/products/flow-sensors/1059529/724309119.html
110-102 | Spec Sensors | 1: 22 | ±2% |  | ±2% |  |  |  |  | - | [9 empty] | 1 (Unlimited) |  |  |  | -30°C ~ 55°C | Current |  |  | Bulk | [7 empty] | - |  |  |  |  | 5mV |  | 981 | https://www.unikeyic.com/media/datasheet/58/5a/ec14/58/dab9cf8b831cd9340a1ed69e509bb3ac.pdf | https://www.unikeyic.com/products/flow-sensors/110-102/35060381.html
110-109 | Spec Sensors | 1: 20 | ±2% |  | ±2% |  |  |  |  | - | [9 empty] | 1 (Unlimited) |  |  |  | -30°C ~ 55°C | Current |  |  | Bulk |  |  | 6136364 |  |  |  |  | - |  |  |  |  | 5mV |  | 89 | https://www.unikeyic.com/media/datasheet/28/af/1ea3/28/c1a98c79f616534bf02a545fe0ea456c.pdf | https://www.unikeyic.com/products/flow-sensors/110-109/10995998.html
110-801 | Spec Sensors | 1: 20 | SENSOR AIR QUALITY CURRENT OUT |  | - |  |  |  |  | - | [9 empty] | 1 (Unlimited) |  |  |  | -10°C ~ 40°C | Current |  |  | Bulk |  |  | 6136388 |  |  |  |  | - |  |  |  |  | - |  | 34 | https://www.unikeyic.com/media/datasheet/2e/fb/d7ad/2e/46e9ad54b111c2c53cd23234b52c3060.pdf | https://www.unikeyic.com/products/flow-sensors/110-801/10932607.html
110-802 | Spec Sensors | 1: 20 | SENSOR AIR QUALITY CURRENT OUT |  | - |  |  |  |  | - | [9 empty] | 1 (Unlimited) |  |  |  | -10°C ~ 40°C | Current |  |  | Bulk |  |  | 6136389 |  |  |  |  | - |  |  |  |  | - |  | 10 | https://www.unikeyic.com/media/datasheet/01/62/9c5a/01/a480edb70f593a460953a03373c4a46b.pdf | https://www.unikeyic.com/products/flow-sensors/110-802/11334301.html
1100212 | SICK | 1: 1042.9181 | Sick Gas flow meter, FTMG series, Media monitoring air， Helium， Argon， Nitrogen， Carbon Dioxide, Maximum flow2824 l/min, 30 V DC power supply 316 Stainless steel（Wet Soaked）, 16bargreatest pressure, 12W at 24V dcrated_current |  | - | Industrial | [11 empty] | - | - |  |  |  | -20℃~60℃ | [19 empty] | 1 | https://www.unikeyic.com/media/about_us/Unikey_ISO_9001_Certification.pdf | https://www.unikeyic.com/products/flow-sensors/1100212/9537403.html
1100213 | SICK | 1: 1154.8913 | Sick Gas flow meter, FTMG series, Media monitoring air， Helium， Argon， Nitrogen， Carbon Dioxide, Maximum flow4417 l/min, 30 V DC power supply 316 Stainless steel（Wet Soaked）, 16bargreatest pressure, 12W at 24V dcrated_current |  | - | Industrial | [11 empty] | - | - |  |  |  | -20℃~60℃ | [19 empty] | 1 | https://www.unikeyic.com/media/about_us/Unikey_ISO_9001_Certification.pdf | https://www.unikeyic.com/products/flow-sensors/1100213/17694501.html
1100214 | SICK | 1: 1224.0671 | Sick Gas flow meter, FTMG series, Media monitoring air， Helium， Argon， Nitrogen， Carbon Dioxide, Maximum flow1590 l/min, Power over Ethernet (PoE) power supply 316 Stainless steel（Wet Soaked）, 16bargreatest pressure, 5Wrated_current |  | - | Industrial | [11 empty] | - | - |  |  |  | -20℃~60℃ | [19 empty] | 1 | https://www.unikeyic.com/media/about_us/Unikey_ISO_9001_Certification.pdf | https://www.unikeyic.com/products/flow-sensors/1100214/25441365.html
1100215 | SICK | 1: 1836.9072 5: 1749.8635 | Sick Gas flow meter, FTMG series, Media monitoring air， Helium， Argon， Nitrogen， Carbon Dioxide, Maximum flow2824 l/min, Power over Ethernet (PoE) power supply 316 Stainless steel（Wet Soaked）, 16bargreatest pressure, 5Wrated_current |  | - | Industrial | [11 empty] | - | - |  |  |  | -20℃~60℃ | [19 empty] | 5 | https://www.unikeyic.com/media/about_us/Unikey_ISO_9001_Certification.pdf | https://www.unikeyic.com/products/flow-sensors/1100215/19788715.html
1100216 | SICK | 1: 1885.1292 5: 1796.1458 | Sick Gas flow meter, FTMG series, Media monitoring air， Helium， Argon， Nitrogen， Carbon Dioxide, Maximum flow4417 l/min, Power over Ethernet (PoE) power supply 316 Stainless steel（Wet Soaked）, 16bargreatest pressure, 5Wrated_current |  | - | Industrial | [11 empty] | - | - |  |  |  | -20℃~60℃ | [19 empty] | 1 | https://www.unikeyic.com/media/about_us/Unikey_ISO_9001_Certification.pdf | https://www.unikeyic.com/products/flow-sensors/1100216/31327324.html
1114231 | SICK | 1: 510.1894 | 9V 30V |  | - | Industrial | [11 empty] | 30V | 9V |  |  |  | -40℃~70℃ | [19 empty] | 1 | https://www.unikeyic.com/media/about_us/Unikey_ISO_9001_Certification.pdf | https://www.unikeyic.com/products/flow-sensors/1114231/726131791.html
11188789 | Baumer | 1: 552.7971 | Baumer flexflow Flow & Temp Sensor, PF20S Series, Liquid Media, 400cm/s Max Flow, 30V DC |  | - | [12 empty] | - | - | [23 empty] | 1 | https://www.unikeyic.com/media/about_us/Unikey_ISO_9001_Certification.pdf | https://www.unikeyic.com/products/flow-sensors/11188789/23390272.html
1120053 | SICK | 1: 1400.4564 | Sick Flow Sensors Flow Sensors, FTMG series, Maximum flow11309.7 L/min, 17 - 30 V DC power supply ABS，plastic, 16bargreatest pressure |  | - | Industrial |  |  |  |  | 1120053 SICK | [6 empty] | - | - |  |  |  | -20℃~60℃ | [9 empty] | bulk | [9 empty] | 1 | https://www.unikeyic.com/media/datasheet/7e/19/cf82/7e19cf82bbc0cd9e3ebf04fe3968b999.pdf | https://www.unikeyic.com/products/flow-sensors/1120053/257161915.html
1120114 | SICK | 1: 1655.4845 | Sick Flow Sensors Flow Sensors, FTMG series, Maximum flow7539.8 L/min, Power over Ethernet (PoE) power supply ABS、PA6I GF50、PA66、PC、Stainless steel、TPE, 16bargreatest pressure, 5 Wrated_current |  | - | Industrial | [11 empty] | - | - |  |  |  | -20℃~60℃ | [19 empty] | 1 | https://www.unikeyic.com/media/about_us/Unikey_ISO_9001_Certification.pdf | https://www.unikeyic.com/products/flow-sensors/1120114/252592308.html
1120116 | SICK | 1: 1710.7606 | SICK FTMG-ESR50SXX Flow Sensor |  | - | Industrial | [11 empty] | - | - |  |  |  | -20℃~60℃ | [19 empty] | 1 | https://www.unikeyic.com/media/about_us/Unikey_ISO_9001_Certification.pdf | https://www.unikeyic.com/products/flow-sensors/1120116/726132780.html
114991172 | Seeed Studio | 1: 8.97 | 1~25 LPM, 5V, 15V, Liquid | [8 empty] | Liquid |  |  |  | Copper |  |  |  | Not Applicable |  |  |  | 80°C (TA) |  |  |  | Bulk | - |  |  |  |  | 1 ~ 25 LPM |  | - |  | - | 5V ~ 15V |  |  |  | 474 | https://www.unikeyic.com/media/datasheet/21/97/97c5/219797c5660f5169df4d8510b5ddcced.pdf | https://www.unikeyic.com/products/flow-sensors/114991172/35051132.html
114991173 | Seeed Studio | 1: 8.9753 | 1~25 LPM 5V 15V liquid | [8 empty] | Liquid |  |  |  | Copper |  |  |  | Not Applicable |  |  |  | 80°C (TA) |  |  |  | Bulk | - |  |  |  |  | 1 ~ 25 LPM |  | - |  | - | 5V ~ 15V |  |  |  | 72 | https://www.unikeyic.com/media/datasheet/e4/79/0f84/e4790f84415710ae891156d27fcbba06.pdf | https://www.unikeyic.com/products/flow-sensors/114991173/11056510.html
114991175 | Seeed Studio | 1: 8.9753 | 1~30 LPM 5V 15V liquid | [8 empty] | Liquid |  |  |  | Copper |  |  |  | Not Applicable |  |  |  | 80°C (TA) |  |  |  | Bulk | - |  |  |  |  | 1 ~ 30 LPM |  | - |  | - | 5V ~ 15V |  |  |  | 256 | https://www.unikeyic.com/media/datasheet/45/8e/f3af/458ef3afbaf9242573785b2498ef5751.pdf | https://www.unikeyic.com/products/flow-sensors/114991175/35043179.html
114991176 | Seeed Studio | 1: 7.935 | 1~30 LPM 5V 15V liquid | [8 empty] | Liquid |  |  |  | Copper |  |  |  | Not Applicable |  |  |  | 80°C (TA) |  |  |  | Bulk | - |  |  |  |  | 1 ~ 30 LPM |  | - |  | - | 5V ~ 15V |  |  |  | 86 | https://www.unikeyic.com/media/datasheet/56/1d/e020/561de0205bbd72e288edc7dee12aa3bd.pdf | https://www.unikeyic.com/products/flow-sensors/114991176/11239798.html
122357 | Gems Sensors | 1: 155.6226 | Gems Sensors piston Flow Switch, FS-4 series, media monitoring liquid, Maximum flow1.5 gal/min, 240 V AC power Ryton® R4, 17.2bargreatest pressure |  | - | [12 empty] | - | - |  |  |  | -17℃~107℃ | [19 empty] | 11 | https://www.unikeyic.com/media/about_us/Unikey_ISO_9001_Certification.pdf | https://www.unikeyic.com/products/flow-sensors/122357/3151070.html
129660 | Gems Sensors | 1: 143.0164 | Gems Sensors piston Flow Switch, FS-150 series, media monitoring liquid, Maximum flow0.5 gal/min polypropylene, 13.8bargreatest pressure |  | - | [5 empty] | 129660 Gems Sensors | [6 empty] | - | - |  |  |  | -17.8℃~100℃ | [8 empty] | Non-compliant | [10 empty] | 10 | https://www.unikeyic.com/media/datasheet/71/24/7fcd/71/7adea45f95db16dec744a861be829d22.pdf | https://www.unikeyic.com/products/flow-sensors/129660/11244873.html
142541 | Gems Sensors | 1: 199.8256 | Gems Sensors RotorFlow Flow Indicator, RFI series, media monitoring fluid、liquid, Maximum flow5 gal/min brass, 13.8bargreatest pressure |  | - | [12 empty] | - | - |  |  |  | -29℃~100℃ | [19 empty] | 20 | https://www.unikeyic.com/media/about_us/Unikey_ISO_9001_Certification.pdf | https://www.unikeyic.com/products/flow-sensors/142541/35034989.html
142541BSPP | Gems Sensors | 1: 228.2206 5: 224.0712 10: 224.0712 25: 224.0712 50: 224.0712 | Gems Sensors RotorFlow Flow Indicator, RFI series, media monitoring liquid, Maximum flow20 L/min brass, 13.8bargreatest pressure |  | - | [5 empty] | 142541BSPP Gems Sensors | [6 empty] | - | - |  |  |  | -29℃~100℃ | [19 empty] | 9 | https://www.unikeyic.com/media/datasheet/63/0d/cca1/63/32b89a6b01967a108ce04ee1a1804487.pdf | https://www.unikeyic.com/products/flow-sensors/142541bspp/35030205.html
142542BSPP | Gems Sensors | 1: 222 5: 217.9637 10: 217.9637 25: 217.9637 50: 217.9637 | Gems Sensors RotorFlow Flow Indicator, RFI series, media monitoring liquid, Maximum flow75 L/min brass, 13.8bargreatest pressure |  | - | [5 empty] | 142542BSPP Gems Sensors | [6 empty] | - | - |  |  |  | -29℃~100℃ | [19 empty] | 2 | https://www.unikeyic.com/media/datasheet/cb/74/6d9b/cb/fba0d8fad822dd0f12cd9a139e2ad980.pdf | https://www.unikeyic.com/products/flow-sensors/142542bspp/35059749.html
155420 | Gems Sensors | 1: 99.7504 | Gems Sensors RotorFlow Flow Indicator, RFI series, media monitoring fluid、liquid, Maximum flow5 gal/min polypropylene, 6.9bargreatest pressure |  | - | [12 empty] | - | - |  |  |  | -29℃~82℃ | [19 empty] | 27 | https://www.unikeyic.com/media/about_us/Unikey_ISO_9001_Certification.pdf | https://www.unikeyic.com/products/flow-sensors/155420/35023530.html
155420BSPP | Gems Sensors | 1: 128.8403 5: 128.8403 10: 126.4977 25: 126.4977 50: 126.4977 | Gems Sensors RotorFlow Flow Indicator, RFI series, media monitoring liquid, Maximum flow20 L/min polypropylene, 6.9bargreatest pressure |  | - | [5 empty] | 155420BSPP Gems Sensors | [6 empty] | - | - |  |  |  | -29℃~82℃ | [19 empty] | 5 | https://www.unikeyic.com/media/datasheet/63/0d/cca1/63/32b89a6b01967a108ce04ee1a1804487.pdf | https://www.unikeyic.com/products/flow-sensors/155420bspp/34985944.html
155421BSPP | Gems Sensors | 1: 214.1789 5: 210.2847 10: 210.2847 25: 210.2847 | Gems Sensors RotorFlow Electronic Flow Sensors, RFO series, media monitoring liquid, Maximum flow20 L/min, 4.5 → 24 V DC power supply polypropylene, 6.9bargreatest pressure |  | - | [5 empty] | 155421BSPP Gems Sensors | [6 empty] | 24V | 4.5V |  |  |  | -29℃~82℃ | [19 empty] | 5 | https://www.unikeyic.com/media/datasheet/63/0d/cca1/63/32b89a6b01967a108ce04ee1a1804487.pdf | https://www.unikeyic.com/products/flow-sensors/155421bspp/10889107.html
155425 | Gems Sensors | 1: 538.1308 | Gems Sensors RotorFlow Electronic Flow Sensors, RFS series, media monitoring liquid, Maximum flow5 gal/min, 24 V DC power supply polypropylene, 6.9bargreatest pressure, 20 mA @ 24 V |  | ±5% | [5 empty] | 155425 Gems Sensors | [6 empty] | - | - |  |  |  | -29℃~82℃ | [19 empty] | 16 | https://www.unikeyic.com/media/datasheet/6e/cc/6039/6e/c0bf1dde0b23cc236b684b37b6bdb09c.pdf | https://www.unikeyic.com/products/flow-sensors/155425/9981396.html
155425BSPP | Gems Sensors | 1: 373.1027 5: 373.1027 10: 373.1027 25: 373.1027 | Gems Sensors RotorFlow Electronic Flow Sensors, RFS series, media monitoring liquid, Maximum flow20 L/min, 24 V DC power supply polypropylene, 7bargreatest pressure |  | - | [5 empty] | 155425BSPP Gems Sensors | [6 empty] | - | - |  |  |  | -29℃~80℃ | [19 empty] | 1 | https://www.unikeyic.com/media/datasheet/63/0d/cca1/63/32b89a6b01967a108ce04ee1a1804487.pdf | https://www.unikeyic.com/products/flow-sensors/155425bspp/11232059.html
155480 | Gems Sensors | 1: 90.2867 | Gems Sensors RotorFlow Flow Indicator, RFI series, media monitoring fluid、liquid, Maximum flow20 gal/min polypropylene, 6.9bargreatest pressure |  | - | [5 empty] | 155480 Gems Sensors | [6 empty] | - | - |  |  |  | -29℃~82℃ | [19 empty] | 36 | https://www.unikeyic.com/media/datasheet/f5/29/bbc1/f5/561d861867dab0e67006494ef76b21e6.pdf | https://www.unikeyic.com/products/flow-sensors/155480/34988001.html
155480BSPP | Gems Sensors | 1: 129.5978 5: 129.5978 10: 127.2415 25: 127.2415 50: 127.2415 | Gems Sensors RotorFlow Flow Indicator, RFI series, media monitoring liquid, Maximum flow75 L/min polypropylene, 6.9bargreatest pressure |  | - | [5 empty] | 155480BSPP Gems Sensors | [6 empty] | - | - |  |  |  | -29℃~82℃ | [19 empty] | 5 | https://www.unikeyic.com/media/datasheet/63/0d/cca1/63/32b89a6b01967a108ce04ee1a1804487.pdf | https://www.unikeyic.com/products/flow-sensors/155480bspp/11052515.html
155481BSPP | Gems Sensors | 1: 209.7189 5: 205.9058 10: 205.9058 25: 205.9058 50: 205.9058 | Gems Sensors RotorFlow Electronic Flow Sensors, RFO series, media monitoring liquid, Maximum flow75 L/min, 4.5 → 24 V DC power supply polypropylene, 6.9bargreatest pressure |  | - | [5 empty] | 155481BSPP Gems Sensors | [6 empty] | 24V | 4.5V |  |  |  | -29℃~82℃ | [19 empty] | 3 | https://www.unikeyic.com/media/datasheet/63/0d/cca1/63/32b89a6b01967a108ce04ee1a1804487.pdf | https://www.unikeyic.com/products/flow-sensors/155481bspp/11009422.html
155485 | Gems Sensors | 1: 318.8414 | Gems Sensors 155485 Flow Sensor |  | - | [5 empty] | 155485 Gems Sensors | [6 empty] | - | - | [23 empty] | 8 | https://www.unikeyic.com/media/datasheet/2a/c3/a492/2a/ee40269821cb15e937f61cdfc16a38c0.pdf | https://www.unikeyic.com/products/flow-sensors/155485/7036466.html
155485BSPP | Gems Sensors | 1: 375.2713 5: 375.2713 10: 375.2713 25: 375.2713 | Gems Sensors RFS series 75 L/min polypropylene liquid Flow Sensors, 6.9bargreatest pressure, 24 V DC power supply |  | - | [5 empty] | 155485BSPP Gems Sensors | [6 empty] | - | - |  |  |  | -29℃~82℃ | [19 empty] | 9 | https://www.unikeyic.com/media/datasheet/63/0d/cca1/63/32b89a6b01967a108ce04ee1a1804487.pdf | https://www.unikeyic.com/products/flow-sensors/155485bspp/11270978.html
156261 | Gems Sensors | 1: 253.1866 | Gems Sensors RotorFlow Electronic Flow Sensors, RFO series, media monitoring liquid, Maximum flow5 gal/min, 4.5 → 24 V DC power supply brass, 13.8bargreatest pressure, 8 mArated_current |  | - | [5 empty] | 156261 Gems Sensors | [6 empty] | 24V | 4.5V |  |  |  | -29℃~100℃ | [19 empty] | 22 | https://www.unikeyic.com/media/datasheet/78/19/1015/78/0fcf5b2d32bbf20d955be127ede40b2b.pdf | https://www.unikeyic.com/products/flow-sensors/156261/35040343.html
156261BSPP | Gems Sensors | 1: 323.1516 5: 317.2761 10: 317.2761 25: 317.2761 | Gems Sensors RotorFlow Electronic Flow Sensors, RFO series, media monitoring liquid, Maximum flow20 L/min, 4.5 → 24 V DC power supply brass, 13.8bargreatest pressure |  | - | [5 empty] | 156261BSPP Gems Sensors | [6 empty] | 24V | 4.5V |  |  |  | -29℃~100℃ | [19 empty] | 2 | https://www.unikeyic.com/media/datasheet/33/02/2133/33/ad587ea5cf913f368febcb224d72c334.pdf | https://www.unikeyic.com/products/flow-sensors/156261bspp/11051532.html
156262BSPP | Gems Sensors | 1: 323.1516 5: 317.2761 10: 317.2761 25: 317.2761 | Gems Sensors RotorFlow Electronic Flow Sensors, RFO series, media monitoring liquid, Maximum flow75 L/min, 4.5 → 24 V DC power supply brass, 13.8bargreatest pressure |  | - | [5 empty] | 156262BSPP Gems Sensors | [6 empty] | 24V | 4.5V |  |  |  | -29℃~100℃ | [19 empty] | 3 | https://www.unikeyic.com/media/datasheet/63/0d/cca1/63/32b89a6b01967a108ce04ee1a1804487.pdf | https://www.unikeyic.com/products/flow-sensors/156262bspp/10940419.html
156265BSPP | Gems Sensors | 1: 505.9175 5: 505.9175 10: 505.9175 25: 505.9175 | Gems Sensors RotorFlow Electronic Flow Sensors, RFS series, media monitoring liquid, Maximum flow20 L/min, 24 V DC power supply brass, 14bargreatest pressure |  | - | [5 empty] | 156265BSPP Gems Sensors | [6 empty] | - | - |  |  |  | -29℃~100℃ | [19 empty] | 15 | https://www.unikeyic.com/media/datasheet/9b/5f/4ad3/9b/9ba8ac1982627d7bb35e0b6729d010c2.pdf | https://www.unikeyic.com/products/flow-sensors/156265bspp/11048872.html
156268BSPP | Gems Sensors | 1: 505.9175 5: 505.9175 10: 505.9175 25: 505.9175 | Gems Sensors RotorFlow Electronic Flow Sensors, RFS series, media monitoring liquid, Maximum flow75 L/min, 24 V DC power supply brass, 13.8bargreatest pressure |  | - | [5 empty] | 156268BSPP Gems Sensors | [6 empty] | - | - |  |  |  | -29℃~100℃ | [19 empty] | 6 | https://www.unikeyic.com/media/datasheet/4b/ab/8cba/4b/ff01b132db1f92d756cf031fbd85c75f.pdf | https://www.unikeyic.com/products/flow-sensors/156268bspp/37785.html
159001110 | Georg Fischer | 1: 1754.6884 | Georg Fischer Direct reading frequency counter Flow Sensors, Signet 2551 series, media monitoring liquid, Maximum flow10 m/s, 24 V DC power supply polypropylene，Stainless steel, 10.3bargreatest pressure, 4 → 20 mArated_current |  | - | [12 empty] | - | - |  |  |  | -10℃~70℃ | [19 empty] | 2 | https://www.unikeyic.com/media/about_us/Unikey_ISO_9001_Certification.pdf | https://www.unikeyic.com/products/flow-sensors/159001110/23251856.html
159001296 | Georg Fischer | 1: 1293.6224 | Georg Fischer Paddle Wheel Flow Sensors, 2537 Rotor-X series |  | - | [12 empty] | - | - | [23 empty] | 2 | https://www.unikeyic.com/media/about_us/Unikey_ISO_9001_Certification.pdf | https://www.unikeyic.com/products/flow-sensors/159001296/12785820.html
165071 | Gems Sensors | 1: 365.3501 | Gems Sensors 165071 Flow Sensor |  | - | [12 empty] | - | - | [23 empty] | 1 | https://www.unikeyic.com/media/about_us/Unikey_ISO_9001_Certification.pdf | https://www.unikeyic.com/products/flow-sensors/165071/1001207764.html
166701 | Gems Sensors | 1: 68.8816 | Gems Sensors piston Flow Sensors, FS-3 series, media monitoring liquid, Maximum flow0.2 L/min, 120 → 240 V AC/DC power supply Modified Polyphenylene Ether (mPPE), 10bargreatest pressure |  | - | [5 empty] | 166701 Gems Sensors | [6 empty] | - | 120V |  |  |  | 100℃(max) | [19 empty] | 493 | https://www.unikeyic.com/media/datasheet/63/0d/cca1/63/32b89a6b01967a108ce04ee1a1804487.pdf | https://www.unikeyic.com/products/flow-sensors/166701/29732686.html
166701-A | Gems Sensors | 1: 65.6548 6: 60.1085 12: 58.9337 | Gems Sensors piston Flow Sensors, FS-3 series, Media monitoring gas, Maximum flow28 L/min, 120 → 240 V AC/DC power supply Modified Polyphenylene Ether (mPPE), 10bargreatest pressure |  | - | [5 empty] | 166701-A Gems Sensors | [6 empty] | - | 120V |  |  |  | 100℃(max) | [19 empty] | 44 | https://www.unikeyic.com/media/datasheet/63/0d/cca1/63/32b89a6b01967a108ce04ee1a1804487.pdf | https://www.unikeyic.com/products/flow-sensors/166701-a/33689706.html
166702 | Gems Sensors | 1: 70.7773 6: 65.8493 12: 63.1363 | Gems Sensors piston Flow Sensors, FS-3 series, media monitoring liquid, Maximum flow1 L/min, 120 → 240 V AC/DC power supply Modified Polyphenylene Ether (mPPE), 10bargreatest pressure |  | - | [5 empty] | 166702 Gems Sensors | [6 empty] | - | 120V |  |  |  | 100℃(max) | [19 empty] | 69 | https://www.unikeyic.com/media/datasheet/63/0d/cca1/63/32b89a6b01967a108ce04ee1a1804487.pdf | https://www.unikeyic.com/products/flow-sensors/166702/33718919.html
166702-A | Gems Sensors | 1: 64.5179 6: 59.0669 12: 57.9042 | Gems Sensors piston Flow Sensors, FS-3 series, Media monitoring gas, Maximum flow74 L/min, 120 → 240 V AC/DC power supply Modified Polyphenylene Ether (mPPE), 10bargreatest pressure |  | - | [5 empty] | 166702-A Gems Sensors | [6 empty] | - | 120V |  |  |  | 100℃(max) | [19 empty] | 26 | https://www.unikeyic.com/media/datasheet/63/0d/cca1/63/32b89a6b01967a108ce04ee1a1804487.pdf | https://www.unikeyic.com/products/flow-sensors/166702-a/33670672.html
166703-A | Gems Sensors | 1: 65.6673 6: 61.1137 12: 58.5704 | Gems Sensors piston Flow Sensors, FS-3 series, Media monitoring gas, Maximum flow158 L/min, 120 → 240 V AC/DC power supply Modified Polyphenylene Ether (mPPE), 10bargreatest pressure |  | - | [5 empty] | 166703-A Gems Sensors | [6 empty] | - | 120V |  |  |  | 100℃(max) | [19 empty] | 39 | https://www.unikeyic.com/media/datasheet/63/0d/cca1/63/32b89a6b01967a108ce04ee1a1804487.pdf | https://www.unikeyic.com/products/flow-sensors/166703-a/30865709.html
166704-A | Gems Sensors | 1: 65.6548 6: 60.06 12: 58.6188 | Gems Sensors piston Flow Sensors, FS-3 series, Media monitoring gas, Maximum flow340 L/min, 120 → 240 V AC/DC power supply Modified Polyphenylene Ether (mPPE), 10bargreatest pressure |  | - | [5 empty] | 166704-A Gems Sensors | [6 empty] | - | 120V |  |  |  | 100℃(max) | [19 empty] | 32 | https://www.unikeyic.com/media/datasheet/63/0d/cca1/63/32b89a6b01967a108ce04ee1a1804487.pdf | https://www.unikeyic.com/products/flow-sensors/166704-a/30222355.html
168432 | Gems Sensors | 1: 113.2437 | Gems Sensors piston Flow Switch, FS-380 series, media monitoring liquid, Maximum flow0.25 gal/min brass, 107bargreatest pressure |  | - | [5 empty] | 168432 Gems Sensors | [6 empty] | - | - |  |  |  | -28.8℃~135℃ | [19 empty] | 275 | https://www.unikeyic.com/media/datasheet/14/8a/e76c/14/9d59dc2852cc3b87005b961aa6ad3432.pdf | https://www.unikeyic.com/products/flow-sensors/168432/11625128.html
168433 | Gems Sensors | 1: 129.2732 | ±20% |  | ±20% | [12 empty] | - | - |  |  |  | -28.8℃~135℃ | [19 empty] | 14 | https://www.unikeyic.com/media/about_us/Unikey_ISO_9001_Certification.pdf | https://www.unikeyic.com/products/flow-sensors/168433/27885345.html
168434 | Gems Sensors | 1: 129.2732 | COMPACT FLOW SWITCH FOR HIGH INLINE PRESSURES |  | - | [12 empty] | - | - | [23 empty] | 50 | https://www.unikeyic.com/media/about_us/Unikey_ISO_9001_Certification.pdf | https://www.unikeyic.com/products/flow-sensors/168434/23377195.html
168435 | Gems Sensors | 1: 123.1262 | Gems Sensors 168435 Flow Sensor |  | - | [12 empty] | - | - | [23 empty] | 4 | https://www.unikeyic.com/media/about_us/Unikey_ISO_9001_Certification.pdf | https://www.unikeyic.com/products/flow-sensors/168435/1001209004.html
173931-C | Gems Sensors | 1: 141.8363 5: 141.8363 10: 139.2575 25: 139.2575 50: 139.2575 | Gemalto Gems Sensors turbine Flow Sensors, FT-110 series, media monitoring liquid, Maximum flow5 L/min, 5 → 24 V DC power supply nylon12, 13.7bargreatest pressure, 8 mArated_current |  | - | Industrial | [11 empty] | 24V | 5V |  |  |  | -20℃~100℃ | [19 empty] | 1 | https://www.unikeyic.com/media/about_us/Unikey_ISO_9001_Certification.pdf | https://www.unikeyic.com/products/flow-sensors/173931-c/13007911.html
173935-C | Gems Sensors | 1: 141.8363 5: 141.8363 10: 139.2575 25: 139.2575 50: 139.2575 | Gems Sensors turbine Flow Sensors, FT-110 series, media monitoring liquid, Maximum flow25 L/min, 5 → 24 V DC power supply nylon12, 13.7bargreatest pressure, 8 mArated_current |  | - | Industrial |  |  |  |  | 173935-C Gems Sensors | [6 empty] | 24V | 5V |  |  |  | -20℃~100℃ | [19 empty] | 1 | https://www.unikeyic.com/media/datasheet/b3/31/ab90/b3/e9df3f8dbc90f666f2352805a1464ff1.pdf | https://www.unikeyic.com/products/flow-sensors/173935-c/19279693.html
173936-C | Gems Sensors | 1: 141.8363 5: 141.8363 10: 139.2575 25: 139.2575 50: 139.2575 | Gems Sensors turbine Flow Sensors, FT-110 series, media monitoring liquid, Maximum flow5 L/min, 5 → 24 V DC power supply nylon12, 200psigreatest pressure |  | - | Industrial |  |  |  |  | 173936-C Gems Sensors | [6 empty] | 24V | 5V |  |  |  | -20℃~100℃ | [19 empty] | 4 | https://www.unikeyic.com/media/datasheet/25/c5/eb5b/25/d164826cd29ef85f3c1deded2dd63aaf.pdf | https://www.unikeyic.com/products/flow-sensors/173936-c/10925753.html
173939-C | Gems Sensors | 1: 111.4446 | Gems Sensors turbine Flow Sensors, FT-110 series, media monitoring liquid, Maximum flow15 l/min, 5 → 24 V DC power supply nylon 12., 200psigreatest pressure |  | - | Industrial |  |  |  |  | 173939-C Gems Sensors | [6 empty] | 24V | 5V |  |  |  | -20℃~100℃ | [19 empty] | 73 | https://www.unikeyic.com/media/datasheet/25/c5/eb5b/25/d164826cd29ef85f3c1deded2dd63aaf.pdf | https://www.unikeyic.com/products/flow-sensors/173939-c/35066011.html
173940 | Gems Sensors | 1: 116.642 | 5V 24V |  | - | [12 empty] | 24V | 5V | [23 empty] | 17 | https://www.unikeyic.com/media/about_us/Unikey_ISO_9001_Certification.pdf | https://www.unikeyic.com/products/flow-sensors/173940/4800708.html
173940-C | Gems Sensors | 1: 141.8363 5: 141.8363 10: 139.2575 25: 139.2575 50: 139.2575 | Gems Sensors turbine Flow Sensors, FT-110 series, media monitoring liquid, Maximum flow30 L/min, 5 → 24 V DC power supply nylon12, 200psigreatest pressure |  | - | Industrial |  |  |  |  | 173940-C Gems Sensors | [6 empty] | 24V | 5V |  |  |  | -20℃~100℃ | [19 empty] | 11 | https://www.unikeyic.com/media/datasheet/25/c5/eb5b/25/d164826cd29ef85f3c1deded2dd63aaf.pdf | https://www.unikeyic.com/products/flow-sensors/173940-c/35036665.html
178353 | Gems Sensors | 1: 123.1262 | Gems Sensors 178353 Flow Sensor |  | - | [12 empty] | - | - | [23 empty] | 5 | https://www.unikeyic.com/media/about_us/Unikey_ISO_9001_Certification.pdf | https://www.unikeyic.com/products/flow-sensors/178353/696132726.html
178354 | Bürkert | 1: 257.6805 6: 250.5106 | Burkert Flow Controller, -10°C Min Op Temp |  | - | [5 empty] | 178354 Bürkert | [6 empty] | 24V | - |  | wire mounting, panel mount |  | -10℃~60℃ | [19 empty] | 25 | https://www.unikeyic.com/media/datasheet/7e/a1/4630/7e/c043eb59ef2316373fbf87bbf4242a17.pdf | https://www.unikeyic.com/products/flow-sensors/178354/34003097.html
179993 | Gems Sensors | 1: 307.1347 | Gems Sensors piston Flow Switch, FS-380 series, media monitoring liquid, Maximum flow0.5 gal/min Stainless steel, 107bargreatest pressure |  | - | [5 empty] | 179993 Gems Sensors | [6 empty] | - | - |  |  |  | -28.8℃~135℃ | [19 empty] | 14 | https://www.unikeyic.com/media/datasheet/36/26/f9c9/36/f007cea33d2c41a16de382d8ab6d2bb3.pdf | https://www.unikeyic.com/products/flow-sensors/179993/4879003.html
180392 | Gems Sensors | 1+: 285.8292 | Gems Sensors RotorFlow Flow Indicator, RFI Series, Fluid/Liquid Monitor, Max 30 gal/min, Brass, 13.8bar Max Pressure | [39 empty] | 19 | https://www.unikeyic.com/media/datasheet/0d/e0/ef0e/0d/20faef690038779fefe732b12377f2c6.pdf | https://www.unikeyic.com/products/flow-sensors/180392/11141057.html
181130 | Gems Sensors | 1: 114.2682 | Gems Sensors piston Flow Switch, FS-380 series, media monitoring liquid, Maximum flow0.15 gal/min brass, 107bargreatest pressure |  | - | [12 empty] | - | - |  |  |  | -28.8℃~135℃ | [19 empty] | 12 | https://www.unikeyic.com/media/about_us/Unikey_ISO_9001_Certification.pdf | https://www.unikeyic.com/products/flow-sensors/181130/20935220.html
189422 | Gems Sensors | 1: 43.7134 5: 42.9328 10: 42.9328 25: 42.1522 50: 42.1522 | LEVEL SWITCH, 100PSI, SPST, CABLE; |  | - | [12 empty] | - | - | [23 empty] | 19 | https://www.unikeyic.com/media/about_us/Unikey_ISO_9001_Certification.pdf | https://www.unikeyic.com/products/flow-sensors/189422/1001202745.html
192562 | Gems Sensors | 1: 114.2682 | Flow Switch, FS-380 Series, Piston Type, Liquid Monitoring, 0.25 gal/min Max, Brass, 107bar Max |  | - | [12 empty] | - | - |  |  |  | -28.8℃~135℃ | [19 empty] | 21 | https://www.unikeyic.com/media/about_us/Unikey_ISO_9001_Certification.pdf | https://www.unikeyic.com/products/flow-sensors/192562/35028914.html
194764 | Gems Sensors | 1: 436.8312 | Gems Sensors 194764 Flow Sensor |  | - | [12 empty] | - | - | [23 empty] | 2 | https://www.unikeyic.com/media/about_us/Unikey_ISO_9001_Certification.pdf | https://www.unikeyic.com/products/flow-sensors/194764/1001202459.html
197081 | Gems Sensors | 1: 69.621 | Gems Sensors 197081 Flow Sensor |  | - | [12 empty] | - | - | [23 empty] | 8 | https://www.unikeyic.com/media/about_us/Unikey_ISO_9001_Certification.pdf | https://www.unikeyic.com/products/flow-sensors/197081/1001207011.html
197085 | Gems Sensors | 1: 69.621 | Gems Sensors 197085 Flow Sensor |  | - | [12 empty] | - | - | [23 empty] | 9 | https://www.unikeyic.com/media/about_us/Unikey_ISO_9001_Certification.pdf | https://www.unikeyic.com/products/flow-sensors/197085/1001209951.html
197091 | Gems Sensors | 1: 59.4829 6: 55.3609 12: 53.0476 | Gems Sensors, Liquid Flow Switch, FS-380Pseries, Maximum flow0.25 gal/min, 200 V, Pipe diameter1/4 in |  | - | [5 empty] | 197091 Gems Sensors | [6 empty] | - | - |  |  |  | -18℃~100℃ | [19 empty] | 62 | https://www.unikeyic.com/media/datasheet/4c/bb/8b2e/4c/ef929afe920487a2897f19552866fe34.pdf | https://www.unikeyic.com/products/flow-sensors/197091/34974761.html
197092 | Gems Sensors | 1: 59.4829 6: 55.3609 12: 53.0476 | Gems Sensors, Liquid Flow Switch, FS-380Pseries, Maximum flow0.5 gal/min, 200 V, Pipe diameter1/4 in |  | - | [5 empty] | 197092 Gems Sensors | [6 empty] | - | - |  |  |  | -18℃~100℃ | [19 empty] | 23 | https://www.unikeyic.com/media/datasheet/4c/bb/8b2e/4c/ef929afe920487a2897f19552866fe34.pdf | https://www.unikeyic.com/products/flow-sensors/197092/10945654.html
197093 | Gems Sensors | 1: 59.4829 6: 55.3487 12: 53.0476 | Gems Sensors, Liquid Flow Switch, FS-380Pseries, Maximum flow1 gal/min, 200 V, Pipe diameter1/4 in |  | - | [5 empty] | 197093 Gems Sensors | [6 empty] | - | - |  |  |  | -18℃~100℃ | [19 empty] | 21 | https://www.unikeyic.com/media/datasheet/ec/2a/3ce1/ec/af1ef0c51c361677d9e88f020d4368c1.pdf | https://www.unikeyic.com/products/flow-sensors/197093/35027194.html
198801898 | Georg Fischer | 1: 604.1854 | Georg Fischer Variable Area flow meter, Short Version series, media monitoring liquid, Maximum flow500 L/h plastic |  | - | [5 empty] | 198801898 Georg Fischer | [6 empty] | - | - | [23 empty] | 1 | https://www.unikeyic.com/media/datasheet/31/24/4079/31/bcfdf04ae9f50e3d6c70cdc7330e0d3c.pdf | https://www.unikeyic.com/products/flow-sensors/198801898/10962533.html
198803321 | Georg Fischer | 1: 365.8225 | Georg Fischer Variable Area flow meter, Short Version series, media monitoring liquid, Maximum flow50 L/h plastic |  | - | [5 empty] | 198803321 Georg Fischer | [6 empty] | - | - | [23 empty] | 5 | https://www.unikeyic.com/media/datasheet/fa/5c/8b99/fa/1239e4ac1ae8b06c2b1408bd8437caf4.pdf | https://www.unikeyic.com/products/flow-sensors/198803321/35045154.html
198807011 | Georg Fischer | 1: 428.0383 | Georg Fischer Variable Area flow meter, media monitoring liquid, Maximum flow50 L/h plastic |  | - | [12 empty] | - | - | [23 empty] | 1 | https://www.unikeyic.com/media/about_us/Unikey_ISO_9001_Certification.pdf | https://www.unikeyic.com/products/flow-sensors/198807011/34951372.html
1SVR550850R9500 CM-ENE MIN | ABB | 1: 101.4745 | ABB Liquid Level Relay, 110 → 130 V AC power |  | - | Industrial | [8 empty] | 88.5mm*22.5mm*78mm |  |  | 130V(AC) | 110V |  | DINRail installation, snap-on mounting, threaded mounting |  | -20℃~60℃ | [19 empty] | 1 | https://www.unikeyic.com/media/about_us/Unikey_ISO_9001_Certification.pdf | https://www.unikeyic.com/products/flow-sensors/1svr550850r9500-cm-ene-min/9472464.html
1SVR550851R9400 CM-ENE MAX | ABB | 1: 135.9993 | ABB Liquid Level Relay, 220 → 240 V AC power |  | - | Industrial | [8 empty] | 88.5mm*22.5mm*78mm |  |  | 240V(AC) | 220V |  | DINRail installation, snap-on mounting, threaded mounting |  | -20℃~60℃ | [19 empty] | 1 | https://www.unikeyic.com/media/about_us/Unikey_ISO_9001_Certification.pdf | https://www.unikeyic.com/products/flow-sensors/1svr550851r9400-cm-ene-max/20344136.html
1SVR550851R9500 CM-ENE MIN | ABB | 1: 101.4745 | ABB Liquid Level Relay, 220 → 240 V AC power |  | - | Industrial | [8 empty] | 88.5mm*22.5mm*78mm |  |  | 240V(AC) | 220V |  | DINRail installation, snap-on mounting, threaded mounting |  | -20℃~60℃ | [19 empty] | 1 | https://www.unikeyic.com/media/about_us/Unikey_ISO_9001_Certification.pdf | https://www.unikeyic.com/products/flow-sensors/1svr550851r9500-cm-ene-min/2778344.html
1SVR550855R9500 CM-ENE MIN | ABB | 1: 130.2953 | ABB Liquid Level Relay, 24 V AC power |  | - | Industrial | [8 empty] | 88.5mm*22.5mm*78mm |  |  | 24V(AC) | - |  | DINRail installation, snap-on mounting, threaded mounting |  | -20℃~60℃ | [19 empty] | 6 | https://www.unikeyic.com/media/about_us/Unikey_ISO_9001_Certification.pdf | https://www.unikeyic.com/products/flow-sensors/1svr550855r9500-cm-ene-min/27101986.html
1SVR730850R0100 CM-ENS.11S | ABB |  | ABB, CM-ENSseries Liquid Level Relay, 24 → 240 V AC/DC power supply |  | - | Industrial | [8 empty] | 113.4mm*22.5mm*113.4mm |  |  | - | 24V |  | DINRail installation, threaded mounting |  | -25℃~60℃ | [20 empty] | https://www.unikeyic.com/media/about_us/Unikey_ISO_9001_Certification.pdf | https://www.unikeyic.com/products/flow-sensors/1svr730850r0100-cm-ens-11s/1574116.html
1SVR730850R0200 CM-ENS.21S | ABB | 1: 161.4559 | ABB, CM-ENSseries Liquid Level Relay, 24 → 240 V AC/DC power supply |  | - | Industrial | [8 empty] | 113.4mm*22.5mm*113.4mm |  |  | - | 24V |  | DINRail installation, threaded mounting |  | -25℃~60℃ | [19 empty] | 6 | https://www.unikeyic.com/media/about_us/Unikey_ISO_9001_Certification.pdf | https://www.unikeyic.com/products/flow-sensors/1svr730850r0200-cm-ens-21s/6230733.html
1SVR730850R0300 CM-ENS.31S | ABB | 1+: 179.3058 | ABB CM-ENS Series Level Relay, 24→240V AC/DC | [39 empty] | 3 |  | https://www.unikeyic.com/products/flow-sensors/1svr730850r0300-cm-ens-31s/19448675.html
1SVR730850R2200 CM-ENS.23S | ABB | 1: 168.5805 | ABB, CM-ENSseries Liquid Level Relay, 110 → 130 V AC、220 → 240 V AC power |  | - | Industrial | [8 empty] | 113.4mm*22.5mm*113.4mm |  |  | 240V(AC) | 110 → 130 V AC、220 → 240 V AC |  | DINRail installation, threaded mounting |  | -25℃~60℃ | [19 empty] | 4 | https://www.unikeyic.com/media/about_us/Unikey_ISO_9001_Certification.pdf | https://www.unikeyic.com/products/flow-sensors/1svr730850r2200-cm-ens-23s/9066970.html
1SVR740850R0200 CM-ENS.21P | ABB | 1: 180.3075 | ABB, CM-ENSseries Liquid Level Relay, 24 → 240 V AC/DC power supply |  | - | Industrial | [8 empty] | 113.4mm*22.5mm*113.4mm |  |  | - | 24V |  | DINRail installation, threaded mounting |  | -25℃~60℃ | [19 empty] | 2 | https://www.unikeyic.com/media/about_us/Unikey_ISO_9001_Certification.pdf | https://www.unikeyic.com/products/flow-sensors/1svr740850r0200-cm-ens-21p/9111451.html
1SVR740850R0300 CM-ENS.31P | ABB | 1: 286.7164 | ABB, CM-ENSseries Liquid Level Relay, 24 → 240 V AC/DC power supply |  | - | Industrial | [8 empty] | 113.4mm*22.5mm*113.4mm |  |  | - | 24V |  | DINRail installation, threaded mounting |  | -25℃~60℃ | [19 empty] | 3 | https://www.unikeyic.com/media/about_us/Unikey_ISO_9001_Certification.pdf | https://www.unikeyic.com/products/flow-sensors/1svr740850r0300-cm-ens-31p/17547618.html
1SVR740850R2100 CM-ENS.13P | ABB | 1: 197.1366 | ABB, CM-ENSseries Liquid Level Relay, 110 → 130 V AC、220 → 240 V AC power |  | - | Industrial | [8 empty] | 113.4mm*22.5mm*113.4mm |  |  | 240V(AC) | 110 → 130 V AC、220 → 240 V AC |  | DINRail installation, Push-in type |  | -25℃~60℃ | [19 empty] | 1 | https://www.unikeyic.com/media/about_us/Unikey_ISO_9001_Certification.pdf | https://www.unikeyic.com/products/flow-sensors/1svr740850r2100-cm-ens-13p/8847916.html
1SVR740850R2200 CM-ENS.23P | ABB | 1: 169.1159 | ABB, CM-ENSseries Liquid Level Relay, 110 → 130 V AC、220 → 240 V AC power |  | - | Industrial | [8 empty] | 113.4mm*22.5mm*113.4mm |  |  | 240V(AC) | 110 → 130 V AC、220 → 240 V AC |  | DINRail installation, Push-in type |  | -25℃~60℃ | [19 empty] | 1 | https://www.unikeyic.com/media/about_us/Unikey_ISO_9001_Certification.pdf | https://www.unikeyic.com/products/flow-sensors/1svr740850r2200-cm-ens-23p/11972440.html
20014756-00 | TE Connectivity | 1: 15763.6397 | QL Quartz WIM Sensor, Accurate Weighing for Vehicle Total Weight & Axle Load at Various Speeds, Weights, Temps |  | - | [12 empty] | - | - | [13 empty] | bulk | [9 empty] | 20 | https://www.unikeyic.com/media/about_us/Unikey_ISO_9001_Certification.pdf | https://www.unikeyic.com/products/flow-sensors/20014756-00/695609701.html
209876 | Gems Sensors | 1: 69.621 | Gems Sensors 209876 Flow Sensor |  | - | [12 empty] | - | - | [23 empty] | 17 | https://www.unikeyic.com/media/about_us/Unikey_ISO_9001_Certification.pdf | https://www.unikeyic.com/products/flow-sensors/209876/1001200554.html
212460E | Gems Sensors | 1: 104.0803 5: 104.0803 10: 102.1879 25: 102.1879 50: 102.1879 | Gems Sensors turbine Flow Sensors, FT-210 series, media monitoring liquid, Maximum flow0.65 gal/min, 5 → 24 V DC power supply nylon12, 24bargreatest pressure |  | - | Industrial |  |  |  |  | 212460E Gems Sensors | [6 empty] | 24V | 5V |  |  |  | -20℃~100℃ | [19 empty] | 13 | https://www.unikeyic.com/media/datasheet/39/23/e7c9/39/f2ec13bd01e06fd90ba1179a421f5fd4.pdf | https://www.unikeyic.com/products/flow-sensors/212460e/11027000.html
212465 | Gems Sensors | 1: 108.2462 | Gems Sensors turbine Flow Sensors, FT-210 series, media monitoring liquid, Maximum flow2.5 L/min, 5 → 24 V DC power supply nylon12, 24bargreatest pressure | [24 empty] | Retail Package |  |  | 19181667 |  |  |  |  | * | [6 empty] | 30 | https://www.unikeyic.com/media/about_us/Unikey_ISO_9001_Certification.pdf | https://www.unikeyic.com/products/flow-sensors/212465/28027070.html
216446 | Gems Sensors | 1: 59.4829 6: 55.3609 12: 53.0476 | Gems Sensors, Liquid Flow Switch, FS-380Pseries, Maximum flow0.07 gal/min, 200 V, Pipe diameter1/4 in |  | - | [5 empty] | 216446 Gems Sensors | [6 empty] | - | - |  |  |  | -18℃~100℃ | [19 empty] | 128 | https://www.unikeyic.com/media/datasheet/11/9c/f245/11/019c6712d444044ccd095b3370292c00.pdf | https://www.unikeyic.com/products/flow-sensors/216446/35032264.html
25102A14BVBN | Key Instruments | 1: 161.3697 | Key Instruments Variable Area flow meter, FR2000 series, Media monitoring gas, Maximum flow5 L/min Acrylic acid, 6.89bargreatest pressure |  | - | [12 empty] | - | - |  |  |  | 65℃(max) | [19 empty] | 92 | https://www.unikeyic.com/media/about_us/Unikey_ISO_9001_Certification.pdf | https://www.unikeyic.com/products/flow-sensors/25102a14bvbn/35043421.html
2510A2A12BVBN | INSTRUMENTS | 1: 168.4537 | Instruments Direct Variable Area flow meter, FR series, Media monitoring gas, Maximum flow0.5 L/min Acrylic acid, 7bargreatest pressure |  | - | [12 empty] | - | - |  |  |  | 65℃(max) | [19 empty] | 66 | https://www.unikeyic.com/media/about_us/Unikey_ISO_9001_Certification.pdf | https://www.unikeyic.com/products/flow-sensors/2510a2a12bvbn/11270261.html
2510A2L10BVBN | Key Instruments | 1: 113.4061 | Key Instruments Variable Area flow meter, FR2000 series, media monitoring liquid, Maximum flow100 cm³/min Acrylic acid, 6.89bargreatest pressure |  | - | [12 empty] | - | - |  |  |  | 65℃(max) | [19 empty] | 28 | https://www.unikeyic.com/media/about_us/Unikey_ISO_9001_Certification.pdf | https://www.unikeyic.com/products/flow-sensors/2510a2l10bvbn/35054364.html
2530A4A70BVBN | Key Instruments | 1: 317.5295 | Key Instruments Variable Area flow meter, FR4500 series, Media monitoring gas, Maximum flow280 L/min Acrylic acid, 6.89bargreatest pressure |  | - | [12 empty] | - | - |  |  |  | 65℃(max) | [19 empty] | 46 | https://www.unikeyic.com/media/about_us/Unikey_ISO_9001_Certification.pdf | https://www.unikeyic.com/products/flow-sensors/2530a4a70bvbn/34997805.html
2530A4A72BVBN | Key Instruments | 1: 359.871 | Key Instruments Variable Area flow meter, FR4500 series, Media monitoring gas, Maximum flow140 L/min Acrylic acid, 6.89bargreatest pressure |  | - | [12 empty] | - | - |  |  |  | 65℃(max) | [19 empty] | 14 | https://www.unikeyic.com/media/about_us/Unikey_ISO_9001_Certification.pdf | https://www.unikeyic.com/products/flow-sensors/2530a4a72bvbn/11144995.html
2530A4L69BVBN | Key Instruments | 1: 317.5295 | Key Instruments Variable Area flow meter, FR4500 series, media monitoring liquid, Maximum flow9 L/min Acrylic acid, 6.89bargreatest pressure |  | - | [12 empty] | - | - |  |  |  | 65℃(max) | [19 empty] | 32 | https://www.unikeyic.com/media/about_us/Unikey_ISO_9001_Certification.pdf | https://www.unikeyic.com/products/flow-sensors/2530a4l69bvbn/11051653.html
2530A4L71BVBN | Key Instruments | 1: 331.5476 | Key Instruments Variable Area flow meter, Flo-Rite series, media monitoring liquid, Maximum flow20 L/min Acrylic acid, 6.89bargreatest pressure |  | - | [12 empty] | - | - |  |  |  | 65℃(max) | [19 empty] | 22 | https://www.unikeyic.com/media/about_us/Unikey_ISO_9001_Certification.pdf | https://www.unikeyic.com/products/flow-sensors/2530a4l71bvbn/11320451.html
2540A5A53PI | Brooks | 1: 434.8207 | BROOKS 2540A5A53PI Flow Meter |  | - | [12 empty] | - | - |  |  |  | 65℃(max) | [19 empty] | 7 | https://www.unikeyic.com/media/about_us/Unikey_ISO_9001_Certification.pdf | https://www.unikeyic.com/products/flow-sensors/2540a5a53pi/871378796.html
2540A5A54PI | Key Instruments | 1: 379.5325 | Key Instruments Variable Area flow meter, FR5000 series, Media monitoring gas, Maximum flow1400 L/min Acrylic acid, 6.89bargreatest pressure |  | - | [12 empty] | - | - |  |  |  | 65℃(max) | [19 empty] | 4 | https://www.unikeyic.com/media/about_us/Unikey_ISO_9001_Certification.pdf | https://www.unikeyic.com/products/flow-sensors/2540a5a54pi/35067443.html
2540A5A55PI | Brooks | 1: 379.5325 | BROOKS 2540A5A55PI Flow Meter |  | - | [12 empty] | - | - |  |  |  | 65℃(max) | [19 empty] | 3 | https://www.unikeyic.com/media/about_us/Unikey_ISO_9001_Certification.pdf | https://www.unikeyic.com/products/flow-sensors/2540a5a55pi/871368580.html
2540A5L61PI | Key Instruments | 1: 406.0079 | Key Instruments Variable Area flow meter, FR5000 series, media monitoring liquid, Maximum flow75 L/min Acrylic acid, 6.89bargreatest pressure |  | - | [12 empty] | - | - |  |  |  | 65℃(max) | [19 empty] | 6 | https://www.unikeyic.com/media/about_us/Unikey_ISO_9001_Certification.pdf | https://www.unikeyic.com/products/flow-sensors/2540a5l61pi/11009468.html
2576409 | RS | 1: 100.4781 | RS PRO LZT-08A001M-V Flow Sensors |  | - | [12 empty] | - | - |  |  |  | 80℃(max) | [19 empty] | 470 | https://www.unikeyic.com/media/about_us/Unikey_ISO_9001_Certification.pdf | https://www.unikeyic.com/products/flow-sensors/2576409/687871932.html
2576410 | RS | 1: 103.2725 | RS PRO LZT-08A002M-V Flow Sensors |  | - | [12 empty] | - | - |  |  |  | 80℃(max) | [19 empty] | 122 | https://www.unikeyic.com/media/about_us/Unikey_ISO_9001_Certification.pdf | https://www.unikeyic.com/products/flow-sensors/2576410/687816260.html
2576411 | RS | 1: 100.4781 | RS PRO LZT-08A01M-V Flow Sensors |  | - | [12 empty] | - | - |  |  |  | 80℃(max) | [19 empty] | 221 | https://www.unikeyic.com/media/about_us/Unikey_ISO_9001_Certification.pdf | https://www.unikeyic.com/products/flow-sensors/2576411/687803666.html
2576412 | RS | 1: 100.4781 | RS PRO LZT-08A02M-V Flow Sensors |  | - | [12 empty] | - | - |  |  |  | 80℃(max) | [19 empty] | 1207 | https://www.unikeyic.com/media/about_us/Unikey_ISO_9001_Certification.pdf | https://www.unikeyic.com/products/flow-sensors/2576412/687854922.html
2576413 | RS | 1: 100.4781 | RS PRO LZT-08A20M-V Flow Sensors |  | - | [12 empty] | - | - |  |  |  | 80℃(max) | [19 empty] | 199 | https://www.unikeyic.com/media/about_us/Unikey_ISO_9001_Certification.pdf | https://www.unikeyic.com/products/flow-sensors/2576413/687808481.html
2576415 | RS | 1: 103.3096 | RS PRO LZT-08M-V-T(0.1-1.5LPM) Flow Sensors |  | - | [12 empty] | - | - |  |  |  | 80℃(max) | [19 empty] | 48 | https://www.unikeyic.com/media/about_us/Unikey_ISO_9001_Certification.pdf | https://www.unikeyic.com/products/flow-sensors/2576415/687862600.html
2576416 | RS | 1: 104.3267 | RS PRO LZT-08M-V-T(0.4-5LPM) Flow Sensors |  | - | [12 empty] | - | - |  |  |  | 80℃(max) | [19 empty] | 133 | https://www.unikeyic.com/media/about_us/Unikey_ISO_9001_Certification.pdf | https://www.unikeyic.com/products/flow-sensors/2576416/687858767.html
2576417 | RS | 1: 103.5977 | RS PRO LZT-08M-V-T(2-30LPM) Flow Sensors |  | - | [12 empty] | - | - |  |  |  | 80℃(max) | [19 empty] | 325 | https://www.unikeyic.com/media/about_us/Unikey_ISO_9001_Certification.pdf | https://www.unikeyic.com/products/flow-sensors/2576417/687801050.html
2576418 | RS | 1: 102.6043 | RS PRO LZT-08M-V-T(4-50LPM) Flow Sensors |  | - | [12 empty] | - | - |  |  |  | 80℃(max) | [19 empty] | 85 | https://www.unikeyic.com/media/about_us/Unikey_ISO_9001_Certification.pdf | https://www.unikeyic.com/products/flow-sensors/2576418/687799525.html
26615 | Gems Sensors | 1: 315.8304 | Gems Sensors Flow Switch, FS-200 Series, Liquid, Max 6 gal/min, Bronze/Stainless Steel, 27.6bar Max Pressure |  | - | [12 empty] | - | - |  |  |  | -29℃~93.3℃ | [19 empty] | 3 | https://www.unikeyic.com/media/about_us/Unikey_ISO_9001_Certification.pdf | https://www.unikeyic.com/products/flow-sensors/26615/19732363.html
27052 | Gems Sensors | 1: 355.0109 | Gems Sensors 27052 Flow Sensor |  | - | [12 empty] | - | - | [23 empty] | 1 | https://www.unikeyic.com/media/about_us/Unikey_ISO_9001_Certification.pdf | https://www.unikeyic.com/products/flow-sensors/27052/1001197362.html
27053 | Gems Sensors | 1: 355.0109 | Gems Sensors 27053 Flow Sensor |  | - | [12 empty] | - | - | [23 empty] | 1 | https://www.unikeyic.com/media/about_us/Unikey_ISO_9001_Certification.pdf | https://www.unikeyic.com/products/flow-sensors/27053/1001206594.html
27054 | Gems Sensors | 1: 355.0109 | Gems Sensors 27054 Flow Sensor |  | - | [12 empty] | - | - | [23 empty] | 1 | https://www.unikeyic.com/media/about_us/Unikey_ISO_9001_Certification.pdf | https://www.unikeyic.com/products/flow-sensors/27054/1001202271.html
27055 | Gems Sensors | 1: 355.0109 | Gems Sensors 27055 Flow Sensor |  | - | [12 empty] | - | - | [23 empty] | 5 | https://www.unikeyic.com/media/about_us/Unikey_ISO_9001_Certification.pdf | https://www.unikeyic.com/products/flow-sensors/27055/1001202633.html
27057 | Gems Sensors | 1: 355.0109 | Gems Sensors 27057 Flow Sensor |  | - | [12 empty] | - | - | [23 empty] | 1 | https://www.unikeyic.com/media/about_us/Unikey_ISO_9001_Certification.pdf | https://www.unikeyic.com/products/flow-sensors/27057/1001195903.html
27058 | Gems Sensors | 1: 355.0109 | Gems Sensors 27058 Flow Sensor |  | - | [12 empty] | - | - | [23 empty] | 1 | https://www.unikeyic.com/media/about_us/Unikey_ISO_9001_Certification.pdf | https://www.unikeyic.com/products/flow-sensors/27058/1001210118.html
27105 | Gems Sensors | 1: 794.5633 | Gems Sensors 27105 Flow Sensor |  | - | [12 empty] | - | - | [23 empty] | 1 | https://www.unikeyic.com/media/about_us/Unikey_ISO_9001_Certification.pdf | https://www.unikeyic.com/products/flow-sensors/27105/1001201717.html
27106 | Gems Sensors | 1: 794.5633 | Gems Sensors 27106 Flow Sensor |  | - | [12 empty] | - | - | [23 empty] | 2 | https://www.unikeyic.com/media/about_us/Unikey_ISO_9001_Certification.pdf | https://www.unikeyic.com/products/flow-sensors/27106/1001210127.html
29608 | Gems Sensors | 1: 830.4034 | FLOW SWITCH, SPDT, -30 TO 300DEG F; Flow Switch Type:SPDT; Flow Rate Min:15GPM (US); Flow Rate Max:52GPM (US); Operating Pressure Min:-; Operating Pressure Max:138bar; Supply Voltage Min:-; Supply Voltage Max:-; Contact |  | - | [12 empty] | - | - | [23 empty] | 5 | https://www.unikeyic.com/media/about_us/Unikey_ISO_9001_Certification.pdf | https://www.unikeyic.com/products/flow-sensors/29608/22990386.html
29609 | Gems Sensors | 1: 312.5195 | Gems Sensors Trigger button Flow Switch, FS-550 series, media monitoring liquid, Maximum flow52 gal/min brass, 138bargreatest pressure |  | - | [12 empty] | - | - |  |  |  | -34.4℃~148.9℃ | [19 empty] | 7 | https://www.unikeyic.com/media/about_us/Unikey_ISO_9001_Certification.pdf | https://www.unikeyic.com/products/flow-sensors/29609/16532471.html
3.000.060 | SENSIRION | 10: 7.8845 100: 7.7755 500: 7.6301 1,000: 7.4848 | Sensirion air quality sensor, 2.44 x 2.44 x 0.85mm, applied toNOx、 VOC , NOx、 VOCDetection |  | - | [9 empty] | 2.44mm*2.44mm*850μm |  |  | 3.3V | - |  |  |  | -10℃~50℃ | [19 empty] | 1769 | https://www.unikeyic.com/media/about_us/Unikey_ISO_9001_Certification.pdf | https://www.unikeyic.com/products/flow-sensors/3-000-060/15779094.html
3.000.091 | SENSIRION | 1: 187.023 10: 183.2685 25: 177.7821 50: 172.4531 | Sensirion liquid flow sensor Flow Sensors, SLF3S-1300F series, media monitoring liquid, Maximum flow40, 3.5 VPower |  | - | Commercial Grade | [11 empty] | 3.5V | - |  |  |  | 0℃(min) | [19 empty] | 29 | https://www.unikeyic.com/media/about_us/Unikey_ISO_9001_Certification.pdf | https://www.unikeyic.com/products/flow-sensors/3-000-091/34964432.html
3.000.388 | SENSIRION | 5: 204.8872 10: 200.7815 20: 196.7605 | Sensirion Digital Flow Meter Flow Sensors, SFM3013-300-CLM series, Media monitoring gas, Maximum flow300 slm, 5.5 VPower |  | - | [12 empty] | - | - | [23 empty] | 9 | https://www.unikeyic.com/media/about_us/Unikey_ISO_9001_Certification.pdf | https://www.unikeyic.com/products/flow-sensors/3-000-388/2504249.html
3.000.570 | SENSIRION | 5: 232.7675 10: 225.7914 25: 219.0212 | Sensirion Liquid flow Flow Sensors, SLF3x series, media monitoring liquid, Maximum flow0.04 L/min, 3.2 - 3.8Power |  | - | [12 empty] | 3.8V | - |  |  |  | 5℃~50℃ | [19 empty] | 18 | https://www.unikeyic.com/media/about_us/Unikey_ISO_9001_Certification.pdf | https://www.unikeyic.com/products/flow-sensors/3-000-570/6056967.html
3.000.634 | SENSIRION | 10: 49.8986 25: 48.6875 100: 47.2342 250: 45.8171 | Sensirion gas sensor IC, 10.1 x 10.1 x 6.5 mm3, , carbon dioxide detection, accuracy5% |  | ±5% | Commercial Grade | [8 empty] | 10.1mm*10.1mm*6.53mm |  |  | 5.5V | - |  |  |  | 0℃~50℃ | [19 empty] | 497 | https://www.unikeyic.com/media/about_us/Unikey_ISO_9001_Certification.pdf | https://www.unikeyic.com/products/flow-sensors/3-000-634/1658629.html
3.000.667 | SENSIRION | 45: 19.3084 90: 18.7319 | Sensirion environmental sensor, 22.3 x 52.3 x 43.3mm, applied to air quality monitor, Particulate Matter/Dust Detection, accuracy±0.45°C |  | ±0.45°C | [9 empty] | 22.3mm*52.3mm*43.3mm |  |  | 5.5V | - |  |  |  | -10℃~50℃ | [19 empty] | 187 | https://www.unikeyic.com/media/about_us/Unikey_ISO_9001_Certification.pdf | https://www.unikeyic.com/products/flow-sensors/3-000-667/10049117.html
30640 | Gems Sensors | 1: 491.6712 | Gems Sensors 30640 Flow Sensor |  | - | [12 empty] | - | - |  |  |  | -34.444443℃(min) | [19 empty] | 2 | https://www.unikeyic.com/media/about_us/Unikey_ISO_9001_Certification.pdf | https://www.unikeyic.com/products/flow-sensors/30640/1001200321.html
30641 | Gems Sensors | 1: 369.8556 | Gems Sensors 30641 Flow Sensor |  | - | [12 empty] | - | - |  |  |  | -34.444443℃(min) | [19 empty] | 2 | https://www.unikeyic.com/media/about_us/Unikey_ISO_9001_Certification.pdf | https://www.unikeyic.com/products/flow-sensors/30641/1001196375.html
314150001 | Seeed Studio | 1: 12.3562 | 0.3~6 LPM 5V 24V liquid | [8 empty] | Liquid |  |  |  | Plastic |  |  |  | 1 (Unlimited) |  |  |  | 80°C |  |  |  | Bulk | Male, 0.28" (7.2mm) Tube, Dual |  | 5488169 |  |  | 0.3 ~ 6 LPM |  | - |  | - | 5V ~ 24V |  |  |  | 1198 | https://www.unikeyic.com/media/datasheet/de/1a/134f/de/9d489638c1fced1d79ee2a8ebda1a242.pdf | https://www.unikeyic.com/products/flow-sensors/314150001/35059776.html
314150005 | Seeed Studio | 1: 16.6435 | Flow Sensor, 1-30 LPM, 5V-24V, Liquid |  | - | [5 empty] | 314150005 Seeed Studio | [6 empty] | 24V | 5V | [10 empty] | On sale |  | Compliant | bulk | [9 empty] | 3 | https://www.unikeyic.com/media/datasheet/74/f4/a036/74/c536bb28627eb6beb029b6c02ecaacbf.pdf | https://www.unikeyic.com/products/flow-sensors/314150005/10936786.html
3397 | Adafruit | 1: 43.1702 | 4.5V 15.4V threaded mounting | [5 empty] | 100 mA | [7 empty] | Polysulfone (PES) |  |  | 1 (Unlimited) |  | Threaded |  | -25°C ~ 80°C |  | - | Push-Pull | Bulk |  |  | 7566144 |  |  |  |  | - | - |  |  |  |  | 4.5V ~ 15.4V | 42 | https://www.unikeyic.com/media/datasheet/fb/ca/bc71/fb/ca52836814b4246b155e6d0cf721e548.pdf | https://www.unikeyic.com/products/flow-sensors/3397/11088372.html
406050/000-0012-121-32-58-12/000 | JUMO | 1+: 636.2378 | Jumo Analog Flow Meter, JUMO flowTRANS US W01 Series, Liquid Media Monitoring, Max Flow 60 L/min, 18 → 30 V Power | [39 empty] | 2 |  | https://www.unikeyic.com/products/flow-sensors/406050-000-0012-121-32-58-12-000/240862134.html
406050/000-0020-121-32-58-12/000 | JUMO | 1: 651.7466 | Jumo simulation flow meter, JUMO flowTRANS US W01 series, media monitoring liquid, Maximum flow210 L/min, 18 → 30 VPower |  | - | [12 empty] | 30V | 18V | [23 empty] | 3 | https://www.unikeyic.com/media/about_us/Unikey_ISO_9001_Certification.pdf | https://www.unikeyic.com/products/flow-sensors/406050-000-0020-121-32-58-12-000/254480565.html
406050/000-0032-121-32-58-12/000 | JUMO | 1: 715.331 | Jumo simulation flow meter, JUMO flowTRANS US W01 series, media monitoring liquid, Maximum flow520 L/min, 18 → 30 VPower |  | - | [12 empty] | 30V | 18V | [23 empty] | 1 | https://www.unikeyic.com/media/about_us/Unikey_ISO_9001_Certification.pdf | https://www.unikeyic.com/products/flow-sensors/406050-000-0032-121-32-58-12-000/241094836.html
423913 | Bürkert | 1+: 208.4713 | Burkert Flow Controller, -15°C Min Temp, DN 6 → 65 mm Pipe | [39 empty] | 10 |  | https://www.unikeyic.com/products/flow-sensors/423913/17664073.html
423918 | Bürkert | 1: 1039.648 | Burkert flow controller, 0°CMinimum operating temperature, DN 15 → 50 mmPipe diameter |  | - | Commercial Grade | [11 empty] | 30V | 12V |  | wire mounting |  | 0℃~60℃ | [19 empty] | 4 | https://www.unikeyic.com/media/about_us/Unikey_ISO_9001_Certification.pdf | https://www.unikeyic.com/products/flow-sensors/423918/18630663.html
42500761 | WIKA | 1: 377.849 | WIKA Air Velocity Meter Flowmeter, A2G-20 Series, Media Air/Gas, Max Flow 20 L/min, 24 V Power |  | - | [12 empty] | - | - | [23 empty] | 6 | https://www.unikeyic.com/media/about_us/Unikey_ISO_9001_Certification.pdf | https://www.unikeyic.com/products/flow-sensors/42500761/251040179.html
42500785 | WIKA | 1: 362.4313 | WIKA Air Flow Meter, A2G-25 Series, Air Medium, 24 V |  | - | [12 empty] | - | - | [23 empty] | 6 | https://www.unikeyic.com/media/about_us/Unikey_ISO_9001_Certification.pdf | https://www.unikeyic.com/products/flow-sensors/42500785/248911035.html
426506 | Bürkert | 1: 1891.2798 | Burkert flow meter, 18 → 36 V DC power supply |  | - | [12 empty] | 36V | 18V |  |  |  | -10℃~60℃ | [19 empty] | 2 | https://www.unikeyic.com/media/about_us/Unikey_ISO_9001_Certification.pdf | https://www.unikeyic.com/products/flow-sensors/426506/18581857.html
434516 | RS | 1: 28.7421 | 150V 220V DINRail installation 35.6mm*35.6mm*90mm |  | - | Industrial | [8 empty] | 35.6mm*35.6mm*90mm |  |  | 220V | 150V |  | DIN rail mounting |  | -20℃~55℃ | [19 empty] | 56 | https://www.unikeyic.com/media/about_us/Unikey_ISO_9001_Certification.pdf | https://www.unikeyic.com/products/flow-sensors/434516/1005587965.html
434518 | RS | 1: 68.7167 | 100V 220V DINRail installation 59.85mm*59.85mm*114.5mm |  | - | Industrial | [8 empty] | 59.85mm*59.85mm*114.5mm |  |  | 220V | 100V |  | DIN rail mounting |  | -20℃~55℃ | [19 empty] | 22 | https://www.unikeyic.com/media/about_us/Unikey_ISO_9001_Certification.pdf | https://www.unikeyic.com/products/flow-sensors/434518/1005590383.html
436473 | Bürkert | 1: 436.6616 6: 409.181 | Burkert flow controller, 2 → 1200 L/minMaximum flow, 0°CMinimum operating temperature, DN 15 → 100 mmPipe diameter |  | - | Commercial Grade | [11 empty] | 30V | 12V |  |  |  | 0℃~60℃ | [19 empty] | 2 | https://www.unikeyic.com/media/about_us/Unikey_ISO_9001_Certification.pdf | https://www.unikeyic.com/products/flow-sensors/436473/8279060.html
4411AD1 | GIC | 1: 69.1493 | GIC, 44series Level controller, 110 V AC power |  | - | [9 empty] | 90mm*36mm*65mm |  |  | 110V | - |  | DINRail installation, threaded mounting |  | -10℃~60℃ | [19 empty] | 19 | https://www.unikeyic.com/media/about_us/Unikey_ISO_9001_Certification.pdf | https://www.unikeyic.com/products/flow-sensors/4411ad1/1192038.html
4421AD1 | GIC | 1: 51.556 | GIC, 44series Level controller, 240 V AC power |  | - | [12 empty] | - | - |  |  |  | -10℃~60℃ | [19 empty] | 92 | https://www.unikeyic.com/media/about_us/Unikey_ISO_9001_Certification.pdf | https://www.unikeyic.com/products/flow-sensors/4421ad1/30876111.html
4431AD1 | GIC | 1: 69.1493 | GIC, 44series Level controller, 400 V AC power |  | - | [9 empty] | 90mm*36mm*65mm |  |  | 400V | - |  | DINRail installation, threaded mounting |  | -10℃~60℃ | [19 empty] | 8 | https://www.unikeyic.com/media/about_us/Unikey_ISO_9001_Certification.pdf | https://www.unikeyic.com/products/flow-sensors/4431ad1/1114165.html
4474427 | RS | 1: 750.6806 | RS PRO Oval gear flow meter, media monitoring liquid, Maximum flow1 L/min, 5 → 24 V DC power supply Stainless steel, 50bargreatest pressure |  | - | [12 empty] | 24V | 5V | [23 empty] | 2 | https://www.unikeyic.com/media/about_us/Unikey_ISO_9001_Certification.pdf | https://www.unikeyic.com/products/flow-sensors/4474427/14209514.html
4474449 | RS | 1: 615.121 | RS PRO Oval gear flow meter, media monitoring liquid, Maximum flow4 L/min, 5 → 24 V DC power supply Stainless steel, 50bargreatest pressure |  | - | [12 empty] | 24V | 5V | [23 empty] | 39 | https://www.unikeyic.com/media/about_us/Unikey_ISO_9001_Certification.pdf | https://www.unikeyic.com/products/flow-sensors/4474449/30517370.html
5066 | Adafruit | 1: 8.45 | Plastic | [8 empty] | Liquid |  |  |  | Plastic |  |  |  | 1 (Unlimited) |  |  |  | 80°C |  |  |  | Bulk | Male - G1/2" (12.7mm) |  | 14825336 |  |  | - |  | - |  | - | 5V ~ 15V |  |  |  | 87 | https://www.unikeyic.com/media/about_us/Unikey_ISO_9001_Certification.pdf | https://www.unikeyic.com/products/flow-sensors/5066/10984063.html
5082704 | RS | 1: 227.9512 5: 176.1181 | RS PRO flow meter, Maximum flow0.05 →10L/min, 4.5 → 24 VDCPower, 8mArated_current |  | - | Industrial | [11 empty] | 24V | 4.5V |  |  |  | -25℃~125℃ | [19 empty] | 577 | https://www.unikeyic.com/media/about_us/Unikey_ISO_9001_Certification.pdf | https://www.unikeyic.com/products/flow-sensors/5082704/31563623.html
5100559 | RS | 1: 344.6508 | RS PRO Piston push-in type Flow Switch, media monitoring liquid, Maximum flow0.13 L/min, 200 V AC power brass, 300bargreatest pressure, 1 Arated_current |  | - | [12 empty] | - | - |  |  |  | 120℃(max) | [19 empty] | 2 | https://www.unikeyic.com/media/about_us/Unikey_ISO_9001_Certification.pdf | https://www.unikeyic.com/products/flow-sensors/5100559/32815955.html
5100565 | RS | 1: 377.1141 5: 310.365 | RS PRO Piston push-in type Flow Switch, media monitoring liquid, Maximum flow0.6 L/min, 200 V AC power brass, 300bargreatest pressure, 1 Arated_current |  | - | [12 empty] | - | - |  |  |  | 120℃(max) | [19 empty] | 7 | https://www.unikeyic.com/media/about_us/Unikey_ISO_9001_Certification.pdf | https://www.unikeyic.com/products/flow-sensors/5100565/9554387.html
5100571 | RS | 1: 370.0914 | RS PRO Piston push-in type Flow Switch, media monitoring liquid, Maximum flow3 L/min, 200 V AC power brass, 300bargreatest pressure, 1 Arated_current |  | - | [12 empty] | - | - |  |  |  | 120℃(max) | [19 empty] | 22 | https://www.unikeyic.com/media/about_us/Unikey_ISO_9001_Certification.pdf | https://www.unikeyic.com/products/flow-sensors/5100571/16413033.html
5113909 | RS | 1: 399.525 5: 328.8075 | RS PRO flow meter, Maximum flow2.5→ 30.0 L/min, 4.5 → 24 V DC power supply, 10 mArated_current |  | - | Industrial | [11 empty] | 24V | 4.5V |  |  |  | -25℃~125℃ | [19 empty] | 3 | https://www.unikeyic.com/media/about_us/Unikey_ISO_9001_Certification.pdf | https://www.unikeyic.com/products/flow-sensors/5113909/15981913.html
5113915 | RS | 1: 389.5517 5: 320.6005 | RS PRO flow meter, Maximum flow6 → 100 L/min, 4.5 → 24 V DC power supply, 10 mArated_current |  | - | Industrial | [11 empty] | 24V | 4.5V |  |  |  | -25℃~125℃ | [19 empty] | 14 | https://www.unikeyic.com/media/about_us/Unikey_ISO_9001_Certification.pdf | https://www.unikeyic.com/products/flow-sensors/5113915/7183085.html
5113959 | RS | 1: 411.1361 | RS PRO flow meter, Maximum flow0.12 → 1.5 L/min, 4.5 → 24 V DC power supply, 10 mArated_current |  | - | Industrial | [11 empty] | 24V | 4.5V |  |  |  | -25℃~125℃ | [19 empty] | 3 | https://www.unikeyic.com/media/about_us/Unikey_ISO_9001_Certification.pdf | https://www.unikeyic.com/products/flow-sensors/5113959/21281001.html
5113965 | RS | 1: 352.4124 | RS PRO turbine flow meter, media monitoring liquid, Maximum flow6.5 L/min, 4.5 → 24 V DC power supply Stainless steel, 10bargreatest pressure |  | - | Industrial | [11 empty] | 24V | 4.5V |  |  |  | -25℃~125℃ | [19 empty] | 53 | https://www.unikeyic.com/media/about_us/Unikey_ISO_9001_Certification.pdf | https://www.unikeyic.com/products/flow-sensors/5113965/33705298.html
5113971 | RS | 1: 508.2956 5: 418.3282 | RS PRO turbine flow meter, media monitoring liquid, Maximum flow15 L/min, 4.5 → 24 V DC power supply Stainless steel, 10bargreatest pressure |  | - | Industrial | [11 empty] | 24V | 4.5V |  |  |  | -25℃~125℃ | [19 empty] | 12 | https://www.unikeyic.com/media/about_us/Unikey_ISO_9001_Certification.pdf | https://www.unikeyic.com/products/flow-sensors/5113971/21237161.html
5114772 | RS | 1: 80.7169 | RS PRO flow meter flow meter, media monitoring liquid, Maximum flow10 L/min, 4.5 → 24 V DC power supply PVDF, 10bargreatest pressure, 10 mArated_current |  | - | Commercial Grade | [11 empty] | 24V | 4.5V |  |  |  | 0℃~70℃ | [19 empty] | 372 | https://www.unikeyic.com/media/about_us/Unikey_ISO_9001_Certification.pdf | https://www.unikeyic.com/products/flow-sensors/5114772/30006799.html
552779 | Bürkert | 1+: 1360.9048 | Burkert Flow Controller, -10°C Min Op Temp, DN 6 → 400 mm | [39 empty] | 3 |  | https://www.unikeyic.com/products/flow-sensors/552779/5397720.html
558894 | RS | 1: 7.3609 | LLS-01 Liquid Level Electrode |  | - | [9 empty] | 80mm(Length)*80mm(width) |  |  | - | - | [23 empty] | 31 | https://www.unikeyic.com/media/about_us/Unikey_ISO_9001_Certification.pdf | https://www.unikeyic.com/products/flow-sensors/558894/35414347.html
558895 | RS | 1: 26.6448 | 230V(AC) DINRail installation，threaded mounting 60mm*60mm*90mm |  | - | [9 empty] | 60mm*60mm*90mm |  |  | 230V(AC) | - |  | DINRail installation, threaded mounting |  | -5℃~50℃ | [19 empty] | 17 | https://www.unikeyic.com/media/about_us/Unikey_ISO_9001_Certification.pdf | https://www.unikeyic.com/products/flow-sensors/558895/35413063.html
5WBB1H-14W2/0 | ENDRESS+HAUSER | 1: 2830.2707 | 24 VDC (Volts Direct Current)，100→ 230 VAC 24 VDC (Volts Direct Current)，100→ 230 VAC |  | - | [12 empty] | 24 VDC (Volts Direct Current), 100→ 230 VAC | 24 VDC (Volts Direct Current), 100→ 230 VAC | [23 empty] | 1 | https://www.unikeyic.com/media/about_us/Unikey_ISO_9001_Certification.pdf | https://www.unikeyic.com/products/flow-sensors/5wbb1h-14w2-0/725840917.html
5WBB50-1AE8/0 | ENDRESS+HAUSER | 1: 2581.5404 | 24 VDC (Volts Direct Current)，100→ 230 VAC 24 VDC (Volts Direct Current)，100→ 230 VAC |  | - | [12 empty] | 24 VDC (Volts Direct Current), 100→ 230 VAC | 24 VDC (Volts Direct Current), 100→ 230 VAC | [23 empty] | 1 | https://www.unikeyic.com/media/about_us/Unikey_ISO_9001_Certification.pdf | https://www.unikeyic.com/products/flow-sensors/5wbb50-1ae8-0/725839703.html
6041249 | SICK | 1: 1063.3241 | Sick flow meter Flow Sensors, FFU series, media monitoring liquid, Maximum flow36 L/min, 18 → 30 v DC power supply ppsu, 16bargreatest pressure, 100 mArated_current |  | - | Commercial Grade | [11 empty] | - | - |  |  |  | 0℃~60℃ | [19 empty] | 4 | https://www.unikeyic.com/media/about_us/Unikey_ISO_9001_Certification.pdf | https://www.unikeyic.com/products/flow-sensors/6041249/20771142.html
6041737 | SICK | 1: 1016.2702 | Sick flow meter Flow Sensors, FFU series, media monitoring liquid, Maximum flow21 l/min, 18 → 30 v DC power supply ppsu, 16bargreatest pressure, 100 mArated_current |  | - | Commercial Grade | [11 empty] | - | - |  |  |  | 0℃~60℃ | [19 empty] | 1 | https://www.unikeyic.com/media/about_us/Unikey_ISO_9001_Certification.pdf | https://www.unikeyic.com/products/flow-sensors/6041737/251007.html
6041738 | SICK | 1: 1454.6256 | Sick flow meter Flow Sensors, FFU series, media monitoring liquid, Maximum flow60 L/min, 18 → 30 v DC power supply ppsu, 10bargreatest pressure, 100 mArated_current |  | - | Commercial Grade | [11 empty] | - | - |  |  |  | 0℃~60℃ | [19 empty] | 2 | https://www.unikeyic.com/media/about_us/Unikey_ISO_9001_Certification.pdf | https://www.unikeyic.com/products/flow-sensors/6041738/2559091.html
605507 | JUMO | 1: 535.7322 | Jumo 202811/20-0000-10-308-000 |  | - | [12 empty] | - | - |  | SMD mount | [21 empty] | 2 | https://www.unikeyic.com/media/about_us/Unikey_ISO_9001_Certification.pdf | https://www.unikeyic.com/products/flow-sensors/605507/999148317.html
6068441 | SICK | 1: 639.7056 5: 604.0885 10: 590.7938 | Sick Ultrasonic Sensor, UM18 Series, Cylindrical, Thread M18 x 1 |  | - | Industrial |  |  |  |  | 6068441 SICK |  |  |  | 58.2mm*18mm*18mm |  |  | 30V | 10V |  |  |  | -25℃~70℃ | [9 empty] | bulk | [9 empty] | 1 | https://www.unikeyic.com/media/datasheet/b5/83/be76/b583be76c7ab1577c1f06a072de0f0cf.pdf | https://www.unikeyic.com/products/flow-sensors/6068441/244470968.html
6134222 | RS | 1: 174.4632 | RS PRO UM3K-020GM100 Flow Switch |  | - | [12 empty] | - | - |  |  |  | 110℃(max) | [19 empty] | 9 | https://www.unikeyic.com/media/about_us/Unikey_ISO_9001_Certification.pdf | https://www.unikeyic.com/products/flow-sensors/6134222/14702958.html
6134238 | RS | 1: 368.2235 5: 284.4953 | RS PRO Trigger button Flow Switch, Media monitoring gas，liquid, Maximum flow7 L/min, 250 V AC power Nickel plated brass, 25bargreatest pressure, 5 Arated_current |  | - | [12 empty] | - | - |  |  |  | 110℃(max) | [19 empty] | 24 | https://www.unikeyic.com/media/about_us/Unikey_ISO_9001_Certification.pdf | https://www.unikeyic.com/products/flow-sensors/6134238/32620412.html
6134244 | RS | 1: 431.651 5: 355.2496 | RS PRO Trigger button Flow Switch, Media monitoring gas，liquid, Maximum flow18 L/min, 250 V AC power Nickel plated brass, 25bargreatest pressure, 5 Arated_current |  | - | [12 empty] | - | - |  |  |  | 110℃(max) | [19 empty] | 20 | https://www.unikeyic.com/media/about_us/Unikey_ISO_9001_Certification.pdf | https://www.unikeyic.com/products/flow-sensors/6134244/12594590.html
615 1100 003 | NOVOTECH CONTROLS | 1: 67.4664 | Novotech Controls Flow Sensors, SPCO series, media monitoring liquid, Maximum flow6L/min, 240VACPower, 8bargreatest pressure |  | - | [5 empty] | 615 1100 003 NOVOTECH CONTROLS | [6 empty] | - | - |  |  |  | 70℃(max) | [19 empty] | 71 | https://www.unikeyic.com/media/datasheet/c5/8f/9212/c5/e81db1b0a274604a87e1390c9d238488.pdf | https://www.unikeyic.com/products/flow-sensors/615-1100-003/14619.html
61F-LS-CP08-ARB | OMRON | 1: 157.9339 3: 150.0229 5: 147.7339 10: 145.4449 | 24V(AC) 84mm*84mm*49.4mm |  | - | [9 empty] | 84mm*84mm*49.4mm |  |  | 24V(AC) | - |  |  |  | -10℃~70℃ | [19 empty] | 4 | https://www.unikeyic.com/media/about_us/Unikey_ISO_9001_Certification.pdf | https://www.unikeyic.com/products/flow-sensors/61f-ls-cp08-arb/681762795.html
61F-LS-CP08-SRA | OMRON | 1: 157.9339 3: 150.0229 5: 147.7339 10: 145.4449 | 240V(AC) 84mm*84mm*49.4mm |  | - | [9 empty] | 84mm*84mm*49.4mm |  |  | 240V(AC) | - |  |  |  | -10℃~70℃ | [19 empty] | 12 | https://www.unikeyic.com/media/about_us/Unikey_ISO_9001_Certification.pdf | https://www.unikeyic.com/products/flow-sensors/61f-ls-cp08-sra/682228924.html
61F-LS-CP11-BRC | OMRON | 1: 241.8147 3: 236.9701 5: 233.3367 10: 229.7154 | 24V, 84mm × 84mm × 49.4mm |  | - | [9 empty] | 84mm*84mm*49.4mm |  |  | 24V | - |  |  |  | -10℃~70℃ | [19 empty] | 5 | https://www.unikeyic.com/media/about_us/Unikey_ISO_9001_Certification.pdf | https://www.unikeyic.com/products/flow-sensors/61f-ls-cp11-brc/28299063.html
622 1100 003 | NOVOTECH CONTROLS | 1: 97.0308 | Novotech Controls Flow Sensors, SPCO series, media monitoring liquid, Maximum flow6 L/min, 240V（AC）Power, 10bargreatest pressure |  | - | [5 empty] | 622 1100 003 NOVOTECH CONTROLS | [6 empty] | - | - |  |  |  | 70℃(max) | [19 empty] | 20 | https://www.unikeyic.com/media/datasheet/c5/8f/9212/c5/e81db1b0a274604a87e1390c9d238488.pdf | https://www.unikeyic.com/products/flow-sensors/622-1100-003/234879.html
70821 | Gems Sensors | 1: 257.4008 | Flow Switch Sensors, Piston Type |  | - | [5 empty] | 70821 Gems Sensors | [6 empty] | - | - | [23 empty] | 18 | https://www.unikeyic.com/media/datasheet/e3/86/beeb/e3/0957706ec3262b0ecb52b59a741a8b5f.pdf | https://www.unikeyic.com/products/flow-sensors/70821/10962162.html
710-V10-D-RS | ATRATO | 1: 1182.2588 | Atrato Ultrasonic flow meter, Atrato series, media monitoring liquid, Maximum flow500 ml/min, 10 → 24 V DC power supply aluminium, 10bargreatest pressure, 20 mArated_current |  | - | [12 empty] | 24V | 10V | [23 empty] | 4 | https://www.unikeyic.com/media/about_us/Unikey_ISO_9001_Certification.pdf | https://www.unikeyic.com/products/flow-sensors/710-v10-d-rs/10925714.html
7100035846 | 3M | 1: 40.694 | 3M Airflow indicator light Flow Indicator, TR-600 series, Media monitoring air |  | - | [12 empty] | - | - | [23 empty] | 4 | https://www.unikeyic.com/media/about_us/Unikey_ISO_9001_Certification.pdf | https://www.unikeyic.com/products/flow-sensors/7100035846/19487277.html
74P-VQB-O-RS | ATRATO | 1: 1014.2748 | Atrato Ultrasonic flow meter, Atrato series, media monitoring liquid, Maximum flow5 L/min, 10 → 24 V DC power supply 316 Stainless steel（Wet Soaked）, 20bargreatest pressure, 20 mArated_current |  | - | Industrial |  |  |  |  | 74P-VQB-O-RS ATRATO | [6 empty] | 24V | 10V |  |  |  | -20℃~65℃ | [19 empty] | 7 | https://www.unikeyic.com/media/datasheet/55/26/5c76/55/d6b66f67df1478da90b81b6e4d9cfa9e.pdf | https://www.unikeyic.com/products/flow-sensors/74p-vqb-o-rs/34961417.html
760-V10-D-RS | ATRATO | 1: 1133.208 | Atrato Ultrasonic flow meter, Atrato series, media monitoring liquid, Maximum flow20 L/min, 10 → 24 V DC power supply, 10bargreatest pressure, 20 mArated_current |  | - | [12 empty] | 24V | 10V | [23 empty] | 3 | https://www.unikeyic.com/media/about_us/Unikey_ISO_9001_Certification.pdf | https://www.unikeyic.com/products/flow-sensors/760-v10-d-rs/11194206.html
8600DF020SA1N2D1I1M5Q4PD | Rosemount | 1: 3693.6384 | Rosemount Vortex Flow Meter flow meter, 8600 series, Media monitoring gas、liquid、Steam, Maximum flow1000 Lift/minute, 10.8 → 42 V DC power supply |  | - | [12 empty] | 42V | 10.8V | [23 empty] | 1 | https://www.unikeyic.com/media/about_us/Unikey_ISO_9001_Certification.pdf | https://www.unikeyic.com/products/flow-sensors/8600df020sa1n2d1i1m5q4pd/571892078.html
86455-000 | TE Connectivity | 1+: 26.4708 5+: 24.1423 10+: 23.2816 25+: 22.2536 50+: 21.5518 100+: 20.9088 500+: 19.615 | SENSOR LEVEL LIQ SWITCH SPST/NO | [39 empty] | 198 |  | https://www.unikeyic.com/products/flow-sensors/86455-000/683156005.html
8750WDMT2A2FTHA010CA1NDM4PDQ4 | Rosemount | 1: 3314.3602 | Rosemount Magnetic Flow Meter flow meter, 8750W series, Maximum flow10000 Lift/minute, 90 → 250 V AC power |  | - | [12 empty] | 250V | 90V | [23 empty] | 1 | https://www.unikeyic.com/media/about_us/Unikey_ISO_9001_Certification.pdf | https://www.unikeyic.com/products/flow-sensors/8750wdmt2a2ftha010ca1ndm4pdq4/580555374.html
8750WDMT2A2FTHA020CA1NDM4PDQ4 | Rosemount | 1: 3504.072 | Rosemount Magnetic Flow Meter flow meter, 8750W series, Maximum flow20000 Lift/minute, 90 → 250 V AC power |  | - | [12 empty] | 250V | 90V | [23 empty] | 1 | https://www.unikeyic.com/media/about_us/Unikey_ISO_9001_Certification.pdf | https://www.unikeyic.com/products/flow-sensors/8750wdmt2a2ftha020ca1ndm4pdq4/574333550.html
8750WDMT2A2FTHA030CA1NDM4PDQ4 | Rosemount | 1: 3685.5965 | Rosemount Magnetic Flow Meter flow meter, 8750W series, Maximum flow30000 Lift/minute, 90 → 250 V AC power |  | - | [12 empty] | 250V | 90V | [23 empty] | 1 | https://www.unikeyic.com/media/about_us/Unikey_ISO_9001_Certification.pdf | https://www.unikeyic.com/products/flow-sensors/8750wdmt2a2ftha030ca1ndm4pdq4/578430574.html
968-001 | Spec Sensors | 1: 50 | ±3% |  | ±3% |  |  |  |  | 15µA | [13 empty] | -40°C ~ 50°C | 0 V ~ 3 V |  |  | Bulk |  |  | 6136365 |  |  |  |  | - |  |  |  |  | 2.7V ~ 3.3V |  | 48 | https://www.unikeyic.com/media/pdf/HTMLDatasheet/spec-sensors/2c/d0/5cc0/968-001/2025/11/968-001-datasheet.pdf | https://www.unikeyic.com/products/flow-sensors/968-001/10883959.html
968-006 | Spec Sensors | 1: 50 | ±2% |  | ±2% |  |  |  |  | 15µA | [13 empty] | -40°C ~ 50°C | 0 V ~ 3 V |  |  | Bulk |  |  | 6136386 |  |  |  |  | - |  |  |  |  | 2.7V ~ 3.3V |  | 18 | https://www.unikeyic.com/media/pdf/HTMLDatasheet/spec-sensors/28/9a/2cbb/968-006/2025/11/968-006-datasheet.pdf | https://www.unikeyic.com/products/flow-sensors/968-006/35003904.html
968-008 | Spec Sensors | 1: 50 | ±2% |  | ±2% |  |  |  |  | 15µA | [13 empty] | -40°C ~ 50°C | 0 V ~ 3 V |  |  | Bulk |  |  | 6136390 |  |  |  |  | - |  |  |  |  | 2.7V ~ 3.3V |  | 4 | https://www.unikeyic.com/media/pdf/HTMLDatasheet/spec-sensors/10/ae/4887/968-008/2025/11/968-008-datasheet.pdf | https://www.unikeyic.com/products/flow-sensors/968-008/35039365.html
968-036 | Spec Sensors | 1: 150 | ±15% |  | ±15% |  |  |  |  | 4mA | [9 empty] | 1 (Unlimited) |  |  |  | -20°C ~ 40°C | USB |  |  | Bulk | [7 empty] | - |  |  |  |  | 2.6V ~ 3.6V |  | 10 | https://www.unikeyic.com/media/datasheet/68/97/c958/68/61033eae5917bd684acf48a81ef9079a.pdf | https://www.unikeyic.com/products/flow-sensors/968-036/35029500.html
AS1311FS1-M5-04 | SMC | 1: 18.4385 | SMC flow controller, ASseries, 90 L/minMaximum flow, -5°CMinimum operating temperature, 4 mmPipe diameter |  | - | [12 empty] | - | - |  | panel mount |  | -5℃~60℃ | [19 empty] | 2 | https://www.unikeyic.com/media/about_us/Unikey_ISO_9001_Certification.pdf | https://www.unikeyic.com/products/flow-sensors/as1311fs1-m5-04/244925.html
AS2002FS-04 | SMC | 1: 23.4322 | SMC flow controller, ASseries, 4.6 SCFMMaximum flow, -5°CMinimum operating temperature, 4 mmPipe diameter |  | - | [12 empty] | - | - |  | Bracket mounting |  | -5℃~60℃ | [19 empty] | 38 | https://www.unikeyic.com/media/about_us/Unikey_ISO_9001_Certification.pdf | https://www.unikeyic.com/products/flow-sensors/as2002fs-04/1118964.html
AS2301FS1-01-04S | SMC | 1: 24.4649 | SMC flow controller, ASseries, 180 L/minMaximum flow, -5°CMinimum operating temperature, 4 mmPipe diameter |  | - | [12 empty] | - | - |  | panel mount |  | -5℃~60℃ | [19 empty] | 4 | https://www.unikeyic.com/media/about_us/Unikey_ISO_9001_Certification.pdf | https://www.unikeyic.com/products/flow-sensors/as2301fs1-01-04s/30695498.html
AS2301FS1-01-06S | SMC | 1: 24.4649 | SMC flow controller, ASseries, 230 L/minMaximum flow, -5°CMinimum operating temperature, 6 mmPipe diameter |  | - | [12 empty] | - | - |  | panel mount |  | -5℃~60℃ | [19 empty] | 3 | https://www.unikeyic.com/media/about_us/Unikey_ISO_9001_Certification.pdf | https://www.unikeyic.com/products/flow-sensors/as2301fs1-01-06s/1257804.html
AS3301FS1-03-08S | SMC | 1: 31.7954 | SMC flow controller, ASseries, 790 L/minMaximum flow, -5°CMinimum operating temperature, 8 mmPipe diameter |  | - | [12 empty] | - | - |  | panel mount |  | -5℃~60℃ | [19 empty] | 21 | https://www.unikeyic.com/media/about_us/Unikey_ISO_9001_Certification.pdf | https://www.unikeyic.com/products/flow-sensors/as3301fs1-03-08s/29992555.html
AS6040-BQFM | ScioSense | 1: 11.4218 5: 10.3414 10: 9.9383 25: 9.4579 50: 9.1294 100: 8.8282 | ULTRASONIC FLOW CONVERTER | [6 empty] | 3.6 µA | [9 empty] | 3 (168 Hours) |  | Surface Mount |  | -40°C ~ 85°C (TA) |  |  | SPI |  |  |  | 17282639 |  |  |  |  | - | [6 empty] | 229 | https://www.unikeyic.com/media/about_us/Unikey_ISO_9001_Certification.pdf | https://www.unikeyic.com/products/flow-sensors/as6040-bqfm/982411051.html
ATS-FM-22 | Advanced Thermal Solutions | 1+: 115.776 5+: 103.8636 10+: 98.6472 20+: 96.7896 50+: 95.8608 | 0.04~1 LPM Liquid | [39 empty] | 0 | https://www.unikeyic.com/media/datasheet/94/17/9c58/94/41908bb9e691c585e40ea5c461fceac2.pdf | https://www.unikeyic.com/products/flow-sensors/ats-fm-22/34959397.html
ATS-FM-44 | Advanced Thermal Solutions | 1+: 157.2264 5+: 132.624 10+: 123.2604 20+: 117.2664 50+: 109.7604 | 1.5~25 LPM Liquid | [39 empty] | 25 | https://www.unikeyic.com/media/datasheet/c6/c7/2886/c6c728862e61e0f825b755eb085627c3.pdf | https://www.unikeyic.com/products/flow-sensors/ats-fm-44/11234798.html
ATS-FM-66 | Advanced Thermal Solutions | 1+: 139.1688 5+: 127.0944 10+: 120.042 20+: 118.7028 50+: 115.5708 | 2~60 LPM Liquid | [39 empty] | 10 | https://www.unikeyic.com/media/datasheet/c6/c7/2886/c6c728862e61e0f825b755eb085627c3.pdf | https://www.unikeyic.com/products/flow-sensors/ats-fm-66/10882567.html
ATS-FM-88 | Advanced Thermal Solutions | 1+: 172.1088 10+: 156.222 20+: 148.7484 50+: 145.9944 | Liquid Flow Sensor, 3~100 LPM | [39 empty] | 6 | https://www.unikeyic.com/media/datasheet/c6/c7/2886/c6c728862e61e0f825b755eb085627c3.pdf | https://www.unikeyic.com/products/flow-sensors/ats-fm-88/35036026.html
ATS-FM-M | Advanced Thermal Solutions | 10: 104.573 30: 100.2229 50: 98.3926 100: 96.0875 | 0.8~8 LPM liquid |  |  |  | ATS-FM |  |  |  |  | Liquid |  |  |  | Acetal Copolymer |  |  |  | Not Applicable |  |  |  | 0°C ~ 40°C |  |  |  | Bulk | Male, 1/4", 0.25" (6.35mm) NPT |  |  |  |  | 0.8 ~ 8 LPM |  | ATS |  | - | - |  |  |  | 12 | https://www.unikeyic.com/media/datasheet/c6/c7/2886/c6c728862e61e0f825b755eb085627c3.pdf | https://www.unikeyic.com/products/flow-sensors/ats-fm-m/35068263.html
AVFS-2 | Dwyer Instruments | 1: 514.6034 | AIR FLOW SW, SPST-NO, 3A, 250VAC, 30VDC; Flow Switch Type:SPST-NO; Flow Rate Min:-; Flow Rate Max:-; Operating Pressure Min:-; Operating Pressure Max:14.7psi; Supply Voltage Min:18VDC; Supply Voltage 82AK5950 |  | - | [12 empty] | - | - | [23 empty] | 45 | https://www.unikeyic.com/media/about_us/Unikey_ISO_9001_Certification.pdf | https://www.unikeyic.com/products/flow-sensors/avfs-2/681749795.html
AWM1200V | Honeywell | 1: 159.104 2: 156.167 4: 153.219 7: 150.271 50: 147.323 100: 138.666 | ±10 mBar 8V 15V air +/- 1 % Full Scale 54.4mm*15.5mm*31.5mm |  |  |  | AWM1200 |  |  |  |  | Air |  |  |  | Silicon |  |  |  | 1 (Unlimited) |  |  |  | -25°C ~ 85°C (TA) |  |  |  | Bulk | Male, 0.2" (5.08mm) |  | 14814244 |  |  | ±10 mBar |  | AWM1000 |  | - | 8V ~ 15V |  |  |  | 111 | https://www.unikeyic.com/media/datasheet/5b/74/9ec8/5b/21ea8f37d977a08fec09859ca1f78d3b.pdf | https://www.unikeyic.com/products/flow-sensors/awm1200v/11052409.html
AWM1300V | Honeywell | 1: 209.957 2: 206.063 3: 202.18 6: 198.286 | 1000 sccm~-600 sccm 8V 15V air +/- 1 % Full Scale |  |  |  | AWM1300 |  |  |  |  | Air |  |  |  | Silicon |  |  |  | 1 (Unlimited) |  |  |  | -25°C ~ 85°C (TA) |  |  |  | Bulk | Male, 0.2" (5.08mm) |  | 14809950 |  |  | 1000sccm ~ -600sccm |  | AWM1000 |  | - | 8V ~ 15V |  |  |  | 33 | https://www.unikeyic.com/media/datasheet/5b/74/9ec8/5b/21ea8f37d977a08fec09859ca1f78d3b.pdf | https://www.unikeyic.com/products/flow-sensors/awm1300v/34949269.html
AWM2100V | Honeywell | 1: 261.7596 5: 220.914 10: 205.3296 25: 188.2872 | Honeywell non-amplification air flow sensor, AWM2000 series, Media Monitoring (Dry Gas), Maximum flow200 cm³/min, 15 V DC power supply plastic, 25psigreatest pressure, 300 μArated_current |  |  |  | AWM2100 |  |  |  |  | Air |  |  |  | Silicon |  |  |  | 1 (Unlimited) |  |  |  | -25°C ~ 85°C (TA) |  |  |  | Bulk | Male, 0.2" (5.08mm) |  |  |  |  | ±200sccm |  | AWM2000 |  | - | 8V ~ 15V |  |  |  | 72 | https://www.unikeyic.com/media/datasheet/ba/99/3051/ba/4078b8b5921651f434af4578d3a889a9.pdf | https://www.unikeyic.com/products/flow-sensors/awm2100v/35051266.html
AWM2150V | Honeywell | 1: 276.3534 5: 258.6613 10: 252.0772 25: 244.2033 | ±30 sccm 8V 15V air +/- 0.35 % Reading 23.88mm*12.7mm*31.5mm |  |  |  | AWM2150 |  |  |  |  | Air |  |  |  | Silicon |  |  |  | 1 (Unlimited) |  |  |  | -25°C ~ 85°C (TA) |  |  |  | Bulk | Male, 0.2" (5.08mm) |  | 2552658 |  |  | ±30sccm |  | AWM2000 |  | - | 8V ~ 15V |  |  |  | 38 | https://www.unikeyic.com/media/datasheet/ba/99/3051/ba/4078b8b5921651f434af4578d3a889a9.pdf | https://www.unikeyic.com/products/flow-sensors/awm2150v/11233468.html
AWM2200V | Honeywell | 1: 175.054 2: 171.809 4: 168.564 7: 165.33 | ±10 mBar 8V 15V air +/- 0.35 % Reading 23.88mm*12.7mm*31.5mm |  |  |  | AWM2200 |  |  |  |  | Air |  |  |  | Silicon |  |  |  | 1 (Unlimited) |  |  |  | -25°C ~ 85°C (TA) |  |  |  | Bulk | Male, 0.2" (5.08mm) |  | 2552659 |  |  | ±10 mBar |  | AWM2000 |  | - | 8V ~ 15V |  |  |  | 47 | https://www.unikeyic.com/media/datasheet/39/4c/d098/cc/4261641068c85175aaf6e3c89cb6cc23.pdf | https://www.unikeyic.com/products/flow-sensors/awm2200v/11288465.html
AWM2300V | Honeywell | 1: 295.2816 5: 289.9128 10: 289.9128 25: 289.9128 50: 289.9128 100: 289.9128 | ±1000 sccm 8V 15V air +/- 1 % Reading 23.88mm*12.7mm*31.5mm |  |  |  | AWM2300 |  |  |  |  | Air |  |  |  | Silicon |  |  |  | 1 (Unlimited) |  |  |  | -25°C ~ 85°C (TA) |  |  |  | Bulk | Male, 0.2" (5.08mm) |  | 14783836 |  |  | ±1000sccm |  | AWM2000 |  | - | 8V ~ 15V |  |  |  | 13 | https://www.unikeyic.com/media/datasheet/ba/99/3051/ba/4078b8b5921651f434af4578d3a889a9.pdf | https://www.unikeyic.com/products/flow-sensors/awm2300v/35058647.html
AWM3100V | Honeywell | 1: 344.3042 5: 344.3042 10: 344.3042 | Honeywell AWM3000 series 200 cm³/min plastic dry gas air flow sensor, 25psigreatest pressure, 15 V DC power supply |  |  |  | AWM3100 |  |  |  |  | Air |  |  |  | Silicon |  |  |  | 1 (Unlimited) |  |  |  | -25°C ~ 85°C (TA) |  |  |  | Tube | Male, 0.2" (5.08mm) |  |  |  |  | 200sccm |  | AWM3000 |  | - | 8V ~ 15V |  |  |  | 4 | https://www.unikeyic.com/media/datasheet/76/0e/d1f3/76/2a554b0cd8e1f89edb5cf78ffff79b2d.pdf | https://www.unikeyic.com/products/flow-sensors/awm3100v/35003321.html
AWM3130V | Honeywell | 2: 94.094 3: 92.345 6: 90.607 12: 88.858 | 30.0 sccm 8V 15V air +/- 1 % Reading | [8 empty] | Air |  |  |  | Silicon |  |  |  | 1 (Unlimited) |  |  |  | -25°C ~ 85°C (TA) |  |  |  | Bulk | Male, 0.2" (5.08mm) |  | 14822109 |  |  | 30.0sccm |  | AWM3000 |  | - | 8V ~ 15V |  |  |  | 16 | https://www.unikeyic.com/media/datasheet/76/0e/d1f3/76/2a554b0cd8e1f89edb5cf78ffff79b2d.pdf | https://www.unikeyic.com/products/flow-sensors/awm3130v/35020169.html
AWM3150V | Honeywell | 1: 166.32 2: 163.24 4: 160.16 7: 157.08 | 30.0 sccm 8V 15V air +/- 1 % Reading 54.4mm*15.5mm*31.5mm |  |  |  | AWM3150 |  |  |  |  | Air |  |  |  | Silicon |  |  |  | 1 (Unlimited) |  |  |  | -25°C ~ 85°C (TA) |  |  |  | Bulk | Male, 0.2" (5.08mm) |  |  |  |  | 30.0sccm |  | AWM3000 |  | - | 8V ~ 15V |  |  |  | 17 | https://www.unikeyic.com/media/datasheet/76/0e/d1f3/76/2a554b0cd8e1f89edb5cf78ffff79b2d.pdf | https://www.unikeyic.com/products/flow-sensors/awm3150v/34962575.html
AWM3200V | Honeywell | 1: 166.606 | Honeywell Low flow sensitivity air flow sensor, Media monitoring gas, Maximum flow±1000 sccm, 8 → 15 V DC power supply silicon stamp |  |  |  | AWM3200 |  |  |  |  | Air |  |  |  | Silicon |  |  |  | 1 (Unlimited) |  |  |  | -25°C ~ 85°C (TA) |  |  |  | Bulk | Male, 0.2" (5.08mm) |  | 2552663 |  |  | ±5 mbar |  | AWM3000 |  | - | 8V ~ 15V |  |  |  | 1 | https://www.unikeyic.com/media/datasheet/76/0e/d1f3/76/2a554b0cd8e1f89edb5cf78ffff79b2d.pdf | https://www.unikeyic.com/products/flow-sensors/awm3200v/11261587.html
AWM3205V | Honeywell | 2: 86.416 4: 84.81 7: 83.215 13: 81.609 50: 80.014 100: 75.306 | 5 mbar 8V 15V air |  |  |  | AWM3205 |  |  |  |  | Air |  |  |  | Silicon |  |  |  | 1 (Unlimited) |  |  |  | -25°C ~ 85°C (TA) |  |  |  | Bulk | Male, 0.2" (5.08mm) |  | 2552665 |  |  | 5 mbar |  | AWM3000 |  | - | 8V ~ 15V |  |  |  | 171 | https://www.unikeyic.com/media/datasheet/76/0e/d1f3/76/2a554b0cd8e1f89edb5cf78ffff79b2d.pdf | https://www.unikeyic.com/products/flow-sensors/awm3205v/11056461.html
AWM3300V | Honeywell | 1: 162.822 2: 159.808 4: 156.794 7: 153.78 | Honeywell AWM3000 series 1000 cm³/min plastic dry gas air flow sensor, 25psigreatest pressure, 15 V DC power supply |  |  |  | AWM3300 |  |  |  |  | Air |  |  |  | Silicon |  |  |  | 1 (Unlimited) |  |  |  | -25°C ~ 85°C (TA) |  |  |  | Tube | Male, 0.2" (5.08mm) |  |  |  |  | 1000sccm |  | AWM3000 |  | - | 8V ~ 15V |  |  |  | 50 | https://www.unikeyic.com/media/datasheet/76/0e/d1f3/76/2a554b0cd8e1f89edb5cf78ffff79b2d.pdf | https://www.unikeyic.com/products/flow-sensors/awm3300v/35052571.html
AWM3303V | Honeywell | 5+: 275.7953 10+: 268.8417 25+: 260.5294 | ±1000 sccm, 8V-15V, Air, ±1% Reading, 30.48mm × 15.49mm × 31.5mm | [39 empty] | 53 | https://www.unikeyic.com/media/datasheet/76/0e/d1f3/76/2a554b0cd8e1f89edb5cf78ffff79b2d.pdf | https://www.unikeyic.com/products/flow-sensors/awm3303v/34604345.html
AWM42150VH | Honeywell | 5: 250.6605 10: 244.2494 25: 236.5833 | ±25 sccm 8V 15V air +/- 0.35 % Reading 30.2mm(height) |  |  |  | AWM42150 |  |  |  |  | Air |  |  |  | Silicon |  |  |  | 1 (Unlimited) |  |  |  | -40°C ~ 125°C (TA) |  |  |  | Bulk | Female, 0.19" (4.826mm) |  |  |  |  | ±25sccm |  | AWM40000 |  | - | 8V ~ 15V |  |  |  | 42 | https://www.unikeyic.com/media/datasheet/db/66/3980/db/dd7d5e07cddd83038e079cc81841f2cd.pdf | https://www.unikeyic.com/products/flow-sensors/awm42150vh/11046328.html
AWM42300V | Honeywell | 1: 149.545 | ±1000 sccm 8V 15V air +/- 0.5 % Reading 30.2mm(height) |  |  |  | AWM42300 |  |  |  |  | Air |  |  |  | Silicon |  |  |  | 1 (Unlimited) |  |  |  | -40°C ~ 125°C (TA) |  |  |  | Bulk | Female, 0.19" (4.826mm) |  |  |  |  | ±1000sccm |  | AWM40000 |  | - | 8V ~ 15V |  |  |  | 101 | https://www.unikeyic.com/media/datasheet/db/66/3980/db/dd7d5e07cddd83038e079cc81841f2cd.pdf | https://www.unikeyic.com/products/flow-sensors/awm42300v/34998389.html
AWM43300V | Honeywell | 1+: 164.802 2+: 161.744 4+: 158.697 7+: 155.639 50+: 152.592 100+: 143.616 | Honeywell AWM40000 Series 1000 cm³/s Plastic Dry Gas Flow Sensor, 150psi Max Pressure, 15V DC Supply | [39 empty] | 615 | https://www.unikeyic.com/media/datasheet/db/66/3980/db/dd7d5e07cddd83038e079cc81841f2cd.pdf | https://www.unikeyic.com/products/flow-sensors/awm43300v/22924349.html
AWM43300VH | Honeywell | 5: 73.6462 200: 64.4405 500: 59.8376 1,000: 55.2347 | 0~1000 SCCM 9V 15V air ±0.5 30.48mm(Length)*30.23mm(height) |  |  |  | AWM43300 |  |  |  |  | Air |  |  |  | - |  |  |  | 1 (Unlimited) |  |  |  | -25°C ~ 85°C (TA) |  |  |  | Bulk | Male, 0.246” (6.248mm) Tube, Dual |  |  |  |  | 0 ~ 1000SCCM |  | AWM40000 |  | - | 9V ~ 15V |  |  |  | 451 | https://www.unikeyic.com/media/pdf/PCNAssemblyOrigin/honeywell/4d/8d/301e/hafuhm0020l4axt/2025/12/Announcement-PUN-16-05-Sensor-Process-Migration.pdf | https://www.unikeyic.com/products/flow-sensors/awm43300vh/17606.html
AWM43600V-2 | Honeywell | 1: 263.1204 5: 246.1212 10: 244.674 | 6 SLPM, 8V, 15V, Air, ±1% Reading |  |  |  | AWM43600 |  |  |  |  | Air |  |  |  | Silicon |  |  |  | 1 (Unlimited) |  |  |  | -25°C ~ 85°C (TA) |  |  |  | Box | Female, 0.19" (4.826mm) |  | 10285892 |  |  | 6 SLPM |  | AWM40000 |  | - | 8V ~ 15V |  |  |  | 196 | https://www.unikeyic.com/media/datasheet/db/66/3980/db/dd7d5e07cddd83038e079cc81841f2cd.pdf | https://www.unikeyic.com/products/flow-sensors/awm43600v-2/10894868.html
AWM5101VN | Honeywell | 1: 194.139 2: 190.553 | Honeywell AWM5000 series 5 SLPM plastic dry gas air flow sensor, 50psigreatest pressure, 15 V DC power supply |  |  |  | AWM5101 |  |  |  |  | Air |  |  |  | Silicon |  |  |  | 1 (Unlimited) |  |  |  | -20°C ~ 70°C (TA) |  |  |  | Bulk | Male, 1/4" (6.35mm) 18 NPT |  |  |  |  | 0 ~ 5 SLPM |  | AWM5000 |  | - | 8V ~ 15V |  |  |  | 2 | https://www.unikeyic.com/media/datasheet/03/9f/453a/03/e3f00fc2de4805275caa6e61623036fe.pdf | https://www.unikeyic.com/products/flow-sensors/awm5101vn/11122974.html
AWM5102VN | Honeywell | 5: 288.5225 10: 281.2988 25: 272.662 | Honeywell AWM5000 series 10 SLPM plastic dry gas air flow sensor, 50psigreatest pressure, 15 V DC power supply |  |  |  | AWM5102 |  |  |  |  | Air |  |  |  | Silicon |  |  |  | 1 (Unlimited) |  |  |  | -20°C ~ 70°C (TA) |  |  |  | Bulk | Male, 1/4", 0.25" (6.35mm) NPT |  | 1880610 |  |  | 0 ~ 10 SLPM |  | AWM5000 |  | - | 8V ~ 15V |  |  |  | 114 | https://www.unikeyic.com/media/datasheet/03/9f/453a/03/e3f00fc2de4805275caa6e61623036fe.pdf | https://www.unikeyic.com/products/flow-sensors/awm5102vn/34955801.html
AWM5103VA | Honeywell | 1: 465.3897 | Honeywell High Flow Mass air flow sensor, AWM 5000 series, Media monitoring air, Maximum flow15 L/min, 5 VPower |  |  |  | AWM5103 | [12 empty] | 1 (Unlimited) | [7 empty] | Bulk | [7 empty] | * | [6 empty] | 14 | https://www.unikeyic.com/media/about_us/Unikey_ISO_9001_Certification.pdf | https://www.unikeyic.com/products/flow-sensors/awm5103va/34949878.html
AWM5104VA | Honeywell | 1: 228.602 2: 224.378 3: 220.143 5: 215.908 | 0~20 SLPM 8V 15V air +/- 0.5 % Reading 163.1mm*35.56mm*32.26mm |  |  |  | AWM5104 |  |  |  |  | Air |  |  |  | Silicon |  |  |  | 1 (Unlimited) |  |  |  | -20°C ~ 70°C (TA) |  |  |  | Bulk | Male, 1/4" (6.35mm) 18 NPT |  | 2552559 |  |  | 0 ~ 20 SLPM |  | AWM5000 |  | - | 8V ~ 15V |  |  |  | 33 | https://www.unikeyic.com/media/datasheet/03/9f/453a/03/e3f00fc2de4805275caa6e61623036fe.pdf | https://www.unikeyic.com/products/flow-sensors/awm5104va/11147506.html
AWM5104VN | Honeywell | 1: 435.6561 | Honeywell AWM5000 series 20 SLPM plastic dry gas air flow sensor, 50psigreatest pressure, 15 V DC power supply |  |  |  | AWM5104 |  |  |  |  | Air |  |  |  | Silicon |  |  |  | 1 (Unlimited) |  |  |  | -20°C ~ 70°C (TA) |  |  |  | Bulk | Male, 1/4", 0.25" (6.35mm) NPT |  | 1249029 |  |  | 0 ~ 20 SLPM |  | AWM5000 |  | - | 8V ~ 15V |  |  |  | 18 | https://www.unikeyic.com/media/datasheet/03/9f/453a/03/e3f00fc2de4805275caa6e61623036fe.pdf | https://www.unikeyic.com/products/flow-sensors/awm5104vn/7997.html
AWM720P1 | Honeywell | 1+: 182.798 2+: 179.41 | Honeywell AWM700 Series 200 SLPM Plastic Dry Gas Flow Sensor 25psi Max 15 VDC | [39 empty] | 2 | https://www.unikeyic.com/media/datasheet/43/a5/b09e/43/7327c56a40954d0c3145bc92cb73cd04.pdf | https://www.unikeyic.com/products/flow-sensors/awm720p1/11077733.html
AWM730B5 | Honeywell | 1+: 177.716 2+: 174.427 4+: 171.127 7+: 167.838 | 0~300 SLPM 9V 15V Air ±2% Full Scale | [39 empty] | 37 | https://www.unikeyic.com/media/datasheet/43/a5/b09e/43/7327c56a40954d0c3145bc92cb73cd04.pdf | https://www.unikeyic.com/products/flow-sensors/awm730b5/34999914.html
AWM730P1 | Honeywell | 1: 170.764 2: 167.596 4: 164.439 7: 161.271 50: 158.114 | Air Flow Sensor |  |  |  | AWM730 |  |  |  |  | - |  |  |  | - |  |  |  | 1 (Unlimited) |  |  |  | - |  |  |  | Bulk | - |  | 3538582 |  |  | - |  | AWM700 |  | - | - |  |  |  | 99 | https://www.unikeyic.com/media/pdf/PCNAssemblyOrigin/honeywell/4d/8d/301e/hafuhm0020l4axt/2025/12/Announcement-PUN-16-05-Sensor-Process-Migration.pdf | https://www.unikeyic.com/products/flow-sensors/awm730p1/11027012.html
AWM92100V | Honeywell | 2: 66.363 5: 65.131 9: 63.899 17: 62.678 100: 61.446 650: 49.918 | Honeywell air mass flow air flow sensor, AWM90000 series, media monitoring liquid, Maximum flow200 cubic centimeters / M, 8 → 15 v DC power supply, 172kPagreatest pressure |  |  |  | AWM92100 |  |  |  |  | Air |  |  |  | Silicon |  |  |  | 1 (Unlimited) |  |  |  | -25°C ~ 85°C (TA) |  |  |  | Tube | Male, 0.210" (5.334mm) |  | 1249030 |  |  | ±200sccm |  | AWM90000 |  | - | 8V ~ 15V |  |  |  | 905 | https://www.unikeyic.com/media/datasheet/5b/74/9ec8/5b/21ea8f37d977a08fec09859ca1f78d3b.pdf | https://www.unikeyic.com/products/flow-sensors/awm92100v/10992198.html
B59050Z0206A031 | TDK | 10: 2.3175 100: 2.1002 500: 1.97 1,000: 1.9 2,000: 1.8467 | ULTRASONIC SENSOR DISK, 300PF, 2MHZ; |  |  |  |  | - | [5 empty] | - | [5 empty] | 1 (Unlimited) |  |  |  | -40°C ~ 160°C |  |  |  | Tray | [7 empty] | - |  |  |  | - |  |  | 99 | https://www.unikeyic.com/media/datasheet/eb/b3/63b4/eb/8efe0c55874361852a8117a1d40f5047.pdf | https://www.unikeyic.com/products/flow-sensors/b59050z0206a031/35036646.html
BLD01 | SGX Sensortech | 5: 48.7403 10: 41.8643 20: 41.038 | gas sensor IC, Applied to Automotive, Hydrogen detection, accuracy-10 → 10% |  | -10 to 10 % | Automotive | [8 empty] | 39mm*35mm*27mm |  |  | 18V | - |  | PCB mounting |  | -40℃~85℃ | [19 empty] | 6 | https://www.unikeyic.com/media/about_us/Unikey_ISO_9001_Certification.pdf | https://www.unikeyic.com/products/flow-sensors/bld01/14346633.html
BLD02 | SGX Sensortech | 5: 35.7185 10: 35.0026 20: 32.2039 | gas sensor IC, Applied to Automotive, carbon monoxide Hydrogen sulfide detection, accuracy-10 → 10% |  | -10 to 10 % | Automotive | [8 empty] | 39mm*35mm*27mm |  |  | 18V | - |  | PCB mounting |  | -40℃~85℃ | [19 empty] | 14 | https://www.unikeyic.com/media/about_us/Unikey_ISO_9001_Certification.pdf | https://www.unikeyic.com/products/flow-sensors/bld02/13240702.html
CAFS3000-1000ml/min-IV-A | CONSENSIC | 1: 49.9466 10: 47.4718 30: 46.3469 100: 44.9969 |  |  | - | [12 empty] | - | - | [24 empty] | https://www.unikeyic.com/media/about_us/Unikey_ISO_9001_Certification.pdf | https://www.unikeyic.com/products/flow-sensors/cafs3000-1000ml-min-iv-a/985941989.html
CAFS3000-100ml/min-IV-A | CONSENSIC | 1: 49.9466 10: 47.4718 30: 46.3469 100: 44.9969 |  |  | - | [12 empty] | - | - | [24 empty] | https://www.unikeyic.com/media/about_us/Unikey_ISO_9001_Certification.pdf | https://www.unikeyic.com/products/flow-sensors/cafs3000-100ml-min-iv-a/987809688.html
CAFS3000-3000ml/min-IV-A | CONSENSIC | 1: 49.9466 10: 47.4718 30: 46.3469 100: 44.9969 |  |  | - | [12 empty] | - | - | [24 empty] | https://www.unikeyic.com/media/about_us/Unikey_ISO_9001_Certification.pdf | https://www.unikeyic.com/products/flow-sensors/cafs3000-3000ml-min-iv-a/988789436.html
CAFS3000-500ml/min-IV-A | CONSENSIC | 1: 49.9466 10: 47.4718 30: 46.3469 100: 44.9969 |  |  | - | [12 empty] | - | - | [24 empty] | https://www.unikeyic.com/media/about_us/Unikey_ISO_9001_Certification.pdf | https://www.unikeyic.com/products/flow-sensors/cafs3000-500ml-min-iv-a/986794429.html
CAFS4000-100L/min-IV-A | CONSENSIC | 1: 49.9466 10: 47.4718 30: 46.3469 100: 44.9969 |  |  | - | [12 empty] | - | - | [24 empty] | https://www.unikeyic.com/media/about_us/Unikey_ISO_9001_Certification.pdf | https://www.unikeyic.com/products/flow-sensors/cafs4000-100l-min-iv-a/985886409.html
CAFS4000-200L/min-IV-A | CONSENSIC | 1: 49.9466 10: 47.4718 30: 46.3469 100: 44.9969 |  |  | - | [12 empty] | - | - | [24 empty] | https://www.unikeyic.com/media/about_us/Unikey_ISO_9001_Certification.pdf | https://www.unikeyic.com/products/flow-sensors/cafs4000-200l-min-iv-a/984228769.html
CAFS4000-300L/min-IV-A | CONSENSIC | 1: 49.9466 10: 47.4718 30: 46.3469 100: 44.9969 |  |  | - | [12 empty] | - | - | [24 empty] | https://www.unikeyic.com/media/about_us/Unikey_ISO_9001_Certification.pdf | https://www.unikeyic.com/products/flow-sensors/cafs4000-300l-min-iv-a/988444897.html
CAFS4000-50L/min-IV-A | CONSENSIC | 1: 49.9466 10: 47.4718 30: 46.3469 100: 44.9969 |  |  | - | [12 empty] | - | - | [24 empty] | https://www.unikeyic.com/media/about_us/Unikey_ISO_9001_Certification.pdf | https://www.unikeyic.com/products/flow-sensors/cafs4000-50l-min-iv-a/988097019.html
CAFS5008B-100L/min-IV-A | CONSENSIC | 1: 79.9146 10: 75.9549 30: 74.155 100: 71.9951 |  |  | - | [12 empty] | - | - | [24 empty] | https://www.unikeyic.com/media/about_us/Unikey_ISO_9001_Certification.pdf | https://www.unikeyic.com/products/flow-sensors/cafs5008b-100l-min-iv-a/985179612.html
CAFS5008B-200L/min-IV-A | CONSENSIC | 1: 79.9146 10: 75.9549 30: 74.155 100: 71.9951 |  |  | - | [12 empty] | - | - | [24 empty] | https://www.unikeyic.com/media/about_us/Unikey_ISO_9001_Certification.pdf | https://www.unikeyic.com/products/flow-sensors/cafs5008b-200l-min-iv-a/984791061.html
CAFS5008B-300L/min-IV-A | CONSENSIC | 1: 79.9146 10: 75.9549 30: 74.155 100: 71.9951 |  |  | - | [12 empty] | - | - | [24 empty] | https://www.unikeyic.com/media/about_us/Unikey_ISO_9001_Certification.pdf | https://www.unikeyic.com/products/flow-sensors/cafs5008b-300l-min-iv-a/987620296.html
CAFS5008B-50L/min-IV-A | CONSENSIC | 1: 79.9146 10: 75.9549 30: 74.155 100: 71.9951 |  |  | - | [12 empty] | - | - | [24 empty] | https://www.unikeyic.com/media/about_us/Unikey_ISO_9001_Certification.pdf | https://www.unikeyic.com/products/flow-sensors/cafs5008b-50l-min-iv-a/985513249.html
CAFS6002-1000mL/min-IV-A | CONSENSIC | 1: 49.9466 10: 47.4718 30: 46.3469 100: 44.9969 |  |  | - | [12 empty] | - | - | [24 empty] | https://www.unikeyic.com/media/about_us/Unikey_ISO_9001_Certification.pdf | https://www.unikeyic.com/products/flow-sensors/cafs6002-1000ml-min-iv-a/984400439.html
CAFS6002-100ml/min-IV- | CONSENSIC | 1: 49.9466 10: 47.4718 30: 46.3469 100: 44.9969 |  |  | - | [12 empty] | - | - | [24 empty] | https://www.unikeyic.com/media/about_us/Unikey_ISO_9001_Certification.pdf | https://www.unikeyic.com/products/flow-sensors/cafs6002-100ml-min-iv/985868190.html
CAFS6002-10L/min-IV-A | CONSENSIC | 1: 49.9466 10: 47.4718 30: 46.3469 100: 44.9969 |  |  | - | [12 empty] | - | - | [24 empty] | https://www.unikeyic.com/media/about_us/Unikey_ISO_9001_Certification.pdf | https://www.unikeyic.com/products/flow-sensors/cafs6002-10l-min-iv-a/986369702.html
CAFS6002-5L/min-IV-A | CONSENSIC | 1: 49.9466 10: 47.4718 30: 46.3469 100: 44.9969 |  |  | - | [12 empty] | - | - | [24 empty] | https://www.unikeyic.com/media/about_us/Unikey_ISO_9001_Certification.pdf | https://www.unikeyic.com/products/flow-sensors/cafs6002-5l-min-iv-a/987915118.html
CD34CNFLFNCP2 | Carlo Gavazzi | 1: 110.825 5: 105.281 10: 101.959 | Level Sensors - Industrial CAP LEVEL FOREGROUND SUP. PL NPN N.C. CAB | [5 empty] | 100 mA | [7 empty] | Polybutylene Terephthalate (PBT) |  |  | Not Applicable |  | Flange Mount |  | -25°C ~ 80°C |  | NPN | Switch | Bulk | [7 empty] | - | - |  |  |  |  | 10V ~ 30V | 10 | https://www.unikeyic.com/media/datasheet/98/d9/73f9/98/4dd3f4d21b53b19976a43d611d11f422.pdf | https://www.unikeyic.com/products/flow-sensors/cd34cnflfncp2/11079958.html
CD34CNFLFNCT5 | Carlo Gavazzi | 5+: 109.2273 10+: 105.7779 25+: 102.329 | Switch NPN | [39 empty] | 5 | https://www.unikeyic.com/media/datasheet/98/d9/73f9/98/4dd3f4d21b53b19976a43d611d11f422.pdf | https://www.unikeyic.com/products/flow-sensors/cd34cnflfnct5/34987490.html
CD34CNFLFNOP2 | Carlo Gavazzi |  | SENSOR LEVEL LIQ SWITCH NPN | [5 empty] | 100 mA | [7 empty] | Polybutylene Terephthalate (PBT) |  |  | Not Applicable |  | Flange Mount |  | -25°C ~ 80°C |  | NPN | Switch | Bulk |  |  | 8627430 |  |  |  |  | - | - |  |  |  |  | 10V ~ 30V |  | https://www.unikeyic.com/media/datasheet/98/d9/73f9/98/4dd3f4d21b53b19976a43d611d11f422.pdf | https://www.unikeyic.com/products/flow-sensors/cd34cnflfnop2/11096510.html
CD34CNFLFNOT5 | Carlo Gavazzi | 1: 114.9763 5: 109.2273 10: 105.7779 25: 102.329 | Switch NPN | [5 empty] | 100 mA | [7 empty] | Polybutylene Terephthalate (PBT) |  |  | Not Applicable |  | Flange Mount |  | -25°C ~ 80°C |  | NPN | Switch | Bulk | [7 empty] | - | - |  |  |  |  | 10V ~ 30V | 5 | https://www.unikeyic.com/media/datasheet/98/d9/73f9/98/4dd3f4d21b53b19976a43d611d11f422.pdf | https://www.unikeyic.com/products/flow-sensors/cd34cnflfnot5/10881514.html
CD50CNF05NO | Carlo Gavazzi | 5: 47.7864 10: 46.2778 25: 44.7689 | Level Sensors Capacitive Level Detector | [5 empty] | 50 mA | [7 empty] | Polyphenylene (PPO), Polystyrene (PPE) |  |  | Not Applicable |  | - |  | 0°C ~ 60°C |  | Open Collector | Switch | Box | [7 empty] | - | 0.197" (5mm) |  |  |  |  | 5V | 39 | https://www.unikeyic.com/media/about_us/Unikey_ISO_9001_Certification.pdf | https://www.unikeyic.com/products/flow-sensors/cd50cnf05no/10882809.html
CH201-00ABR | InvenSense | 50: 11.0213 100: 10.8154 250: 10.6095 | InvenSense Proximity sensors IC, Chirpseries, 200 → 5000mmsensing_distance |  | - | Industrial |  |  |  |  | CH201-00ABR InvenSense |  |  |  | 3.5mm*3.5mm*1.26mm |  |  | 1.98V | 1.62V |  | SMD mount |  | -40℃~85℃ | [19 empty] | 349 | https://www.unikeyic.com/media/datasheet/f7/7a/766a/f7/3739de9ff429eb31bb161adc8dee7e9b.pdf | https://www.unikeyic.com/products/flow-sensors/ch201-00abr/11019565.html
CLH5 | Carlo Gavazzi | 1: 137.5609 5: 130.6837 10: 126.5567 25: 122.4295 | SENSOR LEVEL LIQ | [13 empty] | Polypropylene (PP) |  |  | Not Applicable |  | Panel Mount |  | -20°C ~ 90°C |  | - | - | Bag |  |  | 7696341 |  |  |  |  | - | - |  |  |  |  | - | 2 | https://www.unikeyic.com/media/datasheet/aa/5f/7b74/aa/5d44c96dde2348c5754176c1c9a0091f.pdf | https://www.unikeyic.com/products/flow-sensors/clh5/11056640.html
CTANK-M510 | DIGI International | 1: 814.7088 | Cellular-Enabled Tank | [5 empty] | 1.3 A | [7 empty] | Polybutylene Terephthalate (PBT) |  |  | 1 (Unlimited) |  | Male 1" (25.4mm) NPT |  | -30°C ~ 65°C |  | CDMA, 3G GSM | Cellular | Bulk |  |  | 4495115 | [5 empty] | - |  |  |  |  | 7.2V | 1 | https://www.unikeyic.com/media/datasheet/c1/00/3e15/c1/459a26ba4aa8964dd88e40ed0cb86a7e.pdf | https://www.unikeyic.com/products/flow-sensors/ctank-m510/11110080.html
D6F-10A61-000 | OMRON | 1: 312.8871 5: 307.1982 10: 307.1982 | 0~10 LPM 10.8V 26.4V air ±3% 78mm*30mm*30mm |  |  |  | D6F-10 |  |  |  |  | Air |  |  |  | Thermoplastic resin |  |  |  | 1 (Unlimited) |  |  |  | -10°C ~ 60°C (TA) |  |  |  | Bulk | - |  | 2755166 |  |  | 0 ~ 10 LPM |  | D6F |  | - | 10.8V ~ 26.4V |  |  |  | 14 | https://www.unikeyic.com/media/datasheet/f7/76/da1c/f7/5b38ec69c9d8a9901676dc3db25895d3.pdf | https://www.unikeyic.com/products/flow-sensors/d6f-10a61-000/34974668.html
D6F-20A6-000 | OMRON | 1+: 339.0444 5+: 266.3064 10+: 264.3624 | Omron D6F Series Air Flow Sensor, Air Medium, Max Flow 20 L/min, 26.4 V DC | [39 empty] | 2 | https://www.unikeyic.com/media/datasheet/f7/76/da1c/f7/5b38ec69c9d8a9901676dc3db25895d3.pdf | https://www.unikeyic.com/products/flow-sensors/d6f-20a6-000/11344742.html
D6F-W01A1 | OMRON | 1: 125.5118 | Omron air flow sensor, -10°CMinimum operating temperature |  |  |  | D6F-W |  |  |  |  | Air |  |  |  | PPS |  |  |  | Not Applicable |  |  |  | -10°C ~ 60°C (TA) |  |  |  | Box | 0.10" x 0.20" (2.6mm x 5mm) |  |  |  |  | 0 ~ 1 m/s |  | D6F |  | - | 10.8V ~ 26.4V |  |  |  | 92 | https://www.unikeyic.com/media/datasheet/b8/17/6f8f/b8/572b7082a44f0682348234d6092f3598.pdf | https://www.unikeyic.com/products/flow-sensors/d6f-w01a1/35001356.html
D6F-W04A1 | OMRON | 1: 130.3354 | Omron flow controller, -10°CMinimum operating temperature |  |  |  | D6F-W |  |  |  |  | Air |  |  |  | PPS |  |  |  | Not Applicable |  |  |  | -10°C ~ 60°C (TA) |  |  |  | Box | 0.10" x 0.20" (2.6mm x 5mm) |  |  |  |  | 0 ~ 4 m/s |  | D6F |  | - | 10.8V ~ 26.4V |  |  |  | 54 | https://www.unikeyic.com/media/datasheet/b8/17/6f8f/b8/572b7082a44f0682348234d6092f3598.pdf | https://www.unikeyic.com/products/flow-sensors/d6f-w04a1/11121783.html
D6F10A5000 | OMRON | 1: 199.782 | Omron mass flow controller, 0 → 10 L/minMaximum flow, -10°CMinimum operating temperature |  |  |  | D6F-10 |  |  |  |  | Air |  |  |  | Thermoplastic resin / Aluminum alloy |  |  |  | Not Applicable |  |  |  | -10°C ~ 60°C (TA) |  |  |  | Bulk | 0.196" (5mm) |  | 710495 |  |  | 0 ~ 10 LPM |  | D6F |  | - | 10.8V ~ 26.4V |  |  |  | 1 | https://www.unikeyic.com/media/datasheet/f7/76/da1c/f7/5b38ec69c9d8a9901676dc3db25895d3.pdf | https://www.unikeyic.com/products/flow-sensors/d6f10a5000/35070498.html
D6F50A6000 | OMRON | 1: 430.0922 5: 430.0922 10: 430.0922 | Omron air Flow Sensors, D6F series, Media monitoring air, Maximum flow50 L/min, 26.4 V DC power supply |  |  |  | D6F-50 |  |  |  |  | Air |  |  |  | Thermoplastic resin / Aluminum alloy |  |  |  | 1 (Unlimited) |  |  |  | -10°C ~ 60°C (TA) |  |  |  | Box | 1/4", 0.25" (6.35mm) RC |  | 1278847 |  |  | 0 ~ 50 LPM |  | D6F |  | - | 10.8V ~ 26.4V |  |  |  | 1 | https://www.unikeyic.com/media/datasheet/bf/89/e6b1/bf89e6b1ef71ef8f0e53b9b600b4648c.pdf | https://www.unikeyic.com/products/flow-sensors/d6f50a6000/11344709.html
D6FP0001A1 | OMRON | 2: 50.996 5: 41.932 | 0~0.1 LPM 4.75V 9.45V air ±5% 35mm*17.2mm*27.2mm |  |  |  | D6F-P0001 |  |  |  |  | Air |  |  |  | PBT Plastic |  |  |  | 1 (Unlimited) |  |  |  | -33°C ~ 75°C (TA) |  |  |  | Box | - |  | 2567161 |  |  | 0 ~ 0.1 LPM |  | D6F |  | - | 4.75V ~ 9.45V |  |  |  | 8 | https://www.unikeyic.com/media/datasheet/2d/0a/8992/2d/cf16944fcbc7b77cf3785afd4ec12fd8.pdf | https://www.unikeyic.com/products/flow-sensors/d6fp0001a1/35050928.html
D6FP0010A1 | OMRON | 1: 110.708 | Omron air Flow Sensors, D6F series, Media monitoring air, Maximum flow1 L/min, 10 V DC power supply |  |  |  | D6F-P0010 |  |  |  |  | Air |  |  |  | PBT Plastic |  |  |  | Not Applicable |  |  |  | -10°C ~ 60°C (TA) |  |  |  | Bulk | - |  |  |  |  | 0 ~ 1 LPM |  | D6F |  | - | 4.75V ~ 9.45V |  |  |  | 116 | https://www.unikeyic.com/media/datasheet/2d/0a/8992/2d/cf16944fcbc7b77cf3785afd4ec12fd8.pdf | https://www.unikeyic.com/products/flow-sensors/d6fp0010a1/35013634.html
D6FP0010A2 | OMRON | 1: 96.9728 | Omron air Flow Sensors, D6F series, Media monitoring air, Maximum flow1 L/min, 10 V DC power supply |  |  |  | D6F-P0010 |  |  |  |  | Air |  |  |  | PBT Plastic |  |  |  | Not Applicable |  |  |  | -10°C ~ 60°C (TA) |  |  |  | Bulk | - |  | 1755896 |  |  | 0 ~ 1 LPM |  | D6F |  | - | 4.75V ~ 9.45V |  |  |  | 208 | https://www.unikeyic.com/media/datasheet/7d/71/d085/7d/4a6e9ec57d9ba6283b53bd42f8fcd8b0.pdf | https://www.unikeyic.com/products/flow-sensors/d6fp0010a2/34939956.html
D6FP0010AM2 | OMRON | 1: 69.641 5: 61.0632 10: 58.4712 25: 55.7064 50: 53.4492 100: 53.2548 | Omron air Flow Sensors, D6F series, Media monitoring air, Maximum flow1 L/min, 10 V DC power supply |  |  |  | D6F-P0010 |  |  |  |  | Air |  |  |  | PBT Plastic |  |  |  | 1 (Unlimited) |  |  |  | -10°C ~ 60°C (TA) |  |  |  | Tray | - |  |  |  |  | 0 ~ 1 LPM |  | D6F |  | - | 4.75V ~ 9.45V |  |  |  | 28 | https://www.unikeyic.com/media/datasheet/bf/89/e6b1/bf89e6b1ef71ef8f0e53b9b600b4648c.pdf | https://www.unikeyic.com/products/flow-sensors/d6fp0010am2/35046596.html
D6FV03A1 | OMRON | 1: 36.2314 5: 36.2314 10: 35.5844 | Omron air Flow Sensors, D6F series, Media monitoring air, Maximum flow3 L/min, 12 V DC power supply |  |  |  | D6F-V |  |  |  |  | Air |  |  |  | Thermoplastic resin |  |  |  | Not Applicable |  |  |  | -10°C ~ 60°C (TA) |  |  |  | Box | 2mm x 3mm |  | 1277558 |  |  | 0 ~ 3 m/s |  | D6F |  | - | 3.15V ~ 9.45V |  |  |  | 358 | https://www.unikeyic.com/media/datasheet/bf/89/e6b1/bf89e6b1ef71ef8f0e53b9b600b4648c.pdf | https://www.unikeyic.com/products/flow-sensors/d6fv03a1/10935751.html
D6FW10A1 | OMRON | 1: 83.017 4: 73.128 5: 68.255 | Omron air Flow Sensors, D6F series, Media monitoring air, Maximum flow10 L/min, 26.4 V DC power supply |  |  |  | D6F-W |  |  |  |  | Air |  |  |  | PPS |  |  |  | 1 (Unlimited) |  |  |  | -10°C ~ 60°C (TA) |  |  |  | Tray | 0.10" x 0.20" (2.6mm x 5mm) |  | 2410632 |  |  | 0 ~ 10 m/s |  | D6F |  | - | 10.8V ~ 26.4V |  |  |  | 5 | https://www.unikeyic.com/media/datasheet/b8/17/6f8f/b8/572b7082a44f0682348234d6092f3598.pdf | https://www.unikeyic.com/products/flow-sensors/d6fw10a1/11194230.html
DMA15-AAAAA1 | ENDRESS+HAUSER | 1: 625.4486 5: 625.4486 10: 625.4486 25: 625.4486 50: 625.4486 | Endress+Hauser conductive liquid flow meter, Picomag series, media monitoring liquid, Maximum flow35 L/min, 18 →30 V DC power supply | [8 empty] | Liquid |  |  |  | Stainless Steel |  |  |  | 1 (Unlimited) |  |  |  | -10°C ~ 60°C (TA) |  |  |  | Box | G Male Thread |  |  |  |  | 0.05 ~ 35L/min |  | Picomag |  | 4mA ~ 20mA, 2V ~ 10V, NPN, PNP, Pulse | 18V ~ 30V |  |  |  | 13 | https://www.unikeyic.com/media/about_us/Unikey_ISO_9001_Certification.pdf | https://www.unikeyic.com/products/flow-sensors/dma15-aaaaa1/251823288.html
DMA15-AAABA1 | ENDRESS+HAUSER | 1: 612.1336 5: 612.1336 10: 612.1336 25: 612.1336 50: 612.1336 100: 612.1336 | Endress+Hauser conductive liquid flow meter, Picomag series, media monitoring liquid, Maximum flow35 L/min, 18 →30 V DC power supply | [8 empty] | Liquid |  |  |  | Stainless Steel |  |  |  | 1 (Unlimited) |  |  |  | -10°C ~ 60°C (TA) |  |  |  | Box | G Male Thread |  |  |  |  | 0.05 ~ 35L/min |  | Picomag |  | 4mA ~ 20mA, 2V ~ 10V, NPN, PNP, Pulse | 18V ~ 30V |  |  |  | 1 | https://www.unikeyic.com/media/about_us/Unikey_ISO_9001_Certification.pdf | https://www.unikeyic.com/products/flow-sensors/dma15-aaaba1/247836596.html
DMA15-AAACA1 | ENDRESS+HAUSER | 1: 620.0535 5: 620.0535 10: 620.0535 25: 620.0535 50: 620.0535 | FLOW METER, 0.05-35L/MIN, 18-30V, 1/2"; |  | - | [5 empty] | DMA15-AAACA1 ENDRESS+HAUSER | [6 empty] | - | - |  |  |  | -10℃~60℃ | [8 empty] | Compliant | boxed | [9 empty] | 5 | https://www.unikeyic.com/media/datasheet/7e/ab/4587/7e/f343b9df759d565c3c54786dcee81c8e.pdf | https://www.unikeyic.com/products/flow-sensors/dma15-aaaca1/692670683.html
DMA20-AAAAA1 | ENDRESS+HAUSER | 1: 733.6238 5: 733.6238 10: 733.6238 25: 733.6238 50: 733.6238 | Endress+Hauser conductive liquid flow meter, DMA2 series, media monitoring liquid, Maximum flow75 L/min, 18 →30 V DC power supply | [8 empty] | Liquid |  |  |  | Stainless Steel |  |  |  | 1 (Unlimited) |  |  |  | -10°C ~ 60°C (TA) |  |  |  | Box | G Male Thread |  | 17140769 |  |  | 0.1 ~ 75L/min |  | Picomag |  | 4mA ~ 20mA, 2V ~ 10V, NPN, PNP, Pulse | 18V ~ 30V |  |  |  | 4 | https://www.unikeyic.com/media/about_us/Unikey_ISO_9001_Certification.pdf | https://www.unikeyic.com/products/flow-sensors/dma20-aaaaa1/247846583.html
DMA20-AAABA1 | ENDRESS+HAUSER | 1: 1203.2105 5: 1203.2105 10: 1203.2105 | Endress+Hauser conductive liquid flow meter, DMA2 series, media monitoring liquid, Maximum flow75 L/min, 18 →30 V DC power supply | [8 empty] | Liquid |  |  |  | Stainless Steel |  |  |  | 1 (Unlimited) |  |  |  | -10°C ~ 60°C (TA) |  |  |  | Box | G Male Thread |  |  |  |  | 0.1 ~ 75L/min |  | Picomag |  | 4mA ~ 20mA, 2V ~ 10V, NPN, PNP, Pulse | 18V ~ 30V |  |  |  | 2 | https://www.unikeyic.com/media/about_us/Unikey_ISO_9001_Certification.pdf | https://www.unikeyic.com/products/flow-sensors/dma20-aaaba1/254243509.html
DMA25-AAAAA1 | ENDRESS+HAUSER | 1: 871.5927 5: 871.5927 10: 871.5927 25: 871.5927 50: 871.5927 | Endress+Hauser DMA2 Conductive Liquid Flow Meter, Media Monitoring, 150 L/min Max, 18-30 V DC | [8 empty] | Liquid |  |  |  | Stainless Steel |  |  |  | 1 (Unlimited) |  |  |  | -10°C ~ 60°C (TA) |  |  |  | Box | G Male Thread |  | 17140760 |  |  | 0.2 ~ 150L/min |  | Picomag |  | 4mA ~ 20mA, 2V ~ 10V, NPN, PNP, Pulse | 18V ~ 30V |  |  |  | 5 | https://www.unikeyic.com/media/about_us/Unikey_ISO_9001_Certification.pdf | https://www.unikeyic.com/products/flow-sensors/dma25-aaaaa1/254491834.html
DMA25-AAABA1 | ENDRESS+HAUSER | 1: 889.9886 5: 889.9886 10: 889.9886 25: 889.9886 50: 889.9886 | Endress+Hauser conductive liquid flow meter, DMA2 series, media monitoring liquid, Maximum flow150 L/min, 18 →30 V DC power supply | [8 empty] | Liquid |  |  |  | Stainless Steel |  |  |  | 1 (Unlimited) |  |  |  | -10°C ~ 60°C (TA) |  |  |  | Box | G Male Thread |  | 17140792 |  |  | 0.2 ~ 150L/min |  | Picomag |  | 4mA ~ 20mA, 2V ~ 10V, NPN, PNP, Pulse | 18V ~ 30V |  |  |  | 1 | https://www.unikeyic.com/media/about_us/Unikey_ISO_9001_Certification.pdf | https://www.unikeyic.com/products/flow-sensors/dma25-aaaba1/249885622.html
DMA25-AAACA1 | ENDRESS+HAUSER | 1+: 871.5927 5+: 871.5927 10+: 871.5927 25+: 871.5927 50+: 871.5927 | FLOW METER, 0.2-150L/MIN, 18-30V, 1"; | [39 empty] | 4 | https://www.unikeyic.com/media/datasheet/ae/27/8b11/ae/2a48d9d75891ef85d9ee7131c841e4dd.pdf | https://www.unikeyic.com/products/flow-sensors/dma25-aaaca1/692671494.html
DMA50-AAAAA1 | ENDRESS+HAUSER | 1: 1301.6226 | Endress+Hauser conductive liquid flow meter, DMA5 series, media monitoring liquid, Maximum flow750 L/min, 18 →30 V DC power supply | [8 empty] | Liquid |  |  |  | Stainless Steel |  |  |  | 1 (Unlimited) |  |  |  | -10°C ~ 60°C (TA) |  |  |  | Box | G Male Thread |  | 17140880 |  |  | 1.5 ~ 750L/min |  | Picomag |  | 4mA ~ 20mA, 2V ~ 10V, NPN, PNP, Pulse | 18V ~ 30V |  |  |  | 6 | https://www.unikeyic.com/media/about_us/Unikey_ISO_9001_Certification.pdf | https://www.unikeyic.com/products/flow-sensors/dma50-aaaaa1/241472439.html
DMA50-AAABA1 | ENDRESS+HAUSER | 1: 994.3396 | Endress+Hauser conductive liquid flow meter, Picomag series, media monitoring liquid, Maximum flow750 L/min, 18 →30 V DC power supply | [8 empty] | Liquid |  |  |  | Stainless Steel |  |  |  | 1 (Unlimited) |  |  |  | -10°C ~ 60°C (TA) |  |  |  | Box | G Male Thread |  | 17140799 |  |  | 1.5 ~ 750L/min |  | Picomag |  | 4mA ~ 20mA, 2V ~ 10V, NPN, PNP, Pulse | 18V ~ 30V |  |  |  | 21 | https://www.unikeyic.com/media/about_us/Unikey_ISO_9001_Certification.pdf | https://www.unikeyic.com/products/flow-sensors/dma50-aaaba1/237903290.html
DMA50-AAACA1 | ENDRESS+HAUSER | 1: 1170.1902 5: 1170.1902 10: 1170.1902 25: 1170.1902 50: 1170.1902 | FLOW METER, 1.5-750L/MIN, 18-30V, 2"; |  | - | [5 empty] | DMA50-AAACA1 ENDRESS+HAUSER | [6 empty] | - | - |  |  |  | -10℃~60℃ | [8 empty] | Compliant | boxed | [9 empty] | 6 | https://www.unikeyic.com/media/datasheet/c6/1c/7773/c6/a3ff1a14f30db7ba30489e64a328c156.pdf | https://www.unikeyic.com/products/flow-sensors/dma50-aaaca1/692690683.html
DTT31-A1A111AA2CAA | ENDRESS+HAUSER | 1: 424.8531 | 1.83kV |  | - | [12 empty] | - | 1.83KV | [23 empty] | 2 | https://www.unikeyic.com/media/about_us/Unikey_ISO_9001_Certification.pdf | https://www.unikeyic.com/products/flow-sensors/dtt31-a1a111aa2caa/726396315.html
DTT31-A1A111AE2AAB | ENDRESS+HAUSER | 1: 467.9001 5: 467.9001 10: 467.9001 | Endress+Hauser Mass Flow Rate Flow Switch, DTT31 series, media monitoring liquid, Maximum flow3 m/s, 18 → 30 V DC power supply |  | - | [12 empty] | 30V | 18V | [23 empty] | 1 | https://www.unikeyic.com/media/about_us/Unikey_ISO_9001_Certification.pdf | https://www.unikeyic.com/products/flow-sensors/dtt31-a1a111ae2aab/572786542.html
DTT31-A1A111AE2BAB | ENDRESS+HAUSER | 1: 467.9001 5: 467.9001 10: 467.9001 | Endress+Hauser Mass Flow Rate Flow Switch, DTT31 series, media monitoring liquid, Maximum flow3 m/s, 18 → 30 V DC power supply |  | - | [12 empty] | 30V | 18V | [23 empty] | 5 | https://www.unikeyic.com/media/about_us/Unikey_ISO_9001_Certification.pdf | https://www.unikeyic.com/products/flow-sensors/dtt31-a1a111ae2bab/574265966.html
DTT31-A1A111AE2CAB | ENDRESS+HAUSER | 1: 430.8045 5: 430.8045 10: 430.8045 25: 430.8045 50: 430.8045 100: 430.8045 | Endress+Hauser Mass Flow Rate Flow Switch, DTT31 series, media monitoring liquid, Maximum flow3 m/s, 18 → 30 V DC power supply |  | - | [12 empty] | 30V | 18V | [23 empty] | 5 | https://www.unikeyic.com/media/about_us/Unikey_ISO_9001_Certification.pdf | https://www.unikeyic.com/products/flow-sensors/dtt31-a1a111ae2cab/570837359.html
DTT31-A1A111DE2CAB | ENDRESS+HAUSER | 1: 453.3631 | 1.83kV |  | - | [12 empty] | - | 1.83KV | [23 empty] | 2 | https://www.unikeyic.com/media/about_us/Unikey_ISO_9001_Certification.pdf | https://www.unikeyic.com/products/flow-sensors/dtt31-a1a111de2cab/726393156.html
DTT31-A1B111AE2CAB | ENDRESS+HAUSER | 1: 459.4067 | 1.83KV |  | - | [12 empty] | - | 1.83KV | [23 empty] | 3 | https://www.unikeyic.com/media/about_us/Unikey_ISO_9001_Certification.pdf | https://www.unikeyic.com/products/flow-sensors/dtt31-a1b111ae2cab/726391604.html
DTT31-A1C111AA2CAA | ENDRESS+HAUSER | 1: 540.6252 | 1.83kV |  | - | [12 empty] | - | 1.83KV | [23 empty] | 7 | https://www.unikeyic.com/media/about_us/Unikey_ISO_9001_Certification.pdf | https://www.unikeyic.com/products/flow-sensors/dtt31-a1c111aa2caa/726381461.html
DTT31-A1C111AA2CAB | ENDRESS+HAUSER | 1: 545.6393 | Endress+Hauser Mass Flow Switch, DTT31 Series, Liquid Monitoring, Max 3 m/s, 18-30 VDC |  | - | [12 empty] | 30V | 18V | [23 empty] | 1 | https://www.unikeyic.com/media/about_us/Unikey_ISO_9001_Certification.pdf | https://www.unikeyic.com/products/flow-sensors/dtt31-a1c111aa2cab/583693166.html
DTT31-A1C111AE2AAB | ENDRESS+HAUSER | 1: 560.246 5: 560.246 10: 560.246 | Endress+Hauser Mass Flow Rate Flow Switch, DTT31 series, media monitoring liquid, Maximum flow3 m/s, 18 → 30 V DC power supply |  | - | [12 empty] | 30V | 18V | [23 empty] | 1 | https://www.unikeyic.com/media/about_us/Unikey_ISO_9001_Certification.pdf | https://www.unikeyic.com/products/flow-sensors/dtt31-a1c111ae2aab/566138990.html
DTT31-A1C111AE2CAB | ENDRESS+HAUSER | 1: 571.6753 5: 571.6753 | Endress+Hauser Mass Flow Rate Flow Switch, DTT31 series, media monitoring liquid, Maximum flow3 m/s, 18 → 30 V DC power supply |  | - | [12 empty] | 30V | 18V | [23 empty] | 4 | https://www.unikeyic.com/media/about_us/Unikey_ISO_9001_Certification.pdf | https://www.unikeyic.com/products/flow-sensors/dtt31-a1c111ae2cab/578764398.html
DTT31-A2A111AE2AAB | ENDRESS+HAUSER | 1: 480.7347 | 1.83KV |  | - | [12 empty] | - | 1.83KV | [23 empty] | 1 | https://www.unikeyic.com/media/about_us/Unikey_ISO_9001_Certification.pdf | https://www.unikeyic.com/products/flow-sensors/dtt31-a2a111ae2aab/726382682.html
DTT35-A1A111DB2BAB | ENDRESS+HAUSER | 1: 469.1926 | Endress+Hauser Mass Flow Rate Flow Switch, DTT35 series, media monitoring liquid, Maximum flow3 m/s, 18 → 30 V DC power supply | Switch | [8 empty] | Flow Sensors | [6 empty] | Not Applicable | [7 empty] | Box |  |  | 19188362 |  |  |  |  | Flowphant® T DTT35 | [6 empty] | 3 | https://www.unikeyic.com/media/about_us/Unikey_ISO_9001_Certification.pdf | https://www.unikeyic.com/products/flow-sensors/dtt35-a1a111db2bab/573132398.html
DTT35-A1C111DB2BAB | ENDRESS+HAUSER | 1: 484.8188 5: 484.8188 10: 484.8188 25: 484.8188 | Endress+Hauser DTT35 Mass Flow Switch Liquid, Max 3 m/s, 18→30 V DC |  | - | [12 empty] | 30V | 18V | [23 empty] | 1 | https://www.unikeyic.com/media/about_us/Unikey_ISO_9001_Certification.pdf | https://www.unikeyic.com/products/flow-sensors/dtt35-a1c111db2bab/573640046.html
DTT35-A2A111DB2AAB | ENDRESS+HAUSER | 1: 491.9256 | 1.83kV |  | - | [12 empty] | - | 1.83KV | [23 empty] | 1 | https://www.unikeyic.com/media/about_us/Unikey_ISO_9001_Certification.pdf | https://www.unikeyic.com/products/flow-sensors/dtt35-a2a111db2aab/726396765.html
DWS-V-AGP | Carlo Gavazzi | 1: 1323.9371 | Carlo GavazziFlow Sensors, Used for Construction、Crane、Green Buildings、Weather Station、Wind Turbine, Common - mother |  | - | [12 empty] | - | - | [23 empty] | 4 | https://www.unikeyic.com/media/about_us/Unikey_ISO_9001_Certification.pdf | https://www.unikeyic.com/products/flow-sensors/dws-v-agp/4694579.html
E40107 | ifm electronic | 1: 32.4 | SCREW-IN ADAPTER FOR PROCESS SEN | Mounting Adapter | [8 empty] | Position Sensors | [6 empty] | Not Applicable | [7 empty] | Box | [7 empty] | - | [6 empty] | 11 | https://www.unikeyic.com/media/pdf/HTMLDatasheet/ifm-electronic/3d/5d/0901/e40107/2025/11/e40107.pdf | https://www.unikeyic.com/products/flow-sensors/e40107/35059402.html
EF.7731112291 | PARKER UCC | 1: 528.4897 6: 506.9073 | Parker UCC Variable Area flow meter, Easiflow series, media monitoring liquid, Maximum flow50 L/min, 240V（AC）Power PET, 10bargreatest pressure |  | - | [12 empty] | - | - |  |  |  | 60℃(max) | [19 empty] | 4 | https://www.unikeyic.com/media/about_us/Unikey_ISO_9001_Certification.pdf | https://www.unikeyic.com/products/flow-sensors/ef-7731112291/347269.html
EF.7731113291 | PARKER UCC | 1: 473.262 6: 453.9566 | Parker UCC Variable Area flow meter, Easiflow series, media monitoring liquid, Maximum flow100 L/min, 240 V AC power PET, 10bargreatest pressure |  | - | [12 empty] | - | - |  |  |  | 60℃(max) | [19 empty] | 3 | https://www.unikeyic.com/media/about_us/Unikey_ISO_9001_Certification.pdf | https://www.unikeyic.com/products/flow-sensors/ef-7731113291/4390774.html
EF7731110220 | PARKER UCC | 1: 279.8321 6: 267.4059 | Parker UCC Variable Area flow meter, Easiflow series, media monitoring liquid, Maximum flow15 L/min PET, 10bargreatest pressure |  | - | [5 empty] | EF7731110220 PARKER UCC | [6 empty] | - | - |  |  |  | 60℃(max) | [19 empty] | 15 | https://www.unikeyic.com/media/datasheet/5c/7f/46dd/5c/892704e4a4f9ec50ae1d3310b5daf7d4.pdf | https://www.unikeyic.com/products/flow-sensors/ef7731110220/11132768.html
EIF321-10-01-Q | SMC | 1: 272.1646 | SMC EIF321-10-01-Q Flow Sensor |  | - | [12 empty] | - | - | [23 empty] | 2 | https://www.unikeyic.com/media/about_us/Unikey_ISO_9001_Certification.pdf | https://www.unikeyic.com/products/flow-sensors/eif321-10-01-q/999953629.html
EK6-PSX | SGX Sensortech | 5: 99.7617 10: 97.7646 20: 95.8098 | gas sensor IC, , Carbon monoxide detection |  | - | [12 empty] | - | - |  | PCB mounting | [21 empty] | 5 | https://www.unikeyic.com/media/about_us/Unikey_ISO_9001_Certification.pdf | https://www.unikeyic.com/products/flow-sensors/ek6-psx/22350940.html
FCS-01 | TE Connectivity | 1: 23.5206 10: 23.1005 25: 23.1005 50: 23.1005 | Flow Switches |  | - | [5 empty] | FCS-01 TE Connectivity | [6 empty] | - | - | [23 empty] | 923 | https://www.unikeyic.com/media/datasheet/f9/81/0121/f9810121dba5e1a8455e750c14c110cd.pdf | https://www.unikeyic.com/products/flow-sensors/fcs-01/34976771.html
FCS-03 | TE Connectivity | 1: 15.7751 | FLOW SWITCH, SPST, 1A, -30 TO 100DEG C; Flow Rate:0.1l/min; Flow Rate Max:0.6l/min; Pressure Max:-; Supply Voltage DC Min:-; Supply Voltage DC Max:-; Accuracy %:-; Port Size:9.525mm; Product Range:FCS Series; Flow Measur |  | - | [5 empty] | FCS-03 TE Connectivity | [6 empty] | - | - |  | PCBinstall, SMD mount | [21 empty] | 241 | https://www.unikeyic.com/media/datasheet/0c/3e/4750/0c/a94bdd71bef68d4d2522f37f0b581dc4.pdf | https://www.unikeyic.com/products/flow-sensors/fcs-03/18940337.html
FCS-05 | TE Connectivity | 1+: 25.8889 10+: 25.8889 | FLOW SWITCH, SPST-NO, 1A, 250VAC/200VDC; Flow Rate:0l/min; Flow Rate Max:0.6l/min; Pressure Max:-; Supply Voltage DC Min:-; Supply Voltage DC Max:-; Accuracy %:-; Port Size:9.525mm; Product Range:FCS Series; Flow Measuri | [39 empty] | 485 |  | https://www.unikeyic.com/products/flow-sensors/fcs-05/16806262.html
FCS-G1/2A4-AP8X-H1141 | TURCK | 1: 584.4293 | Turck flow controller, FCSseries, 1 → 150（water）cm³/s，3 → 300（Oil）cm³/sMaximum flow, -25°CMinimum operating temperature, 1/2 inPipe diameter |  | - | Industrial |  |  |  |  | FCS-G1/2A4-AP8X-H1141 TURCK |  |  |  | 66mm(Length)*40m(width) |  |  | 26V | 19V |  |  |  | -25℃~80℃ | [6 empty] | On sale |  | Compliant | [10 empty] | 17 | https://www.unikeyic.com/media/datasheet/94/44/d622/94/a7bbf4482d60806f6aab11550d39176f.pdf | https://www.unikeyic.com/products/flow-sensors/fcs-g1-2a4-ap8x-h1141/35024201.html
FCS-G1/2A4-NA-H1141 | TURCK | 1: 388.9425 | Turck Flow Sensor, BIM-UNT Series, Gas/Liquid Monitor, 150cm³/s (Water), 30cm³/s (Air), 300cm³/s (Oil), Stainless Steel, 100bar Max Pressure, 150mA |  | - | Industrial |  |  |  |  | FCS-G1/2A4-NA-H1141 TURCK | [6 empty] | - | - |  |  |  | -25℃~70℃ | [19 empty] | 1 | https://www.unikeyic.com/media/datasheet/d7/04/f3a3/d704f3a3e356bf71c4ccb1531e0bdb8a.pdf | https://www.unikeyic.com/products/flow-sensors/fcs-g1-2a4-na-h1141/10970150.html
FCS-G1/4A4-AP8X-H1141 | TURCK | 1: 584.4293 | Turck flow controller, 1 → 150（water）cm³/s，3 → 300（Oil）cm³/sMaximum flow, -25°CMinimum operating temperature, 1/4 inPipe diameter |  | - | Industrial |  |  |  |  | FCS-G1/4A4-AP8X-H1141 TURCK | [6 empty] | 26V | 21V |  |  |  | -25℃~80℃ | [19 empty] | 5 | https://www.unikeyic.com/media/datasheet/0b/96/c15e/0b96c15ee2d0284e0971b6f986af0d82.pdf | https://www.unikeyic.com/products/flow-sensors/fcs-g1-4a4-ap8x-h1141/11147458.html
FFUS10-1G1IO | SICK | 1: 1180.3581 | ULTRASONIC FLOWMETER, +/-2%, 0.3TO 21LPM; |  | - | Commercial Grade | [11 empty] | - | - |  |  |  | 0℃~60℃ | [19 empty] | 1 | https://www.unikeyic.com/media/about_us/Unikey_ISO_9001_Certification.pdf | https://www.unikeyic.com/products/flow-sensors/ffus10-1g1io/34964564.html
FFUS15-1G1IO | SICK | 1: 1175.6796 5: 1175.6796 | ULTRASONIC FLOWMETER, +/-2%, 0.9TO 36LPM; |  | - | Commercial Grade | [11 empty] | - | - |  |  |  | 0℃~60℃ | [19 empty] | 2 | https://www.unikeyic.com/media/about_us/Unikey_ISO_9001_Certification.pdf | https://www.unikeyic.com/products/flow-sensors/ffus15-1g1io/34981419.html
FM.26 122 129 | Parker Hannifin | 1+: 438.5109 | Parker Flowline Series Variable Area Flowmeter, Liquid Medium Monitoring, Max 2 L/min, Brass | [39 empty] | 13 |  | https://www.unikeyic.com/products/flow-sensors/fm-26-122-129/35053681.html
FM.26 322 119 | Parker Hannifin | 1: 1050.8389 5: 864.8453 | Parker flow meter, Maximum flow55 L/min |  | - | Industrial | [11 empty] | - | - |  |  |  | -20℃~90℃ | [19 empty] | 14 | https://www.unikeyic.com/media/about_us/Unikey_ISO_9001_Certification.pdf | https://www.unikeyic.com/products/flow-sensors/fm-26-322-119/28092946.html
FM26222112 | Parker Hannifin | 1: 831.854 | Parker FM26222112 Flow Meter |  | - | Industrial | [11 empty] | - | - |  |  |  | -20℃~90℃ | [19 empty] | 3 | https://www.unikeyic.com/media/about_us/Unikey_ISO_9001_Certification.pdf | https://www.unikeyic.com/products/flow-sensors/fm26222112/692765602.html
FM26222122 | PARKER UCC | 1: 643.0143 | Parker UCC FM26222122 Flow Meter |  | - | [12 empty] | - | - |  |  |  | 90℃(max) | [19 empty] | 10 | https://www.unikeyic.com/media/about_us/Unikey_ISO_9001_Certification.pdf | https://www.unikeyic.com/products/flow-sensors/fm26222122/692768247.html
FM26322122 | PARKER UCC | 1: 797.8818 | Parker UCC FM26322122 Flow Meter |  | - | [12 empty] | - | - |  |  |  | 90℃(max) | [19 empty] | 5 | https://www.unikeyic.com/media/about_us/Unikey_ISO_9001_Certification.pdf | https://www.unikeyic.com/products/flow-sensors/fm26322122/692767091.html
FS-90/1 | TE Connectivity | 1: 48.2688 5: 47.4068 10: 47.4068 25: 46.5449 50: 46.5449 100: 46.5449 500: 46.5449 | FLOW SWITCH, SPST-NO, 1A, 250VAC/200VDC; Flow Rate:-; Flow Rate Max:-; Pressure Max:-; Supply Voltage DC Min:-; Supply Voltage DC Max:-; Accuracy %:-; Port Size:15mm; Product Range:- |  | - | [12 empty] | - | - | [23 empty] | 142 | https://www.unikeyic.com/media/about_us/Unikey_ISO_9001_Certification.pdf | https://www.unikeyic.com/products/flow-sensors/fs-90-1/11071009.html
FS100-300L-30-2LI-H1141 | TURCK | 1: 587.2175 | Turck liquid medium Flow Sensors, FS100 series, media monitoring liquid, Maximum flow18 L/min, 17 → 33 VPower |  | - | [12 empty] | 33V | 17V | [23 empty] | 1 | https://www.unikeyic.com/media/about_us/Unikey_ISO_9001_Certification.pdf | https://www.unikeyic.com/products/flow-sensors/fs100-300l-30-2li-h1141/9603480.html
FS1010-C01 | Renesas Electronics | 1+: 32.9292 5+: 30.1795 10+: 29.1557 | BOARD | [39 empty] | 20 |  | https://www.unikeyic.com/products/flow-sensors/fs1010-c01/10980468.html
FS1027-2001-DL | Renesas Electronics | 12+: 49.0752 | SENSOR FLOW LIQ 0~10 LPM | [39 empty] | 30 | https://www.unikeyic.com/media/datasheet/8d/45/abfc/8d45abfc647b227d020ed1d37a7bb66a.pdf | https://www.unikeyic.com/products/flow-sensors/fs1027-2001-dl/35049821.html
FS15A | cynergy3 | 1: 43.7924 | Sensata / Cynergy3 flow controller, Flow Switchesseries, 2 L/minMaximum flow, -20°CMinimum operating temperature, 15mmPipe diameter | [8 empty] | Liquid |  |  |  | Acetal Resin |  |  |  | 1 (Unlimited) |  |  |  | -20°C ~ 85°C (TA) |  |  |  | Bulk | 19/32", 0.59" (15mm) |  |  |  |  | 0.53 GPM Trip, 0.08 GPM Release |  | FS |  | N/O | 120VDC, 240VAC |  |  |  | 445 | https://www.unikeyic.com/media/datasheet/d1/6b/9ac2/d1/3493cbe5aab1dd0e45ee9271685dc767.pdf | https://www.unikeyic.com/products/flow-sensors/fs15a/11266525.html
FS15LF | Sensata Technologies | 1+: 39.2796 10+: 37.4213 50+: 35.7141 100+: 34.6765 | SENSOR FLOW LIQ | [39 empty] | 646 |  | https://www.unikeyic.com/products/flow-sensors/fs15lf/869809640.html
FS15LF | cynergy3 | 1: 46.9068 6: 35.5992 12: 33.0412 | Sensata / Cynergy3 flow controller, FSseries, 0.9 L/minMaximum flow, -20°CMinimum operating temperature, 15mmPipe diameter |  |  |  | FS15L |  |  |  |  | Liquid |  |  |  | Acetal Resin |  |  |  | 1 (Unlimited) |  |  |  | -20°C ~ 85°C (TA) |  |  |  | Bulk | 19/32", 0.59" (15mm) |  | 752454 |  |  | 0.24 GPM Trip, 0.07 GPM Release |  | FS |  | N/O | 120VDC, 240VAC |  |  |  | 310 | https://www.unikeyic.com/media/datasheet/d1/6b/9ac2/d1/3493cbe5aab1dd0e45ee9271685dc767.pdf | https://www.unikeyic.com/products/flow-sensors/fs15lf/35017912.html
FS22A | Sensata Technologies | 1+: 38.4588 10+: 36.6444 50+: 34.949 100+: 33.9337 | Flow Sensor, Velocity, Liquid, 2-Pin | [39 empty] | 93 |  | https://www.unikeyic.com/products/flow-sensors/fs22a/20717965.html
FS22A | cynergy3 | 1: 46.0846 | Sensata / Cynergy3 Flow Controller, FS Series, 3.75 L/min Max, -20°C Min, 22mm Tube | [8 empty] | Liquid |  |  |  | Acetal Resin |  |  |  | 1 (Unlimited) |  |  |  | -20°C ~ 85°C (TA) |  |  |  | Bulk | 7/8", 0.87" (22mm) |  |  |  |  | 0.99 GPM Trip, 0.37 GPM Release |  | FS |  | N/O | 120VDC, 240VAC |  |  |  | 244 | https://www.unikeyic.com/media/datasheet/d1/6b/9ac2/d1/3493cbe5aab1dd0e45ee9271685dc767.pdf | https://www.unikeyic.com/products/flow-sensors/fs22a/35043077.html
FS22LF | cynergy3 | 1: 63.382 5: 42.174 10: 38.1564 25: 36.2985 50: 35.1435 100: 35.0595 250: 34.9755 | Flow Sensor, Velocity, Liquid, 2-Pin |  | - | [12 empty] | - | - | [23 empty] | 15 | https://www.unikeyic.com/media/about_us/Unikey_ISO_9001_Certification.pdf | https://www.unikeyic.com/products/flow-sensors/fs22lf/11237204.html
FS2T.0.1E.025 | Innovative Sensor Technology IST | 1: 21.804 10: 21.4147 25: 21.4147 | Thermal Mass Flow Sensor | [8 empty] | Gas |  |  |  | Plastic |  |  |  | 1 (Unlimited) |  |  |  | -20°C ~ 150°C |  |  |  | Tray | - |  | 13686723 |  |  | 0 ~ 100m/s |  | - |  | - | 2V ~ 5V |  |  |  | 6 | https://www.unikeyic.com/media/datasheet/7b/5e/cafd/7b5ecafd3e8211497f37ce6981b10f07.pdf | https://www.unikeyic.com/products/flow-sensors/fs2t-0-1e-025/11258928.html
FS7.0.1L.195 | Innovative Sensor Technology IST | 1: 16.4372 10: 16.1437 25: 16.1437 | Thermal Mass Flow Sensor | [8 empty] | Gas |  |  |  | Plastic |  |  |  | 1 (Unlimited) |  |  |  | -20°C ~ 150°C |  |  |  | Box | - |  |  |  |  | 0 ~ 100m/s |  | - |  | - | 2V ~ 5V |  |  |  | 1929 | https://www.unikeyic.com/media/pdf/EnvironmentalInformation/innovative-sensor-technology-ist/31/98/1641/p0k1-232-6w-y-010/2025/11/REACH211.pdf | https://www.unikeyic.com/products/flow-sensors/fs7-0-1l-195/35005419.html
FS7.A.1L.195 | Innovative Sensor Technology IST | 1: 27.9965 10: 27.4966 25: 27.4966 | Thermal Mass Flow Sensor | [8 empty] | Gas |  |  |  | Plastic |  |  |  | 1 (Unlimited) |  |  |  | -20°C ~ 150°C |  |  |  | Box | - |  |  |  |  | 0 ~ 100m/s |  | - |  | - | 2V ~ 5V |  |  |  | 75 | https://www.unikeyic.com/media/pdf/EnvironmentalInformation/innovative-sensor-technology-ist/31/98/1641/p0k1-232-6w-y-010/2025/11/REACH211.pdf | https://www.unikeyic.com/products/flow-sensors/fs7-a-1l-195/34997668.html
FSH10AR | cynergy3 | 1: 246.7125 | 0~10 LPM liquid PADDLE |  |  |  | FSH10 |  |  |  |  | Liquid |  |  |  | Polyamide |  |  |  | 1 (Unlimited) |  |  |  | 100°C (TA) |  |  |  | Bulk | 1.0" (25.4mm) BSP |  |  |  |  | 0 ~ 10 LPM |  | - |  | SPDT | 250VAC |  |  |  | 100 | https://www.unikeyic.com/media/pdf/HTMLDatasheet/cynergy3/57/3f/9b3a/fsh10ar/2025/11/fsh10ar.pdf | https://www.unikeyic.com/products/flow-sensors/fsh10ar/35046069.html
FSHPLC | cynergy3 | 1: 146.6424 5: 140.637 10: 139.713 20: 139.3665 50: 137.0775 100: 135.4395 | Sensata / Cynergy3 Stainless steel float switch Float switch, vertical mounting, Highest+100°C, NO |  |  |  | FSHPL |  |  |  |  | Liquid |  |  |  | Polyamide |  |  |  | 1 (Unlimited) |  |  |  | 100°C (TA) |  |  |  | Bulk | 1.0" (25.4mm) BSP |  |  |  |  | 0 ~ 20 LPM |  | - |  | SPDT | 5V |  |  |  | 3 | https://www.unikeyic.com/media/datasheet/9b/4e/10ca/9b/cf6b3452116d8634b07f15c1706e429d.pdf | https://www.unikeyic.com/products/flow-sensors/fshplc/35030962.html
FSP10A06 | cynergy3 | 1: 207.4572 5: 195.699 10: 178.8675 20: 176.7255 50: 170.1945 100: 169.7745 | 0~80 LPM liquid |  |  |  | FSP10 |  |  |  |  | Liquid |  |  |  | Polyamide |  |  |  | 1 (Unlimited) |  |  |  | 85°C (TA) |  |  |  | Bulk | 1.0" (25.4mm) BSP |  |  |  |  | 0 ~ 80 LPM |  | - |  | SPDT | 250VAC |  |  |  | 3 | https://www.unikeyic.com/media/pdf/HTMLDatasheet/cynergy3/6f/e5/c96c/fsp10a30/2025/12/fsp10.pdf | https://www.unikeyic.com/products/flow-sensors/fsp10a06/35026177.html
FSP10A30 | cynergy3 | 1: 204.787 3: 196.262 | Sensata / Cynergy3 Flow Switch, FSP10 Series, Liquid, 80 L/min Max, 250 VAC, Brass/Polyamide, 8bar Max, 10A, THT |  |  |  | FSP10 |  |  |  |  | Liquid |  |  |  | Polyamide |  |  |  | 1 (Unlimited) |  |  |  | 85°C (TA) |  |  |  | Bulk | 1.0" (25.4mm) BSP |  |  |  |  | 0 ~ 80 LPM |  | - |  | SPDT | 250VAC |  |  |  | 3 | https://www.unikeyic.com/media/pdf/HTMLDatasheet/cynergy3/6f/e5/c96c/fsp10a30/2025/12/fsp10.pdf | https://www.unikeyic.com/products/flow-sensors/fsp10a30/11298667.html
FSU12A | Sensata Technologies | 1+: 37.4317 10+: 35.649 50+: 34.05 100+: 33.0233 | SENSOR FLOW LIQ | [39 empty] | 2 |  | https://www.unikeyic.com/products/flow-sensors/fsu12a/5160535.html
FSU12A | cynergy3 | 5: 37.2276 10: 35.1 25: 33.7995 50: 32.277 100: 31.3005 250: 31.227 500: 31.1535 | Sensata / Cynergy3 Flow Switch Flow Switch, FSU series, media monitoring liquid, Maximum flow0.53 L/min, 240 VPower |  |  |  | FSU12 |  |  |  |  | Liquid |  |  |  | Acetal Resin |  |  |  | 1 (Unlimited) |  |  |  | -20°C ~ 85°C |  |  |  | Bag | Male, 1/2", 0.5" (12.7mm) NPT |  | 13572063 |  |  | 0.53 GPM Trip, 0.08 GPM Release |  | FSU |  | N/O | 120VDC, 240VAC |  |  |  | 30 | https://www.unikeyic.com/media/about_us/Unikey_ISO_9001_Certification.pdf | https://www.unikeyic.com/products/flow-sensors/fsu12a/35038497.html
FSU12LF | cynergy3 | 1: 47.8236 | Sensata / Cynergy3 Flow Switch Flow Switch, FSU series, media monitoring liquid, Maximum flow0.24 L/min, 240 VPower |  | - | Industrial | [11 empty] | - | - |  |  |  | -20℃~85℃ | [6 empty] | On sale |  |  | Bagged | [9 empty] | 7 | https://www.unikeyic.com/media/about_us/Unikey_ISO_9001_Certification.pdf | https://www.unikeyic.com/products/flow-sensors/fsu12lf/11036115.html
FSU12LF | Sensata Technologies | 1+: 40.0248 10+: 38.0916 50+: 36.3852 100+: 35.3269 | SENSOR FLOW LIQ | [39 empty] | 21 |  | https://www.unikeyic.com/products/flow-sensors/fsu12lf/17232934.html
FSU34A | Sensata Technologies | 1: 38.75 10: 36.8917 50: 35.2276 100: 34.1795 | SENSOR FLOW LIQ |  | - | [12 empty] | - | - | [23 empty] | 40 | https://www.unikeyic.com/media/about_us/Unikey_ISO_9001_Certification.pdf | https://www.unikeyic.com/products/flow-sensors/fsu34a/19244751.html
FSU34A | cynergy3 | 5: 28.2528 10: 28.1772 25: 26.6595 50: 25.935 100: 25.872 250: 25.452 500: 25.1475 | Sensata / Cynergy3 Flow Switch Flow Switch, FSU series, media monitoring liquid, Maximum flow0.99 L/min, 240 VPower |  |  |  | FSU34 |  |  |  |  | Liquid |  |  |  | Acetal Resin |  |  |  | 1 (Unlimited) |  |  |  | -20°C ~ 85°C |  |  |  | Bag | Male, 3/4", 0.75" (19.05mm) NPT |  | 13572069 |  |  | 0.99 GPM Trip, 0.37 GPM Release |  | FSU |  | N/O | 120VDC, 240VAC |  |  |  | 15 | https://www.unikeyic.com/media/about_us/Unikey_ISO_9001_Certification.pdf | https://www.unikeyic.com/products/flow-sensors/fsu34a/35061990.html
FSU34LF | cynergy3 | 5: 41.2344 10: 38.9016 25: 37.5375 50: 35.6475 100: 34.608 250: 34.5135 500: 34.4295 | Sensata / Cynergy3 Flow Switch Flow Switch, FSU series, media monitoring liquid, Maximum flow0.47 L/min, 240 VPower |  | - | Industrial | [11 empty] | - | - |  |  |  | -20℃~85℃ | [6 empty] | On sale |  |  | Bagged | [9 empty] | 25 | https://www.unikeyic.com/media/about_us/Unikey_ISO_9001_Certification.pdf | https://www.unikeyic.com/products/flow-sensors/fsu34lf/34944196.html
FSU34LF | Sensata Technologies | 1+: 41.3748 10+: 39.3876 50+: 37.5842 100+: 36.4825 | SENSOR FLOW LIQ | [39 empty] | 6 |  | https://www.unikeyic.com/products/flow-sensors/fsu34lf/7498815.html
FSU50A | cynergy3 | 1: 34.4854 | Sensata / Cynergy3 Flow Switch Flow Switch, FSU series, media monitoring liquid, Maximum flow0.53 L/min, 240 VPower |  |  |  | FSU50 |  |  |  |  | Liquid |  |  |  | Acetal Resin |  |  |  | 1 (Unlimited) |  |  |  | -20°C ~ 85°C |  |  |  | Bag | Male, 1/2", 0.5" (12.7mm) Push Fit |  | 13572071 |  |  | 0.53 GPM Trip, 0.08 GPM Release |  | FSU |  | N/O | 120VDC, 240VAC |  |  |  | 1 | https://www.unikeyic.com/media/about_us/Unikey_ISO_9001_Certification.pdf | https://www.unikeyic.com/products/flow-sensors/fsu50a/35062037.html
FSU50A | Sensata Technologies | 1: 37.4317 10: 35.649 50: 34.05 100: 33.0233 | SENSOR FLOW LIQ |  | - | [12 empty] | - | - | [23 empty] | 60 | https://www.unikeyic.com/media/about_us/Unikey_ISO_9001_Certification.pdf | https://www.unikeyic.com/products/flow-sensors/fsu50a/5208608.html
FSU50LF | Sensata Technologies | 1+: 40.0472 10+: 38.1128 50+: 36.4055 100+: 35.3466 | SENSOR FLOW LIQ | [39 empty] | 7 |  | https://www.unikeyic.com/products/flow-sensors/fsu50lf/12164789.html
FSU50LF | cynergy3 | 1: 36.8949 | Sensata / Cynergy3 Flow Switch Flow Switch, FSU series, media monitoring liquid, Maximum flow0.24 L/min, 240 VPower |  |  |  | FSU50 |  |  |  |  | Liquid |  |  |  | Acetal Resin |  |  |  | 1 (Unlimited) |  |  |  | -20°C ~ 85°C |  |  |  | Bag | Male, 1/2", 0.5" (12.7mm) Push Fit |  | 13572066 |  |  | 0.24 GPM Trip, 0.07 GPM Release |  | FSU |  | N/O | 120VDC, 240VAC |  |  |  | 5 | https://www.unikeyic.com/media/about_us/Unikey_ISO_9001_Certification.pdf | https://www.unikeyic.com/products/flow-sensors/fsu50lf/29255.html
FSU75A | cynergy3 | 4: 35.827 | Sensata / Cynergy3 Flow Switch Flow Switch, FSU series, media monitoring liquid, Maximum flow0.99 L/min, 240 VPower |  |  |  | FSU75 |  |  |  |  | Liquid |  |  |  | Acetal Resin |  |  |  | 1 (Unlimited) |  |  |  | -20°C ~ 85°C |  |  |  | Bag | Male, 3/4", 0.75" (19.05mm) Push Fit |  | 13572064 |  |  | 0.99 GPM Trip, 0.37 GPM Release |  | FSU |  | N/O | 120VDC, 240VAC |  |  |  | 8 | https://www.unikeyic.com/media/about_us/Unikey_ISO_9001_Certification.pdf | https://www.unikeyic.com/products/flow-sensors/fsu75a/35032518.html
FSU75LF | Sensata Technologies | 1: 41.3984 10: 39.4095 50: 37.6051 100: 36.5028 | SENSOR FLOW LIQ |  | - | [12 empty] | - | - | [23 empty] | 4 | https://www.unikeyic.com/media/about_us/Unikey_ISO_9001_Certification.pdf | https://www.unikeyic.com/products/flow-sensors/fsu75lf/32258812.html
FSU75LF | cynergy3 | 1: 38.1443 | Sensata / Cynergy3 Flow Switch Flow Switch, FSU series, media monitoring liquid, Maximum flow0.47 L/min, 240 VPower |  | - | Industrial | [11 empty] | - | - |  |  |  | -20℃~85℃ | [6 empty] | On sale |  |  | Bagged | [9 empty] | 3 | https://www.unikeyic.com/media/about_us/Unikey_ISO_9001_Certification.pdf | https://www.unikeyic.com/products/flow-sensors/fsu75lf/11293575.html
FSV10AR06 | cynergy3 | 1: 197.939 | Sensata / Cynergy3 Stainless steel float switch Float switch, FSV10ARseries, vertical mounting, Highest+85°C, Relay | [8 empty] | Liquid |  |  |  | Polyamide |  |  |  | 1 (Unlimited) |  |  |  | 85°C (TA) |  |  |  | Bulk | 1.0" (25.4mm) BSP |  |  |  |  | 0 ~ 80 LPM |  | - |  | SPDT | 250VAC |  |  |  | 1 | https://www.unikeyic.com/media/datasheet/0c/cc/d126/0c/3931c6838fdf7e9fe1ef1ecdafd7b3d3.pdf | https://www.unikeyic.com/products/flow-sensors/fsv10ar06/11154001.html
FSV10AR30 | cynergy3 | 1: 183.3125 | 0~80 LPM liquid | [8 empty] | Liquid |  |  |  | Polyamide |  |  |  | 1 (Unlimited) |  |  |  | 85°C (TA) |  |  |  | Bulk | 1.0" (25.4mm) BSP |  |  |  |  | 0 ~ 80 LPM |  | - |  | SPDT | 250VAC |  |  |  | 100 | https://www.unikeyic.com/media/datasheet/0c/cc/d126/0c/3931c6838fdf7e9fe1ef1ecdafd7b3d3.pdf | https://www.unikeyic.com/products/flow-sensors/fsv10ar30/35031964.html
FSVPLC06 | cynergy3 | 1: 148.0396 | Sensata / Cynergy3 Direct plug-in Flow Switch, FSVPLC series, media monitoring liquid, Maximum flow80 L/min, 5V AC power brass, 8bargreatest pressure | [8 empty] | Liquid |  |  |  | Brass |  |  |  | 1 (Unlimited) |  |  |  | 85°C (TA) |  |  |  | Bulk | 1.0" (25.4mm) BSP |  |  |  |  | 0 ~ 80 LPM |  | - |  | SPST-NC, 1mA | - |  |  |  | 13 | https://www.unikeyic.com/media/datasheet/c2/ad/cbfd/c2/23fbc66ed542bafb960303043431f376.pdf | https://www.unikeyic.com/products/flow-sensors/fsvplc06/32170.html
FSVPLC30 | cynergy3 | 1: 142.7665 | Sensata / Cynergy3 Direct plug-in Flow Switch, FSVPLC series, media monitoring liquid, Maximum flow80 L/min, 5V AC power brass, 8bargreatest pressure, <1 mArated_current | [8 empty] | Liquid |  |  |  | Brass |  |  |  | 1 (Unlimited) |  |  |  | 85°C (TA) |  |  |  | Bulk | 1.0" (25.4mm) BSP |  | 4209022 |  |  | 0 ~ 80 LPM |  | - |  | SPST-NC, 1mA | - |  |  |  | 1 | https://www.unikeyic.com/media/datasheet/3c/a4/80b3/3c/f805d9b1b81f36af6f27552973af6082.pdf | https://www.unikeyic.com/products/flow-sensors/fsvplc30/11249048.html
FTMG-ESR50SXX | SICK | 1: 1688.6998 5: 1688.6998 10: 1688.6998 25: 1688.6998 50: 1688.6998 | FLOW SENSORS FTMG; |  | - | Industrial | [11 empty] | - | - |  |  |  | -20℃~60℃ | [9 empty] | bulk | [9 empty] | 1 | https://www.unikeyic.com/media/about_us/Unikey_ISO_9001_Certification.pdf | https://www.unikeyic.com/products/flow-sensors/ftmg-esr50sxx/725847507.html
FTMG-ISD20AXX | SICK | 1: 1073.9786 5: 1073.9786 10: 1073.9786 25: 1073.9786 | FLOW SENSORS FTMG; |  | - | Industrial | [11 empty] | - | - |  |  |  | -20℃~60℃ | [9 empty] | bulk | [9 empty] | 1 | https://www.unikeyic.com/media/about_us/Unikey_ISO_9001_Certification.pdf | https://www.unikeyic.com/products/flow-sensors/ftmg-isd20axx/694495541.html
FTMG-ISD25AXX | SICK | 1: 1138.5736 5: 1138.5736 10: 1138.5736 25: 1138.5736 50: 1138.5736 | FLOW SENSORS FTMG; |  | - | Industrial |  |  |  |  | FTMG-ISD25AXX SICK | [6 empty] | - | - |  |  |  | -20℃~60℃ | [9 empty] | bulk | [9 empty] | 3 | https://www.unikeyic.com/media/datasheet/6e/f7/61f2/6e/08ebc3ea59aa0ca8332d1d3857f639fb.pdf | https://www.unikeyic.com/products/flow-sensors/ftmg-isd25axx/694491617.html
G-MAFCO-005 | TE Connectivity | 1: 56.2479 | Mass Air Flow Sensor |  | - | [5 empty] | G-MAFCO-005 TE Connectivity | [6 empty] | - | - | [12 empty] | Compliant | [10 empty] | 895 | https://www.unikeyic.com/media/datasheet/bf/6b/da31/bf/af998865c70b426179e4248045151e63.pdf | https://www.unikeyic.com/products/flow-sensors/g-mafco-005/35039013.html
GU1007C-40T & GU1007C-40R | INGHAi | 500: 0.6622 1,000: 0.6512 1,500: 0.6347 | Ultrasonic Sensor D10*H7mm Pin7MM Pitch5mm Aluminum shell silver open Transceiver separate 40KHZ |  | - | Industrial | [11 empty] | - | - |  | Through hole mounting |  | -20℃~80℃ | [19 empty] | 5000 | https://www.unikeyic.com/media/about_us/Unikey_ISO_9001_Certification.pdf | https://www.unikeyic.com/products/flow-sensors/gu1007c-40t-gu1007c-40r/35047186.html
GU1007C-40TR | INGHAi | 500: 0.5519 1,000: 0.5427 1,500: 0.5288 | Ultrasonic Sensor D10*H7mm Pin7MM Pitch5mm Aluminum shell silver open 40KHZ |  | - | Industrial | [11 empty] | - | - |  | Through hole mounting |  | -20℃~80℃ | [19 empty] | 5000 | https://www.unikeyic.com/media/about_us/Unikey_ISO_9001_Certification.pdf | https://www.unikeyic.com/products/flow-sensors/gu1007c-40tr/11104926.html
GU1008C-40T & GU1008C-40R | INGHAi | 500: 0.6622 1,000: 0.6512 1,500: 0.6347 | Ultrasonic Sensor D10*H8mm Pin7MM Pitch5mm Plastic Shell Black open Transceiver separate 40KHZ |  | - | Industrial | [11 empty] | - | - |  | Through hole mounting |  | -20℃~80℃ | [19 empty] | 5000 | https://www.unikeyic.com/media/about_us/Unikey_ISO_9001_Certification.pdf | https://www.unikeyic.com/products/flow-sensors/gu1008c-40t-gu1008c-40r/34997849.html
GU1008C-40TR | INGHAi | 500: 0.5519 1,000: 0.5427 1,500: 0.5288 | Ultrasonic Sensor D10*H8mm Pin7MM Pitch5mm Plastic Shell Black open 40KHZ |  | - | Industrial | [11 empty] | - | - |  | Through hole mounting |  | -20℃~80℃ | [19 empty] | 5000 | https://www.unikeyic.com/media/about_us/Unikey_ISO_9001_Certification.pdf | https://www.unikeyic.com/products/flow-sensors/gu1008c-40tr/11150083.html
GU1209C-40T & GU1209C-40R | INGHAi | 500: 0.6622 1,000: 0.6512 1,500: 0.6347 | Ultrasonic Sensor D12*H9.5mm Pin7MM Pitch7.6mm Aluminum shell silver open Transceiver separate 40KHZ |  | - | [12 empty] | - | - |  | Through hole mounting |  | -30℃~80℃ | [19 empty] | 5000 | https://www.unikeyic.com/media/about_us/Unikey_ISO_9001_Certification.pdf | https://www.unikeyic.com/products/flow-sensors/gu1209c-40t-gu1209c-40r/35063732.html
GU1209C-40TR | INGHAi | 500: 0.5519 1,000: 0.5427 1,500: 0.5288 | Ultrasonic Sensor D12*H9.5mm Pin7MM Pitch7.6mm Aluminum shell silver open 40KHZ |  | - | [12 empty] | - | - |  | Through hole mounting |  | -30℃~80℃ | [19 empty] | 5000 | https://www.unikeyic.com/media/about_us/Unikey_ISO_9001_Certification.pdf | https://www.unikeyic.com/products/flow-sensors/gu1209c-40tr/11184917.html
GU14095B-40TR | INGHAi | 500: 0.7096 1,000: 0.6977 1,500: 0.68 | Ultrasonic Sensor D14*H9.5mm Pin Aluminum shell silver Convex Top Sealed 40KHZ |  | - | [12 empty] | - | - |  | Through hole mounting | [21 empty] | 5000 | https://www.unikeyic.com/media/about_us/Unikey_ISO_9001_Certification.pdf | https://www.unikeyic.com/products/flow-sensors/gu14095b-40tr/11325349.html
GU14A02L01-A02 | INGHAi | 500: 1.2614 1,000: 1.2404 1,500: 1.2088 | Ultrasonic Sensor D20mm Dual angle X110 Y70 +/-15% L100cm 40KHZ Housing Silver Grey |  | - | [12 empty] | - | - |  | Through hole mounting | [21 empty] | 5000 | https://www.unikeyic.com/media/about_us/Unikey_ISO_9001_Certification.pdf | https://www.unikeyic.com/products/flow-sensors/gu14a02l01-a02/10927204.html
GU14A03L01-A26 | INGHAi | 500: 1.1826 1,000: 1.1629 1,500: 1.1333 | Ultrasonic Sensor D20mm Dual angle X100 Y60 +/-15% L100cm 40KHZ Plastic shell large edge white |  | - | [12 empty] | - | - |  | Through hole mounting | [21 empty] | 5000 | https://www.unikeyic.com/media/about_us/Unikey_ISO_9001_Certification.pdf | https://www.unikeyic.com/products/flow-sensors/gu14a03l01-a26/35067140.html
GU14B01L03-A10 | INGHAi | 500: 1.1826 1,000: 1.1629 1,500: 1.1333 | Ultrasonic Sensor D22mm Single Angle 60+/-15% L100cm 40KHZ Housing Face Black Body Apricot Color |  | - | [12 empty] | - | - |  | Through hole mounting | [21 empty] | 5000 | https://www.unikeyic.com/media/about_us/Unikey_ISO_9001_Certification.pdf | https://www.unikeyic.com/products/flow-sensors/gu14b01l03-a10/35068737.html
GU1610B-40TR | INGHAi | 500: 0.7096 1,000: 0.6977 1,500: 0.68 | Ultrasonic Sensor D16*H10mm Pin Plastic Shell Black Convex Top Sealed 40KHZ |  | - | [12 empty] | - | - |  | Through hole mounting | [21 empty] | 5000 | https://www.unikeyic.com/media/about_us/Unikey_ISO_9001_Certification.pdf | https://www.unikeyic.com/products/flow-sensors/gu1610b-40tr/34953940.html
GU1612A-40TR | INGHAi | 500: 0.7096 1,000: 0.6977 1,500: 0.68 | Ultrasonic Sensor D16*H12mm Pin Aluminum shell silver Convex Top Sealed 40KHZ |  | - | [12 empty] | - | - |  | Through hole mounting | [21 empty] | 5000 | https://www.unikeyic.com/media/about_us/Unikey_ISO_9001_Certification.pdf | https://www.unikeyic.com/products/flow-sensors/gu1612a-40tr/34964427.html
GU1612C-40T & GU1612C-40R | INGHAi | 500: 0.6622 1,000: 0.6512 1,500: 0.6347 | Ultrasonic Sensor D16*H12mm Pin7MM Pitch10mm Aluminum shell silver open Transceiver separate 40KHZ |  | - | [12 empty] | - | - | [23 empty] | 5000 | https://www.unikeyic.com/media/about_us/Unikey_ISO_9001_Certification.pdf | https://www.unikeyic.com/products/flow-sensors/gu1612c-40t-gu1612c-40r/10955539.html
GU1612C-40TR | INGHAi | 500: 0.5519 1,000: 0.5427 1,500: 0.5288 | Ultrasonic Sensor D16*H12mm Pin7MM Pitch10mm Aluminum shell silver open 40KHZ |  | - | [12 empty] | - | - | [23 empty] | 5000 | https://www.unikeyic.com/media/about_us/Unikey_ISO_9001_Certification.pdf | https://www.unikeyic.com/products/flow-sensors/gu1612c-40tr/35010581.html
GU16B01L01-A17 | INGHAi | 500: 1.2299 1,000: 1.2094 1,500: 1.1787 | Ultrasonic Sensor D25mm Single Angle 60+/-15% L100cm 40KHZ Plastic Shell White |  | - | [12 empty] | - | - |  | Through hole mounting | [21 empty] | 5000 | https://www.unikeyic.com/media/about_us/Unikey_ISO_9001_Certification.pdf | https://www.unikeyic.com/products/flow-sensors/gu16b01l01-a17/35007955.html
GU16B01L03-A09 | INGHAi | 500: 1.0249 1,000: 1.0078 1,500: 0.9822 | Ultrasonic Sensor D22mm Single Angle 60+/-15% L100cm 40kHz Black Plastic Housing |  | - | [12 empty] | - | - |  | Through hole mounting | [21 empty] | 5000 | https://www.unikeyic.com/media/about_us/Unikey_ISO_9001_Certification.pdf | https://www.unikeyic.com/products/flow-sensors/gu16b01l03-a09/11272698.html
GU16D01L01-A27 | INGHAi | 500: 1.3876 1,000: 1.3644 1,500: 1.3297 | Ultrasonic Sensor D22mm Dual angle X110 Y70 +/-15% L100cm 40KHZ Plastic Shell White |  | - | [12 empty] | - | - |  | Through hole mounting | [21 empty] | 5000 | https://www.unikeyic.com/media/about_us/Unikey_ISO_9001_Certification.pdf | https://www.unikeyic.com/products/flow-sensors/gu16d01l01-a27/11168752.html
HAFBLF0200CAAX3 | Honeywell | 1: 131.934 3: 129.492 5: 127.05 9: 124.608 | Honeywell simulation air flow sensor, HAF series, Media monitoring air，Gas, Maximum flow10 L/min, 3.3 V DC power supply |  |  |  | HAFBLF0200 |  |  |  |  | Air |  |  |  | Polymer |  |  |  | 1 (Unlimited) |  |  |  | -20°C ~ 70°C (TA) |  |  |  | Bulk | Male, 0.210" (5.35mm) Tube, Dual |  | 2469432 |  |  | 200sccm |  | Zephyr™ HAF |  | - | 2.97V ~ 3.63V |  |  |  | 14 | https://www.unikeyic.com/media/datasheet/71/45/5ab6/71/be9a300073ce12666d097e13605de751.pdf | https://www.unikeyic.com/products/flow-sensors/hafblf0200caax3/34949549.html
HAFBLF0400CAAX5 | Honeywell | 1: 152.702 3: 145.431 10: 138.82 23: 132.792 68: 127.259 | ±2.50% 19.9mm(width)*20.3mm(height) |  |  |  | HAFBLF0400 | [12 empty] | 1 (Unlimited) | [7 empty] | Bulk |  |  | 10471257 |  |  |  |  | * | [6 empty] | 72 | https://www.unikeyic.com/media/datasheet/3d/d2/60ba/3d/2601e800eef96098d8630c5b87ee173d.pdf | https://www.unikeyic.com/products/flow-sensors/hafblf0400caax5/11131537.html
HAFBLF0750C4AX3 | Honeywell | 1: 167.97 3: 159.973 10: 152.702 23: 146.069 | 2.97V 3.63V ±2.50% 19.9mm(width)*20.3mm(height) |  |  |  | HAFBLF0750 | [12 empty] | 1 (Unlimited) | [7 empty] | Bulk |  |  | 10470837 |  |  |  |  | * | [6 empty] | 30 | https://www.unikeyic.com/media/datasheet/99/e6/7a07/99/9018a7d023cc737e150c2af8ac3c4b5e.pdf | https://www.unikeyic.com/products/flow-sensors/hafblf0750c4ax3/35009980.html
HAFBLF0750C4AX5 | Honeywell | 1: 123.508 3: 121.22 5: 118.932 9: 116.644 30: 114.356 | 750 sccm 4.5V 5.5V air ±2.50% 19.9mm(width)*20.3mm(height) |  |  |  | HAFBLF0750 |  |  |  |  | Air |  |  |  | Polymer |  |  |  | 1 (Unlimited) |  |  |  | -20°C ~ 70°C (TA) |  |  |  | Bulk | Male, 0.210" (5.35mm) Tube, Dual |  | 2839652 |  |  | 750sccm |  | Zephyr™ HAF |  | - | 4.5V ~ 5.5V |  |  |  | 36 | https://www.unikeyic.com/media/datasheet/70/bf/719d/70/a5da89cc89c0420313fa26e4c6e59d0d.pdf | https://www.unikeyic.com/products/flow-sensors/hafblf0750c4ax5/35029770.html
HAFSLF0050C4AX3 | Honeywell | 2: 78.892 | Flow Sensors Long Port Fast Mt 50 sccm 3.3Vdc |  | - | [5 empty] | HAFSLF0050C4AX3 Honeywell | [6 empty] | - | - | [10 empty] | Stop production |  |  | bulk | [9 empty] | 2 | https://www.unikeyic.com/media/datasheet/25/cf/5145/25/bbb1acc8c9ab6d357e71f90f6da9a3ec.pdf | https://www.unikeyic.com/products/flow-sensors/hafslf0050c4ax3/34971171.html
HAFUHH0050L4AXT | Honeywell | 1: 203.258 2: 199.496 3: 195.723 6: 191.961 30: 188.199 | Honeywell air flow sensor air flow sensor, Media monitoring gas, Maximum flow50 SLPM, 3 → 10 V DC power supply GR thermoplastic polymer（shell）, 60psigreatest pressure |  |  |  | HAFUHH0050 |  |  |  |  | Air |  |  |  | Polymer, Thermoplastic (GR) |  |  |  | 1 (Unlimited) |  |  |  | -20°C ~ 70°C (TA) |  |  |  | Box | Male, 0.8661" (22mm) |  | 4696833 |  |  | 0 ~ 50 SLPM |  | Zephyr™ HAF |  | - | 3V ~ 10V |  |  |  | 30 | https://www.unikeyic.com/media/datasheet/5a/05/c913/5a/e568666eddfa881244ad2c7ce19f3147.pdf | https://www.unikeyic.com/products/flow-sensors/hafuhh0050l4axt/11314062.html
HAFUHH0100L4AXT | Honeywell | 1: 189.926 2: 186.406 3: 182.886 6: 179.377 30: 175.857 | Honeywell Air Flow Sensor, Gas Medium, Max 100 SLPM, 3-10V DC, GR Thermoplastic Case, 60psi Max Pressure |  |  |  | HAFUHH0100 |  |  |  |  | Air |  |  |  | Polymer, Thermoplastic (GR) |  |  |  | 1 (Unlimited) |  |  |  | -20°C ~ 70°C (TA) |  |  |  | Box | Male, 0.8661" (22mm) |  | 4696836 |  |  | 0 ~ 100 SLPM |  | Zephyr™ HAF |  | - | 3V ~ 10V |  |  |  | 91 | https://www.unikeyic.com/media/datasheet/32/84/0c0c/32/834d22b37365e81d34aa3299bb258d74.pdf | https://www.unikeyic.com/products/flow-sensors/hafuhh0100l4axt/8190.html
HAFUHH0300L4AXT | Honeywell | 5: 282.9207 10: 275.817 25: 267.3204 | Honeywell air flow sensor air flow sensor, Media monitoring gas, Maximum flow300 SLPM, 3 → 10 V DC power supply GR thermoplastic polymer（shell）, 60psigreatest pressure |  |  |  | HAFUHH0300 |  |  |  |  | Air |  |  |  | Polymer, Thermoplastic (GR) |  |  |  | 1 (Unlimited) |  |  |  | -20°C ~ 70°C (TA) |  |  |  | Box | Male, 0.8661" (22mm) |  |  |  |  | 0 ~ 300 SLPM |  | Zephyr™ HAF |  | - | 3V ~ 10V |  |  |  | 26 | https://www.unikeyic.com/media/datasheet/5a/05/c913/5a/e568666eddfa881244ad2c7ce19f3147.pdf | https://www.unikeyic.com/products/flow-sensors/hafuhh0300l4axt/34974174.html
HAFUHM0010L4AXT | Honeywell | 5: 169.2415 10: 164.6522 25: 159.1635 | Honeywell air flow sensor air flow sensor, Media monitoring gas, Maximum flow10 SLPM, 3 → 10 V DC power supply GR thermoplastic polymer（shell）, 60psigreatest pressure |  |  |  | HAFUHM0010 |  |  |  |  | Air |  |  |  | Polymer, Thermoplastic (GR) |  |  |  | 1 (Unlimited) |  |  |  | -20°C ~ 70°C (TA) |  |  |  | Box | Manifold, 0.51" (13mm) |  | 4696826 |  |  | 0 ~ 10 SLPM |  | Zephyr™ HAF |  | - | 3V ~ 10V |  |  |  | 47 | https://www.unikeyic.com/media/datasheet/51/2f/583a/51/14e9e2d62d4f05c7a2a4bafeccc786b5.pdf | https://www.unikeyic.com/products/flow-sensors/hafuhm0010l4axt/34943864.html
IF311-10-01-Q | SMC | 1: 181.0349 | 12V 24V |  | - | [12 empty] | 24V | 12V | [23 empty] | 2 | https://www.unikeyic.com/media/about_us/Unikey_ISO_9001_Certification.pdf | https://www.unikeyic.com/products/flow-sensors/if311-10-01-q/999956036.html
IFW510-03-00-Q | SMC | 1: 218.8536 | SMC IFW510-03-00-Q Flow Switch |  | - | [12 empty] | - | - | [23 empty] | 4 | https://www.unikeyic.com/media/about_us/Unikey_ISO_9001_Certification.pdf | https://www.unikeyic.com/products/flow-sensors/ifw510-03-00-q/955130749.html
IFW510-04-00-Q | SMC | 1: 233.2465 | SMC switch Flow Switch, IFW series, media monitoring liquid, Maximum flow10 L/min, 1500Power |  | - | [12 empty] | 1.5KV | - |  |  |  | 5℃~60℃ | [19 empty] | 5 | https://www.unikeyic.com/media/about_us/Unikey_ISO_9001_Certification.pdf | https://www.unikeyic.com/products/flow-sensors/ifw510-04-00-q/4892092.html
IMS-4863E | SENSAPHONE | 1: 115.668 | SENSOR FLOW AIR 0 ~ 2000 FPM |  | - | Commercial Grade | [11 empty] | - | - |  | glue mount |  | 0℃~27℃ | [6 empty] | On sale |  |  | boxed | [9 empty] | 18 | https://www.unikeyic.com/media/about_us/Unikey_ISO_9001_Certification.pdf | https://www.unikeyic.com/products/flow-sensors/ims-4863e/35057024.html
INIR2-ME100% | SGX Sensortech | 5: 182.1914 10: 178.5468 20: 174.9747 | gas sensor IC, applied to Industrial Safety, Methane detection |  | - | Industrial | [11 empty] | 5.25V | - |  | PCB mounting |  | -40℃~75℃ | [19 empty] | 14 | https://www.unikeyic.com/media/about_us/Unikey_ISO_9001_Certification.pdf | https://www.unikeyic.com/products/flow-sensors/inir2-me100/16820218.html
INIR2-PR2.1% | SGX Sensortech | 5: 222.7184 10: 211.584 20: 201.0096 | gas sensor IC, applied to Industrial Safety, Propane Detection |  | - | Industrial | [11 empty] | 5.25V | - |  | PCB mounting |  | -40℃~75℃ | [19 empty] | 6 | https://www.unikeyic.com/media/about_us/Unikey_ISO_9001_Certification.pdf | https://www.unikeyic.com/products/flow-sensors/inir2-pr2-1/242988470.html
INIR2-R32 | SGX Sensortech | 5: 175.655 10: 172.1402 | SGX Sensors gas sensor IC, applied to Industrial Safety, Difluoromethane detection |  | - | Industrial | [11 empty] | 5.25V | - |  | PCB mounting |  | -40℃~75℃ | [19 empty] | 34 | https://www.unikeyic.com/media/about_us/Unikey_ISO_9001_Certification.pdf | https://www.unikeyic.com/products/flow-sensors/inir2-r32/251106234.html
IR1020-F01-A | SMC | 1: 107.9963 | SMC flow controller, IRseries, 4.4 L/minMaximum flow, -5°CMinimum operating temperature |  | - | [12 empty] | - | - |  | panel mount |  | -5℃~60℃ | [19 empty] | 1 | https://www.unikeyic.com/media/about_us/Unikey_ISO_9001_Certification.pdf | https://www.unikeyic.com/products/flow-sensors/ir1020-f01-a/1036448.html
IR11BR | SGX Sensortech | 5: 192.8245 | gas sensor IC, applied to air quality monitor, carbon dioxide detection |  | - | Industrial |  |  |  |  | IR11BR SGX Sensortech |  |  |  | 19mm(Length)*19mm(height) |  |  | 5V | - |  | PCB mounting |  | -20℃~55℃ | [6 empty] | On sale | [12 empty] | 7 | https://www.unikeyic.com/media/datasheet/ce/f7/4114/ce/a21929eda126a8e463410d61ddb162f9.pdf | https://www.unikeyic.com/products/flow-sensors/ir11br/35068798.html
IR11EJ | SGX Sensortech | 1: 167.7097 5: 156.402 20: 148.3195 40: 144.7692 60: 142.8285 | Gas Sensor |  | - | Industrial |  |  |  |  | IR11EJ SGX Sensortech | [6 empty] | - | - |  |  |  | -20℃~55℃ | [6 empty] | On sale | [12 empty] | 1 | https://www.unikeyic.com/media/datasheet/ce/f7/4114/ce/a21929eda126a8e463410d61ddb162f9.pdf | https://www.unikeyic.com/products/flow-sensors/ir11ej/35054137.html
IR11EM | SGX Sensortech | 1: 199.9115 5: 186.6565 20: 177.1765 40: 173.0126 60: 170.7359 | Gas Detection Sensor |  | - | Industrial |  |  |  |  | IR11EM SGX Sensortech | [6 empty] | - | - |  |  |  | -20℃~55℃ | [6 empty] | On sale | [12 empty] | 28 | https://www.unikeyic.com/media/datasheet/ce/f7/4114/ce/a21929eda126a8e463410d61ddb162f9.pdf | https://www.unikeyic.com/products/flow-sensors/ir11em/34985415.html
IR12EJ | SGX Sensortech | 1: 195.7621 5: 182.8464 20: 173.6115 40: 169.5531 60: 167.3356 | Gas Detection Sensor |  | - | Industrial |  |  |  |  | IR12EJ SGX Sensortech | [6 empty] | - | - |  |  |  | -20℃~55℃ | [6 empty] | On sale | [12 empty] | 14 | https://www.unikeyic.com/media/datasheet/ce/f7/4114/ce/a21929eda126a8e463410d61ddb162f9.pdf | https://www.unikeyic.com/products/flow-sensors/ir12ej/35060571.html
IR12GM_1 | SGX Sensortech | 5: 209.8082 | gas sensor IC, applied to air quality monitor |  | - | Industrial |  |  |  |  | IR12GM_1 SGX Sensortech |  |  |  | 19mm(Length)*16.6mm(height) |  |  | 5V | - |  | PCB mounting |  | -20℃~55℃ | [6 empty] | On sale | [12 empty] | 18 | https://www.unikeyic.com/media/datasheet/ce/f7/4114/ce/a21929eda126a8e463410d61ddb162f9.pdf | https://www.unikeyic.com/products/flow-sensors/ir12gm-1/10941921.html
IR15TT | SGX Sensortech | 5: 276.5682 | Gas Sensor IC for Air Quality Monitor, CO2 Detection |  | - | Industrial |  |  |  |  | IR15TT SGX Sensortech |  |  |  | 19mm(height) |  |  | 5V | - |  | PCB mounting |  | -20℃~55℃ | [6 empty] | On sale | [12 empty] | 18 | https://www.unikeyic.com/media/datasheet/10/54/70f8/10/6e61f20d2f8d2ed5bedca38eda180240.pdf | https://www.unikeyic.com/products/flow-sensors/ir15tt/36156.html
IR15TT-M | SGX Sensortech | 1: 232.5129 5: 217.5358 20: 206.8282 40: 202.1229 | Carbon Dioxide (CO2)、Methane |  | - | Industrial |  |  |  |  | IR15TT-M SGX Sensortech | [6 empty] | - | - |  |  |  | -20℃~55℃ | [6 empty] | On sale | [12 empty] | 10 | https://www.unikeyic.com/media/datasheet/10/54/70f8/10/6e61f20d2f8d2ed5bedca38eda180240.pdf | https://www.unikeyic.com/products/flow-sensors/ir15tt-m/11053897.html
IR15TT-R | SGX Sensortech | 1: 326.8932 5: 306.8366 20: 292.4895 | Gas Sensor |  | - | Industrial |  |  |  |  | IR15TT-R SGX Sensortech | [6 empty] | - | - |  |  |  | -20℃~55℃ | [6 empty] | On sale | [12 empty] | 20 | https://www.unikeyic.com/media/datasheet/10/54/70f8/10/6e61f20d2f8d2ed5bedca38eda180240.pdf | https://www.unikeyic.com/products/flow-sensors/ir15tt-r/11255085.html
IR21BD | Amphenol | 1+: 199.314 5+: 198.2016 25+: 198.1908 | [40 empty] | 20 |  | https://www.unikeyic.com/products/flow-sensors/ir21bd/11067279.html
IR21EJ | SGX Sensortech | 1: 196.5717 5: 183.6135 20: 174.3458 40: 170.2744 60: 168.0481 | ±0.5% |  | ±0.5% | Industrial |  |  |  |  | IR21EJ SGX Sensortech | [6 empty] | - | - |  |  |  | -20℃~60℃ | [6 empty] | On sale | [12 empty] | 21 | https://www.unikeyic.com/media/datasheet/28/c0/8159/28/dd94fc549003ae456648b02708ceb663.pdf | https://www.unikeyic.com/products/flow-sensors/ir21ej/10968968.html
IR3000-F03-A | SMC | 1: 221.2649 | SMC flow controller, IRseries, 11.5 L/minMaximum flow, -5°CMinimum operating temperature |  | - | [12 empty] | - | - |  | panel mount |  | -5℃~60℃ | [19 empty] | 2 | https://www.unikeyic.com/media/about_us/Unikey_ISO_9001_Certification.pdf | https://www.unikeyic.com/products/flow-sensors/ir3000-f03-a/64912.html
K7L-AT50DPB | OMRON | 1: 349.9956 5: 317.952 10: 295.4772 25: 283.3812 | OmronOmron, K7Lseries Liquid Leak Sensor, 12 → 24 V DC power supply |  | - | [9 empty] | 12.8mm*28.8mm*46mm |  |  | 24V(DC) | 12V |  | Push-in type |  | -10℃~55℃ | [19 empty] | 34 | https://www.unikeyic.com/media/about_us/Unikey_ISO_9001_Certification.pdf | https://www.unikeyic.com/products/flow-sensors/k7l-at50dpb/1294211.html
KIT0139 | DFROBOT | 1: 51.2454 50: 49.2744 100: 47.3035 | 12V 36V threaded mounting | [13 empty] | 316 Stainless Steel |  |  | Not Applicable |  | Threaded |  | -20°C ~ 70°C |  | 4mA ~ 20mA | Analog | Bulk |  |  | 10279708 |  |  |  |  | - | - |  |  |  |  | 12V ~ 36V | 200 | https://www.unikeyic.com/media/datasheet/fa/c0/2d2d/fa/7d24c15c85c32017731a7ea3c58844a0.pdf | https://www.unikeyic.com/products/flow-sensors/kit0139/11129824.html
LD20-2600B | SENSIRION | 1: 91.377 5: 83.1276 10: 80.676 25: 77.7384 50: 77.2308 100: 73.8612 | 3.2V 3.8V | [8 empty] | Liquid |  |  |  | Liquid-Crystal-Polymer (LCP), Polyetherimide (PEI) |  |  |  | Not Applicable |  |  |  | 5°C ~ 45°C |  |  |  | Tray | Male, 0.24" (6mm) Tube, Dual |  | 14639127 |  |  | 16.667mL/min |  | LD20 |  | I2C | 3.2V ~ 3.8V |  |  |  | 60 | https://www.unikeyic.com/media/datasheet/72/d8/8b25/72d88b255b017472db0770d177f52ff7.pdf | https://www.unikeyic.com/products/flow-sensors/ld20-2600b/11061639.html
LF802413 | Parker Hannifin | 1: 126.2363 6: 120.6409 12: 117.7584 | Parker LF802413 Flow Meter |  | - | [12 empty] | - | - |  |  |  | 60℃(max) | [19 empty] | 83 | https://www.unikeyic.com/media/about_us/Unikey_ISO_9001_Certification.pdf | https://www.unikeyic.com/products/flow-sensors/lf802413/681760706.html
LFE1B4F1 | SMC | 1: 816.6907 | 12V 24V |  | - | [12 empty] | 24V | 12V | [23 empty] | 1 | https://www.unikeyic.com/media/about_us/Unikey_ISO_9001_Certification.pdf | https://www.unikeyic.com/products/flow-sensors/lfe1b4f1/999961844.html
LFE2D6F | SMC | 1: 878.9792 | SMC Flow Controller, LFE Series, 100 L/min Max Flow |  | - | [5 empty] | LFE2D6F SMC | [6 empty] | 24V | - |  | Bracket mounting, direct mounting | [21 empty] | 1 | https://www.unikeyic.com/media/datasheet/a3/b5/5f97/a3/a6e2cea5075dbae3e86e99db6431af4f.pdf | https://www.unikeyic.com/products/flow-sensors/lfe2d6f/244794.html
LFS-01H | Sensata Technologies | 1+: 521.0767 | 1.0" (25.4mm) NPT | [39 empty] | 1 |  | https://www.unikeyic.com/products/flow-sensors/lfs-01h/8118959.html
LFS-02H | cynergy3 |  | liquid PADDLE |  |  |  | LFS-02 |  |  |  |  | Liquid |  |  |  | Aluminum |  |  |  | 1 (Unlimited) |  |  |  | -30°C ~ 150°C (TA) |  |  |  | Bulk | 3/4", 0.75" (19.05mm) BSP |  | 5067483 |  |  | - |  | LFS |  | SPDT | 230V |  |  |  |  | https://www.unikeyic.com/media/datasheet/9f/36/5e45/9f/14ecab127170917c2d881c7edfde09d6.pdf | https://www.unikeyic.com/products/flow-sensors/lfs-02h/34940498.html
LFS-03 | Sensata Technologies | 1+: 436.2336 10+: 415.476 | SENSOR FLOW LIQ | [39 empty] | 1 |  | https://www.unikeyic.com/products/flow-sensors/lfs-03/22935063.html
LFS-03 | cynergy3 | 1: 383.6204 | Sensata / Cynergy3 Pushbutton Flow Switch, LFS Series, Max Flow 60.6 L/min, 83.3 L/min, 230 V, Aluminum Alloy, 20bar Max Pressure, 1 A Rated Current | [8 empty] | Liquid |  |  |  | Aluminum |  |  |  | 1 (Unlimited) |  |  |  | -30°C ~ 75°C (TA) |  |  |  | Bulk | 1.0" (25.4mm) NPT |  | 4209034 |  |  | - |  | LFS |  | - | 230V |  |  |  | 5 | https://www.unikeyic.com/media/datasheet/9f/36/5e45/9f/14ecab127170917c2d881c7edfde09d6.pdf | https://www.unikeyic.com/products/flow-sensors/lfs-03/11255257.html
LFS-04 | cynergy3 |  | Sensata / Cynergy3 Trigger button Flow Switch, LFS series, Maximum flow60.6 L/min，83.3 L/min, 230 VPower aluminium alloy, 20bargreatest pressure, 1 Arated_current | [8 empty] | Liquid |  |  |  | Aluminum |  |  |  | 1 (Unlimited) |  |  |  | -30°C ~ 75°C (TA) |  |  |  | Bulk | 3/4", 0.75" (19.05mm) BSP |  | 4209035 |  |  | - |  | LFS |  | - | 230V |  |  |  |  | https://www.unikeyic.com/media/datasheet/9f/36/5e45/9f/14ecab127170917c2d881c7edfde09d6.pdf | https://www.unikeyic.com/products/flow-sensors/lfs-04/35047848.html
LFS-04 | Sensata Technologies | 1+: 436.2336 10+: 415.476 | SENSOR FLOW LIQ | [39 empty] | 1 |  | https://www.unikeyic.com/products/flow-sensors/lfs-04/33038118.html
LG16-0430D | Sensitron Semiconductor | 1+: 719.0964 5+: 679.7498 10+: 665.0705 | SENSOR FLOW LIQ 0~0.08 ML /MIN | [39 empty] | 38 |  | https://www.unikeyic.com/products/flow-sensors/lg16-0430d/693269083.html
LG16-0431D | SENSIRION | 1: 874.3745 | Flowmeter 12VDC 30bar 80uL/min Liquid | [8 empty] | Liquid |  |  |  | - |  |  |  | Not Applicable |  |  |  | 10°C ~ 50°C |  |  |  | Bulk | Female, 1/4"-28 (6.35mm) Flat Bottom, UNF |  |  |  |  | 0 ~ 0.08 ml/min |  | - |  | I2C | 4V ~ 12V |  |  |  | 18 | https://www.unikeyic.com/media/datasheet/f9/d2/6f9c/f9/ec6dc08100e6c3769172698fbcc9d1ac.pdf | https://www.unikeyic.com/products/flow-sensors/lg16-0431d/35002884.html
LG16-1000D | Sensitron Semiconductor | 1: 719.0964 5: 679.7498 10: 665.0705 | 1 ml/min mother、1／4"-28 (6.35mm) 、UNF |  | - | [12 empty] | - | - | [23 empty] | 19 | https://www.unikeyic.com/media/about_us/Unikey_ISO_9001_Certification.pdf | https://www.unikeyic.com/products/flow-sensors/lg16-1000d/996585095.html
LI40-1001 | FLOWLINE | 1: 345.0034 | Flowline LI40 Series Level Controller |  | - | Industrial |  |  |  |  | LI40-1001 FLOWLINE |  |  |  | 85.5mm*78.6mm*17mm |  |  | - | - |  | threaded mounting, panel mount |  | -20℃~60℃ | [19 empty] | 1 | https://www.unikeyic.com/media/datasheet/81/0d/8ab3/81/42e70e5f516967dcfba18a566a999613.pdf | https://www.unikeyic.com/products/flow-sensors/li40-1001/29888387.html
LLC700D3SH | SST Sensing | 1: 48.8114 5: 44.9012 10: 43.4477 25: 41.7095 50: 40.5195 100: 39.4276 | SSt Sensing Limited Level Switch, OPTOMAX LLC700series, transistor output, maximum7bar | [5 empty] | 2.5 mA | [7 empty] | Polysulfone (PES) |  |  | 1 (Unlimited) |  | Threaded |  | -25°C ~ 80°C |  | Push-Pull |  | Bulk | [7 empty] | Optomax | - |  |  |  |  | 4.5V ~ 15.4V | 43 | https://www.unikeyic.com/media/datasheet/b2/47/1f12/b2/b5f47596fac5a17ad8a1d785bc74393f.pdf | https://www.unikeyic.com/products/flow-sensors/llc700d3sh/35066242.html
LPM2610-D09 | FIGARO Engineering | 1: 44.7186 | Figaro air quality sensor, 27 x 12.5 x 14.1mm, Butane、Propane Detection |  | - | Commercial Grade | [8 empty] | 27mm*12.5mm*14.1mm |  |  | 3V | - |  |  |  | 0℃~40℃ | [19 empty] | 97 | https://www.unikeyic.com/media/about_us/Unikey_ISO_9001_Certification.pdf | https://www.unikeyic.com/products/flow-sensors/lpm2610-d09/8455676.html
MA300D1-1 | Murata Manufacturing | 1: 19.92 5: 17.3765 10: 16.4528 25: 15.707 50: 15.1985 100: 14.7239 540: 13.3679 | Ultrasonic Sensor |  |  |  | MA300 | 11° | [5 empty] | 300kHz | [5 empty] | 1 (Unlimited) | [7 empty] | Bulk | [7 empty] | - |  |  |  | 50V |  |  | 596 | https://www.unikeyic.com/media/datasheet/c0/e9/dead/c0e9dead218aedb99b11703438b12d34.pdf | https://www.unikeyic.com/products/flow-sensors/ma300d1-1/11265240.html
MB1009-000 | MaxBotix | 1: 42.0865 |  |  |  |  | MB1009 | 62° | [5 empty] | 42kHz | [9 empty] | -40°C ~ 65°C (TA) |  |  |  | Bulk |  |  | 7796839 |  |  |  |  | ParkSonar-EZ |  |  |  | 2.8 V ~ 5.5 V |  |  | 4 | https://www.unikeyic.com/media/datasheet/82/b9/95ca/82/11c4a73f74bb9a3d4d9572ade49b9257.pdf | https://www.unikeyic.com/products/flow-sensors/mb1009-000/11120205.html
MB1024-000 | MaxBotix | 1: 42.0865 |  |  |  |  | MB1024 | 44° | [5 empty] | 42kHz | [5 empty] | 1 (Unlimited) |  |  |  | -40°C ~ 65°C (TA) |  |  |  | Bulk |  |  | 7796841 |  |  |  |  | LV-ProxSonar-EZ |  |  |  | 2.8 V ~ 5.5 V |  |  | 5 | https://www.unikeyic.com/media/datasheet/8b/54/0e0f/8b/598528f49bd8c90eb383e236189a3074.pdf | https://www.unikeyic.com/products/flow-sensors/mb1024-000/11192889.html
MB7051-800 | MaxBotix | 1: 217.7665 |  |  |  |  | MB7051 | 11° | [5 empty] | 42kHz | [5 empty] | 1 (Unlimited) |  |  |  | -40°C ~ 65°C (TA) |  |  |  | Bulk |  |  | 7896862 |  |  |  |  | XL-MaxSonar-WR |  |  |  | 3.2 V ~ 5.5 V |  |  | 4 | https://www.unikeyic.com/media/pdf/HTMLDatasheet/maxbotix/55/10/8793/mb7092-320/2025/11/sen-09496.pdf | https://www.unikeyic.com/products/flow-sensors/mb7051-800/35064379.html
MB7076-101 | MaxBotix | 1: 203.5523 5: 184.1345 10: 139.9378 | ULT SEN TX/RX 42KHZ 3.2V/5.5V |  |  |  | MB7076 | 11° | [5 empty] | 42kHz | [9 empty] | -40°C ~ 65°C (TA) |  |  |  | Bulk |  |  | 7797204 |  |  |  |  | XL-MaxSonar-WR |  |  |  | 3.2 V ~ 5.5 V |  |  | 1 | https://www.unikeyic.com/media/datasheet/76/68/dcb4/7668dcb456dc25941972bf32ca0dffdc.pdf | https://www.unikeyic.com/products/flow-sensors/mb7076-101/11192998.html
MB7344-100 | MaxBotix | 1: 210.7393 |  |  |  |  | MB7344 | 23° | [5 empty] | 42kHz | [9 empty] | -40°C ~ 65°C (TA) |  |  |  | Bulk | [7 empty] | HRXL-MaxSonar-WRS |  |  |  | 2.5 V ~ 5.5 V |  |  | 5 | https://www.unikeyic.com/media/datasheet/aa/c0/7a0b/aa/9d94f9be7f68d20dd86153ec689b45b4.pdf | https://www.unikeyic.com/products/flow-sensors/mb7344-100/10969054.html
MB7389-120 | MaxBotix | 1: 162.0356 5: 146.9076 10: 111.397 | ULT SEN TX/RX 42KHZ 2.8V/5.5V |  |  |  | MB7389 | 11° | [5 empty] | 42kHz | [9 empty] | -40°C ~ 65°C (TA) |  |  |  | Bulk | [7 empty] | HRXL-MaxSonar-WR |  |  |  | 2.8 V ~ 5.5 V |  |  | 6 | https://www.unikeyic.com/media/datasheet/68/3d/70c2/68/714c07a41cd5274658029c80a85862aa.pdf | https://www.unikeyic.com/products/flow-sensors/mb7389-120/35018429.html
MB7469-101 | MaxBotix | 1: 337.1778 |  |  |  |  | MB7469 | 11° | [5 empty] | 42kHz | [9 empty] | -40°C ~ 65°C (TA) |  |  |  | Bulk | [7 empty] | 4-20HR-MaxSonar-WR |  |  |  | 10 V ~ 32 V |  |  | 5 | https://www.unikeyic.com/media/datasheet/f6/11/5a2e/f6/2c805291ff9ad9d5c5b16838188bff00.pdf | https://www.unikeyic.com/products/flow-sensors/mb7469-101/11114239.html
MB7480-101 | MaxBotix | 1: 337.1778 |  |  |  |  | MB7480 | 11° | [5 empty] | 42kHz | [9 empty] | -40°C ~ 65°C (TA) |  |  |  | Bulk |  |  | 7797728 |  |  |  |  | 4-20HR-MaxSonar-WR |  |  |  | 10 V ~ 32 V |  |  | 4 | https://www.unikeyic.com/media/datasheet/f6/11/5a2e/f6/2c805291ff9ad9d5c5b16838188bff00.pdf | https://www.unikeyic.com/products/flow-sensors/mb7480-101/10895043.html
MB7489-101 | MaxBotix | 1: 337.1778 |  |  |  |  | MB7489 | 11° | [5 empty] | 42kHz | [9 empty] | -40°C ~ 65°C (TA) |  |  |  | Bulk | [7 empty] | 4-20HR-MaxSonar-WR |  |  |  | 10 V ~ 32 V |  |  | 5 | https://www.unikeyic.com/media/datasheet/f6/11/5a2e/f6/2c805291ff9ad9d5c5b16838188bff00.pdf | https://www.unikeyic.com/products/flow-sensors/mb7489-101/11287550.html
MB7534-100 | MaxBotix | 1: 281.0113 |  |  |  |  | MB7534 | 23° | [5 empty] | 42kHz | [9 empty] | -40°C ~ 65°C (TA) |  |  |  | Bulk | [7 empty] | SCXL-MaxSonar-WRS |  |  |  | 2.5 V ~ 5.5 V |  |  | 5 | https://www.unikeyic.com/media/datasheet/c3/d2/e018/c3/dcb1e0a00ef212d5ee5cfe1884dad6da.pdf | https://www.unikeyic.com/products/flow-sensors/mb7534-100/35006035.html
MB7554-100 | MaxBotix | 1: 281.0113 |  |  |  |  | MB7554 | 23° | [5 empty] | 42kHz | [5 empty] | Not Applicable |  |  |  | -40°C ~ 65°C (TA) |  |  |  | Bulk | [7 empty] | SCXL-MaxSonar-WRS |  |  |  | 2.5 V ~ 5.5 V |  |  | 7 | https://www.unikeyic.com/media/datasheet/c3/d2/e018/c3/dcb1e0a00ef212d5ee5cfe1884dad6da.pdf | https://www.unikeyic.com/products/flow-sensors/mb7554-100/10927167.html
MB7589-131 | MaxBotix | 1+: 327.8224 5+: 307.3229 | U 42kHz | [39 empty] | 10 | https://www.unikeyic.com/media/datasheet/9a/41/a6b8/9a/0dba87d5dad28b307fe175d9bcb1b3d5.pdf | https://www.unikeyic.com/products/flow-sensors/mb7589-131/35039583.html
MB7760-101 | MaxBotix | 1: 337.1778 |  |  |  |  | MB7760 | 11° | [5 empty] | 42kHz | [9 empty] | -40°C ~ 65°C (TA) |  |  |  | Bulk |  |  | 7798092 |  |  |  |  | 4-20SC-MaxSonar-WR |  |  |  | 10 V ~ 32 V |  |  | 4 | https://www.unikeyic.com/media/datasheet/64/1a/3084/64/f26cafc4916cea88a661563facd772de.pdf | https://www.unikeyic.com/products/flow-sensors/mb7760-101/11001625.html
MB7780-101 | MaxBotix | 1: 337.1778 |  |  |  |  | MB7780 | 11° | [5 empty] | 42kHz | [9 empty] | -40°C ~ 65°C (TA) |  |  |  | Bulk |  |  | 7798170 |  |  |  |  | 4-20SC-MaxSonar-WR |  |  |  | 10 V ~ 32 V |  |  | 5 | https://www.unikeyic.com/media/datasheet/64/1a/3084/64/f26cafc4916cea88a661563facd772de.pdf | https://www.unikeyic.com/products/flow-sensors/mb7780-101/35069940.html
MB7789-101 | MaxBotix | 1: 337.1778 |  |  |  |  | MB7789 | 11° | [5 empty] | 42kHz | [9 empty] | -40°C ~ 65°C (TA) |  |  |  | Bulk |  |  | 7798209 |  |  |  |  | 4-20SC-MaxSonar-WR |  |  |  | 10 V ~ 32 V |  |  | 5 | https://www.unikeyic.com/media/datasheet/64/1a/3084/64/f26cafc4916cea88a661563facd772de.pdf | https://www.unikeyic.com/products/flow-sensors/mb7789-101/11333083.html
MC780-6018 | Micron Technology | 1: 8330.8577 | 110V 240V |  | - | [12 empty] | 240V | 110V | [23 empty] | 1 | https://www.unikeyic.com/media/about_us/Unikey_ISO_9001_Certification.pdf | https://www.unikeyic.com/products/flow-sensors/mc780-6018/1001117296.html
MC804-11001400 | Micron Technology | 1: 1600.1963 | 12V 24V |  | - | [12 empty] | 24V | 12V | [23 empty] | 6 | https://www.unikeyic.com/media/about_us/Unikey_ISO_9001_Certification.pdf | https://www.unikeyic.com/products/flow-sensors/mc804-11001400/1001115607.html
MC804-11001401 | Micron Technology | 1: 1799.4155 | 12V 24V |  | - | [12 empty] | 24V | 12V | [23 empty] | 4 | https://www.unikeyic.com/media/about_us/Unikey_ISO_9001_Certification.pdf | https://www.unikeyic.com/products/flow-sensors/mc804-11001401/1001117018.html
MC804-20001402 | Micron Technology | 1: 2326.5244 | 12V 24V |  | - | [12 empty] | 24V | 12V | [23 empty] | 9 | https://www.unikeyic.com/media/about_us/Unikey_ISO_9001_Certification.pdf | https://www.unikeyic.com/products/flow-sensors/mc804-20001402/1001118393.html
MC804-20001403 | Micron Technology | 1: 2234.6601 | 12V 24V |  | - | [12 empty] | 24V | 12V | [23 empty] | 11 | https://www.unikeyic.com/media/about_us/Unikey_ISO_9001_Certification.pdf | https://www.unikeyic.com/products/flow-sensors/mc804-20001403/1001116189.html
MET841.XXX1C | VEGA Controls | 1: 611.1252 | Vega, VEGAMET 841series Level controller, 100 → 230 vPower |  | - | Industrial | [8 empty] | 162mm*111mm*76mm |  |  | 230V | - |  | wall mount |  | -40℃~60℃ | [19 empty] | 23 | https://www.unikeyic.com/media/about_us/Unikey_ISO_9001_Certification.pdf | https://www.unikeyic.com/products/flow-sensors/met841-xxx1c/13308025.html
MET842.XXX1C | VEGA Controls | 1: 812.0763 | Vega, VEGAMET 842series Level controller, 100 → 230 vPower |  | - | Industrial | [8 empty] | 162mm*111mm*76mm |  |  | 230V | - |  | wall mount |  | -40℃~60℃ | [19 empty] | 10 | https://www.unikeyic.com/media/about_us/Unikey_ISO_9001_Certification.pdf | https://www.unikeyic.com/products/flow-sensors/met842-xxx1c/23163245.html
MET862.XXX1C | VEGA Controls | 1+: 1088.3821 | Vega VEGAMET 862 Series Level Controller, 100-230V AC | [39 empty] | 4 |  | https://www.unikeyic.com/products/flow-sensors/met862-xxx1c/6470601.html
MF010-0-LC3 | Honeywell | 1: 3409.901 | ±2% 105mm*42mm*60mm |  | ±2% |  |  |  |  | 500mA | [9 empty] | 1 (Unlimited) |  |  |  | -10°C ~ 50°C | 4mA ~ 20mA |  |  | Box | [7 empty] | MF010 |  |  |  |  | 22.8V ~ 25.2V |  | 1 | https://www.unikeyic.com/media/datasheet/03/f6/2ead/03/6786fed89b224e1a39080b0295165f30.pdf | https://www.unikeyic.com/products/flow-sensors/mf010-0-lc3/35054191.html
MFS02.PEXP.0 | Innovative Sensor Technology IST | 1: 74.7986 5: 73.463 | THERMAL MASS FLOW SENSOR, 150M/S; | [8 empty] | Gas |  |  |  | - |  |  |  | 1 (Unlimited) |  |  |  | -40°C ~ 80°C |  |  |  | Tray | - |  | 13686731 |  |  | 0 ~ 150m/s |  | - |  | - | 2V ~ 6V |  |  |  | 2 | https://www.unikeyic.com/media/datasheet/0a/a8/9482/0a/24dd72574708ad1a31e2b9ca6d22f5ba.pdf | https://www.unikeyic.com/products/flow-sensors/mfs02-pexp-0/16886353.html
MFS02.PSTD.0 | Innovative Sensor Technology IST | 1: 73.722 5: 63.342 10: 53.4384 20: 51.3648 | [9 empty] | Gas |  |  |  | - |  |  |  | 1 (Unlimited) |  |  |  | -40°C ~ 80°C |  |  |  | Tray | - |  |  |  |  | 0 ~ 150m/s |  | - |  | - | 2V ~ 6V |  |  |  | 16 | https://www.unikeyic.com/media/datasheet/47/47/70ac/47/0c17c7a082e3ff6eba44e02d7f2bfeb4.pdf | https://www.unikeyic.com/products/flow-sensors/mfs02-pstd-0/16787327.html
MHM502-01A | Murata Power Solutions | 1+: 45.3415 10+: 41.0596 25+: 39.7358 50+: 38.8452 | 13.2V DC Base Mount | [39 empty] | 90 |  | https://www.unikeyic.com/products/flow-sensors/mhm502-01a/779097662.html
MICS-VZ-89TE | SGX Sensortech | 1: 20.1202 5: 18.3401 20: 17.0692 40: 16.5118 60: 16.2076 100: 15.8452 500: 14.8432 | gas sensor IC, applied to , Organic vapor detection |  | - | Commercial Grade |  |  |  |  | MICS-VZ-89TE SGX Sensortech | [6 empty] | 5.1V | - |  | PCB mounting |  | 0℃~50℃ | [6 empty] | On sale | [12 empty] | 194 | https://www.unikeyic.com/media/datasheet/c0/ce/c704/c0/2c2e2bdc7c4efd65d0c2e7ab0e9c38a8.pdf | https://www.unikeyic.com/products/flow-sensors/mics-vz-89te/11206477.html
MK9151.11 2-450KOHM AC220-240V | DOLD | 1: 203.5612 | Dold Liquid Level Relay, 220 TO 240 V AC power |  | - | Industrial | [8 empty] | 82mm*22.5mm*99mm |  |  | 220 TO 240 V AC | 220 TO 240 V AC |  | DIN rail mounting |  | -20℃~60℃ | [19 empty] | 9 | https://www.unikeyic.com/media/about_us/Unikey_ISO_9001_Certification.pdf | https://www.unikeyic.com/products/flow-sensors/mk9151-11-2-450kohm-ac220-240v/27811484.html
MK9151.11 2-450kOhm DC24V | DOLD | 1: 162.5895 5: 159.6333 10: 159.6333 | Dold Liquid Level Relay, 24 V DC power supply |  | - | Industrial | [8 empty] | 82mm*22.5mm*99mm |  |  | - | - |  | DIN rail mounting |  | -20℃~60℃ | [19 empty] | 1 | https://www.unikeyic.com/media/about_us/Unikey_ISO_9001_Certification.pdf | https://www.unikeyic.com/products/flow-sensors/mk9151-11-2-450kohm-dc24v/26293765.html
MP1C-3 | cynergy3 | 1: 289.5375 | [6 empty] | 250 mA | [7 empty] | High Density Polyethylene (PEHD) |  |  | 1 (Unlimited) |  | Cable Mount |  | 0°C ~ 55°C |  | SPDT | Switch (Single Float) | Bulk |  |  | 4209039 |  |  |  |  | MP1C | - |  |  |  |  | 3V | 100 | https://www.unikeyic.com/media/datasheet/1a/a1/1705/1a/38b41b64e524e3af8b6b8d4b32de0915.pdf | https://www.unikeyic.com/products/flow-sensors/mp1c-3/34987126.html
MP7227-DA | SGX Sensortech | 1: 56.1924 5: 51.8076 10: 50.1757 25: 48.2237 50: 46.8871 100: 45.6609 | SGX Sensors gas sensor IC, used in industry, Flammability detection |  | - | Industrial | [11 empty] | 5.1V | - |  | PCB mounting |  | -20℃~55℃ | [19 empty] | 33 | https://www.unikeyic.com/media/about_us/Unikey_ISO_9001_Certification.pdf | https://www.unikeyic.com/products/flow-sensors/mp7227-da/17050434.html
MR3A12BVBN | Key Instruments | 1: 200.6627 | Key Instruments Variable Area flow meter, MR3000 series, Media monitoring gas, Maximum flow0.5 L/min Polycarbonate, 6.9bargreatest pressure |  | - | [5 empty] | MR3A12BVBN Key Instruments | [6 empty] | - | - |  |  |  | 65℃(max) | [19 empty] | 4 | https://www.unikeyic.com/media/datasheet/ba/f8/b878/ba/10af2a555d7f5b1bd8e74f2070cc4e32.pdf | https://www.unikeyic.com/products/flow-sensors/mr3a12bvbn/35033014.html
MR3A13BVBN | Key Instruments | 1: 139.6805 | Key Instruments Variable Area flow meter, MR3000 series, Media monitoring gas, Maximum flow1.2 L/min Polycarbonate, 6.9bargreatest pressure |  | - | [5 empty] | MR3A13BVBN Key Instruments | [6 empty] | - | - |  |  |  | 65℃(max) | [19 empty] | 70 | https://www.unikeyic.com/media/datasheet/ba/f8/b878/ba/10af2a555d7f5b1bd8e74f2070cc4e32.pdf | https://www.unikeyic.com/products/flow-sensors/mr3a13bvbn/10960658.html
MR3A14BVBN | Key Instruments | 1: 118.0975 6: 113.3741 12: 108.6507 | Key Instruments Variable Area flow meter, MR3000 series, Media monitoring gas, Maximum flow5 L/min Polycarbonate, 6.9bargreatest pressure |  | - | [5 empty] | MR3A14BVBN Key Instruments | [6 empty] | - | - |  |  |  | 65℃(max) | [19 empty] | 111 | https://www.unikeyic.com/media/datasheet/ba/f8/b878/ba/10af2a555d7f5b1bd8e74f2070cc4e32.pdf | https://www.unikeyic.com/products/flow-sensors/mr3a14bvbn/35030243.html
MR3A15BVBN | Key Instruments | 1: 137.4191 | Key Instruments Variable Area flow meter, MR3000 series, Media monitoring gas, Maximum flow10 L/min Polycarbonate, 6.9bargreatest pressure |  | - | [5 empty] | MR3A15BVBN Key Instruments | [6 empty] | - | - |  |  |  | 65℃(max) | [19 empty] | 36 | https://www.unikeyic.com/media/datasheet/ba/f8/b878/ba/10af2a555d7f5b1bd8e74f2070cc4e32.pdf | https://www.unikeyic.com/products/flow-sensors/mr3a15bvbn/11106042.html
MR3A16BVBN | Key Instruments | 1: 117.5915 | Key Instruments Variable Area flow meter, MR3000 series, Media monitoring gas, Maximum flow30 L/min Polycarbonate, 6.9bargreatest pressure |  | - | [5 empty] | MR3A16BVBN Key Instruments | [6 empty] | - | - |  |  |  | 65℃(max) | [19 empty] | 3 | https://www.unikeyic.com/media/datasheet/24/8c/9b16/24/4eb500b96a056b8bef4d8d4973a3e40f.pdf | https://www.unikeyic.com/products/flow-sensors/mr3a16bvbn/34952945.html
MR3A18BVBN | Key Instruments | 1: 121.1148 | Key Instruments MR3A18BVBN Flow Meter |  | - | [5 empty] | MR3A18BVBN Key Instruments | [6 empty] | - | - |  |  |  | 65℃(max) | [19 empty] | 11 | https://www.unikeyic.com/media/datasheet/d6/5d/025f/d6/4444cdf7215c893740dc6ab77a73dd27.pdf | https://www.unikeyic.com/products/flow-sensors/mr3a18bvbn/10941907.html
MR3L10BVBN | Key Instruments | 1: 117.5915 | Key Instruments Variable Area flow meter, MR3000 series, media monitoring liquid, Maximum flow110 cm³/minimum value Polycarbonate, 6.9bargreatest pressure |  | - | [5 empty] | MR3L10BVBN Key Instruments | [6 empty] | - | - |  |  |  | 65℃(max) | [19 empty] | 2 | https://www.unikeyic.com/media/datasheet/ba/f8/b878/ba/10af2a555d7f5b1bd8e74f2070cc4e32.pdf | https://www.unikeyic.com/products/flow-sensors/mr3l10bvbn/35032377.html
MR3L11BVBN | Key Instruments | 1: 139.6056 | Key Instruments MR3000 Series Flow Meter, Liquid, 300 cm³/min Max, Polycarbonate, 6.9bar Max Pressure |  | - | [5 empty] | MR3L11BVBN Key Instruments | [6 empty] | - | - |  |  |  | 65℃(max) | [19 empty] | 18 | https://www.unikeyic.com/media/datasheet/ba/f8/b878/ba/10af2a555d7f5b1bd8e74f2070cc4e32.pdf | https://www.unikeyic.com/products/flow-sensors/mr3l11bvbn/35062778.html
NH3-500-PROBE | SGX Sensortech | 1: 1273.2812 5: 1247.8172 | SGX Sensors Gas Sensor IC, for Ammonia Detector, Ammonia Detection |  | 5 %FS | Industrial | [11 empty] | 12V | - |  |  |  | -20℃~55℃ | [19 empty] | 1 | https://www.unikeyic.com/media/about_us/Unikey_ISO_9001_Certification.pdf | https://www.unikeyic.com/products/flow-sensors/nh3-500-probe/848572.html
OOLTHERMALMASSFLOWSENSOR | Innovative Sensor Technology IST | 1: 28.2679 5: 25.8653 10: 24.9694 30: 23.7001 50: 23.1666 100: 22.4944 500: 21.1398 | 0 ~ 3L/min | [8 empty] | Liquid |  |  |  | Stainless Steel |  |  |  | 1 (Unlimited) |  |  |  | -50°C ~ 180°C |  |  |  | Bag | - |  | 13686736 |  |  | 0 ~ 3L/min |  | - |  | - | 2V ~ 5V |  |  |  | 26 | https://www.unikeyic.com/media/pdf/EnvironmentalInformation/innovative-sensor-technology-ist/31/98/1641/p0k1-232-6w-y-010/2025/11/REACH211.pdf | https://www.unikeyic.com/products/flow-sensors/oolthermalmassflowsensor/34940405.html
PF20H-11.010.A031.20.1.0000.0 | Baumer | 1: 1105.1927 |  |  | - | [12 empty] | - | - | [23 empty] | 10 | https://www.unikeyic.com/media/about_us/Unikey_ISO_9001_Certification.pdf | https://www.unikeyic.com/products/flow-sensors/pf20h-11-010-a031-20-1-0000-0/34997389.html
PF20H-11.010.A035.20.1.0000.0 | Baumer | 1: 1105.1927 |  |  | - | [12 empty] | - | - | [23 empty] | 10 | https://www.unikeyic.com/media/about_us/Unikey_ISO_9001_Certification.pdf | https://www.unikeyic.com/products/flow-sensors/pf20h-11-010-a035-20-1-0000-0/10910251.html
PF20H-11.010.C043.20.1.0000.0 | Baumer | 1: 1105.1927 |  |  | - | [12 empty] | - | - | [23 empty] | 10 | https://www.unikeyic.com/media/about_us/Unikey_ISO_9001_Certification.pdf | https://www.unikeyic.com/products/flow-sensors/pf20h-11-010-c043-20-1-0000-0/11336746.html
PF20S-11.010.G081.20.0.0000.0 | Baumer | 1: 916.2418 |  |  | - | [12 empty] | - | - | [23 empty] | 10 | https://www.unikeyic.com/media/about_us/Unikey_ISO_9001_Certification.pdf | https://www.unikeyic.com/products/flow-sensors/pf20s-11-010-g081-20-0-0000-0/35007476.html
PF20S-11.010.G081.20.1.0000.0 | Baumer | 1: 916.2418 |  |  | - | [12 empty] | - | - | [23 empty] | 10 | https://www.unikeyic.com/media/about_us/Unikey_ISO_9001_Certification.pdf | https://www.unikeyic.com/products/flow-sensors/pf20s-11-010-g081-20-1-0000-0/15212.html
PF20S-11.010.G085.20.0.0000.0 | Baumer | 1: 916.2418 |  |  | - | [12 empty] | - | - | [23 empty] | 10 | https://www.unikeyic.com/media/about_us/Unikey_ISO_9001_Certification.pdf | https://www.unikeyic.com/products/flow-sensors/pf20s-11-010-g085-20-0-0000-0/11056604.html
PF20S-11.010.T445.23.0.0000.0 | Baumer | 1: 783.5293 |  |  | - | [12 empty] | - | - | [23 empty] | 10 | https://www.unikeyic.com/media/about_us/Unikey_ISO_9001_Certification.pdf | https://www.unikeyic.com/products/flow-sensors/pf20s-11-010-t445-23-0-0000-0/11089658.html
PF20S-11.010.T445.23.1.0000.0 | Baumer | 1: 861.8427 |  |  | - | [12 empty] | - | - | [23 empty] | 10 | https://www.unikeyic.com/media/about_us/Unikey_ISO_9001_Certification.pdf | https://www.unikeyic.com/products/flow-sensors/pf20s-11-010-t445-23-1-0000-0/35048901.html
PF20S-11.010.T527.20.0.0000.0 | Baumer | 1: 726.3709 |  |  | - | [12 empty] | - | - | [23 empty] | 10 | https://www.unikeyic.com/media/about_us/Unikey_ISO_9001_Certification.pdf | https://www.unikeyic.com/products/flow-sensors/pf20s-11-010-t527-20-0-0000-0/35053706.html
PF20S-11.010.T527.20.1.0000.0 | Baumer | 1: 799.0342 |  |  | - | [12 empty] | - | - | [23 empty] | 10 | https://www.unikeyic.com/media/about_us/Unikey_ISO_9001_Certification.pdf | https://www.unikeyic.com/products/flow-sensors/pf20s-11-010-t527-20-1-0000-0/11011979.html
PF20S-11.010.T528.20.0.0000.0 | Baumer | 1: 757.1181 |  |  | - | [12 empty] | - | - | [23 empty] | 10 | https://www.unikeyic.com/media/about_us/Unikey_ISO_9001_Certification.pdf | https://www.unikeyic.com/products/flow-sensors/pf20s-11-010-t528-20-0-0000-0/35052555.html
PF2A310-A | SMC | 1: 376.65 | 12V 24V |  | - | [12 empty] | 24V | 12V | [23 empty] | 2 | https://www.unikeyic.com/media/about_us/Unikey_ISO_9001_Certification.pdf | https://www.unikeyic.com/products/flow-sensors/pf2a310-a/932444284.html
PF2A511-F03N-2 | SMC | 1: 499.4346 | 12V 24V |  | - | [12 empty] | 24V | 12V | [23 empty] | 1 | https://www.unikeyic.com/media/about_us/Unikey_ISO_9001_Certification.pdf | https://www.unikeyic.com/products/flow-sensors/pf2a511-f03n-2/999957909.html
PF2D301-A | SMC | 1: 362.0074 6: 360.2997 | SMC flow controller, 45 L/minMaximum flow, 0°CMinimum operating temperature |  | - | Commercial Grade |  |  |  |  | PF2D301-A SMC | [6 empty] | 24V | 12V |  | panel mount |  | 0℃~50℃ | [19 empty] | 1 | https://www.unikeyic.com/media/datasheet/0c/38/fe4b/0c38fe4b9b74966070747c4a5803ddc9.pdf | https://www.unikeyic.com/products/flow-sensors/pf2d301-a/10986700.html
PF2D504-11-2 | SMC | 1: 1048.8405 | SMC Flow Switch Flow Switch, PF2D series, Maximum flow4 L/min, 12 24 V DC power supply PFA, 1Mpagreatest pressure, 20 mArated_current |  | - | Commercial Grade |  |  |  |  | PF2D504-11-2 SMC | [6 empty] | - | - |  |  |  | 0℃~50℃ | [19 empty] | 5 | https://www.unikeyic.com/media/datasheet/0c/38/fe4b/0c38fe4b9b74966070747c4a5803ddc9.pdf | https://www.unikeyic.com/products/flow-sensors/pf2d504-11-2/35014115.html
PF2D540-19-2 | SMC | 1: 1269.0364 | 12V 24V |  | - | [12 empty] | 24V | 12V | [23 empty] | 1 | https://www.unikeyic.com/media/about_us/Unikey_ISO_9001_Certification.pdf | https://www.unikeyic.com/products/flow-sensors/pf2d540-19-2/999957896.html
PF2M710-C4-E | SMC | 1: 321.4401 | 12V 24V |  | - | [12 empty] | 24V | 12V | [23 empty] | 1 | https://www.unikeyic.com/media/about_us/Unikey_ISO_9001_Certification.pdf | https://www.unikeyic.com/products/flow-sensors/pf2m710-c4-e/999954645.html
PF2M710S-C4-E-M | SMC | 1: 350.0884 | 12V 24V |  | - | [12 empty] | 24V | 12V | [23 empty] | 3 | https://www.unikeyic.com/media/about_us/Unikey_ISO_9001_Certification.pdf | https://www.unikeyic.com/products/flow-sensors/pf2m710s-c4-e-m/999949230.html
PF2M721-C8-F | SMC | 1: 302.5495 | 12V 24V |  | - | [12 empty] | 24V | 12V | [23 empty] | 8 | https://www.unikeyic.com/media/about_us/Unikey_ISO_9001_Certification.pdf | https://www.unikeyic.com/products/flow-sensors/pf2m721-c8-f/682847554.html
PF2M725-F1-F | SMC | 1: 321.4401 | 12V, 24V |  | - | [12 empty] | 24V | 12V | [23 empty] | 8 | https://www.unikeyic.com/media/about_us/Unikey_ISO_9001_Certification.pdf | https://www.unikeyic.com/products/flow-sensors/pf2m725-f1-f/999950519.html
PF2M750-C6-F | SMC | 1: 321.4401 | 12V 24V |  | - | [12 empty] | 24V | 12V | [23 empty] | 3 | https://www.unikeyic.com/media/about_us/Unikey_ISO_9001_Certification.pdf | https://www.unikeyic.com/products/flow-sensors/pf2m750-c6-f/999955584.html
PF2MC7102-F04-F | SMC | 1: 525.8736 | 12V 24V |  | - | [12 empty] | 24V | 12V | [23 empty] | 1 | https://www.unikeyic.com/media/about_us/Unikey_ISO_9001_Certification.pdf | https://www.unikeyic.com/products/flow-sensors/pf2mc7102-f04-f/999959002.html
PF2MC7501-F04-F | SMC | 1: 500.8395 | 12V 24V |  | - | [12 empty] | 24V | 12V | [23 empty] | 7 | https://www.unikeyic.com/media/about_us/Unikey_ISO_9001_Certification.pdf | https://www.unikeyic.com/products/flow-sensors/pf2mc7501-f04-f/999953827.html
PF2W331-A | SMC | 1: 362.2254 | SMC PF2W331-A Flow Sensor |  | - | [12 empty] | - | - | [23 empty] | 1 | https://www.unikeyic.com/media/about_us/Unikey_ISO_9001_Certification.pdf | https://www.unikeyic.com/products/flow-sensors/pf2w331-a/725714595.html
PF2W520-F03N-2 | SMC | 1: 560.4514 | 12V 24V |  | - | [12 empty] | 24V | 12V | [23 empty] | 1 | https://www.unikeyic.com/media/about_us/Unikey_ISO_9001_Certification.pdf | https://www.unikeyic.com/products/flow-sensors/pf2w520-f03n-2/999945560.html
PF2W704T-F03-67N | SMC | 1: 761.027 | 12V 24V |  | - | [12 empty] | 24V | 12V | [23 empty] | 2 | https://www.unikeyic.com/media/about_us/Unikey_ISO_9001_Certification.pdf | https://www.unikeyic.com/products/flow-sensors/pf2w704t-f03-67n/939740797.html
PF2W720-F04-67 | SMC | 1: 754.5596 | 12V 24V |  | - | [12 empty] | 24V | 12V | [23 empty] | 1 | https://www.unikeyic.com/media/about_us/Unikey_ISO_9001_Certification.pdf | https://www.unikeyic.com/products/flow-sensors/pf2w720-f04-67/695790301.html
PF3A703H-F10-FS | SMC | 1: 1044.3956 | SMC PF3A703H-F10-FS Flow Switch |  | - | [12 empty] | - | - | [23 empty] | 2 | https://www.unikeyic.com/media/about_us/Unikey_ISO_9001_Certification.pdf | https://www.unikeyic.com/products/flow-sensors/pf3a703h-f10-fs/696035761.html
PF3A712H-F20-FS | SMC | 1: 1236.893 | SMC PF3A712H-F20-FS Flow Switch |  | - | [12 empty] | - | - | [23 empty] | 2 | https://www.unikeyic.com/media/about_us/Unikey_ISO_9001_Certification.pdf | https://www.unikeyic.com/products/flow-sensors/pf3a712h-f20-fs/695857164.html
PF3W704-F03-B-M | SMC | 1: 695.4079 | 12V 24V |  | - | [12 empty] | 24V | 12V | [23 empty] | 6 | https://www.unikeyic.com/media/about_us/Unikey_ISO_9001_Certification.pdf | https://www.unikeyic.com/products/flow-sensors/pf3w704-f03-b-m/999956809.html
PF3W704-F03-FN-M | SMC | 1: 664.5725 | 12V 24V |  | - | [12 empty] | 24V | 12V | [23 empty] | 2 | https://www.unikeyic.com/media/about_us/Unikey_ISO_9001_Certification.pdf | https://www.unikeyic.com/products/flow-sensors/pf3w704-f03-fn-m/974295933.html
PF3W720-F04-BN-M | SMC | 1: 686.6635 | 12V 24V |  | - | [12 empty] | 24V | 12V | [23 empty] | 6 | https://www.unikeyic.com/media/about_us/Unikey_ISO_9001_Certification.pdf | https://www.unikeyic.com/products/flow-sensors/pf3w720-f04-bn-m/695964456.html
PF3W720-F04-BTN-M | SMC | 1: 762.4683 | 12V 24V |  | - | [12 empty] | 24V | 12V | [23 empty] | 1 | https://www.unikeyic.com/media/about_us/Unikey_ISO_9001_Certification.pdf | https://www.unikeyic.com/products/flow-sensors/pf3w720-f04-btn-m/999948343.html
PF3W720-F04-ETN-M | SMC | 1: 810.3686 | SMC Flow Switch Flow Switch, PF3W series, Maximum flow16 l/min, 12 24 V DC power supply PP、Stainless steel, 1Mpagreatest pressure, 50 mArated_current |  | - | Commercial Grade | [11 empty] | - | - |  |  |  | 0℃~50℃ | [19 empty] | 1 | https://www.unikeyic.com/media/about_us/Unikey_ISO_9001_Certification.pdf | https://www.unikeyic.com/products/flow-sensors/pf3w720-f04-etn-m/26836969.html
PF3W720S-F04-F-M | SMC | 1: 776.8565 | 12V 24V |  | - | [12 empty] | 24V | 12V | [23 empty] | 3 | https://www.unikeyic.com/media/about_us/Unikey_ISO_9001_Certification.pdf | https://www.unikeyic.com/products/flow-sensors/pf3w720s-f04-f-m/954929532.html
PF3W740S-F04-F-M | SMC | 1: 815.7339 | 12V 24V |  | - | [12 empty] | 24V | 12V | [23 empty] | 2 | https://www.unikeyic.com/media/about_us/Unikey_ISO_9001_Certification.pdf | https://www.unikeyic.com/products/flow-sensors/pf3w740s-f04-f-m/968158588.html
PF3W740S-F04-FN-M | SMC | 1: 783.869 | SMC PF3W740S-F04-FN-M Flow Switch |  | - | [12 empty] | - | - | [23 empty] | 1 | https://www.unikeyic.com/media/about_us/Unikey_ISO_9001_Certification.pdf | https://www.unikeyic.com/products/flow-sensors/pf3w740s-f04-fn-m/959095932.html
PF3W740S-F06-BN-M | SMC | 1: 827.2275 | 12V 24V |  | - | [12 empty] | 24V | 12V | [23 empty] | 5 | https://www.unikeyic.com/media/about_us/Unikey_ISO_9001_Certification.pdf | https://www.unikeyic.com/products/flow-sensors/pf3w740s-f06-bn-m/11526958.html
PFM710-C4-B | SMC | 1: 299.476 | SMC PFM710-C4-B Flow Switch |  | - | [12 empty] | - | - | [23 empty] | 1 | https://www.unikeyic.com/media/about_us/Unikey_ISO_9001_Certification.pdf | https://www.unikeyic.com/products/flow-sensors/pfm710-c4-b/943112572.html
PFM710-C6-E | SMC | 1: 286.3326 | SMC flow controller, 10 L/minMaximum flow |  | - | [12 empty] | 24V | - | [23 empty] | 1 | https://www.unikeyic.com/media/about_us/Unikey_ISO_9001_Certification.pdf | https://www.unikeyic.com/products/flow-sensors/pfm710-c6-e/33680328.html
PFM710-F01-F | SMC | 1: 290.4555 | SMC Flow Switch Flow Switch, PFM7 series, Maximum flow10 L/min, 24 V DC power supply brass、 lcp 、Pre-tax profit, 750kPagreatest pressure, 55 mArated_current |  | - | Commercial Grade | [11 empty] | - | - |  |  |  | 0℃~50℃ | [19 empty] | 4 | https://www.unikeyic.com/media/about_us/Unikey_ISO_9001_Certification.pdf | https://www.unikeyic.com/products/flow-sensors/pfm710-f01-f/7613286.html
PFM710S-C4-B | SMC | 1: 329.5735 | SMC flow controller, 0.2 TO 10 L/minMaximum flow, 0°CMinimum operating temperature, 4 mmPipe diameter |  | - | Commercial Grade |  |  |  |  | PFM710S-C4-B SMC | [6 empty] | 24V | - |  |  |  | 0℃~50℃ | [19 empty] | 9 | https://www.unikeyic.com/media/datasheet/39/0a/0f3b/39/ef6384a0441173e93cade5e73fb6be4b.pdf | https://www.unikeyic.com/products/flow-sensors/pfm710s-c4-b/15120968.html
PFM710S-C4-B-W | SMC | 1: 337.1348 | SMC Integrated display Flow Switch, PFM series, Medium Monitoring Dry Air，Gas, Maximum flow10 L/min, 24 V DC power supply PBT, 750kPagreatest pressure |  | - | Commercial Grade | [11 empty] | - | - |  |  |  | 0℃~50℃ | [19 empty] | 1 | https://www.unikeyic.com/media/about_us/Unikey_ISO_9001_Certification.pdf | https://www.unikeyic.com/products/flow-sensors/pfm710s-c4-b-w/10611365.html
PFM710S-C6-F-M-W | SMC | 1: 353.2743 | SMC PFM710S-C6-F-M-W Flow Switch |  | - | [12 empty] | - | - | [23 empty] | 3 | https://www.unikeyic.com/media/about_us/Unikey_ISO_9001_Certification.pdf | https://www.unikeyic.com/products/flow-sensors/pfm710s-c6-f-m-w/936095100.html
PFM710S-F01-F | SMC | 1+: 336.7344 | SMC Flow Controller, Max Flow 0.2-10 L/min, Min Temp 0°C, 1/8 in Tube | [39 empty] | 4 | https://www.unikeyic.com/media/datasheet/c6/66/3057/c6/ab8325e615af879de70a937fcda0a3d6.pdf | https://www.unikeyic.com/products/flow-sensors/pfm710s-f01-f/29740366.html
PFM710S-N01-F | SMC | 1: 325.9504 | SMC PFM710S-N01-F Flow Switch |  | - | [12 empty] | - | - | [23 empty] | 8 | https://www.unikeyic.com/media/about_us/Unikey_ISO_9001_Certification.pdf | https://www.unikeyic.com/products/flow-sensors/pfm710s-n01-f/931227004.html
PFM711-C6-E | SMC | 1: 302.587 | SMC Flow Switch Flow Switch, PFM7 series, Maximum flow100 L/min, 24 V DC power supply brass、 lcp 、Pre-tax profit, 750kPagreatest pressure, 55 mArated_current |  | - | Commercial Grade | [11 empty] | - | - |  |  |  | 0℃~50℃ | [19 empty] | 5 | https://www.unikeyic.com/media/about_us/Unikey_ISO_9001_Certification.pdf | https://www.unikeyic.com/products/flow-sensors/pfm711-c6-e/18085932.html
PFM711-C8-F | SMC | 1: 297.1647 | SMC PFM711-C8-F Flow Sensor |  | - | [12 empty] | - | - | [23 empty] | 1 | https://www.unikeyic.com/media/about_us/Unikey_ISO_9001_Certification.pdf | https://www.unikeyic.com/products/flow-sensors/pfm711-c8-f/960056444.html
PFM711-F02-B | SMC | 1: 283.2466 | SMC flow controller, 100 L/minMaximum flow |  | - | Commercial Grade | [11 empty] | 24V | - |  |  |  | 0℃~50℃ | [19 empty] | 1 | https://www.unikeyic.com/media/about_us/Unikey_ISO_9001_Certification.pdf | https://www.unikeyic.com/products/flow-sensors/pfm711-f02-b/26870148.html
PFM711-F02-F-A | SMC | 1: 321.615 | SMC PFM711-F02-F-A Flow Sensor |  | - | [12 empty] | - | - | [23 empty] | 6 | https://www.unikeyic.com/media/about_us/Unikey_ISO_9001_Certification.pdf | https://www.unikeyic.com/products/flow-sensors/pfm711-f02-f-a/959859324.html
PFM711S-C6-B | SMC | 1: 329.1862 | SMC Flow Switch Flow Switch, PFM7 series, Maximum flow100 L/min, 24 V DC power supply brass、 lcp 、Pre-tax profit, 750kPagreatest pressure, 55 mArated_current |  | - | Commercial Grade | [11 empty] | - | - |  |  |  | 0℃~50℃ | [19 empty] | 1 | https://www.unikeyic.com/media/about_us/Unikey_ISO_9001_Certification.pdf | https://www.unikeyic.com/products/flow-sensors/pfm711s-c6-b/23287291.html
PFM711S-N02L-E-M | SMC | 1: 325.7879 | SMC Integrated display Flow Switch, PFM series, Medium Monitoring Dry Air，Gas, Maximum flow100 L/min, 24 V DC power supply PBT, 1Mpagreatest pressure |  | - | Commercial Grade | [11 empty] | - | - |  |  |  | 0℃~50℃ | [19 empty] | 1 | https://www.unikeyic.com/media/about_us/Unikey_ISO_9001_Certification.pdf | https://www.unikeyic.com/products/flow-sensors/pfm711s-n02l-e-m/30105154.html
PFM725-C6-B | SMC | 1: 299.476 | SMC PFM725-C6-B Flow Sensor |  | - | [12 empty] | - | - | [23 empty] | 4 | https://www.unikeyic.com/media/about_us/Unikey_ISO_9001_Certification.pdf | https://www.unikeyic.com/products/flow-sensors/pfm725-c6-b/963653500.html
PFM725-C6-F | SMC | 1: 297.1647 | SMC PFM725-C6-F Flow Switch |  | - | [12 empty] | - | - | [23 empty] | 1 | https://www.unikeyic.com/media/about_us/Unikey_ISO_9001_Certification.pdf | https://www.unikeyic.com/products/flow-sensors/pfm725-c6-f/936476284.html
PFM750-C6-B | SMC | 1: 299.476 | SMC PFM750-C6-B Flow Sensor |  | - | [12 empty] | - | - | [23 empty] | 2 | https://www.unikeyic.com/media/about_us/Unikey_ISO_9001_Certification.pdf | https://www.unikeyic.com/products/flow-sensors/pfm750-c6-b/948032636.html
PFM750-C6-E | SMC | 1: 310.4955 | SMC PFM750-C6-E Flow Sensor |  | - | [12 empty] | - | - | [23 empty] | 3 | https://www.unikeyic.com/media/about_us/Unikey_ISO_9001_Certification.pdf | https://www.unikeyic.com/products/flow-sensors/pfm750-c6-e/932244348.html
PFM750S-C8-A-W | SMC | 1: 315.7929 | SMC Integrated display Flow Switch, PFM series, Medium Monitoring Dry Air，Gas, Maximum flow50 L/min, 24 V DC power supply PBT, 750kPagreatest pressure |  | - | Commercial Grade | [11 empty] | - | - |  |  |  | 0℃~50℃ | [19 empty] | 3 | https://www.unikeyic.com/media/about_us/Unikey_ISO_9001_Certification.pdf | https://www.unikeyic.com/products/flow-sensors/pfm750s-c8-a-w/23847396.html
PFMB7102-F04-B | SMC | 1+: 373.9431 | SMC PFMB7102-F04-B Flow Sensor | [39 empty] | 7 |  | https://www.unikeyic.com/products/flow-sensors/pfmb7102-f04-b/725678008.html
PFMB7102-F04-E | SMC | 1: 385.4428 | SMC flow controller, 1000 L/minMaximum flow |  | - | [12 empty] | 12V | 12V | [23 empty] | 4 | https://www.unikeyic.com/media/about_us/Unikey_ISO_9001_Certification.pdf | https://www.unikeyic.com/products/flow-sensors/pfmb7102-f04-e/13113487.html
PFMB7102-F04-F | SMC | 1: 355.3462 | SMC flow controller, 1000 L/minMaximum flow |  | - | Commercial Grade | [11 empty] | 24V | 12V |  |  |  | 0℃~50℃ | [19 empty] | 6 | https://www.unikeyic.com/media/about_us/Unikey_ISO_9001_Certification.pdf | https://www.unikeyic.com/products/flow-sensors/pfmb7102-f04-f/32358147.html
PFMB7202-F06-F | SMC | 1: 391.3168 | 12V 24V |  | - | [12 empty] | 24V | 12V | [23 empty] | 4 | https://www.unikeyic.com/media/about_us/Unikey_ISO_9001_Certification.pdf | https://www.unikeyic.com/products/flow-sensors/pfmb7202-f06-f/696105013.html
PFMB7501-F04-B | SMC | 1: 361.6925 | 12 TO 24 V DC 12 TO 24 V DC |  | - | [12 empty] | 12 TO 24 V DC | 12 TO 24 V DC | [23 empty] | 1 | https://www.unikeyic.com/media/about_us/Unikey_ISO_9001_Certification.pdf | https://www.unikeyic.com/products/flow-sensors/pfmb7501-f04-b/943692924.html
PFMB7501-F04-F | SMC | 1: 373.7796 | 12V 24V |  | - | [12 empty] | 24V | 12V | [23 empty] | 1 | https://www.unikeyic.com/media/about_us/Unikey_ISO_9001_Certification.pdf | https://www.unikeyic.com/products/flow-sensors/pfmb7501-f04-f/35043441.html
PFMB7501-F04-FW | SMC | 1: 386.763 | SMC Flow Switch, PFMB7501 series, Medium Monitoring Dry Air，Gas, Maximum flow500 L/min, 12 → 24V DC power supply |  | - | Commercial Grade | [11 empty] | 24V | 12V |  |  |  | 0℃~50℃ | [19 empty] | 8 | https://www.unikeyic.com/media/about_us/Unikey_ISO_9001_Certification.pdf | https://www.unikeyic.com/products/flow-sensors/pfmb7501-f04-fw/18530539.html
PFMV510-1 | SMC | 1: 199.7881 | SMC Adsorption Pressure Sensors, PFMV series, Medium Monitoring Dry Air，Gas, Maximum flow1 L/min, 12 → 24 V DC power supply Polyphenylene sulfide, 500kPagreatest pressure |  | - | Commercial Grade | [11 empty] | 24V | 12V |  |  |  | 0℃~50℃ | [19 empty] | 6 | https://www.unikeyic.com/media/about_us/Unikey_ISO_9001_Certification.pdf | https://www.unikeyic.com/products/flow-sensors/pfmv510-1/11176723.html
PID-10.6eV-10KB | SGX Sensortech | 1: 782.5853 | SGX Sensors gas sensor IC, applied to , Organic vapor detection |  | - | Industrial | [11 empty] | 18V | - |  |  |  | -40℃~65℃ | [19 empty] | 1 | https://www.unikeyic.com/media/about_us/Unikey_ISO_9001_Certification.pdf | https://www.unikeyic.com/products/flow-sensors/pid-10-6ev-10kb/243293117.html
PID-10.6eV-3B | SGX Sensortech | 1: 1245.4444 5: 1220.535 | SGX Sensors gas sensor IC, applied to , Organic vapor detection |  | - | Commercial Grade | [11 empty] | 10V | - |  |  |  | 0℃~40℃ | [19 empty] | 1 | https://www.unikeyic.com/media/about_us/Unikey_ISO_9001_Certification.pdf | https://www.unikeyic.com/products/flow-sensors/pid-10-6ev-3b/252512444.html
PID-10.6eV-40B | SGX Sensortech | 1: 772.6885 | SGX Sensors Gas Sensor IC, Air Quality Monitor, Organic Vapor Detection |  | - | Industrial | [11 empty] | 10V | - |  |  |  | -40℃~65℃ | [19 empty] | 1 | https://www.unikeyic.com/media/about_us/Unikey_ISO_9001_Certification.pdf | https://www.unikeyic.com/products/flow-sensors/pid-10-6ev-40b/248838838.html
PLS-031A-6PPI | PIC | 1+: 6.227 5+: 4.6267 10+: 4.4248 30+: 4.1393 50+: 4.0193 100+: 3.8685 500+: 3.565 1,000+: 3.4519 | SENSOR LEVEL LIQ SWITCH SPST/NO | [39 empty] | 474 | https://www.unikeyic.com/media/datasheet/16/a5/a171/16/bb6b2a5f4694af36820b46a93595870c.pdf | https://www.unikeyic.com/products/flow-sensors/pls-031a-6ppi/11118668.html
PLS-031B-3PAI | PIC | 1+: 4.68 5+: 3.469 10+: 3.3124 30+: 3.091 50+: 2.9981 100+: 2.8814 500+: 2.6468 1,000+: 2.5594 | SENSOR LEVEL LIQ SWITCH SPST/NC | [39 empty] | 163 |  | https://www.unikeyic.com/products/flow-sensors/pls-031b-3pai/10968870.html
PLS-031B-3PPI | PIC | 1: 5.906 5: 4.385 10: 4.1927 30: 3.9208 50: 3.8063 100: 3.6625 500: 3.3731 1,000: 3.2654 | 、Powder Switch SPST- 、M8 | [5 empty] | 1 A | [7 empty] | Polypropylene (PP) |  |  | 1 (Unlimited) |  | Panel Mount, M8 Thread |  | -20°C ~ 80°C |  | SPST-NC | Switch | Bulk | [7 empty] | - | 1.22" (31mm) |  |  |  |  | 200V | 1882 | https://www.unikeyic.com/media/datasheet/cf/f2/716c/cf/a168b3419448bbdedd837d3263ced0cb.pdf | https://www.unikeyic.com/products/flow-sensors/pls-031b-3ppi/35020477.html
PLS-031B-6PAI | PIC | 1+: 5.772 5+: 4.2854 10+: 4.0964 30+: 3.8297 50+: 3.7178 100+: 3.577 500+: 3.2935 1,000+: 3.188 | SENSOR LEVEL LIQ SWITCH SPST/NC | [39 empty] | 256 |  | https://www.unikeyic.com/products/flow-sensors/pls-031b-6pai/35039214.html
PLS-031B-6PPI | PIC | 1+: 6.227 5+: 4.6267 10+: 4.4248 30+: 4.1393 50+: 4.0193 100+: 3.8685 500+: 3.565 1,000+: 3.4519 | SEN LVL LIQ/PWD SWITCH SPST/NC | [39 empty] | 15 | https://www.unikeyic.com/media/datasheet/8e/6a/0df9/8e/6efe9ee178657a6da9b33db15c776f75.pdf | https://www.unikeyic.com/products/flow-sensors/pls-031b-6ppi/10901408.html
PLS-041A-3PAI | PIC | 1+: 4.745 5+: 3.5186 10+: 3.3599 30+: 3.136 50+: 3.0421 100+: 2.924 500+: 2.6863 1,000+: 2.5978 | SENSOR LEVEL LIQ SWITCH SPST/NO | [39 empty] | 390 |  | https://www.unikeyic.com/products/flow-sensors/pls-041a-3pai/34941789.html
PLS-041B-3PAI | PIC | 1: 4.7479 5: 3.5206 10: 3.3617 30: 3.1377 50: 3.0438 100: 2.9256 500: 2.6878 1,000: 2.5992 | Switch SPST- 、M8 | [5 empty] | 1 A | [7 empty] | Polyamide (PA) |  |  | 1 (Unlimited) |  | Panel Mount, M8 Thread |  | -20°C ~ 80°C |  | SPST-NC | Switch | Bulk |  |  | 9687304 |  |  |  |  | - | 1.614" (41mm) |  |  |  |  | 200V | 392 | https://www.unikeyic.com/media/pdf/EnvironmentalInformation/pic/5f/da/2d48/ms-324-4-4-0500/2025/12/RoHS-declaration-1-2021-e.pdf | https://www.unikeyic.com/products/flow-sensors/pls-041b-3pai/35029680.html
PLS-041B-3PPI | PIC | 5+: 3.1018 10+: 2.9635 30+: 2.767 50+: 2.6844 100+: 2.5809 500+: 2.3724 1,000+: 2.2947 5,000+: 2.1384 | SEN LVL LIQ/PWD SWITCH SPST/NC | [39 empty] | 79 | https://www.unikeyic.com/media/datasheet/fd/dc/a78f/fd/53206b3d3ea02283f6f2a48bbe2185d4.pdf | https://www.unikeyic.com/products/flow-sensors/pls-041b-3ppi/11095097.html
PLS-045A-3VAI | PIC | 1: 25.103 5: 22.8872 10: 22.0638 25: 21.0791 50: 20.4057 100: 19.7881 500: 18.5434 | 、Powder Switch SPST- 、M10 | [5 empty] | 1 A | [7 empty] | Stainless Steel |  |  | 1 (Unlimited) |  | Panel Mount, M10 Thread |  | -40°C ~ 125°C |  | SPST-NO | Switch | Bulk |  |  | 9687308 |  |  |  |  | - | 1.831" (46.5mm) |  |  |  |  | 200V | 78 | https://www.unikeyic.com/media/pdf/HTMLDatasheet/pic/6b/b9/787b/pls-045a-3vai/2025/11/pls-045a-3vai.pdf | https://www.unikeyic.com/products/flow-sensors/pls-045a-3vai/34984523.html
PLS-045B-6VAI | PIC | 1+: 24.5076 5+: 22.3446 10+: 21.5375 25+: 20.5734 50+: 19.9142 100+: 19.3095 500+: 18.0908 | 、Powder Switch SPST- 、M10 | [39 empty] | 75 |  | https://www.unikeyic.com/products/flow-sensors/pls-045b-6vai/11272696.html
PLS-080B-3VAL | PIC | 1+: 25.7904 5+: 23.5699 10+: 22.7448 25+: 21.7568 50+: 21.0814 100+: 20.4616 500+: 19.2125 | SEN LVL LIQ/PWD SWITCH SPST/NC | [39 empty] | 99 |  | https://www.unikeyic.com/products/flow-sensors/pls-080b-3val/11347029.html
PLS-081B-3VAI | PIC | 1+: 27.9117 5+: 25.4828 10+: 24.5772 25+: 23.4966 50+: 22.757 100+: 22.0788 500+: 20.7117 | Switch SPST- 、M10 | [39 empty] | 78 |  | https://www.unikeyic.com/products/flow-sensors/pls-081b-3vai/34997335.html
PLS-081B-6VAI | PIC | 1+: 30.3223 5+: 27.7067 10+: 26.7341 25+: 25.5709 50+: 24.7756 100+: 24.0458 | Switch SPST- 、M10 | [39 empty] | 3 |  | https://www.unikeyic.com/products/flow-sensors/pls-081b-6vai/35047139.html
PS1-CO-10-MOD | SGX Sensortech | 1: 265.1045 5: 243.8958 10: 239.0191 | SGX Sensors gas sensor IC, , Carbon monoxide detection |  | - | Industrial | [11 empty] | - | - |  | PCB mounting |  | -40℃~85℃ | [19 empty] | 2 | https://www.unikeyic.com/media/about_us/Unikey_ISO_9001_Certification.pdf | https://www.unikeyic.com/products/flow-sensors/ps1-co-10-mod/18911955.html
PS1-CO-100 | SGX Sensortech | 5: 43.2735 10: 39.4056 | gas sensor IC, applied to , Carbon monoxide detection |  | - | Industrial | [11 empty] | - | - |  | PCB mounting |  | -40℃~55℃ | [19 empty] | 15 | https://www.unikeyic.com/media/about_us/Unikey_ISO_9001_Certification.pdf | https://www.unikeyic.com/products/flow-sensors/ps1-co-100/25576688.html
PS1-CO-1000 | SGX Sensortech | 1: 39.4637 5: 36.2175 10: 35.0103 25: 33.5661 50: 32.5786 100: 31.672 | SGX Sensors Gas Sensor IC, Gas Leak Detector, CO Detection |  | - | Industrial | [11 empty] | - | - |  |  |  | -40℃~55℃ | [19 empty] | 61 | https://www.unikeyic.com/media/about_us/Unikey_ISO_9001_Certification.pdf | https://www.unikeyic.com/products/flow-sensors/ps1-co-1000/13070447.html
PS1-CO-1000-MOD | SGX Sensortech | 1: 200.3071 5: 184.2814 10: 180.5973 20: 176.9855 | SGX Sensors gas sensor IC, applied to Industrial Safety, Ozone Detection |  | - | Industrial | [11 empty] | - | - |  | PCB mounting |  | -40℃~85℃ | [19 empty] | 3 | https://www.unikeyic.com/media/about_us/Unikey_ISO_9001_Certification.pdf | https://www.unikeyic.com/products/flow-sensors/ps1-co-1000-mod/13086645.html
PS1-H2-1000 | SGX Sensortech | 20: 50.4259 | SGX Sensors gas sensor IC, applied to , Hydrogen detection |  | - | Industrial | [11 empty] | - | - |  | PCB mounting |  | -40℃~55℃ | [19 empty] | 35 | https://www.unikeyic.com/media/about_us/Unikey_ISO_9001_Certification.pdf | https://www.unikeyic.com/products/flow-sensors/ps1-h2-1000/16832628.html
PS1-H2-4%-MOD | SGX Sensortech | 5: 257.6844 10: 252.5304 20: 247.4816 | SGX Sensors gas sensor IC, applied to Hydrogen detection, Hydrogen detection |  | - | Industrial | [11 empty] | - | - |  | PCB mounting |  | -40℃~85℃ | [19 empty] | 5 | https://www.unikeyic.com/media/about_us/Unikey_ISO_9001_Certification.pdf | https://www.unikeyic.com/products/flow-sensors/ps1-h2-4-mod/22076026.html
PS1-H2S-100 | SGX Sensortech | 1: 57.8465 5: 54.9885 10: 50.0742 | SGX Sensors gas sensor IC, Used in hydrogen sulfide detectors, Hydrogen sulfide detection |  | - | Industrial | [11 empty] | - | - |  | PCB mounting |  | -40℃~55℃ | [19 empty] | 4 | https://www.unikeyic.com/media/about_us/Unikey_ISO_9001_Certification.pdf | https://www.unikeyic.com/products/flow-sensors/ps1-h2s-100/31326553.html
PS1-H2S-500 | SGX Sensortech | 1: 59.8004 5: 45.9508 | gas sensor IC, applied to , Hydrogen sulfide detection |  | - | Industrial | [11 empty] | - | - |  | PCB mounting |  | -40℃~55℃ | [19 empty] | 4 | https://www.unikeyic.com/media/about_us/Unikey_ISO_9001_Certification.pdf | https://www.unikeyic.com/products/flow-sensors/ps1-h2s-500/5245623.html
PS1-HCHO-1-MOD | SGX Sensortech | 1: 153.5595 5: 150.5074 10: 147.4796 | SGX Sensors gas sensor IC, applied to air quality monitor, Formaldehyde Detection |  | - | Industrial | [11 empty] | - | - |  | PCB mounting |  | -40℃~40℃ | [19 empty] | 1 | https://www.unikeyic.com/media/about_us/Unikey_ISO_9001_Certification.pdf | https://www.unikeyic.com/products/flow-sensors/ps1-hcho-1-mod/16906147.html
PS1-HCHO-5 | SGX Sensortech | 5: 55.1719 10: 50.2408 | SGX Sensors gas sensor IC, applied to air quality monitor, Formaldehyde Detection |  | - | Industrial | [11 empty] | - | - |  | PCB mounting |  | -40℃~55℃ | [19 empty] | 10 | https://www.unikeyic.com/media/about_us/Unikey_ISO_9001_Certification.pdf | https://www.unikeyic.com/products/flow-sensors/ps1-hcho-5/1883390.html
PS1-IAQ-10-MOD | SGX Sensortech | 1: 244.4536 5: 224.8973 10: 220.4017 20: 215.9921 | SGX Sensors gas sensor IC, applied to air quality monitor, Air Pollutant Detection |  | - | Industrial | [11 empty] | - | - |  | PCB mounting |  | -40℃~40℃ | [19 empty] | 2 | https://www.unikeyic.com/media/about_us/Unikey_ISO_9001_Certification.pdf | https://www.unikeyic.com/products/flow-sensors/ps1-iaq-10-mod/9098323.html
PS1-NO2-5-MOD | SGX Sensortech | 1: 265.1045 5: 243.8972 10: 239.0205 20: 234.2395 | SGX Sensors gas sensor IC, Applied in Nitrogen Dioxide Detector, Formaldehyde Detection |  | - | Industrial | [11 empty] | - | - |  | PCB mounting |  | -40℃~40℃ | [19 empty] | 1 | https://www.unikeyic.com/media/about_us/Unikey_ISO_9001_Certification.pdf | https://www.unikeyic.com/products/flow-sensors/ps1-no2-5-mod/14210719.html
PS1-NO2-50 | SGX Sensortech |  | SGX Sensors gas sensor IC, applied toTLV monitor, Nitrogen Dioxide Detection |  | - | Industrial | [11 empty] | - | - |  | PCB mounting |  | -40℃~55℃ | [20 empty] | https://www.unikeyic.com/media/about_us/Unikey_ISO_9001_Certification.pdf | https://www.unikeyic.com/products/flow-sensors/ps1-no2-50/4790689.html
PS1-O2-25% | SGX Sensortech | 5: 77.1003 | SGX Sensors gas sensor IC, applied to Used in Steel Industry, Oxygen Detection |  | - | Industrial | [11 empty] | - | - |  |  |  | -40℃~55℃ | [19 empty] | 12 | https://www.unikeyic.com/media/about_us/Unikey_ISO_9001_Certification.pdf | https://www.unikeyic.com/products/flow-sensors/ps1-o2-25/3671479.html
PS1-O3-100 | SGX Sensortech | 1: 85.8492 5: 79.5182 10: 77.1574 25: 74.3325 50: 72.3989 100: 70.6243 | SGX Sensors gas sensor IC, applied to , Ozone Detection |  | - | Industrial | [11 empty] | - | - |  | PCB mounting |  | -40℃~55℃ | [19 empty] | 2 | https://www.unikeyic.com/media/about_us/Unikey_ISO_9001_Certification.pdf | https://www.unikeyic.com/products/flow-sensors/ps1-o3-100/18772294.html
PS1-O3-5 | SGX Sensortech | 5: 72.6558 10: 71.2024 | SGX Sensors gas sensor IC, applied to , Ozone Detection |  | - | Industrial | [11 empty] | - | - |  | PCB mounting |  | -40℃~55℃ | [19 empty] | 13 | https://www.unikeyic.com/media/about_us/Unikey_ISO_9001_Certification.pdf | https://www.unikeyic.com/products/flow-sensors/ps1-o3-5/28868697.html
PS1-O3-5-MOD | SGX Sensortech | 5: 237.3909 25: 230.2692 | SGX Sensors gas sensor IC, Applied in Nitrogen Dioxide Detector, Nitrogen Dioxide Detection |  | - | Industrial | [11 empty] | - | - |  | PCB mounting |  | -40℃~40℃ | [19 empty] | 6 | https://www.unikeyic.com/media/about_us/Unikey_ISO_9001_Certification.pdf | https://www.unikeyic.com/products/flow-sensors/ps1-o3-5-mod/21623226.html
PS1-SO2-50 | SGX Sensortech | 5: 55.7422 | SGX Sensors gas sensor IC, applied to Sulfur Dioxide Detector, Sulfur Dioxide Detection |  | - | Industrial | [11 empty] | - | - |  | PCB mounting |  | -40℃~55℃ | [19 empty] | 8 | https://www.unikeyic.com/media/about_us/Unikey_ISO_9001_Certification.pdf | https://www.unikeyic.com/products/flow-sensors/ps1-so2-50/3849853.html
PS1-VOC-10 | SGX Sensortech | 1: 59.7874 5: 44.4012 10: 38.1311 | SGX Sensors gas sensor IC, applied to , Organic vapor detection |  | - | Industrial | [11 empty] | - | - |  | PCB mounting |  | -40℃~55℃ | [19 empty] | 4 | https://www.unikeyic.com/media/about_us/Unikey_ISO_9001_Certification.pdf | https://www.unikeyic.com/products/flow-sensors/ps1-voc-10/11978878.html
PS1-VOC-10-MOD | SGX Sensortech | 1: 244.4536 5: 222.6037 10: 218.1504 20: 213.7874 | SGX Sensors gas sensor IC, applied to , Organic vapor detection |  | - | Industrial | [11 empty] | - | - |  | PCB mounting |  | -40℃~40℃ | [19 empty] | 3 | https://www.unikeyic.com/media/about_us/Unikey_ISO_9001_Certification.pdf | https://www.unikeyic.com/products/flow-sensors/ps1-voc-10-mod/20932641.html
PS1-VOC-1000 | SGX Sensortech | 1: 37.206 5: 34.1474 10: 33.0102 25: 31.6488 50: 30.7171 100: 29.8628 | SGX Sensors Gas Sensor IC for VOC Monitor, Organic Vapor Detection |  | - | Industrial | [11 empty] | - | - |  | PCB mounting |  | -40℃~55℃ | [19 empty] | 23 | https://www.unikeyic.com/media/about_us/Unikey_ISO_9001_Certification.pdf | https://www.unikeyic.com/products/flow-sensors/ps1-voc-1000/7368338.html
PS1-VOC-200 | SGX Sensortech | 5: 43.2735 10: 39.4056 | SGX Sensors Gas Sensor IC, for VOC Monitor, Organic Vapor Detection |  | - | Industrial | [11 empty] | - | - |  | PCB mounting |  | -40℃~55℃ | [19 empty] | 11 | https://www.unikeyic.com/media/about_us/Unikey_ISO_9001_Certification.pdf | https://www.unikeyic.com/products/flow-sensors/ps1-voc-200/12863005.html
PS4-CO-100 | SGX Sensortech | 5: 84.1085 10: 81.5841 | SGX Sensors gas sensor IC, applied to Used in Steel Industry, Carbon monoxide detection |  | - | Industrial | [11 empty] | - | - |  | PCB mounting |  | -40℃~55℃ | [19 empty] | 9 | https://www.unikeyic.com/media/about_us/Unikey_ISO_9001_Certification.pdf | https://www.unikeyic.com/products/flow-sensors/ps4-co-100/26437122.html
PS4-CO-1000 | SGX Sensortech | 1: 74.8222 5: 71.8546 | SGX Sensors gas sensor IC, applied to Used in Steel Industry, Carbon monoxide detection |  | - | Industrial | [11 empty] | - | - |  | PCB mounting |  | -40℃~55℃ | [19 empty] | 4 | https://www.unikeyic.com/media/about_us/Unikey_ISO_9001_Certification.pdf | https://www.unikeyic.com/products/flow-sensors/ps4-co-1000/28898721.html
PS4-H2-1000 | SGX Sensortech | 20: 100.5788 | SGX Sensors gas sensor IC, applied to , Hydrogen detection |  | - | Industrial | [11 empty] | - | - |  |  |  | -40℃~55℃ | [19 empty] | 21 | https://www.unikeyic.com/media/about_us/Unikey_ISO_9001_Certification.pdf | https://www.unikeyic.com/products/flow-sensors/ps4-h2-1000/11134610.html
PS4-H2S-100 | SGX Sensortech | 5: 102.1946 | SGX Sensors gas sensor IC, applied to , Hydrogen sulfide detection |  | - | Industrial | [11 empty] | - | - |  | PCB mounting |  | -40℃~55℃ | [19 empty] | 13 | https://www.unikeyic.com/media/about_us/Unikey_ISO_9001_Certification.pdf | https://www.unikeyic.com/products/flow-sensors/ps4-h2s-100/253706934.html
PS4-H2S-500 | SGX Sensortech | 5: 84.9965 | gas sensor IC, applied to , Hydrogen sulfide detection |  | - | Industrial | [11 empty] | - | - |  | PCB mounting |  | -40℃~55℃ | [19 empty] | 7 | https://www.unikeyic.com/media/about_us/Unikey_ISO_9001_Certification.pdf | https://www.unikeyic.com/products/flow-sensors/ps4-h2s-500/21679350.html
PS4-HCHO-5 | SGX Sensortech | 1: 107.1337 5: 98.5582 | gas sensor IC, applied to air quality monitor, Formaldehyde Detection |  | - | Industrial | [11 empty] | - | - |  | PCB mounting |  | -40℃~55℃ | [19 empty] | 3 | https://www.unikeyic.com/media/about_us/Unikey_ISO_9001_Certification.pdf | https://www.unikeyic.com/products/flow-sensors/ps4-hcho-5/24944269.html
PS4-NO2-50 | SGX Sensortech | 5: 102.1823 | SGX Sensors gas sensor IC, applied to , Nitrogen Dioxide Detection |  | - | Industrial | [11 empty] | - | - |  | PCB mounting |  | -40℃~55℃ | [19 empty] | 7 | https://www.unikeyic.com/media/about_us/Unikey_ISO_9001_Certification.pdf | https://www.unikeyic.com/products/flow-sensors/ps4-no2-50/4721646.html
PS4-O2-25% | SGX Sensortech | 5: 127.6777 | SGX Sensors gas sensor IC, applied to air quality monitor, Oxygen Detection |  | - | Industrial | [11 empty] | - | - |  | PCB mounting |  | -40℃~55℃ | [19 empty] | 20 | https://www.unikeyic.com/media/about_us/Unikey_ISO_9001_Certification.pdf | https://www.unikeyic.com/products/flow-sensors/ps4-o2-25/17490249.html
PS4-O3-100 | SGX Sensortech | 1: 209.5092 5: 192.7562 | SGX Sensors Gas Sensor IC for Gas Leak Detectors, Ozone Detection |  | - | Industrial | [11 empty] | - | - |  | PCB mounting |  | -40℃~55℃ | [19 empty] | 2 | https://www.unikeyic.com/media/about_us/Unikey_ISO_9001_Certification.pdf | https://www.unikeyic.com/products/flow-sensors/ps4-o3-100/252452022.html
PS4-O3-5 | SGX Sensortech | 5: 127.6531 | gas sensor IC, applied to , Ozone Detection |  | - | Industrial | [11 empty] | - | - |  | PCB mounting |  | -40℃~55℃ | [19 empty] | 13 | https://www.unikeyic.com/media/about_us/Unikey_ISO_9001_Certification.pdf | https://www.unikeyic.com/products/flow-sensors/ps4-o3-5/7624289.html
PS4-SO2-50 | SGX Sensortech | 1: 107.1337 5: 97.557 10: 94.631 | SGX Sensors gas sensor IC, applied to Portable gas detector, Sulfur Dioxide Detection |  | - | Industrial | [11 empty] | - | - |  | PCB mounting |  | -40℃~55℃ | [19 empty] | 4 | https://www.unikeyic.com/media/about_us/Unikey_ISO_9001_Certification.pdf | https://www.unikeyic.com/products/flow-sensors/ps4-so2-50/21818961.html
PS4-VOC-10 | SGX Sensortech | 5: 84.9787 | SGX Sensors Gas Sensor IC for VOC Monitor, Organic Vapor Detection |  | - | Industrial | [11 empty] | - | - |  | PCB mounting |  | -40℃~55℃ | [19 empty] | 11 | https://www.unikeyic.com/media/about_us/Unikey_ISO_9001_Certification.pdf | https://www.unikeyic.com/products/flow-sensors/ps4-voc-10/21837521.html
PS4-VOC-1000 | SGX Sensortech | 5: 70.7269 | SGX Sensors gas sensor IC, applied to , Organic vapor detection |  | - | Industrial | [11 empty] | - | - |  | PCB mounting |  | -40℃~55℃ | [19 empty] | 7 | https://www.unikeyic.com/media/about_us/Unikey_ISO_9001_Certification.pdf | https://www.unikeyic.com/products/flow-sensors/ps4-voc-1000/11448094.html
PS4-VOC-200 | SGX Sensortech | 1: 94.2494 5: 84.9787 | SGX Sensors gas sensor IC, applied to , Organic vapor detection |  | - | Industrial | [11 empty] | - | - |  | PCB mounting |  | -40℃~55℃ | [19 empty] | 1 | https://www.unikeyic.com/media/about_us/Unikey_ISO_9001_Certification.pdf | https://www.unikeyic.com/products/flow-sensors/ps4-voc-200/32834155.html
QVE1900 / BPZ:QVE1900 | SIEMENS | 1: 330.3258 | Siemens QVE1900 / BPZ:QVE1900 Flow Switch |  | - | Industrial | [11 empty] | - | - |  |  |  | -20℃~85℃ | [19 empty] | 4 | https://www.unikeyic.com/media/about_us/Unikey_ISO_9001_Certification.pdf | https://www.unikeyic.com/products/flow-sensors/qve1900-bpz-qve1900/1001706212.html
QVE1901 / BPZ:QVE1901 | SIEMENS | 1: 297.6213 | 230 230V(AC) |  | - | [12 empty] | 230V(AC) | 230 | [23 empty] | 14 | https://www.unikeyic.com/media/about_us/Unikey_ISO_9001_Certification.pdf | https://www.unikeyic.com/products/flow-sensors/qve1901-bpz-qve1901/1001373135.html
SA4104 | ifm electronic | 1: 562.9948 | 18V 30V | [8 empty] | Gas, Liquid |  |  |  | Stainless Steel |  |  |  | Not Applicable |  |  |  | -40°C ~ 80°C (TA) |  |  |  | Box | 8mm |  | 12145159 |  |  | 0.04 ~ 3 m/s, 2 ~ 100 m/s |  | - |  | - | 18V ~ 30V |  |  |  | 2 | https://www.unikeyic.com/media/about_us/Unikey_ISO_9001_Certification.pdf | https://www.unikeyic.com/products/flow-sensors/sa4104/29210489.html
SA4110 | ifm electronic | 1: 557.9565 | ifm electronic SA4110 Flow Sensor | [8 empty] | Air, Liquid |  |  |  | Steel |  |  |  | 1 (Unlimited) |  |  |  | -40°C ~ 80°C |  |  |  | Box | 8mm |  |  |  |  | - |  | - |  | Logic | 18V ~ 30V |  |  |  | 2 | https://www.unikeyic.com/media/datasheet/be/1d/d82c/be1dd82c209cd9c72e5a9679e0a5694d.pdf | https://www.unikeyic.com/products/flow-sensors/sa4110/702295484.html
SA4314 | ifm electronic | 1+: 495.4824 5+: 466.8278 10+: 456.1369 | SENSOR FLOW GAS/LIQ | [39 empty] | 1 |  | https://www.unikeyic.com/products/flow-sensors/sa4314/1004746207.html
SA5000 | ifm electronic | 1: 547.0796 | ifm electronic Flow Sensors Flow Sensors, SA5000 series, Media monitoring air、liquid, Maximum flow3m/s (liquid) ， 200m/s (Gas), 30 VPower | [8 empty] | Air, Gas, Liquid |  |  |  | Stainless Steel |  |  |  | Not Applicable |  |  |  | -20°C ~ 90°C |  |  |  | Box | M18 x 1.5 |  |  |  |  | 0.04 ~ 1 m/s, 2 ~ 100 m/s |  | - |  | SPDT | 18V ~ 30V |  |  |  | 4 | https://www.unikeyic.com/media/datasheet/f4/91/2349/f4/033d83dda7b0c444cca1c1602d95b938.pdf | https://www.unikeyic.com/products/flow-sensors/sa5000/11191686.html
SA5010 | ifm electronic | 1+: 457.38 | SENSOR FLOW AIR/LIQ | [39 empty] | 1 |  | https://www.unikeyic.com/products/flow-sensors/sa5010/700790183.html
SA6010 | ifm electronic | 1: 457.6352 | SENSOR FLOW AIR/LIQ | [8 empty] | Air, Liquid |  |  |  | Steel |  |  |  | 1 (Unlimited) |  |  |  | -40°C ~ 80°C |  |  |  | Box | Female, 1/2", 0.5" (12.7mm) NPT |  |  |  |  | - |  | - |  | Logic | 18V ~ 30V |  |  |  | 17 | https://www.unikeyic.com/media/about_us/Unikey_ISO_9001_Certification.pdf | https://www.unikeyic.com/products/flow-sensors/sa6010/702260301.html
SA6014 | ifm electronic | 1: 464.6591 | SENSOR FLOW AIR/LIQ | [8 empty] | Air, Liquid |  |  |  | Steel |  |  |  | 1 (Unlimited) |  |  |  | -40°C ~ 176°C |  |  |  | Box | Female, 1/2", 0.5" (12.7mm) NPT |  |  |  |  | - |  | - |  | Logic | 18V ~ 30V |  |  |  | 3 | https://www.unikeyic.com/media/about_us/Unikey_ISO_9001_Certification.pdf | https://www.unikeyic.com/products/flow-sensors/sa6014/701765990.html
SB1246 | ifm electronic | 1: 686.0216 | 18V 30V |  | - | [12 empty] | 30V | 18V | [23 empty] | 1 | https://www.unikeyic.com/media/about_us/Unikey_ISO_9001_Certification.pdf | https://www.unikeyic.com/products/flow-sensors/sb1246/1004743558.html
SBG232 | ifm electronic | 1: 498.9017 | ifm electronic SBG232 Flow Sensor | [8 empty] | Liquid |  |  |  | Stainless Steel |  |  |  | Not Applicable |  |  |  | 0°C ~ 60°C (TA) |  |  |  | Box | Male, 1/2", 0.5" (12.7mm) BSPP |  | 12145393 |  |  | 0.3 ~ 15 LPM |  | - |  | SPDT | 18V ~ 30V |  |  |  | 1 | https://www.unikeyic.com/media/about_us/Unikey_ISO_9001_Certification.pdf | https://www.unikeyic.com/products/flow-sensors/sbg232/10996774.html
SBG233 | ifm electronic | 1: 408.24 | SENSOR FLOW LIQ 0.5~25 LPM | [8 empty] | Liquid |  |  |  | Stainless Steel |  |  |  | Not Applicable |  |  |  | 0°C ~ 60°C (TA) |  |  |  | Box | Male, 1/2", 0.5" (12.7mm) BSPP |  | 12145429 |  |  | 0.5 ~ 25 LPM |  | - |  | SPDT | 18V ~ 30V |  |  |  | 1 | https://www.unikeyic.com/media/about_us/Unikey_ISO_9001_Certification.pdf | https://www.unikeyic.com/products/flow-sensors/sbg233/23688560.html
SBG246 | ifm electronic | 1: 599.3651 | ifm electronic SBG246 Flow Sensor | [8 empty] | Liquid |  |  |  | Stainless Steel |  |  |  | Not Applicable |  |  |  | 0°C ~ 60°C (TA) |  |  |  | Box | Female, 3/4" (19.05mm) BSPP |  |  |  |  | 2 ~ 100 LPM |  | - |  | SPDT | 18V ~ 30V |  |  |  | 6 | https://www.unikeyic.com/media/about_us/Unikey_ISO_9001_Certification.pdf | https://www.unikeyic.com/products/flow-sensors/sbg246/31458558.html
SBG257 | ifm electronic | 1: 661.4359 | 18V 30V | [8 empty] | Liquid |  |  |  | Stainless Steel |  |  |  | Not Applicable |  |  |  | 0°C ~ 60°C (TA) |  |  |  | Box | Female, 1 1/4" (31.75mm) BSPP |  |  |  |  | 2 ~ 200 LPM |  | - |  | SPDT | 18V ~ 30V |  |  |  | 1 | https://www.unikeyic.com/media/about_us/Unikey_ISO_9001_Certification.pdf | https://www.unikeyic.com/products/flow-sensors/sbg257/32962819.html
SBN234 | ifm electronic | 1+: 405.1173 | SENSOR FLOW LIQ 0.2 ~ 10 GPM | [39 empty] | 24 |  | https://www.unikeyic.com/products/flow-sensors/sbn234/691338943.html
SBN333 | ifm electronic | 1+: 389.8584 5+: 366.5088 10+: 357.8008 25+: 347.3725 | Capacitor 10V 30V | [39 empty] | 1 |  | https://www.unikeyic.com/products/flow-sensors/sbn333/1004745260.html
SBT634 | ifm electronic | 1: 461.9379 | ifm electronic SBT634 Flow Sensor |  | - | [12 empty] | - | - | [23 empty] | 4 | https://www.unikeyic.com/media/about_us/Unikey_ISO_9001_Certification.pdf | https://www.unikeyic.com/products/flow-sensors/sbt634/871456186.html
SBY233 | ifm electronic | 1: 475.7448 | ifm electronic SBY233 Flow Sensor | [8 empty] | Liquid |  |  |  | Stainless Steel |  |  |  | Not Applicable |  |  |  | 0°C ~ 60°C (TA) |  |  |  | Box | Female, 3/4" (19.05mm) BSPT |  |  |  |  | 0.5 ~ 25 LPM |  | - |  | SPDT | 18V ~ 30V |  |  |  | 1 | https://www.unikeyic.com/media/about_us/Unikey_ISO_9001_Certification.pdf | https://www.unikeyic.com/products/flow-sensors/sby233/21821152.html
SBY432 | ifm electronic | 1: 398.4383 | ifm electronic SBY432 Flow Sensor |  | - | [12 empty] | - | - | [23 empty] | 1 | https://www.unikeyic.com/media/about_us/Unikey_ISO_9001_Certification.pdf | https://www.unikeyic.com/products/flow-sensors/sby432/1004745929.html
SC0501 | ifm electronic | 1: 275.94 | SENSOR FLOW LIQ 15 CM / S | [8 empty] | Liquid |  |  |  | Steel |  |  |  | 1 (Unlimited) |  |  |  | -20°C ~ 70°C |  |  |  | Box | Female, 1/2", 0.5" (12.7mm) NPT |  | 17866691 |  |  | 15 cm/s |  | - |  | Logic | - |  |  |  | 53 | https://www.unikeyic.com/media/about_us/Unikey_ISO_9001_Certification.pdf | https://www.unikeyic.com/products/flow-sensors/sc0501/702237762.html
SCFTT-300-C2-05 | Parker Hannifin | 1: 1457.5153 | Parker SCFTT-300-C2-05 Flow Meter |  | - | [12 empty] | - | - |  |  |  | -10℃~50℃ | [19 empty] | 1 | https://www.unikeyic.com/media/about_us/Unikey_ISO_9001_Certification.pdf | https://www.unikeyic.com/products/flow-sensors/scftt-300-c2-05/982626700.html
SD5600 | ifm electronic | 1: 1013.5152 5: 960.8674 10: 941.2178 | SENSOR FLOW GAS 0.8~250 LPM |  | - | [12 empty] | - | - | [23 empty] | 1 | https://www.unikeyic.com/media/about_us/Unikey_ISO_9001_Certification.pdf | https://www.unikeyic.com/products/flow-sensors/sd5600/871455473.html
SD6500 | ifm electronic | 1: 1281.1357 | Compressed air meter SD6500 |  | - | [12 empty] | - | - | [23 empty] | 2 | https://www.unikeyic.com/media/about_us/Unikey_ISO_9001_Certification.pdf | https://www.unikeyic.com/products/flow-sensors/sd6500/871464689.html
SD6501 | ifm electronic | 1: 995.2334 | SENSOR FLOW AIR 0.15~44.15 SCFM | [8 empty] | Air |  |  |  | Stainless Steel |  |  |  | 1 (Unlimited) |  |  |  | 0°C ~ 60°C |  |  |  | Box | Male - 1/2" (12.7mm) NPT |  |  |  |  | 0.15 ~ 44.15 scfm |  | - |  | 4mA to 20mA, Pulse | 18V ~ 30V |  |  |  | 1 | https://www.unikeyic.com/media/about_us/Unikey_ISO_9001_Certification.pdf | https://www.unikeyic.com/products/flow-sensors/sd6501/702098137.html
SD6601 | ifm electronic | 1+: 1111.536 | SENSOR FLOW GAS 0.15~44.15 SCFM | [39 empty] | 1 |  | https://www.unikeyic.com/products/flow-sensors/sd6601/702259579.html
SD8601 | ifm electronic | 1: 1064.3056 5: 1009.4261 10: 988.9359 | 30V DC |  | - | Commercial Grade | [11 empty] | 30V(DC) | - |  |  |  | 0℃~60℃ | [19 empty] | 1 | https://www.unikeyic.com/media/about_us/Unikey_ISO_9001_Certification.pdf | https://www.unikeyic.com/products/flow-sensors/sd8601/1007869186.html
SEK-SFM4100 | Sensitron Semiconductor | 1: 206.4925 | SFM4100 - flow、 - |  | - | [12 empty] | - | - | [23 empty] | 1 | https://www.unikeyic.com/media/about_us/Unikey_ISO_9001_Certification.pdf | https://www.unikeyic.com/products/flow-sensors/sek-sfm4100/996537622.html
SEN0149 | DFROBOT | 1: 83.7009 50: 80.4816 100: 77.2623 | URM06-RS485 |  |  |  |  | 15° | [5 empty] | 49.5kHz | [5 empty] | 1 (Unlimited) |  |  |  | -10°C ~ 70°C |  |  |  | Bulk |  |  | 7067707 |  |  |  |  | - |  |  |  | 6 V ~ 12 V |  |  | 200 | https://www.unikeyic.com/media/datasheet/3b/24/ec88/3b/6144ba8f375508d29570691899e5ecc7.pdf | https://www.unikeyic.com/products/flow-sensors/sen0149/11327449.html
SEN0151 | DFROBOT | 1: 83.7009 50: 80.4816 100: 77.2623 | URM06 - PULSE Ultrasonic Sensor |  |  |  |  | 15° | [5 empty] | 49.5kHz | [5 empty] | 1 (Unlimited) |  |  |  | -10°C ~ 70°C |  |  |  | Bulk | [7 empty] | - |  |  |  | 6 V ~ 12 V |  |  | 200 | https://www.unikeyic.com/media/datasheet/6e/c1/700d/6e/3935f9d701d4e9c977f4ed7da868c21c.pdf | https://www.unikeyic.com/products/flow-sensors/sen0151/35017917.html
SEN0304 | DFROBOT | 2: 15.2028 50: 14.6181 100: 14.0334 | 3.3V 5.5V 47mm(Length)*22mm(width) |  |  |  |  | - | [5 empty] | 50Hz | [5 empty] | 1 (Unlimited) |  |  |  | -10°C ~ 70°C |  |  |  | Bulk | [7 empty] | - |  |  |  | 3.3 V ~ 5.5 V |  |  | 200 | https://www.unikeyic.com/media/about_us/Unikey_ISO_9001_Certification.pdf | https://www.unikeyic.com/products/flow-sensors/sen0304/11150261.html
SEN0549 | DFROBOT | 1: 18.6192 50: 17.903 100: 17.1869 | 3.5V 24V ±1% | [8 empty] | Liquid |  |  |  | - |  |  |  | 1 (Unlimited) |  |  |  | -10°C ~ 70°C |  |  |  | Bulk | Male - G1/4" (6.35mm) |  | 18069228 |  |  | - |  | - |  | NPN | 3.5V ~ 24V |  |  |  | 200 | https://www.unikeyic.com/media/about_us/Unikey_ISO_9001_Certification.pdf | https://www.unikeyic.com/products/flow-sensors/sen0549/35070342.html
SEN0550 | DFROBOT | 1: 18.6192 50: 17.903 100: 17.1869 | 3.5V 24V ±1% | [8 empty] | Liquid |  |  |  | - |  |  |  | 1 (Unlimited) |  |  |  | 80°C |  |  |  | Bulk | Male - G1/2" (12.7mm) |  |  |  |  | 0.5 ~ 20 LPM |  | - |  | NPN | 3.5V ~ 24V |  |  |  | 200 | https://www.unikeyic.com/media/about_us/Unikey_ISO_9001_Certification.pdf | https://www.unikeyic.com/products/flow-sensors/sen0550/11200517.html
SEN0551 | DFROBOT | 1: 18.6192 50: 17.903 100: 17.1869 | 3.5V 24V ±1% | [8 empty] | Liquid |  |  |  | - |  |  |  | 1 (Unlimited) |  |  |  | 80°C |  |  |  | Bulk | Male - G3/4" (19.05mm) |  |  |  |  | 0.5 ~ 50 LPM |  | - |  | NPN | 3.5V ~ 24V |  |  |  | 200 | https://www.unikeyic.com/media/about_us/Unikey_ISO_9001_Certification.pdf | https://www.unikeyic.com/products/flow-sensors/sen0551/10880185.html
SF120A | ifm electronic | 1: 403.4887 | ifm electronic SF120A Flow Sensor |  | - | [12 empty] | - | - | [23 empty] | 1 | https://www.unikeyic.com/media/about_us/Unikey_ISO_9001_Certification.pdf | https://www.unikeyic.com/products/flow-sensors/sf120a/1004743523.html
SF15M-001 | GoerTek | 5,000+: 0.3483 | Air -100 ~ 300 Pa | [39 empty] | 9324 | https://www.unikeyic.com/media/datasheet/83/68/9841/83/5c457dcb5f8fcd39bb32afd45e9a4b3b.pdf | https://www.unikeyic.com/products/flow-sensors/sf15m-001/35053342.html
SF321A | ifm electronic | 1: 434.4816 | Flow sensor SF321A |  | - | [12 empty] | - | - | [23 empty] | 4 | https://www.unikeyic.com/media/about_us/Unikey_ISO_9001_Certification.pdf | https://www.unikeyic.com/products/flow-sensors/sf321a/871458209.html
SF3405 | ifm electronic | 1: 455.2646 | ifm electronic SF3405 Flow Sensor |  | - | [12 empty] | - | - | [23 empty] | 2 | https://www.unikeyic.com/media/about_us/Unikey_ISO_9001_Certification.pdf | https://www.unikeyic.com/products/flow-sensors/sf3405/1004746288.html
SF5201 | ifm electronic | 1: 304.0113 | ifm electronic SF5201 Flow Sensor |  | - | [12 empty] | - | - | [23 empty] | 2 | https://www.unikeyic.com/media/about_us/Unikey_ISO_9001_Certification.pdf | https://www.unikeyic.com/products/flow-sensors/sf5201/1004744329.html
SF5300 | ifm electronic | 1: 408.2242 | ifm electronic SF5300 Flow Sensor | [8 empty] | Gas, Liquid |  |  |  | Stainless Steel |  |  |  | Not Applicable |  |  |  | 0°C ~ 120°C |  |  |  | Box | M18 x 1.5 |  |  |  |  | 0.3 ~ 30 m/s, 20 ~ 300 m/s |  | - |  | - | - |  |  |  | 3 | https://www.unikeyic.com/media/about_us/Unikey_ISO_9001_Certification.pdf | https://www.unikeyic.com/products/flow-sensors/sf5300/17511.html
SF6200 | ifm electronic | 1: 345.3532 | ifm electronic SF6200 Flow Sensor | [8 empty] | Gas, Liquid |  |  |  | Stainless Steel |  |  |  | Not Applicable |  |  |  | 25°C ~ 80°C |  |  |  | Box | M12 x 1 |  | 12145265 |  |  | 0.3 ~ 30 m/s, 20 ~ 300 m/s |  | - |  | - | - |  |  |  | 9 | https://www.unikeyic.com/media/about_us/Unikey_ISO_9001_Certification.pdf | https://www.unikeyic.com/products/flow-sensors/sf6200/35059890.html
SF6201 | ifm electronic | 1: 306.5725 | ifm electronic SF6201 Flow Sensor | [8 empty] | Gas, Liquid |  |  |  | Stainless Steel |  |  |  | Not Applicable |  |  |  | 25°C ~ 80°C |  |  |  | Box | M12 x 1 |  |  |  |  | 0.3 ~ 30 m/s, 20 ~ 300 m/s |  | - |  | - | - |  |  |  | 10 | https://www.unikeyic.com/media/about_us/Unikey_ISO_9001_Certification.pdf | https://www.unikeyic.com/products/flow-sensors/sf6201/35065509.html
SFAB-1000U-HQ10-2SA-M12 | FESTO | 1: 810.0416 | Festo Flow Controller, Flow Sensor, 0 → 10V Power |  | - | Commercial Grade | [11 empty] | 10V | 0V |  |  |  | 0℃~50℃ | [9 empty] | bulk | [9 empty] | 1 | https://www.unikeyic.com/media/about_us/Unikey_ISO_9001_Certification.pdf | https://www.unikeyic.com/products/flow-sensors/sfab-1000u-hq10-2sa-m12/14081958.html
SFAB-1000U-HQ10-PNLK-PNVBA-M12 | FESTO | 1: 742.1697 | 15V 30V |  | - | [12 empty] | 30V | 15V | [23 empty] | 1 | https://www.unikeyic.com/media/about_us/Unikey_ISO_9001_Certification.pdf | https://www.unikeyic.com/products/flow-sensors/sfab-1000u-hq10-pnlk-pnvba-m12/998945220.html
SFAB-1000U-WQ10-PNLK-PNVBA-M12 | FESTO | 1: 748.7462 | 15V 30V |  | - | [12 empty] | 30V | 15V | [23 empty] | 2 | https://www.unikeyic.com/media/about_us/Unikey_ISO_9001_Certification.pdf | https://www.unikeyic.com/products/flow-sensors/sfab-1000u-wq10-pnlk-pnvba-m12/998945614.html
SFAB-600U-HQ10-PNLK-PNVBA-M12 | FESTO | 1: 709.1058 | 15V 30V |  | - | [12 empty] | 30V | 15V | [23 empty] | 3 | https://www.unikeyic.com/media/about_us/Unikey_ISO_9001_Certification.pdf | https://www.unikeyic.com/products/flow-sensors/sfab-600u-hq10-pnlk-pnvba-m12/998945316.html
SFAH-0.1U-Q4S-PNLK-PNVBA-M8 | FESTO | 1: 405.7656 | 22V 26V |  | - | Commercial Grade | [11 empty] | 26V | 22V |  |  |  | 0℃~50℃ | [19 empty] | 12 | https://www.unikeyic.com/media/about_us/Unikey_ISO_9001_Certification.pdf | https://www.unikeyic.com/products/flow-sensors/sfah-0-1u-q4s-pnlk-pnvba-m8/726409638.html
SFAH-0.5U-Q4S-PNLK-PNVBA-L1 | FESTO | 1: 386.9446 | 26 VDC (Volts Direct Current) 26 VDC (Volts Direct Current) |  | - | [12 empty] | 26 VDC (Volts Direct Current) | 26 VDC (Volts Direct Current) | [13 empty] | bulk | [9 empty] | 5 | https://www.unikeyic.com/media/about_us/Unikey_ISO_9001_Certification.pdf | https://www.unikeyic.com/products/flow-sensors/sfah-0-5u-q4s-pnlk-pnvba-l1/726407393.html
SFAH-100U-G14FS-PNLK-PNVBA-M8 | FESTO | 1+: 566.2237 | 26V DC, 26V DC | [39 empty] | 3 |  | https://www.unikeyic.com/products/flow-sensors/sfah-100u-g14fs-pnlk-pnvba-m8/35024125.html
SFAH-100U-Q8S-PNLK-PNVBA-M8 | FESTO | 1: 405.7656 | 26 VDC (Volts Direct Current) 26 VDC (Volts Direct Current) |  | - | [12 empty] | 26 VDC (Volts Direct Current) | 26 VDC (Volts Direct Current) | [23 empty] | 3 | https://www.unikeyic.com/media/about_us/Unikey_ISO_9001_Certification.pdf | https://www.unikeyic.com/products/flow-sensors/sfah-100u-q8s-pnlk-pnvba-m8/726410538.html
SFAH-10U-Q6S-PNLK-PNVBA-L1 | FESTO | 1: 386.9446 | 26V DC, 26V DC |  | - | Commercial Grade | [11 empty] | 26 VDC (Volts Direct Current) | 26 VDC (Volts Direct Current) |  |  |  | 0℃~50℃ | [19 empty] | 6 | https://www.unikeyic.com/media/about_us/Unikey_ISO_9001_Certification.pdf | https://www.unikeyic.com/products/flow-sensors/sfah-10u-q6s-pnlk-pnvba-l1/726412330.html
SFAH-10U-Q6S-PNLK-PNVBA-M8 | FESTO | 1: 541.0892 | 22V 26V | [8 empty] | Air |  |  |  | Polyamide |  |  |  | Not Applicable |  |  |  | 0°C ~ 50°C |  |  |  | Bulk | - |  | 13977011 |  |  | 0.2 ~ 10 LPM |  | - |  | NPN, PNP | 22V ~ 26V |  |  |  | 2 | https://www.unikeyic.com/media/about_us/Unikey_ISO_9001_Certification.pdf | https://www.unikeyic.com/products/flow-sensors/sfah-10u-q6s-pnlk-pnvba-m8/35039217.html
SFAH-1U-Q4S-PNLK-PNVBA-M8 | FESTO | 1: 405.7656 | 26 VDC (Volts Direct Current) 26 VDC (Volts Direct Current) |  | - | [12 empty] | 26 VDC (Volts Direct Current) | 26 VDC (Volts Direct Current) | [23 empty] | 8 | https://www.unikeyic.com/media/about_us/Unikey_ISO_9001_Certification.pdf | https://www.unikeyic.com/products/flow-sensors/sfah-1u-q4s-pnlk-pnvba-m8/726412031.html
SFAH-1U-Q6S-PNLK-PNVBA-M8 | FESTO | 1: 347.1973 | 22V 26V |  | - | [12 empty] | 26V | 22V | [23 empty] | 6 | https://www.unikeyic.com/media/about_us/Unikey_ISO_9001_Certification.pdf | https://www.unikeyic.com/products/flow-sensors/sfah-1u-q6s-pnlk-pnvba-m8/998946179.html
SFAH-200U-G14FS-PNLK-PNVBA-M8 | FESTO | 1: 424.5987 | 26 VDC (Volts Direct Current) 26 VDC (Volts Direct Current) | [8 empty] | Air |  |  |  | Polyamide |  |  |  | Not Applicable |  |  |  | 0°C ~ 50°C |  |  |  | Bulk | - |  | 13977312 |  |  | 4 ~ 200 LPM |  | - |  | NPN, PNP | 22V ~ 26V |  |  |  | 1 | https://www.unikeyic.com/media/about_us/Unikey_ISO_9001_Certification.pdf | https://www.unikeyic.com/products/flow-sensors/sfah-200u-g14fs-pnlk-pnvba-m8/34983013.html
SFAH-200U-Q8S-PNLK-PNVBA-L1 | FESTO | 1: 386.9446 | 26 VDC (Volts Direct Current) 26 VDC (Volts Direct Current) |  | - | [12 empty] | 26 VDC (Volts Direct Current) | 26 VDC (Volts Direct Current) | [23 empty] | 1 | https://www.unikeyic.com/media/about_us/Unikey_ISO_9001_Certification.pdf | https://www.unikeyic.com/products/flow-sensors/sfah-200u-q8s-pnlk-pnvba-l1/726411060.html
SFAH-200U-Q8S-PNLK-PNVBA-M8 | FESTO | 1: 405.7656 | 22V 26V |  | - | Commercial Grade | [11 empty] | 26V | 22V |  |  |  | 0℃~50℃ | [19 empty] | 6 | https://www.unikeyic.com/media/about_us/Unikey_ISO_9001_Certification.pdf | https://www.unikeyic.com/products/flow-sensors/sfah-200u-q8s-pnlk-pnvba-m8/726412003.html
SFAH-50U-G18FS-PNLK-PNVBA-M8 | FESTO | 1: 566.2237 | 26V DC, 26V DC | [8 empty] | Air |  |  |  | Polyamide |  |  |  | Not Applicable |  |  |  | 0°C ~ 50°C |  |  |  | Bulk | - |  | 13976846 |  |  | 0 ~ 50 LPM |  | - |  | NPN, PNP | 22V ~ 26V |  |  |  | 1 | https://www.unikeyic.com/media/about_us/Unikey_ISO_9001_Certification.pdf | https://www.unikeyic.com/products/flow-sensors/sfah-50u-g18fs-pnlk-pnvba-m8/11313972.html
SFAH-50U-Q8S-PNLK-PNVBA-L1 | FESTO | 1+: 387.1766 | 26V DC, 26V DC | [39 empty] | 7 |  | https://www.unikeyic.com/products/flow-sensors/sfah-50u-q8s-pnlk-pnvba-l1/726406580.html
SFAH-50U-Q8S-PNLK-PNVBA-M8 | FESTO | 1: 405.7656 | 26 VDC (Volts Direct Current) 26 VDC (Volts Direct Current) | [8 empty] | Air |  |  |  | Polyamide |  |  |  | Not Applicable |  |  |  | 0°C ~ 50°C |  |  |  | Bulk | - |  | 13976851 |  |  | 0 ~ 50 LPM |  | - |  | NPN, PNP | 22V ~ 26V |  |  |  | 5 | https://www.unikeyic.com/media/about_us/Unikey_ISO_9001_Certification.pdf | https://www.unikeyic.com/products/flow-sensors/sfah-50u-q8s-pnlk-pnvba-m8/35048191.html
SFAH-5B-Q6S-PNLK-PNVBA-M8 | FESTO | 1: 377.4978 | 22V 26V |  | - | [12 empty] | 26V | 22V | [23 empty] | 4 | https://www.unikeyic.com/media/about_us/Unikey_ISO_9001_Certification.pdf | https://www.unikeyic.com/products/flow-sensors/sfah-5b-q6s-pnlk-pnvba-m8/999222548.html
SFAH-5U-Q6S-PNLK-PNVBA-M8 | FESTO | 1: 416.1814 | 22V 26V | [8 empty] | Air |  |  |  | Polyamide |  |  |  | Not Applicable |  |  |  | 0°C ~ 50°C |  |  |  | Bulk | - |  |  |  |  | 0.1 ~ 5 LPM |  | - |  | NPN, PNP | 22V ~ 26V |  |  |  | 3 | https://www.unikeyic.com/media/about_us/Unikey_ISO_9001_Certification.pdf | https://www.unikeyic.com/products/flow-sensors/sfah-5u-q6s-pnlk-pnvba-m8/11324215.html
SFAM-62-3000L-M-2SV-M12 | FESTO | 1: 1426.7622 | 15-30V DC, 15-30V DC |  | - | [5 empty] | SFAM-62-3000L-M-2SV-M12 FESTO | [6 empty] | 15 - 30 VDC (Volts Direct Current) | 15 - 30 VDC (Volts Direct Current) | [13 empty] | bulk | [9 empty] | 1 | https://www.unikeyic.com/media/datasheet/2f/0c/07f6/2f0c07f6bd22b0fbb9c7cd8a43a56dc8.pdf | https://www.unikeyic.com/products/flow-sensors/sfam-62-3000l-m-2sv-m12/726405343.html
SFAM-90-5000L-TG1-2SA-M12 | FESTO | 1: 1740.2153 | 15-30V DC, 15-30V DC |  | - | [12 empty] | 15 - 30 VDC (Volts Direct Current) | 15 - 30 VDC (Volts Direct Current) | [13 empty] | bulk | [9 empty] | 2 | https://www.unikeyic.com/media/about_us/Unikey_ISO_9001_Certification.pdf | https://www.unikeyic.com/products/flow-sensors/sfam-90-5000l-tg1-2sa-m12/726389059.html
SFAW-100-TG34-E-PNLK-PNVBA-M12 | FESTO | 1: 581.5494 | 18 - 30 VDC (Volts Direct Current) 18 - 30 VDC (Volts Direct Current) |  | - | Commercial Grade | [11 empty] | 18 - 30 VDC (Volts Direct Current) | 18 - 30 VDC (Volts Direct Current) |  |  |  | 0℃~50℃ | [9 empty] | bulk | [9 empty] | 2 | https://www.unikeyic.com/media/about_us/Unikey_ISO_9001_Certification.pdf | https://www.unikeyic.com/products/flow-sensors/sfaw-100-tg34-e-pnlk-pnvba-m12/726383778.html
SFAW-32-TG34-E-PNLK-PNVBA-M12 | FESTO | 1: 560.0275 | 18 - 30 V DC, 18 - 30 V DC |  | - | [12 empty] | 18 - 30 VDC (Volts Direct Current) | 18 - 30 VDC (Volts Direct Current) | [13 empty] | bulk | [9 empty] | 1 | https://www.unikeyic.com/media/about_us/Unikey_ISO_9001_Certification.pdf | https://www.unikeyic.com/products/flow-sensors/sfaw-32-tg34-e-pnlk-pnvba-m12/726399811.html
SFC5500-0.5SLM | SENSIRION | 1: 1825.46 | mass flow controller, 0.466 Lift / Maximum Flow per Minute | [8 empty] | Air, Gas |  |  |  | Aluminum |  |  |  | Not Applicable |  |  |  | 0°C ~ 50°C |  |  |  | Box | Female - G1/4" (6.35mm) BSPP |  | 14122691 |  |  | 0.5 SLM |  | SFC5500 |  | RS485 | 14V ~ 26.4V |  |  |  | 7 | https://www.unikeyic.com/media/datasheet/cd/ca/4113/cdca411344057e7718900ef97bb230bb.pdf | https://www.unikeyic.com/products/flow-sensors/sfc5500-0-5slm/10902557.html
SFC5500-10SLM | SENSIRION | 1: 1837.1096 5: 1765.7352 | mass flow controller, 9.32 l/minMaximum flow | [8 empty] | Air, Gas |  |  |  | Aluminum |  |  |  | Not Applicable |  |  |  | 0°C ~ 50°C |  |  |  | Box | Female - G1/4" (6.35mm) BSPP |  | 14122693 |  |  | 10 SLM |  | SFC5500 |  | RS485 | 14V ~ 26.4V |  |  |  | 4 | https://www.unikeyic.com/media/datasheet/cd/ca/4113/cdca411344057e7718900ef97bb230bb.pdf | https://www.unikeyic.com/products/flow-sensors/sfc5500-10slm/10979428.html
SFC5500-200SLM | SENSIRION | 1: 2147.3948 5: 2045.9132 | mass flow controller, 186.4 l/minMaximum flow | [8 empty] | Air, Gas |  |  |  | Aluminum |  |  |  | Not Applicable |  |  |  | 0°C ~ 50°C |  |  |  | Box | Female - G1/4" (6.35mm) BSPP |  | 14122692 |  |  | 200 SLM |  | SFC5500 |  | RS485 | 14V ~ 26.4V |  |  |  | 3 | https://www.unikeyic.com/media/datasheet/cd/ca/4113/cdca411344057e7718900ef97bb230bb.pdf | https://www.unikeyic.com/products/flow-sensors/sfc5500-200slm/35042075.html
SFC5500-2SLM | SENSIRION | 1: 1928.9564 5: 1835.2992 | [9 empty] | Air, Gas |  |  |  | Aluminum |  |  |  | Not Applicable |  |  |  | 0°C ~ 50°C |  |  |  | Box | Female - G1/4" (6.35mm) BSPP |  | 16399882 |  |  | 2 SLM |  | SFC5500 |  | RS485 | 14V ~ 26.4V |  |  |  | 6 | https://www.unikeyic.com/media/datasheet/cd/ca/4113/cdca411344057e7718900ef97bb230bb.pdf | https://www.unikeyic.com/products/flow-sensors/sfc5500-2slm/10996864.html
SFC5500-50SCCM | SENSIRION | 1: 2037.0224 5: 1884.2668 | [9 empty] | Air, Gas |  |  |  | Aluminum |  |  |  | Not Applicable |  |  |  | 0°C ~ 50°C |  |  |  | Box | Female - G1/4" (6.35mm) BSPP |  | 16399878 |  |  | 50sccm |  | SFC5500 |  | RS485 | 14V ~ 26.4V |  |  |  | 2 | https://www.unikeyic.com/media/datasheet/cd/ca/4113/cdca411344057e7718900ef97bb230bb.pdf | https://www.unikeyic.com/products/flow-sensors/sfc5500-50sccm/35021027.html
SFC6000D-50SLM | SENSIRION | 1: 461.0072 5: 433.7148 10: 423.522 25: 411.3328 | Mass Flow Controller 24VDC 10bar 50slm Air/O2/N2/Ar/CO2/N2O | [8 empty] | Gas |  |  |  | Plastic |  |  |  | Not Applicable |  |  |  | 5°C ~ 50°C |  |  |  | Box | Male, 0.24" (6mm) Tube |  | 17829203 |  |  | 50 SLM |  | SFC6000D |  | I²C, RS485 | 22.8V ~ 25.2V |  |  |  | 2 | https://www.unikeyic.com/media/datasheet/07/a2/dab4/07a2dab4cd4d5e90e251cdf474aeb9fe.pdf | https://www.unikeyic.com/products/flow-sensors/sfc6000d-50slm/681963969.html
SFM3000-200-C | SENSIRION | 1: 220.3871 | 0~1.25 mbar 5V Gas ±1.50% 82mm*31.5mm*34.4mm | [8 empty] | Gas |  |  |  | Plastic |  |  |  | Not Applicable |  |  |  | -20°C ~ 80°C (TA) |  |  |  | Tray | Male, 0.8661" (22mm) |  |  |  |  | 0 ~ 1.25 mbar |  | - |  | I2C | 5V |  |  |  | 16 | https://www.unikeyic.com/media/datasheet/ff/49/3879/ff/5eae0bb9ef32cf3b84d9487522b2d11d.pdf | https://www.unikeyic.com/products/flow-sensors/sfm3000-200-c/35050388.html
SFM3003-300-CE | Sensitron Semiconductor | 1+: 144.1629 5+: 134.1502 20+: 126.9912 40+: 123.8469 60+: 122.1283 | Gas -150 ~ +300 SLPM Common、0.8661" (22mm) | [39 empty] | 333 |  | https://www.unikeyic.com/products/flow-sensors/sfm3003-300-ce/693989724.html
SFM3003-300-CE | SENSIRION | 1: 117.8822 5: 117.8822 10: 115.7388 25: 115.7388 50: 115.7388 100: 115.7388 | Sensirion Two-way flow meter flow meter, SFM3003 series, Media monitoring air，Gas, Maximum flow300 L/min, 2.7 → 5.5 VPower | [8 empty] | Gas |  |  |  | Steel |  |  |  | 1 (Unlimited) |  |  |  | -20°C ~ 85°C |  |  |  | Tray | Male, 0.8661" (22mm) |  |  |  |  | -150 ~ +300 SLPM |  | SFM3003 |  | - | 2.7V ~ 5.5V |  |  |  | 15 | https://www.unikeyic.com/media/datasheet/eb/d1/a7ec/ebd1a7ec6cba269f6f918c222436c8e0.pdf | https://www.unikeyic.com/products/flow-sensors/sfm3003-300-ce/35041017.html
SFM3003-300-CET | SENSIRION | 1: 171.0754 | FLOW SENSOR, -150TO 300LPM, -20TO85DEG C; | [8 empty] | Air, Gas |  |  |  | - |  |  |  | 1 (Unlimited) |  |  |  | -20°C ~ 80°C |  |  |  | Tray | - |  | 16685455 |  |  | -150 ~ +300 SLPM |  | SFM3003 |  | I²C | 2.7V ~ 5.5V |  |  |  | 15 | https://www.unikeyic.com/media/pdf/MfgApplicationNotes/sensirion/1c/33/d023/sfm3003-300-cet/2025/12/Sensirion-GF-AN-SFM-10-Handling-Instructions-D1.pdf | https://www.unikeyic.com/products/flow-sensors/sfm3003-300-cet/11025736.html
SFM3003-300-CL | SENSIRION | 1: 117.8822 5: 117.8822 10: 115.7388 25: 115.7388 50: 115.7388 100: 115.7388 | Sensirion Two-way flow meter flow meter, SFM3003 series, Media monitoring air，Gas, Maximum flow300 L/min, 2.7 → 5.5 VPower | [8 empty] | Gas |  |  |  | Steel |  |  |  | 1 (Unlimited) |  |  |  | -20°C ~ 85°C |  |  |  | Tray | Male, 0.8661" (22mm) |  |  |  |  | -30 ~ +300 SLPM |  | SFM3003 |  | - | 2.7V ~ 5.5V |  |  |  | 2 | https://www.unikeyic.com/media/datasheet/eb/d1/a7ec/ebd1a7ec6cba269f6f918c222436c8e0.pdf | https://www.unikeyic.com/products/flow-sensors/sfm3003-300-cl/35065641.html
SFM3013-300-CL | SENSIRION | 1: 135.5624 5: 135.5624 10: 133.0976 25: 133.0976 50: 133.0976 100: 133.0976 | Sensirion Two-way flow meter flow meter, SFM3003 series, Media monitoring air，Gas, Maximum flow300 L/min, 2.7 → 5.5 VPower | [8 empty] | Gas |  |  |  | Steel |  |  |  | 1 (Unlimited) |  |  |  | -20°C ~ 85°C |  |  |  | Tray | Male, 0.8661" (22mm) |  | 14825106 |  |  | -30 ~ +300 SLPM |  | - |  | - | 2.7V ~ 5.5V |  |  |  | 7 | https://www.unikeyic.com/media/pdf/HTMLDatasheet/sensirion/4e/11/1187/sfm3013-300-cl/2025/12/sek-sfm3013-300-cl.pdf | https://www.unikeyic.com/products/flow-sensors/sfm3013-300-cl/11113385.html
SFM3013-300-CLM | SENSIRION | 1: 226.8762 5: 222.7512 10: 222.7512 25: 222.7512 50: 222.7512 | 3.3V 82mm*31.5mm*34.4mm | [8 empty] | Gas |  |  |  | Steel |  |  |  | 1 (Unlimited) |  |  |  | -20°C ~ 85°C |  |  |  | Tray | Male, 0.8661" (22mm) |  | 14825089 |  |  | -30 ~ +300 SLPM |  | - |  | - | 2.7V ~ 5.5V |  |  |  | 13 | https://www.unikeyic.com/media/pdf/HTMLDatasheet/sensirion/4e/11/1187/sfm3013-300-cl/2025/12/sek-sfm3013-300-cl.pdf | https://www.unikeyic.com/products/flow-sensors/sfm3013-300-clm/35058545.html
SFM3019 | SENSIRION | 20: 167.7348 60: 164.0024 | Sensirion flow meter | [8 empty] | Air |  |  |  | Plastic |  |  |  | 1 (Unlimited) |  |  |  | 0°C ~ 60°C |  |  |  | Tray | Male, 0.8661" (22mm) |  |  |  |  | -10 ~ +240 SLPM |  | - |  | I2C | 2.7V ~ 5.5V |  |  |  | 47 | https://www.unikeyic.com/media/datasheet/d7/b1/0804/d7b10804303362176d7d6ff40acec8fc.pdf | https://www.unikeyic.com/products/flow-sensors/sfm3019/11078986.html
SFM3020 | SENSIRION | 1: 160.8505 5: 157.6289 10: 152.9054 | Sensirion flow meter | [8 empty] | Air |  |  |  | Plastic |  |  |  | 1 (Unlimited) |  |  |  | 0°C ~ 60°C |  |  |  | Tray | Male, 0.8661" (22mm) |  | 12142264 |  |  | -10 ~ +160 SLPM |  | - |  | Analog | 5V |  |  |  | 15 | https://www.unikeyic.com/media/datasheet/b4/ca/1d04/b4ca1d041fa6faf90ade6ec5db1e7825.pdf | https://www.unikeyic.com/products/flow-sensors/sfm3020/34943730.html
SFM3100-VC | Sensitron Semiconductor | 1: 209.1528 5: 195.4627 10: 190.3586 30: 183.114 60: 179.0217 | SENSOR FLOW GAS -24 ~ +240 SLPM |  | - | [12 empty] | - | - | [23 empty] | 90 | https://www.unikeyic.com/media/about_us/Unikey_ISO_9001_Certification.pdf | https://www.unikeyic.com/products/flow-sensors/sfm3100-vc/14798929.html
SFM3119-240-CL | SENSIRION | 1: 117.7648 5: 117.7648 10: 115.6236 25: 115.6236 50: 115.6236 100: 115.6236 | 2.7V 3.3V 57.5mm*27.5mm*29.4mm | [8 empty] | Gas |  |  |  | Steel |  |  |  | 1 (Unlimited) |  |  |  | 5°C ~ 60°C |  |  |  | Tray | - |  | 14825087 |  |  | -10 ~ +240 SLPM |  | - |  | - | 0.3V ~ 5.5V |  |  |  | 29 | https://www.unikeyic.com/media/datasheet/5a/35/943b/5a35943b3dbfd8c67537df2d71c32b03.pdf | https://www.unikeyic.com/products/flow-sensors/sfm3119-240-cl/11318910.html
SFM3200-250 | SENSIRION | 1: 154.3709 5: 149.7565 | Sensirion flow meter, SFM3200 series, Maximum flow250 SLPM, 5 VPower gold、Polyurethane、PPSU、Si、Si3N4、Stainless steel, 1.07bargreatest pressure | [8 empty] | Gas |  |  |  | Plastic |  |  |  | 1 (Unlimited) |  |  |  | 10°C ~ 50°C |  |  |  | Bulk | - |  | 9172267 |  |  | - |  | - |  | I2C | 5V |  |  |  | 8 | https://www.unikeyic.com/media/datasheet/4f/4f/4775/4f/dc2209fec048972482a34f9dd8e76ae8.pdf | https://www.unikeyic.com/products/flow-sensors/sfm3200-250/35053808.html
SFM3200-AW | SENSIRION | 1: 264.6756 5: 236.8764 10: 225.936 30: 212.0256 | -100~+250 SLPM 4.75V 5.25V Gas ±7% 73mm*25.8mm*26.2mm | [8 empty] | Gas |  |  |  | Plastic |  |  |  | 1 (Unlimited) |  |  |  | 10°C ~ 50°C |  |  |  | Tray | - |  | 9857674 |  |  | -100 ~ +250 SLPM |  | - |  | I2C | 4.75 ~ 5.25V |  |  |  | 14 | https://www.unikeyic.com/media/datasheet/0b/ea/136b/0b/b55f40ac050d3379b1c3f51b22c5e48e.pdf | https://www.unikeyic.com/products/flow-sensors/sfm3200-aw/10936808.html
SFM3300-250-D | SENSIRION | 1: 46.3563 | ±250 SLPM 5V Gas 69.3mm(Length)*25.3mm(width) | [8 empty] | Gas |  |  |  | Plastic |  |  |  | 1 (Unlimited) |  |  |  | 10°C ~ 50°C |  |  |  | Tray | - |  | 9857673 |  |  | ±250 SLPM |  | - |  | I2C | 4.75 ~ 5.25V |  |  |  | 22 | https://www.unikeyic.com/media/datasheet/c3/b5/7ef5/c3/4ce9315fdc9f2ebc747c32259d6a2f17.pdf | https://www.unikeyic.com/products/flow-sensors/sfm3300-250-d/10896245.html
SFM3300-250-D | Sensitron Semiconductor | 1+: 45.9324 5+: 42.2561 10+: 40.8856 30+: 38.9423 60+: 37.8455 120+: 36.839 | SENSOR FLOW GAS 250 SLPM | [39 empty] | 2233 |  | https://www.unikeyic.com/products/flow-sensors/sfm3300-250-d/693855691.html
SFM3400-33-AW | SENSIRION | 1: 252.6976 5: 248.1031 10: 248.1031 25: 248.1031 50: 248.1031 | ±33 SLPM 4.75V 5V Gas 60mm(Length) | [8 empty] | Gas |  |  |  | Plastic |  |  |  | 1 (Unlimited) |  |  |  | 10°C ~ 50°C |  |  |  | Tray | - |  | 9857675 |  |  | ±33 SLPM |  | - |  | I2C | 4.75 ~ 5.25V |  |  |  | 27 | https://www.unikeyic.com/media/datasheet/46/0e/ba46/46/22be46689cf8744f481d0fdec26ed75a.pdf | https://www.unikeyic.com/products/flow-sensors/sfm3400-33-aw/35032149.html
SFM3400-33-D | Sensitron Semiconductor | 1+: 46.3575 5+: 42.647 10+: 41.266 25+: 39.6131 90+: 37.5968 180+: 36.6318 | SENSOR FLOW GAS 33 SLPM | [39 empty] | 70 |  | https://www.unikeyic.com/products/flow-sensors/sfm3400-33-d/996550392.html
SFM3400-33-D | SENSIRION | 90: 42.8792 270: 41.8376 | Flow Sensor, ±33slm, 4.75V-5V, 59.9mm × 21.7mm × 20.05mm |  | - | [5 empty] | SFM3400-33-D SENSIRION |  |  |  | 59.9mm*21.7mm*20.05mm |  |  | 5V | 4.75V |  |  |  | 5℃~50℃ | [8 empty] | Compliant | [10 empty] | 118 | https://www.unikeyic.com/media/datasheet/a8/c9/b714/a8/de27a8b8f43db592a84b977191e931e4.pdf | https://www.unikeyic.com/products/flow-sensors/sfm3400-33-d/34360336.html
SFM3505-300 | Sensitron Semiconductor | 1: 141.5016 5: 131.7233 10: 128.0794 30: 122.9083 60: 119.9887 | SENSOR FLOW GAS -150 ~ +300 SLPM |  | - | [12 empty] | - | - | [23 empty] | 76 | https://www.unikeyic.com/media/about_us/Unikey_ISO_9001_Certification.pdf | https://www.unikeyic.com/products/flow-sensors/sfm3505-300/35931130.html
SFM4100-AIR-N2 LEGRIS | SENSIRION | 1+: 215.9136 5+: 201.8412 10+: 196.6032 25+: 187.3692 40+: 187.3584 | [40 empty] | 39 | https://www.unikeyic.com/media/datasheet/a1/16/e50c/a1/c4c8db6ae933d4789b99429e54c63af5.pdf | https://www.unikeyic.com/products/flow-sensors/sfm4100-air-n2-legris/34991147.html
SFM4100-AIR-N2-LEGRIS | Sensitron Semiconductor | 1+: 215.9136 5+: 201.8412 10+: 196.5956 40+: 187.3598 | SENSOR FLOW GAS | [39 empty] | 234 |  | https://www.unikeyic.com/products/flow-sensors/sfm4100-air-n2-legris/693798834.html
SFM4100-AR Downmount | SENSIRION | 1: 248.5792 | FLOW SENSOR, 0 TO 20LPM, -20 TO 80DEG C; | [8 empty] | Gas |  |  |  | Polyamide |  |  |  | Not Applicable |  |  |  | -20°C ~ 80°C |  |  |  | Tray | - |  | 17085941 |  |  | 0 ~ 20 SLPM |  | SFM4100 |  | I²C | 3.5V ~ 9V |  |  |  | 78 | https://www.unikeyic.com/media/about_us/Unikey_ISO_9001_Certification.pdf | https://www.unikeyic.com/products/flow-sensors/sfm4100-ar-downmount/24960455.html
SFM4100-AR Legris | SENSIRION | 1: 231.4216 5: 227.214 10: 227.214 | FLOW SENSOR, 0 TO 20LPM, -20 TO 80DEG C; | [8 empty] | Gas |  |  |  | Polyamide |  |  |  | Not Applicable |  |  |  | -20°C ~ 80°C |  |  |  | Tray | - |  |  |  |  | 0 ~ 20 SLPM |  | SFM4100 |  | I²C | 3.5V ~ 9V |  |  |  | 19 | https://www.unikeyic.com/media/about_us/Unikey_ISO_9001_Certification.pdf | https://www.unikeyic.com/products/flow-sensors/sfm4100-ar-legris/35067747.html
SFM4100-CO2 Downmount | SENSIRION | 1: 248.5792 | 3.5V, 9V ±3 | [8 empty] | Gas |  |  |  | Polyamide |  |  |  | Not Applicable |  |  |  | -20°C ~ 80°C |  |  |  | Tray | - |  | 17085967 |  |  | 0 ~ 20 SLPM |  | SFM4100 |  | I²C | 3.5V ~ 9V |  |  |  | 36 | https://www.unikeyic.com/media/datasheet/36/32/10a1/36/75db5f25ced0f8a9b995ae6095436408.pdf | https://www.unikeyic.com/products/flow-sensors/sfm4100-co2-downmount/10932596.html
SFM4100-N2O Legris | SENSIRION | 1: 235.097 | 3.5V 9V ±3% | [8 empty] | Gas |  |  |  | Polyamide |  |  |  | Not Applicable |  |  |  | -20°C ~ 80°C |  |  |  | Tray | - |  | 17085586 |  |  | 0 ~ 20 SLPM |  | SFM4100 |  | I²C | 3.5V ~ 9V |  |  |  | 37 | https://www.unikeyic.com/media/datasheet/36/32/10a1/36/75db5f25ced0f8a9b995ae6095436408.pdf | https://www.unikeyic.com/products/flow-sensors/sfm4100-n2o-legris/11086778.html
SFM4100-O2 Legris | SENSIRION | 1: 243.799 | FLOW SENSOR, 0 TO 20LPM, -20 TO 80DEG C; | [8 empty] | Gas |  |  |  | Polyamide |  |  |  | Not Applicable |  |  |  | -20°C ~ 80°C |  |  |  | Tray | - |  |  |  |  | 0 ~ 20 SLPM |  | SFM4100 |  | I²C | 3.5V ~ 9V |  |  |  | 25 | https://www.unikeyic.com/media/datasheet/1a/74/416b/1a/6c7697d740de4c66e1da508430be6feb.pdf | https://www.unikeyic.com/products/flow-sensors/sfm4100-o2-legris/11234765.html
SFM4300-20-B | SENSIRION | 1: 164.318 5: 164.318 | Voltage Range: 3V to 5.5V | [8 empty] | Air, Gas |  |  |  | Polyamide |  |  |  | 1 (Unlimited) |  |  |  | -20°C ~ 80°C |  |  |  | Tray | 0.276" (7mm) |  |  |  |  | 0 ~ 20 SLPM |  | SFM4300 |  | I²C | 3V ~ 5.5V |  |  |  | 42 | https://www.unikeyic.com/media/about_us/Unikey_ISO_9001_Certification.pdf | https://www.unikeyic.com/products/flow-sensors/sfm4300-20-b/34947581.html
SFM4300-20-O | SENSIRION | 1: 150.174 5: 139.8708 10: 136.0692 25: 131.49 56: 127.9908 | 3V 5.5V | [8 empty] | Air, Gas |  |  |  | Polyamide |  |  |  | 1 (Unlimited) |  |  |  | -20°C ~ 80°C |  |  |  | Tray | 0.315" (8mm) |  |  |  |  | 0 ~ 20 SLPM |  | SFM4300 |  | I²C | 3V ~ 5.5V |  |  |  | 32 | https://www.unikeyic.com/media/about_us/Unikey_ISO_9001_Certification.pdf | https://www.unikeyic.com/products/flow-sensors/sfm4300-20-o/32132508.html
SFM4300-20-P | SENSIRION | 1: 176.3662 | Flow Sensor Mass Air/CO2/N2/N2O/O2 0SLPM to 20SLPMFlow Range 7barOperating Pressure Tray | [8 empty] | Air, Gas |  |  |  | Polyamide |  |  |  | 1 (Unlimited) |  |  |  | -20°C ~ 80°C |  |  |  | Tray | 0.315" (8mm) |  |  |  |  | 0 ~ 20 SLPM |  | SFM4300 |  | I²C | 3V ~ 5.5V |  |  |  | 2 | https://www.unikeyic.com/media/about_us/Unikey_ISO_9001_Certification.pdf | https://www.unikeyic.com/products/flow-sensors/sfm4300-20-p/17617709.html
SFM4300-50-B | SENSIRION | 1: 176.3662 | 3V 5.5V | [8 empty] | Air, Gas |  |  |  | Polyamide |  |  |  | 1 (Unlimited) |  |  |  | -20°C ~ 80°C |  |  |  | Tray | 0.276" (7mm) |  | 16607451 |  |  | 0 ~ 50 SLPM |  | SFM4300 |  | I²C | 3V ~ 5.5V |  |  |  | 45 | https://www.unikeyic.com/media/about_us/Unikey_ISO_9001_Certification.pdf | https://www.unikeyic.com/products/flow-sensors/sfm4300-50-b/11271052.html
SFM4300-50-O | SENSIRION | 1: 157.6368 5: 146.9124 10: 142.9164 25: 136.4148 56: 132.0948 | Voltage Range: 3V to 5.5V | [8 empty] | Air, Gas |  |  |  | Polyamide |  |  |  | 1 (Unlimited) |  |  |  | -20°C ~ 80°C |  |  |  | Tray | 0.315" (8mm) |  | 16607455 |  |  | 0 ~ 50 SLPM |  | SFM4300 |  | I²C | 3V ~ 5.5V |  |  |  | 29 | https://www.unikeyic.com/media/about_us/Unikey_ISO_9001_Certification.pdf | https://www.unikeyic.com/products/flow-sensors/sfm4300-50-o/20471995.html
SFM4300-50-P | SENSIRION | 1: 168.6987 | Voltage Range: 3V to 5.5V | [8 empty] | Air, Gas |  |  |  | Polyamide |  |  |  | 1 (Unlimited) |  |  |  | -20°C ~ 80°C |  |  |  | Tray | 0.315" (8mm) |  |  |  |  | 0 ~ 50 SLPM |  | SFM4300 |  | I²C | 3V ~ 5.5V |  |  |  | 5 | https://www.unikeyic.com/media/about_us/Unikey_ISO_9001_Certification.pdf | https://www.unikeyic.com/products/flow-sensors/sfm4300-50-p/35054309.html
SFM5500-50SCCM | Sensitron Semiconductor | 1+: 1181.4756 5+: 1121.5105 | 、 50sccm Female - G1/4" (6.35mm) BSPP | [39 empty] | 11 |  | https://www.unikeyic.com/products/flow-sensors/sfm5500-50sccm/11925588.html
SFM6000D-50SLM | SENSIRION | 1: 272.021 5: 267.0751 | Mass Flowmeter 24VDC 10bar 50slm Air/O2/N2/Ar/CO2/N2O | [8 empty] | Gas |  |  |  | Plastic |  |  |  | Not Applicable |  |  |  | 5°C ~ 50°C |  |  |  | Box | Male, 0.24" (6mm) Tube |  | 17829199 |  |  | 50 SLM |  | SFM6000D |  | I²C, RS485 | 22.8V ~ 25.2V |  |  |  | 1 | https://www.unikeyic.com/media/datasheet/07/a2/dab4/07a2dab4cd4d5e90e251cdf474aeb9fe.pdf | https://www.unikeyic.com/products/flow-sensors/sfm6000d-50slm/682776821.html
SFM6000D-5SLM | SENSIRION | 1: 283.5136 5: 265.3724 10: 258.6144 25: 250.5296 50: 244.9868 | Mass Flowmeter 24VDC 10bar 5slm Air/O2/N2/Ar/CO2/N2O | [8 empty] | Gas |  |  |  | Plastic |  |  |  | Not Applicable |  |  |  | 5°C ~ 50°C |  |  |  | Box | Male, 0.24" (6mm) Tube |  | 17829201 |  |  | 5 SLM |  | SFM6000D |  | I²C, RS485 | 22.8V ~ 25.2V |  |  |  | 7 | https://www.unikeyic.com/media/datasheet/07/a2/dab4/07a2dab4cd4d5e90e251cdf474aeb9fe.pdf | https://www.unikeyic.com/products/flow-sensors/sfm6000d-5slm/683087634.html
SFS01 | Innovative Sensor Technology IST | 50: 17.3151 100: 16.7919 500: 15.7373 | SENSOR FLOW GAS 0~3.5 M/S | [8 empty] | Gas |  |  |  | - |  |  |  | 1 (Unlimited) |  |  |  | 0°C ~ 80°C |  |  |  | Tray | - |  |  |  |  | 0 ~ 3.5 m/s |  | - |  | - | - |  |  |  | 50 | https://www.unikeyic.com/media/datasheet/4d/ba/745c/4d/e1237409441a5fa42de1336680920092.pdf | https://www.unikeyic.com/products/flow-sensors/sfs01/23613680.html
SFTE-10U-M5F-B-2.5K | FESTO | 1: 214.7932 | 26V DC 26V DC |  | - | Commercial Grade | [11 empty] | 26 VDC (Volts Direct Current) | 26 VDC (Volts Direct Current) |  |  |  | 0℃~50℃ | [19 empty] | 17 | https://www.unikeyic.com/media/about_us/Unikey_ISO_9001_Certification.pdf | https://www.unikeyic.com/products/flow-sensors/sfte-10u-m5f-b-2-5k/726412462.html
SFTE-10U-Q4-B-2.5K | FESTO | 1: 227.8866 | 22V 26V |  | - | Commercial Grade | [11 empty] | 26V | 22V |  |  |  | 0℃~50℃ | [19 empty] | 3 | https://www.unikeyic.com/media/about_us/Unikey_ISO_9001_Certification.pdf | https://www.unikeyic.com/products/flow-sensors/sfte-10u-q4-b-2-5k/726409268.html
SFTE-1U-M5F-B-2.5K | FESTO | 1: 214.7932 | 26V DC 26V DC |  | - | [12 empty] | 26 VDC (Volts Direct Current) | 26 VDC (Volts Direct Current) | [23 empty] | 1 | https://www.unikeyic.com/media/about_us/Unikey_ISO_9001_Certification.pdf | https://www.unikeyic.com/products/flow-sensors/sfte-1u-m5f-b-2-5k/726409889.html
SGX-4CL2 | SGX Sensortech | 5: 90.4332 10: 80.3916 | gas sensor IC, Applied in Chlorine Detector, Chlorine Detection |  | - | Industrial | [11 empty] | - | - |  | PCB mounting |  | -20℃~50℃ | [19 empty] | 13 | https://www.unikeyic.com/media/about_us/Unikey_ISO_9001_Certification.pdf | https://www.unikeyic.com/products/flow-sensors/sgx-4cl2/255952056.html
SGX-4CO | SGX Sensortech | 5: 34.8935 10: 33.8473 20: 31.1397 | gas sensor IC, , Carbon monoxide detection |  | - | [12 empty] | - | - |  | PCB mounting |  | -30℃~50℃ | [19 empty] | 14 | https://www.unikeyic.com/media/about_us/Unikey_ISO_9001_Certification.pdf | https://www.unikeyic.com/products/flow-sensors/sgx-4co/28936914.html
SGX-4CO | Amphenol | 1: 44.143 5: 39.8304 10: 39.8196 20: 36.2016 50: 35.5968 100: 34.884 | Industrial Carbon Monoxide Sensor |  | - |  | SGX |  |  | - | [9 empty] | 1 (Unlimited) |  |  |  | -30°C ~ 50°C | - |  |  | Bulk |  |  | 10270054 |  |  |  |  | 4 |  |  |  |  | - |  | 7 | https://www.unikeyic.com/media/datasheet/8b/24/91ed/8b2491ed1804bcd201d5541dc249555f.pdf | https://www.unikeyic.com/products/flow-sensors/sgx-4co/35044243.html
SGX-4DT | SGX Sensortech | 20: 47.7269 | Gas Sensor IC for Portable Gas Detector CO H2S Detection |  | - | [5 empty] | SGX-4DT SGX Sensortech | [6 empty] | - | - |  | PCB mounting |  | -30℃~50℃ | [19 empty] | 32 | https://www.unikeyic.com/media/datasheet/49/1c/2e59/49/64ec9685c2ce9c1b7c04c9b69cb313bb.pdf | https://www.unikeyic.com/products/flow-sensors/sgx-4dt/13763617.html
SGX-4ETO | SGX Sensortech | 5: 90.5302 | SGX Sensors gas sensor IC, applied to Portable gas detector, Ethylene Oxide Detection |  | - | [12 empty] | - | - |  | PCB mounting |  | -30℃~50℃ | [19 empty] | 5 | https://www.unikeyic.com/media/about_us/Unikey_ISO_9001_Certification.pdf | https://www.unikeyic.com/products/flow-sensors/sgx-4eto/256295608.html
SGX-4H2S-100 | SGX Sensortech | 20: 39.5595 | SGX Sensors gas sensor IC, Used in hydrogen sulfide detectors, Hydrogen sulfide detection |  | - | [12 empty] | - | - |  |  |  | -30℃~50℃ | [19 empty] | 26 | https://www.unikeyic.com/media/about_us/Unikey_ISO_9001_Certification.pdf | https://www.unikeyic.com/products/flow-sensors/sgx-4h2s-100/241462199.html
SGX-4NH3-100 | SGX Sensortech | 1: 84.19 5: 77.9589 10: 75.6367 25: 72.8598 50: 70.9585 100: 69.2141 | SGX Sensors Gas Sensor IC, for Ammonia Detector, Ammonia Detection |  | - | [12 empty] | - | - |  | PCB mounting |  | -30℃~50℃ | [19 empty] | 30 | https://www.unikeyic.com/media/about_us/Unikey_ISO_9001_Certification.pdf | https://www.unikeyic.com/products/flow-sensors/sgx-4nh3-100/16761717.html
SGX-4NO-250 | SGX Sensortech | 1: 119.5952 5: 108.9045 10: 105.6383 20: 103.5251 | gas sensor IC, Applied in Nitric Oxide Detector, Nitric Oxide Detection |  | - | [12 empty] | - | - |  | PCB mounting |  | -30℃~40℃ | [19 empty] | 1 | https://www.unikeyic.com/media/about_us/Unikey_ISO_9001_Certification.pdf | https://www.unikeyic.com/products/flow-sensors/sgx-4no-250/16440135.html
SGX-4NO2 | SGX Sensortech | 20: 43.8449 | SGX Sensors gas sensor IC, Applied in Nitrogen Dioxide Detector, Nitrogen Dioxide Detection |  | - | [12 empty] | - | - |  | PCB mounting |  | -30℃~50℃ | [19 empty] | 21 | https://www.unikeyic.com/media/about_us/Unikey_ISO_9001_Certification.pdf | https://www.unikeyic.com/products/flow-sensors/sgx-4no2/10328554.html
SGX-4OX | SGX Sensortech | 5: 43.2618 10: 39.8017 20: 39.0053 | SGX Sensors gas sensor IC, applied to Portable gas detector, Oxygen Detection |  | - | [5 empty] | SGX-4OX SGX Sensortech | [6 empty] | - | - |  | PCB mounting |  | -30℃~50℃ | [19 empty] | 18 | https://www.unikeyic.com/media/datasheet/a5/2a/be9e/a5/59042abc5066c7a70d1bd5fc3598a46b.pdf | https://www.unikeyic.com/products/flow-sensors/sgx-4ox/11587729.html
SGX-4OX-ROHS | SGX Sensortech | 5: 53.4796 10: 48.6999 | SGX Sensors gas sensor IC, applied to air quality monitor, Oxygen Detection |  | - | [12 empty] | - | - |  | PCB mounting |  | -30℃~50℃ | [19 empty] | 9 | https://www.unikeyic.com/media/about_us/Unikey_ISO_9001_Certification.pdf | https://www.unikeyic.com/products/flow-sensors/sgx-4ox-rohs/29389786.html
SGX-BR2-5 | SGX Sensortech | 1+: 283.6836 5+: 266.0213 10+: 259.4354 | SGX Sensors Gas Sensor IC, Air Quality Monitor, Bromine Detection | [39 empty] | 10 |  | https://www.unikeyic.com/products/flow-sensors/sgx-br2-5/32551111.html
SGX-F2-5 | SGX Sensortech | 1: 295.1987 5: 276.8176 10: 269.9634 25: 261.7575 | SGX Sensors gas sensor IC, applied to air quality monitor, Fluorine Detection |  | - | Industrial | [11 empty] | - | - |  | PCB mounting |  | -20℃~40℃ | [19 empty] | 9 | https://www.unikeyic.com/media/about_us/Unikey_ISO_9001_Certification.pdf | https://www.unikeyic.com/products/flow-sensors/sgx-f2-5/239207871.html
SGX-HCL-30 | SGX Sensortech | 5: 247.9529 10: 242.9929 20: 238.1326 | SGX Sensors gas sensor IC, applied to air quality monitor, hydrogen chloride、Nitric acid detection |  | - | Industrial | [11 empty] | - | - |  | PCB mounting |  | -20℃~55℃ | [19 empty] | 10 | https://www.unikeyic.com/media/about_us/Unikey_ISO_9001_Certification.pdf | https://www.unikeyic.com/products/flow-sensors/sgx-hcl-30/3370829.html
SGX-HF-10 | SGX Sensortech | 5: 181.854 10: 178.2176 20: 174.6537 | SGX Sensors gas sensor IC, applied to air quality monitor, Hydrogen Fluoride Detection |  | - | Industrial | [11 empty] | - | - |  | PCB mounting |  | -20℃~55℃ | [19 empty] | 12 | https://www.unikeyic.com/media/about_us/Unikey_ISO_9001_Certification.pdf | https://www.unikeyic.com/products/flow-sensors/sgx-hf-10/246170049.html
SGX-SURECO | SGX Sensortech | 5: 43.1468 | SGX Sensors gas sensor IC, , Carbon monoxide detection |  | - | [12 empty] | - | - |  | PCB mounting |  | -30℃~50℃ | [19 empty] | 5 | https://www.unikeyic.com/media/about_us/Unikey_ISO_9001_Certification.pdf | https://www.unikeyic.com/products/flow-sensors/sgx-sureco/245630647.html
SI5000 | ifm electronic | 1: 398.3871 | ifm electronic Flow Switch Flow Switch, SI5000 series, Media monitoring gas，liquid, Maximum flow300 cm/s (liquid) ， 3000 cm/s (Gas), 36 VPower | [8 empty] | Gas, Liquid |  |  |  | Stainless Steel |  |  |  | Not Applicable |  |  |  | -25°C ~ 80°C |  |  |  | Box | M18 x 1.5 |  |  |  |  | 3 ~ 300 cm/s, 200 ~ 3000 cm/s |  | - |  | SPDT | 19V ~ 36V |  |  |  | 46 | https://www.unikeyic.com/media/datasheet/b0/02/c264/b0/0b75174098a103b7bf52c56792cb1762.pdf | https://www.unikeyic.com/products/flow-sensors/si5000/20224438.html
SI5001 | ifm electronic | 1+: 450.3708 5+: 423.9626 10+: 414.112 25+: 402.3138 | 19V 36V | [39 empty] | 1 |  | https://www.unikeyic.com/products/flow-sensors/si5001/1004745042.html
SI5002 | ifm electronic | 1: 519.818 | 18V 36V |  | - | [12 empty] | 36V | 18V | [23 empty] | 8 | https://www.unikeyic.com/media/about_us/Unikey_ISO_9001_Certification.pdf | https://www.unikeyic.com/products/flow-sensors/si5002/1004745016.html
SI5004 | ifm electronic | 1: 486.5845 | ifm electronic SI5004 Flow Sensor | [8 empty] | Liquid |  |  |  | Steel |  |  |  | 1 (Unlimited) |  |  |  | -25°C ~ 80°C |  |  |  | Box | 38.1mm |  | 17867021 |  |  | 3 ~ 300 cm/s |  | - |  | Logic | 19V ~ 36V |  |  |  | 10 | https://www.unikeyic.com/media/about_us/Unikey_ISO_9001_Certification.pdf | https://www.unikeyic.com/products/flow-sensors/si5004/701436345.html
SI5006 | ifm electronic | 1: 535.8072 | ifm electronic SI5006 Flow Sensors | [8 empty] | Gas, Liquid |  |  |  | Stainless Steel |  |  |  | Not Applicable |  |  |  | -25°C ~ 80°C |  |  |  | Box | M18 x 1.5 |  | 11656831 |  |  | 3 ~ 300 cm/s, 200 ~ 3000 cm/s |  | - |  | SPDT | 90V ~ 240V |  |  |  | 4 | https://www.unikeyic.com/media/about_us/Unikey_ISO_9001_Certification.pdf | https://www.unikeyic.com/products/flow-sensors/si5006/23975009.html
SI5007 | ifm electronic | 1: 511.9577 | ifm electronic SI5007 Flow Sensor |  | - | [12 empty] | - | - | [23 empty] | 6 | https://www.unikeyic.com/media/about_us/Unikey_ISO_9001_Certification.pdf | https://www.unikeyic.com/products/flow-sensors/si5007/1004746263.html
SI500A | ifm electronic | 1: 517.2625 | ifm electronic SI500A Flow Sensor |  | - | [12 empty] | - | - | [23 empty] | 5 | https://www.unikeyic.com/media/about_us/Unikey_ISO_9001_Certification.pdf | https://www.unikeyic.com/products/flow-sensors/si500a/871459481.html
SI5010 | ifm electronic | 1: 425.9506 | ifm electronic flow controller, 200 TO 3000（Gas）、3 TO 300（liquid） cm³/sMaximum flow, -25°CMinimum operating temperature, 18 mmPipe diameter | [8 empty] | Gas, Liquid |  |  |  | Stainless Steel |  |  |  | Not Applicable |  |  |  | -25°C ~ 80°C |  |  |  | Box | M18 x 1.5 |  |  |  |  | 3 ~ 300 cm/s, 200 ~ 3000 cm/s |  | - |  | SPDT | 18V ~ 36V |  |  |  | 23 | https://www.unikeyic.com/media/datasheet/42/e8/3431/42/7cefdaafc7a9335c57704425cd264ba4.pdf | https://www.unikeyic.com/products/flow-sensors/si5010/35045731.html
SL0301 | ifm electronic | 1: 169.9187 | ifm electronic Flow Controller, 100-1000 cm³/s Max Flow, -10°C Min Temp, 23mm Pipe |  | - | [5 empty] | SL0301 ifm electronic | [6 empty] | - | 80V |  |  |  | -10℃~50℃ | [19 empty] | 6 | https://www.unikeyic.com/media/datasheet/4e/52/cc0b/4e/fd86390425e45a10dc6bd88323c1e1d8.pdf | https://www.unikeyic.com/products/flow-sensors/sl0301/33737798.html
SL5101 | ifm electronic | 1: 152.792 | ifm electronic flow controller, 100 → 1000 cm³/sMaximum flow, -10°CMinimum operating temperature, 23 mmPipe diameter |  | - | [5 empty] | SL5101 ifm electronic | [6 empty] | 24V | - |  |  |  | -10℃~50℃ | [9 empty] | bulk | [9 empty] | 18 | https://www.unikeyic.com/media/datasheet/55/96/4649/5596464911678f5bdfed6389feb038db.pdf | https://www.unikeyic.com/products/flow-sensors/sl5101/33589259.html
SLF3C-1300F | SENSIRION | 1: 268.167 | 3.2V 3.8V ±10% | [8 empty] | Liquid |  |  |  | Polyphenylene Sulfide (PPS) |  |  |  | 1 (Unlimited) |  |  |  | 5°C ~ 50°C (TA) |  |  |  | Tray | Male, 1/4" (6.35mm) UNF |  |  |  |  | 0 ~ 40 ml/min |  | - |  | - | 3.2V ~ 3.8V |  |  |  | 71 | https://www.unikeyic.com/media/about_us/Unikey_ISO_9001_Certification.pdf | https://www.unikeyic.com/products/flow-sensors/slf3c-1300f/30433613.html
SLF3S-0600F | SENSIRION | 1: 212.728 | Sensirion liquid flow sensor Flow Sensors, SLF3x series, media monitoring fluid, Maximum flow2000 μl μ l/min, 3.5 V DC power supply | [8 empty] | Liquid |  |  |  | Polyphenylene Sulfide (PPS) |  |  |  | 1 (Unlimited) |  |  |  | 5°C ~ 50°C |  |  |  | Box | Female, 1/4"-28 (6.35mm) Flat Bottom, UNF |  |  |  |  | 0 ~ 2 ml/min |  | - |  | I2C | 3.2V ~ 3.8V |  |  |  | 66 | https://www.unikeyic.com/media/datasheet/1a/ec/1886/1aec18869fa33acdc3011082446049c8.pdf | https://www.unikeyic.com/products/flow-sensors/slf3s-0600f/35060970.html
SLF3S-1300F | SENSIRION | 1: 193.1831 | 3.2V 3.8V ±10% | [8 empty] | Liquid |  |  |  | PPS |  |  |  | 1 (Unlimited) |  |  |  | 5°C ~ 50°C |  |  |  | Tray | Female, 1/4"-28 (6.35mm) Flat Bottom, UNF |  | 10108224 |  |  | 0 ~ 40 ml/min |  | - |  | I2C | 3.2V ~ 3.8V |  |  |  | 32 | https://www.unikeyic.com/media/datasheet/86/3e/eee8/86/58b173064100865f5d8ab355141331a3.pdf | https://www.unikeyic.com/products/flow-sensors/slf3s-1300f/35008463.html
SLF3S-4000B | SENSIRION | 1: 205.5469 | 3.2V 3.8V ±10% |  | ±10% | [12 empty] | 3.8V | 3.2V |  |  |  | 5℃~50℃ | [19 empty] | 76 | https://www.unikeyic.com/media/about_us/Unikey_ISO_9001_Certification.pdf | https://www.unikeyic.com/products/flow-sensors/slf3s-4000b/12321228.html
SLQ-QT105 | SENSIRION | 1: 2125.1404 | High Purity Milliliter Liquid Flow Meter for Hydrocarbon | [8 empty] | Liquid |  |  |  | - |  |  |  | 1 (Unlimited) |  |  |  | 20°C ~ 25°C |  |  |  | Box | - |  | 16164574 |  |  | 120 mL/min |  | - |  | RS485 | 4.5V ~ 5.5V |  |  |  | 1 | https://www.unikeyic.com/media/datasheet/36/0a/8b9f/360a8b9f56ede5bf2148bab4c643c784.pdf | https://www.unikeyic.com/products/flow-sensors/slq-qt105/11489963.html
SLQ-QT500 | SENSIRION | 5: 1870.3292 | Flowmeter 4.5VDC to 5.5VDC 10bar 2000uL/sec Hydrocarbons/Water-Based Liquids |  | - | [5 empty] | SLQ-QT500 SENSIRION |  |  |  | 59.2mm*23.15mm*35mm |  |  | - | - |  |  |  | 5℃~50℃ | [8 empty] | Compliant | boxed | [9 empty] | 5 | https://www.unikeyic.com/media/datasheet/d9/8f/b8fe/d98fb8fead7aa6c0b561603a69cad80c.pdf | https://www.unikeyic.com/products/flow-sensors/slq-qt500/34256693.html
SM2004 | ifm electronic | 1: 1294.5605 | 18V 32V | [8 empty] | Liquid |  |  |  | Stainless Steel |  |  |  | Not Applicable |  |  |  | -10°C ~ 60°C (TA) |  |  |  | Box | - |  | 12145731 |  |  | 5 ~ 600 LPM |  | - |  | - | 18V ~ 32V |  |  |  | 1 | https://www.unikeyic.com/media/about_us/Unikey_ISO_9001_Certification.pdf | https://www.unikeyic.com/products/flow-sensors/sm2004/11351777.html
SM2604 | ifm electronic | 1: 1253.4972 | 18V 32V | [8 empty] | Liquid |  |  |  | Steel |  |  |  | 1 (Unlimited) |  |  |  | -10°C ~ 60°C |  |  |  | Box | Female, 2" (50.8mm) NPT |  | 17866828 |  |  | 0.03 ~ 6.6 GPM |  | - |  | Logic | 18V ~ 32V |  |  |  | 2 | https://www.unikeyic.com/media/about_us/Unikey_ISO_9001_Certification.pdf | https://www.unikeyic.com/products/flow-sensors/sm2604/702207688.html
SM4000 | ifm electronic | 1: 805.5883 | SENSOR FLOW LIQ 5 ~ 3000 MLPM | [8 empty] | Liquid |  |  |  | Stainless Steel |  |  |  | Not Applicable |  |  |  | -10°C ~ 60°C (TA) |  |  |  | Box | Male, 1/4", 0.25" (6.35mm) BSPP |  |  |  |  | 5 ~ 3000 mLPM |  | - |  | SPDT | 18V ~ 30V |  |  |  | 4 | https://www.unikeyic.com/media/datasheet/13/91/3b64/13913b644faee5e0a49b723737d6fa41.pdf | https://www.unikeyic.com/products/flow-sensors/sm4000/8106380.html
SM4100 | ifm electronic | 1: 983.5363 | ifm electronic SM4100 Flow Meter | [8 empty] | Liquid |  |  |  | Stainless Steel |  |  |  | Not Applicable |  |  |  | -10°C ~ 60°C (TA) |  |  |  | Box | Male, 1/4", 0.25" (6.35mm) BSPP |  | 12146402 |  |  | 5 ~ 3000 mLPM |  | - |  | SPDT | 18V ~ 30V |  |  |  | 1 | https://www.unikeyic.com/media/about_us/Unikey_ISO_9001_Certification.pdf | https://www.unikeyic.com/products/flow-sensors/sm4100/35052184.html
SM6000 | ifm electronic | 1: 761.2891 | ifm electronic flow controller, 0.1 TO 25 L/minMaximum flow, -10°CMinimum operating temperature, 1/2 inPipe diameter | [8 empty] | Liquid |  |  |  | Stainless Steel |  |  |  | Not Applicable |  |  |  | -10°C ~ 60°C |  |  |  | Box | Female, 1/2", 0.5" (12.7mm) NPT |  | 12144811 |  |  | 0.1 ~ 25 LPM |  | - |  | SPDT | 18V ~ 30V |  |  |  | 6 | https://www.unikeyic.com/media/datasheet/fa/57/065c/fa/d51ae5b7b037da7d993b6a0b966541d4.pdf | https://www.unikeyic.com/products/flow-sensors/sm6000/35015735.html
SM6001 | ifm electronic | 1: 763.02 | SENSOR FLOW LIQ 0.03 ~ 6.6 GPM | [8 empty] | Liquid |  |  |  | Steel |  |  |  | 1 (Unlimited) |  |  |  | -10°C ~ 60°C |  |  |  | Box | 12.7mm |  |  |  |  | 0.03 ~ 6.6 GPM |  | - |  | Logic | 18V ~ 30V |  |  |  | 3 | https://www.unikeyic.com/media/about_us/Unikey_ISO_9001_Certification.pdf | https://www.unikeyic.com/products/flow-sensors/sm6001/702032664.html
SM6004 | ifm electronic | 1: 930.4705 | ifm electronic SM6004 Flow Sensors | [8 empty] | Liquid |  |  |  | Stainless Steel |  |  |  | Not Applicable |  |  |  | -10°C ~ 60°C (TA) |  |  |  | Box | Male, 1/2", 0.5" (12.7mm) BSPP |  |  |  |  | 0.1 ~ 25 LPM |  | - |  | - | 20V ~ 30V |  |  |  | 6 | https://www.unikeyic.com/media/about_us/Unikey_ISO_9001_Certification.pdf | https://www.unikeyic.com/products/flow-sensors/sm6004/35067444.html
SM6020 | ifm electronic | 1: 736.9695 | SENSOR FLOW LIQ 0.03 ~ 6.6 GPM | [8 empty] | Liquid |  |  |  | Steel |  |  |  | 1 (Unlimited) |  |  |  | -20°C ~ 60°C |  |  |  | Box | 12.7mm |  |  |  |  | 0.03 ~ 6.6 GPM |  | - |  | Logic | 18V ~ 30V |  |  |  | 3 | https://www.unikeyic.com/media/about_us/Unikey_ISO_9001_Certification.pdf | https://www.unikeyic.com/products/flow-sensors/sm6020/700939263.html
SM6621 | ifm electronic | 1: 729.9456 | SENSOR FLOW LIQ 0.03 ~ 6.6 GPM | [8 empty] | Liquid |  |  |  | Steel |  |  |  | 1 (Unlimited) |  |  |  | -20°C ~ 60°C |  |  |  | Box | Female, 1/2", 0.5" (12.7mm) NPT |  |  |  |  | 0.03 ~ 6.6 GPM |  | - |  | Logic | 18V ~ 30V |  |  |  | 35 | https://www.unikeyic.com/media/about_us/Unikey_ISO_9001_Certification.pdf | https://www.unikeyic.com/products/flow-sensors/sm6621/693769033.html
SM7000 | ifm electronic | 1: 1295.5076 | ifm electronic Magnetic Induction flow meter, SM series, media monitoring liquid, Maximum flow50 l/min, 19 → 30 V DC power supply PBT、Stainless steel, 16bargreatest pressure | [8 empty] | Liquid |  |  |  | Stainless Steel |  |  |  | Not Applicable |  |  |  | -10°C ~ 60°C (TA) |  |  |  | Box | Male, 3/4", 0.75" (19.05mm) BSPP |  |  |  |  | 0.2 ~ 50 LPM |  | - |  | SPDT | 18V ~ 30V |  |  |  | 3 | https://www.unikeyic.com/media/datasheet/dd/5f/a670/dd/30a38cd71b2c9d43201af2fa29361d34.pdf | https://www.unikeyic.com/products/flow-sensors/sm7000/11003040.html
SM7601 | ifm electronic | 1: 879.12 | 18V 30V | [8 empty] | Liquid |  |  |  | Steel |  |  |  | 1 (Unlimited) |  |  |  | -10°C ~ 60°C |  |  |  | Box | Female, 3/4", 0.75" (19.05mm) NPT |  | 17866846 |  |  | 0.03 ~ 6.6 GPM |  | - |  | Logic | 18V ~ 30V |  |  |  | 1 | https://www.unikeyic.com/media/about_us/Unikey_ISO_9001_Certification.pdf | https://www.unikeyic.com/products/flow-sensors/sm7601/701631832.html
SM7604 | ifm electronic | 1+: 950.832 | 20V 30V | [39 empty] | 1 |  | https://www.unikeyic.com/products/flow-sensors/sm7604/1004746372.html
SM7621 | ifm electronic | 1: 848.2722 | SENSOR FLOW LIQ 0.02 ~ 19.82 GPM | [8 empty] | Liquid |  |  |  | Steel |  |  |  | 1 (Unlimited) |  |  |  | -20°C ~ 60°C |  |  |  | Box | Female, 3/4", 0.75" (19.05mm) NPT |  |  |  |  | 0.03 ~ 6.6 GPM |  | - |  | Logic | 18V ~ 30V |  |  |  | 10 | https://www.unikeyic.com/media/about_us/Unikey_ISO_9001_Certification.pdf | https://www.unikeyic.com/products/flow-sensors/sm7621/702251591.html
SM8000 | ifm electronic | 1: 1011.6462 | ifm electronic Magnetic Induction flow meter, SM series, media monitoring liquid, Maximum flow100 L/min, 19 → 30 V DC power supply PBT，Stainless steel, 16bargreatest pressure | [8 empty] | Liquid |  |  |  | Stainless Steel |  |  |  | Not Applicable |  |  |  | -10°C ~ 60°C (TA) |  |  |  | Box | - |  | 12145527 |  |  | 0.2 ~ 100 LPM |  | - |  | SPDT | 18V ~ 30V |  |  |  | 14 | https://www.unikeyic.com/media/datasheet/8f/29/0cf6/8f/b01f8c28850bbd44bbbb4ae8aa5972a2.pdf | https://www.unikeyic.com/products/flow-sensors/sm8000/11345943.html
SM8020 | ifm electronic | 1: 1032.5139 | SENSOR FLOW LIQ 0.03 ~ 6.6 GPM | [8 empty] | Liquid |  |  |  | Steel |  |  |  | 1 (Unlimited) |  |  |  | -20°C ~ 60°C |  |  |  | Box | 25.4mm |  | 17866681 |  |  | 0.03 ~ 6.6 GPM |  | - |  | Logic | 18V ~ 30V |  |  |  | 7 | https://www.unikeyic.com/media/about_us/Unikey_ISO_9001_Certification.pdf | https://www.unikeyic.com/products/flow-sensors/sm8020/701082665.html
SM8601 | ifm electronic | 1: 1015.2248 | 18V 30V | [8 empty] | Liquid |  |  |  | Steel |  |  |  | 1 (Unlimited) |  |  |  | -10°C ~ 60°C |  |  |  | Box | Female, 1" (25.4mm) NPT |  | 17866646 |  |  | 0.03 ~ 6.6 GPM |  | - |  | Logic | 18V ~ 30V |  |  |  | 19 | https://www.unikeyic.com/media/about_us/Unikey_ISO_9001_Certification.pdf | https://www.unikeyic.com/products/flow-sensors/sm8601/701260183.html
SM8604 | ifm electronic | 1: 1024.9498 | 20V 30V | [8 empty] | Liquid |  |  |  | Steel |  |  |  | 1 (Unlimited) |  |  |  | -10°C ~ 60°C |  |  |  | Box | Female, 1" (25.4mm) NPT |  |  |  |  | 0.03 ~ 6.6 GPM |  | - |  | Logic | 20V ~ 30V |  |  |  | 3 | https://www.unikeyic.com/media/about_us/Unikey_ISO_9001_Certification.pdf | https://www.unikeyic.com/products/flow-sensors/sm8604/702194789.html
SM9000 | ifm electronic | 1: 1186.5109 | SENSOR FLOW LIQ 5 ~ 300 LPM | [8 empty] | Liquid |  |  |  | Stainless Steel |  |  |  | Not Applicable |  |  |  | -10°C ~ 60°C (TA) |  |  |  | Box | - |  |  |  |  | 5 ~ 300 LPM |  | - |  | SPDT | 18V ~ 32V |  |  |  | 1 | https://www.unikeyic.com/media/about_us/Unikey_ISO_9001_Certification.pdf | https://www.unikeyic.com/products/flow-sensors/sm9000/31871138.html
SM9001 | ifm electronic | 1: 1186.5109 | SENSOR FLOW LIQ 0.03 ~ 6.6 GPM | [8 empty] | Liquid |  |  |  | Steel |  |  |  | 1 (Unlimited) |  |  |  | -10°C ~ 60°C |  |  |  | Box | 50.8mm |  | 17867107 |  |  | 0.03 ~ 6.6 GPM |  | - |  | Logic | 18V ~ 32V |  |  |  | 1 | https://www.unikeyic.com/media/about_us/Unikey_ISO_9001_Certification.pdf | https://www.unikeyic.com/products/flow-sensors/sm9001/643953015.html
SM9601 | ifm electronic | 1: 1174.6133 | SENSOR FLOW LIQ 1.3 ~ 80 GPM | [8 empty] | Liquid |  |  |  | Steel |  |  |  | 1 (Unlimited) |  |  |  | -10°C ~ 60°C |  |  |  | Box | Female, 1.5" (3.81mm) NPT |  |  |  |  | 0.03 ~ 6.6 GPM |  | - |  | Logic | 18V ~ 32V |  |  |  | 12 | https://www.unikeyic.com/media/about_us/Unikey_ISO_9001_Certification.pdf | https://www.unikeyic.com/products/flow-sensors/sm9601/700889247.html
SM9604 | ifm electronic | 1: 1173.96 | 18V 32V | [8 empty] | Liquid |  |  |  | Steel |  |  |  | 1 (Unlimited) |  |  |  | -10°C ~ 60°C |  |  |  | Box | Female, 1.5" (3.81mm) NPT |  |  |  |  | 0.03 ~ 6.6 GPM |  | - |  | Logic | 18V ~ 32V |  |  |  | 1 | https://www.unikeyic.com/media/about_us/Unikey_ISO_9001_Certification.pdf | https://www.unikeyic.com/products/flow-sensors/sm9604/701759807.html
SMF320 | ifm electronic | 1: 2497.7808 | 18V 32V Flange Mount |  | - | Industrial | [11 empty] | 32V | 18V |  | Flange mounting |  | -20℃~150℃ | [19 empty] | 1 | https://www.unikeyic.com/media/about_us/Unikey_ISO_9001_Certification.pdf | https://www.unikeyic.com/products/flow-sensors/smf320/1004506902.html
SMF321 | ifm electronic | 1: 2497.7808 | 18V 32V Flange Mount |  | - | Industrial | [11 empty] | 32V | 18V |  | Flange mounting |  | -20℃~150℃ | [19 empty] | 1 | https://www.unikeyic.com/media/about_us/Unikey_ISO_9001_Certification.pdf | https://www.unikeyic.com/products/flow-sensors/smf321/1004546040.html
SMF350 | ifm electronic | 1: 2339.226 | 18V 32V |  | - | [12 empty] | 32V | 18V | [23 empty] | 1 | https://www.unikeyic.com/media/about_us/Unikey_ISO_9001_Certification.pdf | https://www.unikeyic.com/products/flow-sensors/smf350/1004547515.html
SMF420 | ifm electronic | 1: 2573.2296 | 18V, 32V, Flange Mount |  | - | Industrial | [11 empty] | 32V | 18V |  | Flange mounting |  | -20℃~150℃ | [19 empty] | 1 | https://www.unikeyic.com/media/about_us/Unikey_ISO_9001_Certification.pdf | https://www.unikeyic.com/products/flow-sensors/smf420/1004542182.html
SMF421 | ifm electronic | 1: 2573.2296 | 18V 32V Flange mounting |  | - | Industrial | [11 empty] | 32V | 18V |  | Flange mounting |  | -20℃~150℃ | [19 empty] | 1 | https://www.unikeyic.com/media/about_us/Unikey_ISO_9001_Certification.pdf | https://www.unikeyic.com/products/flow-sensors/smf421/1004531287.html
SMF450 | ifm electronic | 1: 2377.2744 | 18V, 32V, Flange Mount |  | - | Industrial | [11 empty] | 32V | 18V |  | Flange mounting |  | -20℃~150℃ | [19 empty] | 1 | https://www.unikeyic.com/media/about_us/Unikey_ISO_9001_Certification.pdf | https://www.unikeyic.com/products/flow-sensors/smf450/1004456048.html
SMF520 | ifm electronic | 1: 2747.6388 | 18V 32V Flange mounting |  | - | Industrial | [11 empty] | 32V | 18V |  | Flange mounting |  | -20℃~150℃ | [19 empty] | 1 | https://www.unikeyic.com/media/about_us/Unikey_ISO_9001_Certification.pdf | https://www.unikeyic.com/products/flow-sensors/smf520/1004559262.html
SMF521 | ifm electronic | 1: 2747.6388 | 18V 32V Flange Mount |  | - | Industrial | [11 empty] | 32V | 18V |  | Flange mounting |  | -20℃~150℃ | [19 empty] | 1 | https://www.unikeyic.com/media/about_us/Unikey_ISO_9001_Certification.pdf | https://www.unikeyic.com/products/flow-sensors/smf521/1004459209.html
SMF550 | ifm electronic | 1: 2549.5236 | 18V 32V Flange Mount |  | - | Industrial | [11 empty] | 32V | 18V |  | Flange mounting |  | -20℃~150℃ | [19 empty] | 1 | https://www.unikeyic.com/media/about_us/Unikey_ISO_9001_Certification.pdf | https://www.unikeyic.com/products/flow-sensors/smf550/1004498637.html
SMF620 | ifm electronic | 1: 2865.2184 | 18V, 32V, Flange Mount |  | - | Industrial | [11 empty] | 32V | 18V |  | Flange mounting |  | -20℃~150℃ | [19 empty] | 1 | https://www.unikeyic.com/media/about_us/Unikey_ISO_9001_Certification.pdf | https://www.unikeyic.com/products/flow-sensors/smf620/1004531571.html
SMF621 | ifm electronic | 1: 2910.6 | 18V 32V Flange Mount |  | - | Industrial | [11 empty] | 32V | 18V |  | Flange mounting |  | -20℃~150℃ | [19 empty] | 1 | https://www.unikeyic.com/media/about_us/Unikey_ISO_9001_Certification.pdf | https://www.unikeyic.com/products/flow-sensors/smf621/1004460919.html
SMF650 | ifm electronic | 1: 2753.1576 | 18V, 32V, Flange Mount |  | - | Industrial | [11 empty] | 32V | 18V |  | Flange mounting |  | -20℃~150℃ | [19 empty] | 1 | https://www.unikeyic.com/media/about_us/Unikey_ISO_9001_Certification.pdf | https://www.unikeyic.com/products/flow-sensors/smf650/1004565398.html
SMF720 | ifm electronic | 1: 3252.9492 | 18V 32V Flange mounting |  | - | Industrial | [11 empty] | 32V | 18V |  | Flange mounting |  | -20℃~150℃ | [19 empty] | 1 | https://www.unikeyic.com/media/about_us/Unikey_ISO_9001_Certification.pdf | https://www.unikeyic.com/products/flow-sensors/smf720/1004526667.html
SMF721 | ifm electronic | 1: 3304.5192 | 18V 32V Flange Mount |  | - | Industrial | [11 empty] | 32V | 18V |  | Flange mounting |  | -20℃~150℃ | [19 empty] | 1 | https://www.unikeyic.com/media/about_us/Unikey_ISO_9001_Certification.pdf | https://www.unikeyic.com/products/flow-sensors/smf721/1004531541.html
SMF750 | ifm electronic | 1: 3098.8008 | 18V 32V |  | - | [12 empty] | 32V | 18V | [23 empty] | 1 | https://www.unikeyic.com/media/about_us/Unikey_ISO_9001_Certification.pdf | https://www.unikeyic.com/products/flow-sensors/smf750/1004558142.html
SPI-N118-1421-1-3-001 | simex | 1: 352.8391 | Simex Flow Counter flow meter, SPI series, Media monitoring gas，liquid, 24 V DC power supply ABS，glass fiber, 100 mArated_current |  | - | Commercial Grade |  |  |  |  | SPI-N118-1421-1-3-001 simex | [6 empty] | - | - |  |  |  | 0℃~50℃ | [19 empty] | 1 | https://www.unikeyic.com/media/datasheet/a0/4f/e1ab/a0/46c6b5a58d51f45e78ef78c1431fa3f8.pdf | https://www.unikeyic.com/products/flow-sensors/spi-n118-1421-1-3-001/11154145.html
SPP-N118 | simex | 1: 258.7963 | 85V 260V |  | - | Commercial Grade | [11 empty] | 260V | 85V |  |  |  | 0℃~50℃ | [19 empty] | 4 | https://www.unikeyic.com/media/about_us/Unikey_ISO_9001_Certification.pdf | https://www.unikeyic.com/products/flow-sensors/spp-n118/997259150.html
SR0127 | ifm electronic | 1: 337.0823 | ifm electronic SR0127 Flow Controller |  | - | [12 empty] | - | - |  | DIN rail mounting | [21 empty] | 2 | https://www.unikeyic.com/media/about_us/Unikey_ISO_9001_Certification.pdf | https://www.unikeyic.com/products/flow-sensors/sr0127/871456457.html
SR0151 | ifm electronic | 1: 508.397 | ifm electronic SR0151 Flow Controller |  | - | [12 empty] | - | - |  | DIN rail mounting | [21 empty] | 1 | https://www.unikeyic.com/media/about_us/Unikey_ISO_9001_Certification.pdf | https://www.unikeyic.com/products/flow-sensors/sr0151/1004744379.html
SR2301 | ifm electronic | 1: 1040.52 | ifm electronic SR2301 Flow Controller |  | - | [12 empty] | - | - |  | DIN rail mounting | [21 empty] | 6 | https://www.unikeyic.com/media/about_us/Unikey_ISO_9001_Certification.pdf | https://www.unikeyic.com/products/flow-sensors/sr2301/871465042.html
SR5906 | ifm electronic | 1: 449.5295 | CONTROL MONITOR FOR FLOW SENSORS | [16 empty] | Not Applicable |  | Panel Mount |  | -20°C ~ 60°C (TA) |  |  | Relay | Box | [7 empty] | - |  |  |  |  | 90V ~ 240V |  | 4 | https://www.unikeyic.com/media/datasheet/b0/19/abf4/b0/0a02cd3939972aab9c23036df990fdf1.pdf | https://www.unikeyic.com/products/flow-sensors/sr5906/10494427.html
SRF30-S11 | SMC | 1: 767.7004 | SMC SRF30-S11 Flow Controller |  | - | [12 empty] | - | - |  | SMD mount | [21 empty] | 2 | https://www.unikeyic.com/media/about_us/Unikey_ISO_9001_Certification.pdf | https://www.unikeyic.com/products/flow-sensors/srf30-s11/999959478.html
SU8000 | ifm electronic | 1: 1262.1166 | ifm electronic Ultrasonic flow meter, SU series, media monitoring liquid, Maximum flow100 L/min, 19 → 30 V DC power supply aluminium alloy, 16bargreatest pressure | [8 empty] | Liquid |  |  |  | Stainless Steel |  |  |  | Not Applicable |  |  |  | -10°C ~ 60°C (TA) |  |  |  | Box | Male - 1" (25.4mm) BSPP |  |  |  |  | 0 ~ 100 LPM |  | - |  | SPDT | 19V ~ 30V |  |  |  | 3 | https://www.unikeyic.com/media/about_us/Unikey_ISO_9001_Certification.pdf | https://www.unikeyic.com/products/flow-sensors/su8000/11280414.html
SV4200 | ifm electronic | 1: 544.4524 | ifm electronic SV4200 Flow Sensor | [8 empty] | Liquid |  |  |  | Stainless Steel |  |  |  | Not Applicable |  |  |  | 0°C ~ 60°C (TA) |  |  |  | Box | Female, 1/2", 0.5" (12.7mm) BSPP |  |  |  |  | 1 ~ 20 LPM |  | - |  | SPDT | 18V ~ 30V |  |  |  | 18 | https://www.unikeyic.com/media/about_us/Unikey_ISO_9001_Certification.pdf | https://www.unikeyic.com/products/flow-sensors/sv4200/28888419.html
SV4204 | ifm electronic | 1: 433.08 | SENSOR FLOW LIQ 1 ~ 20 LPM | [8 empty] | Liquid |  |  |  | Stainless Steel |  |  |  | Not Applicable |  |  |  | 0°C ~ 60°C (TA) |  |  |  | Box | Female, 1/2", 0.5" (12.7mm) BSPP |  | 12145068 |  |  | 1 ~ 20 LPM |  | - |  | - | 18V ~ 30V |  |  |  | 5 | https://www.unikeyic.com/media/datasheet/af/ae/5534/afae553433847d260d40ef71766bfe92.pdf | https://www.unikeyic.com/products/flow-sensors/sv4204/2663719.html
SV4610 | ifm electronic | 1: 437.6438 | 18V 30V | [8 empty] | Liquid |  |  |  | Steel |  |  |  | 1 (Unlimited) |  |  |  | 0°C ~ 60°C |  |  |  | Box | Female, 1/2", 0.5" (12.7mm) NPT |  |  |  |  | 1.3 ~ 26.4 GPM |  | - |  | Logic | 18V ~ 30V |  |  |  | 11 | https://www.unikeyic.com/media/about_us/Unikey_ISO_9001_Certification.pdf | https://www.unikeyic.com/products/flow-sensors/sv4610/702079794.html
SV4614 | ifm electronic | 1: 441.9654 | SENSOR FLOW LIQ 1.3 ~ 26.4 GPM | [8 empty] | Liquid |  |  |  | Steel |  |  |  | 1 (Unlimited) |  |  |  | 0°C ~ 60°C |  |  |  | Box | Female, 1/2", 0.5" (12.7mm) NPT |  | 17866928 |  |  | 1.3 ~ 26.4 GPM |  | - |  | Logic | 18V ~ 30V |  |  |  | 6 | https://www.unikeyic.com/media/about_us/Unikey_ISO_9001_Certification.pdf | https://www.unikeyic.com/products/flow-sensors/sv4614/700800386.html
SV5204 | ifm electronic | 1: 448.9893 | 18V 30V | [8 empty] | Liquid |  |  |  | Stainless Steel |  |  |  | Not Applicable |  |  |  | 0°C ~ 60°C (TA) |  |  |  | Box | Female, 1/2", 0.5" (12.7mm) BSPP |  |  |  |  | 2 ~ 40 LPM |  | - |  | - | 18V ~ 30V |  |  |  | 1 | https://www.unikeyic.com/media/about_us/Unikey_ISO_9001_Certification.pdf | https://www.unikeyic.com/products/flow-sensors/sv5204/16716179.html
SV5610 | ifm electronic | 1: 453.8525 | 18V 30V | [8 empty] | Liquid |  |  |  | Steel |  |  |  | 1 (Unlimited) |  |  |  | 0°C ~ 60°C |  |  |  | Box | Female, 1/2", 0.5" (12.7mm) NPT |  |  |  |  | 1.3 ~ 26.4 GPM |  | - |  | Logic | 18V ~ 30V |  |  |  | 16 | https://www.unikeyic.com/media/about_us/Unikey_ISO_9001_Certification.pdf | https://www.unikeyic.com/products/flow-sensors/sv5610/701552352.html
SV5614 | ifm electronic | 1+: 500.796 | 18V, 30V | [39 empty] | 3 |  | https://www.unikeyic.com/products/flow-sensors/sv5614/1004745060.html
SV6151 | ifm electronic | 1: 159.0624 5: 148.2516 10: 144.22 25: 139.3947 50: 136.0904 | SENSOR FLOW LIQ 3.5 ~ 50 LPM |  | - | [12 empty] | - | - | [23 empty] | 1 | https://www.unikeyic.com/media/about_us/Unikey_ISO_9001_Certification.pdf | https://www.unikeyic.com/products/flow-sensors/sv6151/1004745023.html
SV7200 | ifm electronic | 1: 473.3037 | SENSOR FLOW LIQ 5 ~ 100 LPM | [8 empty] | Liquid |  |  |  | Stainless Steel |  |  |  | Not Applicable |  |  |  | 0°C ~ 60°C (TA) |  |  |  | Box | Female, 3/4" (19.05mm) BSPP |  |  |  |  | 5 ~ 100 LPM |  | - |  | SPDT | 18V ~ 30V |  |  |  | 4 | https://www.unikeyic.com/media/about_us/Unikey_ISO_9001_Certification.pdf | https://www.unikeyic.com/products/flow-sensors/sv7200/3079797.html
SV7204 | ifm electronic | 1: 477.0851 | 18V 30V | [8 empty] | Liquid |  |  |  | Stainless Steel |  |  |  | Not Applicable |  |  |  | 0°C ~ 60°C (TA) |  |  |  | Box | Female, 3/4" (19.05mm) BSPP |  | 12145561 |  |  | 5 ~ 100 LPM |  | - |  | - | 18V ~ 30V |  |  |  | 1 | https://www.unikeyic.com/media/about_us/Unikey_ISO_9001_Certification.pdf | https://www.unikeyic.com/products/flow-sensors/sv7204/12499555.html
SV7500 | ifm electronic | 1: 590.9114 | ifm electronic SV7500 Flow Meter | [8 empty] | Liquid |  |  |  | Stainless Steel |  |  |  | Not Applicable |  |  |  | 0°C ~ 60°C (TA) |  |  |  | Box | Female, 3/4" (19.05mm) BSPT |  |  |  |  | 5 ~ 100 LPM |  | - |  | SPDT | 18V ~ 30V |  |  |  | 1 | https://www.unikeyic.com/media/about_us/Unikey_ISO_9001_Certification.pdf | https://www.unikeyic.com/products/flow-sensors/sv7500/21821559.html
SV7610 | ifm electronic | 1: 481.9482 | 18V 30V | [8 empty] | Liquid |  |  |  | Steel |  |  |  | 1 (Unlimited) |  |  |  | 0°C ~ 60°C |  |  |  | Box | Female, 3/4", 0.75" (19.05mm) NPT |  | 17866697 |  |  | 1.3 ~ 26.4 GPM |  | - |  | Logic | 18V ~ 30V |  |  |  | 11 | https://www.unikeyic.com/media/about_us/Unikey_ISO_9001_Certification.pdf | https://www.unikeyic.com/products/flow-sensors/sv7610/700982970.html
SV7614 | ifm electronic | 1: 485.7296 | SENSOR FLOW LIQ 1.3 ~ 26.4 GPM | [8 empty] | Liquid |  |  |  | Steel |  |  |  | 1 (Unlimited) |  |  |  | 0°C ~ 60°C |  |  |  | Box | Female, 3/4", 0.75" (19.05mm) NPT |  | 17866969 |  |  | 1.3 ~ 26.4 GPM |  | - |  | Logic | 18V ~ 30V |  |  |  | 13 | https://www.unikeyic.com/media/about_us/Unikey_ISO_9001_Certification.pdf | https://www.unikeyic.com/products/flow-sensors/sv7614/693817871.html
SV8151 | ifm electronic | 1: 176.3498 | ifm electronic SV8151 Flow Meter |  | - | [12 empty] | - | - | [23 empty] | 17 | https://www.unikeyic.com/media/about_us/Unikey_ISO_9001_Certification.pdf | https://www.unikeyic.com/products/flow-sensors/sv8151/1004746120.html
T6615-R12 | Amphenol | 1: 133.639 5: 133.639 | 4.75V 5.25V ±10% base mount 57.15mm*34.67mm*15.24mm |  | 10% |  | T6615 |  |  | - | [9 empty] | 1 (Unlimited) |  |  |  | 0°C ~ 50°C | 0 V ~ 4 V |  |  | Bulk | [7 empty] | - |  |  |  |  | 5VDC |  | 1 | https://www.unikeyic.com/media/datasheet/e0/8c/52f9/e0/21c4e62d70c8b8291b81b63fa0876c66.pdf | https://www.unikeyic.com/products/flow-sensors/t6615-r12/11173190.html
T8100 | Amphenol | 1: 405.251 | 18V 42V ±5% wall mount |  |  |  | T8100 | [12 empty] | Not Applicable |  |  |  | 0°C ~ 50°C |  |  | Analog | Bulk |  |  | 3687152 |  |  |  | CO2, Temperature | Ventostat® | [6 empty] | 4 | https://www.unikeyic.com/media/datasheet/9d/ce/8fe7/9d/7c29a6825afdec8fc7b865fd57e9b6f1.pdf | https://www.unikeyic.com/products/flow-sensors/t8100/11198529.html
TGS3830-A00 | FIGARO Engineering | 1: 59.4738 2: 46.5842 5: 43.8671 | Figaro air quality sensor, 9.2 (Dia.) x 8.5mm, For Portable Refrigerant Leak Detectors, CFCDetection |  | - | [9 empty] | 13.5mm*9.2mm*8.5mm |  |  | 5V | - |  |  |  | 18℃~22℃ | [19 empty] | 16 | https://www.unikeyic.com/media/about_us/Unikey_ISO_9001_Certification.pdf | https://www.unikeyic.com/products/flow-sensors/tgs3830-a00/25078308.html
TGS813-A00 | FIGARO Engineering | 1: 42.8793 2: 33.5773 5: 31.6296 | Figaro air quality sensor, 17 (Dia.) x 10mm, Flammability detection |  | - | Industrial | [8 empty] | 16.5mm*17mm*10mm |  |  | 24V | - |  |  |  | -40℃~70℃ | [19 empty] | 37 | https://www.unikeyic.com/media/about_us/Unikey_ISO_9001_Certification.pdf | https://www.unikeyic.com/products/flow-sensors/tgs813-a00/9485266.html
TGS822-A00 | FIGARO Engineering | 1: 44.8039 2: 35.0829 5: 33.0484 | Figaro air quality sensor, 17 (Dia.) x 10mm, Organic vapor detection |  | - | Industrial | [8 empty] | 16.5mm(Length)*9.5mm(width) |  |  | 24V | - |  |  |  | -20℃~50℃ | [19 empty] | 23 | https://www.unikeyic.com/media/about_us/Unikey_ISO_9001_Certification.pdf | https://www.unikeyic.com/products/flow-sensors/tgs822-a00/32855551.html
TRDU5 | SGX Sensortech | 20: 39.9208 | gas sensor IC, applied to Portable gas detector, ammonia、 carbon monoxide Hydrogen detection |  | - | Industrial | [8 empty] | 39mm*35mm*27mm |  |  | - | - |  | PCB mounting |  | -40℃~85℃ | [19 empty] | 20 | https://www.unikeyic.com/media/about_us/Unikey_ISO_9001_Certification.pdf | https://www.unikeyic.com/products/flow-sensors/trdu5/9575664.html
TS2157-A | OKDO | 1: 7.5798 5: 7.4332 10: 7.2866 | Okdo air quality sensor, 56 x 20 x 18mm, Ammonia Detection |  | - | [9 empty] | 56mm*20mm*18mm |  |  | 5V | - | [23 empty] | 87 | https://www.unikeyic.com/media/about_us/Unikey_ISO_9001_Certification.pdf | https://www.unikeyic.com/products/flow-sensors/ts2157-a/19132251.html
TSF46Y050TG | cynergy3 | 4: 41.8375 |  |  |  |  | TSF46Y050 |  | 600 mA | [7 empty] | Polypropylene Sulphide (PPS) |  |  | 1 (Unlimited) |  | Panel Mount, M16x2 Thread |  | -10°C ~ 120°C |  | SPST-NC/NO | Switch (Single Float) | Bulk |  |  | 2835353 |  |  |  |  | TSF40 | 0.354", 0.464" (9mm, 20mm) |  |  |  |  | 120VDC, 240VAC | 400 | https://www.unikeyic.com/media/datasheet/bd/f0/1117/bd/d8ed081d25e73882e231a163dd996f96.pdf | https://www.unikeyic.com/products/flow-sensors/tsf46y050tg/10934144.html
TSF46Y100DF | cynergy3 | 4: 37.9875 |  |  |  |  | TSF46Y100 |  | 600 mA | [7 empty] | Polypropylene Sulphide (PPS) |  |  | 1 (Unlimited) |  | Panel Mount, M16x2 Thread |  | -10°C ~ 120°C |  | SPST-NC/NO | Switch (Single Float) | Bulk |  |  | 2835354 |  |  |  |  | TSF40 | 0.354", 0.464" (9mm, 20mm) |  |  |  |  | 120VDC, 240VAC | 400 | https://www.unikeyic.com/media/datasheet/bd/f0/1117/bd/d8ed081d25e73882e231a163dd996f96.pdf | https://www.unikeyic.com/products/flow-sensors/tsf46y100df/10890433.html
TSF73Y100DN | cynergy3 | 5: 33.075 |  |  |  |  | TSF73Y100 |  | 600 mA | [7 empty] | Nylon |  |  | 1 (Unlimited) |  | Panel Mount, M16x2 Thread |  | -20°C ~ 75°C |  | SPST-NC/NO | Switch (Single Float) | Bulk | [7 empty] | TSF70 | 0.276", 0.464" (7mm, 20mm) |  |  |  |  | 120VDC, 240VAC | 500 | https://www.unikeyic.com/media/datasheet/95/8d/33e1/95/b3c0749e2094f63dcef7cfcd9edbf8b7.pdf | https://www.unikeyic.com/products/flow-sensors/tsf73y100dn/35067253.html
TSF76Y100DN | cynergy3 | 4: 39.8 |  |  |  |  | TSF76Y100 |  | 600 mA | [7 empty] | Polyphenylene Sulphide (PPS) |  |  | 1 (Unlimited) |  | Panel Mount, M16x2 Thread |  | -10°C ~ 120°C |  | SPST-NC/NO | Switch (Single Float) | Bulk |  |  | 2835362 |  |  |  |  | TSF70 | 0.354", 0.945" (9mm, 24mm) |  |  |  |  | 120VDC, 240VAC | 400 | https://www.unikeyic.com/media/datasheet/95/8d/33e1/95/b3c0749e2094f63dcef7cfcd9edbf8b7.pdf | https://www.unikeyic.com/products/flow-sensors/tsf76y100dn/35046732.html
TSF84Y100D | cynergy3 | 5: 28.7875 | Level Sensor |  |  |  | TSF84Y100 |  | 600 mA | [7 empty] | Polypropylene (PP) |  |  | 1 (Unlimited) |  | Male 1/2" (12.7mm) NPT |  | -20°C ~ 100°C |  | SPST-NC/NO | Switch (Single Float) | Bulk |  |  | 2835366 |  |  |  |  | TSF80 | 0.3149", 0.4641" (8mm, 20mm) |  |  |  |  | 120VDC, 240VAC | 500 | https://www.unikeyic.com/media/datasheet/aa/18/a22b/aa/5c65f721f4d692288a4196dc42ffd775.pdf | https://www.unikeyic.com/products/flow-sensors/tsf84y100d/11253917.html
UB162M4 | PUI Audio | 1,000: 1.8988 | Ultrasonic Bender 2.45MHz 2Ω |  |  |  |  | - | [5 empty] | 2.45MHz | [9 empty] | 10°C ~ 50°C (TA) |  |  |  | Box |  |  | 6071957 |  |  |  |  | - |  |  |  | 100Vp-p |  |  | 10000 | https://www.unikeyic.com/media/datasheet/dc/de/da3d/dc/f177a62393d43ea8ba532d690d85c753.pdf | https://www.unikeyic.com/products/flow-sensors/ub162m4/11203203.html
UB4000-F42-E6-V15 | PEPPERL+FUCHS | 1: 444.8454 | Pepperl+Fuchs Proximity Sensor, Block |  | - | Industrial |  |  |  |  | UB4000-F42-E6-V15 PEPPERL+FUCHS |  |  |  | 80mm*96mm*34mm |  |  | 3V | 10V |  |  |  | -25℃~70℃ | [19 empty] | 4 | https://www.unikeyic.com/media/datasheet/a9/2e/a4b0/a9/2988dd4e2f4ed3cd9b3e6f06a235c8ef.pdf | https://www.unikeyic.com/products/flow-sensors/ub4000-f42-e6-v15/11224035.html
UC4-11341 | SICK | 1: 360.2382 5: 360.2382 10: 360.2382 25: 360.2382 50: 360.2382 | SENSOR, ULTRASONIC, 100MM, 30HZ; |  | - | Industrial |  |  |  |  | UC4-11341 SICK | [6 empty] | - | - |  |  |  | -25℃~70℃ | [19 empty] | 7 | https://www.unikeyic.com/media/datasheet/15/fc/281b/15/9ec7b0240c504a3ae236f3474d2abe49.pdf | https://www.unikeyic.com/products/flow-sensors/uc4-11341/11315417.html
UNAM 12P1914/S14D | Baumer | 1: 557.1296 | Ultrasonic Proximity sensors |  | - | Commercial Grade |  |  |  |  | UNAM 12P1914/S14D Baumer | [6 empty] | - | - |  |  |  | 0℃~60℃ | [19 empty] | 10 | https://www.unikeyic.com/media/datasheet/d7/f8/f7dc/d7/e55b63bf5deebf6aef94840403a9be65.pdf | https://www.unikeyic.com/products/flow-sensors/unam-12p1914-s14d/11189117.html
USEQDCDAFAT100 | KEMET | 1: 335.808 50: 335.808 | KEMET Air Quality Sensor | [16 empty] | 1 (Unlimited) |  |  |  | -40°C ~ 85°C |  |  | Analog | Tube |  |  | 12501738 |  |  |  | Fat Sensor | QDC | [6 empty] | 5 | https://www.unikeyic.com/media/datasheet/a7/c4/c5c8/a7c4c5c89459b7c37cc6c156be79b147.pdf | https://www.unikeyic.com/products/flow-sensors/useqdcdafat100/17428644.html
USEQDCDASUG100 | KEMET | 1: 272.008 2: 266.97 3: 261.932 5: 256.894 | KEMET Air Quality Sensor | [16 empty] | 1 (Unlimited) |  |  |  | -40°C ~ 85°C |  |  | Analog | Bulk |  |  | 12501735 |  |  |  | Sugar and Ethanol Sensor | QDC | [6 empty] | 5 | https://www.unikeyic.com/media/datasheet/7f/7b/b716/7f7bb716f517db0fb762f63023a74b63.pdf | https://www.unikeyic.com/products/flow-sensors/useqdcdasug100/19840142.html
USEQGCDA50L100 | KEMET | 2: 96.8 4: 81.433 8: 76.571 17: 72.259 50: 68.409 | KEMET Air Quality Sensor |  | - |  |  |  |  | - | [9 empty] | 1 (Unlimited) |  |  |  | -40°C ~ 85°C | Voltage |  |  | Bulk |  |  | 12501742 |  |  |  |  | QGC |  |  |  |  | 2.7V ~ 8V |  | 10 | https://www.unikeyic.com/media/datasheet/33/6c/1bef/336c1beffbb42a2d17a3f7a5627ea8d5.pdf | https://www.unikeyic.com/products/flow-sensors/useqgcda50l100/32912030.html
USEQGCDAC82100 | KEMET | 1: 78.4087 13: 76.6889 25: 75.0296 | KEMET Air Quality Sensor, CO2 Detection |  | - |  |  |  |  | - | [9 empty] | 1 (Unlimited) |  |  |  | -40°C ~ 85°C | Voltage |  |  | Tube | [7 empty] | QGC |  |  |  |  | 2.7V ~ 8V |  | 4 | https://www.unikeyic.com/media/about_us/Unikey_ISO_9001_Certification.pdf | https://www.unikeyic.com/products/flow-sensors/useqgcdac82100/27243509.html
USEQGCDAC82L00 | KEMET | 2: 62.964 50: 62.964 | KEMET Air Quality Sensor |  | - |  |  |  |  | - | [9 empty] | 1 (Unlimited) |  |  |  | -40°C ~ 85°C | Voltage |  |  | Tube |  |  | 12501729 |  |  |  |  | QGC |  |  |  |  | 2.7V ~ 8V |  | 50 | https://www.unikeyic.com/media/pdf/HTMLDatasheet/kemet/7a/f3/8e75/useqgcdac82l00/2025/11/useqgcdac82l00.pdf | https://www.unikeyic.com/products/flow-sensors/useqgcdac82l00/26343397.html
USEQGCDAC82M00 | KEMET | 1: 73.9517 13: 72.3409 25: 70.7543 | KEMET air quality sensor, carbon dioxide detection |  | - |  |  |  |  | - | [9 empty] | 1 (Unlimited) |  |  |  | -40°C ~ 85°C | Voltage |  |  | Bulk |  |  | 12501733 |  |  |  |  | QGC |  |  |  |  | 2.7V ~ 8V |  | 1 | https://www.unikeyic.com/media/pdf/HTMLDatasheet/kemet/61/6b/6482/useqgcdac82m00/2025/11/useqgcdac82m00.pdf | https://www.unikeyic.com/products/flow-sensors/useqgcdac82m00/5926467.html
USEQGCDAC8N100 | KEMET | 2: 68.409 50: 68.409 | KEMET air quality sensor, Carbon monoxide detection |  | - |  |  |  |  | - | [9 empty] | 1 (Unlimited) |  |  |  | -40°C ~ 85°C | Voltage |  |  | Bulk | [7 empty] | QGC |  |  |  |  | 2.7V ~ 8V |  | 2 | https://www.unikeyic.com/media/pdf/HTMLDatasheet/kemet/9c/1c/0105/useqgcdac8n100/2025/11/useqgcdac8n100.pdf | https://www.unikeyic.com/products/flow-sensors/useqgcdac8n100/28476134.html
USEQGCDAHC1100 | KEMET | 2: 68.409 50: 68.409 | KEMET Air Quality Sensor |  | - |  |  |  |  | - | [9 empty] | 1 (Unlimited) |  |  |  | -40°C ~ 85°C | Voltage |  |  | Bulk |  |  | 12501739 |  |  |  |  | QGC |  |  |  |  | 2.7V ~ 8V |  | 7 | https://www.unikeyic.com/media/datasheet/4d/bd/0a1f/4dbd0a1f5594a8e1688da2b59b26f12b.pdf | https://www.unikeyic.com/products/flow-sensors/useqgcdahc1100/12408329.html
V6EPB-B-S-1-B | Dwyer Instruments | 1: 465.9696 | Mini-Size Flow Switch |  | - | [12 empty] | - | - | [23 empty] | 3 | https://www.unikeyic.com/media/about_us/Unikey_ISO_9001_Certification.pdf | https://www.unikeyic.com/products/flow-sensors/v6epb-b-s-1-b/681750183.html
V6EPB-B-S-3-B | Dwyer Instruments | 1: 561.2313 | Mini-Size Flow Switch |  | - | [12 empty] | - | - | [23 empty] | 1 | https://www.unikeyic.com/media/about_us/Unikey_ISO_9001_Certification.pdf | https://www.unikeyic.com/products/flow-sensors/v6epb-b-s-3-b/681749549.html
V6EPB-B-S-6-0 | Dwyer Instruments | 1: 456.1852 | Mini-Size Flow Switch |  | - | [12 empty] | - | - | [23 empty] | 16 | https://www.unikeyic.com/media/about_us/Unikey_ISO_9001_Certification.pdf | https://www.unikeyic.com/products/flow-sensors/v6epb-b-s-6-0/681751231.html
V6EPB-B-S-LF | Dwyer Instruments | 1: 497.4 | Flow Sensor Gas/Liquid 1450psiOperating Pressure |  | - | Industrial | [11 empty] | - | - |  |  |  | -20℃~105℃ | [19 empty] | 2 | https://www.unikeyic.com/media/about_us/Unikey_ISO_9001_Certification.pdf | https://www.unikeyic.com/products/flow-sensors/v6epb-b-s-lf/681750394.html
V6EPS-S-S-3-S | Dwyer Instruments | 1: 898.1366 | Mini-Size Flow Switch |  | - | [12 empty] | - | - | [23 empty] | 1 | https://www.unikeyic.com/media/about_us/Unikey_ISO_9001_Certification.pdf | https://www.unikeyic.com/products/flow-sensors/v6eps-s-s-3-s/681750830.html
V6EPS-S-S-LF | Dwyer Instruments | 1: 802.0532 | Mini-Size Flow Switch |  | - | [12 empty] | - | - | [23 empty] | 1 | https://www.unikeyic.com/media/about_us/Unikey_ISO_9001_Certification.pdf | https://www.unikeyic.com/products/flow-sensors/v6eps-s-s-lf/681751006.html
VN2 | Carlo Gavazzi | 1: 160.27 5: 152.262 | Level Sensor Conductive 10bar | [13 empty] | Nylon |  |  | Not Applicable |  | Flange Mount |  | 0°C ~ 90°C |  | - | Relay | Box |  |  | 9485393 |  |  |  |  | VN | - |  |  |  |  | - | 6 | https://www.unikeyic.com/media/datasheet/80/13/8a6d/80/70ed7284e5863298d761a0f807ba656f.pdf | https://www.unikeyic.com/products/flow-sensors/vn2/2299.html
VN3 | Carlo Gavazzi | 1: 206.5586 6: 198.2987 12: 190.0266 | Carlo Gavazzi VN3 Level Probe | [13 empty] | Nylon |  |  | Not Applicable |  | Threaded |  | 0°C ~ 90°C |  | - | Relay | Box | [7 empty] | VN | - |  |  |  |  | - | 92 | https://www.unikeyic.com/media/datasheet/80/13/8a6d/80/70ed7284e5863298d761a0f807ba656f.pdf | https://www.unikeyic.com/products/flow-sensors/vn3/11058966.html
VNI3 | Carlo Gavazzi | 1+: 363.4061 5+: 345.2369 10+: 334.3347 25+: 323.433 | relay | [39 empty] | 4 |  | https://www.unikeyic.com/products/flow-sensors/vni3/11169727.html
VNI4 | Carlo Gavazzi | 1: 241.8547 | Carlo Gavazzi VNI4 Level Probe | [13 empty] | Nylon |  |  | Not Applicable |  | Threaded |  | 0°C ~ 90°C |  | - | Relay | Box |  |  | 8542240 |  |  |  |  | VN | - |  |  |  |  | - | 4 | https://www.unikeyic.com/media/about_us/Unikey_ISO_9001_Certification.pdf | https://www.unikeyic.com/products/flow-sensors/vni4/35052040.html
VNY2 | Carlo Gavazzi | 1+: 200.343 | Sensor Fixings & Accessories LVL SNSR COND 2 PROBE NYLON | [39 empty] | 1 | https://www.unikeyic.com/media/datasheet/80/13/8a6d/80/70ed7284e5863298d761a0f807ba656f.pdf | https://www.unikeyic.com/products/flow-sensors/vny2/34955683.html
VNY3 | Carlo Gavazzi | 1: 276.4875 | Carlo Gavazzi VNY3 Level Sensor | [13 empty] | Nylon |  |  | Not Applicable |  | Threaded |  | 0°C ~ 90°C |  | - | - | Box | [7 empty] | VN | - |  |  |  |  | - | 15 | https://www.unikeyic.com/media/datasheet/80/13/8a6d/80/70ed7284e5863298d761a0f807ba656f.pdf | https://www.unikeyic.com/products/flow-sensors/vny3/11004333.html
VNYI3 | Carlo Gavazzi | 1: 323.639 | Level Sensor Conductive 10bar | [13 empty] | Nylon |  |  | Not Applicable |  | Threaded |  | 0°C ~ 90°C |  | - | Relay | Box | [7 empty] | VNY | - |  |  |  |  | - | 20 | https://www.unikeyic.com/media/datasheet/80/13/8a6d/80/70ed7284e5863298d761a0f807ba656f.pdf | https://www.unikeyic.com/products/flow-sensors/vnyi3/11029742.html
VNYI4 | Carlo Gavazzi | 1: 411.763 | Sensor Fixings & Accessories LVL SNSR COND 4 PROBE NYLON | [13 empty] | Nylon |  |  | Not Applicable |  | Threaded |  | 0°C ~ 90°C |  | - | - | Box |  |  | 8347024 |  |  |  |  | VN | - |  |  |  |  | - | 4 | https://www.unikeyic.com/media/datasheet/80/13/8a6d/80/70ed7284e5863298d761a0f807ba656f.pdf | https://www.unikeyic.com/products/flow-sensors/vnyi4/11356025.html
VP01-110TB | Carlo Gavazzi | 1: 188.408 5: 178.981 10: 173.327 | Photoelectric Sensors LVL SNSR OPTICAL 110VAC NC |  |  |  | VP01-110 |  | 10 mA | [7 empty] | Polysulfone (PES) |  |  | Not Applicable |  | Threaded |  | -20°C ~ 80°C |  | - | Switch | Box |  |  | 9485396 |  |  |  |  | VP | - |  |  |  |  | 100V ~ 121V | 10 | https://www.unikeyic.com/media/about_us/Unikey_ISO_9001_Certification.pdf | https://www.unikeyic.com/products/flow-sensors/vp01-110tb/11206461.html
VP01E | Carlo Gavazzi | 1: 162.833 | 10V 40V threaded mounting | [5 empty] | 200 mA | [7 empty] | Polysulfone (PES) |  |  | Not Applicable |  | Threaded |  | -20°C ~ 80°C |  | NPN | - | Bag |  |  | 7696298 |  |  |  |  | - | 0.098" (2.5mm), 0.197" (5mm) |  |  |  |  | 10V ~ 40V | 1 | https://www.unikeyic.com/media/datasheet/bb/75/e15a/c3/3904b49a9a4c945a77581bf013fae59d.pdf | https://www.unikeyic.com/products/flow-sensors/vp01e/16360.html
VP01EP | Carlo Gavazzi | 1: 168.1788 | 10V 40V threaded mounting |  |  |  | VP01E |  | 200 mA | [7 empty] | Polysulfone (PES) |  |  | Not Applicable |  | Threaded |  | -20°C ~ 80°C |  | PNP | - | Bag | [7 empty] | - | 0.098" (2.5mm), 0.197" (5mm) |  |  |  |  | 10V ~ 40V | 20 | https://www.unikeyic.com/media/datasheet/bb/75/e15a/c3/3904b49a9a4c945a77581bf013fae59d.pdf | https://www.unikeyic.com/products/flow-sensors/vp01ep/34955692.html
VP01EPM | Carlo Gavazzi | 1: 480.81 | 10V 40V threaded mounting |  |  |  | VP01E |  | 200 mA | [7 empty] | Polysulfone (PES) |  |  | Not Applicable |  | Threaded |  | -20°C ~ 80°C |  | PNP | Switch | Box |  |  | 8541240 |  |  |  |  | VP | - |  |  |  |  | 10V ~ 40V | 1 | https://www.unikeyic.com/media/datasheet/bb/75/e15a/c3/3904b49a9a4c945a77581bf013fae59d.pdf | https://www.unikeyic.com/products/flow-sensors/vp01epm/35030850.html
VP02-110TB | Carlo Gavazzi | 1+: 188.408 5+: 178.981 10+: 173.327 25+: 167.673 | Photoelectric Sensors LVL SNSR OPTICAL 110VAC NO | [39 empty] | 30 | https://www.unikeyic.com/media/datasheet/bb/75/e15a/c3/3904b49a9a4c945a77581bf013fae59d.pdf | https://www.unikeyic.com/products/flow-sensors/vp02-110tb/35008055.html
VP04E | Carlo Gavazzi | 1: 168.1788 | Carlo Gavazzi VP04E Level Sensor | [5 empty] | 10 mA | [7 empty] | Polysulfone (PES) |  |  | Not Applicable |  | Threaded |  | -20°C ~ 80°C |  | NPN | Switch | Box | [7 empty] | VP | - |  |  |  |  | 10V ~ 40V | 9 | https://www.unikeyic.com/media/datasheet/bb/75/e15a/c3/3904b49a9a4c945a77581bf013fae59d.pdf | https://www.unikeyic.com/products/flow-sensors/vp04e/35029918.html
VPA1MPA | Carlo Gavazzi | 1: 511.0978 | Carlo Gavazzi VPA1MPA Level Sensor |  |  |  | VPA1M |  | 200 mA | [7 empty] | Stainless Steel |  |  | Not Applicable |  | Threaded |  | -20°C ~ 80°C |  | PNP | Switch | Box |  |  | 8541251 |  |  |  |  | VP | - |  |  |  |  | 10V ~ 40V | 1 | https://www.unikeyic.com/media/about_us/Unikey_ISO_9001_Certification.pdf | https://www.unikeyic.com/products/flow-sensors/vpa1mpa/11249969.html
VPA2MPA | Carlo Gavazzi | 1+: 534.051 3+: 526.0395 5+: 518.1435 | PHOTO SS GLASS PNP NO+NC CAB | [39 empty] | 5 | https://www.unikeyic.com/media/datasheet/17/5f/d249/17/0d5c9913411fa2537798b8101431745e.pdf | https://www.unikeyic.com/products/flow-sensors/vpa2mpa/35023054.html
VPB1MNA | Carlo Gavazzi | 1: 442.9958 | Carlo Gavazzi VPB1MNA Level Sensor |  |  |  | VPB1M | [9 empty] | Nickel Plated Brass |  |  | Not Applicable |  | Threaded |  | -20°C ~ 80°C |  | NPN | Switch | Box |  |  | 9485402 |  |  |  |  | VP | 0.098" (2.5mm), 0.197" (5mm) |  |  |  |  | 10V ~ 40V | 5 | https://www.unikeyic.com/media/datasheet/17/5f/d249/17/0d5c9913411fa2537798b8101431745e.pdf | https://www.unikeyic.com/products/flow-sensors/vpb1mna/35049865.html
VPB1MPA | Carlo Gavazzi | 1: 313.5815 | 10V 40V threaded mounting |  |  |  | VPB1M |  | 200 mA | [7 empty] | Stainless Steel |  |  | Not Applicable |  | - |  | -20°C ~ 80°C |  | PNP | - | Box | [7 empty] | VP | 0.098" (2.5mm), 0.197" (5mm) |  |  |  |  | 10V ~ 40V | 4 | https://www.unikeyic.com/media/datasheet/17/5f/d249/17/0d5c9913411fa2537798b8101431745e.pdf | https://www.unikeyic.com/products/flow-sensors/vpb1mpa/35057440.html
VPB1MPA-1 | Carlo Gavazzi | 1: 524.293 | Photoelectric Sensors LVL SNSR OPTICAL POLYS PNP QDC |  |  |  | VPB1M |  | 200 mA | [7 empty] | Stainless Steel |  |  | Not Applicable |  | - |  | -20°C ~ 80°C |  | PNP | - | Box |  |  | 8347027 |  |  |  |  | VP | 0.098" (2.5mm), 0.197" (5mm) |  |  |  |  | 10V ~ 40V | 4 | https://www.unikeyic.com/media/datasheet/17/5f/d249/17/0d5c9913411fa2537798b8101431745e.pdf | https://www.unikeyic.com/products/flow-sensors/vpb1mpa-1/35024034.html
VPC210 | Carlo Gavazzi | 1: 198.1139 | Carlo Gavazzi Conductive level sensor, VPC210series, Relay output | [13 empty] | Polyvinyl Chloride (PVC) |  |  | Not Applicable |  | Threaded |  | 0°C ~ 60°C |  | - | Relay | Box | [7 empty] | VPC | - |  |  |  |  | - | 34 | https://www.unikeyic.com/media/datasheet/80/13/8a6d/80/70ed7284e5863298d761a0f807ba656f.pdf | https://www.unikeyic.com/products/flow-sensors/vpc210/11353422.html
VPP110 | Carlo Gavazzi | 1: 176.737 2: 173.47 | Sensor Fixings & Accessories LVL SNSR COND 1 PROBE 1IN PP | [13 empty] | Polypropylene (PP) |  |  | Not Applicable |  | Threaded |  | 0°C ~ 100°C |  | - | Relay | Box |  |  | 8542248 |  |  |  |  | VN | - |  |  |  |  | - | 2 | https://www.unikeyic.com/media/about_us/Unikey_ISO_9001_Certification.pdf | https://www.unikeyic.com/products/flow-sensors/vpp110/11117442.html
VQ21TB | SGX Sensortech | 5: 55.7422 10: 51.2844 | Gas Sensor IC, Air Quality Monitor, Flammable Detection |  | - | Industrial | [11 empty] | - | - |  | PCB mounting |  | -40℃~70℃ | [6 empty] | On sale | [12 empty] | 10 | https://www.unikeyic.com/media/about_us/Unikey_ISO_9001_Certification.pdf | https://www.unikeyic.com/products/flow-sensors/vq21tb/11030992.html
VQ22TB | SGX Sensortech | 1: 101.2608 5: 93.947 20: 88.7242 40: 86.4297 60: 85.176 100: 83.6834 | SENSOR HYDROCARBONS VOLTAGE OUT |  | - | [5 empty] | VQ22TB SGX Sensortech | [6 empty] | - | - | [10 empty] | On sale | [12 empty] | 16 | https://www.unikeyic.com/media/datasheet/34/cf/3562/34/1bc52008366397c09a95c1c61621a7fa.pdf | https://www.unikeyic.com/products/flow-sensors/vq22tb/35063786.html
VQ31MB | SGX Sensortech | 1: 67.5594 5: 62.4134 20: 58.7387 40: 57.1254 60: 56.244 100: 55.1943 |  |  | - | [5 empty] | VQ31MB SGX Sensortech | [6 empty] | - | - | [10 empty] | On sale | [12 empty] | 13 | https://www.unikeyic.com/media/datasheet/c8/4a/a05f/c8/b7e1f30b3f1f39e56d9a42cbcf76e757.pdf | https://www.unikeyic.com/products/flow-sensors/vq31mb/35062842.html
VQ546MR | SGX Sensortech | 20: 73.2407 | SGX Sensors Gas Sensor IC, Portable Gas Detector, Methane Detection |  | - | Industrial |  |  |  |  | VQ546MR SGX Sensortech | [6 empty] | - | - |  | PCB mounting |  | -40℃~55℃ | [6 empty] | On sale | [12 empty] | 68 | https://www.unikeyic.com/media/datasheet/02/bf/3536/02/1178ac241f0111f70191e4b2201734d2.pdf | https://www.unikeyic.com/products/flow-sensors/vq546mr/10980459.html
VQ547TS | SGX Sensortech | 1: 99.635 | VQ47 in VQ500 head, ammonia (NH3), 0...15%, ATEX, IECEx |  | - | Industrial |  |  |  |  | VQ547TS SGX Sensortech | [6 empty] | - | - |  |  |  | -40℃~55℃ | [6 empty] | On sale | [12 empty] | 8 | https://www.unikeyic.com/media/datasheet/02/bf/3536/02/1178ac241f0111f70191e4b2201734d2.pdf | https://www.unikeyic.com/products/flow-sensors/vq547ts/35012726.html
VQ548ZD-S | SGX Sensortech | 5: 78.6431 10: 77.0694 | SGX Sensors Gas Sensor IC for Portable Gas Detector, Flammable Detection |  | - | Industrial |  |  |  |  | VQ548ZD-S SGX Sensortech | [6 empty] | - | - |  | PCB mounting |  | -40℃~55℃ | [6 empty] | On sale | [12 empty] | 26 | https://www.unikeyic.com/media/datasheet/02/bf/3536/02/1178ac241f0111f70191e4b2201734d2.pdf | https://www.unikeyic.com/products/flow-sensors/vq548zd-s/34982826.html
VQ549ZD | SGX Sensortech | 1: 73.6819 5: 70.7633 10: 65.1031 | SGX Sensors Gas Sensor IC for Portable Gas Detector, Flammable Detection |  | - | Industrial |  |  |  |  | VQ549ZD SGX Sensortech | [6 empty] | - | - |  | PCB mounting |  | -40℃~55℃ | [6 empty] | On sale | [12 empty] | 4 | https://www.unikeyic.com/media/datasheet/02/bf/3536/02/1178ac241f0111f70191e4b2201734d2.pdf | https://www.unikeyic.com/products/flow-sensors/vq549zd/11128795.html
VQ549ZD/W | SGX Sensortech | 5: 85.9786 10: 78.5584 | gas sensor IC, applied to Portable gas detector, Flammability detection |  | - | Industrial | [11 empty] | - | - |  | PCB mounting |  | -40℃~55℃ | [19 empty] | 17 | https://www.unikeyic.com/media/about_us/Unikey_ISO_9001_Certification.pdf | https://www.unikeyic.com/products/flow-sensors/vq549zd-w/255359925.html
VQ621T/1 | SGX Sensortech | 1: 264.9564 5: 248.2056 20: 236.2252 40: 230.9612 | SENSOR HYDROCARBONS VOLTAGE OUT |  | - | Industrial |  |  |  |  | VQ621T/1 SGX Sensortech | [6 empty] | - | - |  |  |  | -20℃~60℃ | [6 empty] | On sale | [12 empty] | 12 | https://www.unikeyic.com/media/datasheet/84/a4/435d/84/650949d14c52b2c4b723f591c48257d9.pdf | https://www.unikeyic.com/products/flow-sensors/vq621t-1/35033054.html
VQ621T/3 | SGX Sensortech | 1: 256.7615 5: 240.4598 20: 228.7973 40: 223.6733 |  |  | - | Industrial |  |  |  |  | VQ621T/3 SGX Sensortech | [6 empty] | - | - |  |  |  | -20℃~60℃ | [6 empty] | On sale | [12 empty] | 11 | https://www.unikeyic.com/media/datasheet/84/a4/435d/84/650949d14c52b2c4b723f591c48257d9.pdf | https://www.unikeyic.com/products/flow-sensors/vq621t-3/35049737.html
VQ622T/1 | SGX Sensortech | 1: 195.75 5: 182.8332 20: 173.5987 40: 169.543 60: 167.3255 | SENSOR HYDROCARBONS VOLTAGE OUT |  | - | Industrial |  |  |  |  | VQ622T/1 SGX Sensortech | [6 empty] | - | - |  |  |  | -20℃~60℃ | [6 empty] | On sale | [12 empty] | 15 | https://www.unikeyic.com/media/datasheet/84/a4/435d/84/650949d14c52b2c4b723f591c48257d9.pdf | https://www.unikeyic.com/products/flow-sensors/vq622t-1/10956891.html
VQ631M/1 | SGX Sensortech | 1: 155.6604 5: 150.4181 | SENSOR LIGHT GASES VOLTAGE OUT |  | - | Industrial |  |  |  |  | VQ631M/1 SGX Sensortech | [6 empty] | - | - |  |  |  | -20℃~60℃ | [6 empty] | On sale | [12 empty] | 13 | https://www.unikeyic.com/media/datasheet/84/a4/435d/84/650949d14c52b2c4b723f591c48257d9.pdf | https://www.unikeyic.com/products/flow-sensors/vq631m-1/35022156.html
VQ641TS/1 | SGX Sensortech | 1: 200.8908 5: 187.6846 20: 178.241 40: 174.093 60: 171.8255 | SENSOR HYDROCARBONS VOLTAGE OUT |  | - | Industrial |  |  |  |  | VQ641TS/1 SGX Sensortech | [6 empty] | - | - |  |  |  | -20℃~60℃ | [6 empty] | On sale | [12 empty] | 11 | https://www.unikeyic.com/media/datasheet/84/a4/435d/84/650949d14c52b2c4b723f591c48257d9.pdf | https://www.unikeyic.com/products/flow-sensors/vq641ts-1/11301963.html
VR2A | Carlo Gavazzi | 1+: 209.304 | Proximity Sensors Capacitive | [39 empty] | 2 | https://www.unikeyic.com/media/datasheet/f1/9b/bb29/f1/6cb515cb27a2979bf4e06cc7e82cf783.pdf | https://www.unikeyic.com/products/flow-sensors/vr2a/11189091.html
VR2B | Carlo Gavazzi | 1: 198.638 5: 188.705 | Capacitive Proximity Sensor | [13 empty] | Thermoplastic Polyester |  |  | Not Applicable |  | Threaded |  | -25°C ~ 70°C |  | - | - | Box |  |  | 9485408 |  |  |  |  | VR | - |  |  |  |  | 20V ~ 30V | 8 | https://www.unikeyic.com/media/datasheet/f1/9b/bb29/f1/6cb515cb27a2979bf4e06cc7e82cf783.pdf | https://www.unikeyic.com/products/flow-sensors/vr2b/4585.html
VS2 | Carlo Gavazzi | 1: 887.458 | Level Sensors Conductive level probe stainless steel | [13 empty] | Stainless Steel |  |  | Not Applicable |  | Bracket Mount |  | 0°C ~ 120°C |  | - | Relay | Box |  |  | 8542251 |  |  |  |  | - | - |  |  |  |  | - | 1 | https://www.unikeyic.com/media/about_us/Unikey_ISO_9001_Certification.pdf | https://www.unikeyic.com/products/flow-sensors/vs2/11312426.html
VT-FLOW-HV | trumeter | 1: 410.5389 | Trumeter Industrial Flow Meter flow meter, Vista Touch series, 100 → 277 V AC power |  | - | [12 empty] | 277V | 100V | [23 empty] | 1 | https://www.unikeyic.com/media/about_us/Unikey_ISO_9001_Certification.pdf | https://www.unikeyic.com/products/flow-sensors/vt-flow-hv/571602286.html
VT-FLOW-LV | trumeter | 1: 486.6374 | 12V |  | - | [12 empty] | - | 12V | [23 empty] | 1 | https://www.unikeyic.com/media/about_us/Unikey_ISO_9001_Certification.pdf | https://www.unikeyic.com/products/flow-sensors/vt-flow-lv/683194073.html
VT1 | Carlo Gavazzi | 1: 285.593 | Level Sensors Conductive level probe 1 probe teflon | [13 empty] | Polytetrafluoroethylene (PTFE) |  |  | Not Applicable |  | Threaded |  | 0°C ~ 145°C |  | - | Relay | Box |  |  | 8542252 |  |  |  |  | VT | - |  |  |  |  | - | 3 | https://www.unikeyic.com/media/about_us/Unikey_ISO_9001_Certification.pdf | https://www.unikeyic.com/products/flow-sensors/vt1/10883957.html
VT2 | Carlo Gavazzi | 1: 381.92 | LEVEL SENSOR 2X1M SS PROBE | [13 empty] | Polytetrafluoroethylene (PTFE) |  |  | Not Applicable |  | Threaded |  | 0°C ~ 145°C |  | - | Relay | Box |  |  | 9485411 |  |  |  |  | VT | - |  |  |  |  | - | 4 | https://www.unikeyic.com/media/datasheet/0f/e8/2209/0f/7e774e38eea165e1009ebcaa79988bb7.pdf | https://www.unikeyic.com/products/flow-sensors/vt2/35030627.html
VT4 | Carlo Gavazzi | 1: 487.63 | Level Sensors Conductive level probe 4 probes teflon | [13 empty] | Polytetrafluoroethylene (PTFE) |  |  | Not Applicable |  | Threaded |  | 0°C ~ 145°C |  | - | Relay | Box | [7 empty] | VT | - |  |  |  |  | - | 1 | https://www.unikeyic.com/media/about_us/Unikey_ISO_9001_Certification.pdf | https://www.unikeyic.com/products/flow-sensors/vt4/35035891.html
VTI3 | Carlo Gavazzi | 1: 813.285 | Conductive Sensors Level Probes | [13 empty] | Polytetrafluoroethylene (PTFE) |  |  | Not Applicable |  | - |  | 0°C ~ 145°C |  | - | - | Box | [7 empty] | VT | - |  |  |  |  | - | 3 | https://www.unikeyic.com/media/datasheet/0f/e8/2209/0f/7e774e38eea165e1009ebcaa79988bb7.pdf | https://www.unikeyic.com/products/flow-sensors/vti3/35063853.html
XFTDEAL100 | Gems Sensors | 1: 660.3362 5: 660.3362 10: 660.3362 25: 660.3362 50: 660.3362 | 30V DC |  | - | [12 empty] | 30V(DC) | - |  |  |  | -10℃~60℃ | [19 empty] | 2 | https://www.unikeyic.com/media/about_us/Unikey_ISO_9001_Certification.pdf | https://www.unikeyic.com/products/flow-sensors/xftdeal100/1004846373.html
XFTDFAL100 | Gems Sensors | 1: 660.3362 5: 660.3362 10: 660.3362 25: 660.3362 50: 660.3362 | 30V DC |  | - | [12 empty] | 30V(DC) | - |  |  |  | -10℃~60℃ | [19 empty] | 2 | https://www.unikeyic.com/media/about_us/Unikey_ISO_9001_Certification.pdf | https://www.unikeyic.com/products/flow-sensors/xftdfal100/1004851049.html