## Pressure Sensors
Part Number | Manufacturer | Price | Description | Accuracy | Actuator Style/Size | Actuator Type | Application Level | Applications | Base Product Number | Compensated Temperature | Datasheet | Features | Includes | Length/Width/Height | Max Operating Supply Voltage | Max. Operating Pressure | Maximum Pressure | Min Operating Supply Voltage | Moisture Sensitivity Level (MSL) | Mounting Type | Mounting Type | Operating Pressure Range | Operating Temperature | Operating Force | Operating Pressure | Operating Temperature | Output | Output Type | Output Type | Package / Case (Metric) | Package/Case | Packaging | Port Size | Port Style | Pressure Type | Pressure Type | Product Status | Rid | SPM | Series | Supplier Device Package | Termination Style | Voltage - Supply | Stock | Datasheet URL | Source URL
0166-40303-1-011 | SUCO | 1: 33.7139 12: 31.3992 | Suco, 01664series Pressure Sensors, Maximum pressure reading1bar, Minimum pressure reading0.1bar | ±2.9PSI (±20kPa) |  |  | Industrial |  |  |  | 0166-40303-1-011 SUCO |  |  |  | 42V | 1Pa |  | 10V |  | threaded mounting |  | - | -40℃~100℃ |  |  |  |  | SPST-NO | [6 empty] | switch |  | On sale |  | boxed |  |  |  |  | 251 | https://www.unikeyic.com/media/datasheet/6b/b1/2912/6b/0581f227a4dd0b886f4fb97a592c17bf.pdf | https://www.unikeyic.com/products/pressure-sensors/0166-40303-1-011/11191688.html
0184457031-SS | SUCO | 1+: 127.6666 5+: 127.6666 10+: 125.3453 25+: 125.3453 50+: 125.3453 100+: 125.3453 | Suco, 0184 Series Pressure Sensor, Max Pressure 5bar, Min Pressure 0.5bar | [40 empty] | 21 | https://www.unikeyic.com/media/datasheet/10/bf/d7e0/10/b05d057ba4011e8bf880c2014f5778ef.pdf | https://www.unikeyic.com/products/pressure-sensors/0184457031-ss/10915835.html
0184458031-SS | SUCO | 1+: 126.3115 5+: 126.3115 10+: 124.0149 25+: 124.0149 50+: 124.0149 100+: 124.0149 | Suco 0184 Series Pressure Sensor, Max 10bar, Min 1bar | [40 empty] | 2 | https://www.unikeyic.com/media/datasheet/10/bf/d7e0/10/b05d057ba4011e8bf880c2014f5778ef.pdf | https://www.unikeyic.com/products/pressure-sensors/0184458031-ss/10996115.html
0184461031012 | SUCO | 1+: 97.7159 5+: 97.7159 10+: 95.9392 25+: 95.9392 50+: 95.9392 100+: 95.9392 | Suco Pressure Sensor, 0184 Series, Max 100bar, Min 10bar | [40 empty] | 9 | https://www.unikeyic.com/media/datasheet/6b/b1/2912/6b/0581f227a4dd0b886f4fb97a592c17bf.pdf | https://www.unikeyic.com/products/pressure-sensors/0184461031012/35057003.html
058691 MCS22-G | EATON | 1: 209.7964 | Absolute pressure 25Pa | - | [10 empty] | - | 25Pa |  | - |  |  |  | - | [5 empty] | - | [6 empty] | Absolute pressure | [8 empty] | 4 | https://www.unikeyic.com/media/about_us/Unikey_ISO_9001_Certification.pdf | https://www.unikeyic.com/products/pressure-sensors/058691-mcs22-g/996368443.html
060-1430-06 | Honeywell | 1: 2405.376 5: 2287.6106 | Honeywell pull pressure sensor load cell, 45.3kgrange, miniature, Highest+121°C | ±0.15% | Stud, 10-32 UNF | Diaphragm |  |  | 060-1430 | 15°C ~ 71°C |  |  | Sensor | [5 empty] | 1 (Unlimited) |  |  |  |  | 45.36kgf (100lbs) |  | -54°C to 121°C | Voltage |  |  |  |  | Bulk | [5 empty] | 5055796 |  | Model 31 |  |  | 5V | 18 | https://www.unikeyic.com/media/datasheet/3a/6f/9079/e7/8bf8ce40a9bf1e5437605866cb088ec3.pdf | https://www.unikeyic.com/products/pressure-sensors/060-1430-06/11014639.html
060-1432-04 | Honeywell | 1: 2269.2096 5: 2158.1186 | ±0.15% 13.21mm H | ±0.15% | Stud, 1/4-28 UNF | Diaphragm |  |  | 060-1432 | 15°C ~ 71°C |  |  | Sensor | [5 empty] | 1 (Unlimited) |  |  |  |  | 113.4kgf (250lbs) |  | -54°C to 121°C | Voltage |  |  |  |  | Bulk | [5 empty] | 5055797 |  | Model 31 |  |  | 5V | 4 | https://www.unikeyic.com/media/datasheet/3a/6f/9079/e7/8bf8ce40a9bf1e5437605866cb088ec3.pdf | https://www.unikeyic.com/products/pressure-sensors/060-1432-04/35052699.html
060-1432-07 | Honeywell | 1: 2090.22 2: 2006.609 | Honeywell pull pressure sensor load cell, 454kgrange, miniature, Highest+121°C | ±0.2% | Stud, 1/4-28 UNF | Diaphragm |  |  | 060-1432 | 15°C ~ 71°C |  |  | Sensor | [5 empty] | 1 (Unlimited) |  |  |  |  | 453.59kgf (1000lbs) |  | -54°C to 121°C | Voltage |  |  |  |  | Bulk | [7 empty] | Model 31 |  |  | 5V | 4 | https://www.unikeyic.com/media/datasheet/3a/6f/9079/e7/8bf8ce40a9bf1e5437605866cb088ec3.pdf | https://www.unikeyic.com/products/pressure-sensors/060-1432-07/35055084.html
060-2443-06 | Honeywell | 1: 1789.2252 5: 1698.2309 | ±0.7% | ±0.7% | Round, 2.29mm | Pushbutton |  |  | 060-2443 | 15°C ~ 71°C |  |  | Sensor | [5 empty] | 1 (Unlimited) |  |  |  |  | 4.54kgf (10lbs) |  | -54°C to 121°C | Voltage |  |  |  |  | Bulk | [7 empty] | Model 13 |  |  | 5V | 3 | https://www.unikeyic.com/media/datasheet/c9/eb/8e4a/c9/c07b73235d33d10e1560e86472ff663d.pdf | https://www.unikeyic.com/products/pressure-sensors/060-2443-06/11238647.html
060-R186-06 | Honeywell | 1+: 987.7859 | Analog Current Sensor 689.48kPa ±0.2% Thread Mount | [40 empty] | 1 |  | https://www.unikeyic.com/products/pressure-sensors/060-r186-06/11272583.html
060-R186-08 | Honeywell | 1+: 895.8761 5+: 895.8761 10+: 895.8761 25+: 895.8761 | Analog Current Sensor 3447.38kPa ±0.2% Thread Mount | [40 empty] | 4 |  | https://www.unikeyic.com/products/pressure-sensors/060-r186-08/19931.html
060-R186-09 | Honeywell | 1: 1052.4141 | metering Analog Current 6894.76Kpa ±0.2% threaded mounting | ±0.2% |  |  |  |  | 060-R186 |  |  | - |  |  |  |  | - |  | 1 (Unlimited) | [5 empty] | 1000PSI (6894.76kPa) | 0°C ~ 60°C | 4 mA ~ 20 mA |  | Analog Current |  | Cylinder, Threaded | Box | Male - 1/4" (6.35mm) NPT | Threaded |  | Gauge |  | 12758188 |  | FP5000 | - | Connector | - | 4 | https://www.unikeyic.com/media/about_us/Unikey_ISO_9001_Certification.pdf | https://www.unikeyic.com/products/pressure-sensors/060-r186-09/11121726.html
060-T205-01 | Honeywell | 1: 937.4857 | metering Analog Current 34473.79Kpa ±0.2% threaded mounting | ±0.2% |  |  |  |  | 060-T205 |  |  | - |  |  |  |  | - |  | 1 (Unlimited) | [5 empty] | 5000PSI (34473.79kPa) | 0°C ~ 60°C | 4 mA ~ 20 mA |  | Analog Current |  | Cylinder, Threaded | Box | Male - 1/4" (6.35mm) NPT | Threaded |  | Gauge |  | 12758190 |  | FP5000 | - | Connector | - | 3 | https://www.unikeyic.com/media/about_us/Unikey_ISO_9001_Certification.pdf | https://www.unikeyic.com/products/pressure-sensors/060-t205-01/11230939.html
1 INCH-D-4V | Amphenol | 1+: 124.1241 5+: 124.1241 10+: 124.1241 | Differential ±1inH₂O ±0.25kPa ±0.25% 4.5V-5.5V Sensor, SIP, TH | [40 empty] | 4 | https://www.unikeyic.com/media/datasheet/db/a2/c262/db/a1df8eca0f7212ebcef23e032375fa67.pdf | https://www.unikeyic.com/products/pressure-sensors/1-inch-d-4v/11664.html
1 PSI-D-HGRADE-MINI | Amphenol | 1: 57.753 5: 56.7217 10: 55.6904 50: 55.6904 | Differential Analog 0psi~1psi 6.89Kpa ±0.25% SIP Through hole mounting | ±0.25% |  |  | Industrial |  |  |  | 1 PSI-D-HGRADE-MINI Amphenol |  |  |  | - | 6.89Kpa |  | - |  | Through hole mounting |  | 0psi~1psi | -25℃~85℃ |  |  |  |  | Analog |  | SIP |  |  |  |  | Differential | [8 empty] | 1 | https://www.unikeyic.com/media/datasheet/19/9e/8f36/19/d430d4a823a22e88e974c0f61fdd7011.pdf | https://www.unikeyic.com/products/pressure-sensors/1-psi-d-hgrade-mini/11229364.html
1 PSI-D-HGRADE-MV | Amphenol | 1: 61.6532 5: 60.5523 10: 59.4513 25: 59.4513 | Differential Wheatstone Bridge 0psi~1psi 6.89Kpa ±0.5% SIP Through hole mounting | ±0.5% |  |  |  | Board Mount | D-HGRADE-MV |  |  | Temperature Compensated |  |  |  |  | 5PSI (34.47kPa) |  | 1 (Unlimited) |  | Through Hole |  |  |  | 1PSI (6.89kPa) | -25°C ~ 85°C | 0 mV ~ 18 mV (12V) |  | Wheatstone Bridge |  | 6-SIP Module | Tube | Male - 0.19" (4.8mm) Tube, Dual | Barbless |  | Differential |  | 503168 |  | AXCX | - | PC Pin | 16V | 10 | https://www.unikeyic.com/media/datasheet/54/43/58d6/54/3975017cc9302c86266d3e203f46cabc.pdf | https://www.unikeyic.com/products/pressure-sensors/1-psi-d-hgrade-mv/10964218.html
1 PSI-D-PRIME-MV | Amphenol | 1: 93.8533 5: 93.8533 10: 92.1469 25: 92.1469 | Differential Wheatstone Bridge 0psi~1psi 6.89Kpa ±0.25% SIP Through hole mounting | ±0.25% |  |  | Industrial |  |  |  | 1 PSI-D-PRIME-MV Amphenol |  |  |  | - | 6.89Kpa |  | - |  | Through hole mounting |  | 0psi~1psi | -25℃~85℃ |  |  |  |  | Wheatstone Bridge |  | SIP |  |  |  |  | Differential |  | On sale |  | Tube |  |  |  |  | 10 | https://www.unikeyic.com/media/datasheet/bd/ce/181b/bd/c566522879350773698fe0e6b89c1508.pdf | https://www.unikeyic.com/products/pressure-sensors/1-psi-d-prime-mv/10897642.html
1 PSI-GF-CGRADE-MINI | Amphenol | 1+: 75.6134 | Vented Pressure Sensor, Wheatstone Bridge, 0~1psi (6.89kPa), ±1%, SIP-4, TH | [40 empty] | 2 | https://www.unikeyic.com/media/datasheet/f1/66/7392/f1667392a1e491a9670a0736646dd6d3.pdf | https://www.unikeyic.com/products/pressure-sensors/1-psi-gf-cgrade-mini/881.html
1 PSI-GF-HGRADE-MINI | Amphenol | 1+: 57.753 5+: 56.7217 10+: 55.6904 50+: 55.6904 | Analog Pressure Sensor, 0psi~1psi (6.89kPa), ±0.25%, SIP, TH | [40 empty] | 4 | https://www.unikeyic.com/media/datasheet/19/9e/8f36/19/d430d4a823a22e88e974c0f61fdd7011.pdf | https://www.unikeyic.com/products/pressure-sensors/1-psi-gf-hgrade-mini/35007634.html
1-100235-03 | SENSIRION | 1: 97.1547 7: 95.0097 13: 92.9859 | Sensirion SDP1000 Series Pressure Sensor, Max 125Pa, Min -5Pa | 0.3 %, 2 % | [6 empty] | 1-100235-03 SENSIRION |  |  |  | 5.25V | 125Pa |  | 4.75V |  |  |  | - | -10℃~60℃ |  |  |  |  | Analog | [6 empty] | differential pressure | [8 empty] | 9 | https://www.unikeyic.com/media/datasheet/bc/4f/d631/bc/a38343eb6f355574d1e1258ff01e7834.pdf | https://www.unikeyic.com/products/pressure-sensors/1-100235-03/10932574.html
1-100761-02 | SENSIRION | 1: 41.6387 20: 39.9795 | Sensirion Pressure Sensors, Maximum pressure reading125Pa, Minimum pressure reading-125Pa | ±3% |  |  | Industrial |  |  |  | 1-100761-02 SENSIRION |  |  | 29mm*18mm*27.05mm | - | 125Pa |  | - |  | PCBinstall, board mount |  | - | -20℃~80℃ |  |  |  |  | I²C | [6 empty] | differential pressure | [8 empty] | 6 | https://www.unikeyic.com/media/datasheet/d8/d7/db07/bd/ce3ba0b485a0ee3da35c1be433a4e68c.pdf | https://www.unikeyic.com/products/pressure-sensors/1-100761-02/16199.html
100 PSI-A-CGRADE-MV | Amphenol | 1: 58.9155 5: 57.8634 10: 56.8113 50: 56.8113 | absolute Analog 100psi ±0.25% Through hole mounting | ±0.25% |  |  | Industrial |  |  |  | 100 PSI-A-CGRADE-MV Amphenol |  |  |  | - | - |  | - |  | Through hole mounting |  | 100psi | -25℃~85℃ |  |  |  |  | Analog | [6 empty] | absolute | [8 empty] | 9 | https://www.unikeyic.com/media/datasheet/83/82/2235/83/23e9a53ec638556985828ed1020e999d.pdf | https://www.unikeyic.com/products/pressure-sensors/100-psi-a-cgrade-mv/11004282.html
1006938-F | TE Connectivity | 175: 47.1766 | LDE Low Differential Pressure Sensor, Thermal Flow Measurement via Micro-Flow Channels in Silicon Chip | - | [10 empty] | - | - |  | - |  |  |  | - | [5 empty] | - | [6 empty] | - | [8 empty] | 17500 | https://www.unikeyic.com/media/about_us/Unikey_ISO_9001_Certification.pdf | https://www.unikeyic.com/products/pressure-sensors/1006938-f/588098823.html
1006939-F | TE Connectivity | 175: 54.0676 | LDE Low pressure differential sensor can measure via integrated in silicon sensor chip Micro-flow channel for thermal flow measurement of gas 。 | - | [10 empty] | - | - |  | - |  |  |  | - | [5 empty] | - | [6 empty] | - | [8 empty] | 17500 | https://www.unikeyic.com/media/about_us/Unikey_ISO_9001_Certification.pdf | https://www.unikeyic.com/products/pressure-sensors/1006939-f/643760226.html
1006940-F | TE Connectivity | 175+: 47.1766 | LDO Sensor, Thermal Flow Measurement via Micro-Channels on Silicon Chip | [40 empty] | 17500 |  | https://www.unikeyic.com/products/pressure-sensors/1006940-f/351051247.html
1007130-F | TE Connectivity | 60: 110.9623 | SSO Pressure Sensor, Calibrated, Temp Compensated | - | [10 empty] | - | - |  | - |  |  |  | - | [5 empty] | - | [6 empty] | - | [8 empty] | 6000 | https://www.unikeyic.com/media/about_us/Unikey_ISO_9001_Certification.pdf | https://www.unikeyic.com/products/pressure-sensors/1007130-f/695547953.html
1007131-F | TE Connectivity | 60+: 119.6202 | SSO Pressure Sensor, Calibrated, Temperature Compensated | [40 empty] | 6000 |  | https://www.unikeyic.com/products/pressure-sensors/1007131-f/695155048.html
1007138-F | TE Connectivity | 60: 119.6202 | SSO Pressure Sensor, Calibrated, Temp Compensated | - | [10 empty] | - | - |  | - |  |  |  | - | [5 empty] | - | [6 empty] | - | [8 empty] | 6000 | https://www.unikeyic.com/media/about_us/Unikey_ISO_9001_Certification.pdf | https://www.unikeyic.com/products/pressure-sensors/1007138-f/695500585.html
1007143-F | TE Connectivity | 60: 119.6202 | SSO Pressure Sensor, Calibrated, Temp Compensated | - | [6 empty] | 1007143-F TE Connectivity |  |  |  | - | - |  | - |  |  |  | - | [5 empty] | - | [6 empty] | - |  |  |  | bulk |  |  |  |  | 6000 | https://www.unikeyic.com/media/datasheet/26/1a/5329/261a5329b81fbbf4bb422df2e9522e55.pdf | https://www.unikeyic.com/products/pressure-sensors/1007143-f/695610293.html
1007144-F | TE Connectivity | 60+: 110.9623 | SSO Pressure Sensor, Calibrated, Temperature Compensated | [40 empty] | 6000 | https://www.unikeyic.com/media/datasheet/26/1a/5329/261a5329b81fbbf4bb422df2e9522e55.pdf | https://www.unikeyic.com/products/pressure-sensors/1007144-f/695240043.html
1007145-F | TE Connectivity | 60+: 119.6202 | SSO Pressure Sensor, Calibrated, Temperature Compensated | [40 empty] | 6000 | https://www.unikeyic.com/media/datasheet/26/1a/5329/261a5329b81fbbf4bb422df2e9522e55.pdf | https://www.unikeyic.com/products/pressure-sensors/1007145-f/86833127.html
1007151-F | TE Connectivity | 60: 119.6202 | SSO Pressure Sensor, Calibrated, Temp Compensated | - | [6 empty] | 1007151-F TE Connectivity |  |  |  | - | - |  | - |  |  |  | - | [5 empty] | - | [6 empty] | - |  |  |  | bulk |  |  |  |  | 6000 | https://www.unikeyic.com/media/datasheet/26/1a/5329/261a5329b81fbbf4bb422df2e9522e55.pdf | https://www.unikeyic.com/products/pressure-sensors/1007151-f/695533143.html
1007156-F | TE Connectivity | 60: 110.9623 | SSO Pressure Sensor, Calibrated, Temp Compensated | - | [6 empty] | 1007156-F TE Connectivity |  |  |  | - | - |  | - |  |  |  | - | [5 empty] | - | [6 empty] | - |  |  |  | bulk |  |  |  |  | 6000 | https://www.unikeyic.com/media/datasheet/26/1a/5329/261a5329b81fbbf4bb422df2e9522e55.pdf | https://www.unikeyic.com/products/pressure-sensors/1007156-f/695292877.html
1007159-F | TE Connectivity | 60: 119.6202 | SSO Pressure Sensor, Calibrated, Temp Compensated | - | [6 empty] | 1007159-F TE Connectivity |  |  |  | - | - |  | - |  |  |  | - | [5 empty] | - | [6 empty] | - |  |  |  | bulk |  |  |  |  | 6000 | https://www.unikeyic.com/media/datasheet/26/1a/5329/261a5329b81fbbf4bb422df2e9522e55.pdf | https://www.unikeyic.com/products/pressure-sensors/1007159-f/695474695.html
100PSI-D-4V | Amphenol | 1+: 111.2561 5+: 111.2561 10+: 109.2333 50+: 109.2333 | Differential Analog 0psi~100psi 4.5V 5.5V ±0.5% SIP-4 TH | [40 empty] | 2 | https://www.unikeyic.com/media/datasheet/52/e1/c0b9/52/d3c0cdd32291d844431546f71f0bc1c7.pdf | https://www.unikeyic.com/products/pressure-sensors/100psi-d-4v/35008652.html
1010378-F | TE Connectivity | 175+: 30.911 | LMI Low-Dropout Sensor: Thermal Flow Measurement via Integrated Micro-Flow Channels on Silicon Chip | [40 empty] | 17500 |  | https://www.unikeyic.com/products/pressure-sensors/1010378-f/345133552.html
1010379-F | TE Connectivity | 175+: 30.7443 | LMI Low-Dropout Sensor: Thermal Flow Measurement via Integrated Micro-Flow Channels on Silicon Chip | [40 empty] | 17500 |  | https://www.unikeyic.com/products/pressure-sensors/1010379-f/206323748.html
1010380-F | TE Connectivity | 175+: 30.7443 | LMI Low-Dropout Sensor: Thermal Flow Measurement via Integrated Micro-Flow Channels on Silicon Chip | [40 empty] | 17500 |  | https://www.unikeyic.com/products/pressure-sensors/1010380-f/212904228.html
1010381-F | TE Connectivity | 275+: 30.7443 | LMI Low-Dropout Sensor: Thermal Flow Measurement via Integrated Micro-Flow Channels on Silicon Chip | [40 empty] | 27500 |  | https://www.unikeyic.com/products/pressure-sensors/1010381-f/213482532.html
1010382-F | TE Connectivity | 25: 30.7443 | LMI Low-Dropout Sensor: Thermal Flow Measurement via Integrated Micro-Flow Channels on Silicon Chip | - | [10 empty] | - | - |  | - |  |  |  | - | [5 empty] | - | [6 empty] | - | [8 empty] | 2500 | https://www.unikeyic.com/media/about_us/Unikey_ISO_9001_Certification.pdf | https://www.unikeyic.com/products/pressure-sensors/1010382-f/94479079.html
1010384-F | TE Connectivity | 175: 30.7443 | LMI Low-Dropout Sensor: Gas Thermal Flow Measurement via Micro-Flow Channels Integrated in Silicon Chip | - | [10 empty] | - | - |  | - |  |  |  | - | [5 empty] | - | [6 empty] | - | [8 empty] | 17500 | https://www.unikeyic.com/media/about_us/Unikey_ISO_9001_Certification.pdf | https://www.unikeyic.com/products/pressure-sensors/1010384-f/683589911.html
1010385-F | TE Connectivity | 50: 30.7443 | LMI Low pressure differential sensors can measure gas thermal flow via micro-flow channels integrated into the silicon sensor chip。 | - | [10 empty] | - | - |  | - |  |  |  | - | [5 empty] | - | [6 empty] | - | [8 empty] | 5000 | https://www.unikeyic.com/media/about_us/Unikey_ISO_9001_Certification.pdf | https://www.unikeyic.com/products/pressure-sensors/1010385-f/644175779.html
1010387-F | TE Connectivity | 1: 42.317 10: 38.078 100: 35.8011 250: 33.6574 500: 31.6348 | LMI Low Dropout Sensor: Thermal flow measurement via micro-flow channels integrated in silicon sensor chip. | - | [10 empty] | - | 100Pa |  | - |  | SMD mount |  | - | [5 empty] | - | [6 empty] | - | [8 empty] | 86 | https://www.unikeyic.com/media/about_us/Unikey_ISO_9001_Certification.pdf | https://www.unikeyic.com/products/pressure-sensors/1010387-f/643973053.html
1010388-F | TE Connectivity | 175: 30.7443 | LMI Low Dropout Sensor: Thermal flow measurement via micro-flow channels integrated in silicon sensor chip. | - | [10 empty] | - | - |  | - |  |  |  | - | [5 empty] | - | [6 empty] | - | [8 empty] | 17500 | https://www.unikeyic.com/media/about_us/Unikey_ISO_9001_Certification.pdf | https://www.unikeyic.com/products/pressure-sensors/1010388-f/436851934.html
1010392-F | TE Connectivity | 175+: 30.7443 | LMI Low-Dropout Sensor: Thermal Flow Measurement via Integrated Micro-Flow Channels on Silicon Chip | [40 empty] | 17500 |  | https://www.unikeyic.com/products/pressure-sensors/1010392-f/211690788.html
1011435-F | TE Connectivity | 175+: 30.7443 | LMI Low-Dropout Sensor: Thermal Flow Measurement via Integrated Micro-Flow Channels on Silicon Chip | [40 empty] | 17500 |  | https://www.unikeyic.com/products/pressure-sensors/1011435-f/92212967.html
1014837-F | TE Connectivity | 175+: 47.4323 | LDO Sensor, Thermal Flow Measurement via Micro-Channels on Silicon Chip | [40 empty] | 17500 |  | https://www.unikeyic.com/products/pressure-sensors/1014837-f/691824947.html
10200689-00 | TE Connectivity | 1+: 2236.7793 | [41 empty] | 100 |  | https://www.unikeyic.com/products/pressure-sensors/10200689-00/695289587.html
10200692-00 | TE Connectivity | 1: 2224.7235 |  | - | [10 empty] | - | - |  | - |  |  |  | - | [5 empty] | - | [6 empty] | - | [8 empty] | 100 | https://www.unikeyic.com/media/about_us/Unikey_ISO_9001_Certification.pdf | https://www.unikeyic.com/products/pressure-sensors/10200692-00/695011692.html
10200698-00 | TE Connectivity | 1: 2798.2642 |  | - | [10 empty] | - | - |  | - |  |  |  | - | [5 empty] | - | [6 empty] | - | [8 empty] | 100 | https://www.unikeyic.com/media/about_us/Unikey_ISO_9001_Certification.pdf | https://www.unikeyic.com/products/pressure-sensors/10200698-00/695203019.html
10200700-00 | TE Connectivity | 1+: 2798.2642 | [41 empty] | 100 |  | https://www.unikeyic.com/products/pressure-sensors/10200700-00/692452420.html
10201860-00 | TE Connectivity | 1+: 2675.6404 | [41 empty] | 100 |  | https://www.unikeyic.com/products/pressure-sensors/10201860-00/695157695.html
10201877-00 | TE Connectivity | 1: 2443.1142 |  | - | [10 empty] | - | - |  | - |  |  |  | - | [5 empty] | - | [6 empty] | - | [8 empty] | 100 | https://www.unikeyic.com/media/about_us/Unikey_ISO_9001_Certification.pdf | https://www.unikeyic.com/products/pressure-sensors/10201877-00/695271445.html
10202847-00 | TE Connectivity | 1+: 2114.2015 | [41 empty] | 100 |  | https://www.unikeyic.com/products/pressure-sensors/10202847-00/692916301.html
10204276-00 | TE Connectivity | 1: 2653.9073 |  | - | [10 empty] | - | - |  | - |  |  |  | - | [5 empty] | - | [6 empty] | - | [8 empty] | 100 | https://www.unikeyic.com/media/about_us/Unikey_ISO_9001_Certification.pdf | https://www.unikeyic.com/products/pressure-sensors/10204276-00/695394412.html
10206146-00 | TE Connectivity | 1+: 1562.3068 | [41 empty] | 100 |  | https://www.unikeyic.com/products/pressure-sensors/10206146-00/695111196.html
10206191-00 | TE Connectivity | 1: 2294.1633 |  | - | [10 empty] | - | - |  | - |  |  |  | - | [5 empty] | - | [6 empty] | - | [8 empty] | 100 | https://www.unikeyic.com/media/about_us/Unikey_ISO_9001_Certification.pdf | https://www.unikeyic.com/products/pressure-sensors/10206191-00/695561001.html
10206330-00 | TE Connectivity | 1+: 2780.9485 | [41 empty] | 100 |  | https://www.unikeyic.com/products/pressure-sensors/10206330-00/695255511.html
10208708-00 | TE Connectivity | 1+: 2716.6327 | [41 empty] | 100 |  | https://www.unikeyic.com/products/pressure-sensors/10208708-00/692450953.html
10209222-00 | TE Connectivity | 1+: 2441.4311 | [41 empty] | 100 |  | https://www.unikeyic.com/products/pressure-sensors/10209222-00/694464792.html
10209339-00 | TE Connectivity | 1: 2102.4529 |  | - | [10 empty] | - | - |  | - |  |  |  | - | [5 empty] | - | [6 empty] | - | [8 empty] | 100 | https://www.unikeyic.com/media/about_us/Unikey_ISO_9001_Certification.pdf | https://www.unikeyic.com/products/pressure-sensors/10209339-00/695015046.html
10209496-00 | TE Connectivity | 1+: 2394.5317 | [41 empty] | 100 |  | https://www.unikeyic.com/products/pressure-sensors/10209496-00/695243383.html
10209822-00 | TE Connectivity | 1+: 2712.8788 | [41 empty] | 100 |  | https://www.unikeyic.com/products/pressure-sensors/10209822-00/695399592.html
10211380-00 | TE Connectivity | 1+: 2565.2081 | [41 empty] | 100 |  | https://www.unikeyic.com/products/pressure-sensors/10211380-00/695287626.html
10211442-00 | TE Connectivity | 1: 2195.5694 |  | - | [10 empty] | - | - |  | - |  |  |  | - | [5 empty] | - | [6 empty] | - | [8 empty] | 100 | https://www.unikeyic.com/media/about_us/Unikey_ISO_9001_Certification.pdf | https://www.unikeyic.com/products/pressure-sensors/10211442-00/692915671.html
10211723-00 | TE Connectivity | 1: 2577.0465 |  | - | [10 empty] | - | - |  | - |  |  |  | - | [5 empty] | - | [6 empty] | - | [8 empty] | 100 | https://www.unikeyic.com/media/about_us/Unikey_ISO_9001_Certification.pdf | https://www.unikeyic.com/products/pressure-sensors/10211723-00/695102747.html
10211957-00 | TE Connectivity | 1+: 2387.9865 | [41 empty] | 100 |  | https://www.unikeyic.com/products/pressure-sensors/10211957-00/695327687.html
10211964-00 | TE Connectivity | 1: 2387.9865 |  | - | [10 empty] | - | - |  | - |  |  |  | - | [5 empty] | - | [6 empty] | - | [8 empty] | 100 | https://www.unikeyic.com/media/about_us/Unikey_ISO_9001_Certification.pdf | https://www.unikeyic.com/products/pressure-sensors/10211964-00/695191812.html
10212644-00 | TE Connectivity | 1+: 3079.5573 | [41 empty] | 100 |  | https://www.unikeyic.com/products/pressure-sensors/10212644-00/692574181.html
10213280-00 | TE Connectivity | 1: 2530.5765 |  | - | [10 empty] | - | - |  | - |  |  |  | - | [5 empty] | - | [6 empty] | - | [8 empty] | 100 | https://www.unikeyic.com/media/about_us/Unikey_ISO_9001_Certification.pdf | https://www.unikeyic.com/products/pressure-sensors/10213280-00/692450683.html
10213281-00 | TE Connectivity | 1+: 2530.5765 | [41 empty] | 100 |  | https://www.unikeyic.com/products/pressure-sensors/10213281-00/692447094.html
10214250-00 | TE Connectivity | 1: 2716.6327 |  | - | [10 empty] | - | - |  | - |  |  |  | - | [5 empty] | - | [6 empty] | - | [8 empty] | 100 | https://www.unikeyic.com/media/about_us/Unikey_ISO_9001_Certification.pdf | https://www.unikeyic.com/products/pressure-sensors/10214250-00/695034523.html
10214405-00 | TE Connectivity | 1: 2583.7607 |  | - | [10 empty] | - | - |  | - |  |  |  | - | [5 empty] | - | [6 empty] | - | [8 empty] | 100 | https://www.unikeyic.com/media/about_us/Unikey_ISO_9001_Certification.pdf | https://www.unikeyic.com/products/pressure-sensors/10214405-00/695567648.html
10214491-00 | TE Connectivity | 1: 2198.5731 |  | - | [10 empty] | - | - |  | - |  |  |  | - | [5 empty] | - | [6 empty] | - | [8 empty] | 100 | https://www.unikeyic.com/media/about_us/Unikey_ISO_9001_Certification.pdf | https://www.unikeyic.com/products/pressure-sensors/10214491-00/694439271.html
10214862-00 | TE Connectivity | 1: 2251.4039 |  | - | [10 empty] | - | - |  | - |  |  |  | - | [5 empty] | - | [6 empty] | - | [8 empty] | 100 | https://www.unikeyic.com/media/about_us/Unikey_ISO_9001_Certification.pdf | https://www.unikeyic.com/products/pressure-sensors/10214862-00/692918281.html
10215441-00 | TE Connectivity | 1+: 2629.9167 | [41 empty] | 100 |  | https://www.unikeyic.com/products/pressure-sensors/10215441-00/692445530.html
10216482-00 | TE Connectivity | 1: 2546.3021 |  | - | [10 empty] | - | - |  | - |  |  |  | - | [5 empty] | - | [6 empty] | - | [8 empty] | 100 | https://www.unikeyic.com/media/about_us/Unikey_ISO_9001_Certification.pdf | https://www.unikeyic.com/products/pressure-sensors/10216482-00/695419974.html
10216765-00 | TE Connectivity | 1+: 2664.0253 | [41 empty] | 100 |  | https://www.unikeyic.com/products/pressure-sensors/10216765-00/695450837.html
10216841-00 | TE Connectivity | 1+: 2198.5731 | [41 empty] | 100 |  | https://www.unikeyic.com/products/pressure-sensors/10216841-00/692445078.html
10217497-00 | TE Connectivity | 1+: 4144.1239 | [41 empty] | 100 |  | https://www.unikeyic.com/products/pressure-sensors/10217497-00/695085898.html
10219017-00 | TE Connectivity | 1+: 2198.5731 | [41 empty] | 100 |  | https://www.unikeyic.com/products/pressure-sensors/10219017-00/694068227.html
10219018-00 | TE Connectivity | 1+: 2198.5731 | [41 empty] | 100 |  | https://www.unikeyic.com/products/pressure-sensors/10219018-00/692458278.html
10219183-00 | TE Connectivity | 1+: 2487.8172 | [41 empty] | 100 |  | https://www.unikeyic.com/products/pressure-sensors/10219183-00/695264964.html
10219839-00 | TE Connectivity | 2+: 97.1904 20+: 97.1904 40+: 85.7535 | [41 empty] | 10 |  | https://www.unikeyic.com/products/pressure-sensors/10219839-00/4484501.html
10219844-00 | TE Connectivity | 1+: 2198.5731 | [41 empty] | 100 |  | https://www.unikeyic.com/products/pressure-sensors/10219844-00/692447353.html
10219929-00 | TE Connectivity | 1: 2994.3919 |  | - | [10 empty] | - | - |  | - |  |  |  | - | [5 empty] | - | [6 empty] | - | [8 empty] | 100 | https://www.unikeyic.com/media/about_us/Unikey_ISO_9001_Certification.pdf | https://www.unikeyic.com/products/pressure-sensors/10219929-00/695193648.html
10220036-00 | TE Connectivity | 1+: 2995.8054 | [41 empty] | 100 |  | https://www.unikeyic.com/products/pressure-sensors/10220036-00/695022433.html
10220312-00 | TE Connectivity | 1+: 2646.8396 | [41 empty] | 100 |  | https://www.unikeyic.com/products/pressure-sensors/10220312-00/695093418.html
10220668-00 | TE Connectivity | 1+: 3042.2753 | [41 empty] | 100 |  | https://www.unikeyic.com/products/pressure-sensors/10220668-00/692446808.html
10220735-00 | TE Connectivity | 1+: 2676.5238 | [41 empty] | 100 |  | https://www.unikeyic.com/products/pressure-sensors/10220735-00/695160325.html
10220759-00 | TE Connectivity | 1+: 2678.114 | [41 empty] | 100 |  | https://www.unikeyic.com/products/pressure-sensors/10220759-00/695363716.html
10221066-00 | TE Connectivity | 1+: 2633.0577 | [41 empty] | 100 |  | https://www.unikeyic.com/products/pressure-sensors/10221066-00/695215138.html
10221108-00 | TE Connectivity | 1: 4110.9058 |  | - | [10 empty] | - | - |  | - |  |  |  | - | [5 empty] | - | [6 empty] | - | [8 empty] | 100 | https://www.unikeyic.com/media/about_us/Unikey_ISO_9001_Certification.pdf | https://www.unikeyic.com/products/pressure-sensors/10221108-00/695291894.html
10221122-00 | TE Connectivity | 1+: 2691.0125 | [41 empty] | 100 |  | https://www.unikeyic.com/products/pressure-sensors/10221122-00/695454678.html
10221204-00 | TE Connectivity | 1+: 2577.0465 | [41 empty] | 100 |  | https://www.unikeyic.com/products/pressure-sensors/10221204-00/692444752.html
10221219-00 | TE Connectivity | 1+: 2609.5577 | [41 empty] | 100 |  | https://www.unikeyic.com/products/pressure-sensors/10221219-00/695558945.html
10221576-00 | TE Connectivity | 1: 2198.5731 |  | - | [10 empty] | - | - |  | - |  |  |  | - | [5 empty] | - | [6 empty] | - | [8 empty] | 100 | https://www.unikeyic.com/media/about_us/Unikey_ISO_9001_Certification.pdf | https://www.unikeyic.com/products/pressure-sensors/10221576-00/692595232.html
10221577-00 | TE Connectivity | 1: 2251.4039 |  | - | [10 empty] | - | - |  | - |  |  |  | - | [5 empty] | - | [6 empty] | - | [8 empty] | 100 | https://www.unikeyic.com/media/about_us/Unikey_ISO_9001_Certification.pdf | https://www.unikeyic.com/products/pressure-sensors/10221577-00/692591645.html
10226091-00 | TE Connectivity | 1: 2658.5012 |  | - | [10 empty] | - | - |  | - |  |  |  | - | [5 empty] | - | [6 empty] | - | [8 empty] | 100 | https://www.unikeyic.com/media/about_us/Unikey_ISO_9001_Certification.pdf | https://www.unikeyic.com/products/pressure-sensors/10226091-00/695104703.html
10226233-00 | TE Connectivity | 1: 2281.2648 |  | - | [10 empty] | - | - |  | - |  |  |  | - | [5 empty] | - | [6 empty] | - | [8 empty] | 100 | https://www.unikeyic.com/media/about_us/Unikey_ISO_9001_Certification.pdf | https://www.unikeyic.com/products/pressure-sensors/10226233-00/695627610.html
10226234-00 | TE Connectivity | 1+: 2281.2648 | [41 empty] | 100 |  | https://www.unikeyic.com/products/pressure-sensors/10226234-00/692447296.html
10226249-00 | TE Connectivity | 1: 2786.7793 |  | - | [10 empty] | - | - |  | - |  |  |  | - | [5 empty] | - | [6 empty] | - | [8 empty] | 100 | https://www.unikeyic.com/media/about_us/Unikey_ISO_9001_Certification.pdf | https://www.unikeyic.com/products/pressure-sensors/10226249-00/695607813.html
10226328-00 | TE Connectivity | 1: 2902.6889 |  | - | [10 empty] | - | - |  | - |  |  |  | - | [5 empty] | - | [6 empty] | - | [8 empty] | 100 | https://www.unikeyic.com/media/about_us/Unikey_ISO_9001_Certification.pdf | https://www.unikeyic.com/products/pressure-sensors/10226328-00/692441391.html
10226381-00 | TE Connectivity | 1: 2629.1704 |  | - | [10 empty] | - | - |  | - |  |  |  | - | [5 empty] | - | [6 empty] | - | [8 empty] | 100 | https://www.unikeyic.com/media/about_us/Unikey_ISO_9001_Certification.pdf | https://www.unikeyic.com/products/pressure-sensors/10226381-00/692444559.html
1100S0040G05E000 | Gems Sensors | 1+: 94.931 5+: 94.931 10+: 93.205 25+: 93.205 50+: 93.205 | Measurement 30V(DC), 0.005 | [40 empty] | 38 |  | https://www.unikeyic.com/products/pressure-sensors/1100s0040g05e000/1004850139.html
11016443-00 | TE Connectivity | 1: 2407.2458 |  | - | [10 empty] | - | - |  | - |  |  |  | - | [5 empty] | - | [6 empty] | - | [8 empty] | 100 | https://www.unikeyic.com/media/about_us/Unikey_ISO_9001_Certification.pdf | https://www.unikeyic.com/products/pressure-sensors/11016443-00/692452671.html
11024284-00 | TE Connectivity | 1+: 2198.5731 | [41 empty] | 100 |  | https://www.unikeyic.com/products/pressure-sensors/11024284-00/692450427.html
11025774-00 | TE Connectivity | 1+: 2198.5731 | [41 empty] | 100 |  | https://www.unikeyic.com/products/pressure-sensors/11025774-00/692451849.html
11025817-00 | TE Connectivity | 1+: 2580.757 | [41 empty] | 100 |  | https://www.unikeyic.com/products/pressure-sensors/11025817-00/695374152.html
11026637-00 | TE Connectivity | 1: 933.9513 | PRESS XDCR D5154-000002-.35BD | - | [6 empty] | 11026637-00 TE Connectivity |  |  |  | - | - |  | - |  |  |  | - | [5 empty] | - | [6 empty] | - | [8 empty] | 1 | https://www.unikeyic.com/media/datasheet/15/77/c93f/15/2f140656de88aee01969832fc517a536.pdf | https://www.unikeyic.com/products/pressure-sensors/11026637-00/15151606.html
11026655-00 | TE Connectivity | 1+: 2185.8513 | [41 empty] | 100 |  | https://www.unikeyic.com/products/pressure-sensors/11026655-00/695402746.html
11028049-00 | TE Connectivity | 1+: 3174.0873 | [41 empty] | 100 |  | https://www.unikeyic.com/products/pressure-sensors/11028049-00/695244260.html
11030291-00 | TE Connectivity | 1+: 1999.265 | [41 empty] | 100 |  | https://www.unikeyic.com/products/pressure-sensors/11030291-00/695580275.html
11100530-00 | TE Connectivity | 1+: 191.928 2+: 188.375 3+: 184.822 6+: 181.269 10+: 177.716 | AST2000 ASIC Compensated Stainless Steel Industrial Pressure Sensor for Liquid/Gas Measurement | [40 empty] | 44 |  | https://www.unikeyic.com/products/pressure-sensors/11100530-00/5543515.html
11100765-00 | TE Connectivity | 1: 661.815 2: 650.001 | AST20HA Digital Compensated Precision Pressure Sensor, 0-20 to 45,000 PSI, Semi-Custom/Custom Package | - | [10 empty] | - | - |  | - |  |  |  | - | [5 empty] | - | [6 empty] | - | [8 empty] | 2 | https://www.unikeyic.com/media/about_us/Unikey_ISO_9001_Certification.pdf | https://www.unikeyic.com/products/pressure-sensors/11100765-00/7969691.html
11100935-00 | TE Connectivity | 1: 618.904 | AST20PT Pressure & Temp Sensor, Dual Independent Voltage or 4-20 mA Output | - | [10 empty] | - | - |  | - |  |  |  | - | [5 empty] | - | [6 empty] | - |  |  |  | bulk |  |  |  |  | 1 | https://www.unikeyic.com/media/about_us/Unikey_ISO_9001_Certification.pdf | https://www.unikeyic.com/products/pressure-sensors/11100935-00/13950059.html
11102162-00 | TE Connectivity | 1+: 272.107 | AST4000, Stainless Steel Welded Housing, Various Electrical Connections, Suitable for OEM Pressure Sensor Applications | [40 empty] | 1 |  | https://www.unikeyic.com/products/pressure-sensors/11102162-00/17524003.html
11102793-00 | TE Connectivity | 1+: 185.427 2+: 178.002 7+: 170.885 | AST4000, Stainless Steel Welded Housing, Various Electrical Connections, Suitable for OEM Pressure Sensor Applications | [40 empty] | 14 |  | https://www.unikeyic.com/products/pressure-sensors/11102793-00/29178641.html
11102805-00 | TE Connectivity | 1: 193.875 2: 190.278 3: 186.692 | AST4000 Stainless Steel Welded Housing, Various Electrical Connections, OEM Pressure Sensor Applications | - | [10 empty] | - | - |  | - |  |  |  | - | [5 empty] | - | [6 empty] | - |  |  |  | bulk |  |  |  |  | 5 | https://www.unikeyic.com/media/about_us/Unikey_ISO_9001_Certification.pdf | https://www.unikeyic.com/products/pressure-sensors/11102805-00/29457877.html
11103394-00 | TE Connectivity | 1: 166.419 2: 159.764 | AST4000 Stainless Steel Welded Housing, Various Electrical Connections, OEM Pressure Sensor Applications | - | [10 empty] | - | - |  | - |  |  |  | - | [5 empty] | - | [6 empty] | - |  |  |  | bulk |  |  |  |  | 5 | https://www.unikeyic.com/media/about_us/Unikey_ISO_9001_Certification.pdf | https://www.unikeyic.com/products/pressure-sensors/11103394-00/4307225.html
11103464-00 | TE Connectivity | 1+: 272.107 | AST4000, Stainless Steel Welded Housing, Various Electrical Connections, Suitable for OEM Pressure Sensor Applications | [40 empty] | 2 |  | https://www.unikeyic.com/products/pressure-sensors/11103464-00/5227827.html
11103584-00 | TE Connectivity | 1: 225.456 2: 221.573 3: 217.679 | AST4000 Stainless Steel Welded Housing, Various Electrical Connections, OEM Pressure Sensor Applications | - | [10 empty] | - | - |  | - |  |  |  | - | [5 empty] | - | [6 empty] | - | [8 empty] | 3 | https://www.unikeyic.com/media/about_us/Unikey_ISO_9001_Certification.pdf | https://www.unikeyic.com/products/pressure-sensors/11103584-00/692446780.html
11104831-00 | TE Connectivity | 1+: 271.084 2+: 236.764 3+: 230.923 | AST4100 Pressure Sensor, Compact Package, MEMS Technology | [40 empty] | 3 |  | https://www.unikeyic.com/products/pressure-sensors/11104831-00/19792441.html
11104938-00 | TE Connectivity | 1: 292.963 | AST4100 Pressure Sensor, Compact Design, MEMS Technology | - | [10 empty] | - | - |  | - |  |  |  | - | [5 empty] | - | [6 empty] | - | [8 empty] | 1 | https://www.unikeyic.com/media/about_us/Unikey_ISO_9001_Certification.pdf | https://www.unikeyic.com/products/pressure-sensors/11104938-00/695485015.html
11105070-00 | TE Connectivity | 1: 202.763 2: 199.012 3: 195.261 6: 191.499 | AST4100 Pressure Sensor, Compact Package, MEMS Technology | - | [10 empty] | - | - |  | - |  |  |  | - | [5 empty] | - | [6 empty] | - | [8 empty] | 9 | https://www.unikeyic.com/media/about_us/Unikey_ISO_9001_Certification.pdf | https://www.unikeyic.com/products/pressure-sensors/11105070-00/8039775.html
11105601-00 | TE Connectivity | 1+: 318.571 2+: 312.565 4+: 306.548 | AST4300 Series Non-flammable Pressure Transmitter, Stainless Steel, Hazardous Area | [40 empty] | 4 |  | https://www.unikeyic.com/products/pressure-sensors/11105601-00/695540326.html
11105781-00 | TE Connectivity | 1+: 354.288 2+: 348.073 4+: 341.858 10+: 310.783 | AST4300 Series Non-flammable Pressure Transmitter, Stainless Steel, Hazardous Area | [40 empty] | 44 |  | https://www.unikeyic.com/products/pressure-sensors/11105781-00/695137940.html
11105897-00 | TE Connectivity | 1: 313.962 2: 308.033 | AST4300 Series Non-Flammable Pressure Sensor, Stainless Steel Transmitter for Hazardous Areas | - | [10 empty] | - | - |  | - |  |  |  | - | [5 empty] | - | [6 empty] | - | [8 empty] | 3 | https://www.unikeyic.com/media/about_us/Unikey_ISO_9001_Certification.pdf | https://www.unikeyic.com/products/pressure-sensors/11105897-00/682992095.html
11105956-00 | TE Connectivity | 1: 332.651 2: 326.81 4: 320.98 | AST4300 Series Non-flammable Pressure Sensor, Stainless Steel Pressure Transmitter for Hazardous Areas | - | [10 empty] | - | - |  | - |  |  |  | - | [5 empty] | - | [6 empty] | - | [8 empty] | 9 | https://www.unikeyic.com/media/about_us/Unikey_ISO_9001_Certification.pdf | https://www.unikeyic.com/products/pressure-sensors/11105956-00/692443744.html
11106132-00 | TE Connectivity | 1+: 324.775 2+: 318.648 4+: 312.521 | AST4300 Series Non-flammable Pressure Transmitter, Stainless Steel, Hazardous Area | [40 empty] | 4 |  | https://www.unikeyic.com/products/pressure-sensors/11106132-00/692588615.html
11106236-00 | TE Connectivity | 1+: 511.104 | AST4300 Series Non-flammable Pressure Transmitter, Stainless Steel, Hazardous Area | [40 empty] | 1 |  | https://www.unikeyic.com/products/pressure-sensors/11106236-00/692451409.html
11106238-00 | TE Connectivity | 1+: 310.596 2+: 304.744 4+: 298.881 5+: 293.018 | AST4300 Series Non-flammable Pressure Transmitter, Stainless Steel, Hazardous Area | [40 empty] | 7 |  | https://www.unikeyic.com/products/pressure-sensors/11106238-00/18196661.html
11106553-00 | TE Connectivity | 1+: 332.651 2+: 326.81 | AST4300 Series Non-flammable Pressure Transmitter, Stainless Steel, Hazardous Area | [40 empty] | 2 |  | https://www.unikeyic.com/products/pressure-sensors/11106553-00/692457972.html
11106835-00 | TE Connectivity | 1+: 342.573 2+: 336.105 4+: 329.648 5+: 323.18 | AST43LP Series Non-flammable Low Voltage Sensor, Class I Div 2 Stainless Steel Pressure Sensor for Hazardous Areas | [40 empty] | 8 |  | https://www.unikeyic.com/products/pressure-sensors/11106835-00/692455015.html
11106884-00 | TE Connectivity | 1: 342.573 2: 336.105 4: 329.648 5: 323.18 | AST43LP Series Non-flammable Low Pressure Sensor, Class I Div 2 Stainless Steel Pressure Sensor for Hazardous Locations | - | [10 empty] | - | - |  | - |  |  |  | - | [5 empty] | - | [6 empty] | - | [8 empty] | 6 | https://www.unikeyic.com/media/about_us/Unikey_ISO_9001_Certification.pdf | https://www.unikeyic.com/products/pressure-sensors/11106884-00/973091.html
11107142-00 | TE Connectivity | 1+: 281.963 2+: 276.639 4+: 271.326 5+: 266.002 10+: 252.01 | AST4400 Series Intrinsically Safe Pressure Sensor, Stainless Steel, Multiple Options for Intrinsically Safe Area Pressure Measurement | [40 empty] | 17 |  | https://www.unikeyic.com/products/pressure-sensors/11107142-00/15917493.html
11108085-00 | TE Connectivity | 1: 727.155 2: 714.164 5: 649.242 | AST4500/AST4510 Series IS Certified Submersible Sensor for Monitoring Water, Fuel, Oil Levels in Intrinsic Safe Areas with Certified Safety Barriers | - | [10 empty] | - | - |  | - |  |  |  | - | [5 empty] | - | [6 empty] | - | [8 empty] | 5 | https://www.unikeyic.com/media/about_us/Unikey_ISO_9001_Certification.pdf | https://www.unikeyic.com/products/pressure-sensors/11108085-00/695085047.html
11108135-00 | TE Connectivity | 1: 906.928 2: 890.725 | AST4500/AST4510 Series IS Certified Submersible Sensor for Monitoring Water, Fuel, Oil Levels in Intrinsic Safe Areas with Certified Safety Barriers | - | [10 empty] | - | - |  | - |  |  |  | - | [5 empty] | - | [6 empty] | - | [8 empty] | 3 | https://www.unikeyic.com/media/about_us/Unikey_ISO_9001_Certification.pdf | https://www.unikeyic.com/products/pressure-sensors/11108135-00/692913643.html
11108487-00 | TE Connectivity | 1: 684.266 | AST4520 Series Submersible Flush Level Sensor, Economic Solution for Viscous Fluid Tank Monitoring | - | [10 empty] | - | - |  | - |  |  |  | - | [5 empty] | - | [6 empty] | - | [8 empty] | 1 | https://www.unikeyic.com/media/about_us/Unikey_ISO_9001_Certification.pdf | https://www.unikeyic.com/products/pressure-sensors/11108487-00/9626894.html
11108499-00 | TE Connectivity | 1+: 710.798 2+: 698.104 | AST4520 Series Submersible Flush Level Sensor, Economical Solution for Viscous Media Tank Level Monitoring | [40 empty] | 3 |  | https://www.unikeyic.com/products/pressure-sensors/11108499-00/692913088.html
11108500-00 | TE Connectivity | 1: 857.89 2: 842.567 | AST4520 Series Flush Submersible Level Sensor, Economic Solution for Viscous Media Tanks | - | [10 empty] | - | - |  | - |  |  |  | - | [5 empty] | - | [6 empty] | - | [8 empty] | 2 | https://www.unikeyic.com/media/about_us/Unikey_ISO_9001_Certification.pdf | https://www.unikeyic.com/products/pressure-sensors/11108500-00/692913887.html
11108524-00 | TE Connectivity | 1+: 694.463 2+: 682.066 5+: 620.059 | AST4520 Series Submersible Flush Level Sensor, Economical Solution for Viscous Media Tank Level Monitoring | [40 empty] | 6 |  | https://www.unikeyic.com/products/pressure-sensors/11108524-00/23663854.html
11108592-00 | TE Connectivity | 1: 810.711 2: 778.283 | Piezoresistive Sensor 0Psi Min 100Psi Max | - | [10 empty] | - | - |  | - |  |  |  | - | [5 empty] | - | [6 empty] | - |  |  |  | bulk |  |  |  |  | 2 | https://www.unikeyic.com/media/about_us/Unikey_ISO_9001_Certification.pdf | https://www.unikeyic.com/products/pressure-sensors/11108592-00/27190716.html
11108812-00 | TE Connectivity | 1+: 388.168 2+: 380.853 3+: 373.527 5+: 366.201 | AST4600 Series Explosion-Proof Pressure Sensor, Simple Rugged Design, Cost-Effective | [40 empty] | 6 |  | https://www.unikeyic.com/products/pressure-sensors/11108812-00/692445534.html
11109021-00 | TE Connectivity | 1+: 397.452 2+: 389.95 3+: 382.459 | AST4600 Series Explosion-Proof Pressure Sensor, Simple Rugged Design, Cost-Effective | [40 empty] | 3 |  | https://www.unikeyic.com/products/pressure-sensors/11109021-00/33391072.html
11109816-00 | TE Connectivity | 1+: 386.65 2+: 379.346 | AST4700 Stainless Steel Pressure Sensor, Liquid & Gas Measurement | [40 empty] | 2 |  | https://www.unikeyic.com/products/pressure-sensors/11109816-00/695579318.html
11190070-00 | TE Connectivity | 1+: 327.855 2+: 321.673 4+: 315.48 | AST4300 Series Non-flammable Pressure Transmitter, Stainless Steel, Hazardous Area | [40 empty] | 4 |  | https://www.unikeyic.com/products/pressure-sensors/11190070-00/695085847.html
11190135-00 | TE Connectivity | 1: 339.361 2: 330.99 | AST4400 Series Intrinsically Safe Pressure Sensor, Stainless Steel, Multiple Options | - | [10 empty] | - | - |  | - |  |  |  | - | [5 empty] | - | [6 empty] | - | [8 empty] | 2 | https://www.unikeyic.com/media/about_us/Unikey_ISO_9001_Certification.pdf | https://www.unikeyic.com/products/pressure-sensors/11190135-00/692740598.html
11190391-00 | TE Connectivity | 1: 268.873 2: 263.89 3: 258.907 | AST4400 Series Intrinsically Safe Pressure Sensor, Stainless Steel, Multiple Options | - | [10 empty] | - | - |  | - |  |  |  | - | [5 empty] | - | [6 empty] | - | [8 empty] | 3 | https://www.unikeyic.com/media/about_us/Unikey_ISO_9001_Certification.pdf | https://www.unikeyic.com/products/pressure-sensors/11190391-00/22891098.html
11190432-00 | TE Connectivity | 1: 381.9636 5: 322.2612 10: 320.2416 | AST4000 Stainless Steel Welded Housing with Various Electrical Connections，Can Be Encapsulated for Various Applications OEM Pressure Sensor Applications。 | - | [10 empty] | - | - |  | - |  |  |  | - | [5 empty] | - | [6 empty] | - | [8 empty] | 7 | https://www.unikeyic.com/media/about_us/Unikey_ISO_9001_Certification.pdf | https://www.unikeyic.com/products/pressure-sensors/11190432-00/644063761.html
11190675-00 | TE Connectivity | 1: 299.376 2: 294.129 4: 288.871 | AST4300 Series Non-Flammable Pressure Sensor, Stainless Steel Pressure Transmitter for Hazardous Areas | - | [10 empty] | - | - |  | - |  |  |  | - | [5 empty] | - | [6 empty] | - | [8 empty] | 4 | https://www.unikeyic.com/media/about_us/Unikey_ISO_9001_Certification.pdf | https://www.unikeyic.com/products/pressure-sensors/11190675-00/692728782.html
11190778-00 | TE Connectivity | 1+: 209.913 2+: 206.019 3+: 202.136 | AST4000, Stainless Steel Welded Housing, Various Electrical Connections, Suitable for OEM Pressure Sensor Applications | [40 empty] | 5 |  | https://www.unikeyic.com/products/pressure-sensors/11190778-00/681744452.html
11190958-00 | TE Connectivity | 1+: 710.017 2+: 697.334 5+: 633.941 | AST46PT Series Intrinsically Safe Sensor, Digital Comp, Extreme Temp, CSA Certified | [40 empty] | 16 |  | https://www.unikeyic.com/products/pressure-sensors/11190958-00/24608636.html
11191620-00 | TE Connectivity | 1+: 321.42 2+: 315.359 | AST43LP Series Non-flammable Low Voltage Sensor, Class I Div 2 Stainless Steel Pressure Sensor for Hazardous Areas | [40 empty] | 3 |  | https://www.unikeyic.com/products/pressure-sensors/11191620-00/3408077.html
11191646-00 | TE Connectivity | 1: 279.917 2: 274.637 4: 269.357 5: 264.077 | AST4400 Series Intrinsically Safe Pressure Sensor, Stainless Steel, Multiple Options | - | [10 empty] | - | - |  | - |  |  |  | - | [5 empty] | - | [6 empty] | - | [8 empty] | 8 | https://www.unikeyic.com/media/about_us/Unikey_ISO_9001_Certification.pdf | https://www.unikeyic.com/products/pressure-sensors/11191646-00/692915183.html
11191880-00 | TE Connectivity | 1+: 523.908 2+: 514.712 3+: 505.527 | AST4710 Absolute Pressure Sensor for Stainless Steel Compatible Liquid/Gas | [40 empty] | 4 |  | https://www.unikeyic.com/products/pressure-sensors/11191880-00/695416063.html
11192157-00 | TE Connectivity | 1+: 396.55 2+: 389.059 3+: 381.579 5+: 374.099 | AST4000, Stainless Steel Welded Housing, Various Electrical Connections, Suitable for OEM Pressure Sensor Applications | [40 empty] | 7 |  | https://www.unikeyic.com/products/pressure-sensors/11192157-00/694441830.html
11192272-00 | TE Connectivity | 1+: 531.069 2+: 521.587 5+: 474.166 | AST4530 Series PVDF/PTFE Submersible Sensor for Corrosive Liquid Level; Includes PVDF Cable, Clamp, Sheath for Vibrating Equipment | [40 empty] | 7 |  | https://www.unikeyic.com/products/pressure-sensors/11192272-00/30616134.html
11192325-00 | TE Connectivity | 1+: 704.693 | [41 empty] | 1 |  | https://www.unikeyic.com/products/pressure-sensors/11192325-00/692448815.html
11192341-00 | TE Connectivity | 1+: 231.286 2+: 222.035 6+: 213.158 | Piezoresistive Sensor 0Psi Min 3000Psi Max | [40 empty] | 7 |  | https://www.unikeyic.com/products/pressure-sensors/11192341-00/4689246.html
11192347-00 | TE Connectivity | 1: 665.687 2: 652.883 | AST20PT Pressure & Temp Sensor, Dual Independent Voltage or 4-20 mA Output | [28 empty] | Bulk | [5 empty] | 18844845 |  | * |  |  |  | 2 | https://www.unikeyic.com/media/about_us/Unikey_ISO_9001_Certification.pdf | https://www.unikeyic.com/products/pressure-sensors/11192347-00/15988823.html
11192370-00 | TE Connectivity | 1+: 405.174 2+: 397.529 3+: 389.884 5+: 382.239 | [41 empty] | 31 |  | https://www.unikeyic.com/products/pressure-sensors/11192370-00/695355297.html
11192375-00 | TE Connectivity | 1+: 648.725 2+: 637.142 5+: 579.216 | [41 empty] | 6 |  | https://www.unikeyic.com/products/pressure-sensors/11192375-00/692916431.html
11192384-00 | TE Connectivity | 1: 209.913 2: 206.019 3: 202.136 6: 198.242 10: 194.359 | AST4000, Stainless Steel Welded Housing, Various Electrical Connections, For OEM Pressure Sensor Applications | - | [10 empty] | - | - |  | - |  |  |  | - | [5 empty] | - | [6 empty] | - | [8 empty] | 49 | https://www.unikeyic.com/media/about_us/Unikey_ISO_9001_Certification.pdf | https://www.unikeyic.com/products/pressure-sensors/11192384-00/695512520.html
11192412-00 | TE Connectivity | 1+: 163.79 2+: 157.245 | Piezoresistive Sensor 0Psi Min 600Psi Max | [40 empty] | 2 |  | https://www.unikeyic.com/products/pressure-sensors/11192412-00/22865171.html
11192425-00 | TE Connectivity | 1: 298.551 2: 292.919 4: 287.287 5: 281.655 10: 266.838 25: 254.98 | AST4300 Series Non-Flammable Pressure Sensor, Stainless Steel Pressure Transmitter for Hazardous Areas | [28 empty] | Bulk | [5 empty] | 18841427 |  | * |  |  |  | 25 | https://www.unikeyic.com/media/about_us/Unikey_ISO_9001_Certification.pdf | https://www.unikeyic.com/products/pressure-sensors/11192425-00/16552092.html
11192446-00 | TE Connectivity | 1: 161.018 | AST4401 series exia llc The stainless-steel design and multiple options make the pressure sensor an effective solution for pressure measurement up to in intrinsically safe areas 20,000 PSI 。 | - | [10 empty] | - | - |  | - |  |  |  | - | [5 empty] | - | [6 empty] | - |  |  |  | bulk |  |  |  |  | 1 | https://www.unikeyic.com/media/about_us/Unikey_ISO_9001_Certification.pdf | https://www.unikeyic.com/products/pressure-sensors/11192446-00/11387147.html
11192447-00 | TE Connectivity | 1: 161.018 2: 154.572 | AST4401 series exia llc The stainless-steel design and multiple options make the pressure sensor an effective solution for pressure measurement up to in intrinsically safe areas 20,000 PSI 。 | - | [10 empty] | - | - |  | - |  |  |  | - | [5 empty] | - | [6 empty] | - | [8 empty] | 2 | https://www.unikeyic.com/media/about_us/Unikey_ISO_9001_Certification.pdf | https://www.unikeyic.com/products/pressure-sensors/11192447-00/26005232.html
11192476-00 | TE Connectivity | 1: 415.822 2: 408.529 | AST4700 Stainless Steel Pressure Sensor for Liquid/Gas Measurement | - | [10 empty] | - | - |  | - |  |  |  | - | [5 empty] | - | [6 empty] | - |  |  |  | bulk |  |  |  |  | 2 | https://www.unikeyic.com/media/about_us/Unikey_ISO_9001_Certification.pdf | https://www.unikeyic.com/products/pressure-sensors/11192476-00/27433740.html
11192479-00 | TE Connectivity | 1+: 343.343 2+: 336.864 | AST4300 Series Non-flammable Pressure Transmitter, Stainless Steel, Hazardous Area | [40 empty] | 3 |  | https://www.unikeyic.com/products/pressure-sensors/11192479-00/692449324.html
11192490-00 | TE Connectivity | 1+: 510.664 | AST4700 Stainless Steel Pressure Sensor, Liquid & Gas Measurement | [40 empty] | 1 |  | https://www.unikeyic.com/products/pressure-sensors/11192490-00/9448468.html
11192497-00 | TE Connectivity | 1: 638.704 2: 627.297 | AST20PT Pressure and Temp Sensor, Dual Independent Voltage or 4-20 mA Output | - | [10 empty] | - | - |  | - |  |  |  | - | [5 empty] | - | [6 empty] | - | [8 empty] | 3 | https://www.unikeyic.com/media/about_us/Unikey_ISO_9001_Certification.pdf | https://www.unikeyic.com/products/pressure-sensors/11192497-00/14680240.html
11192500-00 | TE Connectivity | 1+: 229.999 2+: 220.803 6+: 211.97 | AST4400 Series Intrinsically Safe Pressure Sensor, Stainless Steel, Multiple Options for Intrinsically Safe Area Pressure Measurement | [40 empty] | 10 |  | https://www.unikeyic.com/products/pressure-sensors/11192500-00/13505640.html
11192502-00 | TE Connectivity | 1+: 661.815 2+: 650.001 5+: 590.909 | AST20HA Precision Pressure Sensor, Digital Compensation, 0-20 to 45,000 PSI, Semi-Custom/Custom Package | [40 empty] | 6 |  | https://www.unikeyic.com/products/pressure-sensors/11192502-00/19577021.html
11192503-00 | TE Connectivity | 1: 661.815 | AST20HA Digital Compensated Precision Pressure Sensor, 0-20 to 45,000 PSI, Semi-Custom/Custom Package | - | [10 empty] | - | - |  | - |  |  |  | - | [5 empty] | - | [6 empty] | - |  |  |  | bulk |  |  |  |  | 1 | https://www.unikeyic.com/media/about_us/Unikey_ISO_9001_Certification.pdf | https://www.unikeyic.com/products/pressure-sensors/11192503-00/24589384.html
11192526-00 | TE Connectivity | 1+: 222.618 2+: 213.708 | AST4300 Series Non-flammable Pressure Transmitter, Stainless Steel, Hazardous Area | [40 empty] | 2 |  | https://www.unikeyic.com/products/pressure-sensors/11192526-00/692447363.html
11192529-00 | TE Connectivity | 1+: 209.913 2+: 206.019 3+: 202.136 | AST4000, Stainless Steel Welded Housing, Various Electrical Connections, Suitable for OEM Pressure Sensor Applications | [40 empty] | 5 |  | https://www.unikeyic.com/products/pressure-sensors/11192529-00/27786890.html
11192536-00 | TE Connectivity | 1: 316.613 5: 316.613 10: 279.356 | AST4400 Intrinsically safe pressure sensor series (stainless steel)，Multiple IS-area pressure measurement options。 | - | [10 empty] | - | - |  | - |  |  |  | - | [5 empty] | - | [6 empty] | - | [8 empty] | 2 | https://www.unikeyic.com/media/about_us/Unikey_ISO_9001_Certification.pdf | https://www.unikeyic.com/products/pressure-sensors/11192536-00/80994279.html
11192541-00 | TE Connectivity | 1+: 604.692 2+: 593.89 | AST4500/AST4510 Series IS Certified Submersible Sensors for Water/Fuel/Oil Level Monitoring in Intrinsic Safe Areas with Certified Safety Barriers | [40 empty] | 3 |  | https://www.unikeyic.com/products/pressure-sensors/11192541-00/695604762.html
11192556-00 | TE Connectivity | 1: 397.441 2: 389.939 3: 382.448 5: 374.946 | AST44LP Series Low Pressure IS Pressure Sensor, Stainless Steel Design, Multiple Options for Intrinsically Safe Area Low Pressure Measurement | - | [10 empty] | - | - |  | - |  |  |  | - | [5 empty] | - | [6 empty] | - | [8 empty] | 7 | https://www.unikeyic.com/media/about_us/Unikey_ISO_9001_Certification.pdf | https://www.unikeyic.com/products/pressure-sensors/11192556-00/11034200.html
11192560-00 | TE Connectivity | 1: 685.8972 5: 679.2984 | AST4600 Series Explosion-Proof Pressure Sensor, Simple & Robust Design for Cost-Effective Applications | - | [10 empty] | - | - |  | - |  |  |  | - | [5 empty] | - | [6 empty] | - | [8 empty] | 19 | https://www.unikeyic.com/media/about_us/Unikey_ISO_9001_Certification.pdf | https://www.unikeyic.com/products/pressure-sensors/11192560-00/23895645.html
11192587-00 | TE Connectivity | 1+: 249.832 2+: 239.833 5+: 230.241 | AST4300 Series Non-flammable Pressure Transmitter, Stainless Steel, Hazardous Area | [40 empty] | 10 |  | https://www.unikeyic.com/products/pressure-sensors/11192587-00/695223558.html
11192623-00 | TE Connectivity | 1+: 185.944 2+: 178.508 | AST4300 Series Non-flammable Pressure Transmitter, Stainless Steel, Hazardous Area | [40 empty] | 3 |  | https://www.unikeyic.com/products/pressure-sensors/11192623-00/692457769.html
116CP21-M16S3-50 | Sensata Technologies | 5: 25.058 22: 24.013 43: 23.056 | Sealing metering 0bar~16bar 30V 1585.79Kpa ±1.5% | ±1.5% |  |  |  | Board Mount | 116CP21 |  |  | - |  |  |  |  | 460PSI (3171.59kPa) |  | 1 (Unlimited) | [5 empty] | 230PSI (1585.79kPa) | 2°C ~ 90°C | 0.5 V ~ 4.5 V |  | Analog Voltage |  | Module | Box | Male - 0.59" (15mm) O-Ring | Barbed |  | Sealed Gauge |  | 9698030 |  | 116CP | - | Connector | 5V | 195 | https://www.unikeyic.com/media/datasheet/c2/56/be6a/c2/c6c6c796a0a3bc4882a76871d11c4d97.pdf | https://www.unikeyic.com/products/pressure-sensors/116cp21-m16s3-50/35066404.html
1210360193 | molex | 5: 24.739 80: 24.739 | Woodhead - Cables DIN/MMC-5P-24V-MM-ST-1M-PUR | [5 empty] | 121036 | [9 empty] | 1 (Unlimited) | [12 empty] | Bulk | [7 empty] | 121036 |  |  |  | 70 | https://www.unikeyic.com/media/datasheet/d4/46/5fdd/d4/519d367a065e721dc790a432dc628cf0.pdf | https://www.unikeyic.com/products/pressure-sensors/1210360193/17412586.html
1210360392 | molex | 3+: 42.097 20+: 41.25 40+: 40.425 80+: 39.622 | Woodhead - DIN 8MM DC BLK PUR 2M MIC | [40 empty] | 38 | https://www.unikeyic.com/media/datasheet/f2/86/4238/f2/f2c515fbfc69dbf1eb9bd266e5fb9e4b.pdf | https://www.unikeyic.com/products/pressure-sensors/1210360392/16965589.html
1210360493 | molex | 5: 29.062 10: 28.479 20: 27.918 40: 27.346 | Woodhead - CSE DIN A M12 5P PVC 3x0.5 3M 24V | [15 empty] | Vendor Undefined | [12 empty] | Bulk | [5 empty] | 14754390 |  | Brad 121036 mPm |  |  |  | 129 | https://www.unikeyic.com/media/about_us/Unikey_ISO_9001_Certification.pdf | https://www.unikeyic.com/products/pressure-sensors/1210360493/21704874.html
1210360791 | molex | 5+: 26.862 15+: 25.586 | Sensor Cables / Actuator Cables DIN 11MM AC BLK PUR 2M MIC | [40 empty] | 40 | https://www.unikeyic.com/media/datasheet/06/7a/a622/06/c2ff5677246c8916d9259a19e6c39782.pdf | https://www.unikeyic.com/products/pressure-sensors/1210360791/18043057.html
1210360799 | molex | 8+: 19.514 40+: 19.129 | Sensor Cables / Actuator Cables CAB452N PUR 3G050X 2000 Ne | [40 empty] | 40 | https://www.unikeyic.com/media/datasheet/2d/f0/2eb6/2d/942e079ecb6a9f6c00e95db7363940fd.pdf | https://www.unikeyic.com/products/pressure-sensors/1210360799/20469886.html
1210360805 | molex | 5: 28.391 80: 28.391 | Sensor Cables / Actuator Cables IND B/MMC 5P MM ST 2M PUR | [5 empty] | 121036 | [9 empty] | Not Applicable | [12 empty] | Bulk | [5 empty] | 6212364 |  | Brad 121036 mPm |  |  |  | 40 | https://www.unikeyic.com/media/datasheet/87/ed/fc24/87/0c7471fa086e4de97f45d1b295b36b23.pdf | https://www.unikeyic.com/products/pressure-sensors/1210360805/21264957.html
1210A-001G-3S | TE Connectivity | 6+: 29.535 12+: 28.358 | Vented Gauge Wheatstone Bridge 6.89kPa 68.95kPa TH | [40 empty] | 7 | https://www.unikeyic.com/media/datasheet/55/43/035d/55/129eaf46ba2b1a90d8cd27727a8da984.pdf | https://www.unikeyic.com/products/pressure-sensors/1210a-001g-3s/10944432.html
1210A-005G-3S | TE Connectivity | 26+: 28.714 | Vented Pressure Sensor, Wheatstone Bridge, 34.47kPa-137.9kPa, DIP-8, TH | [40 empty] | 26 | https://www.unikeyic.com/media/datasheet/55/43/035d/55/129eaf46ba2b1a90d8cd27727a8da984.pdf | https://www.unikeyic.com/products/pressure-sensors/1210a-005g-3s/11235989.html
1210A-015D-3S | TE Connectivity | 4: 36.135 8: 34.683 | Differential Wheatstone Bridge 103.42KPa 310.26KPa ±0.3% Through hole mounting | - |  |  |  | Board Mount | 1210A |  |  | Temperature Compensated |  |  |  |  | 45PSI (310.26kPa) |  | 1 (Unlimited) |  | Through Hole |  |  |  | 15PSI (103.42kPa) | -40°C ~ 125°C | 0 mV ~ 100 mV |  | Wheatstone Bridge |  | 8-DIP Module | Tray | Male - 0.13" (3.18mm) Tube, Dual | Barbless |  | Differential |  | 5277461 |  | - | - | PC Pin | - | 29 | https://www.unikeyic.com/media/datasheet/55/43/035d/55/129eaf46ba2b1a90d8cd27727a8da984.pdf | https://www.unikeyic.com/products/pressure-sensors/1210a-015d-3s/34954489.html
1210A-030G-3L | TE Connectivity | 10: 20.6036 20: 19.7659 | Sensor, 0psi~30psi DIP TH | - |  |  | Industrial |  |  |  | 1210A-030G-3L TE Connectivity |  |  |  | - | - |  | - |  | Through hole mounting |  | 0psi~30psi | -40℃~125℃ |  |  |  |  | - |  | DIP |  |  |  |  | metering | [8 empty] | 21 | https://www.unikeyic.com/media/datasheet/ca/a4/675e/ca/703d0efb1e0e7045618bac911e355178.pdf | https://www.unikeyic.com/products/pressure-sensors/1210a-030g-3l/11349436.html
1210A-050D-3L | TE Connectivity | 6: 20.8829 16: 20.0451 64: 19.2438 | Differential 0psi~50psi DIP TH | - |  |  | Industrial |  |  |  | 1210A-050D-3L TE Connectivity |  |  |  | - | - |  | - |  | Through hole mounting |  | 0psi~50psi | -40℃~125℃ |  |  |  |  | - |  | DIP |  |  |  |  | Differential | [8 empty] | 79 | https://www.unikeyic.com/media/datasheet/55/43/035d/55/129eaf46ba2b1a90d8cd27727a8da984.pdf | https://www.unikeyic.com/products/pressure-sensors/1210a-050d-3l/10965118.html
1210A-050G-1L | TE Connectivity | 50: 20.3487 100: 19.5352 | Gauge 0psi~100psi DIP TH | - |  |  | Industrial |  |  |  | 1210A-050G-1L TE Connectivity |  |  |  | - | - |  | - |  | Through hole mounting |  | 0psi~100psi | -40℃~125℃ |  |  |  |  | - |  | DIP |  |  |  |  | metering | [8 empty] | 106 | https://www.unikeyic.com/media/datasheet/55/43/035d/55/129eaf46ba2b1a90d8cd27727a8da984.pdf | https://www.unikeyic.com/products/pressure-sensors/1210a-050g-1l/34949564.html
1210A-100G-3N | TE Connectivity | 4+: 34.089 | Vented Pressure Sensor, Wheatstone Bridge, 689.48 kPa, 1.37895 MPa, TH | [40 empty] | 8 | https://www.unikeyic.com/media/datasheet/55/43/035d/55/129eaf46ba2b1a90d8cd27727a8da984.pdf | https://www.unikeyic.com/products/pressure-sensors/1210a-100g-3n/35010162.html
1210A-100G-3S | TE Connectivity | 6+: 19.668 | Vented Pressure Sensor Wheatstone Bridge 689.48kPa 1.37895MPa TH 15.24mm × 14.73mm × 12.5mm | [40 empty] | 7 | https://www.unikeyic.com/media/datasheet/55/43/035d/55/129eaf46ba2b1a90d8cd27727a8da984.pdf | https://www.unikeyic.com/products/pressure-sensors/1210a-100g-3s/34957316.html
1210A-10WD-3S | TE Connectivity | 50+: 26.1401 100+: 25.0959 150+: 24.0881 | Differential Wheatstone Bridge Sensor, 2.49kPa-34.47kPa, DIP-8, TH | [40 empty] | 171 | https://www.unikeyic.com/media/datasheet/55/43/035d/55/129eaf46ba2b1a90d8cd27727a8da984.pdf | https://www.unikeyic.com/products/pressure-sensors/1210a-10wd-3s/35036157.html
1220A-002D-3S | TE Connectivity | 10: 23.9304 | Differential Wheatstone Bridge 13.79KPa 68.95KPa Through hole mounting | - |  |  | Industrial |  |  |  | 1220A-002D-3S TE Connectivity |  |  |  | - | 68.95KPa |  | - |  | Through hole mounting |  | 13.79KPa | -40℃~125℃ |  |  |  |  | Wheatstone Bridge | [6 empty] | Differential |  | Stop production | [6 empty] | 14 | https://www.unikeyic.com/media/datasheet/8f/fc/f542/8f/b3fa6cec863c7271105bce36535dfbdc.pdf | https://www.unikeyic.com/products/pressure-sensors/1220a-002d-3s/11042473.html
1220A-005D-3S | TE Connectivity | 15+: 23.5962 | Diff Wheatstone Bridge 34.47kPa 137.9kPa TH 15.24mm × 14.73mm × 12.5mm | [40 empty] | 15 | https://www.unikeyic.com/media/datasheet/8f/fc/f542/8f/b3fa6cec863c7271105bce36535dfbdc.pdf | https://www.unikeyic.com/products/pressure-sensors/1220a-005d-3s/11247682.html
1220A-005G-3N | TE Connectivity | 10: 19.3652 20: 18.5882 | Exhaust type metering Wheatstone Bridge 34.47KPa 50.5mV 137.9KPa ±0.1% DIP-8 Through hole mounting 15.24mm(Length)*14.73mm(width) | ±0.1% |  |  | Industrial |  |  |  | 1220A-005G-3N TE Connectivity |  |  | 15.24mm(Length)*14.73mm(width) | 50.5mV | 137.9KPa |  | - |  | Through hole mounting |  | 34.47KPa | -40℃~125℃ |  |  |  |  | Wheatstone Bridge |  | DIP-8 |  |  |  |  | Exhaust metering |  | Stop production |  | bulk, |  |  |  |  | 25 | https://www.unikeyic.com/media/datasheet/8f/fc/f542/8f/b3fa6cec863c7271105bce36535dfbdc.pdf | https://www.unikeyic.com/products/pressure-sensors/1220a-005g-3n/11055185.html
1220A-015A-3S | TE Connectivity | 42+: 19.2681 | Absolute Wheatstone Bridge 103.42kPa 310.26kPa TH 15.24mm × 14.73mm × 12.5mm | [40 empty] | 10 | https://www.unikeyic.com/media/datasheet/8f/fc/f542/8f/b3fa6cec863c7271105bce36535dfbdc.pdf | https://www.unikeyic.com/products/pressure-sensors/1220a-015a-3s/11297523.html
1230-005D-3L | TE Connectivity | 10+: 23.8454 20+: 22.8862 | Differential 0psi~5psi DIP TH | [40 empty] | 42 | https://www.unikeyic.com/media/datasheet/14/56/2af1/14/ad7da54c2ca105d63641ad9fcd470fa7.pdf | https://www.unikeyic.com/products/pressure-sensors/1230-005d-3l/11330557.html
1230-005G-3L | TE Connectivity | 41: 23.554 | metering 0psi~5psi DIP Through hole mounting | - |  |  | Industrial |  |  |  | 1230-005G-3L TE Connectivity |  |  |  | - | - |  | - |  | Through hole mounting |  | 0psi~5psi | -40℃~125℃ |  |  |  |  | - |  | DIP |  |  |  |  | metering | [8 empty] | 41 | https://www.unikeyic.com/media/datasheet/14/56/2af1/14/ad7da54c2ca105d63641ad9fcd470fa7.pdf | https://www.unikeyic.com/products/pressure-sensors/1230-005g-3l/34958886.html
1230-015D-1L | TE Connectivity | 6+: 21.2957 | Differential Pressure Sensor, 0psi~15psi, DIP, TH | [40 empty] | 6 | https://www.unikeyic.com/media/datasheet/14/56/2af1/14/ad7da54c2ca105d63641ad9fcd470fa7.pdf | https://www.unikeyic.com/products/pressure-sensors/1230-015d-1l/11287396.html
1230-030A-1L | TE Connectivity | 10+: 22.7162 20+: 21.8057 | Absolute 0psi~30psi DIP TH | [40 empty] | 46 | https://www.unikeyic.com/media/datasheet/14/56/2af1/14/ad7da54c2ca105d63641ad9fcd470fa7.pdf | https://www.unikeyic.com/products/pressure-sensors/1230-030a-1l/11252589.html
1230-030A-3S | TE Connectivity | 8: 38.918 32: 37.356 | Absolute Wheatstone Bridge, 206.84KPa, 150mV, 620.53KPa, ±0.1%, DIP-8, TH, 15.24mm × 14.73mm × 12.5mm | ±0.1% |  |  |  | Board Mount | 1230 |  |  | Temperature Compensated |  |  |  |  | 90PSI (620.53kPa) |  | 1 (Unlimited) |  | Through Hole |  |  |  | 30PSI (206.84kPa) | -40°C ~ 125°C | 0 mV ~ 100 mV |  | Wheatstone Bridge |  | 8-DIP Module | Tray | Male - 0.13" (3.18mm) Tube | Barbless |  | Absolute |  | 5277480 |  | 1230 | - | PC Pin | - | 30 | https://www.unikeyic.com/media/datasheet/6d/60/b02a/6d/ea4ba19a409d2d536bc267d6f56ab884.pdf | https://www.unikeyic.com/products/pressure-sensors/1230-030a-3s/34955350.html
1230-030D-3N | TE Connectivity | 10+: 19.9829 | Differential Pressure Sensor, 0psi~30psi, DIP, TH | [40 empty] | 10 | https://www.unikeyic.com/media/datasheet/14/56/2af1/14/ad7da54c2ca105d63641ad9fcd470fa7.pdf | https://www.unikeyic.com/products/pressure-sensors/1230-030d-3n/11117470.html
1230-050A-3S | TE Connectivity | 19+: 19.086 | Pressure Sensor, 0psi~50psi Gauge, DIP, TH | [40 empty] | 19 | https://www.unikeyic.com/media/datasheet/14/56/2af1/14/ad7da54c2ca105d63641ad9fcd470fa7.pdf | https://www.unikeyic.com/products/pressure-sensors/1230-050a-3s/11133961.html
1230-050D-3L | TE Connectivity | 7: 40.997 35: 39.369 | Differential Wheatstone Bridge 344.74KPa 344.74KPa ±0.1% DIP Through hole mounting | ±0.1% |  |  | Industrial |  |  |  | 1230-050D-3L TE Connectivity |  |  |  | - | 344.74KPa |  | - |  | Through hole mounting |  | 344.74KPa | -40℃~125℃ |  |  |  |  | Wheatstone Bridge |  | DIP |  |  |  |  | Differential |  | Stop production |  | bulk |  |  |  |  | 40 | https://www.unikeyic.com/media/datasheet/6d/60/b02a/6d/ea4ba19a409d2d536bc267d6f56ab884.pdf | https://www.unikeyic.com/products/pressure-sensors/1230-050d-3l/10986497.html
1230-100D-3L | TE Connectivity | 6: 20.251 15: 19.448 | Differential Wheatstone Bridge 689.48KPa 1.37895MPa ±0.1% DIP-8 Through hole mounting | ±0.1% |  |  |  | Board Mount | 1230 |  |  | Temperature Compensated |  |  |  |  | 200PSI (1378.95kPa) |  | 1 (Unlimited) |  | Through Hole |  |  |  | 100PSI (689.48kPa) | -40°C ~ 125°C | 0 mV ~ 100 mV |  | Wheatstone Bridge |  | 8-DIP Module | Bulk | Male - 0.13" (3.23mm) Tube, Dual | Barbless |  | Differential |  | 340213 |  | 1230 | - | PC Pin | - | 40 | https://www.unikeyic.com/media/datasheet/6d/60/b02a/6d/ea4ba19a409d2d536bc267d6f56ab884.pdf | https://www.unikeyic.com/products/pressure-sensors/1230-100d-3l/11262644.html
1230-100D-3N | TE Connectivity | 25+: 17.3377 | Differential Pressure Sensor 0psi~100psi DIP TH | [40 empty] | 25 | https://www.unikeyic.com/media/datasheet/14/56/2af1/14/ad7da54c2ca105d63641ad9fcd470fa7.pdf | https://www.unikeyic.com/products/pressure-sensors/1230-100d-3n/11005529.html
1230-100G-3S | TE Connectivity | 7: 20.4944 | Gauge Sensor, 0psi~100psi, DIP, TH | - |  |  | Industrial |  |  |  | 1230-100G-3S TE Connectivity |  |  |  | - | - |  | - |  | Through hole mounting |  | 0psi~100psi | -40℃~125℃ |  |  |  |  | - |  | DIP |  |  |  |  | metering | [8 empty] | 7 | https://www.unikeyic.com/media/datasheet/14/56/2af1/14/ad7da54c2ca105d63641ad9fcd470fa7.pdf | https://www.unikeyic.com/products/pressure-sensors/1230-100g-3s/34981987.html
1230-L1222-W750G | Honeywell | 1+: 526.834 3+: 505.758 6+: 485.529 | Glove Polyamide L/free Pu Size 6 - More Details - Pressure Sensors Transducers | [40 empty] | 7 |  | https://www.unikeyic.com/products/pressure-sensors/1230-l1222-w750g/11185004.html
123016-05 | Honeywell | 4+: 34.133 | Pressure Transducer Switch | [40 empty] | 10 |  | https://www.unikeyic.com/products/pressure-sensors/123016-05/11344864.html
1240-005G-3S | TE Connectivity | 27+: 20.8222 | Gauge 0psi~5psi | [40 empty] | 27 |  | https://www.unikeyic.com/products/pressure-sensors/1240-005g-3s/11142585.html
1240-015A-3L | TE Connectivity | 17: 21.8057 | Absolute Pressure Sensor 0psi~15psi | - |  |  | Industrial | [7 empty] | - | - |  | - |  |  |  | 0psi~15psi | -40℃~125℃ |  |  |  |  | - | [6 empty] | absolute | [8 empty] | 17 | https://www.unikeyic.com/media/about_us/Unikey_ISO_9001_Certification.pdf | https://www.unikeyic.com/products/pressure-sensors/1240-015a-3l/35030944.html
1240-030A-1N | TE Connectivity | 35+: 18.2983 | Absolute Pressure Sensor, Wheatstone Bridge, 206.84kPa 620.53kPa ±0.1%, DIP-8, TH | [40 empty] | 35 | https://www.unikeyic.com/media/datasheet/82/c9/ed57/82/5d311bf088d63ad0f94e055269d10eb5.pdf | https://www.unikeyic.com/products/pressure-sensors/1240-030a-1n/35043966.html
1240-030A-3S | TE Connectivity | 32+: 18.7946 | Absolute Pressure Sensor, 0psi~30psi | [40 empty] | 32 |  | https://www.unikeyic.com/products/pressure-sensors/1240-030a-3s/11179538.html
1240-050G-3N | TE Connectivity | 32+: 19.2681 | Gauge Pressure 0psi~50psi | [40 empty] | 32 |  | https://www.unikeyic.com/products/pressure-sensors/1240-050g-3n/34940358.html
1240-100G-3S | TE Connectivity | 10: 22.9104 | metering 0psi~100psi | - |  |  | Industrial | [7 empty] | - | - |  | - |  |  |  | 0psi~100psi | -40℃~125℃ |  |  |  |  | - | [6 empty] | metering | [8 empty] | 13 | https://www.unikeyic.com/media/about_us/Unikey_ISO_9001_Certification.pdf | https://www.unikeyic.com/products/pressure-sensors/1240-100g-3s/10880145.html
12725057 | WIKA | 1: 162.9439 | WIKA A-10 Series Pressure Sensor, Max 10bar, Min 0bar | ±0.5% | [10 empty] | - | 10Pa |  | - |  |  |  | - | [5 empty] | Analog | [6 empty] | relative | [8 empty] | 7 | https://www.unikeyic.com/media/about_us/Unikey_ISO_9001_Certification.pdf | https://www.unikeyic.com/products/pressure-sensors/12725057/26211693.html
12816117 | WIKA | 1: 167.7041 | WIKA A-10 Series Pressure Sensor, Max 25bar, Min 0bar | ±1 TO ±2.4 % | [10 empty] | - | 25Pa |  | - |  |  |  | - | [5 empty] | - | [6 empty] | vacuum, Absolute pressure, Gauge pressure | [8 empty] | 2 | https://www.unikeyic.com/media/about_us/Unikey_ISO_9001_Certification.pdf | https://www.unikeyic.com/products/pressure-sensors/12816117/238014905.html
13405292 | WIKA | 1: 187.4193 | WIKA, A-10series Pressure Sensors, Maximum pressure reading10bar, Minimum pressure reading0bar | ±1 TO ±2.4 % | [10 empty] | - | 10Pa |  | - |  |  |  | - | [5 empty] | - | [6 empty] | vacuum, Absolute pressure, Gauge pressure | [8 empty] | 4 | https://www.unikeyic.com/media/about_us/Unikey_ISO_9001_Certification.pdf | https://www.unikeyic.com/products/pressure-sensors/13405292/251724220.html
13488458 | WIKA | 1+: 191.5695 | WIKA A-10 Series Pressure Sensor, Max 0bar, Min -1bar | [40 empty] | 11 |  | https://www.unikeyic.com/products/pressure-sensors/13488458/256574134.html
136PC100G2 | Honeywell | 1+: 592.317 2+: 580.932 | Vented Gauge Wheatstone Bridge 689.48kPa 16V 1.03421MPa ±0.4% SIP-4 TH 16mm × 20.1mm × 16mm | [40 empty] | 11 | https://www.unikeyic.com/media/datasheet/4d/45/8dd0/4d/5f649bf0c140939b9e79c1fc44a06514.pdf | https://www.unikeyic.com/products/pressure-sensors/136pc100g2/11107314.html
13A-015G | TE Connectivity | 2: 104.803 4: 100.6021 | Exhaust type metering Wheatstone Bridge 103.42KPa 310.26KPa ±0.1% TO-8 Through hole mounting | ±0.1% |  |  | Industrial |  |  |  | 13A-015G TE Connectivity |  |  |  | - | 310.26KPa |  | - |  | Through hole mounting |  | 103.42KPa | -40℃~125℃ |  |  |  |  | Wheatstone Bridge |  | TO-8 |  |  |  |  | Exhaust metering |  | On sale |  | Tube |  |  |  |  | 10 | https://www.unikeyic.com/media/datasheet/bb/17/06d8/bb/b105dc89831e126fba1f7cbf20c1e904.pdf | https://www.unikeyic.com/products/pressure-sensors/13a-015g/35052823.html
13C0500PA4K | Honeywell | 1: 289.63 2: 284.174 4: 278.707 | Basic Pressure Sensor, 0psi~500psi, 15V, 3447.38kPa, Thread Mount, Hinge Mount, 22.04mm × 19.1mm × 26.9mm | - |  |  | Industrial |  |  |  | 13C0500PA4K Honeywell |  |  | 22.04mm*19.1mm*26.9mm | 15V | 3447.38Kpa |  | - |  | threaded mounting, Hinge mounting |  | 0psi~500psi | -40℃~125℃ |  |  |  |  | Basic | [6 empty] | absolute |  |  |  | bulk |  |  |  |  | 9 | https://www.unikeyic.com/media/datasheet/b9/c2/92cc/b9/f19d05f14aa7a98b7f9a3951548515fc.pdf | https://www.unikeyic.com/products/pressure-sensors/13c0500pa4k/10922021.html
13C0500PS1L | Honeywell | 1: 289.63 2: 284.174 4: 278.707 | metering Basic 0psi~500psi 3447.38Kpa threaded mounting 15.67mm*15.67mm*15.3mm | ±0.25% |  |  |  |  | 13C0500 |  |  | Temperature Compensated |  |  |  |  | 1500PSI (10342.14kPa) |  | 1 (Unlimited) | [5 empty] | 500PSI (3447.38kPa) | -40°C ~ 125°C | 98 mV ~ 102 mV |  | Wheatstone Bridge |  | Cylinder, Threaded | Bulk | - | No Port |  | Sealed Gauge |  | 10465469 |  | 13 mm | - | Flex Cable | - | 20 | https://www.unikeyic.com/media/datasheet/5b/60/8300/5b/646447b9737053a5d01c74131d77db51.pdf | https://www.unikeyic.com/products/pressure-sensors/13c0500ps1l/34948205.html
13C1000PA4K | Honeywell | 25: 416.683 | absolute Wheatstone Bridge 6.89476MPa 15V 20.68427MPa ±0.25% wire mounting，threaded mounting 22.04mm*19.1mm*26.9mm | ±0.25% |  |  |  | Industrial Automation | 13C1000 |  |  | Temperature Compensated |  |  |  |  | 3000PSI (20684.27kPa) |  | 1 (Unlimited) | [5 empty] | 1000PSI (6894.76kPa) | -40°C ~ 125°C | 98 mV ~ 102 mV |  | Wheatstone Bridge |  | Cylinder, Threaded | Bulk | Male - 1/8" (3.18mm) NPT | Threaded |  | Absolute |  |  |  | 13 mm | - | Cable with Connector | 15V | 87 | https://www.unikeyic.com/media/datasheet/09/50/e141/09/ae63efd9378cf61977ffd09e4ec009d1.pdf | https://www.unikeyic.com/products/pressure-sensors/13c1000pa4k/35036785.html
13C1000PA5KSZ76385 | Honeywell | 1+: 177.353 3+: 169.961 6+: 163.163 | Piezoresistive Sensor Absolute 0Psi Min 1000Ps | [40 empty] | 7 |  | https://www.unikeyic.com/products/pressure-sensors/13c1000pa5ksz76385/17521.html
13C1000PA6K | Honeywell | 1: 278.905 2: 273.647 4: 268.378 25: 263.12 26: 236.808 | absolute Wheatstone Bridge 0psi~1000psi 15V 6894.76Kpa ±0.25% wire mounting，threaded mounting 22.04mm*19.1mm*25mm | ±0.25% |  |  | Industrial |  |  |  | 13C1000PA6K Honeywell |  |  | 22.04mm*19.1mm*25mm | 15V | 6894.76Kpa |  | - |  | wire mounting, threaded mounting |  | 0psi~1000psi | -40℃~125℃ |  |  |  |  | Wheatstone Bridge | [6 empty] | absolute |  | On sale |  | bulk |  |  |  |  | 60 | https://www.unikeyic.com/media/datasheet/b9/c2/92cc/b9/f19d05f14aa7a98b7f9a3951548515fc.pdf | https://www.unikeyic.com/products/pressure-sensors/13c1000pa6k/34995796.html
13C1000PS1K | Honeywell | 1+: 241.131 3+: 231.077 5+: 221.826 23+: 212.96 | Basic Pressure Sensor, 0psi~1000psi, 15V, Thread Mount, 15.67mm × 15.67mm × 15.3mm | [40 empty] | 32 |  | https://www.unikeyic.com/products/pressure-sensors/13c1000ps1k/11159255.html
13C1000PS1L | Honeywell | 1: 278.905 2: 273.647 4: 268.378 | Sealed Gauge Wheatstone Bridge 0psi~1000psi 6894.76kPa ±0.25% Wire Mount, Thread Mount 15.67mm × 15.67mm × 15.3mm | ±0.25% |  |  |  |  | 13C1000 |  |  | Temperature Compensated |  |  |  |  | 3000PSI (20684.27kPa) |  | 1 (Unlimited) | [5 empty] | 1000PSI (6894.76kPa) | -40°C ~ 125°C | 98 mV ~ 102 mV |  | Wheatstone Bridge |  | Cylinder, Threaded | Bulk | - | No Port |  | Sealed Gauge |  | 14790442 |  | 13 mm | - | Flex Cable | - | 5 | https://www.unikeyic.com/media/datasheet/5b/60/8300/5b/646447b9737053a5d01c74131d77db51.pdf | https://www.unikeyic.com/products/pressure-sensors/13c1000ps1l/35036349.html
13C1000PS4K | Honeywell | 1: 510.2074 | Sealing metering Wheatstone Bridge 0psi~1000psi 15V 6894.76Kpa ±0.25% wire mounting，threaded mounting 22.04mm*19.1mm*26.9mm | ±0.25% |  |  | Industrial | [6 empty] | 22.04mm*19.1mm*26.9mm | 15V | 6894.76Kpa |  | - |  | wire mounting, threaded mounting |  | 0psi~1000psi | -40℃~125℃ |  |  |  |  | Wheatstone Bridge | [6 empty] | Sealing metering |  |  |  | bulk |  |  |  |  | 17 | https://www.unikeyic.com/media/about_us/Unikey_ISO_9001_Certification.pdf | https://www.unikeyic.com/products/pressure-sensors/13c1000ps4k/35047006.html
13C2000PA1K | Honeywell | 1: 289.63 2: 284.174 4: 278.707 25: 273.24 26: 245.916 | absolute Wheatstone Bridge 13789.51Kpa ±0.25% wire mounting，threaded mounting | ±0.25% |  |  |  |  | 13C2000 |  |  | Temperature Compensated |  |  |  |  | 6000PSI (41368.54kPa) |  | 1 (Unlimited) | [5 empty] | 2000PSI (13789.51kPa) | -40°C ~ 125°C | 98 mV ~ 102 mV |  | Wheatstone Bridge |  | Cylinder, Threaded | Bulk | - | No Port |  | Absolute |  | 10465961 |  | 13 mm | - | Flex Cable | 15V | 26 | https://www.unikeyic.com/media/about_us/Unikey_ISO_9001_Certification.pdf | https://www.unikeyic.com/products/pressure-sensors/13c2000pa1k/10967659.html
13C2000PA1L | Honeywell | 1+: 859.375 2+: 825 | Basic Pressure Sensor, 0psi~2000psi, Thread Mount, 15.67mm × 15.67mm × 15.3mm | [40 empty] | 2 |  | https://www.unikeyic.com/products/pressure-sensors/13c2000pa1l/11305434.html
13C2000PS1K | Honeywell | 1+: 153.505 3+: 146.19 9+: 139.546 23+: 133.485 | Meter, Basic, 0psi~2000psi, Threaded Mount, 15.67mm × 15.67mm × 15.3mm | [40 empty] | 28 |  | https://www.unikeyic.com/products/pressure-sensors/13c2000ps1k/34962493.html
13C3000PS1K | Honeywell | 1+: 145.882 2+: 143.187 4+: 140.481 8+: 137.786 25+: 135.08 | Sealed Gauge Wheatstone Bridge 0psi~3000psi 15V ±0.25% Wire Mount, Thread Mount | [40 empty] | 33 |  | https://www.unikeyic.com/products/pressure-sensors/13c3000ps1k/35049967.html
13C3000PS5K | Honeywell | 1+: 278.905 2+: 273.647 4+: 268.378 | Sealed Wheatstone Bridge Pressure Sensor 0psi~3000psi 15V 20684.27kPa ±0.25% Wire Mount, Thread Mount 22.04mm × 19.1mm × 29.2mm | [40 empty] | 14 |  | https://www.unikeyic.com/products/pressure-sensors/13c3000ps5k/11312425.html
13C5000PA5K | Honeywell | 1+: 138.82 2+: 136.246 4+: 133.672 8+: 131.109 | Absolute Wheatstone Bridge, 0psi~5000psi, 15V, ±0.25%, Wire Mount, Threaded Mount, 22.04mm × 19.1mm × 29.2mm | [40 empty] | 22 | https://www.unikeyic.com/media/datasheet/b9/c2/92cc/b9/f19d05f14aa7a98b7f9a3951548515fc.pdf | https://www.unikeyic.com/products/pressure-sensors/13c5000pa5k/34973119.html
13C5000PA6L | Honeywell | 1: 152.702 2: 149.875 4: 147.048 8: 144.221 | absolute Wheatstone Bridge ±0.25% wire mounting，threaded mounting | ±0.25% |  |  |  |  | 13C5000 |  |  | Temperature Compensated |  |  |  |  | 10000PSI (68947.57kPa) |  | 1 (Unlimited) | [5 empty] | 5000PSI (34473.79kPa) | -40°C ~ 125°C | 148 mV ~ 152 mV |  | Wheatstone Bridge |  | Cylinder, Threaded | Bulk | Male - 7/16" (11.11mm) UNF | Threaded |  | Absolute |  | 10465574 |  | 13 mm | - | Flex Cable | - | 12 | https://www.unikeyic.com/media/about_us/Unikey_ISO_9001_Certification.pdf | https://www.unikeyic.com/products/pressure-sensors/13c5000pa6l/11043620.html
13C5000PS5K | Honeywell | 2+: 106.766 4+: 102.663 15+: 98.714 | Pressure Sensor Basic 0psi~5000psi Thread Mount, Hinge Mount 22.04mm × 19.1mm × 29.2mm | [40 empty] | 16 |  | https://www.unikeyic.com/products/pressure-sensors/13c5000ps5k/35056874.html
13U1000PA0K | Honeywell | 1+: 283.338 2+: 277.992 | Absolute Pressure Sensor, Wheatstone Bridge, 0psi~1000psi (6894.76kPa), ±0.25%, Thread Mount, 12.62mm × 12.62mm × 10.16mm | [40 empty] | 2 |  | https://www.unikeyic.com/products/pressure-sensors/13u1000pa0k/35053502.html
13U3000PA4K | Honeywell | 2+: 93.918 3+: 92.18 6+: 90.442 12+: 88.704 | Industrial Pressure Sensors JZ Stainless | [40 empty] | 13 |  | https://www.unikeyic.com/products/pressure-sensors/13u3000pa4k/10951848.html
14071123 | WIKA | 1+: 487.0653 | WIKA S-20 Pressure Sensor, Max 0bar Min -1bar | [40 empty] | 4 |  | https://www.unikeyic.com/products/pressure-sensors/14071123/17587840.html
14240409 | WIKA | 1: 298.9388 | WIKA PSD-4 Pressure Sensor, Max 2.5bar, Min 0bar | ± 0.5 % | [10 empty] | - | 2.5Pa |  | - |  |  |  | - | [5 empty] | - | [6 empty] | Gauge pressure | [8 empty] | 1 | https://www.unikeyic.com/media/about_us/Unikey_ISO_9001_Certification.pdf | https://www.unikeyic.com/products/pressure-sensors/14240409/577395566.html
14240481 | WIKA | 1: 358.834 | WIKA, PSD-4series Pressure Switch, Maximum pressure reading10bar, Minimum pressure reading0bar | ± 0.5% | [10 empty] | - | 10Pa |  | - |  |  |  | - | [5 empty] | PNP/NPN | [6 empty] | Gauge pressure | [8 empty] | 12 | https://www.unikeyic.com/media/about_us/Unikey_ISO_9001_Certification.pdf | https://www.unikeyic.com/products/pressure-sensors/14240481/19489880.html
14269090 | WIKA | 1: 82.8109 | WIKA, PSM-520series Pressure Switch, Maximum pressure reading15bar, Minimum pressure reading6bar | ± 2% | [10 empty] | - | 15Pa |  | - |  |  |  | - | [5 empty] | SPDT | [6 empty] | - | [8 empty] | 1 | https://www.unikeyic.com/media/about_us/Unikey_ISO_9001_Certification.pdf | https://www.unikeyic.com/products/pressure-sensors/14269090/16516644.html
14269092 | WIKA | 1: 76.0209 | WIKA, PSM-520series Pressure Switch, Maximum pressure reading30bar, Minimum pressure reading6bar | ± 2% | [10 empty] | - | 30Pa |  | - |  |  |  | - | [5 empty] | SPDT | [6 empty] | - | [8 empty] | 14 | https://www.unikeyic.com/media/about_us/Unikey_ISO_9001_Certification.pdf | https://www.unikeyic.com/products/pressure-sensors/14269092/19902035.html
142PC01D | Honeywell | 1: 1189.9008 5: 1126.1268 | Honeywell Pressure Sensors, Maximum pressure reading1psi, Minimum pressure reading0psi | ±0.75% |  |  |  | Board Mount | 142PC01 |  |  | Amplified Output, Temperature Compensated |  |  |  |  | 20PSI (137.9kPa) |  | 1 (Unlimited) |  | Through Hole |  |  |  | 1PSI (6.89kPa) | -40°C ~ 85°C | 1 V ~ 6 V |  | Analog Voltage |  | 3-SIP Module | Bulk | Male - 0.2" (5mm) Tube, Dual | Barbless |  | Differential |  | 2831705 |  | 140PC | - | PC Pin | 7V ~ 16V | 25 | https://www.unikeyic.com/media/datasheet/e5/ab/c951/e5abc9515078c2730a595d5d6a777ee8.pdf | https://www.unikeyic.com/products/pressure-sensors/142pc01d/34955800.html
142PC15G | Honeywell | 1: 363.341 2: 356.477 3: 349.624 30: 342.771 | Exhaust pressure gauge AnalogVoltage 103.42KPa 310.26KPa ±0.75% SIP-3 Through hole mounting 59.8mm*30mm*18.5mm | ±0.75% |  |  | Industrial |  |  |  | 142PC15G Honeywell |  |  | 59.8mm*30mm*18.5mm | - | 310.26KPa |  | - |  | Through hole mounting |  | 103.42KPa | -40℃~85℃ |  |  |  |  | AnalogVoltage |  | SIP-3 |  |  |  |  | Exhaust pressure gauge |  | On sale | [6 empty] | 32 | https://www.unikeyic.com/media/datasheet/f1/c5/79f3/f1/c61f1b6c392e1e1e3c5d295fd07f01c9.pdf | https://www.unikeyic.com/products/pressure-sensors/142pc15g/11246436.html
142PC30D | Honeywell | 1+: 1071.884 | Differential Analog Voltage Sensor, 206.84kPa-413.69kPa, ±0.75%, SIP-3, TH, 59.8mm × 30mm × 18.5mm | [40 empty] | 28 | https://www.unikeyic.com/media/datasheet/ab/e7/da44/ab/30dd7bc045c08b5d6d5d62d76edcd24f.pdf | https://www.unikeyic.com/products/pressure-sensors/142pc30d/10969014.html
142PC39D-ROHS | Honeywell | 1: 291.852 2: 280.632 5: 269.83 15: 259.457 | Pressure Sensor Housings | [15 empty] | Vendor Undefined | [12 empty] | Bulk | [5 empty] | 14748770 |  | * |  |  |  | 15 | https://www.unikeyic.com/media/about_us/Unikey_ISO_9001_Certification.pdf | https://www.unikeyic.com/products/pressure-sensors/142pc39d-rohs/35051980.html
1451-015A-T | TE Connectivity | 406+: 27.9977 | Absolute Pressure Sensor, Wheatstone Bridge, 103.42kPa-310.26kPa, 3V-12V, ±0.25%, SMD, 7.6mm × 7.6mm × 9.02mm | [40 empty] | 406 | https://www.unikeyic.com/media/datasheet/79/5b/55de/79/2ee255d81aaca5300a0526c82c284cbb.pdf | https://www.unikeyic.com/products/pressure-sensors/1451-015a-t/11131603.html
1451-030A-N | TE Connectivity | 27+: 6.192 57+: 5.9371 | Absolute Pressure Sensor 0psi~30psi 12V SMD | [40 empty] | 86 | https://www.unikeyic.com/media/datasheet/21/92/9dec/21/e899bf6a42186791064c53ba100582f7.pdf | https://www.unikeyic.com/products/pressure-sensors/1451-030a-n/7974.html
1451-030G-T | TE Connectivity | 20: 6.292 52: 6.039 200: 5.808 552: 5.577 1,600: 5.346 | Exhaust type metering Wheatstone Bridge 206.84KPa 3V 12V 620.53KPa ±0.25% SMD SMD mount | ±0.25% |  |  |  | Board Mount | 1451 |  |  | - |  |  |  |  | 90PSI (620.53kPa) |  | 1 (Unlimited) |  | Surface Mount |  |  |  | 30PSI (206.84kPa) | -40°C ~ 125°C | 0 mV ~ 60 mV (3V) |  | Wheatstone Bridge |  | 10-SMD Module | Bulk | Male - 0.09" (2.29mm) Tube | Barbless |  | Vented Gauge |  | 340191 |  | - | - | SMD (SMT) Tab | 3V ~ 12V | 2727 | https://www.unikeyic.com/media/datasheet/ec/09/ee7e/ec/96cae6603dbc348373c757a132923686.pdf | https://www.unikeyic.com/products/pressure-sensors/1451-030g-t/35041543.html
1451-100A-N | TE Connectivity | 37: 47.8242 | absolute 0psi~100psi 12V SMD SMD mount | - |  |  | Industrial | [7 empty] | 12V | - |  | - |  | SMD mount |  | 0psi~100psi | -40℃~125℃ |  |  |  |  | - |  | SMD |  |  |  |  | absolute | [8 empty] | 37 | https://www.unikeyic.com/media/about_us/Unikey_ISO_9001_Certification.pdf | https://www.unikeyic.com/products/pressure-sensors/1451-100a-n/11299957.html
1453096 | PHOENIX CONTACT | 1+: 170.6541 10+: 167.0231 | Phoenix Contact Connector Housing, M12 Splitter Box, 4 Port | [40 empty] | 100 | https://www.unikeyic.com/media/datasheet/18/b6/ac98/18/7967e128d9b75e7e5237833bbe8684e6.pdf | https://www.unikeyic.com/products/pressure-sensors/1453096/35035728.html
1453122 | PHOENIX CONTACT | 1+: 155.0325 10+: 151.734 | [41 empty] | 100 | https://www.unikeyic.com/media/datasheet/b1/a3/b9c8/b1/4c46358f17d9d1097621aea9bba81c63.pdf | https://www.unikeyic.com/products/pressure-sensors/1453122/19403801.html
1453177 | PHOENIX CONTACT | 1: 117.3029 10: 114.807 | Phoenix Contact Connector shield, M12Junction box, 8port | [8 empty] | 8 Connector Opening, Dust Tight, Waterproof | [6 empty] | 1 (Unlimited) | [12 empty] | Bulk | [7 empty] | - |  |  |  | 100 | https://www.unikeyic.com/media/datasheet/ad/c5/b2c6/ad/3d762c98b7957356f7a838114c3f2df3.pdf | https://www.unikeyic.com/products/pressure-sensors/1453177/34946726.html
1471-250A-N | TE Connectivity | 30+: 6.7991 60+: 6.5319 | Absolute Pressure Transducer, 0psi~250psi, 12V, SMD | [40 empty] | 87 |  | https://www.unikeyic.com/products/pressure-sensors/1471-250a-n/11297330.html
15 PSI-A-CGRADE-MV | Amphenol | 1+: 55.2 5+: 54.2143 10+: 53.2286 50+: 53.2286 | Absolute Analog 0psi~15psi 103.42kPa ±0.25% SIP Thread Mount, TH | [40 empty] | 8 | https://www.unikeyic.com/media/datasheet/83/82/2235/83/23e9a53ec638556985828ed1020e999d.pdf | https://www.unikeyic.com/products/pressure-sensors/15-psi-a-cgrade-mv/34994203.html
15 PSI-A-HGRADE-MV | Amphenol | 1+: 61.1535 5+: 60.0614 10+: 58.9694 25+: 58.9694 | Absolute Pressure Sensor Wheatstone Bridge 0psi~15psi 103.42kPa ±0.5% SIP TH | [40 empty] | 19 | https://www.unikeyic.com/media/datasheet/54/43/58d6/54/3975017cc9302c86266d3e203f46cabc.pdf | https://www.unikeyic.com/products/pressure-sensors/15-psi-a-hgrade-mv/35068958.html
1516548 | PHOENIX CONTACT | 1+: 113.4507 10+: 111.0368 | [41 empty] | 100 | https://www.unikeyic.com/media/datasheet/b9/cc/ed69/b9cced690a45003097525ec7856d8320.pdf | https://www.unikeyic.com/products/pressure-sensors/1516548/35044105.html
1516551 | PHOENIX CONTACT | 1: 89.3327 10: 87.432 | [9 empty] | 6 Connector Opening, Dust Tight, Waterproof | [6 empty] | 1 (Unlimited) | [12 empty] | Bulk | [7 empty] | - |  |  |  | 100 | https://www.unikeyic.com/media/datasheet/upload/2023/07/19/1516551.pdf | https://www.unikeyic.com/products/pressure-sensors/1516551/34943763.html
1516603 | PHOENIX CONTACT | 1: 161.9692 10: 158.5231 | [16 empty] | 1 (Unlimited) | [12 empty] | Bulk | [7 empty] | - |  |  |  | 100 | https://www.unikeyic.com/media/datasheet/e0/98/cee0/e0/9a2cf215bd6a2349061bbe8266e64d1a.pdf | https://www.unikeyic.com/products/pressure-sensors/1516603/11349376.html
1516616 | PHOENIX CONTACT | 1: 127.523 10: 124.8097 | Phoenix Contact Connector shield | [15 empty] | 1 (Unlimited) | [12 empty] | Bulk | [5 empty] | 4473830 |  | - |  |  |  | 100 | https://www.unikeyic.com/media/datasheet/64/b7/5949/64/2685f0b166d61802d830593b0f0cf933.pdf | https://www.unikeyic.com/products/pressure-sensors/1516616/35029142.html
1516629 | PHOENIX CONTACT | 1+: 190.7523 10+: 186.6938 | Phoenix Contact Connector Housing | [40 empty] | 100 | https://www.unikeyic.com/media/datasheet/c5/8b/b6dd/c5/83ffdef1a05716c66d910e2746f10c69.pdf | https://www.unikeyic.com/products/pressure-sensors/1516629/11190389.html
1516632 | PHOENIX CONTACT | 1+: 137.8478 10+: 134.9148 | [41 empty] | 100 | https://www.unikeyic.com/media/datasheet/upload/2023/07/19/1516632.pdf | https://www.unikeyic.com/products/pressure-sensors/1516632/18518650.html
154BC-S-028BA-C | TE Connectivity | 2+: 78.8815 6+: 75.8583 20+: 72.9323 | Absolute Pressure Sensor, Wheatstone Bridge, 2.8MPa-5.6MPa ±0.3%, 13.8mm H | [40 empty] | 48 | https://www.unikeyic.com/media/datasheet/74/44/3ee9/74/9e0599f8c09a7cb5d7e8ca94206273eb.pdf | https://www.unikeyic.com/products/pressure-sensors/154bc-s-028ba-c/11135849.html
154BC-T-015PG-C | TE Connectivity | 1+: 203.885 2+: 196.053 | Vented Gauge Pressure Sensor, Wheatstone Bridge, 103.42kPa to 206.84kPa, ±0.3% | [40 empty] | 6 | https://www.unikeyic.com/media/datasheet/74/44/3ee9/74/9e0599f8c09a7cb5d7e8ca94206273eb.pdf | https://www.unikeyic.com/products/pressure-sensors/154bc-t-015pg-c/11226498.html
154BC-T-028BA-C | TE Connectivity | 1: 203.885 2: 196.053 | absolute Wheatstone Bridge 2.8MPa 5.6MPa ±0.3% | ±0.3% |  |  |  | Board Mount | 154 |  |  | Temperature Compensated |  |  |  |  | 812.21PSI (5600kPa) |  | 1 (Unlimited) | [5 empty] | 406.11PSI (2800kPa) | -40°C ~ 125°C | 0 mV ~ 100 mV |  | Wheatstone Bridge |  | Module | Tube | - | No Port |  | Absolute |  |  |  | - | - | Connector | - | 6 | https://www.unikeyic.com/media/datasheet/74/44/3ee9/74/9e0599f8c09a7cb5d7e8ca94206273eb.pdf | https://www.unikeyic.com/products/pressure-sensors/154bc-t-028ba-c/35053031.html
154CV-005A-R | TE Connectivity | 1: 192.7662 2: 189.4395 4: 186.1127 7: 182.7982 | 154N Constant Voltage Piezoresistive Si Pressure Sensor, 19mm, 316L Stainless Steel | - | [10 empty] | - | - |  | - |  |  |  | - | [5 empty] | - | [6 empty] | - | [8 empty] | 10 | https://www.unikeyic.com/media/about_us/Unikey_ISO_9001_Certification.pdf | https://www.unikeyic.com/products/pressure-sensors/154cv-005a-r/7393572.html
154CV-005G-R | TE Connectivity | 1+: 174.647 2+: 171.633 4+: 168.619 7+: 165.616 | Pressure Sensor 154N, Constant Voltage, 19mm, Silicon Piezoresistive, 316L Stainless Steel | [40 empty] | 10 | https://www.unikeyic.com/media/datasheet/bd/09/2266/bd/59d6fab04083ef58869b7536ac3451c0.pdf | https://www.unikeyic.com/products/pressure-sensors/154cv-005g-r/35036112.html
154CV-030G-RT | TE Connectivity | 1+: 186.6227 | Pressure Sensor 154N, Constant Voltage, 19mm, Silicon Piezoresistive, 316L Stainless Steel | [40 empty] | 1 |  | https://www.unikeyic.com/products/pressure-sensors/154cv-030g-rt/16551924.html
154CV-050A-R | TE Connectivity | 1+: 175.2464 2+: 172.2232 4+: 169.2001 | Pressure Sensor 154N, Constant Voltage, 19mm, Silicon Piezoresistive, 316L Stainless Steel | [40 empty] | 6 |  | https://www.unikeyic.com/products/pressure-sensors/154cv-050a-r/2671483.html
154CV-100G-C | TE Connectivity | 1+: 187.6341 | Pressure Sensor 154N, Constant Voltage, 19mm, Silicon Piezoresistive, 316L Stainless Steel | [40 empty] | 3 |  | https://www.unikeyic.com/products/pressure-sensors/154cv-100g-c/695164447.html
154CV-300G-RT | TE Connectivity | 1: 175.2464 2: 172.2232 4: 169.2001 | 154N (19 mm) ，encapsulated in 316L in stainless steel housing。 | - | [10 empty] | - | - |  | - |  |  |  | - | [5 empty] | - | [6 empty] | - | [8 empty] | 6 | https://www.unikeyic.com/media/about_us/Unikey_ISO_9001_Certification.pdf | https://www.unikeyic.com/products/pressure-sensors/154cv-300g-rt/8188701.html
154CV-500G-C | TE Connectivity | 1+: 186.6227 | Pressure Sensor 154N, Constant Voltage, 19mm, Silicon Piezoresistive, 316L Stainless Steel | [40 empty] | 2 |  | https://www.unikeyic.com/products/pressure-sensors/154cv-500g-c/695204309.html
154CV-500G-RT | TE Connectivity | 1+: 186.6227 | Pressure Sensor 154N, Constant Voltage, 19mm, Silicon Piezoresistive, 316L Stainless Steel | [40 empty] | 1 |  | https://www.unikeyic.com/products/pressure-sensors/154cv-500g-rt/18094797.html
154N-001G-CT | TE Connectivity | 1+: 199.771 2+: 196.328 3+: 192.885 6+: 189.442 | Pressure Sensor, Piezoresistive Silicon, Compensated, 19mm, 316L Stainless Steel | [40 empty] | 11 |  | https://www.unikeyic.com/products/pressure-sensors/154n-001g-ct/11233433.html
154N-002BA-A2135-1 | TE Connectivity | 1+: 166.9175 2+: 164.04 4+: 161.1626 8+: 158.2851 | Pressure Sensor, Piezoresistive Silicon, Compensated, 19mm, 316L Stainless Steel | [40 empty] | 18 |  | https://www.unikeyic.com/products/pressure-sensors/154n-002ba-a2135-1/9581033.html
154N-005A-C | TE Connectivity | 1+: 205.2716 | Pressure Sensor, Piezoresistive Silicon, Compensated, 19mm, 316L Stainless Steel | [40 empty] | 1 |  | https://www.unikeyic.com/products/pressure-sensors/154n-005a-c/695252844.html
154N-005G-A2968 | TE Connectivity | 1: 407.6173 4: 391.9429 | 154N Compensated Silicon Pressure Sensor, 19mm, 316L Stainless Steel | - | [10 empty] | - | - |  | - |  |  |  | - | [5 empty] | - | [6 empty] | - | [8 empty] | 5 | https://www.unikeyic.com/media/about_us/Unikey_ISO_9001_Certification.pdf | https://www.unikeyic.com/products/pressure-sensors/154n-005g-a2968/3979806.html
154N-005G-RT | TE Connectivity | 1+: 174.647 2+: 171.633 4+: 168.619 7+: 165.616 | TE Connectivity, 154N Series Pressure Sensor, Max 5psi, Min 0psi | [40 empty] | 30 | https://www.unikeyic.com/media/datasheet/b8/9b/b9e0/b8/d1a36c01731ab5ead9d28b3890e26814.pdf | https://www.unikeyic.com/products/pressure-sensors/154n-005g-rt/11270166.html
154N-015G-A2968 | TE Connectivity | 1: 254.2979 2: 244.1235 | 154N Compensated Silicon Piezoresistive Pressure Sensor, 19mm, 316L Stainless Steel | - | [10 empty] | - | - |  | - |  |  |  | - | [5 empty] | - | [6 empty] | - | [8 empty] | 4 | https://www.unikeyic.com/media/about_us/Unikey_ISO_9001_Certification.pdf | https://www.unikeyic.com/products/pressure-sensors/154n-015g-a2968/691296782.html
154N-030A-U | TE Connectivity | 1: 148.7664 3: 146.2046 5: 143.6428 | 154N (19 mm)、，encapsulated in 316L in stainless steel housing。 | - | [10 empty] | - | - |  | - |  |  |  | - | [5 empty] | - | [6 empty] | - | [8 empty] | 5 | https://www.unikeyic.com/media/about_us/Unikey_ISO_9001_Certification.pdf | https://www.unikeyic.com/products/pressure-sensors/154n-030a-u/692454708.html
154N-030G-A2968 | TE Connectivity | 1+: 239.4127 2+: 229.8334 6+: 220.6424 | Pressure Sensor, Piezoresistive Silicon, Compensated, 19mm, 316L Stainless Steel | [40 empty] | 9 |  | https://www.unikeyic.com/products/pressure-sensors/154n-030g-a2968/643795113.html
154N-030G-P | TE Connectivity | 1+: 186.6227 | Pressure Sensor, Piezoresistive Silicon, Compensated, 19mm, 316L Stainless Steel | [40 empty] | 4 |  | https://www.unikeyic.com/products/pressure-sensors/154n-030g-p/81707495.html
154N-030V-RT | TE Connectivity | 1: 178.2817 2: 175.21 4: 172.1382 7: 169.0665 50: 153.6958 | 154N Vacuum Gauge, 19mm, Medium Compatible, Piezoresistive Silicon Pressure Sensor, 316L Stainless Steel | - | [10 empty] | - | - |  | - |  |  |  | - | [5 empty] | - | [6 empty] | - | [8 empty] | 60 | https://www.unikeyic.com/media/about_us/Unikey_ISO_9001_Certification.pdf | https://www.unikeyic.com/products/pressure-sensors/154n-030v-rt/8539524.html
154N-050A-C | TE Connectivity | 1+: 176.196 2+: 173.1565 4+: 170.117 7+: 167.0774 | Pressure Sensor, Piezoresistive Silicon, Compensated, 19mm, 316L Stainless Steel | [40 empty] | 9 |  | https://www.unikeyic.com/products/pressure-sensors/154n-050a-c/209069092.html
154N-050G-RT | TE Connectivity | 1: 158.774 2: 156.035 4: 153.296 7: 150.557 | 154N Compensated Silicon Pressure Sensor, 19mm, Medium Compatible, 316L Stainless Steel Housing | ±0.1% |  |  |  | Board Mount | 154 |  |  | Temperature Compensated |  |  |  |  | 150PSI (1034.21kPa) |  | 1 (Unlimited) | [5 empty] | 50PSI (344.74kPa) | -40°C ~ 125°C | 0 mV ~ 100 mV |  | Wheatstone Bridge |  | Module | Tube | - | No Port |  | Vented Gauge |  |  |  | - | - | Connector | - | 8 | https://www.unikeyic.com/media/datasheet/b8/9b/b9e0/b8/d1a36c01731ab5ead9d28b3890e26814.pdf | https://www.unikeyic.com/products/pressure-sensors/154n-050g-rt/34962405.html
154N-100A-C | TE Connectivity | 1+: 186.6227 50+: 186.6227 | Pressure Sensor, Piezoresistive Silicon, Compensated, 19mm, 316L Stainless Steel | [40 empty] | 4 |  | https://www.unikeyic.com/products/pressure-sensors/154n-100a-c/3072487.html
154N-100G-A2968 | TE Connectivity | 1: 239.4127 2: 229.8334 6: 220.6424 | 154N Compensated Silicon Piezoresistive Pressure Sensor, 19mm, 316L Stainless Steel, Medium Compatible | - | [10 empty] | - | - |  | - |  |  |  | - | [5 empty] | - | [6 empty] | - | [8 empty] | 9 | https://www.unikeyic.com/media/about_us/Unikey_ISO_9001_Certification.pdf | https://www.unikeyic.com/products/pressure-sensors/154n-100g-a2968/12432665.html
154N-100G-R | TE Connectivity | 1+: 158.774 2+: 156.035 4+: 153.296 7+: 150.557 | Pressure Sensor, Piezoresistive Silicon, Compensated, 19mm, 316L Stainless Steel | [40 empty] | 25 | https://www.unikeyic.com/media/datasheet/b8/9b/b9e0/b8/d1a36c01731ab5ead9d28b3890e26814.pdf | https://www.unikeyic.com/products/pressure-sensors/154n-100g-r/11317562.html
154N-100G-UT | TE Connectivity | 1+: 148.7664 3+: 146.2046 5+: 143.6428 | Pressure Sensor 154N Uncompensated Silicon Piezoresistive 19mm 316L Stainless Steel Housing | [40 empty] | 5 |  | https://www.unikeyic.com/products/pressure-sensors/154n-100g-ut/643829930.html
154N-100V-R | TE Connectivity | 1+: 178.2817 2+: 175.21 4+: 172.1382 7+: 169.0665 | Pressure Sensor 154N 19mm Silicium Piezoresistive 316L Stainless Steel | [40 empty] | 16 |  | https://www.unikeyic.com/products/pressure-sensors/154n-100v-r/682399018.html
154N-300A-C | TE Connectivity | 1: 186.6227 50: 186.6227 | 154N Compensated Piezoresistive Silicon Pressure Sensor, 19mm Size, Compatible with Media, 316L Stainless Steel Housing | - | [10 empty] | - | - |  | - |  |  |  | - | [5 empty] | - | [6 empty] | - | [8 empty] | 4 | https://www.unikeyic.com/media/about_us/Unikey_ISO_9001_Certification.pdf | https://www.unikeyic.com/products/pressure-sensors/154n-300a-c/695529194.html
154N-300G-C | TE Connectivity | 1+: 186.6227 | Pressure Sensor, Piezoresistive Silicon, Compensated, 19mm, 316L Stainless Steel | [40 empty] | 4 |  | https://www.unikeyic.com/products/pressure-sensors/154n-300g-c/695085736.html
154N-300G-R | TE Connectivity | 1+: 158.774 2+: 156.035 4+: 153.296 7+: 150.557 | Pressure Sensor, Piezoresistive Silicon, Compensated, 19mm, 316L Stainless Steel | [40 empty] | 20 | https://www.unikeyic.com/media/datasheet/a3/4c/48d2/a34c48d29fa6b1b2cc5d649076f9bc38.pdf | https://www.unikeyic.com/products/pressure-sensors/154n-300g-r/11060421.html
154N-300G-RT | TE Connectivity | 1: 158.774 2: 156.035 4: 153.296 7: 150.557 50: 136.873 | TE Connectivity 154N Series Pressure Sensor, Max Reading 300psi | ±0.1% |  |  |  | Board Mount | 154 |  |  | Temperature Compensated |  |  |  |  | 900PSI (6205.28kPa) |  | 1 (Unlimited) | [5 empty] | 300PSI (2068.43kPa) | -40°C ~ 125°C | 0 mV ~ 100 mV |  | Wheatstone Bridge |  | Module | Tube | - | No Port |  | Vented Gauge |  |  |  | - | - | Connector | - | 60 | https://www.unikeyic.com/media/datasheet/2d/2f/bbe7/2d2fbbe797aedb2e7bad814b353f6d45.pdf | https://www.unikeyic.com/products/pressure-sensors/154n-300g-rt/11021948.html
154N-300V-R | TE Connectivity | 1+: 178.2817 2+: 175.21 4+: 172.1382 7+: 169.0665 | Pressure Sensor 154N 19mm Silicium Piezoresistive 316L Stainless Steel | [40 empty] | 10 |  | https://www.unikeyic.com/products/pressure-sensors/154n-300v-r/31752748.html
154N-500A-R | TE Connectivity | 1: 158.774 2: 156.035 4: 153.296 7: 150.557 | 154N Compensated Silicon Pressure Sensor, 19mm, 316L Stainless Steel | ±0.1% |  |  |  | Board Mount | 154 |  |  | Temperature Compensated |  |  |  |  | 1500PSI (10342.14kPa) |  | 1 (Unlimited) | [5 empty] | 500PSI (3447.38kPa) | -40°C ~ 125°C | 0 mV ~ 100 mV |  | Wheatstone Bridge |  | Module | Tube | - | No Port |  | Absolute |  | 14789029 |  | - | - | Connector | - | 36 | https://www.unikeyic.com/media/datasheet/b8/9b/b9e0/b8/d1a36c01731ab5ead9d28b3890e26814.pdf | https://www.unikeyic.com/products/pressure-sensors/154n-500a-r/11233403.html
154N-500V-R | TE Connectivity | 1+: 178.2817 2+: 175.21 4+: 172.1382 7+: 169.0665 | Pressure Sensor 154N 19mm Silicium Piezoresistive 316L Stainless Steel | [40 empty] | 10 |  | https://www.unikeyic.com/products/pressure-sensors/154n-500v-r/4194892.html
154N-500V-RT | TE Connectivity | 1: 178.2817 2: 175.21 4: 172.1382 7: 169.0665 50: 153.6958 | 154N Vacuum Gauge, 19mm, Medium Compatible, Piezoresistive Silicon Pressure Sensor, 316L Stainless Steel | - | [10 empty] | - | - |  | - |  |  |  | - | [5 empty] | - | [6 empty] | - | [8 empty] | 51 | https://www.unikeyic.com/media/about_us/Unikey_ISO_9001_Certification.pdf | https://www.unikeyic.com/products/pressure-sensors/154n-500v-rt/12759957.html
15PSI-D-4V-ASCX | ALL SENSORS | 1: 104.7637 | Pressure Sensor Wheatstone Bridge ±103.42kPa 4.5V-5.5V ±45.31MPa ±0.5% TH 27.9mm × 27.4mm × 26.2mm | ±0.5% |  |  | Industrial |  |  |  | 15PSI-D-4V-ASCX ALL SENSORS |  |  | 27.9mm*27.4mm*26.2mm | 5.5V | ±45.31026MPa |  | 4.5V |  | Through hole mounting |  | ±103.42KPa | -25℃~105℃ |  |  |  |  | Wheatstone Bridge | [6 empty] | Differential |  | On sale | [6 empty] | 1 | https://www.unikeyic.com/media/datasheet/75/4f/c378/75/d4306e18d6f992753ecf43d3e855bcc5.pdf | https://www.unikeyic.com/products/pressure-sensors/15psi-d-4v-ascx/10938034.html
15PSI-D-HGRADE-MINI | Amphenol | 1+: 57.753 5+: 56.7217 10+: 55.6904 50+: 55.6904 | Differential Wheatstone Bridge Sensor, 103.42 kPa ±0.5%, SIP-4, TH | [40 empty] | 1 | https://www.unikeyic.com/media/datasheet/2a/f6/5f95/2a/00d1d665b6ef345c52b7626852bb1bf9.pdf | https://www.unikeyic.com/products/pressure-sensors/15psi-d-hgrade-mini/35057772.html
163PC01D75 | Honeywell | 1+: 448.305 | Honeywell 160PC Series Pressure Sensor, Max 2.5in wg, Min -2.5in wg | [40 empty] | 1 | https://www.unikeyic.com/media/datasheet/c9/d5/928d/c9/00a65900aa37a181b417071413a031d2.pdf | https://www.unikeyic.com/products/pressure-sensors/163pc01d75/35022510.html
17-015G | TE Connectivity | 13: 71.3419 26: 69.9698 | Exhaust type metering Wheatstone Bridge 103.42KPa 310.26KPa ±0.1% TO-8 Through hole mounting | ±0.1% |  |  |  | Board Mount | 17 |  |  | Temperature Compensated |  |  |  |  | 45PSI (310.26kPa) |  | 1 (Unlimited) |  | Through Hole |  |  |  | 15PSI (103.42kPa) | -40°C ~ 125°C | 0 mV ~ 100 mV |  | Wheatstone Bridge |  | TO-8 Style, 12 Leads | Tube | Male - 0.19" (4.78mm) Tube | Barbless |  | Vented Gauge |  | 340219 |  | 17 | TO-8 | PC Pin | - | 28 | https://www.unikeyic.com/media/datasheet/fc/b1/8bfb/fc/00ee2d87b8cd967b9113778ddabc1a7e.pdf | https://www.unikeyic.com/products/pressure-sensors/17-015g/35039423.html
17-030G | TE Connectivity | 3: 54.7083 6: 52.5229 | Vented Pressure Sensor, Wheatstone Bridge, 206.84kPa, 620.53kPa, ±0.1%, TO-8 | ±0.1% |  |  |  | Board Mount | 17-030 |  |  | Temperature Compensated |  |  |  |  | 90PSI (620.53kPa) |  | 1 (Unlimited) |  | Through Hole |  |  |  | 30PSI (206.84kPa) | -40°C ~ 125°C | 0 mV ~ 100 mV |  | Wheatstone Bridge |  | TO-8 Style, 12 Leads | Bulk | Male - 0.19" (4.78mm) Tube | Barbless |  | Vented Gauge |  | 340220 |  | 17 | TO-8 | PC Pin | - | 15 | https://www.unikeyic.com/media/datasheet/fc/b1/8bfb/fc/00ee2d87b8cd967b9113778ddabc1a7e.pdf | https://www.unikeyic.com/products/pressure-sensors/17-030g/35051458.html
17-050G | TE Connectivity | 16+: 71.3419 | Vented Pressure Gauge, Wheatstone Bridge, 344.74kPa, 1.03421MPa, ±0.1%, TO-8-12, PCB Mount | [40 empty] | 16 | https://www.unikeyic.com/media/datasheet/fc/b1/8bfb/fc/00ee2d87b8cd967b9113778ddabc1a7e.pdf | https://www.unikeyic.com/products/pressure-sensors/17-050g/10935636.html
17-100G | TE Connectivity | 3+: 41.074 7+: 39.424 | Vented Gauge Wheatstone Bridge 689.48kPa 2.06843MPa ±0.1% TO-8 TH | [40 empty] | 22 | https://www.unikeyic.com/media/datasheet/fc/b1/8bfb/fc/00ee2d87b8cd967b9113778ddabc1a7e.pdf | https://www.unikeyic.com/products/pressure-sensors/17-100g/11091823.html
174PC07HD2 | Honeywell | 8: 14.322 20: 13.75 84: 13.2 220: 12.672 | Industrial Pressure Sensors 100PC/200PC | [15 empty] | Vendor Undefined | [12 empty] | Bulk | [7 empty] | * |  |  |  | 453 | https://www.unikeyic.com/media/about_us/Unikey_ISO_9001_Certification.pdf | https://www.unikeyic.com/products/pressure-sensors/174pc07hd2/11145214.html
1754981 | RS | 1: 209.7802 5: 172.6493 | RS PRO Pressure Sensor, Max 24bar, Min -1bar | ±0.25 % |  |  | Industrial | [7 empty] | 32V | 24Pa |  | 9V |  |  |  | - | -20℃~80℃ |  |  |  |  | Analogue | [6 empty] | relative | [8 empty] | 6 | https://www.unikeyic.com/media/about_us/Unikey_ISO_9001_Certification.pdf | https://www.unikeyic.com/products/pressure-sensors/1754981/33706535.html
1754987 | RS | 1: 173.4762 | RS PRO Pressure Sensor, Max 100bar, Min 0bar | ±0.25 % |  |  | Industrial | [7 empty] | 32V | 100Pa |  | 9V |  |  |  | - | -20℃~80℃ |  |  |  |  | Analogue | [6 empty] | relative | [8 empty] | 3 | https://www.unikeyic.com/media/about_us/Unikey_ISO_9001_Certification.pdf | https://www.unikeyic.com/products/pressure-sensors/1754987/5303052.html
1754989 | RS | 1: 186.8511 5: 153.7787 | RS PRO Pressure Sensor, Max 100bar, Min 0bar | ±0.25 % |  |  | Industrial | [7 empty] | 32V | 100Pa |  | 9V |  | threaded mounting |  | - | -20℃~80℃ |  |  |  |  | - | [6 empty] | relative | [8 empty] | 6 | https://www.unikeyic.com/media/about_us/Unikey_ISO_9001_Certification.pdf | https://www.unikeyic.com/products/pressure-sensors/1754989/20342858.html
1754990 | RS | 1: 228.9814 | RS PRO Pressure Sensors, Maximum pressure reading16bar, Minimum pressure reading0bar | ±0.25 % |  |  | Industrial | [7 empty] | 32V | 16Pa |  | 9V |  |  |  | - | -20℃~80℃ |  |  |  |  | Analogue | [6 empty] | relative | [8 empty] | 15 | https://www.unikeyic.com/media/about_us/Unikey_ISO_9001_Certification.pdf | https://www.unikeyic.com/products/pressure-sensors/1754990/24384549.html
1754999 | RS | 1: 168.1657 5: 138.3961 | RS PRO Pressure Sensor, Max 400bar, Min 0bar | ±0.25 % |  |  | Industrial | [7 empty] | 32V(DC) | 400Pa |  | 9V |  | threaded mounting |  | - | -20℃~80℃ |  |  |  |  | Analog | [6 empty] | relative | [8 empty] | 1 | https://www.unikeyic.com/media/about_us/Unikey_ISO_9001_Certification.pdf | https://www.unikeyic.com/products/pressure-sensors/1754999/32510142.html
1755000 | RS | 1: 153.2567 5: 126.1273 | RS PRO Pressure Sensor, Max 400bar, Min 0bar | ±0.25 % |  |  | Industrial | [7 empty] | 32V | 400Pa |  | 9V |  | threaded mounting |  | - | -20℃~80℃ |  |  |  |  | Analogue | [6 empty] | relative | [8 empty] | 11 | https://www.unikeyic.com/media/about_us/Unikey_ISO_9001_Certification.pdf | https://www.unikeyic.com/products/pressure-sensors/1755000/19742961.html
1755012 | RS | 1: 253.4657 5: 208.6054 | RS PRO Pressure Sensor Max 500mbar Min 0bar | ±0.25 % |  |  | Industrial | [7 empty] | 32V | 0.5Pa |  | 9V |  |  |  | - | -20℃~80℃ |  |  |  |  | Analogue | [6 empty] | relative | [8 empty] | 9 | https://www.unikeyic.com/media/about_us/Unikey_ISO_9001_Certification.pdf | https://www.unikeyic.com/products/pressure-sensors/1755012/20728131.html
176PC14HG2 | Honeywell | 40: 3.509 | Exhaust type metering Wheatstone Bridge 0inH₂O~14inH₂O 10V 16V 5.06 PSI ±3% SIP-4 Through hole mounting | ±3% |  |  | Industrial |  |  |  | 176PC14HG2 Honeywell |  |  |  | 16V | 5.06 PSI |  | 10V |  | Through hole mounting |  | 0inH₂O~14inH₂O | -40℃~85℃ |  |  |  |  | Wheatstone Bridge |  | SIP-4 |  |  |  |  | Exhaust metering |  | Stop production |  | bulk |  |  |  |  | 305 | https://www.unikeyic.com/media/datasheet/7f/80/4ff6/7f/0a991a4d979e974cdb6b9bb6977cca7b.pdf | https://www.unikeyic.com/products/pressure-sensors/176pc14hg2/11170863.html
1800-07G-K1L-B | Honeywell | 2+: 100.936 3+: 99.066 | Analog Sensor 0psi~30psi TO-233-AA | [40 empty] | 5 | https://www.unikeyic.com/media/datasheet/bd/98/613e/bd/8cc66373a976bd5b41e1e87e6c8860d3.pdf | https://www.unikeyic.com/products/pressure-sensors/1800-07g-k1l-b/11217674.html
1800-10G-L4L-B | Honeywell | 1+: 259.061 2+: 248.259 4+: 238.337 | Wheatstone Bridge Pressure Sensor, 0psi~150psi, 15V, TO-8, TH, 20.6mm H | [40 empty] | 4 | https://www.unikeyic.com/media/datasheet/b4/59/18ac/b4/a65fd4005bbc8d5aa155288acb4e152b.pdf | https://www.unikeyic.com/products/pressure-sensors/1800-10g-l4l-b/11175705.html
1800-L575-01G | Honeywell | 2+: 93.456 | [41 empty] | 71 |  | https://www.unikeyic.com/products/pressure-sensors/1800-l575-01g/35053546.html
185PC30DT | Honeywell | 1: 417.505 2: 409.629 3: 401.753 30: 393.877 | Differential 206.84KPa 7V 16V 413.69KPa ±1.5% Through hole mounting 16.3mm*29.2mm*21.3mm | ±1.5% |  |  |  | Board Mount | 185PC30 |  |  | Amplified Output, Temperature Compensated |  |  |  |  | 60PSI (413.69kPa) |  | 1 (Unlimited) |  | Through Hole |  |  |  | 30PSI (206.84kPa) | -40°C ~ 85°C | 1 V ~ 7 V |  | Analog Voltage |  | 6-DIP Module | Bulk | Male - 0.2" (5mm) Tube, Dual | Barbless |  | Differential |  | 2831788 |  | 180PC | - | PC Pin | 7V ~ 16V | 50 | https://www.unikeyic.com/media/datasheet/54/b5/0709/54/082ff61adc2c8d32e0f4752051934812.pdf | https://www.unikeyic.com/products/pressure-sensors/185pc30dt/34967028.html
1865-01G-KDN | Honeywell | 2: 100.914 3: 99.044 6: 97.174 | Vented Pressure Sensor, Wheatstone Bridge, 34.47kPa, 15V, 103.42kPa ±0.25%, DIP-8 TH, 4.7mm H | ±0.25% | [6 empty] | 1865-01G-KDN Honeywell |  |  | 4.7mm(height) | 15V | 103.42KPa |  | - |  | Through hole mounting |  | 34.47KPa | -28℃~54℃ |  |  |  |  | Wheatstone Bridge |  | DIP-8 |  |  |  |  | Exhaust metering |  | On sale | [6 empty] | 9 | https://www.unikeyic.com/media/datasheet/ea/8c/23db/ea/9b3712c0a105b44380c6c93c704b88f3.pdf | https://www.unikeyic.com/products/pressure-sensors/1865-01g-kdn/10882679.html
1865-05G-KDN | Honeywell | 1: 113.575 3: 111.474 5: 109.362 10: 107.261 25: 105.16 100: 89.386 | Exhaust type metering Wheatstone Bridge 172.37KPa 15V 413.69KPa ±0.25% DIP-8 Through hole mounting 4.7mm(height) | ±0.25% |  |  |  | Board Mount |  |  |  | Temperature Compensated |  |  |  |  | 60PSI (413.69kPa) |  | 1 (Unlimited) |  | Through Hole |  |  |  | 25PSI (172.37kPa) | -28°C ~ 54°C | 0 V ~ 7.5 V |  | Wheatstone Bridge |  | 8-DIP Module | Tray | - | No Port |  | Vented Gauge |  | 1248963 |  | 1865 | - | - | 15V | 230 | https://www.unikeyic.com/media/datasheet/ea/8c/23db/ea/9b3712c0a105b44380c6c93c704b88f3.pdf | https://www.unikeyic.com/products/pressure-sensors/1865-05g-kdn/35005493.html
1910-0 | Dwyer Instruments | 1+: 84.588 | Differential | [40 empty] | 4 |  | https://www.unikeyic.com/products/pressure-sensors/1910-0/681750740.html
1910-1 | Dwyer Instruments | 1+: 124.1429 | Differential | [40 empty] | 21 |  | https://www.unikeyic.com/products/pressure-sensors/1910-1/691971077.html
19C003PG3L | Honeywell | 1+: 114.697 3+: 110.286 15+: 106.04 30+: 101.959 | Basic Pressure Sensor, 0psi~3psi, Panel Mount, 18.95mm × 18.95mm × 9.27mm | [40 empty] | 68 | https://www.unikeyic.com/media/datasheet/d8/bb/7d46/0a/c6f166143fd0fd81f06debc2edc0c01f.pdf | https://www.unikeyic.com/products/pressure-sensors/19c003pg3l/34964000.html
19C003PG4K | Honeywell | 1+: 595.386 | Vented Pressure Sensor, Gauge, 20.68kPa, 15V, 310.26kPa, ±0.25%, Wire Mount, Threaded Mount, 21.98mm × 19.05mm × 30.99mm | [40 empty] | 15 | https://www.unikeyic.com/media/datasheet/5e/3b/0917/5e/6dfc061aae96bbeb2a3d6f1e7df6b4a2.pdf | https://www.unikeyic.com/products/pressure-sensors/19c003pg4k/35046745.html
19C005PG3L | Honeywell | 1: 164.043 2: 160.996 4: 157.96 7: 154.924 | Basic Pressure Sensor 0psi~5psi Panel Mount 18.95mm × 18.95mm × 9.27mm | - |  |  | Industrial |  |  |  | 19C005PG3L Honeywell |  |  | 18.95mm*18.95mm*9.27mm | - | - |  | - |  | panel mount |  | 0psi~5psi | -40℃~125℃ |  |  |  |  | Basic | [6 empty] | metering | [8 empty] | 9 | https://www.unikeyic.com/media/datasheet/30/68/1e05/30/7c5680d11086d41599d462df8d87aab4.pdf | https://www.unikeyic.com/products/pressure-sensors/19c005pg3l/11251212.html
19C010PG2L | Honeywell | 1: 160.479 2: 157.498 4: 154.528 7: 151.558 | Exhaust type metering 0psi~10psi ±0.25% wire mounting 18.95mm*18.95mm*9.52mm | ±0.25% |  |  |  |  | 19C010 |  |  | Temperature Compensated |  |  |  |  | 30PSI (206.84kPa) |  | 1 (Unlimited) | [5 empty] | 10PSI (68.95kPa) | -40°C ~ 125°C | 0 mV ~ 100 mV |  | Analog Voltage |  | Cylinder | Bulk | - | No Port |  | Vented Gauge |  | 10465699 |  | 19 mm | - | Flex Cable | - | 9 | https://www.unikeyic.com/media/about_us/Unikey_ISO_9001_Certification.pdf | https://www.unikeyic.com/products/pressure-sensors/19c010pg2l/11350970.html
19C015PA1K | Honeywell | 1+: 573.3311 | Absolute Pressure Sensor, 103.42kPa to 310.26kPa, 15V, ±0.25%, Wire Mount, 18.95mm × 18.95mm × 14.6mm | [40 empty] | 73 | https://www.unikeyic.com/media/datasheet/5e/3b/0917/5e/6dfc061aae96bbeb2a3d6f1e7df6b4a2.pdf | https://www.unikeyic.com/products/pressure-sensors/19c015pa1k/35043418.html
19C015PA1K/SZ75791 | Honeywell | 1+: 189.134 | Absolute 0psi~15psi 14.6mm H | [40 empty] | 1 | https://www.unikeyic.com/media/datasheet/d8/fa/c0b3/d8/83d5d9c169ebccfbdd79ec79bbd01de4.pdf | https://www.unikeyic.com/products/pressure-sensors/19c015pa1k-sz75791/11238495.html
19C015PA1L | Honeywell | 1+: 289.63 | Absolute Basic 0psi~15psi 103.42kPa Panel Mount 18.95mm × 18.95mm × 14.6mm | [40 empty] | 1 | https://www.unikeyic.com/media/datasheet/30/68/1e05/30/7c5680d11086d41599d462df8d87aab4.pdf | https://www.unikeyic.com/products/pressure-sensors/19c015pa1l/11308549.html
19C015PA2K | Honeywell | 2+: 120.296 | Pressure Sensor Basic 0psi~15psi Panel Mount 18.95mm × 18.95mm × 9.52mm | [40 empty] | 22 |  | https://www.unikeyic.com/products/pressure-sensors/19c015pa2k/11256550.html
19C015PA4K | Honeywell | 1: 530.172 10: 500.1577 | absolute AnalogVoltage 103.42KPa 15V 310.26KPa ±0.25% threaded mounting 21.98mm*19.05mm*30.99mm | ±0.25% |  |  |  | Board Mount | 19C015 |  |  | Temperature Compensated |  |  |  |  | 45PSI (310.26kPa) |  | 1 (Unlimited) | [5 empty] | 15PSI (103.42kPa) | -40°C ~ 125°C | 0 mV ~ 100 mV (10V) |  | Analog Voltage |  | Cylinder, Threaded | Bulk | Male - 1/8" (3.18mm) NPT | Threaded |  | Absolute |  | 388802 |  | 19 mm | - | Flex Cable | 15V | 83 | https://www.unikeyic.com/media/datasheet/5e/3b/0917/5e/6dfc061aae96bbeb2a3d6f1e7df6b4a2.pdf | https://www.unikeyic.com/products/pressure-sensors/19c015pa4k/10980502.html
19C015PA5L | Honeywell | 1: 289.63 2: 284.174 | absolute 0psi~15psi 15V 103.42Kpa ±0.25% wire mounting，threaded mounting 22mm*19.05mm*31.24mm | ±0.25% |  |  |  |  | 19C015 |  |  | Temperature Compensated |  |  |  |  | 45PSI (310.26kPa) |  | 1 (Unlimited) | [5 empty] | 15PSI (103.42kPa) | -40°C ~ 125°C | 0 mV ~ 100 mV |  | Analog Voltage |  | Cylinder, Threaded | Bulk | Male - 1/4" (6.35mm) NPT | Threaded |  | Absolute |  | 10465395 |  | 19 mm | - | Flex Cable | - | 3 | https://www.unikeyic.com/media/datasheet/d8/fa/c0b3/d8/83d5d9c169ebccfbdd79ec79bbd01de4.pdf | https://www.unikeyic.com/products/pressure-sensors/19c015pa5l/34970654.html
19C015PA8K | Honeywell | 1: 510.2074 | absolute Basic 0psi~15psi 15V 103.42Kpa panel mount 18.95mm*18.95mm*14.86mm | ±0.25% |  |  |  |  | 19C015 |  |  | Temperature Compensated |  |  |  |  | 45PSI (310.26kPa) |  | 1 (Unlimited) | [5 empty] | 15PSI (103.42kPa) | -40°C ~ 125°C | 0 mV ~ 100 mV (10V) |  | Analog Voltage |  | Cylinder | Bulk | - | No Port |  | Absolute |  |  |  | 19 mm | - | Flex Cable | 15V | 24 | https://www.unikeyic.com/media/about_us/Unikey_ISO_9001_Certification.pdf | https://www.unikeyic.com/products/pressure-sensors/19c015pa8k/35043064.html
19C015PG2L | Honeywell | 2+: 57.475 5+: 55.176 | Vented Gauge Pressure Sensor 0psi~15psi ±0.25% Wire Mount 18.95mm × 18.95mm × 9.52mm | [40 empty] | 16 |  | https://www.unikeyic.com/products/pressure-sensors/19c015pg2l/35060912.html
19C015PV5K | Honeywell | 1+: 289.63 2+: 284.174 4+: 278.707 | Vacuum -103420Pa 15V 310.26KPa ±0.25% Wire Mount Threaded Mount 21.99mm × 19.05mm × 82.04mm | [40 empty] | 70 | https://www.unikeyic.com/media/datasheet/5e/3b/0917/5e/6dfc061aae96bbeb2a3d6f1e7df6b4a2.pdf | https://www.unikeyic.com/products/pressure-sensors/19c015pv5k/34957401.html
19C015PV6K | Honeywell | 1+: 168.85 3+: 160.809 | Vacuum Sensor 0psi~15psi ±0.25% Wire Mount, Thread Mount 21.99mm × 19.05mm × 79.25mm | [40 empty] | 7 |  | https://www.unikeyic.com/products/pressure-sensors/19c015pv6k/11288531.html
19C030PA1L | Honeywell | 1+: 278.905 2+: 273.647 4+: 268.378 25+: 263.12 26+: 236.808 101+: 210.496 | Pressure Sensor Basic 0psi~30psi 206.84kPa Panel Mount 18.95mm × 18.95mm × 14.6mm | [40 empty] | 215 | https://www.unikeyic.com/media/datasheet/30/68/1e05/30/7c5680d11086d41599d462df8d87aab4.pdf | https://www.unikeyic.com/products/pressure-sensors/19c030pa1l/10973998.html
19C030PA4K | Honeywell | 1+: 403.2513 | Absolute Pressure 206.84kPa 15V 620.53kPa ±0.25% Wire Mount, Threaded Mount 21.98mm × 19.05mm × 30.99mm | [40 empty] | 72 | https://www.unikeyic.com/media/datasheet/5e/3b/0917/5e/6dfc061aae96bbeb2a3d6f1e7df6b4a2.pdf | https://www.unikeyic.com/products/pressure-sensors/19c030pa4k/24804.html
19C030PA6L | Honeywell | 1+: 289.63 2+: 284.174 4+: 278.707 25+: 273.24 26+: 245.916 | Absolute 0psi~30psi 206.84kPa ±0.25% Wire Mount, Thread Mount 22mm × 19.05mm × 28.45mm | [40 empty] | 116 |  | https://www.unikeyic.com/products/pressure-sensors/19c030pa6l/34995852.html
19C030PG1L | Honeywell | 3+: 45.573 | Vented Gauge 0psi~30psi 206.84kPa ±0.25% Wire Mount 18.95mm × 18.95mm × 14.6mm Sensor | [40 empty] | 139 |  | https://www.unikeyic.com/products/pressure-sensors/19c030pg1l/35062696.html
19C030PG2L | Honeywell | 3: 45.65 7: 43.824 27: 42.075 69: 40.392 | metering Basic 0psi~30psi panel mount 18.95mm*18.95mm*9.52mm | ±0.25% |  |  |  |  | 19C030 |  |  | Temperature Compensated |  |  |  |  | 90PSI (620.53kPa) |  | 1 (Unlimited) | [5 empty] | 30PSI (206.84kPa) | -40°C ~ 125°C | 0 mV ~ 100 mV |  | Analog Voltage |  | Cylinder | Bulk | - | No Port |  | Vented Gauge |  | 10465241 |  | 19 mm | - | Flex Cable | - | 103 | https://www.unikeyic.com/media/about_us/Unikey_ISO_9001_Certification.pdf | https://www.unikeyic.com/products/pressure-sensors/19c030pg2l/11205237.html
19C030PG4K | Honeywell | 1: 278.905 2: 273.647 4: 268.378 | Exhaust type metering 206.84KPa 15V 620.53KPa ±0.25% wire mounting，threaded mounting 21.98mm*19.05mm*30.99mm | ±0.25% |  |  |  | Board Mount | 19C030 |  |  | Temperature Compensated |  |  |  |  | 90PSI (620.53kPa) |  | 1 (Unlimited) | [5 empty] | 30PSI (206.84kPa) | -40°C ~ 125°C | 0 mV ~ 100 mV (10V) |  | Analog Voltage |  | Cylinder, Threaded | Bulk | Male - 1/8" (3.18mm) NPT | Threaded |  | Vented Gauge |  | 388805 |  | 19 mm | - | Flex Cable | 15V | 12 | https://www.unikeyic.com/media/datasheet/5e/3b/0917/5e/6dfc061aae96bbeb2a3d6f1e7df6b4a2.pdf | https://www.unikeyic.com/products/pressure-sensors/19c030pg4k/11354803.html
19C030PV1L | Honeywell | 1+: 168.85 3+: 160.809 9+: 153.505 | Differential, Vacuum, Metering Basic 0psi~30psi Panel Mount 18.9mm × 18.9mm × 65.4mm | [40 empty] | 19 |  | https://www.unikeyic.com/products/pressure-sensors/19c030pv1l/11168690.html
19C030PV3K | Honeywell | 1: 229.163 | Differential，vacuum，metering Basic 0psi~30psi 15V panel mount 22.1mm*22.1mm*60.07mm | - |  |  | Automotive |  |  |  | 19C030PV3K Honeywell |  |  | 22.1mm*22.1mm*60.07mm | 15V | - |  | - |  | panel mount |  | 0psi~30psi | -40℃~125℃ |  |  |  |  | Basic | [6 empty] | Differential, vacuum, metering | [8 empty] | 2 | https://www.unikeyic.com/media/datasheet/97/2f/de43/97/a11b55a1db22a9427a91cabe68888422.pdf | https://www.unikeyic.com/products/pressure-sensors/19c030pv3k/11235901.html
19C030PV4K | Honeywell | 1+: 289.63 2+: 284.174 | Vacuum Sensor, -206840Pa to 620.53KPa, 15V, ±0.25%, Wire Mount, Thread Mount, 21.99mm × 19.05mm × 81.79mm | [40 empty] | 3 | https://www.unikeyic.com/media/datasheet/5e/3b/0917/5e/6dfc061aae96bbeb2a3d6f1e7df6b4a2.pdf | https://www.unikeyic.com/products/pressure-sensors/19c030pv4k/11155413.html
19C030PV5K | Honeywell | 1: 213.224 3: 204.336 5: 196.163 | vacuum AnalogVoltage -206840Pa 620.53KPa ±0.25% threaded mounting | ±0.25% |  |  | Industrial |  |  |  | 19C030PV5K Honeywell |  |  |  | - | 620.53KPa |  | - |  | threaded mounting |  | -206840Pa | -40℃~125℃ |  |  |  |  | AnalogVoltage | [6 empty] | vacuum |  | On sale | [6 empty] | 5 | https://www.unikeyic.com/media/datasheet/5e/3b/0917/5e/6dfc061aae96bbeb2a3d6f1e7df6b4a2.pdf | https://www.unikeyic.com/products/pressure-sensors/19c030pv5k/34941807.html
19C050PA1L | Honeywell | 1+: 239.052 2+: 234.619 3+: 230.197 5+: 225.764 | Absolute 0psi~50psi 344.74kPa ±0.25% Wire Mount 18.95mm × 18.95mm × 14.6mm | [40 empty] | 23 | https://www.unikeyic.com/media/datasheet/30/68/1e05/30/7c5680d11086d41599d462df8d87aab4.pdf | https://www.unikeyic.com/products/pressure-sensors/19c050pa1l/35041095.html
19C050PA2L | Honeywell | 1+: 289.63 2+: 284.174 4+: 278.707 25+: 273.24 26+: 245.916 | Absolute 0psi~50psi 344.74kPa ±0.25%, Wire Mount, 18.95mm × 18.95mm × 9.52mm | [40 empty] | 27 |  | https://www.unikeyic.com/products/pressure-sensors/19c050pa2l/34962971.html
19C050PA4K | Honeywell | 1+: 278.905 2+: 273.647 4+: 268.378 | Absolute Pressure Sensor, 344.74kPa, 15V, 1.03421MPa ±0.25%, Wire Mount, Thread Mount, 21.98mm × 19.05mm × 30.99mm | [40 empty] | 16 | https://www.unikeyic.com/media/datasheet/5e/3b/0917/5e/6dfc061aae96bbeb2a3d6f1e7df6b4a2.pdf | https://www.unikeyic.com/products/pressure-sensors/19c050pa4k/10901333.html
19C050PG4K | Honeywell | 1: 595.386 | Exhaust type metering 344.74KPa 1.03421MPa ±0.25% wire mounting，threaded mounting 22mm*19.05mm*22mm | ±0.25% |  |  |  | Board Mount | 19C050 |  |  | Temperature Compensated |  |  |  |  | 150PSI (1034.21kPa) |  | 1 (Unlimited) | [5 empty] | 50PSI (344.74kPa) | -40°C ~ 125°C | 0 mV ~ 100 mV (10V) |  | Analog Voltage |  | Cylinder, Threaded | Bulk | Male - 1/8" (3.18mm) NPT | Threaded |  | Vented Gauge |  | 388807 |  | 19 mm | - | Flex Cable | 15V | 10 | https://www.unikeyic.com/media/datasheet/5e/3b/0917/5e/6dfc061aae96bbeb2a3d6f1e7df6b4a2.pdf | https://www.unikeyic.com/products/pressure-sensors/19c050pg4k/11106007.html
19C100PA1L | Honeywell | 1: 289.63 2: 284.174 4: 278.707 25: 273.24 26: 245.916 | absolute 0psi~100psi 689.48Kpa ±0.25% wire mounting 18.95mm*18.95mm*14.6mm | ±0.25% |  |  |  |  | 19C100 |  |  | Temperature Compensated |  |  |  |  | 300PSI (2068.43kPa) |  | 1 (Unlimited) | [5 empty] | 100PSI (689.48kPa) | -40°C ~ 125°C | 0 mV ~ 100 mV |  | Analog Voltage |  | Cylinder | Bulk | Cell w/Body O-Ring | No Port |  | Absolute |  | 10465629 |  | 19 mm | - | Flex Cable | - | 40 | https://www.unikeyic.com/media/about_us/Unikey_ISO_9001_Certification.pdf | https://www.unikeyic.com/products/pressure-sensors/19c100pa1l/34990211.html
19C100PA5L | Honeywell | 1+: 289.63 2+: 284.174 4+: 278.707 25+: 273.24 26+: 245.916 | Absolute Basic 0psi~100psi 689.48kPa Thread Mount, Hinge Mount 22mm × 19.05mm × 31.24mm | [40 empty] | 70 |  | https://www.unikeyic.com/products/pressure-sensors/19c100pa5l/11069860.html
19C100PA8K | Honeywell | 1: 157.234 2: 154.319 4: 151.404 7: 148.5 | absolute Basic 0psi~100psi panel mount 18.95mm*18.95mm*14.86mm | - |  |  | Industrial |  |  |  | 19C100PA8K Honeywell |  |  | 18.95mm*18.95mm*14.86mm | - | - |  | - |  | panel mount |  | 0psi~100psi | -40℃~125℃ |  |  |  |  | Basic | [6 empty] | absolute | [8 empty] | 10 | https://www.unikeyic.com/media/datasheet/30/68/1e05/30/7c5680d11086d41599d462df8d87aab4.pdf | https://www.unikeyic.com/products/pressure-sensors/19c100pa8k/34984353.html
19C100PG1L | Honeywell | 1: 168.85 3: 160.809 | metering Basic 0psi~100psi panel mount 18.95mm*18.95mm*14.6mm | - |  |  | Industrial |  |  |  | 19C100PG1L Honeywell |  |  | 18.95mm*18.95mm*14.6mm | - | - |  | - |  | panel mount |  | 0psi~100psi | -40℃~125℃ |  |  |  |  | Basic | [6 empty] | metering | [8 empty] | 6 | https://www.unikeyic.com/media/datasheet/30/68/1e05/30/7c5680d11086d41599d462df8d87aab4.pdf | https://www.unikeyic.com/products/pressure-sensors/19c100pg1l/35043047.html
19C100PG2K | Honeywell | 1+: 278.905 2+: 273.647 4+: 268.378 25+: 263.12 26+: 236.808 | Meter Basic 0psi~100psi 15V 689.48kPa Panel Mount 18.95mm × 18.95mm × 9.52mm | [40 empty] | 30 | https://www.unikeyic.com/media/datasheet/d8/fa/c0b3/d8/83d5d9c169ebccfbdd79ec79bbd01de4.pdf | https://www.unikeyic.com/products/pressure-sensors/19c100pg2k/11183540.html
19C100PG6K | Honeywell | 1+: 595.386 | Meter Basic 0psi~100psi 15V 689.48kPa Threaded Mount, Hinge Mount 22mm × 19.05mm × 28.45mm | [40 empty] | 23 |  | https://www.unikeyic.com/products/pressure-sensors/19c100pg6k/35064326.html
19C100PV5K | Honeywell | 1+: 289.63 2+: 284.174 4+: 278.707 | Vacuum Analog Voltage -689480Pa 2.06843MPa ±0.25% Thread Mount 21.99mm × 19.05mm × 82.04mm | [40 empty] | 6 | https://www.unikeyic.com/media/datasheet/5e/3b/0917/5e/6dfc061aae96bbeb2a3d6f1e7df6b4a2.pdf | https://www.unikeyic.com/products/pressure-sensors/19c100pv5k/11316402.html
19C100PV5L | Honeywell | 1: 289.63 2: 284.174 4: 278.707 | vacuum -689480Pa 15V 2.06843MPa ±0.25% wire mounting，threaded mounting 21.99mm*19.05mm*82.04mm | ±0.25% |  |  |  | Board Mount | 19C100 |  |  | Temperature Compensated |  |  |  |  | -300PSI (-2068.43kPa) |  | 1 (Unlimited) | [5 empty] | -100PSI (-689.48kPa) | -40°C ~ 125°C | 0 mV ~ 100 mV |  | Analog Voltage |  | Cylinder, Threaded | Bulk | Male - 1/4" (6.35mm) NPT | Threaded |  | Vacuum |  | 447206 |  | 19 mm | - | Flex Cable | - | 6 | https://www.unikeyic.com/media/datasheet/5e/3b/0917/5e/6dfc061aae96bbeb2a3d6f1e7df6b4a2.pdf | https://www.unikeyic.com/products/pressure-sensors/19c100pv5l/11290980.html
19C200PA7K | Honeywell | 1+: 167.739 2+: 164.626 4+: 161.524 7+: 158.411 | Absolute 0psi~200psi ±0.25% Wire Mount Thread Mount 22mm × 19.05mm × 22mm | [40 empty] | 13 |  | https://www.unikeyic.com/products/pressure-sensors/19c200pa7k/35002479.html
19C200PG1K | Honeywell | 1+: 278.905 2+: 273.647 4+: 268.378 | Vented Gauge 0psi~200psi 15V 1378.95kPa ±0.25% Wire Mount 18.95mm × 18.95mm × 14.6mm | [40 empty] | 19 |  | https://www.unikeyic.com/products/pressure-sensors/19c200pg1k/10891663.html
19C200PG2K | Honeywell | 25: 431.9019 | metering Basic 0psi~200psi 15V 1378.95Kpa panel mount 18.95mm*18.95mm*9.52mm | ±0.25% |  |  |  |  | 19C200 |  |  | Temperature Compensated |  |  |  |  | 600PSI (4136.85kPa) |  | 1 (Unlimited) | [5 empty] | 200PSI (1378.95kPa) | -40°C ~ 125°C | 0 mV ~ 100 mV (10V) |  | Analog Voltage |  | Cylinder | Bulk | - | No Port |  | Vented Gauge |  |  |  | 19 mm | - | Flex Cable | 15V | 42 | https://www.unikeyic.com/media/datasheet/d8/fa/c0b3/d8/83d5d9c169ebccfbdd79ec79bbd01de4.pdf | https://www.unikeyic.com/products/pressure-sensors/19c200pg2k/34994686.html
19C200PG5K | Honeywell | 1: 289.63 2: 284.174 4: 278.707 25: 273.24 26: 245.916 | Exhaust type metering 0psi~200psi 1378.95Kpa ±0.25% wire mounting，threaded mounting 22mm*19.05mm*31.24mm | ±0.25% |  |  |  |  | 19C200 |  |  | Temperature Compensated |  |  |  |  | 600PSI (4136.85kPa) |  | 1 (Unlimited) | [5 empty] | 200PSI (1378.95kPa) | -40°C ~ 125°C | 0 mV ~ 100 mV (10V) |  | Analog Voltage |  | Cylinder, Threaded | Bulk | Male - 1/4" (6.35mm) NPT | Threaded |  | Vented Gauge |  | 10465120 |  | 19 mm | - | Flex Cable | 15V | 36 | https://www.unikeyic.com/media/about_us/Unikey_ISO_9001_Certification.pdf | https://www.unikeyic.com/products/pressure-sensors/19c200pg5k/34971152.html
19C200PG5L | Honeywell | 1: 155.628 2: 152.746 4: 149.864 8: 146.982 | metering Basic 0psi~200psi threaded mounting，Hinge mounting 22mm*19.05mm*31.24mm | - |  |  | Industrial | [6 empty] | 22mm*19.05mm*31.24mm | - | - |  | - |  | threaded mounting, Hinge mounting |  | 0psi~200psi | -40℃~125℃ |  |  |  |  | Basic | [6 empty] | metering | [8 empty] | 9 | https://www.unikeyic.com/media/about_us/Unikey_ISO_9001_Certification.pdf | https://www.unikeyic.com/products/pressure-sensors/19c200pg5l/11043834.html
19C300PG3K | Honeywell | 2+: 58.333 5+: 56.001 21+: 53.757 54+: 51.612 | Basic Pressure Gauge, 0psi~300psi, Panel Mount, 18.95mm × 18.95mm × 9.27mm | [40 empty] | 87 |  | https://www.unikeyic.com/products/pressure-sensors/19c300pg3k/34999387.html
19C300PG4K | Honeywell | 1: 289.63 2: 284.174 4: 278.707 25: 273.24 | Exhaust type metering 2.06843MPa 15V 6.20528MPa ±0.25% wire mounting，threaded mounting 21.98mm*19.05mm*30.99mm | ±0.25% |  |  |  | Board Mount | 19C300 |  |  | Temperature Compensated |  |  |  |  | 900PSI (6205.28kPa) |  | 1 (Unlimited) | [5 empty] | 300PSI (2068.43kPa) | -40°C ~ 125°C | 0 mV ~ 100 mV (10V) |  | Analog Voltage |  | Cylinder, Threaded | Bulk | Male - 1/8" (3.18mm) NPT | Threaded |  | Vented Gauge |  | 388813 |  | 19 mm | - | Flex Cable | 15V | 76 | https://www.unikeyic.com/media/datasheet/5e/3b/0917/5e/6dfc061aae96bbeb2a3d6f1e7df6b4a2.pdf | https://www.unikeyic.com/products/pressure-sensors/19c300pg4k/35047648.html
19C300PG6K | Honeywell | 1: 595.386 | Exhaust type metering 0psi~300psi 15V 2068.43Kpa ±0.25% wire mounting，threaded mounting 22mm*19.05mm*28.45mm | ±0.25% |  |  | Industrial | [6 empty] | 22mm*19.05mm*28.45mm | 15V | 2068.43Kpa |  | - |  | wire mounting, threaded mounting |  | 0psi~300psi | -40℃~125℃ |  |  |  |  | - | [6 empty] | Exhaust metering |  |  |  | bulk |  |  |  |  | 18 | https://www.unikeyic.com/media/about_us/Unikey_ISO_9001_Certification.pdf | https://www.unikeyic.com/products/pressure-sensors/19c300pg6k/34988625.html
19C300PV2K | Honeywell | 3: 45.276 7: 43.461 27: 41.723 69: 40.051 | vacuum 0psi~300psi 15V ±0.25% wire mounting 18.9mm*18.9mm*60.32mm | ±0.25% |  |  |  |  | 19C300 |  |  | Temperature Compensated |  |  |  |  | -900PSI (-6205.28kPa) |  | 1 (Unlimited) | [5 empty] | -300PSI (-2068.43kPa) | -40°C ~ 125°C | 0 mV ~ 100 mV (10V) |  | Analog Voltage |  | Cylinder | Bulk | - | No Port |  | Vacuum |  | 10465668 |  | 19 mm | - | Flex Cable | 15V | 81 | https://www.unikeyic.com/media/about_us/Unikey_ISO_9001_Certification.pdf | https://www.unikeyic.com/products/pressure-sensors/19c300pv2k/11210723.html
19C300PV4K | Honeywell | 1+: 595.386 | Vacuum Gauge Basic 0psi~300psi 15V -2068.43kPa Panel Mount 21.99mm × 19.05mm × 81.79mm | [40 empty] | 19 |  | https://www.unikeyic.com/products/pressure-sensors/19c300pv4k/11154041.html
19C500PA1K/SZ75946 | Honeywell | 3+: 53.559 7+: 51.502 25+: 49.522 60+: 47.619 200+: 45.782 | Industrial Pressure Sensor | [40 empty] | 368 |  | https://www.unikeyic.com/products/pressure-sensors/19c500pa1k-sz75946/35039166.html
19C500PA4K | Honeywell | 1: 278.905 2: 273.647 4: 268.378 | absolute 3.44738MPa 15V 8.27371MPa ±0.25% wire mounting，threaded mounting 21.98mm*19.05mm*30.99mm | ±0.25% |  |  |  | Board Mount | 19C500 |  |  | Temperature Compensated |  |  |  |  | 1200PSI (8273.71kPa) |  | 1 (Unlimited) | [5 empty] | 500PSI (3447.38kPa) | -40°C ~ 125°C | 0 mV ~ 100 mV (10V) |  | Analog Voltage |  | Cylinder, Threaded | Bulk | Male - 1/8" (3.18mm) NPT | Threaded |  | Absolute |  | 388814 |  | 19 mm | - | Flex Cable | 15V | 35 | https://www.unikeyic.com/media/datasheet/5e/3b/0917/5e/6dfc061aae96bbeb2a3d6f1e7df6b4a2.pdf | https://www.unikeyic.com/products/pressure-sensors/19c500pa4k/11175861.html
19C500PA6L | Honeywell | 1: 595.386 | absolute 0psi~500psi 15V 3447.38Kpa ±0.25% wire mounting，threaded mounting 22mm*19.05mm*28.45mm | ±0.25% |  |  | Industrial |  |  |  | 19C500PA6L Honeywell |  |  | 22mm*19.05mm*28.45mm | 15V | 3447.38Kpa |  | - |  | wire mounting, threaded mounting |  | 0psi~500psi | -40℃~125℃ |  |  |  |  | - | [6 empty] | absolute |  | On sale |  | bulk |  |  |  |  | 145 | https://www.unikeyic.com/media/datasheet/d8/fa/c0b3/d8/83d5d9c169ebccfbdd79ec79bbd01de4.pdf | https://www.unikeyic.com/products/pressure-sensors/19c500pa6l/34954506.html
19C500PA8K | Honeywell | 1: 181.984 2: 173.316 | absolute 0psi~500psi ±0.25% wire mounting 18.95mm*18.95mm*14.86mm | ±0.25% | [7 empty] | Temperature Compensated |  |  |  |  | 1200PSI (8273.71kPa) |  | 1 (Unlimited) | [5 empty] | 500PSI (3447.38kPa) | -40°C ~ 125°C | 0 mV ~ 100 mV (10V) |  | Analog Voltage |  | Cylinder | Bulk | - | No Port |  | Absolute |  | 14811541 |  | 19 mm | - | Flex Cable | 15V | 3 | https://www.unikeyic.com/media/about_us/Unikey_ISO_9001_Certification.pdf | https://www.unikeyic.com/products/pressure-sensors/19c500pa8k/34940357.html
19U003PG1K | Honeywell | 2: 95.007 | Industrial Pressure Sensor JZ Stainless Press | - | [6 empty] | 19U003PG1K Honeywell |  |  |  | - | - |  | - |  |  |  | - | [5 empty] | - | [6 empty] | - | [8 empty] | 2 | https://www.unikeyic.com/media/datasheet/62/cc/3608/62/067da4facebd1dbac59cb0e73f7c8b9f.pdf | https://www.unikeyic.com/products/pressure-sensors/19u003pg1k/11147353.html
19U005PG3K | Honeywell | 1+: 176.748 2+: 168.322 | Basic Pressure Sensor, 0psi~5psi, TH, 22.1mm × 22.1mm × 60.07mm | [40 empty] | 7 |  | https://www.unikeyic.com/products/pressure-sensors/19u005pg3k/11118691.html
19U030PG1K | Honeywell | 1: 155.749 3: 148.335 | Exhaust type metering 0psi~30psi 15V ±0.25% wire mounting 18.9mm*18.9mm*65.4mm | ±0.25% |  |  | Industrial | [6 empty] | 18.9mm*18.9mm*65.4mm | 15V | - |  | - |  | wire mounting |  | 0psi~30psi | -40℃~125℃ |  |  |  |  | - | [6 empty] | Exhaust metering |  | Stop production |  | bulk |  |  |  |  | 3 | https://www.unikeyic.com/media/about_us/Unikey_ISO_9001_Certification.pdf | https://www.unikeyic.com/products/pressure-sensors/19u030pg1k/11256503.html
19U050PA7K | Honeywell | 1: 127.314 3: 124.96 5: 122.606 9: 120.241 25: 117.887 26: 106.095 | absolute Basic 0psi~50psi 15V panel mount 21.99mm*19.05mm*82.3mm | - |  |  | Automotive | [6 empty] | 21.99mm*19.05mm*82.3mm | 15V | - |  | - |  | panel mount |  | 0psi~50psi | -40℃~125℃ |  |  |  |  | Basic | [6 empty] | absolute | [8 empty] | 35 | https://www.unikeyic.com/media/about_us/Unikey_ISO_9001_Certification.pdf | https://www.unikeyic.com/products/pressure-sensors/19u050pa7k/10.html
19U500PG5K | Honeywell | 1: 117.425 3: 115.247 5: 113.069 10: 110.902 25: 108.724 26: 97.856 | metering Basic 0psi~500psi 15V panel mount 21.99mm*19.05mm*82.04mm | - |  |  | Automotive | [6 empty] | 21.99mm*19.05mm*82.04mm | 15V | - |  | - |  | panel mount |  | 0psi~500psi | -40℃~125℃ |  |  |  |  | Basic | [6 empty] | metering | [8 empty] | 43 | https://www.unikeyic.com/media/about_us/Unikey_ISO_9001_Certification.pdf | https://www.unikeyic.com/products/pressure-sensors/19u500pg5k/34996248.html
2 INCH-D2-MV-MINI | ALL SENSORS | 1: 82.3631 | Differential Wheatstone Bridge 500Pa 16V ±0.25% SIP PCBinstall，Through hole mounting | ±0.25% |  |  | Industrial |  |  |  | 2 INCH-D2-MV-MINI ALL SENSORS |  |  |  | 16V | - |  | - |  | PCBinstall, Through hole mounting |  | 500Pa | -25℃~85℃ |  |  |  |  | Wheatstone Bridge |  | SIP |  |  |  |  | Differential |  | On sale | [6 empty] | 1 | https://www.unikeyic.com/media/datasheet/23/24/3cea/23/74e6bb1f0e47ad85fc7341fa3104367b.pdf | https://www.unikeyic.com/products/pressure-sensors/2-inch-d2-mv-mini/11211561.html
2000032-1 | TE Connectivity | 100: 153.7217 | [6 empty] | 2000032 | [9 empty] | 1 (Unlimited) | [12 empty] | Bulk | [7 empty] | * |  |  |  | 10000 | https://www.unikeyic.com/media/datasheet/9f/d9/c840/9fd9c8401c83d70f0d17e8b6d39e6fdf.pdf | https://www.unikeyic.com/products/pressure-sensors/2000032-1/34965444.html
20000980-00 | TE Connectivity | 1: 7.7634 625: 7.5938 1,250: 7.4364 | TE Connectivity Absolute Pressure Sensor, Max Working 1200mbar, Max Overload 10bar | ±0.007PSI (±0.05kPa) |  |  |  | - | 2000 |  |  | Temperature Compensated |  |  |  |  | 145.04PSI (1000kPa) |  | 1 (Unlimited) |  | Surface Mount |  |  |  | 4.35PSI ~ 17.4PSI (30kPa ~ 120kPa) | -20°C ~ 85°C | 24 b |  | I²C |  | 4-SMD, No Lead |  | - | No Port |  | Absolute |  | 9935653 |  | - | - | SMD (SMT) Tab | 1.5V ~ 3.6V | 100 | https://www.unikeyic.com/media/datasheet/44/03/f80c/4403f80c86fe8864eb0e0a0b8f47d532.pdf | https://www.unikeyic.com/products/pressure-sensors/20000980-00/34975888.html
20003318-01 | TE Connectivity | 2+: 75.449 4+: 74.151 8+: 72.853 15+: 71.544 40+: 65.043 | TE Connectivity Pressure Sensor, Max 500psi Min 0psi | [40 empty] | 400 |  | https://www.unikeyic.com/products/pressure-sensors/20003318-01/7618454.html
20004647-00 | TE Connectivity | 2: 77.946 4: 76.604 8: 75.262 15: 73.92 40: 67.199 | TE Connectivity PRESS XDCR M325M-000005-016BG | - | [10 empty] | - | - |  | - |  |  |  | - | [5 empty] | - | [6 empty] | - | [8 empty] | 400 | https://www.unikeyic.com/media/about_us/Unikey_ISO_9001_Certification.pdf | https://www.unikeyic.com/products/pressure-sensors/20004647-00/14330737.html
20005831-01 | TE Connectivity | 2+: 61.5722 5+: 60.5102 10+: 59.4481 | MS4525 Small Ceramic Substrate PCB Pressure Sensor | [40 empty] | 12 |  | https://www.unikeyic.com/products/pressure-sensors/20005831-01/16990035.html
20005913-04 | TE Connectivity | 10+: 1.9986 200+: 1.7227 1,000+: 1.5232 | 1620 Series Disposable Medical Pressure Sensor, -50 to 300 mmHg, AAMI Compliant | [40 empty] | 9680 | https://www.unikeyic.com/media/datasheet/28/3e/3442/283e3442097cd91604af886ef80a22e1.pdf | https://www.unikeyic.com/products/pressure-sensors/20005913-04/13647656.html
20005913-05 | TE Connectivity | 24+: 4.763 9,400+: 4.763 | 1620 Series Disposable Medical Pressure Sensor, -50 to 300 mmHg, AAMI Compliant | [40 empty] | 944 |  | https://www.unikeyic.com/products/pressure-sensors/20005913-05/331751825.html
20006003-02 | TE Connectivity | 2: 69.762 110: 69.762 | FS20 Series Low Pressure Sensor, Standardized Zero/Span for Interchangeability, Temp Compensated | - | [10 empty] | - | - |  | - |  |  |  | - | [5 empty] | - | [6 empty] | - | [8 empty] | 2 | https://www.unikeyic.com/media/about_us/Unikey_ISO_9001_Certification.pdf | https://www.unikeyic.com/products/pressure-sensors/20006003-02/22069740.html
20006127-11 | TE Connectivity | 2: 61.2404 5: 60.1841 10: 59.1278 | TE Connectivity PRESS XDCR 4525DO-TP3B0002GS | - | [10 empty] | - | - |  | - |  |  |  | - | [5 empty] | - | [6 empty] | - | [8 empty] | 15 | https://www.unikeyic.com/media/about_us/Unikey_ISO_9001_Certification.pdf | https://www.unikeyic.com/products/pressure-sensors/20006127-11/26152197.html
20006625-00 | TE Connectivity | 1+: 2193.0777 | [41 empty] | 100 |  | https://www.unikeyic.com/products/pressure-sensors/20006625-00/692743434.html
20006799-00 | TE Connectivity | 1+: 2629.1704 | [41 empty] | 100 |  | https://www.unikeyic.com/products/pressure-sensors/20006799-00/692447787.html
20007197-00 | TE Connectivity | 1: 1979.4756 |  | - | [10 empty] | - | - |  | - |  |  |  | - | [5 empty] | - | [6 empty] | - | [8 empty] | 100 | https://www.unikeyic.com/media/about_us/Unikey_ISO_9001_Certification.pdf | https://www.unikeyic.com/products/pressure-sensors/20007197-00/695539093.html
20007259-00 | TE Connectivity | 1: 2653.9073 |  | - | [10 empty] | - | - |  | - |  |  |  | - | [5 empty] | - | [6 empty] | - | [8 empty] | 100 | https://www.unikeyic.com/media/about_us/Unikey_ISO_9001_Certification.pdf | https://www.unikeyic.com/products/pressure-sensors/20007259-00/695154817.html
20007269-00 | TE Connectivity | 1: 3140.1625 |  | - | [10 empty] | - | - |  | - |  |  |  | - | [5 empty] | - | [6 empty] | - | [8 empty] | 100 | https://www.unikeyic.com/media/about_us/Unikey_ISO_9001_Certification.pdf | https://www.unikeyic.com/products/pressure-sensors/20007269-00/695521070.html
20007337-16 | TE Connectivity | 1+: 533.2425 3+: 512.7238 7+: 493.0186 25+: 474.054 | M913A-500PG-G00000 | [40 empty] | 31 |  | https://www.unikeyic.com/products/pressure-sensors/20007337-16/12730090.html
20007337-17 | TE Connectivity | 1+: 473.0463 3+: 454.8344 8+: 437.3389 25+: 420.5355 | M913A-040BG-A10000 | [40 empty] | 29 |  | https://www.unikeyic.com/products/pressure-sensors/20007337-17/20145031.html
20007337-18 | TE Connectivity | 1+: 479.214 3+: 460.7715 8+: 443.0574 25+: 426.0112 | M913A-400BG-A10000 | [40 empty] | 27 |  | https://www.unikeyic.com/products/pressure-sensors/20007337-18/16364051.html
20007337-20 | TE Connectivity | 1+: 448.6181 4+: 431.3655 8+: 414.7805 25+: 398.8149 | Strain Guage Sensor 0Psi Min 580Psi Max | [40 empty] | 28 |  | https://www.unikeyic.com/products/pressure-sensors/20007337-20/6465234.html
20007391-00 | TE Connectivity | 1: 2050.8589 |  | - | [10 empty] | - | - |  | - |  |  |  | - | [5 empty] | - | [6 empty] | - | [8 empty] | 100 | https://www.unikeyic.com/media/about_us/Unikey_ISO_9001_Certification.pdf | https://www.unikeyic.com/products/pressure-sensors/20007391-00/692445740.html
20007519-00 | TE Connectivity | 1+: 2483.93 | [41 empty] | 100 |  | https://www.unikeyic.com/products/pressure-sensors/20007519-00/692440350.html
20007671-00 | TE Connectivity | 1: 2372.4376 |  | - | [10 empty] | - | - |  | - |  |  |  | - | [5 empty] | - | [6 empty] | - | [8 empty] | 100 | https://www.unikeyic.com/media/about_us/Unikey_ISO_9001_Certification.pdf | https://www.unikeyic.com/products/pressure-sensors/20007671-00/695227939.html
20008119-00 | TE Connectivity | 1+: 2574.396 | [41 empty] | 100 |  | https://www.unikeyic.com/products/pressure-sensors/20008119-00/695078655.html
20008163-00 | TE Connectivity | 1: 2765.2229 |  | - | [10 empty] | - | - |  | - |  |  |  | - | [5 empty] | - | [6 empty] | - | [8 empty] | 100 | https://www.unikeyic.com/media/about_us/Unikey_ISO_9001_Certification.pdf | https://www.unikeyic.com/products/pressure-sensors/20008163-00/695130021.html
20008228-00 | TE Connectivity | 1+: 2698.0802 | [41 empty] | 100 |  | https://www.unikeyic.com/products/pressure-sensors/20008228-00/695396164.html
20008347-00 | TE Connectivity | 2: 55.484 5: 54.527 10: 53.57 20: 52.613 240: 47.828 | TE Connectivity Pressure Sensor, Differential, Max Overload 300psi | ±0.25 % |  |  | Industrial | [6 empty] | 12.5mm*9.9mm*9.9mm | 5V | 150 psi |  | - |  | PCB mounting |  | - | -25℃~105℃ |  |  |  |  | - |  | 4525 |  |  |  |  | - | [8 empty] | 88 | https://www.unikeyic.com/media/about_us/Unikey_ISO_9001_Certification.pdf | https://www.unikeyic.com/products/pressure-sensors/20008347-00/1263389.html
20008351-00 | TE Connectivity | 1: 2530.5765 |  | - | [10 empty] | - | - |  | - |  |  |  | - | [5 empty] | - | [6 empty] | - | [8 empty] | 100 | https://www.unikeyic.com/media/about_us/Unikey_ISO_9001_Certification.pdf | https://www.unikeyic.com/products/pressure-sensors/20008351-00/692443724.html
20008650-00 | TE Connectivity | 1+: 2198.5731 | [41 empty] | 100 |  | https://www.unikeyic.com/products/pressure-sensors/20008650-00/692451948.html
20008871-00 | TE Connectivity | 1: 448.266 2: 440.3985 3: 432.5432 | TE Connectivity PRESS XDCR EB1UP-00001V-05KPA | - | [10 empty] | - | - |  | - |  |  |  | - | [5 empty] | - | [6 empty] | - | [8 empty] | 6 | https://www.unikeyic.com/media/about_us/Unikey_ISO_9001_Certification.pdf | https://www.unikeyic.com/products/pressure-sensors/20008871-00/15341771.html
20008895-00 | TE Connectivity | 1+: 2063.9342 | [41 empty] | 100 |  | https://www.unikeyic.com/products/pressure-sensors/20008895-00/695229359.html
20008923-00 | TE Connectivity | 1+: 2437.4601 | [41 empty] | 100 |  | https://www.unikeyic.com/products/pressure-sensors/20008923-00/695458300.html
20009183-00 | TE Connectivity | 1+: 2149.0995 | [41 empty] | 100 |  | https://www.unikeyic.com/products/pressure-sensors/20009183-00/695282118.html
20009225-01 | TE Connectivity | 30: 414.165 |  | - | [10 empty] | - | - |  | - |  |  |  | - | [5 empty] | - | [6 empty] | - | [8 empty] | 3000 | https://www.unikeyic.com/media/about_us/Unikey_ISO_9001_Certification.pdf | https://www.unikeyic.com/products/pressure-sensors/20009225-01/695099193.html
20009311-11 | TE Connectivity | 2: 108.4818 3: 106.612 6: 104.7423 12: 102.8726 | TEI-19 Compensated 19mm Medium Compatible Piezoresistive Si Pressure Sensor, 316L Stainless Steel Case | - | [10 empty] | - | - |  | - |  |  |  | - | [5 empty] | - | [6 empty] | - | [8 empty] | 60 | https://www.unikeyic.com/media/about_us/Unikey_ISO_9001_Certification.pdf | https://www.unikeyic.com/products/pressure-sensors/20009311-11/1904839.html
20009446-00 | TE Connectivity | 1+: 2565.2081 | [41 empty] | 100 |  | https://www.unikeyic.com/products/pressure-sensors/20009446-00/695628323.html
20009605-05 | TE Connectivity | 6+: 19.503 | Strain Gauge Pressure Sensor, Load Cell, 11.3kg Range | [40 empty] | 78 | https://www.unikeyic.com/media/datasheet/d6/0f/7cc0/d60f7cc0afb1da99310af9ca5193d377.pdf | https://www.unikeyic.com/products/pressure-sensors/20009605-05/26378891.html
20009605-20 | TE Connectivity | 6: 19.591 15: 17.259 30: 16.852 59: 16.467 100: 16.104 | strain gauge pressure sensor load cell, 4.5kgrange | - |  |  | Commercial Grade |  |  |  | 20009605-20 TE Connectivity |  |  | 100mm*19.12mm*5.45mm | - | - |  | - |  |  |  | - | 0℃~50℃ |  |  |  |  | - | [6 empty] | - | [8 empty] | 100 | https://www.unikeyic.com/media/datasheet/02/76/758b/0276758b727e787fa0444a37f19e7c38.pdf | https://www.unikeyic.com/products/pressure-sensors/20009605-20/16862119.html
20009605-48 | TE Connectivity | 6+: 23.0319 50+: 23.0319 100+: 20.3244 | TE Connectivity FX29 Compact Compression Force Sensor, mV/Analog/Digital Output, Rugged Series | [40 empty] | 11 |  | https://www.unikeyic.com/products/pressure-sensors/20009605-48/508821186.html
20009605-49 | TE Connectivity | 6: 23.0319 50: 23.0319 100: 20.3244 | TE Connectivity FX29 Compact Compression Force Sensor, mV/Analog/Digital Output Series | - | [10 empty] | - | - |  | - |  |  |  | - | [5 empty] | - | [6 empty] | - | [8 empty] | 14 | https://www.unikeyic.com/media/about_us/Unikey_ISO_9001_Certification.pdf | https://www.unikeyic.com/products/pressure-sensors/20009605-49/333468049.html
20009605-50 | TE Connectivity | 6: 23.0319 50: 23.0319 100: 20.3244 | TE Connectivity FX29 Compact Compression Force Sensor, mV/Analog/Digital Output | - | [10 empty] | - | - |  | - |  |  |  | - | [5 empty] | - | [6 empty] | - | [8 empty] | 12 | https://www.unikeyic.com/media/about_us/Unikey_ISO_9001_Certification.pdf | https://www.unikeyic.com/products/pressure-sensors/20009605-50/681988667.html
20009605-52 | TE Connectivity | 4: 34.7118 50: 34.7118 100: 30.6202 | TE Connectivity Strain Gauge Pressure Sensor, Load Cell, Max +50°C | - |  |  | Commercial Grade | [6 empty] | 40mm*19.12mm*5.45mm | - | - |  | - |  |  |  | - | 0℃~50℃ |  |  |  |  | - | [6 empty] | - | [8 empty] | 9 | https://www.unikeyic.com/media/about_us/Unikey_ISO_9001_Certification.pdf | https://www.unikeyic.com/products/pressure-sensors/20009605-52/20069580.html
20010666-00 | TE Connectivity | 1: 2667.5125 |  | - | [10 empty] | - | - |  | - |  |  |  | - | [5 empty] | - | [6 empty] | - | [8 empty] | 100 | https://www.unikeyic.com/media/about_us/Unikey_ISO_9001_Certification.pdf | https://www.unikeyic.com/products/pressure-sensors/20010666-00/695245613.html
20010715-00 | TE Connectivity | 1+: 2786.7793 | [41 empty] | 100 |  | https://www.unikeyic.com/products/pressure-sensors/20010715-00/695200899.html
20011052-00 | TE Connectivity | 1: 2063.9342 |  | - | [10 empty] | - | - |  | - |  |  |  | - | [5 empty] | - | [6 empty] | - | [8 empty] | 100 | https://www.unikeyic.com/media/about_us/Unikey_ISO_9001_Certification.pdf | https://www.unikeyic.com/products/pressure-sensors/20011052-00/695456743.html
20011053-00 | TE Connectivity | 1+: 2437.4601 | [41 empty] | 100 |  | https://www.unikeyic.com/products/pressure-sensors/20011053-00/695094661.html
20011244-00 | TE Connectivity | 1+: 2328.9715 | [41 empty] | 100 |  | https://www.unikeyic.com/products/pressure-sensors/20011244-00/692442683.html
20011522-00 | TE Connectivity | 1: 2381.6256 |  | - | [10 empty] | - | - |  | - |  |  |  | - | [5 empty] | - | [6 empty] | - | [8 empty] | 100 | https://www.unikeyic.com/media/about_us/Unikey_ISO_9001_Certification.pdf | https://www.unikeyic.com/products/pressure-sensors/20011522-00/692588473.html
20011745-00 | TE Connectivity | 1: 2198.5731 |  | - | [10 empty] | - | - |  | - |  |  |  | - | [5 empty] | - | [6 empty] | - | [8 empty] | 100 | https://www.unikeyic.com/media/about_us/Unikey_ISO_9001_Certification.pdf | https://www.unikeyic.com/products/pressure-sensors/20011745-00/692448649.html
20012425-00 | TE Connectivity | 1+: 2063.9342 | [41 empty] | 100 |  | https://www.unikeyic.com/products/pressure-sensors/20012425-00/695171718.html
20012924-00 | TE Connectivity | 1: 2726.8809 |  | - | [10 empty] | - | - |  | - |  |  |  | - | [5 empty] | - | [6 empty] | - | [8 empty] | 100 | https://www.unikeyic.com/media/about_us/Unikey_ISO_9001_Certification.pdf | https://www.unikeyic.com/products/pressure-sensors/20012924-00/695266720.html
20013424-00 | TE Connectivity | 1+: 2446.118 | [41 empty] | 100 |  | https://www.unikeyic.com/products/pressure-sensors/20013424-00/692734421.html
20013442-00 | TE Connectivity | 1: 618.904 2: 607.86 | AST20PT Pressure and Temp Sensor, Dual Independent Voltage or 4-20mA Output | - | [10 empty] | - | - |  | - |  |  |  | - | [5 empty] | - | [6 empty] | - | [8 empty] | 4 | https://www.unikeyic.com/media/about_us/Unikey_ISO_9001_Certification.pdf | https://www.unikeyic.com/products/pressure-sensors/20013442-00/692592996.html
20013503-00 | TE Connectivity | 1+: 2007.3928 | [41 empty] | 100 |  | https://www.unikeyic.com/products/pressure-sensors/20013503-00/692917559.html
20013738-00 | TE Connectivity | 1+: 2387.2797 | [41 empty] | 100 |  | https://www.unikeyic.com/products/pressure-sensors/20013738-00/695285912.html
20013903-00 | TE Connectivity | 1: 890.571 | AST4500 & AST4510 Series IS Certified Submersible Sensor for Monitoring Water, Fuel, Oil Levels in Intrinsic Safety Areas with Certified Safety Barrier | - | [10 empty] | - | - |  | - |  |  |  | - | [5 empty] | - | [6 empty] | - | [8 empty] | 1 | https://www.unikeyic.com/media/about_us/Unikey_ISO_9001_Certification.pdf | https://www.unikeyic.com/products/pressure-sensors/20013903-00/695091335.html
20013994-00 | TE Connectivity | 1: 277.772 2: 272.899 4: 268.026 | AST4400 Series Intrinsically Safe Pressure Sensor, Stainless Steel, Multiple Options | - | [10 empty] | - | - |  | - |  |  |  | - | [5 empty] | - | [6 empty] | - | [8 empty] | 8 | https://www.unikeyic.com/media/about_us/Unikey_ISO_9001_Certification.pdf | https://www.unikeyic.com/products/pressure-sensors/20013994-00/692912911.html
20014433-00 | TE Connectivity | 1+: 3493.7222 | [41 empty] | 100 |  | https://www.unikeyic.com/products/pressure-sensors/20014433-00/695394655.html
20014470-15 | TE Connectivity | 1: 834.5147 40: 834.5147 | PRESS XDCR D5601-001205-050PD | - | [10 empty] | - | - |  | - |  |  |  | - | [5 empty] | - | [6 empty] | - | [8 empty] | 1 | https://www.unikeyic.com/media/about_us/Unikey_ISO_9001_Certification.pdf | https://www.unikeyic.com/products/pressure-sensors/20014470-15/434495454.html
20014470-18 | TE Connectivity | 1: 834.5147 40: 834.5147 | PRESS XDCR D5601-000205-500PD | - | [10 empty] | - | - |  | - |  |  |  | - | [5 empty] | - | [6 empty] | - | [8 empty] | 1 | https://www.unikeyic.com/media/about_us/Unikey_ISO_9001_Certification.pdf | https://www.unikeyic.com/products/pressure-sensors/20014470-18/83584999.html
20014471-22 | TE Connectivity | 1: 401.231 40: 401.231 | PRESS XDCR M5601-001315-01KPS | - | [10 empty] | - | - |  | - |  |  |  | - | [5 empty] | - | [6 empty] | - | [8 empty] | 2 | https://www.unikeyic.com/media/about_us/Unikey_ISO_9001_Certification.pdf | https://www.unikeyic.com/products/pressure-sensors/20014471-22/98928103.html
20014471-23 | TE Connectivity | 1+: 401.231 40+: 401.231 | PRESS XDCR M5601-001315-03KPS | [40 empty] | 2 |  | https://www.unikeyic.com/products/pressure-sensors/20014471-23/435804126.html
20014557-00 | TE Connectivity | 1+: 412.929 2+: 405.141 3+: 397.342 | AST46PT Series Intrinsically Safe Sensor, Digital Comp, Extreme Temp, CSA Certified | [40 empty] | 4 |  | https://www.unikeyic.com/products/pressure-sensors/20014557-00/692440636.html
20014659-00 | TE Connectivity | 1+: 228.481 2+: 224.246 3+: 220.011 | AST4400 Series Intrinsically Safe Pressure Sensor, Stainless Steel, Multiple Options for Intrinsically Safe Area Pressure Measurement | [40 empty] | 3 |  | https://www.unikeyic.com/products/pressure-sensors/20014659-00/695399714.html
20014935-00 | TE Connectivity | 1+: 3271.4442 | [41 empty] | 100 |  | https://www.unikeyic.com/products/pressure-sensors/20014935-00/695185728.html
20014996-00 | TE Connectivity | 1: 2584.4674 |  | - | [10 empty] | - | - |  | - |  |  |  | - | [5 empty] | - | [6 empty] | - | [8 empty] | 100 | https://www.unikeyic.com/media/about_us/Unikey_ISO_9001_Certification.pdf | https://www.unikeyic.com/products/pressure-sensors/20014996-00/695399200.html
20015289-00 | TE Connectivity | 1+: 2319.0767 | [41 empty] | 100 |  | https://www.unikeyic.com/products/pressure-sensors/20015289-00/695421198.html
20015300-00 | TE Connectivity | 1+: 2249.9254 | [41 empty] | 100 |  | https://www.unikeyic.com/products/pressure-sensors/20015300-00/695354546.html
20015301-00 | TE Connectivity | 1+: 2237.7987 | [41 empty] | 100 |  | https://www.unikeyic.com/products/pressure-sensors/20015301-00/692588639.html
20015885-00 | TE Connectivity | 2+: 76.9996 110+: 76.9996 | FS20 Series Low Pressure Sensor, Temp Compensated, Standard Zero/Span | [40 empty] | 3 |  | https://www.unikeyic.com/products/pressure-sensors/20015885-00/93444840.html
20018654-07 | TE Connectivity | 1+: 419.4671 40+: 419.4671 | PRESS XDCR U5601-001305-100PA | [40 empty] | 1 |  | https://www.unikeyic.com/products/pressure-sensors/20018654-07/91693546.html
20018654-13 | TE Connectivity | 1+: 419.4671 40+: 419.4671 | PRESS XDCR U5601-000205-050PC | [40 empty] | 1 |  | https://www.unikeyic.com/products/pressure-sensors/20018654-13/438997470.html
20020927-00 | TE Connectivity | 450: 41.6992 |  | - | [10 empty] | - | - |  | - |  |  |  | - | [5 empty] | - | [6 empty] | - |  |  |  | bulk |  |  |  |  | 45000 | https://www.unikeyic.com/media/about_us/Unikey_ISO_9001_Certification.pdf | https://www.unikeyic.com/products/pressure-sensors/20020927-00/692914678.html
20021188-00 | TE Connectivity | 450: 49.2969 | HDI Pressure Sensor, Precision Digital Signal Conditioning, Analog & Digital Output | - | [10 empty] | - | - |  | - |  |  |  | - | [5 empty] | - | [6 empty] | - | [8 empty] | 45000 | https://www.unikeyic.com/media/about_us/Unikey_ISO_9001_Certification.pdf | https://www.unikeyic.com/products/pressure-sensors/20021188-00/433620958.html
20022022-00 | TE Connectivity | 1+: 425.304 2+: 417.274 | AST4600 Series Explosion-Proof Pressure Sensor, Simple Rugged Design, Cost-Effective | [40 empty] | 2 |  | https://www.unikeyic.com/products/pressure-sensors/20022022-00/692456198.html
20022873-00 | TE Connectivity | 1: 209.913 2: 206.019 3: 202.136 | AST4000 Stainless Steel Welded Housing, Various Electrical Connections, OEM Pressure Sensor Application | - | [10 empty] | - | - |  | - |  |  |  | - | [5 empty] | - | [6 empty] | - | [8 empty] | 4 | https://www.unikeyic.com/media/about_us/Unikey_ISO_9001_Certification.pdf | https://www.unikeyic.com/products/pressure-sensors/20022873-00/692440961.html
20022998-00 | TE Connectivity | 1: 262.35 2: 255.871 | AST4100 Pressure Sensor, Compact Design, MEMS Technology | - | [10 empty] | - | - |  | - |  |  |  | - | [5 empty] | - | [6 empty] | - | [8 empty] | 2 | https://www.unikeyic.com/media/about_us/Unikey_ISO_9001_Certification.pdf | https://www.unikeyic.com/products/pressure-sensors/20022998-00/692448352.html
20023104-00 | TE Connectivity | 1: 412.929 2: 405.141 3: 397.342 5: 389.554 | AST46PT Series Explosion-proof Sensor, Digital Compensation, Extreme Temp Pressure/Temp Measurement, CSA Certified for Hazardous Areas | - | [10 empty] | - | - |  | - |  |  |  | - | [5 empty] | - | [6 empty] | - | [8 empty] | 5 | https://www.unikeyic.com/media/about_us/Unikey_ISO_9001_Certification.pdf | https://www.unikeyic.com/products/pressure-sensors/20023104-00/682766024.html
20023435-43 | TE Connectivity | 1+: 598.9178 3+: 588.0284 5+: 588.0284 10+: 588.0284 | Absolute Pressure Sensor, LoRaWAN, 35Pa, ±0.1% | [40 empty] | 7 |  | https://www.unikeyic.com/products/pressure-sensors/20023435-43/692439677.html
20023435-45 | TE Connectivity | 1: 600.2515 3: 589.3379 5: 589.3379 10: 589.3379 | Absolute pressure LoRaWAN 7Pa ±0.1 % | ±0.1 % | [10 empty] | - | 7Pa |  | - |  |  |  | - | -30℃~75℃ |  |  |  |  | LoRaWAN | [6 empty] | Absolute pressure |  |  |  | bulk |  |  |  |  | 4 | https://www.unikeyic.com/media/about_us/Unikey_ISO_9001_Certification.pdf | https://www.unikeyic.com/products/pressure-sensors/20023435-45/692446779.html
20023757-00 | TE Connectivity | 1+: 278.366 2+: 273.119 4+: 267.861 | AST4300 Series Non-flammable Pressure Transmitter, Stainless Steel, Hazardous Area | [40 empty] | 4 |  | https://www.unikeyic.com/products/pressure-sensors/20023757-00/695276283.html
20023760-00 | TE Connectivity | 1: 278.366 2: 273.119 4: 267.861 5: 262.614 | AST4300 Series Non-Flammable Pressure Sensor, Stainless Steel Pressure Transmitter for Hazardous Areas | - | [10 empty] | - | - |  | - |  |  |  | - | [5 empty] | - | [6 empty] | - | [8 empty] | 5 | https://www.unikeyic.com/media/about_us/Unikey_ISO_9001_Certification.pdf | https://www.unikeyic.com/products/pressure-sensors/20023760-00/695455415.html
20023761-00 | TE Connectivity | 1+: 278.366 2+: 273.119 4+: 267.861 5+: 262.614 | AST4300 Series Non-flammable Pressure Transmitter, Stainless Steel, Hazardous Area | [40 empty] | 6 |  | https://www.unikeyic.com/products/pressure-sensors/20023761-00/695298989.html
20023981-00 | TE Connectivity | 1+: 304.667 2+: 298.914 | AST4400 Series Intrinsically Safe Pressure Sensor, Stainless Steel, Multiple Options for Intrinsically Safe Area Pressure Measurement | [40 empty] | 3 |  | https://www.unikeyic.com/products/pressure-sensors/20023981-00/692453885.html
20024392-00 | TE Connectivity | 1+: 347.996 2+: 341.429 | AST4400 Series Intrinsically Safe Pressure Sensor, Stainless Steel, Multiple Options for Intrinsically Safe Area Pressure Measurement | [40 empty] | 3 |  | https://www.unikeyic.com/products/pressure-sensors/20024392-00/695575584.html
20024415-00 | TE Connectivity | 1+: 618.904 2+: 607.86 5+: 552.596 | AST20PT Pressure and Temp Sensor, Dual Independent Voltage or 4-20mA Output | [40 empty] | 8 |  | https://www.unikeyic.com/products/pressure-sensors/20024415-00/206102820.html
20027810-00 | TE Connectivity | 1+: 2063.9342 | [41 empty] | 100 |  | https://www.unikeyic.com/products/pressure-sensors/20027810-00/695346237.html
20027814-00 | TE Connectivity | 1+: 2063.9342 | [41 empty] | 100 |  | https://www.unikeyic.com/products/pressure-sensors/20027814-00/695262212.html
20027817-00 | TE Connectivity | 1+: 2063.9342 | [41 empty] | 100 |  | https://www.unikeyic.com/products/pressure-sensors/20027817-00/695091765.html
20029310-42 | TE Connectivity | 1+: 464.6252 3+: 456.1774 5+: 456.1774 10+: 456.1774 | Absolute Pressure Sensor LoRaWAN 7Pa ±0.1% | [40 empty] | 9 |  | https://www.unikeyic.com/products/pressure-sensors/20029310-42/701358550.html
2002968-F | TE Connectivity | 450: 71.03 | HCLA Pressure Sensors, Precision Digital Signal Conditioning, Analog & Digital Output | - | [10 empty] | - | - |  | - |  |  |  | - | [5 empty] | - | [6 empty] | - |  |  |  | bulk |  |  |  |  | 45000 | https://www.unikeyic.com/media/about_us/Unikey_ISO_9001_Certification.pdf | https://www.unikeyic.com/products/pressure-sensors/2002968-f/213208868.html
2002970-F | TE Connectivity | 450+: 71.415 | The HCLA pressure sensors perform precision digital signal conditioning and provide analog and digital output at the same time. | [40 empty] | 45000 |  | https://www.unikeyic.com/products/pressure-sensors/2002970-f/695384858.html
2002983-F | TE Connectivity | 450+: 71.03 | The HCLA pressure sensors perform precision digital signal conditioning and provide analog and digital output at the same time. | [40 empty] | 45000 |  | https://www.unikeyic.com/products/pressure-sensors/2002983-f/695195441.html
2002985-F | TE Connectivity | 450: 71.03 | HCLA Pressure Sensors, Precision Digital Signal Conditioning, Analog/Digital Output | - | [10 empty] | - | - |  | - |  |  |  | - | [5 empty] | - | [6 empty] | - | [8 empty] | 45000 | https://www.unikeyic.com/media/about_us/Unikey_ISO_9001_Certification.pdf | https://www.unikeyic.com/products/pressure-sensors/2002985-f/695281260.html
2002993-F | TE Connectivity | 450+: 71.415 | The HCLA pressure sensors perform precision digital signal conditioning and provide analog and digital output at the same time. | [40 empty] | 45000 |  | https://www.unikeyic.com/products/pressure-sensors/2002993-f/695259037.html
2002998-F | TE Connectivity | 450+: 71.03 | The HCLA pressure sensors perform precision digital signal conditioning and provide analog and digital output at the same time. | [40 empty] | 45000 |  | https://www.unikeyic.com/products/pressure-sensors/2002998-f/695210689.html
2003000-F | TE Connectivity | 450+: 71.03 | The HCLA pressure sensors perform precision digital signal conditioning and provide analog and digital output at the same time. | [40 empty] | 45000 |  | https://www.unikeyic.com/products/pressure-sensors/2003000-f/695592502.html
2003011-F | TE Connectivity | 450: 71.03 | HCLA Pressure Sensors, Precision Digital Signal Conditioning, Analog/Digital Output | - | [10 empty] | - | - |  | - |  |  |  | - | [5 empty] | - | [6 empty] | - |  |  |  | bulk |  |  |  |  | 45000 | https://www.unikeyic.com/media/about_us/Unikey_ISO_9001_Certification.pdf | https://www.unikeyic.com/products/pressure-sensors/2003011-f/695456860.html
2003012-F | TE Connectivity | 450+: 71.03 | The HCLA pressure sensors perform precision digital signal conditioning and provide analog and digital output at the same time. | [40 empty] | 45000 | https://www.unikeyic.com/media/datasheet/1f/32/ca62/1f32ca622face2a0d4400166236ba084.pdf | https://www.unikeyic.com/products/pressure-sensors/2003012-f/695495831.html
2003043-F | TE Connectivity | 450+: 49.2969 | The HDI pressure sensors perform precision digital signal conditioning and provide analog and digital output at the same time. | [40 empty] | 45000 |  | https://www.unikeyic.com/products/pressure-sensors/2003043-f/694091750.html
2003048-F | TE Connectivity | 450+: 71.03 | The HCLA pressure sensors perform precision digital signal conditioning and provide analog and digital output at the same time. | [40 empty] | 45000 |  | https://www.unikeyic.com/products/pressure-sensors/2003048-f/86792423.html
2003056-F | TE Connectivity | 450+: 54.5382 | The HCE pressure sensors perform precision digital signal conditioning and provide analog and digital output at the same time. | [40 empty] | 45000 |  | https://www.unikeyic.com/products/pressure-sensors/2003056-f/337674223.html
2003124-F | TE Connectivity | 450+: 54.2443 | The HCE pressure sensors perform precision digital signal conditioning and provide analog and digital output at the same time. | [40 empty] | 45000 |  | https://www.unikeyic.com/products/pressure-sensors/2003124-f/694078447.html
2003125-F | TE Connectivity | 450: 54.2443 | HCE Pressure Sensors, Precision Digital Signal Conditioning, Analog & Digital Output | - | [10 empty] | - | - |  | - |  |  |  | - | [5 empty] | - | [6 empty] | - | [8 empty] | 45000 | https://www.unikeyic.com/media/about_us/Unikey_ISO_9001_Certification.pdf | https://www.unikeyic.com/products/pressure-sensors/2003125-f/695188783.html
2003126-F | TE Connectivity | 450+: 54.2443 | The HCE pressure sensors perform precision digital signal conditioning and provide analog and digital output at the same time. | [40 empty] | 45000 |  | https://www.unikeyic.com/products/pressure-sensors/2003126-f/695364769.html
2003137-F | TE Connectivity | 1: 84.557 5: 70.038 10: 65.0808 25: 59.076 50: 56.7972 | HCE Pressure Sensors, Precision Digital Signal Conditioning, Analog & Digital Output | - | [10 empty] | - | - |  | - |  |  |  | - | [5 empty] | - | [6 empty] | - | [8 empty] | 218 | https://www.unikeyic.com/media/about_us/Unikey_ISO_9001_Certification.pdf | https://www.unikeyic.com/products/pressure-sensors/2003137-f/389136488.html
2003142-F | TE Connectivity | 450: 54.2443 | HCE Pressure Sensors: Precision Digital Signal Conditioning, Analog & Digital Output | - | [10 empty] | - | - |  | - |  |  |  | - | [5 empty] | - | [6 empty] | - |  |  |  | bulk |  |  |  |  | 45000 | https://www.unikeyic.com/media/about_us/Unikey_ISO_9001_Certification.pdf | https://www.unikeyic.com/products/pressure-sensors/2003142-f/683849943.html
2003154-F | TE Connectivity | 450: 54.2443 | HCE Pressure Sensors, Precision Digital Signal Conditioning, Analog & Digital Output | - | [10 empty] | - | - |  | - |  |  |  | - | [5 empty] | - | [6 empty] | - | [8 empty] | 45000 | https://www.unikeyic.com/media/about_us/Unikey_ISO_9001_Certification.pdf | https://www.unikeyic.com/products/pressure-sensors/2003154-f/695180630.html
2003156-F | TE Connectivity | 450: 49.2969 | HDI Pressure Sensor: Precision Digital Signal Conditioning, Analog & Digital Output | - | [10 empty] | - | - |  | - |  |  |  | - | [5 empty] | - | [6 empty] | - | [8 empty] | 45000 | https://www.unikeyic.com/media/about_us/Unikey_ISO_9001_Certification.pdf | https://www.unikeyic.com/products/pressure-sensors/2003156-f/90355945.html
2003157-F | TE Connectivity | 450+: 49.5641 | The HDI pressure sensors perform precision digital signal conditioning and provide analog and digital output at the same time. | [40 empty] | 45000 |  | https://www.unikeyic.com/products/pressure-sensors/2003157-f/695604030.html
2003159-F | TE Connectivity | 450+: 49.2969 | The HDI pressure sensors perform precision digital signal conditioning and provide analog and digital output at the same time. | [40 empty] | 45000 |  | https://www.unikeyic.com/products/pressure-sensors/2003159-f/448119006.html
2003170-F | TE Connectivity | 480+: 54.2443 | [41 empty] | 48000 |  | https://www.unikeyic.com/products/pressure-sensors/2003170-f/695171881.html
2003171-F | TE Connectivity | 450+: 49.2969 | The HDI pressure sensors perform precision digital signal conditioning and provide analog and digital output at the same time. | [40 empty] | 45000 |  | https://www.unikeyic.com/products/pressure-sensors/2003171-f/692739725.html
2003181-F | TE Connectivity | 450+: 54.2443 | The HCE pressure sensors perform precision digital signal conditioning and provide analog and digital output at the same time. | [40 empty] | 45000 |  | https://www.unikeyic.com/products/pressure-sensors/2003181-f/691314128.html
2003188-F | TE Connectivity | 450: 49.2969 | HDI Pressure Sensor, Precision Digital Signal Conditioning, Analog & Digital Output | - | [10 empty] | - | - |  | - |  |  |  | - | [5 empty] | - | [6 empty] | - | [8 empty] | 45000 | https://www.unikeyic.com/media/about_us/Unikey_ISO_9001_Certification.pdf | https://www.unikeyic.com/products/pressure-sensors/2003188-f/695630788.html
2003197-F | TE Connectivity | 450: 54.2443 | The HCE pressure sensors perform precision digital signal conditioning and provide analog and digital output at the same time. | - | [10 empty] | - | - |  | - |  |  |  | - | [5 empty] | - | [6 empty] | - | [8 empty] | 45000 | https://www.unikeyic.com/media/about_us/Unikey_ISO_9001_Certification.pdf | https://www.unikeyic.com/products/pressure-sensors/2003197-f/692007077.html
2003204-F | TE Connectivity | 450: 54.2443 | HCE Pressure Sensors, Precision Digital Signal Conditioning, Analog & Digital Output | ±0.5 % | [9 empty] | 16.7mm(Length)*11.64mm(height) | 5.5V | 10KPa |  | - |  | PCB mounting |  | - | 85℃(max) |  |  |  |  | - | [6 empty] | - | [8 empty] | 45000 | https://www.unikeyic.com/media/about_us/Unikey_ISO_9001_Certification.pdf | https://www.unikeyic.com/products/pressure-sensors/2003204-f/643975667.html
2003215-F | TE Connectivity | 450+: 54.2443 | The HCE pressure sensors perform precision digital signal conditioning and provide analog and digital output at the same time. | [40 empty] | 45000 |  | https://www.unikeyic.com/products/pressure-sensors/2003215-f/695509396.html
2003238-F | TE Connectivity | 450: 49.2969 | HDI Pressure Sensor, Precision Digital Signal Conditioning, Analog & Digital Output | - | [10 empty] | - | - |  | - |  |  |  | - | [5 empty] | - | [6 empty] | - | [8 empty] | 45000 | https://www.unikeyic.com/media/about_us/Unikey_ISO_9001_Certification.pdf | https://www.unikeyic.com/products/pressure-sensors/2003238-f/695585617.html
2003239-F | TE Connectivity | 1+: 49.2969 | The HDI pressure sensors perform precision digital signal conditioning and provide analog and digital output at the same time. | [40 empty] | 100 |  | https://www.unikeyic.com/products/pressure-sensors/2003239-f/695338605.html
2003266-F | TE Connectivity | 450: 49.2969 | HDI Pressure Sensor, Precision Digital Signal Conditioning, Analog & Digital Output | - | [10 empty] | - | - |  | - |  |  |  | - | [5 empty] | - | [6 empty] | - | [8 empty] | 45000 | https://www.unikeyic.com/media/about_us/Unikey_ISO_9001_Certification.pdf | https://www.unikeyic.com/products/pressure-sensors/2003266-f/681720810.html
2003270-F | TE Connectivity | 450+: 49.2969 | The HDI pressure sensors perform precision digital signal conditioning and provide analog and digital output at the same time. | [40 empty] | 45000 |  | https://www.unikeyic.com/products/pressure-sensors/2003270-f/681719743.html
2003274-F | TE Connectivity | 450: 49.2969 | The HDI pressure sensors perform precision digital signal conditioning and provide analog and digital output at the same time. | - | [10 empty] | - | - |  | - |  |  |  | - | [5 empty] | - | [6 empty] | - | [8 empty] | 45000 | https://www.unikeyic.com/media/about_us/Unikey_ISO_9001_Certification.pdf | https://www.unikeyic.com/products/pressure-sensors/2003274-f/695438661.html
2003276-F | TE Connectivity | 450+: 71.03 | The HCLA pressure sensors perform precision digital signal conditioning and provide analog and digital output at the same time. | [40 empty] | 45000 |  | https://www.unikeyic.com/products/pressure-sensors/2003276-f/695154253.html
2003294-F | TE Connectivity | 450: 49.2969 | HDI Pressure Sensors, Precision Digital Signal Conditioning, Analog & Digital Output | - | [10 empty] | - | - |  | - |  |  |  | - | [5 empty] | - | [6 empty] | - | [8 empty] | 45000 | https://www.unikeyic.com/media/about_us/Unikey_ISO_9001_Certification.pdf | https://www.unikeyic.com/products/pressure-sensors/2003294-f/695166467.html
2003295-F | TE Connectivity | 450: 49.2969 | HDI Pressure Sensor, Precision Digital Signal Conditioning, Analog/Digital Output | - | [10 empty] | - | - |  | - |  |  |  | - | [5 empty] | - | [6 empty] | - | [8 empty] | 45000 | https://www.unikeyic.com/media/about_us/Unikey_ISO_9001_Certification.pdf | https://www.unikeyic.com/products/pressure-sensors/2003295-f/695094367.html
2003298-F | TE Connectivity | 450: 54.2443 | HCE Pressure Sensors, Precision Digital Signal Conditioning, Analog & Digital Output | - | [10 empty] | - | - |  | - |  |  |  | - | [5 empty] | - | [6 empty] | - | [8 empty] | 45000 | https://www.unikeyic.com/media/about_us/Unikey_ISO_9001_Certification.pdf | https://www.unikeyic.com/products/pressure-sensors/2003298-f/695446756.html
2003304-F | TE Connectivity | 450+: 54.5382 | The HCE pressure sensors perform precision digital signal conditioning and provide analog and digital output at the same time. | [40 empty] | 45000 |  | https://www.unikeyic.com/products/pressure-sensors/2003304-f/695379064.html
2003323-F | TE Connectivity | 450: 49.2969 | HDI Pressure Sensors: Precision Digital Signal Conditioning, Analog & Digital Output | - | [10 empty] | - | - |  | - |  |  |  | - | [5 empty] | - | [6 empty] | - | [8 empty] | 45000 | https://www.unikeyic.com/media/about_us/Unikey_ISO_9001_Certification.pdf | https://www.unikeyic.com/products/pressure-sensors/2003323-f/695144535.html
2003340-F | TE Connectivity | 450: 49.2969 | HDI Pressure Sensor, Precision Digital Signal Conditioning, Analog & Digital Output | - | [10 empty] | - | - |  | - |  |  |  | - | [5 empty] | - | [6 empty] | - | [8 empty] | 45000 | https://www.unikeyic.com/media/about_us/Unikey_ISO_9001_Certification.pdf | https://www.unikeyic.com/products/pressure-sensors/2003340-f/457189855.html
2003342-F | TE Connectivity | 450+: 49.2969 | The HDI pressure sensors perform precision digital signal conditioning and provide analog and digital output at the same time. | [40 empty] | 45000 |  | https://www.unikeyic.com/products/pressure-sensors/2003342-f/695403502.html
2003347-F | TE Connectivity | 450+: 49.2969 | The HDI pressure sensors perform precision digital signal conditioning and provide analog and digital output at the same time. | [40 empty] | 45000 |  | https://www.unikeyic.com/products/pressure-sensors/2003347-f/695217238.html
2003354-F | TE Connectivity | 450+: 49.2969 | The HDI pressure sensors perform precision digital signal conditioning and provide analog and digital output at the same time. | [40 empty] | 45000 |  | https://www.unikeyic.com/products/pressure-sensors/2003354-f/695411992.html
2003356-F | TE Connectivity | 450: 49.2969 | HDI Pressure Sensor: Precision Digital Signal Conditioning, Analog & Digital Output | - | [10 empty] | - | - |  | - |  |  |  | - | [5 empty] | - | [6 empty] | - | [8 empty] | 45000 | https://www.unikeyic.com/media/about_us/Unikey_ISO_9001_Certification.pdf | https://www.unikeyic.com/products/pressure-sensors/2003356-f/694467931.html
2003357-F | TE Connectivity | 450+: 71.03 | The HCLA pressure sensors perform precision digital signal conditioning and provide analog and digital output at the same time. | [40 empty] | 45000 |  | https://www.unikeyic.com/products/pressure-sensors/2003357-f/691314960.html
2003368-F | TE Connectivity | 450+: 54.2443 | The HCE pressure sensors perform precision digital signal conditioning and provide analog and digital output at the same time. | [40 empty] | 45000 |  | https://www.unikeyic.com/products/pressure-sensors/2003368-f/695352495.html
2003373-F | TE Connectivity | 450+: 49.2969 | The HDI pressure sensors perform precision digital signal conditioning and provide analog and digital output at the same time. | [40 empty] | 45000 |  | https://www.unikeyic.com/products/pressure-sensors/2003373-f/695289858.html
2003378-F | TE Connectivity | 1+: 49.2969 | The HDI pressure sensors perform precision digital signal conditioning and provide analog and digital output at the same time. | [40 empty] | 100 |  | https://www.unikeyic.com/products/pressure-sensors/2003378-f/695466974.html
2003380-F | TE Connectivity | 450+: 49.2969 | The HDI pressure sensors perform precision digital signal conditioning and provide analog and digital output at the same time. | [40 empty] | 45000 |  | https://www.unikeyic.com/products/pressure-sensors/2003380-f/87163623.html
2003395-F | TE Connectivity | 450: 49.2969 | HDI Pressure Sensor, Precision Digital Signal Conditioning, Analog & Digital Output | - | [10 empty] | - | - |  | - |  |  |  | - | [5 empty] | - | [6 empty] | - |  |  |  | bulk |  |  |  |  | 45000 | https://www.unikeyic.com/media/about_us/Unikey_ISO_9001_Certification.pdf | https://www.unikeyic.com/products/pressure-sensors/2003395-f/695128758.html
2003397-F | TE Connectivity | 450+: 71.03 | The HCLA pressure sensors perform precision digital signal conditioning and provide analog and digital output at the same time. | [40 empty] | 45000 |  | https://www.unikeyic.com/products/pressure-sensors/2003397-f/695078581.html
2003415-F | TE Connectivity | 450+: 49.2969 | The HDI pressure sensors perform precision digital signal conditioning and provide analog and digital output at the same time. | [40 empty] | 45000 | https://www.unikeyic.com/media/datasheet/a3/40/6c73/a3406c7385a7815b989ac1627ab42a6e.pdf | https://www.unikeyic.com/products/pressure-sensors/2003415-f/695401129.html
2003434-F | TE Connectivity | 450+: 49.2969 | The HDI pressure sensors perform precision digital signal conditioning and provide analog and digital output at the same time. | [40 empty] | 45000 | https://www.unikeyic.com/media/datasheet/a3/40/6c73/a3406c7385a7815b989ac1627ab42a6e.pdf | https://www.unikeyic.com/products/pressure-sensors/2003434-f/695348394.html
2003438-F | TE Connectivity | 450+: 49.2969 | The HDI pressure sensors perform precision digital signal conditioning and provide analog and digital output at the same time. | [40 empty] | 45000 | https://www.unikeyic.com/media/datasheet/a3/40/6c73/a3406c7385a7815b989ac1627ab42a6e.pdf | https://www.unikeyic.com/products/pressure-sensors/2003438-f/695138376.html
2003483-F | TE Connectivity | 450: 54.2443 | HCE Pressure Sensors Precision Digital Signal Conditioning Analog/Digital Output | - | [10 empty] | - | - |  | - |  |  |  | - | [5 empty] | - | [6 empty] | - |  |  |  | bulk |  |  |  |  | 45000 | https://www.unikeyic.com/media/about_us/Unikey_ISO_9001_Certification.pdf | https://www.unikeyic.com/products/pressure-sensors/2003483-f/695382820.html
2003485-F | TE Connectivity | 450+: 49.5641 | The HDI pressure sensors perform precision digital signal conditioning and provide analog and digital output at the same time. | [40 empty] | 45000 |  | https://www.unikeyic.com/products/pressure-sensors/2003485-f/695418672.html
2003496-F | TE Connectivity | 450: 54.2443 | The HCE pressure sensors perform precision digital signal conditioning and provide analog and digital output at the same time. | - | [6 empty] | 2003496-F TE Connectivity |  |  |  | - | - |  | - |  |  |  | - | [5 empty] | - | [6 empty] | - |  |  |  | bulk |  |  |  |  | 45000 | https://www.unikeyic.com/media/datasheet/15/79/2570/15792570a9dc03be173c017591c3c8b7.pdf | https://www.unikeyic.com/products/pressure-sensors/2003496-f/695531732.html
2003510-F | TE Connectivity | 450+: 49.2969 | The HDI pressure sensors perform precision digital signal conditioning and provide analog and digital output at the same time. | [40 empty] | 45000 | https://www.unikeyic.com/media/datasheet/a3/40/6c73/a3406c7385a7815b989ac1627ab42a6e.pdf | https://www.unikeyic.com/products/pressure-sensors/2003510-f/692729577.html
2003519-F | TE Connectivity | 450: 49.2969 | HDI Pressure Sensors, Precision Digital Signal Conditioning, Analog & Digital Output | - | [6 empty] | 2003519-F TE Connectivity |  |  |  | - | - |  | - |  |  |  | - | [5 empty] | - | [6 empty] | - |  |  |  | bulk |  |  |  |  | 45000 | https://www.unikeyic.com/media/datasheet/a3/40/6c73/a3406c7385a7815b989ac1627ab42a6e.pdf | https://www.unikeyic.com/products/pressure-sensors/2003519-f/695536773.html
2003561-F | TE Connectivity | 450+: 45.9398 | [41 empty] | 45000 |  | https://www.unikeyic.com/products/pressure-sensors/2003561-f/695197941.html
2003568-F | TE Connectivity | 1+: 46.1888 | [41 empty] | 100 |  | https://www.unikeyic.com/products/pressure-sensors/2003568-f/695610166.html
2003586-F | TE Connectivity | 450: 41.6992 |  | - | [10 empty] | - | - |  | - |  |  |  | - | [5 empty] | - | [6 empty] | - |  |  |  | bulk |  |  |  |  | 45000 | https://www.unikeyic.com/media/about_us/Unikey_ISO_9001_Certification.pdf | https://www.unikeyic.com/products/pressure-sensors/2003586-f/96243175.html
2003606-F | TE Connectivity | 450+: 49.5641 | The HDI pressure sensors perform precision digital signal conditioning and provide analog and digital output at the same time. | [40 empty] | 45000 |  | https://www.unikeyic.com/products/pressure-sensors/2003606-f/695242992.html
2003673-F | TE Connectivity | 450+: 54.2443 | The HCE pressure sensors perform precision digital signal conditioning and provide analog and digital output at the same time. | [40 empty] | 45000 |  | https://www.unikeyic.com/products/pressure-sensors/2003673-f/695239663.html
2003678-F | TE Connectivity | 450+: 49.2969 | The HDI pressure sensors perform precision digital signal conditioning and provide analog and digital output at the same time. | [40 empty] | 45000 |  | https://www.unikeyic.com/products/pressure-sensors/2003678-f/687798840.html
2003685-F | TE Connectivity | 450+: 49.2969 | The HDI pressure sensors perform precision digital signal conditioning and provide analog and digital output at the same time. | [40 empty] | 45000 |  | https://www.unikeyic.com/products/pressure-sensors/2003685-f/695094036.html
2003714-F | TE Connectivity | 450: 45.9398 |  | - | [6 empty] | 2003714-F TE Connectivity |  |  |  | - | - |  | - |  |  |  | - | [5 empty] | - | [6 empty] | - |  |  |  | bulk |  |  |  |  | 45000 | https://www.unikeyic.com/media/datasheet/7e/84/d1ea/7e84d1eaa0919f29f5ab406748e72d2e.pdf | https://www.unikeyic.com/products/pressure-sensors/2003714-f/683849746.html
2003723-F | TE Connectivity | 3+: 38.434 450+: 38.434 | HMIB010UU1H3; PRES 0...10BAR; I | [40 empty] | 250 |  | https://www.unikeyic.com/products/pressure-sensors/2003723-f/344009967.html
2003746-F | TE Connectivity | 450: 54.2443 | HCE Pressure Sensors, Precision Digital Signal Conditioning, Analog & Digital Output | - | [10 empty] | - | - |  | - |  |  |  | - | [5 empty] | - | [6 empty] | - |  |  |  | bulk |  |  |  |  | 45000 | https://www.unikeyic.com/media/about_us/Unikey_ISO_9001_Certification.pdf | https://www.unikeyic.com/products/pressure-sensors/2003746-f/683596058.html
2003753-F | TE Connectivity | 450+: 45.9398 | [41 empty] | 45000 |  | https://www.unikeyic.com/products/pressure-sensors/2003753-f/643978217.html
2003754-F | TE Connectivity | 450+: 49.2969 | The HDI pressure sensors perform precision digital signal conditioning and provide analog and digital output at the same time. | [40 empty] | 45000 |  | https://www.unikeyic.com/products/pressure-sensors/2003754-f/692735894.html
2003783-F | TE Connectivity | 450+: 41.6992 | [41 empty] | 45000 |  | https://www.unikeyic.com/products/pressure-sensors/2003783-f/206726692.html
2003847-F | TE Connectivity | 450: 49.2969 | HDI Pressure Sensor: Precision Digital Signal Conditioning, Analog & Digital Output | - | [10 empty] | - | - |  | - |  |  |  | - | [5 empty] | - | [6 empty] | - |  |  |  | bulk |  |  |  |  | 45000 | https://www.unikeyic.com/media/about_us/Unikey_ISO_9001_Certification.pdf | https://www.unikeyic.com/products/pressure-sensors/2003847-f/695320759.html
2003885-F | TE Connectivity | 450+: 45.9398 | [41 empty] | 45000 |  | https://www.unikeyic.com/products/pressure-sensors/2003885-f/695404718.html
2003895-F | TE Connectivity | 450+: 54.5382 | The HCE pressure sensors perform precision digital signal conditioning and provide analog and digital output at the same time. | [40 empty] | 45000 |  | https://www.unikeyic.com/products/pressure-sensors/2003895-f/86481127.html
2003897-F | TE Connectivity | 450+: 45.9398 | [41 empty] | 45000 |  | https://www.unikeyic.com/products/pressure-sensors/2003897-f/99424743.html
2003913-F | TE Connectivity | 450: 45.9398 |  | - | [6 empty] | 2003913-F TE Connectivity |  |  |  | - | - |  | - |  |  |  | - | [5 empty] | - | [6 empty] | - |  |  |  | bulk |  |  |  |  | 45000 | https://www.unikeyic.com/media/datasheet/7e/84/d1ea/7e84d1eaa0919f29f5ab406748e72d2e.pdf | https://www.unikeyic.com/products/pressure-sensors/2003913-f/695348822.html
2003946-F | TE Connectivity | 450: 49.2969 | HDI Pressure Sensors, Precision Digital Signal Conditioning, Analog & Digital Output | - | [10 empty] | - | - |  | - |  |  |  | - | [5 empty] | - | [6 empty] | - | [8 empty] | 45000 | https://www.unikeyic.com/media/about_us/Unikey_ISO_9001_Certification.pdf | https://www.unikeyic.com/products/pressure-sensors/2003946-f/695255411.html
2003979-F | TE Connectivity | 450+: 45.9398 | [41 empty] | 45000 |  | https://www.unikeyic.com/products/pressure-sensors/2003979-f/695332676.html
2003980-F | TE Connectivity | 450+: 54.2443 | The HCE pressure sensors perform precision digital signal conditioning and provide analog and digital output at the same time. | [40 empty] | 45000 |  | https://www.unikeyic.com/products/pressure-sensors/2003980-f/695360231.html
2003981-F | TE Connectivity | 450+: 49.2969 | The HDI pressure sensors perform precision digital signal conditioning and provide analog and digital output at the same time. | [40 empty] | 45000 |  | https://www.unikeyic.com/products/pressure-sensors/2003981-f/695225756.html
2003983-F | TE Connectivity | 450+: 54.2443 | The HCE pressure sensors perform precision digital signal conditioning and provide analog and digital output at the same time. | [40 empty] | 45000 |  | https://www.unikeyic.com/products/pressure-sensors/2003983-f/695364394.html
2004048-F | TE Connectivity | 450+: 45.9398 | [41 empty] | 45000 |  | https://www.unikeyic.com/products/pressure-sensors/2004048-f/695093130.html
2007977-F | TE Connectivity | 450+: 54.2443 | The HCE pressure sensors perform precision digital signal conditioning and provide analog and digital output at the same time. | [40 empty] | 45000 |  | https://www.unikeyic.com/products/pressure-sensors/2007977-f/692759633.html
2009890-F | TE Connectivity | 1+: 45.9398 | [41 empty] | 100 |  | https://www.unikeyic.com/products/pressure-sensors/2009890-f/695355319.html
2010643-F | TE Connectivity | 450+: 46.1888 | [41 empty] | 45000 |  | https://www.unikeyic.com/products/pressure-sensors/2010643-f/687770126.html
2010647-F | TE Connectivity | 450+: 41.6992 | [41 empty] | 45000 |  | https://www.unikeyic.com/products/pressure-sensors/2010647-f/695357192.html
2066.2103 | MARQUARDT | 1: 21.1869 | Linear 0psi~65psi 9Pa 55.39mm(Length) | - | [6 empty] | 2066.2103 MARQUARDT |  |  | 55.39mm(Length) | - | 9Pa |  | - |  |  |  | 0psi~65psi | -10℃~70℃ |  |  |  |  | Linear | [6 empty] | - | [8 empty] | 92 | https://www.unikeyic.com/media/datasheet/07/3a/0f6a/07/b4505ff7f6f69bd4d81882183a6cdbec.pdf | https://www.unikeyic.com/products/pressure-sensors/2066-2103/11145066.html
2066.3101 | MARQUARDT | 1: 19.2753 | Pressure Sensor 26Pa | - | [6 empty] | 2066.3101 MARQUARDT |  |  |  | - | 26Pa |  | - |  |  |  | - | -10℃~70℃ |  |  |  |  | - | [6 empty] | - | [8 empty] | 475 | https://www.unikeyic.com/media/datasheet/15/d9/add6/15/c51a35ff02303177ae2a90deef00a35b.pdf | https://www.unikeyic.com/products/pressure-sensors/2066-3101/35055267.html
216445 | Gems Sensors | 1: 72.7954 | Gems Sensors piston Flow Switch, FS-380P series, media monitoring liquid, Maximum flow0.08 gal/min Glass Reinforced Polypropylene, 8.6bargreatest pressure | - | [6 empty] | 216445 Gems Sensors |  |  |  | - | 8.6Pa |  | - |  |  |  | - | -18℃~100℃ |  |  |  |  | - | [6 empty] | - | [8 empty] | 223 | https://www.unikeyic.com/media/datasheet/35/77/a1d5/35/2d26018e94cb8dc41352c21bcb74cd8e.pdf | https://www.unikeyic.com/products/pressure-sensors/216445/35034167.html
2209935-1 | TE Connectivity | 200: 1.684 400: 1.6629 600: 1.6279 |  | - | [10 empty] | - | - |  | - |  |  |  | - | [5 empty] | - | [6 empty] | - | [8 empty] | 200 | https://www.unikeyic.com/media/about_us/Unikey_ISO_9001_Certification.pdf | https://www.unikeyic.com/products/pressure-sensors/2209935-1/1000295605.html
236PC150GW | Honeywell | 1: 650.265 2: 637.758 | mixed mode Wheatstone Bridge ±1.03421MPa 10V 16V ±1501.0342MPa ±2.5% wire mounting | ±2.5% |  |  |  | Industrial Automation |  |  |  | Temperature Compensated |  |  |  |  | ±150PSI (±1034.21kPa) |  | 1 (Unlimited) | [5 empty] | ±150PSI (±1034.21kPa) | -30°C ~ 70°C | 0 mV ~ 60 mV (10V) |  | Wheatstone Bridge |  | Cylinder | Bulk | Male - 1/4" (6.35mm) UNF | Threaded |  | Compound |  | 2831808 |  | - | - | Cable | 10V ~ 16V | 13 | https://www.unikeyic.com/media/about_us/Unikey_ISO_9001_Certification.pdf | https://www.unikeyic.com/products/pressure-sensors/236pc150gw/35026810.html
23A-002G | TE Connectivity | 20: 41.9601 | metering Analog 0psi~2psi ±0.05% TO-8 | ±0.05% | [6 empty] | 23A-002G TE Connectivity |  |  |  | - | - |  | - |  |  |  | 0psi~2psi | [5 empty] | Analog |  | TO-8 |  |  |  |  | metering | [8 empty] | 20 | https://www.unikeyic.com/media/datasheet/5f/9e/dc98/5f/0e06cf74a7f9db6ccbcf2e83637c1f6a.pdf | https://www.unikeyic.com/products/pressure-sensors/23a-002g/3676335.html
242PC125G | Honeywell | 1: 554.466 | Pressure Transducer Housing Is Black Anodized | - | [6 empty] | 242PC125G Honeywell |  |  |  | - | - |  | - |  |  |  | - | [5 empty] | - | [6 empty] | - | [8 empty] | 1 | https://www.unikeyic.com/media/datasheet/1a/b6/d7b9/1a/6866bac9d54befc30317ba3c141f103b.pdf | https://www.unikeyic.com/products/pressure-sensors/242pc125g/11341941.html
24PCAFA2G | Honeywell | 6: 21.23 13: 20.834 25: 19.657 | Honeywell Pressure Sensors, Maximum pressure reading1psi, Minimum pressure reading0psi | ±1% |  |  |  | Board Mount | 24PCAFA |  |  | - |  |  |  |  | ±20PSI (±137.9kPa) |  | 1 (Unlimited) |  | Through Hole |  |  |  | ±1PSI (±6.89kPa) | -40°C ~ 85°C | 0 mV ~ 45 mV (10V) |  | Wheatstone Bridge |  | 4-DIP Module | Bulk | Male - 0.25" (6.4mm) Tube | Barbless |  | Compound |  | 2831831 |  | 24PC | - | PC Pin | 10V ~ 12V | 79 | https://www.unikeyic.com/media/pdf/PCNDesignSpecification/honeywell/d1/64/9abe/26pcffm6g/2025/11/24PC-26PC-Conductive-Seal-Change.pdf | https://www.unikeyic.com/products/pressure-sensors/24pcafa2g/10983075.html
24PCAFA6G | Honeywell | 3: 53.933 6: 52.932 11: 51.942 21: 50.941 25: 49.94 | Honeywell 1psi metering non-amplification Pressure Sensors 24PCAFA6G, ±0.15 %accuracy, 30 → 60 mVoutput, 10 V DC | ±1% |  |  | Industrial |  |  |  | 24PCAFA6G Honeywell |  |  | 12.7mm*21.7mm*8mm | 12V | ±20.1379MPa |  | 10V |  | Through hole mounting |  | ±6.89KPa | -40℃~85℃ |  |  |  |  | Wheatstone Bridge |  | SIP-4 |  |  |  |  | mixed mode |  | On sale | [6 empty] | 25 | https://www.unikeyic.com/media/datasheet/bf/76/7b9c/bf/bc6c71aaaa2d0d67df4ae6855fd97fcb.pdf | https://www.unikeyic.com/products/pressure-sensors/24pcafa6g/11251216.html
24PCCFB6G | Honeywell | 1+: 99.0283 5+: 99.0283 10+: 99.0283 | Wheatstone Bridge ±103.42kPa 10V 12V ±45.31MPa ±1% SIP-4 TH 12.7mm × 20.4mm × 8mm | [40 empty] | 5371 | https://www.unikeyic.com/media/datasheet/bf/76/7b9c/bf/bc6c71aaaa2d0d67df4ae6855fd97fcb.pdf | https://www.unikeyic.com/products/pressure-sensors/24pccfb6g/35022631.html
24PCDFG6G | Honeywell | 2: 81.224 4: 79.717 | composite Wheatstone Bridge ±206.84KPa 10V 12V ±60.41369MPa ±1% SIP-4 Through hole mounting | ±1% |  |  | Industrial |  |  |  | 24PCDFG6G Honeywell |  |  |  | 12V | ±60.41369MPa |  | 10V |  | Through hole mounting |  | ±206.84KPa | -40℃~85℃ |  |  |  |  | Wheatstone Bridge |  | SIP-4 |  |  |  |  | composite |  | On sale | [6 empty] | 6 | https://www.unikeyic.com/media/datasheet/d1/26/90e0/d1/adea66de3fa212eece4b21677d99b7b4.pdf | https://www.unikeyic.com/products/pressure-sensors/24pcdfg6g/11272508.html
24PCEFJ6G | Honeywell | 5+: 22.297 13+: 21.89 25+: 20.647 | Wheatstone Bridge ±3.45kPa 10V 12V ±20.1379MPa ±1% SIP-4 TH 12.7mm × 22.1mm × 8mm | [40 empty] | 80 | https://www.unikeyic.com/media/datasheet/a7/fd/a40e/a7/cb3fd4d720ac44e5a5948026dde892f3.pdf | https://www.unikeyic.com/products/pressure-sensors/24pcefj6g/11150163.html
24PCFFA6D | Honeywell | 1: 99.135 5: 99.135 10: 97.3325 25: 97.3325 | Honeywell 100psi Differential non-amplification Pressure Sensors 24PCFFA6D, 0.2%accuracy, 156 → 294 mVoutput, 10 V DC | ±1% |  |  |  | Board Mount | 24PCFFA |  |  | - |  |  |  |  | ±200PSI (±1378.95kPa) |  | 1 (Unlimited) |  | Through Hole |  |  |  | ±100PSI (±689.48kPa) | -40°C ~ 85°C | 0 mV ~ 225 mV (10V) |  | Wheatstone Bridge |  | 4-SIP Module | Bulk | Male - 0.2" (5mm) Tube, Dual | Barbless |  | Differential |  | 2831886 |  | 24PC | - | PC Pin | 10V ~ 12V | 1 | https://www.unikeyic.com/media/datasheet/bf/76/7b9c/bf/bc6c71aaaa2d0d67df4ae6855fd97fcb.pdf | https://www.unikeyic.com/products/pressure-sensors/24pcffa6d/35059443.html
24PCFFB6G | Honeywell | 1: 110.4408 5: 93.1608 10: 71.9388 25: 71.928 | mixed mode Wheatstone Bridge ±689.48KPa 10V 12V ±2001.3789MPa ±1% SIP-4 Through hole mounting 12.7mm*20.4mm*8mm | ±1% |  |  | Industrial |  |  |  | 24PCFFB6G Honeywell |  |  | 12.7mm*20.4mm*8mm | 12V | ±2001.3789MPa |  | 10V |  | Through hole mounting |  | ±689.48KPa | -40℃~85℃ |  |  |  |  | Wheatstone Bridge |  | SIP-4 |  |  |  |  | mixed mode |  | On sale |  | bulk |  |  |  |  | 9 | https://www.unikeyic.com/media/datasheet/bf/76/7b9c/bf/bc6c71aaaa2d0d67df4ae6855fd97fcb.pdf | https://www.unikeyic.com/products/pressure-sensors/24pcffb6g/34944793.html
24PCFFH2G | Honeywell | 4+: 36.256 8+: 35.585 16+: 34.914 25+: 33.572 | Wheatstone Bridge Sensor ±689.48kPa 10V/12V ±2001.3789MPa ±1% SIP-4 TH 12.7mm × 8mm × 21.7mm | [40 empty] | 28 | https://www.unikeyic.com/media/datasheet/bf/76/7b9c/bf/bc6c71aaaa2d0d67df4ae6855fd97fcb.pdf | https://www.unikeyic.com/products/pressure-sensors/24pcffh2g/10992258.html
24PCFFM6G | Honeywell | 1: 99.135 5: 99.135 10: 97.3325 25: 97.3325 | Honeywell 100psi metering non-amplification Pressure Sensors 24PCFFM6G, 0.2%accuracy, 156 → 294 mVoutput, 10 V DC | ±1% |  |  |  | Board Mount | 24PCFFM |  |  | - |  |  |  |  | ±200PSI (±1378.95kPa) |  | 1 (Unlimited) |  | Through Hole |  |  |  | ±100PSI (±689.48kPa) | -40°C ~ 85°C | 0 mV ~ 225 mV (10V) |  | Wheatstone Bridge |  | 4-SIP Module | Bulk | Male - 1/4" (6.35mm) UNF | Threaded |  | Compound |  | 2831905 |  | 24PC | - | PC Pin | 10V ~ 12V | 10 | https://www.unikeyic.com/media/datasheet/bf/76/7b9c/bf/bc6c71aaaa2d0d67df4ae6855fd97fcb.pdf | https://www.unikeyic.com/products/pressure-sensors/24pcffm6g/35069418.html
24PCGFA6G | Honeywell | 3: 53.933 | mixed mode Wheatstone Bridge ±1.72369MPa 10V 12V ±5003.4473MPa ±1% SIP-4 Through hole mounting 12.7mm*21.7mm*8mm | ±1% |  |  |  | Board Mount | 24PCGFA |  |  | - |  |  |  |  | ±500PSI (±3447.38kPa) |  | 1 (Unlimited) |  | Through Hole |  |  |  | ±250PSI (±1723.69kPa) | -40°C ~ 85°C | 0 mV ~ 212 mV (10V) |  | Wheatstone Bridge |  | 4-SIP Module | Bulk | Male - 0.2" (5mm) Tube | Barbless |  | Compound |  | 2831911 |  | 24PC | - | PC Pin | 10V ~ 12V | 5 | https://www.unikeyic.com/media/datasheet/bf/76/7b9c/bf/bc6c71aaaa2d0d67df4ae6855fd97fcb.pdf | https://www.unikeyic.com/products/pressure-sensors/24pcgfa6g/11230966.html
24PCGFH6G | Honeywell | 3: 50.38 6: 49.445 11: 48.521 22: 47.586 25: 46.651 | composite Wheatstone Bridge ±1.72369MPa 10V 12V ±5003.4473MPa ±1% SIP-4 Through hole mounting 12.7mm*21.7mm*8mm | ±1% |  |  |  | Board Mount | 24PCGFH |  |  | - |  |  |  |  | ±500PSI (±3447.38kPa) |  | 1 (Unlimited) |  | Through Hole |  |  |  | ±250PSI (±1723.69kPa) | -40°C ~ 85°C | 0 mV ~ 212 mV (10V) |  | Wheatstone Bridge |  | 4-SIP Module | Bulk | Male - M5 | Threaded |  | Compound |  | 2552652 |  | 24PC | - | PC Pin | 10V ~ 12V | 179 | https://www.unikeyic.com/media/datasheet/bf/76/7b9c/bf/bc6c71aaaa2d0d67df4ae6855fd97fcb.pdf | https://www.unikeyic.com/products/pressure-sensors/24pcgfh6g/11199446.html
24PCGNH2G | Honeywell | 4+: 33.726 9+: 33.099 17+: 32.483 25+: 31.229 | Pressure Sensor, Wheatstone Bridge SIP-4 TH ±1.72369MPa 10V 12V ±5003.4473MPa ±1% 12.7mm × 8mm × 21.7mm | [40 empty] | 25 | https://www.unikeyic.com/media/datasheet/a7/fd/a40e/a7/cb3fd4d720ac44e5a5948026dde892f3.pdf | https://www.unikeyic.com/products/pressure-sensors/24pcgnh2g/35043051.html
24PCGNH6G | Honeywell | 7+: 16.522 17+: 16.214 25+: 15.301 | Wheatstone Bridge Sensor ±1.72369MPa 10V/12V ±5003.4473MPa ±1% SIP-4 TH 12.7mm × 21.7mm × 8mm | [40 empty] | 63 | https://www.unikeyic.com/media/datasheet/a7/fd/a40e/a7/cb3fd4d720ac44e5a5948026dde892f3.pdf | https://www.unikeyic.com/products/pressure-sensors/24pcgnh6g/11091929.html
2511020213301 | WURTH | 1: 3.9375 10: 3.78 25: 3.528 50: 3.465 100: 3.465 250: 3.402 500: 3.402 1,000: 3.402 | Wurth Elektronik absolute pressure sensor, absolute pressure sensor, Maximum work126kPa, Maximum overload2000kPa | ±0.015PSI (±0.1kPa) |  |  | Industrial |  |  |  | 2511020213301 WURTH |  |  | 2mm(Length)*2mm(height) | 3.6V | 126KPa |  | 1.7V |  | SMD mount, glue mount |  | - | -40℃~85℃ |  |  |  |  | I²C | [6 empty] | absolute |  | On sale |  | Tape and reel packaging |  |  |  |  | 232 | https://www.unikeyic.com/media/datasheet/79/5a/c933/795ac9339ebebda711678c7f8c55fd60.pdf | https://www.unikeyic.com/products/pressure-sensors/2511020213301/8155.html
251237 | Gems Sensors | 1: 47.3764 5: 44.3274 10: 42.6924 | Gems Sensors Pressure Switch, Maximum pressure reading215bar, Minimum pressure reading125bar | ±7.6 bar |  |  | Industrial |  |  |  | 251237 Gems Sensors |  |  |  | - | 215Pa |  | - |  | threaded mounting |  | - | -40℃~121℃ |  |  |  |  | SPST-NC | [6 empty] | - | [8 empty] | 6 | https://www.unikeyic.com/media/datasheet/13/3f/b9c7/13/2f086f2d7e990628e9fd1326009bfcb7.pdf | https://www.unikeyic.com/products/pressure-sensors/251237/10974098.html
251858 | Gems Sensors | 1: 87.7223 5: 84.646 10: 81.5455 | Gems Sensors Pressure Switch, Maximum pressure reading4.1bar, Minimum pressure reading0.7bar | ±0.1 bar |  |  | Industrial |  |  |  | 251858 Gems Sensors |  |  |  | - | 4.1Pa |  | - |  | threaded mounting |  | - | -40℃~121℃ |  |  |  |  | SPST - NO | [6 empty] | - | [8 empty] | 10 | https://www.unikeyic.com/media/datasheet/04/c2/4145/04/0e8eff17da4f930196ed6ff1a2f96e32.pdf | https://www.unikeyic.com/products/pressure-sensors/251858/11283176.html
2547392 | RS | 1: 184.0666 10: 167.6133 20: 158.9732 50: 138.2206 | RS PRO Pressure Sensors, Maximum pressure reading4bar, Minimum pressure reading0bar | ±0.5%FS | [10 empty] | 30V | 4Pa |  | 8V |  | threaded mounting |  | - | -30℃~85℃ |  |  |  |  | - | [6 empty] | Absolute pressure | [8 empty] | 5 | https://www.unikeyic.com/media/about_us/Unikey_ISO_9001_Certification.pdf | https://www.unikeyic.com/products/pressure-sensors/2547392/238703293.html
2547397 | RS | 1: 172.2556 10: 156.8599 20: 148.7799 50: 129.3934 | RS PRO Pressure Sensors, Maximum pressure reading2.5bar, Minimum pressure reading0bar | ±0.5%FS | [10 empty] | 30V | 2.5Pa |  | 8V |  | threaded mounting |  | - | -30℃~85℃ |  |  |  |  | - | [6 empty] | Gauge pressure | [8 empty] | 16 | https://www.unikeyic.com/media/about_us/Unikey_ISO_9001_Certification.pdf | https://www.unikeyic.com/products/pressure-sensors/2547397/242970804.html
2547398 | RS | 1: 184.0666 10: 167.6201 20: 158.9691 50: 138.2151 | RS PRO Pressure Sensors, Maximum pressure reading2.5bar, Minimum pressure reading0bar | ±0.5%FS | [10 empty] | 30V | 2.5Pa |  | 8V |  | threaded mounting |  | - | -30℃~85℃ |  |  |  |  | - | [6 empty] | Gauge pressure | [8 empty] | 23 | https://www.unikeyic.com/media/about_us/Unikey_ISO_9001_Certification.pdf | https://www.unikeyic.com/products/pressure-sensors/2547398/252427188.html
2547419 | RS | 1: 184.0666 10: 167.6187 20: 158.9745 50: 138.2411 | RS PRO Pressure Sensor, Max Reading 250bar, Min Reading 0bar | ±0.5%FS | [10 empty] | 30V | 250Pa |  | 8V |  | threaded mounting |  | - | -30℃~85℃ |  |  |  |  | - | [6 empty] | Gauge pressure | [8 empty] | 7 | https://www.unikeyic.com/media/about_us/Unikey_ISO_9001_Certification.pdf | https://www.unikeyic.com/products/pressure-sensors/2547419/244853944.html
2547423 | RS | 1: 188.189 10: 171.3671 20: 162.5398 50: 141.3078 | RS PRO Pressure Sensors, Maximum pressure reading5bar, Minimum pressure reading-1bar | ±0.5%FS | [10 empty] | 30V | 5Pa |  | 8V |  | threaded mounting |  | - | -30℃~85℃ |  |  |  |  | - | [6 empty] | Absolute pressure | [8 empty] | 84 | https://www.unikeyic.com/media/about_us/Unikey_ISO_9001_Certification.pdf | https://www.unikeyic.com/products/pressure-sensors/2547423/252968637.html
26PC01SMT | Honeywell | 2: 64.834 5: 63.624 9: 62.425 17: 61.226 50: 60.027 150: 54.021 | Wheatstone Bridge Sensor ±6.89kPa 2.5V 16V ±20.14MPa ±1.75% DIP-4 SMD 10.92mm × 6.1mm × 7.87mm | ±1.75% |  |  | Industrial |  |  |  | 26PC01SMT Honeywell |  |  | 10.92mm*6.1mm*7.87mm | 16V | ±20.1379MPa |  | 2.5V |  | SMD mount |  | ±6.89KPa | -40℃~85℃ |  |  |  |  | Wheatstone Bridge |  | DIP-4 |  |  |  |  | mixed mode |  | On sale |  | Tube |  |  |  |  | 3780 | https://www.unikeyic.com/media/datasheet/da/8e/6437/da8e64372e2a326e76836fd7335ca823.pdf | https://www.unikeyic.com/products/pressure-sensors/26pc01smt/11103665.html
26PC05SMT | Honeywell | 2+: 64.834 5+: 63.624 9+: 62.425 17+: 61.226 50+: 60.027 150+: 54.021 | Composite Wheatstone Bridge ±34.47kPa 2.5V 16V ±20.1379MPa ±1.5% SMD | [40 empty] | 283 | https://www.unikeyic.com/media/datasheet/d7/33/9c3e/d7/afc394ce4965077ac4fd82c0e7e5e4ff.pdf | https://www.unikeyic.com/products/pressure-sensors/26pc05smt/11190508.html
26PCAFA6G | Honeywell | 2: 80.993 4: 79.497 7: 78.001 14: 76.494 25: 74.998 150: 67.496 1,000: 59.994 | Honeywell 1psi metering non-amplification Pressure Sensors 26PCAFA6G, ±0.25 %accuracy, 14.7 → 18.7 mVoutput, 10 V DC | ±0.5% |  |  |  | Board Mount | 26PCAFA |  |  | Temperature Compensated |  |  |  |  | ±20PSI (±137.9kPa) |  | 1 (Unlimited) |  | Through Hole |  |  |  | ±1PSI (±6.89kPa) | -40°C ~ 85°C | 0 mV ~ 16.7 mV (10V) |  | Wheatstone Bridge |  | 4-SIP Module | Tray | Male - 0.2" (5mm) Tube | Barbless |  | Compound |  | 1248845 |  | 26PC | - | PC Pin | 2.5V ~ 16V | 6701 | https://www.unikeyic.com/media/datasheet/99/c3/f205/99/cbf4e21b058793bb08fb3ecb927af14b.pdf | https://www.unikeyic.com/products/pressure-sensors/26pcafa6g/10948022.html
26PCAFB2G | Honeywell | 2+: 80.135 4+: 78.65 7+: 77.165 14+: 75.68 25+: 74.195 150+: 66.781 | Composite Wheatstone Bridge ±6.89KPa 2.5V 16V ±20.1379MPa ±0.5% SIP-4 TH 20.4mm (W) | [40 empty] | 175 | https://www.unikeyic.com/media/datasheet/4e/e5/53c4/4e/eff9b040e1c01ada92443e89bd6673fc.pdf | https://www.unikeyic.com/products/pressure-sensors/26pcafb2g/33183.html
26PCBFA6G | Honeywell | 2+: 64.471 5+: 63.283 9+: 62.084 18+: 60.896 25+: 59.697 | Composite Wheatstone Bridge ±34.47kPa 2.5V 16V ±20.1379MPa ±0.5% SIP-4 TH 12.7mm × 7.9mm × 22.8mm | [40 empty] | 37 | https://www.unikeyic.com/media/datasheet/3c/b8/4406/3c/cd14f36f387e2bb2f3acd2394938bd88.pdf | https://www.unikeyic.com/products/pressure-sensors/26pcbfa6g/11157779.html
26PCBFB6G | Honeywell | 5: 139.3408 10: 135.8575 | Honeywell Pressure Sensor, Max 5psi, Min 0psi | ±0.5% |  |  |  | Board Mount | 26PCB |  |  | Temperature Compensated |  |  |  |  | ±20PSI (±137.9kPa) |  | 1 (Unlimited) |  | Through Hole |  |  |  | ±5PSI (±34.47kPa) | -40°C ~ 85°C | 0 mV ~ 50 mV (10V) |  | Wheatstone Bridge |  | 4-SIP Module | Tray | Male - 0.18" (4.57mm) Tube | Barbed |  | Compound |  | 1248849 |  | 26PC | - | PC Pin | 2.5V ~ 16V | 44 | https://www.unikeyic.com/media/datasheet/08/33/234c/08/086e3228ff6ced4117e2f8c4370ea4a4.pdf | https://www.unikeyic.com/products/pressure-sensors/26pcbfb6g/11075464.html
26PCBFC6G | Honeywell | 8+: 16.808 | Analog Differential Pressure Sensor, ±5psi Gauge, 16V, 20PSI, ±0.4%, DIP-4, TH | [40 empty] | 32 | https://www.unikeyic.com/media/datasheet/3c/b8/4406/3c/cd14f36f387e2bb2f3acd2394938bd88.pdf | https://www.unikeyic.com/products/pressure-sensors/26pcbfc6g/35068220.html
26PCBFM6G | Honeywell | 3+: 40.832 7+: 40.073 14+: 39.314 25+: 37.807 | Wheatstone Bridge Sensor, ±34.47kPa, 16V, ±20.1379MPa, ±0.5%, DIP-4, TH, 23.9mm H | [40 empty] | 132 | https://www.unikeyic.com/media/datasheet/4e/e5/53c4/4e/eff9b040e1c01ada92443e89bd6673fc.pdf | https://www.unikeyic.com/products/pressure-sensors/26pcbfm6g/9413.html
26PCCFA2G | Honeywell | 25: 127.769 50: 124.6514 | Honeywell, 26PCseries Pressure Sensors, Maximum pressure reading15psi, Minimum pressure reading0psi | ±0.5% |  |  |  | Board Mount | 26PCCFA |  |  | Temperature Compensated |  |  |  |  | ±45PSI (±310.26kPa) |  | 1 (Unlimited) |  | Through Hole |  |  |  | ±15PSI (±103.42kPa) | -40°C ~ 85°C | 0 mV ~ 100 mV (10V) |  | Wheatstone Bridge |  | 4-SIP Module | Tray | Male - 0.2" (5.08mm) Tube | Barbless |  | Compound |  | 1248850 |  | 26PC | - | PC Pin | 2.5V ~ 16V | 162 | https://www.unikeyic.com/media/datasheet/ab/a9/b975/ab/6b78f4baca8ad816e48f7132a261519f.pdf | https://www.unikeyic.com/products/pressure-sensors/26pccfa2g/35041378.html
26PCCFB6G | Honeywell | 2+: 71.643 4+: 70.323 8+: 68.992 16+: 67.672 25+: 66.341 | Wheatstone Bridge Sensor, SIP-4 TH, ±103.42kPa, ±45.31MPa, ±0.5%, 2.5V/16V | [40 empty] | 30 | https://www.unikeyic.com/media/datasheet/3c/b8/4406/3c/cd14f36f387e2bb2f3acd2394938bd88.pdf | https://www.unikeyic.com/products/pressure-sensors/26pccfb6g/11156513.html
26PCCFJ2G | Honeywell | 2: 83.611 4: 82.06 7: 80.52 | mixed mode Wheatstone Bridge ±103.42KPa 2.5V 16V ±45.31026MPa ±0.5% DIP-4 Through hole mounting 22.1mm(width) | ±0.5% |  |  |  | Board Mount | 26PCCFJ |  |  | Temperature Compensated |  |  |  |  | ±45PSI (±310.26kPa) |  | 1 (Unlimited) |  | Through Hole |  |  |  | ±15PSI (±103.42kPa) | -40°C ~ 85°C | 0 mV ~ 100 mV (10V) |  | Wheatstone Bridge |  | 4-SIP Module | Bulk | Male - 0.07" (1.78mm) Tube | Needle |  | Compound |  | 2831965 |  | 26PC | - | PC Pin | 2.5V ~ 16V | 8 | https://www.unikeyic.com/media/datasheet/c6/3a/b881/c6/de4f2a42ec0e221b3a29131bc1f820a3.pdf | https://www.unikeyic.com/products/pressure-sensors/26pccfj2g/34975321.html
26PCCFJ3G | Honeywell | 2: 73.007 | Composite Wheatstone Bridge, ±103.42KPa, ±45.31026MPa, ±0.5%, TH | ±0.5% |  |  | Industrial |  |  |  | 26PCCFJ3G Honeywell |  |  |  | - | ±45.31026MPa |  | - |  | Through hole mounting |  | ±103.42KPa | -40℃~85℃ |  |  |  |  | Wheatstone Bridge | [6 empty] | composite |  | On sale | [6 empty] | 12 | https://www.unikeyic.com/media/datasheet/c6/3a/b881/c6/de4f2a42ec0e221b3a29131bc1f820a3.pdf | https://www.unikeyic.com/products/pressure-sensors/26pccfj3g/10980397.html
26PCCFM6G | Honeywell | 2: 73.964 4: 72.6 | mixed mode Wheatstone Bridge ±103.42KPa 2.5V 16V ±45.31026MPa ±0.5% DIP-4 Through hole mounting 23.9mm(height) | ±0.5% |  |  |  | Board Mount | 26PCCFM |  |  | Temperature Compensated |  |  |  |  | ±45PSI (±310.26kPa) |  | 1 (Unlimited) |  | Through Hole |  |  |  | ±15PSI (±103.42kPa) | -40°C ~ 85°C | 0 mV ~ 100 mV (10V) |  | Wheatstone Bridge |  | 4-SIP Module | Bulk | Male - 1/4" (6.35mm) UNF | Threaded |  | Compound |  | 2831969 |  | 26PC | - | PC Pin | 2.5V ~ 16V | 7 | https://www.unikeyic.com/media/datasheet/3c/b8/4406/3c/cd14f36f387e2bb2f3acd2394938bd88.pdf | https://www.unikeyic.com/products/pressure-sensors/26pccfm6g/35065847.html
26PCCNA3D | Honeywell | 2: 80.993 4: 79.497 7: 78.001 14: 76.494 | Differential Wheatstone Bridge ±103.42KPa 2.5V 16V ±45.31026MPa ±0.5% SIP-4 Through hole mounting 12.7mm(Length)*34.29mm(height) | ±0.5% |  |  |  | Board Mount | 26PCCNA |  |  | Temperature Compensated |  |  |  |  | ±45PSI (±310.26kPa) |  | 1 (Unlimited) |  | Through Hole |  |  |  | ±15PSI (±103.42kPa) | -40°C ~ 85°C | 0 mV ~ 100 mV (10V) |  | Wheatstone Bridge |  | 4-SIP Module | Bulk | Male - 0.2" (5.08mm) Tube, Dual | Barbless |  | Differential |  | 3538603 |  | 26PC | 4-SIP | PC Pin | 2.5V ~ 16V | 20 | https://www.unikeyic.com/media/datasheet/af/c9/c3d1/af/91242ae461a419659407ee43fd7baf70.pdf | https://www.unikeyic.com/products/pressure-sensors/26pccna3d/34982386.html
26PCDFA6G | Honeywell | 1: 144.952 5: 144.952 10: 142.3165 | Honeywell Gauge pressure sensor, Maximum pressure reading60psi | ±0.2% |  |  |  | Board Mount | 26PCDFA |  |  | Temperature Compensated |  |  |  |  | ±60PSI (±413.69kPa) |  | 1 (Unlimited) |  | Through Hole |  |  |  | ±30PSI (±206.84kPa) | -40°C ~ 85°C | 0 mV ~ 100 mV (10V) |  | Wheatstone Bridge |  | 4-SIP Module | Tray | Male - 0.2" (5.08mm) Tube | Barbless |  | Compound |  | 1248855 |  | 26PC | - | PC Pin | 2.5V ~ 16V | 12 | https://www.unikeyic.com/media/datasheet/3c/b8/4406/3c/cd14f36f387e2bb2f3acd2394938bd88.pdf | https://www.unikeyic.com/products/pressure-sensors/26pcdfa6g/34960436.html
26PCDFG2G | Honeywell | 2+: 62.249 | Wheatstone Bridge ±206.84kPa 2.5V 16V ±60.41369MPa ±0.2% DIP-4 TH 12.7mm × 59mm × 13.1mm | [40 empty] | 2 | https://www.unikeyic.com/media/datasheet/82/5b/a093/82/ef6f3816624545aa195b8c92fb36b1b2.pdf | https://www.unikeyic.com/products/pressure-sensors/26pcdfg2g/11353398.html
26PCDFG5G | Honeywell | 2+: 96.91 | Pressure Sensor Wheatstone Bridge 0psi~30psi 2.5V 16V ±0.2% TH 12.7mm L | [40 empty] | 100 | https://www.unikeyic.com/media/datasheet/82/5b/a093/82/ef6f3816624545aa195b8c92fb36b1b2.pdf | https://www.unikeyic.com/products/pressure-sensors/26pcdfg5g/35068216.html
26PCDFJ6G | Honeywell | 1: 181.278 5: 151.7616 10: 141.0588 25: 128.0556 50: 127.4616 | mixed mode Wheatstone Bridge ±206.84KPa 2.5V 16V ±60.41369MPa ±0.2% DIP-4 Through hole mounting 22.1mm(width) | ±0.2% |  |  | Industrial |  |  |  | 26PCDFJ6G Honeywell |  |  | 22.1mm(width) | 16V | ±60.41369MPa |  | 2.5V |  | Through hole mounting |  | ±206.84KPa | -40℃~85℃ |  |  |  |  | Wheatstone Bridge |  | DIP-4 |  |  |  |  | mixed mode |  | On sale |  | bulk |  |  |  |  | 19 | https://www.unikeyic.com/media/datasheet/3c/b8/4406/3c/cd14f36f387e2bb2f3acd2394938bd88.pdf | https://www.unikeyic.com/products/pressure-sensors/26pcdfj6g/34948548.html
26PCFEB6G | Honeywell | 2: 66.946 5: 65.703 9: 64.46 | mixed mode Wheatstone Bridge ±689.48KPa 2.5V 16V ±2001.3789MPa ±0.6% DIP-4 Through hole mounting 20.4mm(width) | ±0.6% |  |  |  | Board Mount | 26PCFEB |  |  | Temperature Compensated |  |  |  |  | ±200PSI (±1378.95kPa) |  | 1 (Unlimited) |  | Through Hole |  |  |  | ±100PSI (±689.48kPa) | -40°C ~ 85°C | 0 mV ~ 100 mV (10V) |  | Wheatstone Bridge |  | 4-SIP Module | Bulk | Male - 0.18" (4.7mm) Tube | Barbed |  | Compound |  | 3538622 |  | 26PC | - |  | 2.5V ~ 16V | 12 | https://www.unikeyic.com/media/datasheet/3c/b8/4406/3c/cd14f36f387e2bb2f3acd2394938bd88.pdf | https://www.unikeyic.com/products/pressure-sensors/26pcfeb6g/11082911.html
26PCFFA2G | Honeywell | 2: 64.471 5: 63.283 9: 62.084 18: 60.896 25: 59.697 | mixed mode Wheatstone Bridge ±689.48KPa 2.5V 16V ±2001.3789MPa ±0.6% DIP-4 Through hole mounting 12.7mm*7.9mm*21.8mm | ±0.6% |  |  |  | Board Mount | 26PCFFA |  |  | Temperature Compensated |  |  |  |  | ±200PSI (±1378.95kPa) |  | 1 (Unlimited) |  | Through Hole |  |  |  | ±100PSI (±689.48kPa) | -40°C ~ 85°C | 0 mV ~ 100 mV (10V) |  | Wheatstone Bridge |  | 4-DIP Module | Bulk | Male - 0.2" (5.08mm) Tube | Barbless |  | Compound |  | 2831983 |  | 26PC | - | PC Pin | 2.5V ~ 16V | 27 | https://www.unikeyic.com/media/datasheet/3c/b8/4406/3c/cd14f36f387e2bb2f3acd2394938bd88.pdf | https://www.unikeyic.com/products/pressure-sensors/26pcffa2g/34982854.html
26PCFFB2G | Honeywell | 1+: 33.1565 10+: 31.5137 30+: 30.7669 100+: 29.8708 | Composite Wheatstone Bridge ±689.48KPa 16V ±2001.3789MPa ±0.6% TH 20.4mm W | [40 empty] | 23 | https://www.unikeyic.com/media/datasheet/4e/e5/53c4/4e/eff9b040e1c01ada92443e89bd6673fc.pdf | https://www.unikeyic.com/products/pressure-sensors/26pcffb2g/22164.html
26PCFFG5G | Honeywell | 25: 135.4356 50: 132.1313 | composite Wheatstone Bridge ±689.48KPa 2.5V 16V ±2001.3789MPa ±0.6% SIP-4 Through hole mounting | ±0.6% |  |  |  | Board Mount | 26PCFFG |  |  | Temperature Compensated |  |  |  |  | ±200PSI (±1378.95kPa) |  | 1 (Unlimited) |  | Through Hole |  |  |  | ±100PSI (±689.48kPa) | -40°C ~ 85°C | 0 mV ~ 100 mV (10V) |  | Wheatstone Bridge |  | 4-SIP Module | Bulk | Male - 0.14" (3.56mm) Tube | Barbed |  | Compound |  | 3538618 |  | 26PC | 4-SIP |  | 2.5V ~ 16V | 172 | https://www.unikeyic.com/media/datasheet/06/87/99a7/068799a7dd5bab733d1f2d6783f85569.pdf | https://www.unikeyic.com/products/pressure-sensors/26pcffg5g/14034.html
26PCFFH6G | Honeywell | 25: 127.769 50: 124.6514 | mixed mode Wheatstone Bridge ±689.48KPa 2.5V 16V ±2001.3789MPa ±0.6% DIP-4 Through hole mounting 21.6mm(height) | ±0.6% |  |  |  | Board Mount | 26PCFFH |  |  | Temperature Compensated |  |  |  |  | ±200PSI (±1378.95kPa) |  | 1 (Unlimited) |  | Through Hole |  |  |  | ±100PSI (±689.48kPa) | -40°C ~ 85°C | 0 mV ~ 100 mV (10V) |  | Wheatstone Bridge |  | 4-SIP Module | Bulk | Male - M5 | Threaded |  | Compound |  |  |  | 26PC | - | PC Pin | 2.5V ~ 16V | 106 | https://www.unikeyic.com/media/datasheet/3c/b8/4406/3c/cd14f36f387e2bb2f3acd2394938bd88.pdf | https://www.unikeyic.com/products/pressure-sensors/26pcffh6g/11067259.html
26PCFFS2G | Honeywell | 2+: 62.81 5+: 61.644 9+: 60.478 18+: 59.323 25+: 58.157 | Wheatstone Bridge Sensor ±689.48kPa 2.5V 16V ±2001.3789MPa ±0.6% DIP-4 TH 12.7mm × 7.9mm × 13.7mm | [40 empty] | 52 | https://www.unikeyic.com/media/datasheet/3c/b8/4406/3c/cd14f36f387e2bb2f3acd2394938bd88.pdf | https://www.unikeyic.com/products/pressure-sensors/26pcffs2g/34956302.html
26PCGFJ2G | Honeywell | 1: 179.658 5: 148.608 10: 140.3676 25: 125.0856 50: 122.5908 | mixed mode Wheatstone Bridge ±1.72369MPa 2.5V 16V ±5003.4473MPa ±0.7% DIP-4 Through hole mounting 12.7mm*7.87mm*22.1mm | ±0.7% |  |  | Industrial |  |  |  | 26PCGFJ2G Honeywell |  |  | 12.7mm*7.87mm*22.1mm | 16V | ±5003.4473MPa |  | 2.5V |  | Through hole mounting |  | ±1.72369MPa | -40℃~85℃ |  |  |  |  | Wheatstone Bridge |  | DIP-4 |  |  |  |  | mixed mode |  | On sale |  | bulk |  |  |  |  | 11 | https://www.unikeyic.com/media/datasheet/bb/49/8395/bb/95e9cc8ad1c18d8f4803c3c6fd7e6fa6.pdf | https://www.unikeyic.com/products/pressure-sensors/26pcgfj2g/11194196.html
26PCGNM6G | Honeywell | 2+: 78.936 4+: 77.473 7+: 76.01 14+: 74.547 25+: 73.084 150+: 65.78 | Composite Wheatstone Bridge ±1.72369MPa 2.5V-16V ±5003.4473MPa ±0.7% SIP-4 TH 23.9mm L | [40 empty] | 163 | https://www.unikeyic.com/media/datasheet/99/ed/2132/99/a7886a3f7bbf3dadbb6a8b0813c9e6bd.pdf | https://www.unikeyic.com/products/pressure-sensors/26pcgnm6g/10906206.html
2726941 | RS | 1: 127.7671 | Gauge pressure Voltage 2.0mA DC 2.0mA DC 1Pa ±0.15% panel mount | ±0.15% |  |  | Industrial | [7 empty] | 2.0mA DC | 1Pa |  | 2.0mA DC |  | panel mount |  | - | -40℃~125℃ |  |  |  |  | Voltage | [6 empty] | Gauge pressure | [8 empty] | 12 | https://www.unikeyic.com/media/about_us/Unikey_ISO_9001_Certification.pdf | https://www.unikeyic.com/products/pressure-sensors/2726941/722420694.html
2726942 | RS | 1: 172.2104 | Absolute pressure Voltage 2.0mA DC 2.0mA DC 2Pa ±0.15% panel mount | ±0.15% |  |  | Industrial | [7 empty] | 2.0mA DC | 2Pa |  | 2.0mA DC |  | panel mount |  | - | -40℃~125℃ |  |  |  |  | Voltage | [6 empty] | Absolute pressure | [8 empty] | 13 | https://www.unikeyic.com/media/about_us/Unikey_ISO_9001_Certification.pdf | https://www.unikeyic.com/products/pressure-sensors/2726942/722408766.html
2726943 | RS | 1: 130.0881 | Gauge pressure Voltage 2.0mA DC 2.0mA DC 2Pa ±0.15% panel mount | ±0.15% |  |  | Industrial | [7 empty] | 2.0mA DC | 2Pa |  | 2.0mA DC |  | panel mount |  | - | -40℃~125℃ |  |  |  |  | Voltage | [6 empty] | Gauge pressure | [8 empty] | 17 | https://www.unikeyic.com/media/about_us/Unikey_ISO_9001_Certification.pdf | https://www.unikeyic.com/products/pressure-sensors/2726943/722342986.html
2726947 | RS | 1: 134.7342 | Gauge pressure Voltage 2.0mA DC 2.0mA DC 35Pa ±0.15% panel mount | ±0.15% |  |  | Industrial | [7 empty] | 2.0mA DC | 35Pa |  | 2.0mA DC |  | panel mount |  | - | -40℃~125℃ |  |  |  |  | Voltage | [6 empty] | Gauge pressure | [8 empty] | 18 | https://www.unikeyic.com/media/about_us/Unikey_ISO_9001_Certification.pdf | https://www.unikeyic.com/products/pressure-sensors/2726947/722416590.html
2726949 | RS | 1: 139.3804 | relative Voltage 2.0mA DC 2.0mA DC 200Pa ±0.15% panel mount | ±0.15% |  |  | Industrial | [7 empty] | 2.0mA DC | 200Pa |  | 2.0mA DC |  | panel mount |  | - | -40℃~125℃ |  |  |  |  | Voltage | [6 empty] | relative | [8 empty] | 15 | https://www.unikeyic.com/media/about_us/Unikey_ISO_9001_Certification.pdf | https://www.unikeyic.com/products/pressure-sensors/2726949/722418577.html
2726955 | RS | 1: 144.028 | Gauge pressure Voltage 2.0mA DC 2.0mA DC 20Pa ±0.15% panel mount | ±0.15% |  |  | Industrial | [7 empty] | 2.0mA DC | 20Pa |  | 2.0mA DC |  | panel mount |  | - | -40℃~125℃ |  |  |  |  | Voltage | [6 empty] | Gauge pressure | [8 empty] | 17 | https://www.unikeyic.com/media/about_us/Unikey_ISO_9001_Certification.pdf | https://www.unikeyic.com/products/pressure-sensors/2726955/724058529.html
2726966 | RS | 1: 166.2023 | relative I²C 70Pa ±0.5% panel mount | ±0.5% |  |  | Industrial | [7 empty] | - | 70Pa |  | - |  | panel mount |  | - | -20℃~80℃ |  |  |  |  | I²C | [6 empty] | relative | [8 empty] | 12 | https://www.unikeyic.com/media/about_us/Unikey_ISO_9001_Certification.pdf | https://www.unikeyic.com/products/pressure-sensors/2726966/722338255.html
2726980 | RS | 1: 279.82 | seal 11V 28V(DC) 700Pa ±0.5 % DINRail installation | ±0.5 % | [10 empty] | 28V(DC) | 700Pa |  | 11V |  | DIN rail mounting |  | - | -30℃~80℃ |  |  |  |  | - | [6 empty] | seal | [8 empty] | 21 | https://www.unikeyic.com/media/about_us/Unikey_ISO_9001_Certification.pdf | https://www.unikeyic.com/products/pressure-sensors/2726980/722358015.html
2CP5-71-46 | Sensata Technologies | 50: 63.572 100: 59.6222 | absolute 1.034MPa 4.5V 5.5V 5.17KPa ±0.8% threaded mounting | ±0.8% |  |  |  | Industrial Automation | 2CP5-71 |  |  | Temperature Compensated |  |  |  |  | 450PSI (3102.64kPa) |  | 1 (Unlimited) | [5 empty] | 150PSI (1034.21kPa) | -40°C ~ 135°C | 0.5 V ~ 4.5 V |  | Analog Voltage |  | Cylinder, Threaded | Bulk | Female - 7/16" (11.11mm) UNF | Threaded |  | Absolute |  | 7695891 |  | 2CP | - | Connector | 4.5V ~ 5.5V | 59 | https://www.unikeyic.com/media/datasheet/13/b7/0b24/13/a5aa0fe54d81d685787750c22df00ac8.pdf | https://www.unikeyic.com/products/pressure-sensors/2cp5-71-46/10958299.html
2CP50-71-1 | Sensata Technologies | 2: 95.601 5: 91.608 19: 87.956 48: 84.425 | PLATED STEEL PRESSURE SENSOR 0- | - | [6 empty] | 2CP50-71-1 Sensata Technologies |  |  |  | - | - |  | - |  |  |  | - | [5 empty] | - | [6 empty] | - |  |  |  | bulk |  |  |  |  | 50 | https://www.unikeyic.com/media/datasheet/73/d4/8857/73d48857f35ae8dabf0c459db6a1a962.pdf | https://www.unikeyic.com/products/pressure-sensors/2cp50-71-1/19321884.html
2SMPP02 | OMRON | 1+: 4.6318 10+: 4.4465 25+: 4.15 50+: 4.0759 100+: 4.0759 250+: 4.0759 | Omron Pressure Sensor, Max 37kPa, Min 0bar | [40 empty] | 42 | https://www.unikeyic.com/media/datasheet/32/8a/a17d/32/c3cbdde227e399c1847dbd83c5a1e851.pdf | https://www.unikeyic.com/products/pressure-sensors/2smpp02/34990185.html
2SMPP03 | OMRON | 1+: 5.3347 10+: 4.8498 50+: 4.1036 100+: 3.6539 | Omron Pressure Sensor, Max 50kPa, Min -50kPa | [40 empty] | 128 | https://www.unikeyic.com/media/datasheet/4e/32/c409/4e/44bf91b83b7f0692fbb14e997d27a80b.pdf | https://www.unikeyic.com/products/pressure-sensors/2smpp03/11355991.html
30 INCH-D-MV | Amphenol | 1: 91.6446 5: 91.6446 10: 89.9784 25: 89.9784 | Differential Wheatstone Bridge 0inH₂O~30inH₂O 7.48Kpa ±0.25% SIP-6 Through hole mounting | ±0.25% |  |  |  | Board Mount | D-MV |  |  | Temperature Compensated |  |  |  |  | 7.23PSI (49.83kPa) |  | 1 (Unlimited) |  | Through Hole |  |  |  | 1.08PSI (7.48kPa) | -25°C ~ 85°C | 0 mV ~ 20 mV (12V) |  | Wheatstone Bridge |  | 6-SIP Module | Tube | Male - 0.19" (4.83mm) Tube, Dual | Barbless |  | Differential |  | 503176 |  | ADCX | - | PC Pin | 16V | 4 | https://www.unikeyic.com/media/datasheet/c4/5a/e468/c4/3841d5e576dbaac7af4478f0329f527f.pdf | https://www.unikeyic.com/products/pressure-sensors/30-inch-d-mv/35050174.html
30 PSI-D-4V | Amphenol | 1: 128.8116 5: 111.4344 10: 108.4536 25: 103.68 50: 103.6692 | Differential ±30psi 4.5V 5.5V ±206.84Kpa ±0.5% SIP-4 Through hole mounting | ±0.5% |  |  | Industrial |  |  |  | 30 PSI-D-4V Amphenol |  |  |  | 5.5V | ±206.84Kpa |  | 4.5V |  | Through hole mounting |  | ±30psi | -25℃~85℃ |  |  |  |  | - |  | SIP-4 |  |  |  |  | Differential |  | On sale |  | bulk |  |  |  |  | 10 | https://www.unikeyic.com/media/datasheet/52/e1/c0b9/52/d3c0cdd32291d844431546f71f0bc1c7.pdf | https://www.unikeyic.com/products/pressure-sensors/30-psi-d-4v/11092586.html
30 PSI-GF-HGRADE-MINI | Amphenol | 1+: 62.229 5+: 61.1178 10+: 60.0065 50+: 60.0065 | Meter, Analog 0psi~30psi ±0.25% SIP TH | [40 empty] | 3 | https://www.unikeyic.com/media/datasheet/19/9e/8f36/19/d430d4a823a22e88e974c0f61fdd7011.pdf | https://www.unikeyic.com/products/pressure-sensors/30-psi-gf-hgrade-mini/34995634.html
3004096-F | TE Connectivity | 60+: 126.1578 | SSI Pressure Sensor, Precision Digital Signal Conditioning, Analog & Digital Output | [40 empty] | 6000 |  | https://www.unikeyic.com/products/pressure-sensors/3004096-f/695345432.html
3004117-F | TE Connectivity | 60: 133.5788 | SSI Pressure Sensor, Precision Digital Signal Conditioning, Analog & Digital Output | - | [10 empty] | - | - |  | - |  |  |  | - | [5 empty] | - | [6 empty] | - | [8 empty] | 6000 | https://www.unikeyic.com/media/about_us/Unikey_ISO_9001_Certification.pdf | https://www.unikeyic.com/products/pressure-sensors/3004117-f/695282166.html
3004972-F | TE Connectivity | 60+: 126.1578 | SSI Pressure Sensor, Precision Digital Signal Conditioning, Analog & Digital Output | [40 empty] | 6000 |  | https://www.unikeyic.com/products/pressure-sensors/3004972-f/695429840.html
3005521-F | TE Connectivity | 60+: 126.1578 | SSI Pressure Sensor, Precision Digital Signal Conditioning, Analog & Digital Output | [40 empty] | 6000 |  | https://www.unikeyic.com/products/pressure-sensors/3005521-f/695446631.html
3051TG4A2B21BK8M5 | Rosemount | 1: 2840.3957 | Rosemount 3051 Series Pressure Sensor, Max 275.79bar, Min -1.01bar | ±0.005 % | [10 empty] | - | 276Pa |  | - |  |  |  | - | [5 empty] | - | [6 empty] | differential pressure, Absolute pressure, Gauge pressure | [8 empty] | 1 | https://www.unikeyic.com/media/about_us/Unikey_ISO_9001_Certification.pdf | https://www.unikeyic.com/products/pressure-sensors/3051tg4a2b21bk8m5/568555374.html
309696 | RS | 1: 235.9427 | Absolute pressure Current 8 → 24,12 → 28V dc 8 → 24,12 → 28V dc 10Pa ±1% threaded mounting | ±1% |  |  | Industrial | [7 empty] | 8 → 24, 12 → 28V dc | 10Pa |  | 8 → 24, 12 → 28V dc |  | threaded mounting |  | - | -40℃~80℃ |  |  |  |  | Current | [6 empty] | Absolute pressure | [8 empty] | 31 | https://www.unikeyic.com/media/about_us/Unikey_ISO_9001_Certification.pdf | https://www.unikeyic.com/products/pressure-sensors/309696/1005527419.html
309699 | RS | 1: 384.4591 | Absolute pressure Current 8 → 24,12 → 28V DC 8 → 24,12 → 28V DC 16Pa ±1% threaded mounting | ±1% |  |  | Industrial | [7 empty] | 8 → 24, 12 → 28V DC | 16Pa |  | 8 → 24, 12 → 28V DC |  | threaded mounting |  | - | -40℃~80℃ |  |  |  |  | Current | [6 empty] | Absolute pressure | [8 empty] | 1 | https://www.unikeyic.com/media/about_us/Unikey_ISO_9001_Certification.pdf | https://www.unikeyic.com/products/pressure-sensors/309699/1005531643.html
309705 | RS | 1: 277.2823 | Absolute pressure Current 8 → 24,12 → 28V dc 8 → 24,12 → 28V dc 40Pa ±1% threaded mounting | ±1% |  |  | Industrial | [7 empty] | 8 → 24, 12 → 28V dc | 40Pa |  | 8 → 24, 12 → 28V dc |  | threaded mounting |  | - | -40℃~80℃ |  |  |  |  | Current | [6 empty] | Absolute pressure | [8 empty] | 4 | https://www.unikeyic.com/media/about_us/Unikey_ISO_9001_Certification.pdf | https://www.unikeyic.com/products/pressure-sensors/309705/1005523856.html
309722 | RS | 1: 146.9847 | Absolute pressure Voltage 8 → 24,12 → 28V DC 8 → 24,12 → 28V DC 100Pa ±1% threaded mounting | ±1% |  |  | Industrial | [7 empty] | 8 → 24, 12 → 28V DC | 100Pa |  | 8 → 24, 12 → 28V DC |  | threaded mounting |  | - | -40℃~80℃ |  |  |  |  | Voltage | [6 empty] | Absolute pressure | [8 empty] | 9 | https://www.unikeyic.com/media/about_us/Unikey_ISO_9001_Certification.pdf | https://www.unikeyic.com/products/pressure-sensors/309722/1005534708.html
309729 | RS | 1: 146.6239 | Absolute pressure 8 → 24,12 → 28V DC 8 → 24,12 → 28V DC 160Pa ±1 % threaded mounting | ±1 % |  |  | Industrial | [7 empty] | 8 → 24, 12 → 28V DC | 160Pa |  | 8 → 24, 12 → 28V DC |  | threaded mounting |  | - | -40℃~80℃ |  |  |  |  | - | [6 empty] | Absolute pressure | [8 empty] | 1 | https://www.unikeyic.com/media/about_us/Unikey_ISO_9001_Certification.pdf | https://www.unikeyic.com/products/pressure-sensors/309729/1005533610.html
309731 | RS | 1: 175.659 | Absolute pressure 8 → 24,12 → 28V DC 8 → 24,12 → 28V DC 25Pa ±1 % threaded mounting | ±1 % |  |  | Industrial | [7 empty] | 8 → 24, 12 → 28V DC | 25Pa |  | 8 → 24, 12 → 28V DC |  | threaded mounting |  | - | -40℃~80℃ |  |  |  |  | - | [6 empty] | Absolute pressure | [8 empty] | 6 | https://www.unikeyic.com/media/about_us/Unikey_ISO_9001_Certification.pdf | https://www.unikeyic.com/products/pressure-sensors/309731/1005523342.html
309735 | RS | 1: 107.7856 | Absolute pressure Voltage 8 → 24,12 → 28V DC 8 → 24,12 → 28V DC 25Pa ±1% threaded mounting | ±1% |  |  | Industrial | [7 empty] | 8 → 24, 12 → 28V DC | 25Pa |  | 8 → 24, 12 → 28V DC |  | threaded mounting |  | - | -40℃~80℃ |  |  |  |  | Voltage | [6 empty] | Absolute pressure | [8 empty] | 10 | https://www.unikeyic.com/media/about_us/Unikey_ISO_9001_Certification.pdf | https://www.unikeyic.com/products/pressure-sensors/309735/1005533383.html
309749 | RS | 1: 137.205 | Absolute pressure Voltage 8 → 24,12 → 28V DC 8 → 24,12 → 28V DC 40Pa ±1% threaded mounting | ±1% |  |  | Industrial | [7 empty] | 8 → 24, 12 → 28V DC | 40Pa |  | 8 → 24, 12 → 28V DC |  | threaded mounting |  | - | -40℃~80℃ |  |  |  |  | Voltage | [6 empty] | Absolute pressure | [8 empty] | 12 | https://www.unikeyic.com/media/about_us/Unikey_ISO_9001_Certification.pdf | https://www.unikeyic.com/products/pressure-sensors/309749/1005533412.html
3100B0010G05E000 | Gems Sensors | 1+: 171.5855 5+: 168.4658 10+: 168.4658 25+: 168.4658 50+: 168.4658 | Pressure Sensor, 10Pa, ±0.25% | [40 empty] | 7 |  | https://www.unikeyic.com/products/pressure-sensors/3100b0010g05e000/22878268.html
3100B0010G05G000 | Gems Sensors | 1: 198.4013 | Gems Sensors Pressure Sensors, Maximum pressure reading10bar, Minimum pressure reading0bar | ±0.25 % |  |  | Industrial |  |  |  | 3100B0010G05G000 Gems Sensors |  |  |  | 30V | 10Pa |  | 8V |  |  |  | - | -40℃~125℃ |  |  |  |  | Current | [6 empty] | Gauge pressure | [8 empty] | 36 | https://www.unikeyic.com/media/datasheet/fd/01/d866/fd/fcec8af714d26d7c7dfc701ff6b7b74a.pdf | https://www.unikeyic.com/products/pressure-sensors/3100b0010g05g000/11192952.html
3100B0016G01B000 | Gems Sensors | 1+: 171.5855 5+: 168.4658 10+: 168.4658 25+: 168.4658 50+: 168.4658 | Gems Sensors Pressure Sensor, 16bar, Gauge, 0bar Min, Analog Out, ±0.25%, 4-20mA, 8-30V DC, G1/4 | [40 empty] | 9 | https://www.unikeyic.com/media/datasheet/fc/9f/cf10/fc/728a992ebaf95cb8c9397ef398037edc.pdf | https://www.unikeyic.com/products/pressure-sensors/3100b0016g01b000/11064865.html
3100B0025G01B000 | Gems Sensors | 1+: 171.5855 5+: 168.4658 10+: 168.4658 25+: 168.4658 50+: 168.4658 | Gems Sensors Pressure Sensor, 25bar Stainless Steel 0bar Min 0.25% Accuracy 4-20mA Output 10-36V DC G1/4 Port | [40 empty] | 9 | https://www.unikeyic.com/media/datasheet/fc/9f/cf10/fc/728a992ebaf95cb8c9397ef398037edc.pdf | https://www.unikeyic.com/products/pressure-sensors/3100b0025g01b000/35050398.html
3100B0025G05E000 | Gems Sensors | 1+: 171.5855 5+: 168.4658 10+: 168.4658 25+: 168.4658 50+: 168.4658 | 25 Pa ±0.25% | [40 empty] | 9 |  | https://www.unikeyic.com/products/pressure-sensors/3100b0025g05e000/29647591.html
3100B0040G01B000 | Gems Sensors | 1+: 171.5855 5+: 168.4658 10+: 168.4658 25+: 168.4658 50+: 168.4658 | Gems Sensors Pressure Sensor, 40bar Gauge, 0bar Min, Analog Output, 0.25% Accuracy, 4-20mA, 8-30V DC, G1/4 Port | [40 empty] | 9 | https://www.unikeyic.com/media/datasheet/fc/9f/cf10/fc/728a992ebaf95cb8c9397ef398037edc.pdf | https://www.unikeyic.com/products/pressure-sensors/3100b0040g01b000/35029121.html
3100B0040G01E000 | Gems Sensors | 1: 157.4967 | Gems Sensors, 3100series Pressure Sensors, Maximum pressure reading40bar, Minimum pressure reading0bar | ±0.25% | [6 empty] | 3100B0040G01E000 Gems Sensors |  |  |  | 30V | 40Pa |  | 8V |  | threaded mounting |  | - | [5 empty] | Analog | [6 empty] | relative | [8 empty] | 44 | https://www.unikeyic.com/media/datasheet/40/cb/ac13/40/53475dbf2b82ae8ec1d23d6eba28d5e2.pdf | https://www.unikeyic.com/products/pressure-sensors/3100b0040g01e000/11093942.html
3100B0060G01B000 | Gems Sensors | 1+: 171.5855 5+: 168.4658 10+: 168.4658 25+: 168.4658 50+: 168.4658 | Gems Sensors 3100 Series Pressure Sensor, Max 60bar, Min 0bar | [40 empty] | 9 | https://www.unikeyic.com/media/datasheet/19/d1/bbd0/19/0e2591932889c407cfc1874d945361b3.pdf | https://www.unikeyic.com/products/pressure-sensors/3100b0060g01b000/34997817.html
3100B0100S05G000 | Gems Sensors | 1: 115.0803 | Gems Sensors Pressure Sensors, Maximum pressure reading100bar, Minimum pressure reading0bar | ±0.25 % |  |  | Industrial |  |  |  | 3100B0100S05G000 Gems Sensors |  |  |  | 30V | 100Pa |  | 8V |  |  |  | - | -40℃~125℃ |  |  |  |  | Current | [6 empty] | relative | [8 empty] | 23 | https://www.unikeyic.com/media/datasheet/fd/01/d866/fd/fcec8af714d26d7c7dfc701ff6b7b74a.pdf | https://www.unikeyic.com/products/pressure-sensors/3100b0100s05g000/11307518.html
3100B0250S01B000 | Gems Sensors | 1: 173.4169 6: 169.5632 | Gems Sensors Pressure Sensors, 250bar, Gauge Pressure Reading Type, Minimum pressure reading0bar Analog output type, 0.25%accuracy, 4 → 20 mAoutput, 8 → 30 V DC, G1/4 interface | ±0.25% |  |  | Industrial |  |  |  | 3100B0250S01B000 Gems Sensors |  |  |  | 30V | 250Pa |  | 8V |  |  |  | - | -40℃~125℃ |  |  |  |  | Analog | [6 empty] | metering | [8 empty] | 36 | https://www.unikeyic.com/media/datasheet/fc/9f/cf10/fc/728a992ebaf95cb8c9397ef398037edc.pdf | https://www.unikeyic.com/products/pressure-sensors/3100b0250s01b000/10994914.html
3100B0250S01E000 | Gems Sensors | 1: 149.6838 6: 139.365 | Gems Sensors Pressure Sensors, Maximum pressure reading250bar, Minimum pressure reading0bar | ±0.25% |  |  | Industrial |  |  |  | 3100B0250S01E000 Gems Sensors |  |  |  | 30V | 250Pa |  | 8V |  |  |  | - | -40℃~125℃ |  |  |  |  | Analog | [6 empty] | relative | [8 empty] | 32 | https://www.unikeyic.com/media/datasheet/fc/9f/cf10/fc/728a992ebaf95cb8c9397ef398037edc.pdf | https://www.unikeyic.com/products/pressure-sensors/3100b0250s01e000/35061112.html
3100B0250S05E000 | Gems Sensors | 1: 171.5855 5: 168.4658 10: 168.4658 25: 168.4658 50: 168.4658 | Pressure Sensor 250Pa ±0.25% | ±0.25% | [10 empty] | - | 250Pa |  | - |  |  |  | - | [5 empty] | - | [6 empty] | - | [8 empty] | 7 | https://www.unikeyic.com/media/about_us/Unikey_ISO_9001_Certification.pdf | https://www.unikeyic.com/products/pressure-sensors/3100b0250s05e000/12610161.html
3100B0400S01B000 | Gems Sensors | 1+: 171.5855 5+: 168.4658 10+: 168.4658 25+: 168.4658 50+: 168.4658 | Gems Sensors Pressure Sensor, 400bar Gauge, 0bar Min, Analog Out, 0.25% Acc, 4→20mA, 8→30V DC, G1/4 | [40 empty] | 8 | https://www.unikeyic.com/media/datasheet/fc/9f/cf10/fc/728a992ebaf95cb8c9397ef398037edc.pdf | https://www.unikeyic.com/products/pressure-sensors/3100b0400s01b000/10964014.html
3100B0400S01E000 | Gems Sensors | 1: 166.3212 6: 155.3374 | Gems Sensors Pressure Sensors, Maximum pressure reading400bar, Minimum pressure reading0bar | ±0.25% |  |  | Industrial |  |  |  | 3100B0400S01E000 Gems Sensors |  |  |  | 30V | 400Pa |  | 8V |  |  |  | - | -40℃~125℃ |  |  |  |  | Analog | [6 empty] | relative | [8 empty] | 62 | https://www.unikeyic.com/media/datasheet/fc/9f/cf10/fc/728a992ebaf95cb8c9397ef398037edc.pdf | https://www.unikeyic.com/products/pressure-sensors/3100b0400s01e000/27912.html
3100B0400S05E000 | Gems Sensors | 1+: 171.5855 5+: 168.4658 10+: 168.4658 25+: 168.4658 50+: 168.4658 | 400Pa ±0.25% | [40 empty] | 9 |  | https://www.unikeyic.com/products/pressure-sensors/3100b0400s05e000/27245514.html
3100B0400S05G000 | Gems Sensors | 1: 167.6546 | Gems Sensors Pressure Sensors, Maximum pressure reading400bar, Minimum pressure reading0bar | ±0.25 % |  |  | Industrial |  |  |  | 3100B0400S05G000 Gems Sensors |  |  |  | 30V | 400Pa |  | 8V |  |  |  | - | -40℃~125℃ |  |  |  |  | Current | [6 empty] | relative | [8 empty] | 47 | https://www.unikeyic.com/media/datasheet/fd/01/d866/fd/fcec8af714d26d7c7dfc701ff6b7b74a.pdf | https://www.unikeyic.com/products/pressure-sensors/3100b0400s05g000/10986697.html
3100B0600S01E000 | Gems Sensors | 1: 149.6717 6: 139.8615 | Gems Sensors Pressure Sensors, Maximum pressure reading600bar, Minimum pressure reading0bar | ±0.25% |  |  | Industrial |  |  |  | 3100B0600S01E000 Gems Sensors |  |  |  | 36V | 600Pa |  | 10V |  |  |  | - | -40℃~120℃ |  |  |  |  | - | [6 empty] | - | [8 empty] | 3 | https://www.unikeyic.com/media/datasheet/fc/9f/cf10/fc/728a992ebaf95cb8c9397ef398037edc.pdf | https://www.unikeyic.com/products/pressure-sensors/3100b0600s01e000/11155373.html
3100B1600S2TE000 | Gems Sensors | 1: 149.6717 6: 139.3529 | Gems Sensors Pressure Sensors, Maximum pressure reading1600bar, Minimum pressure reading0bar | ±0.25% |  |  | Industrial | [7 empty] | 30V | 1.6KPa |  | 8V |  |  |  | - | -40℃~125℃ |  |  |  |  | Analog | [6 empty] | relative | [8 empty] | 11 | https://www.unikeyic.com/media/about_us/Unikey_ISO_9001_Certification.pdf | https://www.unikeyic.com/products/pressure-sensors/3100b1600s2te000/27989836.html
3100R0025G01B000 | Gems Sensors | 1: 192.7166 | Gems Sensors Pressure Sensors, Maximum pressure reading25bar, Minimum pressure reading0bar | ±0.25 % |  |  | Industrial |  |  |  | 3100R0025G01B000 Gems Sensors |  |  |  | 30V | 25Pa |  | 7V |  |  |  | - | -40℃~125℃ |  |  |  |  | Voltage | [6 empty] | relative | [8 empty] | 43 | https://www.unikeyic.com/media/datasheet/fd/01/d866/fd/fcec8af714d26d7c7dfc701ff6b7b74a.pdf | https://www.unikeyic.com/products/pressure-sensors/3100r0025g01b000/11060295.html
3100S0010G05E000 | Gems Sensors | 1+: 171.5855 5+: 168.4658 10+: 168.4658 25+: 168.4658 50+: 168.4658 | Pressure Sensor, 10Pa, ±0.25% | [40 empty] | 6 |  | https://www.unikeyic.com/products/pressure-sensors/3100s0010g05e000/32983387.html
3100S0060G01B000 | Gems Sensors | 1: 171.5855 5: 168.4658 10: 168.4658 25: 168.4658 50: 168.4658 | Gems Sensors 3100 Series Pressure Sensor, 60bar Max, 0bar Min | ±0.25% |  |  | Industrial |  |  |  | 3100S0060G01B000 Gems Sensors |  |  |  | 30V(DC) | 60Pa |  | 8V |  |  |  | - | -40℃~125℃ |  |  |  |  | Analog | [6 empty] | relative | [8 empty] | 9 | https://www.unikeyic.com/media/datasheet/5e/ba/57f8/5e/579c51734826af2f80c5191893a32bca.pdf | https://www.unikeyic.com/products/pressure-sensors/3100s0060g01b000/34999205.html
3100S0100S01E000 | Gems Sensors | 1: 157.4967 | Gems Sensors, 3100series Pressure Sensors, Maximum pressure reading100bar, Minimum pressure reading0bar | ±0.25% | [6 empty] | 3100S0100S01E000 Gems Sensors |  |  |  | 30V | 100Pa |  | 8V |  |  |  | - | 125℃(max) |  |  |  |  | Analog | [6 empty] | relative | [8 empty] | 30 | https://www.unikeyic.com/media/datasheet/c1/62/d598/c1/a9bacf8c7a571f52cc89fe76b9da7573.pdf | https://www.unikeyic.com/products/pressure-sensors/3100s0100s01e000/35024120.html
3100S0250S01B000 | Gems Sensors | 1: 171.5855 5: 168.4658 10: 168.4658 25: 168.4658 50: 168.4658 | Gems Sensors, 3100series Pressure Sensors, Maximum pressure reading250bar, Minimum pressure reading0bar | ±0.25% |  |  | Industrial |  |  |  | 3100S0250S01B000 Gems Sensors |  |  |  | 30V | 250Pa |  | 8V |  |  |  | - | -40℃(min) |  |  |  |  | Analog | [6 empty] | relative | [8 empty] | 9 | https://www.unikeyic.com/media/datasheet/ed/c6/08f7/ed/b14c8b99c038c3e7a5e777a120b09007.pdf | https://www.unikeyic.com/products/pressure-sensors/3100s0250s01b000/35042715.html
3100S0250S01E000 | Gems Sensors | 1: 157.5911 | Gems Sensors, 3100 Series Pressure Sensor, Max 250bar, Min 0bar | ±0.25% | [6 empty] | 3100S0250S01E000 Gems Sensors |  |  |  | 30V | 250Pa |  | 8V |  |  |  | - | 125℃(max) |  |  |  |  | Analog | [6 empty] | relative | [8 empty] | 30 | https://www.unikeyic.com/media/datasheet/0f/11/b7da/0f/0a52e23d72e4576e8cc3c3ef629bf720.pdf | https://www.unikeyic.com/products/pressure-sensors/3100s0250s01e000/11091745.html
3100S0250S05E000 | Gems Sensors | 1+: 171.5855 5+: 168.4658 10+: 168.4658 25+: 168.4658 50+: 168.4658 | Pressure Sensor 250Pa ±0.25% | [40 empty] | 8 |  | https://www.unikeyic.com/products/pressure-sensors/3100s0250s05e000/20521730.html
3100S0400S01B000 | Gems Sensors | 1: 171.5855 5: 168.4658 10: 168.4658 25: 168.4658 50: 168.4658 | Gems Sensors, 3100series Pressure Sensors, Maximum pressure reading400bar, Minimum pressure reading0bar | ±0.25% |  |  | Industrial |  |  |  | 3100S0400S01B000 Gems Sensors |  |  |  | 30V(DC) | 400Pa |  | 8V |  |  |  | - | -40℃~125℃ |  |  |  |  | Analog | [6 empty] | relative | [8 empty] | 9 | https://www.unikeyic.com/media/datasheet/5c/ee/78a4/5c/0ce1448fac8e8fd5ff820e6c79044b38.pdf | https://www.unikeyic.com/products/pressure-sensors/3100s0400s01b000/10964067.html
3100S0400S05E000 | Gems Sensors | 1+: 171.5855 5+: 168.4658 10+: 168.4658 25+: 168.4658 50+: 168.4658 | 400Pa ±0.25% | [40 empty] | 9 |  | https://www.unikeyic.com/products/pressure-sensors/3100s0400s05e000/30931374.html
325207000-00 | TE Connectivity | 7+: 16.368 17+: 16.093 34+: 15.807 68+: 15.521 | Absolute 7bar 20V | [40 empty] | 424 | https://www.unikeyic.com/media/datasheet/ea/bf/73e9/eabf73e984003e27e6d3515076ea2439.pdf | https://www.unikeyic.com/products/pressure-sensors/325207000-00/35047457.html
325407000-00 | TE Connectivity | 1: 28.2364 5: 25.7746 10: 24.8614 25: 23.7737 80: 22.5627 160: 21.9211 | TE Connectivity absolute pressure sensor, absolute pressure sensor, Maximum work7bar, Maximum overload20bar | ±0.4% |  |  |  | Board Mount | 32540 |  |  | - |  |  |  |  | 304.58PSI (2100kPa) |  | 1 (Unlimited) |  | Surface Mount |  |  |  | 101.53PSI (700kPa) | -40°C ~ 125°C | 0 mV ~ 392 mV (5V) |  | Wheatstone Bridge |  | 8-SMD Module | Tube | - | No Port |  | Absolute |  |  |  | - | - | SMD (SMT) Tab | 20V | 366 | https://www.unikeyic.com/media/datasheet/50/f0/4e79/50/ef88b08a0494f9638f08c927ffb438bf.pdf | https://www.unikeyic.com/products/pressure-sensors/325407000-00/35051006.html
325412000-00 | TE Connectivity | 7: 16.027 19: 15.73 37: 15.455 73: 15.158 160: 14.872 | TE Connectivity absolute pressure sensor, absolute pressure sensor, Maximum work12bar, Maximum overload30bar | ±0.15% |  |  |  | Board Mount | 32541 |  |  | - |  |  |  |  | 435.11PSI (3000kPa) |  | 1 (Unlimited) |  | Surface Mount |  |  |  | 174.05PSI (1200kPa) | -40°C ~ 125°C | 0 mV ~ 150 mV (5V) |  | Wheatstone Bridge |  | 8-SMD Module | Tube | - | No Port |  | Absolute |  |  |  | - | - | SMD (SMT) Tab | 20V | 222 | https://www.unikeyic.com/media/datasheet/c9/ed/7071/c9ed7071cb0152774ad4236d35d75659.pdf | https://www.unikeyic.com/products/pressure-sensors/325412000-00/34980266.html
34D-P016G-DA1-AA | NORGREN | 1: 519.0307 5: 498.2719 | Relative Transistor 16Pa ±0.5% | ?0.5 % | [10 empty] | - | 16Pa |  | - |  |  |  | - | [5 empty] | Transistor | [6 empty] | relative | [8 empty] | 1 | https://www.unikeyic.com/media/about_us/Unikey_ISO_9001_Certification.pdf | https://www.unikeyic.com/products/pressure-sensors/34d-p016g-da1-aa/694094210.html
3500B0006G01B000 | Gems Sensors | 1: 193.4663 | Gems Sensors Pressure Sensor, Max Pressure 6bar | ±0.25% |  |  | Industrial |  |  |  | 3500B0006G01B000 Gems Sensors |  |  |  | 30V | 6Pa |  | 10V |  | threaded mounting |  | - | -40℃~125℃ |  |  |  |  | Current | [6 empty] | relative | [8 empty] | 9 | https://www.unikeyic.com/media/datasheet/0f/ec/7f19/0f/0fcb79ea94307e1e6245c314ce53c4cc.pdf | https://www.unikeyic.com/products/pressure-sensors/3500b0006g01b000/11267830.html
3500B0006G05E000 | Gems Sensors | 1: 190.0494 | 6Pa ±0.25% | ±0.25% | [10 empty] | - | 6Pa |  | - |  |  |  | - | [5 empty] | - | [6 empty] | - | [8 empty] | 2 | https://www.unikeyic.com/media/about_us/Unikey_ISO_9001_Certification.pdf | https://www.unikeyic.com/products/pressure-sensors/3500b0006g05e000/12137470.html
3500B0010A01B000 | Gems Sensors | 1: 193.8911 | Gems Sensors Pressure Sensors, Maximum pressure reading10bar | ±0.25% |  |  | Industrial |  |  |  | 3500B0010A01B000 Gems Sensors |  |  |  | 30V | 10Pa |  | 10V |  | threaded mounting |  | - | -40℃~125℃ |  |  |  |  | Current | [6 empty] | Absolute pressure | [8 empty] | 16 | https://www.unikeyic.com/media/datasheet/3a/dd/aaf0/3a/0c25db34cc87058c02f8a6682a6df774.pdf | https://www.unikeyic.com/products/pressure-sensors/3500b0010a01b000/35064926.html
3500B0016A01G000 | Gems Sensors | 1: 197.1519 | Gemalto Gems Sensors Pressure Sensors, Maximum pressure reading16bar | ±0.25% |  |  | Industrial | [7 empty] | 30V | 16Pa |  | 10V |  | threaded mounting |  | - | -40℃~125℃ |  |  |  |  | Current | [6 empty] | Absolute pressure | [8 empty] | 10 | https://www.unikeyic.com/media/about_us/Unikey_ISO_9001_Certification.pdf | https://www.unikeyic.com/products/pressure-sensors/3500b0016a01g000/24632044.html
3500B0040A01G000 | Gems Sensors | 1: 197.1519 | Gems Sensors Pressure Sensors, Maximum pressure reading40bar | ±0.25% |  |  | Industrial |  |  |  | 3500B0040A01G000 Gems Sensors |  |  |  | 30V | 40Pa |  | 10V |  | threaded mounting |  | - | -40℃~125℃ |  |  |  |  | Current | [6 empty] | Absolute pressure | [8 empty] | 9 | https://www.unikeyic.com/media/datasheet/6f/54/95ec/6f/ec99f647a071c9470e3b62e73c0e924f.pdf | https://www.unikeyic.com/products/pressure-sensors/3500b0040a01g000/11082815.html
3500B02B5G01B000 | Gems Sensors | 1: 163.6686 | Gems Sensors Pressure Sensors, Maximum pressure reading2.5bar | ±0.25% |  |  | Industrial |  |  |  | 3500B02B5G01B000 Gems Sensors |  |  |  | 30V | 2.5Pa |  | 10V |  | threaded mounting |  | - | -40℃~125℃ |  |  |  |  | Current | [6 empty] | relative | [8 empty] | 3 | https://www.unikeyic.com/media/datasheet/bf/be/73b7/bf/d6508717837a8eb0a3a6db117912b2e8.pdf | https://www.unikeyic.com/products/pressure-sensors/3500b02b5g01b000/10988457.html
3500B350MG01G000 | Gems Sensors | 1: 185.7414 | Gems Sensors Pressure Sensors, Maximum pressure reading0.35bar | ±0.25% |  |  | Industrial |  |  |  | 3500B350MG01G000 Gems Sensors |  |  |  | 30V | 0.35Pa |  | 10V |  | threaded mounting |  | - | -40℃~125℃ |  |  |  |  | Current | [6 empty] | relative | [8 empty] | 27 | https://www.unikeyic.com/media/datasheet/2a/b6/3b45/2a/0935a2c60673545b7919f2e40eb2e50c.pdf | https://www.unikeyic.com/products/pressure-sensors/3500b350mg01g000/11345940.html
3500S02B5A05E000 | Gems Sensors | 1: 226.2624 | 2.5Pa ±0.25% | ±0.25% | [10 empty] | - | 2.5Pa |  | - |  |  |  | - | [5 empty] | - | [6 empty] | - | [8 empty] | 9 | https://www.unikeyic.com/media/about_us/Unikey_ISO_9001_Certification.pdf | https://www.unikeyic.com/products/pressure-sensors/3500s02b5a05e000/1172706.html
37-100D | TE Connectivity | 4+: 42.3972 8+: 40.6973 34+: 39.0583 | Differential 0psi~100psi | [40 empty] | 45 |  | https://www.unikeyic.com/products/pressure-sensors/37-100d/34945794.html
380636 | JUMO | 1: 379.1571 | differential pressure Analog 3Pa ±15 % | ±15 % | [10 empty] | - | 3Pa |  | - |  |  |  | - | [5 empty] | Analog | [6 empty] | differential pressure | [8 empty] | 4 | https://www.unikeyic.com/media/about_us/Unikey_ISO_9001_Certification.pdf | https://www.unikeyic.com/products/pressure-sensors/380636/999154062.html
4 INCH-D-HGRADE-MV | Amphenol | 1+: 82.0449 5+: 80.5798 10+: 79.1148 25+: 79.1148 | Differential Analog, ±0.25% | [40 empty] | 9 | https://www.unikeyic.com/media/datasheet/54/43/58d6/54/3975017cc9302c86266d3e203f46cabc.pdf | https://www.unikeyic.com/products/pressure-sensors/4-inch-d-hgrade-mv/11311143.html
4 INCH-GF-HGRADE-MINI | Amphenol | 1: 76.0806 5: 74.722 10: 73.3634 50: 73.3634 | Exhaust type metering Wheatstone Bridge 0inH₂O~4inH₂O 1Kpa ±0.5% SIP Through hole mounting | ±0.5% |  |  | Industrial |  |  |  | 4 INCH-GF-HGRADE-MINI Amphenol |  |  |  | - | 1Kpa |  | - |  | Through hole mounting |  | 0inH₂O~4inH₂O | -25℃~85℃ |  |  |  |  | Wheatstone Bridge |  | SIP |  |  |  |  | Exhaust metering |  | On sale |  | Tube |  |  |  |  | 3 | https://www.unikeyic.com/media/datasheet/19/9e/8f36/19/d430d4a823a22e88e974c0f61fdd7011.pdf | https://www.unikeyic.com/products/pressure-sensors/4-inch-gf-hgrade-mini/11114098.html
404366/000-478-405-571-20-61/000 | JUMO | 1+: 423.4136 | Jumo Pressure Sensor, Max 0bar, Min -1bar | [40 empty] | 8 |  | https://www.unikeyic.com/products/pressure-sensors/404366-000-478-405-571-20-61-000/28414721.html
404366/000-489-405-504-20-61/000 | JUMO | 1: 371.8418 | Jumo Pressure Sensors, Maximum pressure reading1.6bar, Minimum pressure reading0bar | ±2% | [10 empty] | 30V | 1.6Pa |  | 10V |  |  |  | - | -30℃~120℃ |  |  |  |  | Analog | [6 empty] | Absolute pressure | [8 empty] | 4 | https://www.unikeyic.com/media/about_us/Unikey_ISO_9001_Certification.pdf | https://www.unikeyic.com/products/pressure-sensors/404366-000-489-405-504-20-61-000/32883348.html
404366/000-492-405-504-20-61/000 | JUMO | 1: 505.7603 | Jumo Pressure Sensors, Maximum pressure reading6bar, Minimum pressure reading0bar | ±0.5% | [10 empty] | 30V | 6Pa |  | 10V |  |  |  | - | [5 empty] | Analog | [6 empty] | Absolute pressure | [8 empty] | 4 | https://www.unikeyic.com/media/about_us/Unikey_ISO_9001_Certification.pdf | https://www.unikeyic.com/products/pressure-sensors/404366-000-492-405-504-20-61-000/435454.html
40PC006G2A | Honeywell | 1+: 575.0905 5+: 575.0905 10+: 575.0905 25+: 575.0905 50+: 575.0905 | Vented Pressure Sensor, Analog Voltage, 39.99kPa-86.67kPa, ±4%, 4.75V-5.25V, DIP-6, TH, 13.21mm × 11.13mm × 19.81mm | [40 empty] | 25 | https://www.unikeyic.com/media/datasheet/13/4f/c8e7/13/8d5d6b52f787ebd31a9c7758294b234b.pdf | https://www.unikeyic.com/products/pressure-sensors/40pc006g2a/11200726.html
40PC015G1A | Honeywell | 1: 872.8267 | Honeywell, 40PCseries Pressure Sensors, Maximum pressure reading15psi, Minimum pressure reading0psi | ±4% | [6 empty] | 40PC015G1A Honeywell |  |  | 13.2mm*11.2mm*19.8mm | 5V | 310.26KPa |  | 4.75V |  | PCBinstall, Through hole mounting |  | 103.42KPa | -45℃~125℃ |  |  |  |  | AnalogVoltage |  | DIP |  |  |  |  | Exhaust pressure gauge |  | On sale |  | Tube |  |  |  |  | 14 | https://www.unikeyic.com/media/datasheet/22/8c/fd88/22/d5141d97f0c03e34da38e51a73eae468.pdf | https://www.unikeyic.com/products/pressure-sensors/40pc015g1a/10885364.html
40PC015V2A | Honeywell | 1: 535.464 5: 519.2985 10: 511.5285 13: 510.2475 25: 490.35 38: 489.1215 50: 472.7835 | vacuum AnalogVoltage -103420Pa 4.75V 5.25V 103.42KPa ±2.25% DIP-6 PCBinstall，Through hole mounting 13.21mm*11.13mm*19.81mm | ±2.25% |  |  | Industrial |  |  |  | 40PC015V2A Honeywell |  |  | 13.21mm*11.13mm*19.81mm | 5.25V | 103.42KPa |  | 4.75V |  | PCBinstall, Through hole mounting |  | -103420Pa | -45℃~125℃ |  |  |  |  | AnalogVoltage |  | DIP-6 |  |  |  |  | vacuum |  | On sale |  | bulk |  |  |  |  | 50 | https://www.unikeyic.com/media/datasheet/c5/8c/b33d/c5/c533c6416b54a7da0fa4c699a46330b4.pdf | https://www.unikeyic.com/products/pressure-sensors/40pc015v2a/11103578.html
40PC150G1A | Honeywell | 1: 467.2404 5: 452.4444 | Exhaust pressure gauge AnalogVoltage 1.03421MPa 4.75V 5V 2.06843MPa ±2.5% DIP PCBinstall，Through hole mounting 13.2mm*11.2mm*19.8mm | ±2.5% | [6 empty] | 40PC150G1A Honeywell |  |  | 13.2mm*11.2mm*19.8mm | 5V | 2.06843MPa |  | 4.75V |  | PCBinstall, Through hole mounting |  | 1.03421MPa | -45℃~125℃ |  |  |  |  | AnalogVoltage |  | DIP |  |  |  |  | Exhaust pressure gauge |  | On sale | [6 empty] | 71 | https://www.unikeyic.com/media/datasheet/22/8c/fd88/22/d5141d97f0c03e34da38e51a73eae468.pdf | https://www.unikeyic.com/products/pressure-sensors/40pc150g1a/10993549.html
40PC250G2A | Honeywell | 1+: 270.897 2+: 265.782 4+: 260.678 50+: 255.563 | Honeywell Gauge Pressure Sensor, Max Working 250psi, Max Overload 500psi | [40 empty] | 52 | https://www.unikeyic.com/media/datasheet/22/8c/fd88/22/d5141d97f0c03e34da38e51a73eae468.pdf | https://www.unikeyic.com/products/pressure-sensors/40pc250g2a/11315226.html
429778 | RS | 1: 240.5874 | Absolute pressure Current 8 → 24,12 → 28V DC 8 → 24,12 → 28V DC 10Pa ±1% threaded mounting | ±1% |  |  | Industrial | [7 empty] | 8 → 24, 12 → 28V DC | 10Pa |  | 8 → 24, 12 → 28V DC |  | threaded mounting |  | - | -40℃~80℃ |  |  |  |  | Current | [6 empty] | Absolute pressure | [8 empty] | 71 | https://www.unikeyic.com/media/about_us/Unikey_ISO_9001_Certification.pdf | https://www.unikeyic.com/products/pressure-sensors/429778/1005531712.html
429786 | RS | 1: 253.2512 | Absolute pressure Current 8 → 24,12 → 28V DC 8 → 24,12 → 28V DC 25Pa ±1% threaded mounting | ±1% |  |  | Industrial | [7 empty] | 8 → 24, 12 → 28V DC | 25Pa |  | 8 → 24, 12 → 28V DC |  | threaded mounting |  | - | -40℃~80℃ |  |  |  |  | Current | [6 empty] | Absolute pressure | [8 empty] | 17 | https://www.unikeyic.com/media/about_us/Unikey_ISO_9001_Certification.pdf | https://www.unikeyic.com/products/pressure-sensors/429786/1005529216.html
429809 | RS | 1: 252.3956 | Absolute pressure Voltage 8 → 24,12 → 28V DC 8 → 24,12 → 28V DC 400Pa ±1% threaded mounting | ±1% |  |  | Industrial | [7 empty] | 8 → 24, 12 → 28V DC | 400Pa |  | 8 → 24, 12 → 28V DC |  | threaded mounting |  | - | -40℃~80℃ |  |  |  |  | Voltage | [6 empty] | Absolute pressure | [8 empty] | 1 | https://www.unikeyic.com/media/about_us/Unikey_ISO_9001_Certification.pdf | https://www.unikeyic.com/products/pressure-sensors/429809/1005534067.html
43006494 | JUMO | 1+: 650.3317 | Relative Analog 0kPa | [40 empty] | 6 |  | https://www.unikeyic.com/products/pressure-sensors/43006494/999146291.html
43008375 | JUMO | 1: 788.8834 | relative Analog 4Pa | - | [10 empty] | - | 4Pa |  | - |  |  |  | - | [5 empty] | Analog | [6 empty] | relative | [8 empty] | 2 | https://www.unikeyic.com/media/about_us/Unikey_ISO_9001_Certification.pdf | https://www.unikeyic.com/products/pressure-sensors/43008375/999152680.html
43A-005G | TE Connectivity | 3: 45.226 8: 43.417 | metering 0psi~5psi TO-233-AA | - |  |  | Industrial |  |  |  | 43A-005G TE Connectivity |  |  |  | - | - |  | - |  |  |  | 0psi~5psi | -40℃~125℃ |  |  |  |  | - |  | TO-233-AA |  |  |  |  | metering | [8 empty] | 11 | https://www.unikeyic.com/media/datasheet/8e/43/832e/8e43832e8becd2f11e1d523459201bcb.pdf | https://www.unikeyic.com/products/pressure-sensors/43a-005g/11023184.html
4425-005-DF | TE Connectivity | 10: 56.76 30: 54.494 60: 52.316 170: 50.226 | Differential 0psi~1psi 20V DIP Through hole mounting 21.2mm*14.7mm*7.7mm | - |  |  | Industrial |  |  |  | 4425-005-DF TE Connectivity |  |  | 21.2mm*14.7mm*7.7mm | 20V | - |  | - |  | Through hole mounting |  | 0psi~1psi | -25℃~85℃ |  |  |  |  | - |  | DIP |  |  |  |  | Differential | [8 empty] | 300 | https://www.unikeyic.com/media/datasheet/c4/0b/2641/c4/28aaae8873518b00b2d226d82e0e9580.pdf | https://www.unikeyic.com/products/pressure-sensors/4425-005-df/11218874.html
4425-100D | TE Connectivity | 4: 33.011 | Differential Wheatstone Bridge 689.48KPa 12V 20V 2.06843MPa ±0.25% DIP-6 Through hole mounting 21.2mm*14.7mm*7.7mm | ±0.25% |  |  |  | Board Mount | 4425 |  |  | Temperature Compensated |  |  |  |  | 300PSI (2068.43kPa) |  | 1 (Unlimited) |  | Through Hole |  |  |  | 100PSI (689.48kPa) | -25°C ~ 85°C | 0 mV ~ 100 mV (12V) |  | Wheatstone Bridge |  | 6-DIP Module | Tray | Male - 0.13" (3.4mm) Tube, Dual | Barbed |  | Differential |  | 1828131 |  | 4425 | - | PC Pin | 12V ~ 20V | 4 | https://www.unikeyic.com/media/datasheet/06/ba/601f/06/55ed8b5af2ff30fbd9e43f9609d83e84.pdf | https://www.unikeyic.com/products/pressure-sensors/4425-100d/10992353.html
4426-001GF | TE Connectivity | 10: 25.8487 | Sensor 0psi~1psi 20V DIP TH | - |  |  | Industrial |  |  |  | 4426-001GF TE Connectivity |  |  |  | 20V | - |  | - |  | Through hole mounting |  | 0psi~1psi | -25℃~85℃ |  |  |  |  | - |  | DIP |  |  |  |  | metering | [8 empty] | 16 | https://www.unikeyic.com/media/datasheet/42/48/ee04/42/0bb9e718ae7c1ad6d75babc0fdf7f191.pdf | https://www.unikeyic.com/products/pressure-sensors/4426-001gf/35011692.html
4426-030AF | TE Connectivity | 5: 60.4633 | Sensor, Absolute 0psi~30psi, 20V, DIP, TH | - |  |  | Industrial |  |  |  | 4426-030AF TE Connectivity |  |  |  | 20V | - |  | - |  | Through hole mounting |  | 0psi~30psi | -25℃~85℃ |  |  |  |  | - |  | DIP |  |  |  |  | absolute | [8 empty] | 5 | https://www.unikeyic.com/media/datasheet/42/48/ee04/42/0bb9e718ae7c1ad6d75babc0fdf7f191.pdf | https://www.unikeyic.com/products/pressure-sensors/4426-030af/302060329.html
4426-300G | TE Connectivity | 6+: 22.5219 | Gauge 0psi~300psi 20V DIP TH | [40 empty] | 6 | https://www.unikeyic.com/media/datasheet/42/48/ee04/42/0bb9e718ae7c1ad6d75babc0fdf7f191.pdf | https://www.unikeyic.com/products/pressure-sensors/4426-300g/11204216.html
4515-DS3A002DS | TE Connectivity | 2+: 65.2105 240+: 65.2105 | Board Mount Pressure Sensors | [40 empty] | 5 |  | https://www.unikeyic.com/products/pressure-sensors/4515-ds3a002ds/7967036.html
4515-DS3A004GP | TE Connectivity | 2+: 55.484 5+: 54.527 10+: 53.57 20+: 52.613 240+: 47.828 | TE Connectivity Pressure Sensor, Gauge, 300psi Overload | [40 empty] | 862 | https://www.unikeyic.com/media/datasheet/04/10/0d14/04100d143042eb58f95c2d9c3b171c0e.pdf | https://www.unikeyic.com/products/pressure-sensors/4515-ds3a004gp/13561521.html
4515-DS3A005GP | TE Connectivity | 2+: 65.2105 240+: 65.2105 | MS4515 Small Ceramic PCB Pressure Sensor, Analog Output | [40 empty] | 5 |  | https://www.unikeyic.com/products/pressure-sensors/4515-ds3a005gp/26296276.html
4515-DS3A030DP | TE Connectivity | 1+: 53.7008 5+: 52.7418 10+: 52.7418 25+: 51.7829 50+: 51.7829 | TE Connectivity Absolute Pressure Sensor, Max Working 30in/H2O, Max Overload 300psi | [40 empty] | 32 |  | https://www.unikeyic.com/products/pressure-sensors/4515-ds3a030dp/29925759.html
4515-DS3B002DP | TE Connectivity | 2+: 65.2105 240+: 65.2105 | MS4515 Small Ceramic PCB Pressure Sensor, Analog Output | [40 empty] | 8 |  | https://www.unikeyic.com/products/pressure-sensors/4515-ds3b002dp/25964984.html
4515-DS5A002DP | TE Connectivity | 2: 59.081 | TE Connectivity Differential pressure sensor, Differential pressure sensor, Maximum work0.072psi, Maximum overload300psi | ±0.25% |  |  |  | Board Mount | 4515 |  |  | Amplified Output, Temperature Compensated |  |  |  |  | 10PSI (68.95kPa) |  | 1 (Unlimited) |  | Through Hole |  |  |  | 0.07PSI (0.5kPa) | -10°C ~ 85°C | 0.5 V ~ 4.5 V |  | Analog Voltage |  | 8-DIP Module | Tray | Male - 0.14" (3.56mm) Tube, Dual | Barbed |  | Differential |  | 3569043 |  | - | - | PC Pin | 5V | 7 | https://www.unikeyic.com/media/datasheet/23/e3/1a86/23e31a86e9e57010ec84abd306fac202.pdf | https://www.unikeyic.com/products/pressure-sensors/4515-ds5a002dp/11131500.html
4515-DS5A004DP | TE Connectivity | 1+: 46.0199 5+: 45.1981 10+: 45.1981 25+: 44.3763 50+: 44.3763 | TE Connectivity Pressure Sensor, Differential, Max Overload 300psi | [40 empty] | 30 | https://www.unikeyic.com/media/datasheet/cb/85/5b74/cb855b745fc62d8fdfc2e1cbc857df65.pdf | https://www.unikeyic.com/products/pressure-sensors/4515-ds5a004dp/249.html
4515-DS5A010DP | TE Connectivity | 2+: 65.5639 240+: 65.5639 | MS4515 Small Ceramic PCB Pressure Sensor, Analog Output | [40 empty] | 7 |  | https://www.unikeyic.com/products/pressure-sensors/4515-ds5a010dp/91338727.html
4515-SS5A020GP | TE Connectivity | 2+: 59.081 | PRESS XDCRANALOGINH20 RANGE | [40 empty] | 11 |  | https://www.unikeyic.com/products/pressure-sensors/4515-ss5a020gp/24953628.html
4515-TP3B010GP | TE Connectivity | 2+: 65.2105 240+: 65.2105 | MS4515 Small Ceramic PCB Pressure Sensor, Analog Output | [40 empty] | 4 |  | https://www.unikeyic.com/products/pressure-sensors/4515-tp3b010gp/25974294.html
4515DO-DS3AI004GP | TE Connectivity | 10: 178.9495 | Board Mount Pressure Sensors LoPress Dig Out 4in Dual Side I2C out | - | [10 empty] | - | - |  | - |  |  |  | - | [5 empty] | - | [6 empty] | - | [8 empty] | 15 | https://www.unikeyic.com/media/about_us/Unikey_ISO_9001_Certification.pdf | https://www.unikeyic.com/products/pressure-sensors/4515do-ds3ai004gp/16561665.html
4515DO-DS3AS002DP | TE Connectivity | 2: 55.484 5: 54.527 10: 53.57 20: 52.613 | Pressure Sensor 0.07PSI (0.5kPa) Differential Male - 0.14 (3.56mm) Tube Dual 14 b | - | [10 empty] | - | - |  | - |  |  |  | - | [5 empty] | - | [6 empty] | - | [8 empty] | 44 | https://www.unikeyic.com/media/about_us/Unikey_ISO_9001_Certification.pdf | https://www.unikeyic.com/products/pressure-sensors/4515do-ds3as002dp/5852084.html
4515DO-DS3AS010DP | TE Connectivity | 2+: 61.2404 5+: 60.1841 10+: 59.1278 20+: 58.0715 | MS4515DO Series Pressure Sensor, Ceramic PCB Mount, Digital Output, 2-30inH2O, <1.0% Total Error Temp Comp | [40 empty] | 25 |  | https://www.unikeyic.com/products/pressure-sensors/4515do-ds3as010dp/2714781.html
4515DO-DS3BK002DPL | TE Connectivity | 2+: 55.484 5+: 54.527 10+: 53.57 20+: 52.613 | TE Connectivity Differential Pressure Sensor, Max Working 10psi, Max Overload 300psi | [40 empty] | 60 | https://www.unikeyic.com/media/datasheet/85/41/5a78/85415a78ac580524e4639957c577d7ab.pdf | https://www.unikeyic.com/products/pressure-sensors/4515do-ds3bk002dpl/10960672.html
4515DO-DS3BK004GP | TE Connectivity | 2+: 65.2105 240+: 65.2105 | MS4515DO Series Pressure Sensor, Ceramic PCB Mount, Digital Output, 2-30inH2O, <1.0% Total Error Temp Comp | [40 empty] | 3 | https://www.unikeyic.com/media/datasheet/d8/79/832a/d8/4e24fa4bc5c45c41bc99742b92b76ab2.pdf | https://www.unikeyic.com/products/pressure-sensors/4515do-ds3bk004gp/32002.html
4515DO-DS3BK005DP | TE Connectivity | 10: 70.0618 30: 66.9195 50: 65.5998 100: 63.9389 | TE Connectivity Differential Pressure Sensor, Max Working 10psi, Max Overload 300psi | ±0.25% |  |  |  | Board Mount | 4515 |  |  | Temperature Compensated |  |  |  |  | 10PSI (68.95kPa) |  | 1 (Unlimited) |  | Through Hole |  |  |  | 0.18PSI (1.25kPa) | -10°C ~ 85°C | 14 b |  | I²C |  | 8-DIP Module | Tray | Male - 0.14" (3.56mm) Tube, Dual | Barbed |  | Differential |  | 5277490 |  | - | - | PC Pin | 3.3V | 131 | https://www.unikeyic.com/media/datasheet/66/de/f3d5/66def3d5700264af85cae016c2ea666a.pdf | https://www.unikeyic.com/products/pressure-sensors/4515do-ds3bk005dp/11057685.html
4515DO-DS3BK005GP | TE Connectivity | 10+: 70.0618 30+: 66.9195 50+: 65.5998 100+: 63.9389 | MS4515DO Series Pressure Sensor, Ceramic PCB Mount, Digital Output, 2-30inH2O, <1.0% Total Error Temp Comp | [40 empty] | 192 | https://www.unikeyic.com/media/datasheet/d8/79/832a/d8/4e24fa4bc5c45c41bc99742b92b76ab2.pdf | https://www.unikeyic.com/products/pressure-sensors/4515do-ds3bk005gp/11046278.html
4515DO-DS3BK010DS | TE Connectivity | 2+: 61.2404 5+: 60.1841 10+: 59.1278 | MS4515DO Series Pressure Sensor, Ceramic PCB Mount, Digital Output, 2-30inH2O, <1.0% Total Error Temp Comp | [40 empty] | 12 |  | https://www.unikeyic.com/products/pressure-sensors/4515do-ds3bk010ds/24613247.html
4515DO-DS3BK030DPL | TE Connectivity | 1+: 97.911 5+: 81.0972 10+: 75.4164 100+: 63.936 | TE Connectivity Piezoresistive Pressure Sensor, Differential, Max Working 20psi, Max Overload 300psi | [40 empty] | 15 | https://www.unikeyic.com/media/datasheet/d8/79/832a/d8/4e24fa4bc5c45c41bc99742b92b76ab2.pdf | https://www.unikeyic.com/products/pressure-sensors/4515do-ds3bk030dpl/11333113.html
4515DO-DS3BS002DS | TE Connectivity | 2: 65.2105 240: 65.2105 | MS4515DO Series Ceramic PCB Pressure Sensor Digital Out 2-30 inH2O <1.0% Error Temp Comp | [5 empty] | 4515 | [9 empty] | 1 (Unlimited) | [12 empty] | Tray | [5 empty] | 9829978 |  | * |  |  |  | 7 | https://www.unikeyic.com/media/about_us/Unikey_ISO_9001_Certification.pdf | https://www.unikeyic.com/products/pressure-sensors/4515do-ds3bs002ds/13040146.html
4515DO-DS3BS004DP | TE Connectivity | 2+: 65.2105 240+: 65.2105 | MS4515DO Series Pressure Sensor, Ceramic PCB Mount, Digital Output, 2-30inH2O, <1.0% Total Error Temp Comp | [40 empty] | 4 |  | https://www.unikeyic.com/products/pressure-sensors/4515do-ds3bs004dp/14487994.html
4515DO-DS5AI002DP | TE Connectivity | 2: 61.2404 5: 60.1841 10: 59.1278 | MS4515DO Series Ceramic PCB Pressure Sensor Digital Out 2-30 inH2O <1.0% Error Temp Comp | ±0.25% | [6 empty] | 4515DO-DS5AI002DP TE Connectivity |  |  |  | - | 0.5Kpa |  | - |  | Through hole mounting |  | - | -10℃~85℃ |  |  |  |  | I²C |  | DIP-8 |  |  |  |  | Differential |  | On sale | [6 empty] | 12 | https://www.unikeyic.com/media/datasheet/b7/f8/3a18/b7/2a11cff19ac991ac17aa338742149edf.pdf | https://www.unikeyic.com/products/pressure-sensors/4515do-ds5ai002dp/11275289.html
4515DO-DS5BS002DP | TE Connectivity | 2: 65.2105 240: 65.2105 | MS4515DO Series Ceramic PCB Pressure Sensor Digital Out 2-30 inH2O Temp Comp <1.0% Total Error | - | [10 empty] | - | - |  | - |  |  |  | - | [5 empty] | - | [6 empty] | - | [8 empty] | 2 | https://www.unikeyic.com/media/about_us/Unikey_ISO_9001_Certification.pdf | https://www.unikeyic.com/products/pressure-sensors/4515do-ds5bs002dp/10178852.html
4525-DS3A001DP | TE Connectivity | 10: 70.0618 30: 66.9195 50: 65.5998 100: 63.9389 | Differential Analog 1psi 5V 7KPa ±0.25% Through hole mounting | ±0.25% |  |  | Industrial |  |  |  | 4525-DS3A001DP TE Connectivity |  |  |  | 5V | 7KPa |  | - |  | Through hole mounting |  | 1psi | -25℃~105℃ |  |  |  |  | Analog | [6 empty] | Differential |  |  |  | bulk |  |  |  |  | 240 | https://www.unikeyic.com/media/datasheet/6a/06/e6be/6a06e6be9ae5bf38b28705c827416101.pdf | https://www.unikeyic.com/products/pressure-sensors/4525-ds3a001dp/7617276.html
4525-DS3A030DP | TE Connectivity | 2: 61.2404 5: 60.1841 10: 59.1278 | MS4525 Small Ceramic Substrate PCB Mount Pressure Sensor | - | [6 empty] | 4525-DS3A030DP TE Connectivity |  |  |  | - | - |  | - |  |  |  | - | [5 empty] | - | [6 empty] | - | [8 empty] | 19 | https://www.unikeyic.com/media/datasheet/d2/36/de6a/d2/a944d4389f6f17cf8c8ce6a1d09e04a8.pdf | https://www.unikeyic.com/products/pressure-sensors/4525-ds3a030dp/11557658.html
4525-DS3B001GPF | TE Connectivity | 2+: 65.2105 240+: 65.2105 | MS4525 Small Ceramic Substrate PCB Pressure Sensor | [40 empty] | 11 |  | https://www.unikeyic.com/products/pressure-sensors/4525-ds3b001gpf/17144843.html
4525-DS3B150GSF | TE Connectivity | 2: 61.2404 5: 60.1841 10: 59.1278 20: 58.0715 | Press XDCR Analog PSI Range | - | [10 empty] | - | - |  | - |  |  |  | - | [5 empty] | - | [6 empty] | - | [8 empty] | 21 | https://www.unikeyic.com/media/about_us/Unikey_ISO_9001_Certification.pdf | https://www.unikeyic.com/products/pressure-sensors/4525-ds3b150gsf/32925549.html
4525-DS5A030DP | TE Connectivity | 2+: 55.484 5+: 54.527 10+: 53.57 | Differential Resistor, ±0.25% TH | [40 empty] | 7 | https://www.unikeyic.com/media/datasheet/d2/36/de6a/d2/a944d4389f6f17cf8c8ce6a1d09e04a8.pdf | https://www.unikeyic.com/products/pressure-sensors/4525-ds5a030dp/4291733.html
4525-SS3A100GP | TE Connectivity | 2+: 65.2105 240+: 65.2105 | MS4525 Small Ceramic Substrate PCB Pressure Sensor | [40 empty] | 8 |  | https://www.unikeyic.com/products/pressure-sensors/4525-ss3a100gp/2658901.html
4525-SS5A001GP | TE Connectivity | 6+: 32.758 12+: 30.239 24+: 28.083 | Vented Pressure Sensor, 6.89kPa, 2.7V~5V DC, ±0.25%, TH, 17.4mm × 12.4mm × 4.1mm | [40 empty] | 67 | https://www.unikeyic.com/media/datasheet/d2/36/de6a/d2/a944d4389f6f17cf8c8ce6a1d09e04a8.pdf | https://www.unikeyic.com/products/pressure-sensors/4525-ss5a001gp/35045712.html
4525-SS5B015AP | TE Connectivity | 2+: 65.2105 240+: 65.2105 | MS4525 Small Ceramic Substrate PCB Pressure Sensor | [40 empty] | 4 | https://www.unikeyic.com/media/datasheet/e8/f6/8d36/e8f68d365e6b87a10c0887e7c50cc2aa.pdf | https://www.unikeyic.com/products/pressure-sensors/4525-ss5b015ap/34991159.html
4525-TP3A030GP | TE Connectivity | 2: 59.081 240: 59.081 | TE Connectivity vacuum sensor, Differential pressure sensor, Maximum overload300psi | - |  |  | Industrial | [6 empty] | 12.5mm(Length)*9.9mm(width) | - | 150 psi |  | - |  | PCB mounting |  | - | -25℃~105℃ |  |  |  |  | - | [6 empty] | - | [8 empty] | 96 | https://www.unikeyic.com/media/about_us/Unikey_ISO_9001_Certification.pdf | https://www.unikeyic.com/products/pressure-sensors/4525-tp3a030gp/22275690.html
4525-TP5A030AP | TE Connectivity | 2: 55.484 5: 54.527 10: 53.57 20: 52.613 | MS4525 Small Ceramic Substrate PCB Mount Pressure Sensor | - | [10 empty] | - | - |  | - |  |  |  | - | [5 empty] | - | [6 empty] | - | [8 empty] | 26 | https://www.unikeyic.com/media/about_us/Unikey_ISO_9001_Certification.pdf | https://www.unikeyic.com/products/pressure-sensors/4525-tp5a030ap/22334052.html
4525-TP5A030CP | TE Connectivity | 2+: 65.2105 240+: 65.2105 | MS4525 Small Ceramic Substrate PCB Pressure Sensor | [40 empty] | 5 |  | https://www.unikeyic.com/products/pressure-sensors/4525-tp5a030cp/21811210.html
4525DO-DS3AI002DP | TE Connectivity | 2: 61.2404 5: 60.1841 10: 59.1278 20: 58.0715 | Board Mount Pressure Sensors PRESS XDCR DIGITAL PSI RANGE | - | [6 empty] | 4525DO-DS3AI002DP TE Connectivity |  |  |  | - | - |  | - |  |  |  | - | [5 empty] | - | [6 empty] | - | [8 empty] | 10 | https://www.unikeyic.com/media/datasheet/40/e7/da6d/40e7da6dd622dde8f599ac5bf5abeca8.pdf | https://www.unikeyic.com/products/pressure-sensors/4525do-ds3ai002dp/23181851.html
4525DO-DS3AI050GS | TE Connectivity | 2+: 61.2404 5+: 60.1841 10+: 59.1278 20+: 58.0715 | Board Mount Pressure Sensors PRESS XDCR DIGITAL PSI RANGE | [40 empty] | 60 | https://www.unikeyic.com/media/datasheet/5c/a7/a5c2/5ca7a5c2f0ef8d529bcfc5e7467b76d1.pdf | https://www.unikeyic.com/products/pressure-sensors/4525do-ds3ai050gs/336477423.html
4525DO-DS3AI150DP | TE Connectivity | 2: 65.2105 240: 65.2105 | Board Mount Pressure Sensors PRESS XDCR DIGITAL PSI RANGE | - | [10 empty] | - | - |  | - |  |  |  | - | [5 empty] | - | [6 empty] | - | [8 empty] | 5 | https://www.unikeyic.com/media/about_us/Unikey_ISO_9001_Certification.pdf | https://www.unikeyic.com/products/pressure-sensors/4525do-ds3ai150dp/8321689.html
4525DO-DS3AS001DS | TE Connectivity | 2: 61.2404 5: 60.1841 10: 59.1278 | Board Mount Pressure Sensors PRESS XDCR DIGITAL PSI RANGE | - | [10 empty] | - | - |  | - |  |  |  | - | [5 empty] | - | [6 empty] | - | [8 empty] | 10 | https://www.unikeyic.com/media/about_us/Unikey_ISO_9001_Certification.pdf | https://www.unikeyic.com/products/pressure-sensors/4525do-ds3as001ds/28037071.html
4525DO-DS3AS015GPF | TE Connectivity | 2+: 61.2404 5+: 60.1841 10+: 59.1278 20+: 58.0715 | Board Mount Pressure Sensors PRESS XDCR DIGITAL PSI RANGE | [40 empty] | 20 |  | https://www.unikeyic.com/products/pressure-sensors/4525do-ds3as015gpf/7124543.html
4525DO-DS3BK001DPL | TE Connectivity | 2: 59.081 240: 59.081 | TE Connectivity Pressure Sensor, Differential, Max Overload 300psi | ±0.25 % |  |  | Industrial | [6 empty] | 12.5mm*9.9mm*9.9mm | 3.3V | 150 psi |  | - |  | PCB mounting |  | - | -25℃~105℃ |  |  |  |  | - | [6 empty] | - | [8 empty] | 86 | https://www.unikeyic.com/media/about_us/Unikey_ISO_9001_Certification.pdf | https://www.unikeyic.com/products/pressure-sensors/4525do-ds3bk001dpl/29404493.html
4525DO-DS3BK002DPL | TE Connectivity | 2+: 61.2404 5+: 60.1841 10+: 59.1278 20+: 58.0715 | Board Mount Pressure Sensors PRESS XDCR DIGITAL PSI RANGE | [40 empty] | 58 |  | https://www.unikeyic.com/products/pressure-sensors/4525do-ds3bk002dpl/9341578.html
4525DO-DS3BS005GPF | TE Connectivity | 2+: 59.081 240+: 59.081 | Pressure Sensor 18.42PSI (127kPa) Gauge Male - 0.14 (3.56mm) Tube Dual 14 b | [40 empty] | 10 |  | https://www.unikeyic.com/products/pressure-sensors/4525do-ds3bs005gpf/29756401.html
4525DO-DS5AI001DP | TE Connectivity | 1: 69.3449 5: 68.1066 10: 66.8683 25: 66.8683 | TE Connectivity Piezo-Resistive Pressure Sensor, Differential, Max Working 30psi, Max Overload 300psi | ±0.25% |  |  |  | Board Mount | 4525 |  |  | Temperature Compensated |  |  |  |  | 10PSI (68.95kPa) |  | 1 (Unlimited) |  | Through Hole |  |  |  | 1PSI (6.89kPa) | -25°C ~ 105°C | 14 b |  | I²C |  | 8-DIP Module | Tray | Male - 0.14" (3.56mm) Tube, Dual | Barbed |  | Differential |  | 3569051 |  | MS4525DO | - | PC Pin | 5V | 643 | https://www.unikeyic.com/media/datasheet/77/93/3a30/77933a30c0ad3b12c4471d45b536ef0a.pdf | https://www.unikeyic.com/products/pressure-sensors/4525do-ds5ai001dp/11289846.html
4525DO-DS5AI030DSF | TE Connectivity | 2+: 65.2105 240+: 65.2105 | Board Mount Pressure Sensors PRESS XDCR DIGITAL PSI RANGE | [40 empty] | 5 | https://www.unikeyic.com/media/datasheet/40/e7/da6d/40e7da6dd622dde8f599ac5bf5abeca8.pdf | https://www.unikeyic.com/products/pressure-sensors/4525do-ds5ai030dsf/33318673.html
4525DO-SS3AS015AP | TE Connectivity | 1+: 78.2465 5+: 72.2793 10+: 70.0618 30+: 66.9195 50+: 65.5998 100+: 63.9389 | TE Connectivity Absolute Pressure Sensor, Max Working 15psi, Max Overload 300psi | [40 empty] | 104 | https://www.unikeyic.com/media/datasheet/d1/a6/6cfd/d1a66cfd2d9364069611b0068c0bfbbb.pdf | https://www.unikeyic.com/products/pressure-sensors/4525do-ss3as015ap/11211657.html
4525DO-SS3AS015AS | TE Connectivity | 2: 65.2105 240: 65.2105 | Board Mount Pressure Sensors PRESS XDCR DIGITAL PSI RANGE | - | [10 empty] | - | - |  | - |  |  |  | - | [5 empty] | - | [6 empty] | - |  |  |  | bulk |  |  |  |  | 8 | https://www.unikeyic.com/media/about_us/Unikey_ISO_9001_Certification.pdf | https://www.unikeyic.com/products/pressure-sensors/4525do-ss3as015as/5722433.html
4525DO-SS3BI005DSF | TE Connectivity | 2+: 65.2105 240+: 65.2105 | Board Level Pressure Sensors | [40 empty] | 8 | https://www.unikeyic.com/media/datasheet/40/e7/da6d/40e7da6dd622dde8f599ac5bf5abeca8.pdf | https://www.unikeyic.com/products/pressure-sensors/4525do-ss3bi005dsf/31282919.html
4525DO-SS5AI100GP | TE Connectivity | 10: 70.0229 30: 66.8822 50: 65.5633 100: 63.9034 | Exhaust type metering I²C 689.48KPa 2.06843MPa ±0.25% DIP-8 Through hole mounting | ±0.25% |  |  |  | Board Mount | 4525 |  |  | Temperature Compensated |  |  |  |  | 300PSI (2068.43kPa) |  | 1 (Unlimited) |  | Through Hole |  |  |  | 100PSI (689.48kPa) | -25°C ~ 105°C | 14 b |  | I²C |  | 8-DIP Module | Tray | Male - 0.14" (3.56mm) Tube | Barbed |  | Vented Gauge |  | 3569055 |  | MS4525DO | - | PC Pin | 5V | 90 | https://www.unikeyic.com/media/datasheet/eb/87/f82a/eb/86c73406625f2a394596b3e46cc077dd.pdf | https://www.unikeyic.com/products/pressure-sensors/4525do-ss5ai100gp/34950322.html
4525DO-SS5BS030AP | TE Connectivity | 2: 61.2404 5: 60.1841 10: 59.1278 20: 58.0715 | Board Mount Pressure Sensors PRESS XDCR DIGITAL PSI RANGE | - | [10 empty] | - | - |  | - |  |  |  | - | [5 empty] | - | [6 empty] | - | [8 empty] | 25 | https://www.unikeyic.com/media/about_us/Unikey_ISO_9001_Certification.pdf | https://www.unikeyic.com/products/pressure-sensors/4525do-ss5bs030ap/6148629.html
4525DO-TP3AS005DSF | TE Connectivity | 2: 61.2404 5: 60.1841 10: 59.1278 | PCB Mounted Digital Output Transducer | - | [10 empty] | - | - |  | - |  |  |  | - | [5 empty] | - | [6 empty] | - | [8 empty] | 18 | https://www.unikeyic.com/media/about_us/Unikey_ISO_9001_Certification.pdf | https://www.unikeyic.com/products/pressure-sensors/4525do-tp3as005dsf/27747462.html
4525DO-TP3AS005GP | TE Connectivity | 2+: 65.2105 240+: 65.2105 | Board Mount Pressure Sensors PRESS XDCR DIGITAL PSI RANGE | [40 empty] | 7 |  | https://www.unikeyic.com/products/pressure-sensors/4525do-tp3as005gp/32931148.html
4525DO-TP3BS015AP | TE Connectivity | 2: 61.2404 5: 60.1841 10: 59.1278 20: 58.0715 | Board Mount Pressure Sensors PRESS XDCR DIGITAL PSI RANGE | - | [10 empty] | - | - |  | - |  |  |  | - | [5 empty] | - | [6 empty] | - | [8 empty] | 33 | https://www.unikeyic.com/media/about_us/Unikey_ISO_9001_Certification.pdf | https://www.unikeyic.com/products/pressure-sensors/4525do-tp3bs015ap/22112115.html
4525DO-TP3BS030ASF | TE Connectivity | 2+: 61.2404 5+: 60.1841 10+: 59.1278 | Board Mount Pressure Sensors PRESS XDCR DIGITAL PSI RANGE | [40 empty] | 15 |  | https://www.unikeyic.com/products/pressure-sensors/4525do-tp3bs030asf/31151023.html
45830077 | WIKA | 1: 299.2636 | WIKA, A-10series Pressure Sensors, Maximum pressure reading50mbar, Minimum pressure reading0bar | ±1 TO ±2.4 % | [10 empty] | - | 5KPa |  | - |  |  |  | - | [5 empty] | - | [6 empty] | vacuum, Absolute pressure, Gauge pressure | [8 empty] | 1 | https://www.unikeyic.com/media/about_us/Unikey_ISO_9001_Certification.pdf | https://www.unikeyic.com/products/pressure-sensors/45830077/257157051.html
46879225 | WIKA | 1: 155.1978 | WIKA A-10 Series Pressure Sensor, Max 10bar, Min 0bar | ±0.5% |  |  | Commercial Grade |  |  |  | 46879225 WIKA |  |  |  | 30V | 10Pa |  | 8V |  |  |  | - | 0℃~80℃ |  |  |  |  | Analog | [6 empty] | - | [8 empty] | 31 | https://www.unikeyic.com/media/datasheet/c7/52/a1b5/c7/e152eabe952ce656d473827b7c7f3289.pdf | https://www.unikeyic.com/products/pressure-sensors/46879225/35053170.html
46879245 | WIKA | 1: 155.1978 | WIKA (Brand), A-10series Pressure Sensors, Maximum pressure reading400bar, Minimum pressure reading0bar | ±0.5% |  |  | Commercial Grade |  |  |  | 46879245 WIKA |  |  |  | 30V | 400Pa |  | 8V |  |  |  | - | 0℃~80℃ |  |  |  |  | Analog | [6 empty] | - | [8 empty] | 3 | https://www.unikeyic.com/media/datasheet/c7/52/a1b5/c7/e152eabe952ce656d473827b7c7f3289.pdf | https://www.unikeyic.com/products/pressure-sensors/46879245/35027608.html
46879278 | WIKA | 1: 155.1978 | WIKA, A-10series Pressure Sensors, Maximum pressure reading160bar, Minimum pressure reading0bar | ±0.5% |  |  | Commercial Grade |  |  |  | 46879278 WIKA |  |  |  | 30V | 160Pa |  | 8V |  |  |  | - | 0℃~80℃ |  |  |  |  | Analog | [6 empty] | - | [8 empty] | 19 | https://www.unikeyic.com/media/datasheet/c7/52/a1b5/c7/e152eabe952ce656d473827b7c7f3289.pdf | https://www.unikeyic.com/products/pressure-sensors/46879278/11185134.html
46879362 | WIKA | 1: 418.3977 | WIKA, IS-3series Pressure Sensors, Maximum pressure reading1bar, Minimum pressure reading0bar | ±0.5% |  |  | Industrial |  |  |  | 46879362 WIKA |  |  |  | 30V | 1Pa |  | 10V |  |  |  | - | -20℃~80℃ |  |  |  |  | Analog | [6 empty] | - | [8 empty] | 2 | https://www.unikeyic.com/media/datasheet/c4/c0/7ef3/c4/e751f64959d6d4fc4f7e2c99c05723c4.pdf | https://www.unikeyic.com/products/pressure-sensors/46879362/35064520.html
47-030A | TE Connectivity | 1+: 162.8866 2+: 156.3668 9+: 150.1141 | Absolute Pressure Sensor, Wheatstone Bridge, 206.84kPa 620.53kPa ±0.1% TH | [40 empty] | 11 | https://www.unikeyic.com/media/datasheet/fc/b1/8bfb/fc/00ee2d87b8cd967b9113778ddabc1a7e.pdf | https://www.unikeyic.com/products/pressure-sensors/47-030a/35047840.html
47-050A | TE Connectivity | 1: 162.8866 2: 156.3668 | Absolute Pressure Sensor, 0psi~50psi | - |  |  | Industrial | [7 empty] | - | - |  | - |  |  |  | 0psi~50psi | -40℃~125℃ |  |  |  |  | - | [6 empty] | absolute | [8 empty] | 6 | https://www.unikeyic.com/media/about_us/Unikey_ISO_9001_Certification.pdf | https://www.unikeyic.com/products/pressure-sensors/47-050a/643778980.html
48745659 | WIKA | 1+: 190.832 | WIKA A-10 Series Pressure Sensor, Max 0bar, Min -1bar | [40 empty] | 13 |  | https://www.unikeyic.com/products/pressure-sensors/48745659/246613691.html
48783418 | WIKA | 1: 335.5206 | WIKA, PSD-4series Pressure Sensors, Maximum pressure reading10bar, Minimum pressure reading0bar | ± 0.5 % | [10 empty] | - | 10Pa |  | - |  |  |  | - | [5 empty] | PNP/NPN | [6 empty] | Gauge pressure | [8 empty] | 2 | https://www.unikeyic.com/media/about_us/Unikey_ISO_9001_Certification.pdf | https://www.unikeyic.com/products/pressure-sensors/48783418/566693742.html
5 INCH-D-4V-MIL | ALL SENSORS | 1: 408.143 | Differential -5inH₂O~5inH₂O 4.5V 5.5V threaded mounting 27.9mm*27.4mm*26.2mm | - |  |  | Military |  |  |  | 5 INCH-D-4V-MIL ALL SENSORS |  |  | 27.9mm*27.4mm*26.2mm | 5.5V | - |  | 4.5V |  | threaded mounting |  | -5inH₂O~5inH₂O | -40℃~125℃ |  |  |  |  | - | [6 empty] | Differential | [8 empty] | 8 | https://www.unikeyic.com/media/datasheet/f3/dc/7f47/f3/454dc78869d747c8fb04f0ff48978265.pdf | https://www.unikeyic.com/products/pressure-sensors/5-inch-d-4v-mil/11199268.html
5 PSI-D-4V-MIL | ALL SENSORS | 1: 233.3988 | Differential -5psi~5psi 4.5V 5.5V threaded mounting，Through hole mounting 27.9mm*27.4mm*26.2mm | - |  |  | Industrial |  |  |  | 5 PSI-D-4V-MIL ALL SENSORS |  |  | 27.9mm*27.4mm*26.2mm | 5.5V | - |  | 4.5V |  | threaded mounting, Through hole mounting |  | -5psi~5psi | -40℃~125℃ |  |  |  |  | - | [6 empty] | Differential | [8 empty] | 4 | https://www.unikeyic.com/media/datasheet/54/9c/6fdc/54/acb601a2072818312d3ed2088c880f09.pdf | https://www.unikeyic.com/products/pressure-sensors/5-psi-d-4v-mil/35038108.html
5 PSI-D-CGRADE-MINI | Amphenol | 1: 50.5285 5: 49.6262 10: 48.7239 50: 48.7239 | Differential Wheatstone Bridge 34.47Kpa ±1% SIP-4 Through hole mounting | ±1% |  |  | Industrial |  |  |  | 5 PSI-D-CGRADE-MINI Amphenol |  |  |  | - | 34.47Kpa |  | - |  | Through hole mounting |  | - | -25℃~85℃ |  |  |  |  | Wheatstone Bridge |  | SIP-4 |  |  |  |  | Differential |  | On sale |  | Tube |  |  |  |  | 3 | https://www.unikeyic.com/media/datasheet/f1/66/7392/f1667392a1e491a9670a0736646dd6d3.pdf | https://www.unikeyic.com/products/pressure-sensors/5-psi-d-cgrade-mini/11268978.html
5 PSI-D-HGRADE-MINI | Amphenol | 1: 57.753 5: 56.7217 10: 55.6904 50: 55.6904 | Differential Analog 0psi~5psi 34.47Kpa ±0.25% SIP Through hole mounting | ±0.25% |  |  | Industrial |  |  |  | 5 PSI-D-HGRADE-MINI Amphenol |  |  |  | - | 34.47Kpa |  | - |  | Through hole mounting |  | 0psi~5psi | -25℃~85℃ |  |  |  |  | Analog |  | SIP |  |  |  |  | Differential | [8 empty] | 9 | https://www.unikeyic.com/media/datasheet/19/9e/8f36/19/d430d4a823a22e88e974c0f61fdd7011.pdf | https://www.unikeyic.com/products/pressure-sensors/5-psi-d-hgrade-mini/10927154.html
5 PSI-D-HGRADE-MV | Amphenol | 1+: 60.6103 5+: 60.6103 | Differential Wheatstone Bridge Sensor, 0psi~5psi (34.47kPa), ±0.5%, SIP, TH | [40 empty] | 9 | https://www.unikeyic.com/media/datasheet/54/43/58d6/54/3975017cc9302c86266d3e203f46cabc.pdf | https://www.unikeyic.com/products/pressure-sensors/5-psi-d-hgrade-mv/10925681.html
5 PSI-GF-CGRADE-MINI | Amphenol | 1: 50.5285 5: 49.6262 10: 48.7239 50: 48.7239 | Exhaust type metering Wheatstone Bridge 0psi~5psi 34.47Kpa ±1% SIP-4 Through hole mounting | ±1% |  |  |  | Board Mount | GF-CGRADE-MINI |  |  | Temperature Compensated |  |  |  |  | 20PSI (137.9kPa) |  | 1 (Unlimited) |  | Through Hole |  |  |  | 5PSI (34.47kPa) | -25°C ~ 85°C | 0 mV ~ 60 mV (12V) |  | Wheatstone Bridge |  | 4-SIP Module | Tube | Male - 0.18" (4.57mm) Tube | Barbless |  | Vented Gauge |  | 502237 |  | ACPC | - | PC Pin | 16V | 4 | https://www.unikeyic.com/media/datasheet/f1/66/7392/f1667392a1e491a9670a0736646dd6d3.pdf | https://www.unikeyic.com/products/pressure-sensors/5-psi-gf-cgrade-mini/10941747.html
5000626-F | TE Connectivity | 175+: 47.1766 | LDO Sensor, Thermal Flow Measurement via Micro-Channels on Silicon Chip | [40 empty] | 17500 |  | https://www.unikeyic.com/products/pressure-sensors/5000626-f/695584835.html
5000628-F | TE Connectivity | 175+: 47.1766 | LDO Sensor, Thermal Flow Measurement via Micro-Channels on Silicon Chip | [40 empty] | 17500 |  | https://www.unikeyic.com/products/pressure-sensors/5000628-f/695149786.html
5000635-F | TE Connectivity | 125: 47.1766 | LDE Low-Diff Sensor Measures Gas Thermal Flow via Integrated Micro-Flow Channels in Silicon Chip | - | [10 empty] | - | - |  | - |  |  |  | - | [5 empty] | - | [6 empty] | - | [8 empty] | 12500 | https://www.unikeyic.com/media/about_us/Unikey_ISO_9001_Certification.pdf | https://www.unikeyic.com/products/pressure-sensors/5000635-f/119128152.html
5000636-F | TE Connectivity | 175+: 47.1766 | LDO Sensor, Thermal Flow Measurement via Micro-Channels on Silicon Chip | [40 empty] | 17500 |  | https://www.unikeyic.com/products/pressure-sensors/5000636-f/692914374.html
5000637-F | TE Connectivity | 175: 47.1766 | LDE Low-Diff Sensor Measures Gas Thermal Flow via Integrated Micro-Flow Channels in Silicon Chip | - | [10 empty] | - | - |  | - |  |  |  | - | [5 empty] | - | [6 empty] | - | [8 empty] | 17500 | https://www.unikeyic.com/media/about_us/Unikey_ISO_9001_Certification.pdf | https://www.unikeyic.com/products/pressure-sensors/5000637-f/692440874.html
5000639-F | TE Connectivity | 175+: 47.1766 | LDO Sensor, Thermal Flow Measurement via Micro-Channels on Silicon Chip | [40 empty] | 17500 |  | https://www.unikeyic.com/products/pressure-sensors/5000639-f/683851762.html
5000643-F | TE Connectivity | 25+: 47.1766 | LDO Sensor, Thermal Flow Measurement via Micro-Channels on Silicon Chip | [40 empty] | 2500 |  | https://www.unikeyic.com/products/pressure-sensors/5000643-f/695266070.html
5000644-F | TE Connectivity | 25+: 47.1766 | LDO Sensor, Thermal Flow Measurement via Micro-Channels on Silicon Chip | [40 empty] | 2500 |  | https://www.unikeyic.com/products/pressure-sensors/5000644-f/691314169.html
5000646-F | TE Connectivity | 175: 47.1766 | LDE Low Dropout Sensor Measures Gas Thermal Flow via Microflow Channels Integrated in Silicon Sensor Chip | - | [10 empty] | - | - |  | - |  |  |  | - | [5 empty] | - | [6 empty] | - | [8 empty] | 17500 | https://www.unikeyic.com/media/about_us/Unikey_ISO_9001_Certification.pdf | https://www.unikeyic.com/products/pressure-sensors/5000646-f/688005454.html
5000647-F | TE Connectivity | 175: 47.1766 | LDE Low pressure differential sensor can measure via integrated in silicon sensor chip Micro-flow channel for thermal flow measurement of gas 。 | - | [10 empty] | - | - |  | - |  |  |  | - | [5 empty] | - | [6 empty] | - | [8 empty] | 17500 | https://www.unikeyic.com/media/about_us/Unikey_ISO_9001_Certification.pdf | https://www.unikeyic.com/products/pressure-sensors/5000647-f/694092001.html
5000653-F | TE Connectivity | 175+: 47.1766 | LDO Sensor, Thermal Flow Measurement via Micro-Channels on Silicon Chip | [40 empty] | 17500 |  | https://www.unikeyic.com/products/pressure-sensors/5000653-f/207093028.html
5000655-F | TE Connectivity | 50+: 47.1766 | LDO Sensor, Thermal Flow Measurement via Micro-Channels on Silicon Chip | [40 empty] | 5000 |  | https://www.unikeyic.com/products/pressure-sensors/5000655-f/695417464.html
5000656-F | TE Connectivity | 175: 47.1766 | LDE Low-Diff Sensor Measures Gas Thermal Flow via Integrated Micro-Flow Channels in Silicon Chip | - | [10 empty] | - | - |  | - |  |  |  | - | [5 empty] | - | [6 empty] | - | [8 empty] | 17500 | https://www.unikeyic.com/media/about_us/Unikey_ISO_9001_Certification.pdf | https://www.unikeyic.com/products/pressure-sensors/5000656-f/440604638.html
5000658-F | TE Connectivity | 175: 47.1766 | LDE Low-Diff Sensor Measures Gas Thermal Flow via Integrated Micro-Flow Channels in Silicon Chip | - | [10 empty] | - | - |  | - |  |  |  | - | [5 empty] | - | [6 empty] | - | [8 empty] | 17500 | https://www.unikeyic.com/media/about_us/Unikey_ISO_9001_Certification.pdf | https://www.unikeyic.com/products/pressure-sensors/5000658-f/353044975.html
5000660-F | TE Connectivity | 175: 47.1766 | LDE Low Dropout Sensor Measures Gas Thermal Flow via Microflow Channels Integrated in Silicon Sensor Chip | - | [10 empty] | - | - |  | - |  |  |  | - | [5 empty] | - | [6 empty] | - | [8 empty] | 17500 | https://www.unikeyic.com/media/about_us/Unikey_ISO_9001_Certification.pdf | https://www.unikeyic.com/products/pressure-sensors/5000660-f/694466074.html
5001017-F | TE Connectivity | 60+: 110.9623 | SSO Pressure Sensor, Calibrated, Temperature Compensated | [40 empty] | 6000 |  | https://www.unikeyic.com/products/pressure-sensors/5001017-f/83169255.html
50093777-05 | Honeywell | 4+: 29.733 10+: 29.183 19+: 28.633 | Industrial Pressure Sensors, Transportation Pressure Switches | [40 empty] | 22 |  | https://www.unikeyic.com/products/pressure-sensors/50093777-05/34997301.html
5184478 | RS | 1: 177.3715 5: 170.204 25: 140.0783 | Analogue 10V 30V ≤0.5 % | ≤0.5 % | [10 empty] | 30V | - |  | 10V |  |  |  | - | 125℃(max) |  |  |  |  | Analogue | [6 empty] | - | [8 empty] | 15 | https://www.unikeyic.com/media/about_us/Unikey_ISO_9001_Certification.pdf | https://www.unikeyic.com/products/pressure-sensors/5184478/21803506.html
526610CLBHTI | Gems Sensors | 1: 226.1875 | Gems Sensors Pressure Sensors, Maximum pressure reading1000Pa, Minimum pressure reading0.01bar | ±1 | [10 empty] | - | 1KPa |  | - |  |  |  | - | -18℃~65℃ |  |  |  |  | Analog | [6 empty] | differential pressure | [8 empty] | 15 | https://www.unikeyic.com/media/about_us/Unikey_ISO_9001_Certification.pdf | https://www.unikeyic.com/products/pressure-sensors/526610clbhti/11118802.html
5266250LBHTI | Gems Sensors | 1: 232.9716 | Gems Sensors Pressure Sensors, Maximum pressure reading250Pa, Minimum pressure reading-250Pa | ±1 | [10 empty] | - | 250Pa |  | - |  |  |  | - | -18℃~65℃ |  |  |  |  | Analog | [6 empty] | differential pressure | [8 empty] | 11 | https://www.unikeyic.com/media/about_us/Unikey_ISO_9001_Certification.pdf | https://www.unikeyic.com/products/pressure-sensors/5266250lbhti/11335626.html
528746 | JUMO | 1: 944.8406 | relative Analog 0.4Pa ±0.35% | ±0.35% | [10 empty] | - | 0.4Pa |  | - |  |  |  | - | [5 empty] | Analog | [6 empty] | relative | [8 empty] | 1 | https://www.unikeyic.com/media/about_us/Unikey_ISO_9001_Certification.pdf | https://www.unikeyic.com/products/pressure-sensors/528746/999146623.html
552402 | JUMO | 1: 313.5815 | differential pressure Analog 1.5Pa ±0.25% | ±0.25% | [10 empty] | - | 1.5Pa |  | - |  |  |  | - | [5 empty] | Analog | [6 empty] | differential pressure | [8 empty] | 2 | https://www.unikeyic.com/media/about_us/Unikey_ISO_9001_Certification.pdf | https://www.unikeyic.com/products/pressure-sensors/552402/999147291.html
5651-003-D-3-SR | TE Connectivity | 6+: 21.56 14+: 20.691 56+: 19.866 150+: 19.074 460+: 18.304 | Board Mount Pressure Sensors Temp Comp 0.3PSI Differential | [40 empty] | 994 |  | https://www.unikeyic.com/products/pressure-sensors/5651-003-d-3-sr/450190558.html
5652-008-D-3-SR | TE Connectivity | 6: 21.571 14: 20.702 56: 19.877 150: 19.085 460: 18.315 | Board Mount Pressure Sensors Temp Comp 0.8PSI Differential | - | [10 empty] | - | - |  | - |  |  |  | - | [5 empty] | - | [6 empty] | - | [8 empty] | 950 | https://www.unikeyic.com/media/about_us/Unikey_ISO_9001_Certification.pdf | https://www.unikeyic.com/products/pressure-sensors/5652-008-d-3-sr/447582430.html
5652-015-D-3-SR | TE Connectivity | 7: 16.797 18: 16.126 72: 15.477 190: 14.861 580: 14.267 | Board Mount Pressure Sensors Temp Comp 1.5PSI Differential | - | [10 empty] | - | - |  | - |  |  |  | - | [5 empty] | - | [6 empty] | - | [8 empty] | 6327 | https://www.unikeyic.com/media/about_us/Unikey_ISO_9001_Certification.pdf | https://www.unikeyic.com/products/pressure-sensors/5652-015-d-3-sr/460468153.html
57167648 | WIKA | 1: 190.7176 | WIKA, A-10series Pressure Sensors, Maximum pressure reading200bar, Minimum pressure reading0bar | ±1 TO ±2.4 % | [10 empty] | - | 200Pa |  | - |  |  |  | - | [5 empty] | - | [6 empty] | vacuum, Absolute pressure, Gauge pressure | [8 empty] | 2 | https://www.unikeyic.com/media/about_us/Unikey_ISO_9001_Certification.pdf | https://www.unikeyic.com/products/pressure-sensors/57167648/250759611.html
6038650 | SICK | 1: 293.9883 | Sick, PBTseries Pressure Sensors, Maximum pressure reading100bar, Minimum pressure reading0bar | ±1% | [10 empty] | - | 100Pa |  | - |  |  |  | - | [5 empty] | Voltage | [6 empty] | relative | [8 empty] | 2 | https://www.unikeyic.com/media/about_us/Unikey_ISO_9001_Certification.pdf | https://www.unikeyic.com/products/pressure-sensors/6038650/29179742.html
6038658 | SICK | 1: 293.9883 | Sick, PBTseries Pressure Sensors, Maximum pressure reading400bar, Minimum pressure reading0bar | ±1% | [10 empty] | - | 400Pa |  | - |  |  |  | - | [5 empty] | Voltage | [6 empty] | relative | [8 empty] | 2 | https://www.unikeyic.com/media/about_us/Unikey_ISO_9001_Certification.pdf | https://www.unikeyic.com/products/pressure-sensors/6038658/18808615.html
6038719 | SICK | 1: 679.3935 | Sick, PFTseries Pressure Sensors, Maximum pressure reading0.1bar, Minimum pressure reading0bar | ±0.5% | [10 empty] | - | 0.1Pa |  | - |  |  |  | - | [5 empty] | Current | [6 empty] | relative | [8 empty] | 1 | https://www.unikeyic.com/media/about_us/Unikey_ISO_9001_Certification.pdf | https://www.unikeyic.com/products/pressure-sensors/6038719/19145443.html
6048871 | SICK | 1: 233.1215 | relative 8V 30V 3Pa ±1% | ±1% |  |  | Commercial Grade | [7 empty] | 30V | 3Pa |  | 8V |  |  |  | - | 0℃~80℃ |  |  |  |  | - | [6 empty] | relative | [8 empty] | 2 | https://www.unikeyic.com/media/about_us/Unikey_ISO_9001_Certification.pdf | https://www.unikeyic.com/products/pressure-sensors/6048871/724221981.html
6067775 | SICK | 1: 902.5115 | Gauge pressure 10V 30V 25Pa ±0.25% | ±0.25% |  |  | Industrial | [7 empty] | 30V | 25Pa |  | 10V |  |  |  | - | -20℃~150℃ |  |  |  |  | - | [6 empty] | Gauge pressure | [8 empty] | 1 | https://www.unikeyic.com/media/about_us/Unikey_ISO_9001_Certification.pdf | https://www.unikeyic.com/products/pressure-sensors/6067775/724270646.html
6072942 | SICK | 1: 524.9214 | Sick, PBS Plusseries Pressure Sensors, Maximum pressure reading100bar, Minimum pressure reading0bar | ±0.5% | [10 empty] | - | 100Pa |  | - |  |  |  | - | [5 empty] | 2x pnp/npn- NO / NC | [6 empty] | relative | [8 empty] | 1 | https://www.unikeyic.com/media/about_us/Unikey_ISO_9001_Certification.pdf | https://www.unikeyic.com/products/pressure-sensors/6072942/20484001.html
6088746 | SICK | 1: 362.9539 | Absolute pressure PNP/NPN 9V 30V 10Pa ± 0.5 | ± 0.5 |  |  | Industrial | [7 empty] | 30V | 10Pa |  | 9V |  |  |  | - | -25℃~80℃ |  |  |  |  | PNP/NPN | [6 empty] | Absolute pressure | [8 empty] | 1 | https://www.unikeyic.com/media/about_us/Unikey_ISO_9001_Certification.pdf | https://www.unikeyic.com/products/pressure-sensors/6088746/1002548467.html
6088758 | SICK | 1: 362.9539 | Absolute pressure PNP/NPN 9V 30V 100Pa ± 0.5 | ± 0.5 |  |  | Industrial | [7 empty] | 30V | 100Pa |  | 9V |  |  |  | - | -25℃~80℃ |  |  |  |  | PNP/NPN | [6 empty] | Absolute pressure | [8 empty] | 2 | https://www.unikeyic.com/media/about_us/Unikey_ISO_9001_Certification.pdf | https://www.unikeyic.com/products/pressure-sensors/6088758/1002567150.html
63990423 | WIKA | 1+: 210.559 | WIKA A-10 Series Pressure Sensor, Max 0bar, Min -1bar | [40 empty] | 1 |  | https://www.unikeyic.com/products/pressure-sensors/63990423/249291444.html
6753-0002 | Herga Technology | 1: 59.2817 | Herga Pressure Sensors, Maximum pressure reading0.072psi | ±2.5 % | [6 empty] | 6753-0002 Herga Technology |  |  |  | - | 0.072psi |  | - |  |  |  | - | -5℃~50℃ |  |  |  |  | - | [6 empty] | - | [8 empty] | 208 | https://www.unikeyic.com/media/datasheet/63/9a/0060/63/98101624a5d816279ab4c1254e35f323.pdf | https://www.unikeyic.com/products/pressure-sensors/6753-0002/35043913.html
76051-00000020-01 | Honeywell | 2: 62.106 5: 60.962 9: 59.807 18: 58.663 50: 57.508 150: 51.755 | switch SPST-NO 13.79KPa 3.44738MPa 0.5 psi threaded mounting 58.42mm(height) | - |  |  |  | Industrial Automation | 76051 |  |  | - |  |  |  |  | 500PSI (3447.38kPa) |  | 1 (Unlimited) | [5 empty] | 2PSI (13.79kPa) | -40°C ~ 121.1°C | - |  | SPST-NO |  | Cylinder | Box | Male - 1/8" (3.18mm) NPT | Threaded |  | Switch |  | 1162769 |  | 5000 | - | Screw Terminal | - | 311 | https://www.unikeyic.com/media/datasheet/a3/25/fef2/a3/1f960b8dbf8622abf3413db5c0d7a796.pdf | https://www.unikeyic.com/products/pressure-sensors/76051-00000020-01/35029869.html
76052 00000150 01 | Honeywell | 1: 114.1884 | switch SPST-NO 103.42KPa 3.44738MPa 3 psi threaded mounting 58.42mm(height) | - |  |  |  | Industrial Automation | 76052 |  |  | - |  |  |  |  | 500PSI (3447.38kPa) |  | 1 (Unlimited) | [5 empty] | 15PSI (103.42kPa) | -40°C ~ 121°C | - |  | SPST-NO |  | Cylinder | Box | Male - 1/8" (3.18mm) NPT | Threaded |  | Switch |  |  |  | 5000 | - | Screw Terminal | - | 52 | https://www.unikeyic.com/media/datasheet/a3/25/fef2/a3/1f960b8dbf8622abf3413db5c0d7a796.pdf | https://www.unikeyic.com/products/pressure-sensors/76052-00000150-01/34991549.html
76052-00000220-01 | Honeywell | 2: 65.208 5: 63.998 9: 62.799 17: 61.589 | switch SPST-NO 0psi~150psi 96.53Kpa~165.47Kpa threaded mounting 58.42mm(height) | - |  |  | Industrial |  |  |  | 76052-00000220-01 Honeywell |  |  | 58.42mm(height) | - | 96.53Kpa~165.47Kpa |  | - |  | threaded mounting |  | 0psi~150psi | -40℃~121℃ |  |  |  |  | SPST-NO | [6 empty] | switch |  | On sale |  | bulk |  |  |  |  | 81 | https://www.unikeyic.com/media/datasheet/44/a5/25cb/44/5ab020996fa8715a3e1516df0126147c.pdf | https://www.unikeyic.com/products/pressure-sensors/76052-00000220-01/35005468.html
76052-B00000150-01 | Honeywell | 2+: 67.441 5+: 66.198 9+: 64.944 17+: 63.701 50+: 62.447 | Switch SPST-NO 103.42kPa 3.44738MPa 3psi Threaded Mount 58.42mm H | [40 empty] | 148 | https://www.unikeyic.com/media/datasheet/a3/25/fef2/a3/1f960b8dbf8622abf3413db5c0d7a796.pdf | https://www.unikeyic.com/products/pressure-sensors/76052-b00000150-01/11181032.html
76052-B00000150-14 | Honeywell | 2: 67.441 5: 66.198 9: 64.944 17: 63.701 50: 62.447 | Industrial Pressure Sensors PRESSURE SWITCHES-TRANS PRESSURE SWITCH - Pressure Sensors Transducers | [5 empty] | 76052 | [9 empty] | 1 (Unlimited) | [12 empty] | Bulk | [7 empty] | * |  |  |  | 62 | https://www.unikeyic.com/media/about_us/Unikey_ISO_9001_Certification.pdf | https://www.unikeyic.com/products/pressure-sensors/76052-b00000150-14/35002470.html
76053-00000450-01 | Honeywell | 4+: 30.932 9+: 30.36 | Switch, SPST-NO, Threaded Mount | [40 empty] | 12 |  | https://www.unikeyic.com/products/pressure-sensors/76053-00000450-01/35031313.html
76053-00000500-01 | Honeywell | 15: 8.767 | Vacuum 0psi~250psi | [5 empty] | 76053 | [9 empty] | 1 (Unlimited) | [12 empty] | Bulk | [5 empty] | 10470668 |  | * |  |  |  | 209 | https://www.unikeyic.com/media/about_us/Unikey_ISO_9001_Certification.pdf | https://www.unikeyic.com/products/pressure-sensors/76053-00000500-01/11237239.html
76053-B00000350-01 | Honeywell | 4: 29.986 10: 29.425 19: 28.875 | Vacuum 250psi(Max) | - |  |  |  | Industrial Automation | 76053 |  |  | - |  |  |  |  | - |  | 1 (Unlimited) | [5 empty] | - | - | - |  | - |  | Cylinder | Bulk | - | - |  | - |  | 2077036 |  | - | - | - | - | 22 | https://www.unikeyic.com/media/datasheet/a3/25/fef2/a3/1f960b8dbf8622abf3413db5c0d7a796.pdf | https://www.unikeyic.com/products/pressure-sensors/76053-b00000350-01/11342036.html
76054-00000600-01 | Honeywell | 50: 79.0507 100: 77.1054 | switch SPST-NO 413.69KPa 3.44738MPa 7 psi threaded mounting 58.42mm(height) | - |  |  |  | Industrial Automation | 76054 |  |  | - |  |  |  |  | 500PSI (3447.38kPa) |  | 1 (Unlimited) | [5 empty] | 60PSI (413.69kPa) | -40°C ~ 121°C | - |  | SPST-NO |  | Cylinder | Box | Male - 1/8" (3.18mm) NPT | Threaded |  | Switch |  |  |  | 5000 | - | Screw Terminal | - | 150 | https://www.unikeyic.com/media/datasheet/a3/25/fef2/a3/1f960b8dbf8622abf3413db5c0d7a796.pdf | https://www.unikeyic.com/products/pressure-sensors/76054-00000600-01/11086643.html
76054-00000770-05 | Honeywell | 2: 65.208 5: 63.998 | switch SPST-NO 250psi(Max) 351.63Kpa~620.53Kpa threaded mounting 58.42mm(height) | - |  |  |  |  | 76054 |  |  | - |  |  |  |  | 500PSI (3447.38kPa) |  | 1 (Unlimited) | [5 empty] | 51PSI ~ 90PSI (351.63kPa ~ 620.53kPa) | -40°C ~ 121°C | - |  | SPST-NO |  | Cylinder, Threaded | Bulk | Male - 1/8" (3.18mm) NPT | Threaded |  | Switch |  | 10465495 |  | 5000 | - | Screw Terminal | - | 199 | https://www.unikeyic.com/media/datasheet/6e/2e/428e/6e/e899f5e3a8f7e825a3d12953ee9a63c5.pdf | https://www.unikeyic.com/products/pressure-sensors/76054-00000770-05/10988354.html
76054-B00000800-01 | Honeywell | 5+: 26.081 11+: 25.597 22+: 25.113 43+: 24.629 50+: 24.145 | Switch SPST-NO 250psi(Max) Threaded Mount | [40 empty] | 59 |  | https://www.unikeyic.com/products/pressure-sensors/76054-b00000800-01/11327561.html
76058-B00000250-05 | Honeywell | 2: 67.441 5: 66.198 | switch SPST-NO 250psi(Max) 172.37Kpa~344.74Kpa threaded mounting | - |  |  |  |  | 76058 |  |  | - |  |  |  |  | 500PSI (3447.38kPa) |  | 1 (Unlimited) | [5 empty] | 25PSI ~ 50PSI (172.37kPa ~ 344.74kPa) | -40°C ~ 121°C | - |  | SPST-NO |  | Cylinder, Threaded | Bulk | Male - 1/8" (3.18mm) NPT | Threaded |  | Switch |  | 10465272 |  | 5000 | - | Quick Connect - 0.250" (6.3mm) | - | 7 | https://www.unikeyic.com/media/about_us/Unikey_ISO_9001_Certification.pdf | https://www.unikeyic.com/products/pressure-sensors/76058-b00000250-05/35032570.html
76062-B00000170-01 | Honeywell | 3: 36.806 | Extended Duty Pressure Switch With Direct Action Blade Contacts | - | [6 empty] | 76062-B00000170-01 Honeywell |  |  |  | - | - |  | - |  |  |  | - | [5 empty] | - | [6 empty] | - | [8 empty] | 3 | https://www.unikeyic.com/media/datasheet/53/ff/5580/53/710485c8195fbb055d2e8a0405f40dc7.pdf | https://www.unikeyic.com/products/pressure-sensors/76062-b00000170-01/35055663.html
76063 00000350 01 | Honeywell | 2: 65.208 5: 63.998 9: 62.799 17: 61.589 | switch SPST-NC 241.32KPa 3.44738MPa 5 psi threaded mounting 58.42mm(height) | - |  |  |  | Industrial Automation | 76063 |  |  | - |  |  |  |  | 500PSI (3447.38kPa) |  | 1 (Unlimited) | [5 empty] | 35PSI (241.32kPa) | -40°C ~ 121°C | - |  | SPST-NC |  | Cylinder | Box | Male - 1/8" (3.18mm) NPT | Threaded |  | Switch |  |  |  | 5000 | - | Screw Terminal | - | 86 | https://www.unikeyic.com/media/datasheet/a3/25/fef2/a3/1f960b8dbf8622abf3413db5c0d7a796.pdf | https://www.unikeyic.com/products/pressure-sensors/76063-00000350-01/35034931.html
76063-B00000350-01 | Honeywell | 4+: 33.198 | Switch SPST-NC 250psi(Max) Threaded Mount | [40 empty] | 5 |  | https://www.unikeyic.com/products/pressure-sensors/76063-b00000350-01/35042066.html
76064 00000600 01 | Honeywell | 50: 93.5571 100: 91.3131 | switch SPST-NC 413.69KPa 3.44738MPa 7 psi threaded mounting 58.42mm(height) | - |  |  |  | Industrial Automation | 76064 |  |  | - |  |  |  |  | 500PSI (3447.38kPa) |  | 1 (Unlimited) | [5 empty] | 60PSI (413.69kPa) | -40°C ~ 121°C | - |  | SPST-NC |  | Cylinder | Box | Male - 1/8" (3.18mm) NPT | Threaded |  | Switch |  | 1162776 |  | 5000 | - | Screw Terminal | - | 62 | https://www.unikeyic.com/media/datasheet/a3/25/fef2/a3/1f960b8dbf8622abf3413db5c0d7a796.pdf | https://www.unikeyic.com/products/pressure-sensors/76064-00000600-01/35058773.html
76064-B00000600-01 | Honeywell | 2+: 67.441 5+: 66.198 9+: 64.944 17+: 63.701 50+: 62.447 | Switch SPST-NC 413.69kPa 3.44738MPa 7 psi Threaded Mount 58.42mm H | [40 empty] | 51 | https://www.unikeyic.com/media/datasheet/a3/25/fef2/a3/1f960b8dbf8622abf3413db5c0d7a796.pdf | https://www.unikeyic.com/products/pressure-sensors/76064-b00000600-01/35032753.html
76067-00000150-05 | Honeywell | 2: 65.208 5: 63.998 9: 62.799 17: 61.589 | switch SPST-NC 150psi(Max) 96.53Kpa~165.47Kpa 3 psi threaded mounting | - |  |  |  |  | 76067 |  |  | - |  |  |  |  | 500PSI (3447.38kPa) |  | 1 (Unlimited) | [5 empty] | 14PSI ~ 24PSI (96.53kPa ~ 165.47kPa) | -40°C ~ 121°C | - |  | SPST-NC |  | Cylinder, Threaded | Bulk | Male - 1/8" (3.18mm) NPT | Threaded |  | Switch |  | 10465905 |  | 5000 | - | Quick Connect - 0.250" (6.3mm) | - | 32 | https://www.unikeyic.com/media/about_us/Unikey_ISO_9001_Certification.pdf | https://www.unikeyic.com/products/pressure-sensors/76067-00000150-05/35002417.html
76072 00000150 01 | Honeywell | 1+: 113.6568 5+: 113.6568 10+: 111.5904 25+: 111.5904 | Switch SPDT 103.42kPa 3.44738MPa 3psi Thread Mount 58.42mm H | [40 empty] | 38 | https://www.unikeyic.com/media/datasheet/a3/25/fef2/a3/1f960b8dbf8622abf3413db5c0d7a796.pdf | https://www.unikeyic.com/products/pressure-sensors/76072-00000150-01/11257832.html
76073 00000300 01 | Honeywell | 1+: 117.0072 5+: 117.0072 10+: 117.0072 | Switch SPDT 241.32kPa 3.44738MPa Thread Mount 58.42mm H | [40 empty] | 90 | https://www.unikeyic.com/media/datasheet/a3/25/fef2/a3/1f960b8dbf8622abf3413db5c0d7a796.pdf | https://www.unikeyic.com/products/pressure-sensors/76073-00000300-01/32085.html
76073-00000350-05 | Honeywell | 3+: 53.207 | Vacuum, 250psi(Max) | [40 empty] | 4 |  | https://www.unikeyic.com/products/pressure-sensors/76073-00000350-05/11159054.html
76074-B00000600-14 | Honeywell | 2: 67.441 5: 66.198 9: 64.944 17: 63.701 | 351.63kPa~620.53kPa | - |  |  | Industrial | [7 empty] | - | 351.63Kpa~620.53Kpa |  | - |  |  |  | - | -40℃~121℃ |  |  |  |  | - | [6 empty] | - |  | On sale | [6 empty] | 31 | https://www.unikeyic.com/media/about_us/Unikey_ISO_9001_Certification.pdf | https://www.unikeyic.com/products/pressure-sensors/76074-b00000600-14/11056471.html
76078-00000350-01 | Honeywell | 1: 136.5336 5: 113.7564 10: 105.3432 25: 96.3036 50: 96.2928 | switch SPST-NC (1) NO (1) 250psi(Max) 172.37Kpa~344.74Kpa 5 psi threaded mounting | - |  |  |  |  | 76078 |  |  | - |  |  |  |  | 500PSI (3447.38kPa) |  | 1 (Unlimited) | [5 empty] | 25PSI ~ 50PSI (172.37kPa ~ 344.74kPa) | -40°C ~ 121°C | - |  | SPST-NC (1) NO (1) |  | Cylinder, Threaded | Bulk | Male - 1/8" (3.18mm) NPT | Threaded |  | Switch |  | 10465409 |  | 5000 | - | Quick Connect - 0.250" (6.3mm) | - | 35 | https://www.unikeyic.com/media/datasheet/0d/43/cd3e/0d/02413ca220951297bf867f69320c5993.pdf | https://www.unikeyic.com/products/pressure-sensors/76078-00000350-01/10992207.html
76082-01000100-01 | Honeywell | 3+: 47.509 | Vacuum 3.1psi~7psi | [40 empty] | 5 |  | https://www.unikeyic.com/products/pressure-sensors/76082-01000100-01/35065433.html
76083-03000300-05 | Honeywell | 2+: 65.208 5+: 63.998 | Switch SPST-NC (1) NO (1) 0psi~250psi 55.16kPa~89.63kPa Thread Mount | [40 empty] | 5 | https://www.unikeyic.com/media/datasheet/0d/43/cd3e/0d/02413ca220951297bf867f69320c5993.pdf | https://www.unikeyic.com/products/pressure-sensors/76083-03000300-05/10943131.html
76083-03000400-01 | Honeywell | 2+: 71.39 4+: 70.07 | Switch SPST-NC (1) NO (1) 150psi(Max) 55.16kPa~89.63kPa Thread Mount | [40 empty] | 6 |  | https://www.unikeyic.com/products/pressure-sensors/76083-03000400-01/10945640.html
76575-00000040-05 | Honeywell | 2+: 65.208 5+: 63.998 9+: 62.799 17+: 61.589 50+: 60.379 | Vacuum, 150psi(Max), 58.42mm H | [40 empty] | 99 | https://www.unikeyic.com/media/datasheet/6e/2e/428e/6e/e899f5e3a8f7e825a3d12953ee9a63c5.pdf | https://www.unikeyic.com/products/pressure-sensors/76575-00000040-05/10932693.html
76575-B00000040-14 | Honeywell | 2: 67.441 5: 66.198 9: 64.944 17: 63.701 50: 62.447 | switch SPST-NO 21.37Kpa~48.26Kpa threaded mounting | - |  |  | Industrial | [7 empty] | - | 21.37Kpa~48.26Kpa |  | - |  | threaded mounting |  | - | -40℃~121℃ |  |  |  |  | SPST-NO | [6 empty] | switch |  | On sale |  | bulk |  |  |  |  | 74 | https://www.unikeyic.com/media/about_us/Unikey_ISO_9001_Certification.pdf | https://www.unikeyic.com/products/pressure-sensors/76575-b00000040-14/11292176.html
76575-B00000070-14 | Honeywell | 3+: 49.148 6+: 48.235 12+: 47.322 | Pressure Sensors - Industrial PRESSURE SWITCHES-TRANS PRESSURE SWITCH | [40 empty] | 12 |  | https://www.unikeyic.com/products/pressure-sensors/76575-b00000070-14/35054207.html
76576-00000100-01 | Honeywell | 1: 94.05 5: 84.294 10: 82.242 | switch SPST-NO 68.95KPa 3.44738MPa 2 psi threaded mounting 58.42mm(height) | - |  |  |  | Industrial Automation | 76576 |  |  | - |  |  |  |  | 500PSI (3447.38kPa) |  | 1 (Unlimited) | [5 empty] | 10PSI (68.95kPa) | -40°C ~ 121°C | - |  | SPST-NO |  | Cylinder | Box | Male - 1/8" (3.18mm) NPT | Threaded |  | Switch |  | 14810725 |  | 5000 | - | Screw Terminal | - | 45 | https://www.unikeyic.com/media/datasheet/a3/25/fef2/a3/1f960b8dbf8622abf3413db5c0d7a796.pdf | https://www.unikeyic.com/products/pressure-sensors/76576-00000100-01/11075384.html
76577 00000040 01 | Honeywell | 1+: 106.7747 5+: 106.7747 10+: 106.7747 | Switch SPST-NC 27.58kPa 3.44738MPa Thread Mount 58.42mm H | [40 empty] | 51 | https://www.unikeyic.com/media/datasheet/a3/25/fef2/a3/1f960b8dbf8622abf3413db5c0d7a796.pdf | https://www.unikeyic.com/products/pressure-sensors/76577-00000040-01/35015674.html
76578 00000100 01 | Honeywell | 1: 99.7858 5: 99.7858 10: 99.7858 | switch SPST-NC 68.95KPa 3.44738MPa 2 psi threaded mounting 58.42mm(height) | 2 psi |  |  | Industrial |  |  |  | 76578 00000100 01 Honeywell |  |  | 58.42mm(height) | - | 3.44738MPa |  | - |  | threaded mounting |  | 68.95KPa | -40℃~121℃ |  |  |  |  | SPST-NC | [6 empty] | switch |  | On sale |  | boxed |  |  |  |  | 49 | https://www.unikeyic.com/media/datasheet/a3/25/fef2/a3/1f960b8dbf8622abf3413db5c0d7a796.pdf | https://www.unikeyic.com/products/pressure-sensors/76578-00000100-01/35019098.html
76580-00000080-01 | Honeywell | 3+: 52.008 6+: 51.051 11+: 50.083 | Vacuum, 150psi(Max) | [40 empty] | 14 |  | https://www.unikeyic.com/products/pressure-sensors/76580-00000080-01/10935556.html
76583-00000040-05 | Honeywell | 2+: 65.208 5+: 63.998 9+: 62.799 17+: 61.589 | Industrial Pressure Sensors Pressure Switch | [40 empty] | 46 |  | https://www.unikeyic.com/products/pressure-sensors/76583-00000040-05/11067275.html
76585-B00000040-01 | Honeywell | 3: 46.794 | Vacuum 3.1psi~7psi | - |  |  | Industrial | [7 empty] | - | - |  | - |  |  |  | 3.1psi~7psi | -40℃~121℃ |  |  |  |  | - | [6 empty] | vacuum |  | On sale |  | bulk |  |  |  |  | 5 | https://www.unikeyic.com/media/about_us/Unikey_ISO_9001_Certification.pdf | https://www.unikeyic.com/products/pressure-sensors/76585-b00000040-01/11069712.html
76587-00000070-01 | Honeywell | 4+: 35.574 8+: 34.914 | Vacuum, 150psi Max, Threaded Mount, Hinged Mount | [40 empty] | 11 | https://www.unikeyic.com/media/datasheet/9f/38/d341/9f/69d5119f6ca23aa2c00be54ba1acd18f.pdf | https://www.unikeyic.com/products/pressure-sensors/76587-00000070-01/35022606.html
77021-00000040-01 | Honeywell | 1+: 112.1863 | Switch SPST-NC 34.47kPa 3.44738MPa Thread Mount 73.66mm H | [40 empty] | 1183 | https://www.unikeyic.com/media/datasheet/a3/25/fef2/a3/1f960b8dbf8622abf3413db5c0d7a796.pdf | https://www.unikeyic.com/products/pressure-sensors/77021-00000040-01/11032317.html
77021-00000060-01 | Honeywell | 2: 65.208 5: 63.998 | Vacuum, 150psi Max | [5 empty] | 77021 | [9 empty] | 1 (Unlimited) | [12 empty] | Bulk | [5 empty] | 10469845 |  | * |  |  |  | 6 | https://www.unikeyic.com/media/about_us/Unikey_ISO_9001_Certification.pdf | https://www.unikeyic.com/products/pressure-sensors/77021-00000060-01/35057679.html
77022-B00000100-01 | Honeywell | 2+: 67.441 5+: 66.198 9+: 64.944 17+: 63.701 | Vacuum, 150psi Max, 73.66mm H | [40 empty] | 25 | https://www.unikeyic.com/media/datasheet/6e/2e/428e/6e/e899f5e3a8f7e825a3d12953ee9a63c5.pdf | https://www.unikeyic.com/products/pressure-sensors/77022-b00000100-01/11244854.html
77025-00000500-01 | Honeywell | 10+: 12.067 | Vacuum Analog 47psi~76psi 6 psi | [40 empty] | 82 |  | https://www.unikeyic.com/products/pressure-sensors/77025-00000500-01/10885201.html
77030-00000050-01 | Honeywell | 1+: 91.9541 5+: 91.9541 10+: 91.9541 | Switch SPST-NO 34.47kPa 3.44738MPa 1psi Thread Mount 73.66mm H | [40 empty] | 24 | https://www.unikeyic.com/media/datasheet/a3/25/fef2/a3/1f960b8dbf8622abf3413db5c0d7a796.pdf | https://www.unikeyic.com/products/pressure-sensors/77030-00000050-01/11271045.html
77033-00000350-01 | Honeywell | 2+: 65.208 | Vacuum Analog 250psi(Max) 5 psi 73.66mm H | [40 empty] | 3 | https://www.unikeyic.com/media/datasheet/6e/2e/428e/6e/e899f5e3a8f7e825a3d12953ee9a63c5.pdf | https://www.unikeyic.com/products/pressure-sensors/77033-00000350-01/34969066.html
77034-00000600-01 | Honeywell | 2: 65.208 5: 63.998 9: 62.799 17: 61.589 | vacuum 250psi(Max) | [5 empty] | 77034 | [9 empty] | 1 (Unlimited) | [12 empty] | Bulk | [7 empty] | * |  |  |  | 44 | https://www.unikeyic.com/media/about_us/Unikey_ISO_9001_Certification.pdf | https://www.unikeyic.com/products/pressure-sensors/77034-00000600-01/35056090.html
77039-00000050-01 | Honeywell | 2+: 65.208 5+: 63.998 9+: 62.799 17+: 61.589 | Vacuum Basic 0psi~250psi 1psi 73.66mm H | [40 empty] | 49 | https://www.unikeyic.com/media/datasheet/6e/2e/428e/6e/e899f5e3a8f7e825a3d12953ee9a63c5.pdf | https://www.unikeyic.com/products/pressure-sensors/77039-00000050-01/11332999.html
77039-00000060-01 | Honeywell | 2+: 65.208 5+: 63.998 9+: 62.799 17+: 61.589 | Pressure and Vacuum Switches | [40 empty] | 31 |  | https://www.unikeyic.com/products/pressure-sensors/77039-00000060-01/10903936.html
77042-00000280-21 | Honeywell | 2: 60.005 5: 58.894 | Industrial Pressure Sensors PRESSURE SWITCHES-TRANS PRESSURE SWITCH | [15 empty] | Vendor Undefined | [12 empty] | Bulk | [7 empty] | * |  |  |  | 8 | https://www.unikeyic.com/media/about_us/Unikey_ISO_9001_Certification.pdf | https://www.unikeyic.com/products/pressure-sensors/77042-00000280-21/35001848.html
77047-00300030-01 | Honeywell | 3: 47.509 6: 46.629 12: 45.749 | Vacuum 0psi~250psi | [5 empty] | 77047 | [9 empty] | 1 (Unlimited) | [12 empty] | Bulk | [5 empty] | 10470312 |  | * |  |  |  | 20 | https://www.unikeyic.com/media/about_us/Unikey_ISO_9001_Certification.pdf | https://www.unikeyic.com/products/pressure-sensors/77047-00300030-01/890.html
77051-06600660-01 | Honeywell | 3+: 47.509 6+: 46.629 12+: 45.749 24+: 44.869 | Industrial Pressure Sensors PRESSURE SWITCHES-TRANS PRESSURE SWITCH | [40 empty] | 26 |  | https://www.unikeyic.com/products/pressure-sensors/77051-06600660-01/34967465.html
77342-16.0H2-01 | Honeywell | 2+: 58.685 5+: 57.596 10+: 56.518 19+: 55.429 | Vacuum | [40 empty] | 21 | https://www.unikeyic.com/media/datasheet/33/e8/9b78/33/d684f45fe979aee171e9320b3cf1a4c2.pdf | https://www.unikeyic.com/products/pressure-sensors/77342-16-0h2-01/35038781.html
77342-17.0HG-01 | Honeywell | 2+: 73.557 4+: 72.204 | Vacuum Analog Sensor, 762mmHg Max, 3 in Hg, 37.338mm W × 58.42mm H | [40 empty] | 7 | https://www.unikeyic.com/media/datasheet/33/e8/9b78/33/d684f45fe979aee171e9320b3cf1a4c2.pdf | https://www.unikeyic.com/products/pressure-sensors/77342-17-0hg-01/35039890.html
77343-04.0HG-05 | Honeywell | 4: 31.009 | Vacuum 762mmHg(Max) Threaded Mount Hinged Mount | - |  |  | Industrial |  |  |  | 77343-04.0HG-05 Honeywell |  |  |  | - | - |  | - |  | threaded mounting, Hinge mounting |  | 762mmHg(Max) | -40℃~121℃ |  |  |  |  | - | [6 empty] | vacuum | [8 empty] | 46 | https://www.unikeyic.com/media/datasheet/33/e8/9b78/33/d684f45fe979aee171e9320b3cf1a4c2.pdf | https://www.unikeyic.com/products/pressure-sensors/77343-04-0hg-05/11252613.html
77343-15.0HG-05 | Honeywell | 3: 51.051 | Industrial Pressure Sensors TRANSPORTATION PRESSURE SWITCH | - | [10 empty] | - | - |  | - |  |  |  | - | [5 empty] | - | [6 empty] | - |  |  |  | bulk |  |  |  |  | 4 | https://www.unikeyic.com/media/about_us/Unikey_ISO_9001_Certification.pdf | https://www.unikeyic.com/products/pressure-sensors/77343-15-0hg-05/35042955.html
77343-17.0HG-01 | Honeywell | 4: 34.903 8: 34.254 | Vacuum 762mmHg(Max) Threaded Mount Hinged Mount | - |  |  | Industrial |  |  |  | 77343-17.0HG-01 Honeywell |  |  |  | - | - |  | - |  | threaded mounting, Hinge mounting |  | 762mmHg(Max) | -40℃~121℃ |  |  |  |  | - | [6 empty] | vacuum | [8 empty] | 8 | https://www.unikeyic.com/media/datasheet/33/e8/9b78/33/d684f45fe979aee171e9320b3cf1a4c2.pdf | https://www.unikeyic.com/products/pressure-sensors/77343-17-0hg-01/11179724.html
77343-20.0H2-01 | Honeywell | 3: 53.603 6: 52.613 11: 51.612 | Vacuum 762mmHg Max | - |  |  | Industrial |  |  |  | 77343-20.0H2-01 Honeywell |  |  |  | - | - |  | - |  |  |  | 762mmHg(Max) | -40℃~121℃ |  |  |  |  | - | [6 empty] | vacuum |  | On sale |  | bulk |  |  |  |  | 20 | https://www.unikeyic.com/media/datasheet/33/e8/9b78/33/d684f45fe979aee171e9320b3cf1a4c2.pdf | https://www.unikeyic.com/products/pressure-sensors/77343-20-0h2-01/10940476.html
77344-02.0HG-01 | Honeywell | 4+: 34.903 8+: 34.254 | Vacuum, 762mmHg Max | [40 empty] | 9 | https://www.unikeyic.com/media/datasheet/33/e8/9b78/33/d684f45fe979aee171e9320b3cf1a4c2.pdf | https://www.unikeyic.com/products/pressure-sensors/77344-02-0hg-01/35002855.html
78146-00000350-01 | Honeywell | 2+: 62.106 5+: 60.962 | Vacuum Analog 250psi(Max) 5 psi | [40 empty] | 5 | https://www.unikeyic.com/media/datasheet/0d/43/cd3e/0d/02413ca220951297bf867f69320c5993.pdf | https://www.unikeyic.com/products/pressure-sensors/78146-00000350-01/10894435.html
78147-B00000600-01 | Honeywell | 3: 53.823 6: 52.833 11: 51.832 21: 50.842 | Vacuum, 250psi Max | [5 empty] | 78147 | [9 empty] | 1 (Unlimited) | [12 empty] | Bulk | [5 empty] | 10469604 |  | * |  |  |  | 21 | https://www.unikeyic.com/media/about_us/Unikey_ISO_9001_Certification.pdf | https://www.unikeyic.com/products/pressure-sensors/78147-b00000600-01/35068052.html
78149-00000020-01 | Honeywell | 2+: 65.208 5+: 63.998 9+: 62.799 | Vacuum Analog Pressure Sensor 150psi(Max) 0.5 psi | [40 empty] | 13 | https://www.unikeyic.com/media/datasheet/0d/43/cd3e/0d/02413ca220951297bf867f69320c5993.pdf | https://www.unikeyic.com/products/pressure-sensors/78149-00000020-01/4566.html
78150-00000040-01 | Honeywell | 2: 65.208 5: 63.998 9: 62.799 17: 61.589 | Vacuum 150psi(Max) 58.42mm H | [5 empty] | 78150 | [9 empty] | 1 (Unlimited) | [12 empty] | Bulk | [7 empty] | * |  |  |  | 26 | https://www.unikeyic.com/media/datasheet/6e/2e/428e/6e/e899f5e3a8f7e825a3d12953ee9a63c5.pdf | https://www.unikeyic.com/products/pressure-sensors/78150-00000040-01/35020065.html
78310-B00000030-01 | Honeywell | 4: 31.988 9: 31.405 18: 30.811 | Industrial Pressure Sensors Pressure Switch | - | [6 empty] | 78310-B00000030-01 Honeywell |  |  |  | - | - |  | - |  |  |  | - | [5 empty] | - | [6 empty] | - | [8 empty] | 19 | https://www.unikeyic.com/media/datasheet/3c/c7/b518/3c/288a33cd71ec430e3b222e085255fd83.pdf | https://www.unikeyic.com/products/pressure-sensors/78310-b00000030-01/35039357.html
78400-00000040-05 | Honeywell | 2+: 65.208 5+: 63.998 9+: 62.799 | Duty Pressure Switch, Direct Action Blade Contacts | [40 empty] | 11 |  | https://www.unikeyic.com/products/pressure-sensors/78400-00000040-05/10914666.html
78408-00000100-01 | Honeywell | 4+: 29.172 | Vacuum, 150psi(Max) | [40 empty] | 8 |  | https://www.unikeyic.com/products/pressure-sensors/78408-00000100-01/35024158.html
7841864 | WIKA | 1: 541.9817 | WIKA, M-11series Pressure Sensors, Maximum pressure reading160bar, Minimum pressure reading0bar | ± 0.5 % | [10 empty] | - | 160Pa |  | - |  |  |  | - | [5 empty] | - | [6 empty] | Gauge pressure | [8 empty] | 1 | https://www.unikeyic.com/media/about_us/Unikey_ISO_9001_Certification.pdf | https://www.unikeyic.com/products/pressure-sensors/7841864/573305966.html
78628-00000010-01 | Honeywell | 2: 67.749 6: 64.515 23: 61.589 | switch SPST-NO 6.89KPa 3.44738MPa threaded mounting | - |  |  | Industrial |  |  |  | 78628-00000010-01 Honeywell |  |  |  | - | 3.44738MPa |  | - |  | threaded mounting |  | 6.89KPa | -40℃~121℃ |  |  |  |  | SPST-NO | [6 empty] | switch |  | On sale |  | bulk |  |  |  |  | 53 | https://www.unikeyic.com/media/datasheet/a3/25/fef2/a3/1f960b8dbf8622abf3413db5c0d7a796.pdf | https://www.unikeyic.com/products/pressure-sensors/78628-00000010-01/35062568.html
78628-00000010-05 | Honeywell | 4: 35.574 8: 34.914 16: 34.254 | Industrial Pressure Sensors PRESSURE SWITCH - Pressure Sensors Transducers | [5 empty] | 78628 | [9 empty] | 1 (Unlimited) | [12 empty] | Bulk | [5 empty] | 10453657 |  | * |  |  |  | 27 | https://www.unikeyic.com/media/about_us/Unikey_ISO_9001_Certification.pdf | https://www.unikeyic.com/products/pressure-sensors/78628-00000010-05/11267715.html
78628B00000010 01 | Honeywell | 1+: 105.1635 5+: 105.1635 10+: 105.1635 | Switch SPST-NO 6.89kPa 3.44738MPa 0.3psi Thread Mount 58.42mm H | [40 empty] | 1 | https://www.unikeyic.com/media/datasheet/a3/25/fef2/a3/1f960b8dbf8622abf3413db5c0d7a796.pdf | https://www.unikeyic.com/products/pressure-sensors/78628b00000010-01/10949142.html
78632-00000010-01 | Honeywell | 1: 133.8444 5: 111.5208 10: 103.2588 25: 93.582 50: 91.7892 | vacuum Analog 0psi~150psi 0.3 psi 58.42mm(height) | [5 empty] | 78632 | [9 empty] | 1 (Unlimited) | [12 empty] | Bulk | [7 empty] | * |  |  |  | 26 | https://www.unikeyic.com/media/datasheet/6e/2e/428e/6e/e899f5e3a8f7e825a3d12953ee9a63c5.pdf | https://www.unikeyic.com/products/pressure-sensors/78632-00000010-01/11103534.html
78712-00000010-01 | Honeywell | 2: 65.208 5: 63.998 9: 62.799 17: 61.589 50: 60.379 | Vacuum, 150psi Max, 58.42mm H | [5 empty] | 78712 | [9 empty] | 1 (Unlimited) | [12 empty] | Bulk | [7 empty] | * |  |  |  | 123 | https://www.unikeyic.com/media/datasheet/6e/2e/428e/6e/e899f5e3a8f7e825a3d12953ee9a63c5.pdf | https://www.unikeyic.com/products/pressure-sensors/78712-00000010-01/11032223.html
78996-00000700-05 | Honeywell | 5: 25.212 11: 24.739 22: 24.277 44: 23.804 | Industrial Pressure Sensors Pressure Switch | - | [10 empty] | - | - |  | - |  |  |  | - | [5 empty] | - | [6 empty] | - |  | On sale |  | bulk |  |  |  |  | 48 | https://www.unikeyic.com/media/about_us/Unikey_ISO_9001_Certification.pdf | https://www.unikeyic.com/products/pressure-sensors/78996-00000700-05/34968039.html
78996-00000800-01 | Honeywell | 2+: 71.39 4+: 70.07 8+: 68.739 16+: 67.419 50+: 66.099 | Industrial Pressure Sensors Pressure Switch - Pressure Sensors Transducers | [40 empty] | 50 |  | https://www.unikeyic.com/products/pressure-sensors/78996-00000800-01/34972110.html
79322-00250035-01 | Honeywell | 4+: 30.932 9+: 30.36 18+: 29.788 | Industrial Pressure Sensors, Transportation Pressure Switch | [40 empty] | 28 |  | https://www.unikeyic.com/products/pressure-sensors/79322-00250035-01/11013225.html
79670-0003 | molex | 8+: 7.777 80+: 7.458 200+: 7.161 | Molex 79670-0003 Cable Power Input PE2 Module | [40 empty] | 200 |  | https://www.unikeyic.com/products/pressure-sensors/79670-0003/23879068.html
79700-00002750-01 | Honeywell | 5: 25.212 11: 24.739 22: 24.277 44: 23.804 50: 23.342 | Vacuum, 1000psi Max | - |  |  | Industrial |  |  |  | 79700-00002750-01 Honeywell |  |  |  | - | - |  | - |  |  |  | 1000psi(Max) | -40℃~121℃ |  |  |  |  | - | [6 empty] | vacuum |  | On sale |  | bulk |  |  |  |  | 60 | https://www.unikeyic.com/media/datasheet/33/e8/9b78/33/d684f45fe979aee171e9320b3cf1a4c2.pdf | https://www.unikeyic.com/products/pressure-sensors/79700-00002750-01/35004851.html
7974973 | RS | 1: 286.531 5: 221.3784 | Sensata/Cynergy 3 Pressure Sensors, Maximum pressure reading400bar, Minimum pressure reading0bar | ±0.25 % |  |  | Industrial | [7 empty] | 32V | 400Pa |  | 9V |  | threaded mounting |  | - | -20℃~135℃ |  |  |  |  | Voltage | [6 empty] | relative | [8 empty] | 241 | https://www.unikeyic.com/media/about_us/Unikey_ISO_9001_Certification.pdf | https://www.unikeyic.com/products/pressure-sensors/7974973/26149866.html
7975037 | RS | 1: 301.1238 5: 247.8219 | RS PRO Pressure Sensors, Maximum pressure reading10bar, Minimum pressure reading0bar | ±0.25 % |  |  | Industrial | [7 empty] | 32V | 10Pa |  | 9V |  | threaded mounting |  | - | -20℃~135℃ |  |  |  |  | Voltage | [6 empty] | relative | [8 empty] | 1 | https://www.unikeyic.com/media/about_us/Unikey_ISO_9001_Certification.pdf | https://www.unikeyic.com/products/pressure-sensors/7975037/16300693.html
7975043 | RS | 1: 266.8303 5: 206.1568 | Sensata/Cynergy 3 Pressure Sensors, Maximum pressure reading1bar, Minimum pressure reading0bar | ±0.25 % |  |  | Industrial | [7 empty] | 32V | 1Pa |  | 9V |  | threaded mounting |  | - | -20℃~135℃ |  |  |  |  | Voltage | [6 empty] | relative | [8 empty] | 10 | https://www.unikeyic.com/media/about_us/Unikey_ISO_9001_Certification.pdf | https://www.unikeyic.com/products/pressure-sensors/7975043/17923214.html
7975049 | RS | 1: 244.9442 5: 201.5893 | RS PRO Pressure Sensor, Max 250bar Min 0bar | ±0.25 % |  |  | Industrial | [7 empty] | 12V | 250Pa |  | 3V |  |  |  | - | -20℃~135℃ |  |  |  |  | - | [6 empty] | relative | [8 empty] | 7 | https://www.unikeyic.com/media/about_us/Unikey_ISO_9001_Certification.pdf | https://www.unikeyic.com/products/pressure-sensors/7975049/12368606.html
7MF1565-3BD00-1AA1 | SIEMENS | 1: 318.7024 | Siemens Pressure Sensors, Maximum pressure reading2.5bar, Minimum pressure reading0bar | ±0.25% | [10 empty] | 33V | 2.5Pa |  | 7V |  | threaded mounting |  | - | 85℃(max) |  |  |  |  | Analog | [6 empty] | relative | [8 empty] | 18 | https://www.unikeyic.com/media/about_us/Unikey_ISO_9001_Certification.pdf | https://www.unikeyic.com/products/pressure-sensors/7mf1565-3bd00-1aa1/21789885.html
7MF1565-3CB10-1AA1 | SIEMENS | 1: 251.6873 | Absolute pressure 40Pa | - | [10 empty] | - | 40Pa |  | - |  |  |  | - | [5 empty] | - | [6 empty] | Absolute pressure | [8 empty] | 3 | https://www.unikeyic.com/media/about_us/Unikey_ISO_9001_Certification.pdf | https://www.unikeyic.com/products/pressure-sensors/7mf1565-3cb10-1aa1/18153409.html
803297 | Amphenol | 1: 202.2516 5: 188.9525 10: 183.9942 25: 178.0592 50: 173.993 | CCT1162/36BAR/REL/M10X1/SW24/MLK | - | [10 empty] | - | - |  | - |  |  |  | - | [5 empty] | - | [6 empty] | - |  |  |  | boxed |  |  |  |  | 30 | https://www.unikeyic.com/media/about_us/Unikey_ISO_9001_Certification.pdf | https://www.unikeyic.com/products/pressure-sensors/803297/694803770.html
80527-25.0H2-05 | Honeywell | 2: 61.457 5: 60.313 9: 59.18 18: 58.036 50: 56.903 150: 51.216 | PRESSURE SWITCHES-TRANS PRESSURE - Pressure Sensors Transducers | [5 empty] | 80527 | [9 empty] | 1 (Unlimited) | [12 empty] | Bulk | [7 empty] | * |  |  |  | 150 | https://www.unikeyic.com/media/about_us/Unikey_ISO_9001_Certification.pdf | https://www.unikeyic.com/products/pressure-sensors/80527-25-0h2-05/34979409.html
80541-B00000150-01 | Honeywell | 4: 31.988 | Board Mount Pressure Sensors PRESSURE SWITCH | - | [10 empty] | - | - |  | - |  |  |  | - | [5 empty] | - | [6 empty] | - |  | On sale |  | bulk |  |  |  |  | 8 | https://www.unikeyic.com/media/about_us/Unikey_ISO_9001_Certification.pdf | https://www.unikeyic.com/products/pressure-sensors/80541-b00000150-01/34952534.html
80541-B00000200-05 | Honeywell | 4+: 31.988 | Board Mount Pressure Sensors PRESSURE SWITCH | [40 empty] | 7 |  | https://www.unikeyic.com/products/pressure-sensors/80541-b00000200-05/35068115.html
80685-B00000660-05 | Honeywell | 4+: 31.988 9+: 31.405 18+: 30.811 35+: 30.217 50+: 29.623 150+: 26.664 500+: 26.07 | Industrial Pressure Sensors TRANSPORTATION PRESSURE SWITCH - Pressure Sensors Transducers | [40 empty] | 696 |  | https://www.unikeyic.com/products/pressure-sensors/80685-b00000660-05/35068234.html
80685-B00000660-22 | Honeywell | 2: 58.608 5: 57.519 | Industrial Pressure Sensors TRANSPORTATION PRESSURE SWITCH - Pressure Sensors Transducers | [5 empty] | 80685 | [9 empty] | 1 (Unlimited) | [12 empty] | Bulk | [5 empty] | 10469806 |  | * |  |  |  | 9 | https://www.unikeyic.com/media/about_us/Unikey_ISO_9001_Certification.pdf | https://www.unikeyic.com/products/pressure-sensors/80685-b00000660-22/11183380.html
81598-00000040-21 | Honeywell | 2+: 65.208 5+: 63.998 9+: 62.799 17+: 61.589 50+: 60.379 150+: 54.34 | Pressure Switches-Trans Pressure Switch | [40 empty] | 1426 | https://www.unikeyic.com/media/datasheet/1c/55/c5da/1c/ef60e5afc097de38cbbff7ce14f44ca9.pdf | https://www.unikeyic.com/products/pressure-sensors/81598-00000040-21/11056395.html
81794-B00001200-01 | Honeywell | 2+: 60.291 | Board Mount Pressure Sensors PRESSURE SWITCH | [40 empty] | 2 |  | https://www.unikeyic.com/products/pressure-sensors/81794-b00001200-01/35055683.html
81807-B00000011-01 | Honeywell | 15: 10.417 | PRESSURE SWITCHES-TRANS PRESSURE SWITCH - Industrial Pressure Sensors | [5 empty] | 81807 | [9 empty] | 1 (Unlimited) | [12 empty] | Bulk | [7 empty] | * |  |  |  | 45 | https://www.unikeyic.com/media/about_us/Unikey_ISO_9001_Certification.pdf | https://www.unikeyic.com/products/pressure-sensors/81807-b00000011-01/11123035.html
81808-B00000150-01 | Honeywell | 5: 26.081 11: 25.597 22: 25.113 43: 24.629 50: 24.145 150: 21.736 | Industrial Pressure Sensors PRESSURE SWITCH | - | [10 empty] | - | - |  | - |  |  |  | - | [5 empty] | - | [6 empty] | - |  | On sale |  | bulk |  |  |  |  | 209 | https://www.unikeyic.com/media/about_us/Unikey_ISO_9001_Certification.pdf | https://www.unikeyic.com/products/pressure-sensors/81808-b00000150-01/35039864.html
82-005G-CT | TE Connectivity | 2: 93.4996 50: 93.4996 | 82 Compensated Type, 19mm Diameter, Compact, Media Compatible, Piezoresistive Silicon Pressure Sensor, 316L Stainless Steel Housing | - | [6 empty] | 82-005G-CT TE Connectivity |  |  |  | - | - |  | - |  |  |  | - | [5 empty] | - | [6 empty] | - | [8 empty] | 8 | https://www.unikeyic.com/media/datasheet/3c/1b/1af3/3c/04b9e5030c9aa9afdf20f237813e5a9a.pdf | https://www.unikeyic.com/products/pressure-sensors/82-005g-ct/682424319.html
82-015A-R | TE Connectivity | 2+: 96.3406 25+: 96.3406 50+: 85.0007 | Pressure Sensor, Silicon Piezoresistive, 19mm Dia, Compact, Media Compatible, 316L Stainless Steel Housing | [40 empty] | 5 |  | https://www.unikeyic.com/products/pressure-sensors/82-015a-r/35065418.html
82-015G-C | TE Connectivity | 2+: 72.325 4+: 71.082 8+: 69.828 16+: 68.585 50+: 62.348 | Pressure Sensor, Silicon Piezoresistive, 19mm Dia, Compact, Media Compatible, 316L Stainless Steel Housing | [40 empty] | 131 | https://www.unikeyic.com/media/datasheet/c2/e0/da78/c2/26cb07b8a2e6104ba59b5837d332b424.pdf | https://www.unikeyic.com/products/pressure-sensors/82-015g-c/34967094.html
82-030A-2P | TE Connectivity | 1+: 352.1682 2+: 338.6187 | Pressure Sensor 0V to 0.1V 0psi to 30psi Absolute 6-Pin | [40 empty] | 2 | https://www.unikeyic.com/media/datasheet/3c/1b/1af3/3c/04b9e5030c9aa9afdf20f237813e5a9a.pdf | https://www.unikeyic.com/products/pressure-sensors/82-030a-2p/11225311.html
82-030A-C | TE Connectivity | 1: 99.6762 5: 97.2781 10: 94.3593 25: 92.4821 | Tyco Electronics, MEAS 82 Seriesseries Pressure Sensors, Maximum pressure reading30psi, Minimum pressure reading0psi | ±0.1% |  |  |  | Board Mount | 82-030 |  |  | Temperature Compensated |  |  |  |  | 90PSI (620.53kPa) |  | Not Applicable | [5 empty] | 30PSI (206.84kPa) | -40°C ~ 125°C | 0 mV ~ 100 mV |  | Wheatstone Bridge |  | - | Bulk | - | No Port |  | Absolute |  | 726392 |  | - | - | Cable with Connector | - | 44 | https://www.unikeyic.com/media/datasheet/c2/e0/da78/c2/26cb07b8a2e6104ba59b5837d332b424.pdf | https://www.unikeyic.com/products/pressure-sensors/82-030a-c/35032053.html
82-050A-A2423 | TE Connectivity | 1: 397.8193 2: 382.5213 4: 367.8062 10: 353.6616 30: 340.0513 | Pressure Sensor 19mm Diameter Compact Piezoresistive Silicon 316L Stainless Steel | - | [10 empty] | - | - |  | - |  |  |  | - | [5 empty] | - | [6 empty] | - | [8 empty] | 49 | https://www.unikeyic.com/media/about_us/Unikey_ISO_9001_Certification.pdf | https://www.unikeyic.com/products/pressure-sensors/82-050a-a2423/16550523.html
82-050G-A2240 | TE Connectivity | 1+: 320.5282 2+: 308.2049 5+: 296.3429 15+: 284.9544 40+: 273.9788 | Pressure Sensor, Silicon Piezoresistive, 19mm Dia, Compact, Media Compatible, 316L Stainless Steel Housing | [40 empty] | 107 |  | https://www.unikeyic.com/products/pressure-sensors/82-050g-a2240/4852843.html
82-050G-R | TE Connectivity | 2: 96.3406 25: 96.3406 50: 85.0007 | Pressure Sensor, Compensated, 19mm Dia, Silicon Piezoresistive, 316L Stainless Steel | - | [6 empty] | 82-050G-R TE Connectivity |  |  |  | - | - |  | - |  |  |  | - | [5 empty] | - | [6 empty] | - | [8 empty] | 3 | https://www.unikeyic.com/media/datasheet/3c/1b/1af3/3c/04b9e5030c9aa9afdf20f237813e5a9a.pdf | https://www.unikeyic.com/products/pressure-sensors/82-050g-r/11057798.html
82-050G-RT | TE Connectivity | 1: 334.565 2: 321.695 4: 309.32 10: 297.418 | Exhaust type metering Wheatstone Bridge 344.74KPa 1.03421MPa ±0.1% wire mounting | ±0.1% |  |  |  | Board Mount | 82-050 |  |  | Temperature Compensated |  |  |  |  | 150PSI (1034.21kPa) |  | Not Applicable | [5 empty] | 50PSI (344.74kPa) | -40°C ~ 125°C | 0 mV ~ 100 mV |  | Wheatstone Bridge |  | - | Tube | - | No Port |  | Vented Gauge |  | 14796044 |  | - | - | Flex Cable | - | 26 | https://www.unikeyic.com/media/datasheet/c2/e0/da78/c2/26cb07b8a2e6104ba59b5837d332b424.pdf | https://www.unikeyic.com/products/pressure-sensors/82-050g-rt/11265093.html
82-100G-RT | TE Connectivity | 2: 96.3406 25: 96.3406 50: 85.0007 | Pressure Sensor 19mm Diameter Compact Piezoresistive Silicon 316L Stainless Steel | - | [6 empty] | 82-100G-RT TE Connectivity |  |  |  | - | - |  | - |  |  |  | - | [5 empty] | - | [6 empty] | - | [8 empty] | 5 | https://www.unikeyic.com/media/datasheet/3c/1b/1af3/3c/04b9e5030c9aa9afdf20f237813e5a9a.pdf | https://www.unikeyic.com/products/pressure-sensors/82-100g-rt/35064825.html
82-300G-RT | TE Connectivity | 2+: 96.8627 25+: 96.8627 50+: 85.4613 | Pressure Sensor, Silicon Piezoresistive, 19mm Dia, Compact, Media Compatible, 316L Stainless Steel Housing | [40 empty] | 2 | https://www.unikeyic.com/media/datasheet/3c/1b/1af3/3c/04b9e5030c9aa9afdf20f237813e5a9a.pdf | https://www.unikeyic.com/products/pressure-sensors/82-300g-rt/681849164.html
82-500A-C | TE Connectivity | 2+: 96.3406 25+: 96.3406 50+: 85.0007 | Pressure Sensor, Silicon Piezoresistive, 19mm Dia, Compact, Media Compatible, 316L Stainless Steel Housing | [40 empty] | 3 | https://www.unikeyic.com/media/datasheet/3c/1b/1af3/3c/04b9e5030c9aa9afdf20f237813e5a9a.pdf | https://www.unikeyic.com/products/pressure-sensors/82-500a-c/682489204.html
82-500A-R | TE Connectivity | 2: 96.3406 | Pressure Sensor, Compensated, 19mm Dia, Silicon Piezoresistive, 316L Stainless Steel | - | [6 empty] | 82-500A-R TE Connectivity |  |  |  | - | - |  | - |  |  |  | - | [5 empty] | - | [6 empty] | - | [8 empty] | 2 | https://www.unikeyic.com/media/datasheet/3c/1b/1af3/3c/04b9e5030c9aa9afdf20f237813e5a9a.pdf | https://www.unikeyic.com/products/pressure-sensors/82-500a-r/35066368.html
82-500G-1R | TE Connectivity | 2: 101.9984 50: 101.9984 | Compensated Pressure Sensor, 19mm Dia, Small Form, Medium Compatible, Piezoresistive Si, 316L Stainless Steel Case | - | [6 empty] | 82-500G-1R TE Connectivity |  |  |  | - | - |  | - |  |  |  | - | [5 empty] | - | [6 empty] | - | [8 empty] | 4 | https://www.unikeyic.com/media/datasheet/3c/1b/1af3/3c/04b9e5030c9aa9afdf20f237813e5a9a.pdf | https://www.unikeyic.com/products/pressure-sensors/82-500g-1r/11266308.html
82088224 | WIKA | 1: 187.4193 | WIKA, A-10series Pressure Sensors, Maximum pressure reading4bar, Minimum pressure reading0bar | ±1 TO ±2.4 % | [10 empty] | - | 4Pa |  | - |  |  |  | - | [5 empty] | - | [6 empty] | vacuum, Absolute pressure, Gauge pressure | [8 empty] | 4 | https://www.unikeyic.com/media/about_us/Unikey_ISO_9001_Certification.pdf | https://www.unikeyic.com/products/pressure-sensors/82088224/255641524.html
8252.27.2530.01.19.34.40 | trafag | 1: 268.0884 6: 260.0424 11: 227.8692 | metering Analog Current 9V 32V ±0.5% DINRail installation，threaded mounting | ±0.5% |  |  | Industrial | [7 empty] | 32V | - |  | 9V |  | DINRail installation, threaded mounting |  | - | -40℃~125℃ |  |  |  |  | Analog Current | [6 empty] | metering |  | On sale |  | boxed |  |  |  |  | 16 | https://www.unikeyic.com/media/about_us/Unikey_ISO_9001_Certification.pdf | https://www.unikeyic.com/products/pressure-sensors/8252-27-2530-01-19-34-40/11270914.html
8252.G4.2530.01.17.34.40 | trafag | 1: 160.866 6: 156.0384 11: 136.7388 | metering 15V 32V ±0.5% DINRail installation，threaded mounting | ±0.5% |  |  | Industrial | [7 empty] | 32V | - |  | 15V |  | DINRail installation, threaded mounting |  | - | -40℃~125℃ |  |  |  |  | - | [6 empty] | metering |  | On sale |  | boxed |  |  |  |  | 8 | https://www.unikeyic.com/media/about_us/Unikey_ISO_9001_Certification.pdf | https://www.unikeyic.com/products/pressure-sensors/8252-g4-2530-01-17-34-40/34595.html
8252.G7.2530.01.19.34.40 | trafag | 1: 160.866 6: 156.0384 11: 136.7388 | metering Analog Current 9V 32V 689.48Kpa ±0.5% DINRail installation，threaded mounting | ±0.5% |  |  | Industrial | [7 empty] | 32V | 689.48Kpa |  | 9V |  | DINRail installation, threaded mounting |  | - | -40℃~125℃ |  |  |  |  | Analog Current | [6 empty] | metering |  | On sale |  | boxed |  |  |  |  | 5 | https://www.unikeyic.com/media/about_us/Unikey_ISO_9001_Certification.pdf | https://www.unikeyic.com/products/pressure-sensors/8252-g7-2530-01-19-34-40/35056610.html
8252.G7.2530.32.19 | trafag | 1: 160.866 6: 156.0384 11: 136.7388 | metering Analog Current 9V 32V 689.48Kpa ±0.5% threaded mounting | ±0.5% |  |  | Industrial |  |  |  | 8252.G7.2530.32.19 trafag |  |  |  | 32V | 689.48Kpa |  | 9V |  | threaded mounting |  | - | -40℃~125℃ |  |  |  |  | Analog Current | [6 empty] | metering |  |  |  | boxed |  |  |  |  | 4 | https://www.unikeyic.com/media/datasheet/35/44/61b5/35/ae0395923635db3ed28dea4c63e02c7d.pdf | https://www.unikeyic.com/products/pressure-sensors/8252-g7-2530-32-19/25516135.html
8252.G8.2530.01.17.34.40 | trafag | 1: 160.866 6: 156.0384 11: 136.7388 | metering 15V 32V 0Kpa~1034.21Kpa ±0.5% DINRail installation，threaded mounting | ±0.5% |  |  | Industrial | [7 empty] | 32V | 0Kpa~1034.21Kpa |  | 15V |  | DINRail installation, threaded mounting |  | - | -40℃~125℃ |  |  |  |  | - | [6 empty] | metering |  | On sale |  | boxed |  |  |  |  | 1 | https://www.unikeyic.com/media/about_us/Unikey_ISO_9001_Certification.pdf | https://www.unikeyic.com/products/pressure-sensors/8252-g8-2530-01-17-34-40/35023587.html
8252.G8.2530.01.19.34.40 | trafag | 1+: 160.866 6+: 156.0384 11+: 136.7388 | Analog Current Sensor 9V-32V 0kPa~1034.21kPa ±0.5% DIN Rail, Thread Mount | [40 empty] | 27 |  | https://www.unikeyic.com/products/pressure-sensors/8252-g8-2530-01-19-34-40/35067363.html
8252.G8.2530.01.23.34.40 | trafag | 1+: 268.0884 6+: 260.0424 11+: 227.8692 | Sensor, 4.75V-5.25V, 0kPa~1034.21kPa ±0.5%, DIN Rail Mount, Threaded Mount | [40 empty] | 10 |  | https://www.unikeyic.com/products/pressure-sensors/8252-g8-2530-01-23-34-40/35030644.html
8252.G8.2530.32.19 | trafag | 1+: 160.866 6+: 156.0384 11+: 136.7388 | Sensor 9V 32V 0Kpa~1034.21Kpa | [40 empty] | 6 |  | https://www.unikeyic.com/products/pressure-sensors/8252-g8-2530-32-19/22289071.html
8252.G8.2530.32.19.44 | trafag | 1+: 160.866 6+: 156.0384 11+: 136.7388 | Sensor 9V 32V 0Kpa~1034.21Kpa | [40 empty] | 22 |  | https://www.unikeyic.com/products/pressure-sensors/8252-g8-2530-32-19-44/22177238.html
8252.G9.2530.01.17.34.40 | trafag | 1: 160.866 6: 156.0384 11: 136.7388 | metering 15V 32V 0Kpa~1723.69Kpa ±0.5% DINRail installation，threaded mounting | ±0.5% |  |  | Industrial | [7 empty] | 32V | 0Kpa~1723.69Kpa |  | 15V |  | DINRail installation, threaded mounting |  | - | -40℃~125℃ |  |  |  |  | - | [6 empty] | metering |  | On sale |  | boxed |  |  |  |  | 4 | https://www.unikeyic.com/media/about_us/Unikey_ISO_9001_Certification.pdf | https://www.unikeyic.com/products/pressure-sensors/8252-g9-2530-01-17-34-40/11063858.html
8252.G9.2530.01.23.34.40 | trafag | 1: 268.0884 6: 260.0424 11: 227.8692 | 4.75V 5.25V 0Kpa~1723.69Kpa | - |  |  | Industrial | [7 empty] | 5.25V | 0Kpa~1723.69Kpa |  | 4.75V |  |  |  | - | -40℃~125℃ |  |  |  |  | - | [6 empty] | - | [8 empty] | 25 | https://www.unikeyic.com/media/about_us/Unikey_ISO_9001_Certification.pdf | https://www.unikeyic.com/products/pressure-sensors/8252-g9-2530-01-23-34-40/16616913.html
8252.H0.2530.01.23.34.40 | trafag | 1: 268.0884 6: 260.0424 11: 227.8692 | 4.75V 5.25V 0Kpa~2757.9Kpa | - |  |  | Industrial | [7 empty] | 5.25V | 0Kpa~2757.9Kpa |  | 4.75V |  |  |  | - | -40℃~125℃ |  |  |  |  | - | [6 empty] | - | [8 empty] | 8 | https://www.unikeyic.com/media/about_us/Unikey_ISO_9001_Certification.pdf | https://www.unikeyic.com/products/pressure-sensors/8252-h0-2530-01-23-34-40/10510529.html
8252.H1.2530.01.17.34.40 | trafag | 1: 160.866 6: 156.0384 11: 136.7388 | metering 15V 32V 0Kpa~3447.38Kpa ±0.5% DINRail installation，threaded mounting | ±0.5% |  |  | Industrial | [7 empty] | 32V | 0Kpa~3447.38Kpa |  | 15V |  | DINRail installation, threaded mounting |  | - | -40℃~125℃ |  |  |  |  | - | [6 empty] | metering |  | On sale |  | boxed |  |  |  |  | 19 | https://www.unikeyic.com/media/about_us/Unikey_ISO_9001_Certification.pdf | https://www.unikeyic.com/products/pressure-sensors/8252-h1-2530-01-17-34-40/11106005.html
8252.H3.2530.01.17.34.40 | trafag | 1: 160.866 6: 156.0384 11: 136.7388 | Metering IC, 15V-32V, ±0.5%, DIN Rail Mount, Threaded Mount | ±0.5% |  |  | Industrial |  |  |  | 8252.H3.2530.01.17.34.40 trafag |  |  |  | 32V | - |  | 15V |  | DINRail installation, threaded mounting |  | - | -40℃~125℃ |  |  |  |  | - | [6 empty] | metering |  |  |  | boxed |  |  |  |  | 1 | https://www.unikeyic.com/media/datasheet/35/44/61b5/35/ae0395923635db3ed28dea4c63e02c7d.pdf | https://www.unikeyic.com/products/pressure-sensors/8252-h3-2530-01-17-34-40/11574985.html
8252.H3.2530.01.19.34.40 | trafag | 1: 160.866 6: 156.0384 11: 136.7388 | Analog Current Meter 9V 32V ±0.5% DIN Rail Mount, Thread Mount | ±0.5% |  |  | Industrial |  |  |  | 8252.H3.2530.01.19.34.40 trafag |  |  |  | 32V | - |  | 9V |  | DINRail installation, threaded mounting |  | - | -40℃~125℃ |  |  |  |  | Analog Current | [6 empty] | metering |  |  |  | boxed |  |  |  |  | 13 | https://www.unikeyic.com/media/datasheet/35/44/61b5/35/ae0395923635db3ed28dea4c63e02c7d.pdf | https://www.unikeyic.com/products/pressure-sensors/8252-h3-2530-01-19-34-40/6336904.html
8252.H4.2530.01.17.34.40 | trafag | 1: 160.866 6: 156.0384 11: 136.7388 | 15V 32V 0Kpa~34473.79Kpa | - |  |  | Industrial | [7 empty] | 32V | 0Kpa~34473.79Kpa |  | 15V |  |  |  | - | -40℃~125℃ |  |  |  |  | - | [6 empty] | - | [8 empty] | 4 | https://www.unikeyic.com/media/about_us/Unikey_ISO_9001_Certification.pdf | https://www.unikeyic.com/products/pressure-sensors/8252-h4-2530-01-17-34-40/6301478.html
8252.H4.2530.01.19.34.40 | trafag | 1: 160.866 6: 156.0384 11: 136.7388 | 9V 32V 0Kpa~34473.79Kpa Sensor | - |  |  | Industrial |  |  |  | 8252.H4.2530.01.19.34.40 trafag |  |  |  | 32V | 0Kpa~34473.79Kpa |  | 9V |  |  |  | - | -40℃~125℃ |  |  |  |  | - | [6 empty] | - |  |  |  | boxed |  |  |  |  | 5 | https://www.unikeyic.com/media/datasheet/35/44/61b5/35/ae0395923635db3ed28dea4c63e02c7d.pdf | https://www.unikeyic.com/products/pressure-sensors/8252-h4-2530-01-19-34-40/13684287.html
8252.H7.2530.01.19.34.40 | trafag | 1: 160.866 6: 156.0384 11: 136.7388 | metering Analog Current 9V 32V 0Kpa~68947.57Kpa ±0.5% DINRail installation，threaded mounting | ±0.5% |  |  | Industrial | [7 empty] | 32V | 0Kpa~68947.57Kpa |  | 9V |  | DINRail installation, threaded mounting |  | - | -40℃~125℃ |  |  |  |  | Analog Current | [6 empty] | metering |  |  |  | boxed |  |  |  |  | 11 | https://www.unikeyic.com/media/about_us/Unikey_ISO_9001_Certification.pdf | https://www.unikeyic.com/products/pressure-sensors/8252-h7-2530-01-19-34-40/24711162.html
8252.HA.2530.01.23.34.40 | trafag | 1: 268.0884 6: 260.0424 11: 227.8692 | metering 4.75V 5.25V 0Kpa~2068.43Kpa ±0.5% DINRail installation，threaded mounting | ±0.5% |  |  | Industrial | [7 empty] | 5.25V | 0Kpa~2068.43Kpa |  | 4.75V |  | DINRail installation, threaded mounting |  | - | -40℃~125℃ |  |  |  |  | - | [6 empty] | metering |  |  |  | boxed |  |  |  |  | 25 | https://www.unikeyic.com/media/about_us/Unikey_ISO_9001_Certification.pdf | https://www.unikeyic.com/products/pressure-sensors/8252-ha-2530-01-23-34-40/27464259.html
82689-00000030-24 | Honeywell | 3: 47.509 6: 46.629 | Pressure Sensors TRANSPORTATION PRESSURE SWITCH - Board Mount Pressure Sensors | - | [10 empty] | - | - |  | - |  |  |  | - | [5 empty] | - | [6 empty] | - |  | On sale |  | bulk |  |  |  |  | 8 | https://www.unikeyic.com/media/about_us/Unikey_ISO_9001_Certification.pdf | https://www.unikeyic.com/products/pressure-sensors/82689-00000030-24/35054746.html
82691-00000100-24 | Honeywell | 3: 52.008 6: 51.051 11: 50.083 | Board Mount Pressure Sensors TRANSPORTATION PRESSURE SWITCH - Pressure Sensors Transducers | - | [10 empty] | - | - |  | - |  |  |  | - | [5 empty] | - | [6 empty] | - |  |  |  | bulk |  |  |  |  | 11 | https://www.unikeyic.com/media/about_us/Unikey_ISO_9001_Certification.pdf | https://www.unikeyic.com/products/pressure-sensors/82691-00000100-24/11213129.html
8285701 | RS | 1: 364.0445 5: 281.266 | Sensata/Cynergy 3 Pressure Sensors, Maximum pressure reading50mbar, Minimum pressure reading0bar | ±0.25% |  |  | Industrial | [7 empty] | 32V | 5KPa |  | 9V |  | threaded mounting |  | - | -20℃~125℃ |  |  |  |  | Voltage | [6 empty] | relative | [8 empty] | 8 | https://www.unikeyic.com/media/about_us/Unikey_ISO_9001_Certification.pdf | https://www.unikeyic.com/products/pressure-sensors/8285701/15550934.html
8285707 | RS | 1: 340.2555 5: 280.0259 | Sensata/Cynergy3 Pressure Sensor, Max 50mbar, Min 0bar | ±0.25% |  |  | Industrial | [7 empty] | 32V | 5KPa |  | 9V |  |  |  | - | -20℃~125℃ |  |  |  |  | Current | [6 empty] | relative | [8 empty] | 8 | https://www.unikeyic.com/media/about_us/Unikey_ISO_9001_Certification.pdf | https://www.unikeyic.com/products/pressure-sensors/8285707/32746199.html
8285717 | RS | 1: 293.6988 5: 226.9149 | Sensata/Cynergy 3 Pressure Sensors, Maximum pressure reading0.25bar, Minimum pressure reading0bar | ±0.25% |  |  | Industrial | [7 empty] | 32V | 0.25Pa |  | 9V |  | threaded mounting |  | - | -20℃~125℃ |  |  |  |  | Current | [6 empty] | relative | [8 empty] | 8 | https://www.unikeyic.com/media/about_us/Unikey_ISO_9001_Certification.pdf | https://www.unikeyic.com/products/pressure-sensors/8285717/23497259.html
8285723 | RS | 1: 274.5152 5: 225.9246 | RS PRO Pressure Sensor Max 500mbar Min 0bar | ±0.25% |  |  | Industrial | [7 empty] | 32V | 0.5Pa |  | 9V |  |  |  | - | -20℃~125℃ |  |  |  |  | - | [6 empty] | relative | [8 empty] | 4 | https://www.unikeyic.com/media/about_us/Unikey_ISO_9001_Certification.pdf | https://www.unikeyic.com/products/pressure-sensors/8285723/17038412.html
8285732 | RS | 1: 283.1841 | RS PRO Pressure Sensor, Max 0.75bar, Min 0bar | ±0.25% |  |  | Industrial | [7 empty] | 32V | 0.75Pa |  | 9V |  |  |  | - | -20℃~125℃ |  |  |  |  | Current | [6 empty] | relative | [8 empty] | 1 | https://www.unikeyic.com/media/about_us/Unikey_ISO_9001_Certification.pdf | https://www.unikeyic.com/products/pressure-sensors/8285732/29299578.html
8285782 | RS | 1: 386.7751 5: 318.3219 | RS PRO Pressure Sensors, Maximum pressure reading0.1bar, Minimum pressure reading0bar | ±0.25% |  |  | Industrial | [7 empty] | 32V | 0.1Pa |  | 14V |  |  |  | - | -20℃~125℃ |  |  |  |  | - | [6 empty] | relative | [8 empty] | 26 | https://www.unikeyic.com/media/about_us/Unikey_ISO_9001_Certification.pdf | https://www.unikeyic.com/products/pressure-sensors/8285782/21176785.html
8285811 | RS | 1: 331.584 5: 256.1845 | RS PRO Pressure Sensors, Maximum pressure reading1bar, Minimum pressure reading-1bar | ±0.25% |  |  | Industrial | [7 empty] | 32V | 1Pa |  | 9V |  | horizontal mounting |  | - | -20℃~125℃ |  |  |  |  | Current | [6 empty] | relative | [8 empty] | 12 | https://www.unikeyic.com/media/about_us/Unikey_ISO_9001_Certification.pdf | https://www.unikeyic.com/products/pressure-sensors/8285811/4309531.html
8287.G8.2530.05.17.40.58 | trafag | 1: 160.866 6: 156.0384 11: 136.7388 | 15V 32V 0Kpa~1034.21Kpa | - |  |  | Industrial | [7 empty] | 32V | 0Kpa~1034.21Kpa |  | 15V |  |  |  | - | -40℃~125℃ |  |  |  |  | - | [6 empty] | - | [8 empty] | 17 | https://www.unikeyic.com/media/about_us/Unikey_ISO_9001_Certification.pdf | https://www.unikeyic.com/products/pressure-sensors/8287-g8-2530-05-17-40-58/11747994.html
8287.H0.2530.05.19.40.58 | trafag | 1: 160.866 6: 156.0384 11: 136.7388 | 9V 32V 0kPa~2757.9kPa | - |  |  | Industrial | [7 empty] | 32V | 0Kpa~2757.9Kpa |  | 9V |  |  |  | - | -40℃~125℃ |  |  |  |  | - | [6 empty] | - | [8 empty] | 13 | https://www.unikeyic.com/media/about_us/Unikey_ISO_9001_Certification.pdf | https://www.unikeyic.com/products/pressure-sensors/8287-h0-2530-05-19-40-58/21523011.html
8287.H1.2530.05.17.40.58 | trafag | 1: 160.866 6: 156.0384 11: 136.7388 | metering 15V 32V 0Kpa~3447.38Kpa ±0.5% DINRail installation，threaded mounting | ±0.5% |  |  | Industrial | [7 empty] | 32V | 0Kpa~3447.38Kpa |  | 15V |  | DINRail installation, threaded mounting |  | - | -40℃~125℃ |  |  |  |  | - | [6 empty] | metering |  | On sale |  | boxed |  |  |  |  | 13 | https://www.unikeyic.com/media/about_us/Unikey_ISO_9001_Certification.pdf | https://www.unikeyic.com/products/pressure-sensors/8287-h1-2530-05-17-40-58/35052444.html
8287.H2.2530.05.17.40.58 | trafag | 1: 160.866 6: 156.0384 11: 136.7388 | 15V 32V 0Kpa~6894.76Kpa | - |  |  | Industrial | [7 empty] | 32V | 0Kpa~6894.76Kpa |  | 15V |  |  |  | - | -40℃~125℃ |  |  |  |  | - | [6 empty] | - | [8 empty] | 4 | https://www.unikeyic.com/media/about_us/Unikey_ISO_9001_Certification.pdf | https://www.unikeyic.com/products/pressure-sensors/8287-h2-2530-05-17-40-58/32785443.html
8287.H4.2530.05.17.40.58 | trafag | 1: 160.866 6: 156.0384 11: 136.7388 | 15V 32V 0Kpa~34473.79Kpa | - |  |  | Industrial | [7 empty] | 32V | 0Kpa~34473.79Kpa |  | 15V |  |  |  | - | -40℃~125℃ |  |  |  |  | - | [6 empty] | - | [8 empty] | 5 | https://www.unikeyic.com/media/about_us/Unikey_ISO_9001_Certification.pdf | https://www.unikeyic.com/products/pressure-sensors/8287-h4-2530-05-17-40-58/23734869.html
82CV-001G-R | TE Connectivity | 2+: 94.0062 | Pressure Sensor, Silicon Piezoresistive, Constant Voltage Supply, 19mm, 316L Stainless Steel | [40 empty] | 3 |  | https://www.unikeyic.com/products/pressure-sensors/82cv-001g-r/29771084.html
82CV-005G-RT | TE Connectivity | 1+: 113.2087 5+: 113.2087 10+: 111.1504 25+: 111.1504 100+: 111.1504 | TE Connectivity MEAS 82 Series Pressure Sensor, Max 5psi, Min 0psi | [40 empty] | 45 |  | https://www.unikeyic.com/products/pressure-sensors/82cv-005g-rt/6148903.html
82CV-015G-R | TE Connectivity | 3+: 49.885 6+: 47.883 24+: 45.969 | Vented Pressure Sensor, Wheatstone Bridge, 103.42kPa, 10V, 14V, 310.26kPa, ±0.1% | [40 empty] | 27 | https://www.unikeyic.com/media/datasheet/1d/99/8d40/1d/267f11610f1499a0171e23b1956b4e18.pdf | https://www.unikeyic.com/products/pressure-sensors/82cv-015g-r/10905231.html
82CV-100G-RT | TE Connectivity | 2: 96.3406 | Pressure Sensor, 19mm, 316L Stainless Steel, Constant Voltage Supply | - | [10 empty] | - | - |  | - |  |  |  | - | [5 empty] | - | [6 empty] | - | [8 empty] | 5 | https://www.unikeyic.com/media/about_us/Unikey_ISO_9001_Certification.pdf | https://www.unikeyic.com/products/pressure-sensors/82cv-100g-rt/7601325.html
83114154 | WIKA | 1: 167.7041 | WIKA, A-10series Pressure Sensors, Maximum pressure reading16bar, Minimum pressure reading0bar | ±1 TO ±2.4 % | [10 empty] | - | 16Pa |  | - |  |  |  | - | [5 empty] | - | [6 empty] | vacuum, Absolute pressure, Gauge pressure | [8 empty] | 1 | https://www.unikeyic.com/media/about_us/Unikey_ISO_9001_Certification.pdf | https://www.unikeyic.com/products/pressure-sensors/83114154/246174907.html
83271-00000040-04 | Honeywell | 4+: 30.932 9+: 30.36 18+: 29.788 | Industrial Pressure Sensors PRESSURE SWITCH | [40 empty] | 20 |  | https://www.unikeyic.com/products/pressure-sensors/83271-00000040-04/11076424.html
83276-B00000350-01 | Honeywell | 4+: 31.988 | Industrial Pressure Sensors PRESSURE SWITCH | [40 empty] | 8 |  | https://www.unikeyic.com/products/pressure-sensors/83276-b00000350-01/35059145.html
83286-00000150-01 | Honeywell | 4: 30.932 9: 30.36 | Pressure Switches-Trans | [5 empty] | 83286 | [9 empty] | 1 (Unlimited) | [12 empty] | Bulk | [5 empty] | 10470404 |  | * |  |  |  | 15 | https://www.unikeyic.com/media/datasheet/1c/55/c5da/1c/ef60e5afc097de38cbbff7ce14f44ca9.pdf | https://www.unikeyic.com/products/pressure-sensors/83286-00000150-01/35010676.html
83298-00000200-01 | Honeywell | 4: 30.932 | Vacuum, 500psi Max | - |  |  | Industrial | [7 empty] | - | - |  | - |  |  |  | 500psi(Max) | -40℃~121℃ |  |  |  |  | - | [6 empty] | vacuum |  | On sale |  | bulk |  |  |  |  | 8 | https://www.unikeyic.com/media/about_us/Unikey_ISO_9001_Certification.pdf | https://www.unikeyic.com/products/pressure-sensors/83298-00000200-01/11350957.html
83301-00000500-05 | Honeywell | 3+: 52.162 6+: 51.194 11+: 50.237 22+: 49.269 | Vacuum Analog 50psi 6 psi | [40 empty] | 48 |  | https://www.unikeyic.com/products/pressure-sensors/83301-00000500-05/34992548.html
83301-00000600-01 | Honeywell | 4+: 35.574 8+: 34.914 16+: 34.254 | Vacuum Basic 500psi(Max) | [40 empty] | 17 | https://www.unikeyic.com/media/datasheet/6d/b6/80da/6d/acc86abbceb1ba82d3f44356714c5e7b.pdf | https://www.unikeyic.com/products/pressure-sensors/83301-00000600-01/34942796.html
83316-00000400-05 | Honeywell | 2: 61.589 6: 58.652 23: 55.99 | Vacuum, 500psi Max | [5 empty] | 83316 | [9 empty] | 1 (Unlimited) | [12 empty] | Bulk | [7 empty] | * |  |  |  | 23 | https://www.unikeyic.com/media/about_us/Unikey_ISO_9001_Certification.pdf | https://www.unikeyic.com/products/pressure-sensors/83316-00000400-05/10946901.html
83350-04.0HG-05 | Honeywell | 2+: 73.557 4+: 72.204 | PRESSURE SWITCHES-TRANS PRESSURE | [40 empty] | 6 |  | https://www.unikeyic.com/products/pressure-sensors/83350-04-0hg-05/11115699.html
83416-00009430-05 | Honeywell | 3: 47.509 6: 46.629 | Industrial Pressure Sensors PRESSURE SWITCHES-TRANS PRESSURE SWITCH | - | [10 empty] | - | - |  | - |  |  |  | - | [5 empty] | - | [6 empty] | - |  | On sale |  | bulk |  |  |  |  | 6 | https://www.unikeyic.com/media/about_us/Unikey_ISO_9001_Certification.pdf | https://www.unikeyic.com/products/pressure-sensors/83416-00009430-05/11249100.html
83422-00000100-01 | Honeywell | 3+: 52.371 7+: 49.885 27+: 47.608 | Industrial Pressure Sensors PRESSURE SWITCH | [40 empty] | 39 | https://www.unikeyic.com/media/datasheet/2f/60/2b48/2f/4510753be71f871929362f411079819f.pdf | https://www.unikeyic.com/products/pressure-sensors/83422-00000100-01/35020475.html
83423-B00000060-21 | Honeywell | 2: 67.441 5: 66.198 | Industrial Pressure Switch | [5 empty] | 83423 | [9 empty] | 1 (Unlimited) | [12 empty] | Bulk | [7 empty] | * |  |  |  | 8 | https://www.unikeyic.com/media/about_us/Unikey_ISO_9001_Certification.pdf | https://www.unikeyic.com/products/pressure-sensors/83423-b00000060-21/11155402.html
83435-00000500-14 | Honeywell | 2: 59.741 5: 58.641 10: 57.53 19: 56.43 50: 55.319 150: 49.786 | Pressure Switch, SS | [5 empty] | 83435 | [9 empty] | 1 (Unlimited) | [12 empty] | Bulk | [7 empty] | * |  |  |  | 859 | https://www.unikeyic.com/media/about_us/Unikey_ISO_9001_Certification.pdf | https://www.unikeyic.com/products/pressure-sensors/83435-00000500-14/10962441.html
83541-00000040-14 | Honeywell | 4+: 30.932 | Industrial Pressure Sensors PRESSURE SW-TRANS | [40 empty] | 5 |  | https://www.unikeyic.com/products/pressure-sensors/83541-00000040-14/11163233.html
8380.G1.5730.35.PA.P1.61.44.ZS.Z1.Z2 | trafag | 1+: 400.6908 11+: 340.5888 | 15V 30V 0Kpa~103.42Kpa | [40 empty] | 2 |  | https://www.unikeyic.com/products/pressure-sensors/8380-g1-5730-35-pa-p1-61-44-zs-z1-z2/22373043.html
8380.G3.5730.35.PA.P1.61.44.ZS.Z1.Z2 | trafag | 1: 400.6908 11: 340.5888 | 15V 30V 0kPa~137.9kPa | - |  |  | Industrial | [7 empty] | 30V | 0Kpa~137.9Kpa |  | 15V |  |  |  | - | -25℃~85℃ |  |  |  |  | - | [6 empty] | - |  |  |  | boxed |  |  |  |  | 22 | https://www.unikeyic.com/media/about_us/Unikey_ISO_9001_Certification.pdf | https://www.unikeyic.com/products/pressure-sensors/8380-g3-5730-35-pa-p1-61-44-zs-z1-z2/17035763.html
8381.G8.2530.35.PA.P1.44.ZS.Z1.Z2 | trafag | 1+: 400.6908 11+: 340.5888 | 15V 30V 0Kpa~1034.21Kpa | [40 empty] | 15 |  | https://www.unikeyic.com/products/pressure-sensors/8381-g8-2530-35-pa-p1-44-zs-z1-z2/12070669.html
8381.H2.2530.35.PA.P1.44.ZS.Z1.Z2 | trafag | 1: 400.6908 11: 340.5888 | 15V 30V 0Kpa~6894.76Kpa | - |  |  | Industrial | [7 empty] | 30V | 0Kpa~6894.76Kpa |  | 15V |  |  |  | - | -25℃~85℃ |  |  |  |  | - | [6 empty] | - |  |  |  | boxed |  |  |  |  | 9 | https://www.unikeyic.com/media/about_us/Unikey_ISO_9001_Certification.pdf | https://www.unikeyic.com/products/pressure-sensors/8381-h2-2530-35-pa-p1-44-zs-z1-z2/6035064.html
8381.H4.2530.35.PA.P1.44.ZS.Z1.Z2 | trafag | 1: 400.6908 11: 340.5888 | metering 15V 30V 0Kpa~34473.79Kpa ±0.5% | ±0.5% |  |  | Industrial |  |  |  | 8381.H4.2530.35.PA.P1.44.ZS.Z1.Z2 trafag |  |  |  | 30V | 0Kpa~34473.79Kpa |  | 15V |  |  |  | - | -25℃~85℃ |  |  |  |  | - | [6 empty] | metering |  |  |  | boxed |  |  |  |  | 15 | https://www.unikeyic.com/media/datasheet/b4/40/94dc/b4/b6cd53dbdb6b8a5d4959cee6948ba76f.pdf | https://www.unikeyic.com/products/pressure-sensors/8381-h4-2530-35-pa-p1-44-zs-z1-z2/12321182.html
8472.23.5930.05.19.58.61.T2 | trafag | 1: 160.866 6: 156.0384 11: 136.7388 | metering Analog Current 9V 30V ±0.5% DINRail installation，threaded mounting | ±0.5% |  |  | Industrial |  |  |  | 8472.23.5930.05.19.58.61.T2 trafag |  |  |  | 30V | - |  | 9V |  | DINRail installation, threaded mounting |  | - | -25℃~125℃ |  |  |  |  | Analog Current | [6 empty] | metering |  |  |  | bulk |  |  |  |  | 19 | https://www.unikeyic.com/media/datasheet/df/e2/1292/df/9220d8ac2d1d28b19116a7f7eae70bc1.pdf | https://www.unikeyic.com/products/pressure-sensors/8472-23-5930-05-19-58-61-t2/694470423.html
8472.HA.5730.51.19.61.T2 | trafag | 1: 160.866 6: 156.0384 11: 136.7388 | metering Analog Current 9V 30V 0Kpa~2068.43Kpa ±0.5% threaded mounting | ±0.5% |  |  | Industrial | [7 empty] | 30V | 0Kpa~2068.43Kpa |  | 9V |  | threaded mounting |  | - | -25℃~125℃ |  |  |  |  | Analog Current | [6 empty] | metering |  |  |  | boxed |  |  |  |  | 5 | https://www.unikeyic.com/media/about_us/Unikey_ISO_9001_Certification.pdf | https://www.unikeyic.com/products/pressure-sensors/8472-ha-5730-51-19-61-t2/24063025.html
8473.F9.5430.05.19.58.40.61.T2 | trafag | 1: 268.0884 6: 260.0424 11: 227.8692 | 9V 30V 0Kpa~34.47Kpa | - |  |  | Industrial | [7 empty] | 30V | 0Kpa~34.47Kpa |  | 9V |  |  |  | - | -25℃~125℃ |  |  |  |  | - | [6 empty] | - | [8 empty] | 9 | https://www.unikeyic.com/media/about_us/Unikey_ISO_9001_Certification.pdf | https://www.unikeyic.com/products/pressure-sensors/8473-f9-5430-05-19-58-40-61-t2/3378860.html
8473.G0.5430.05.17.58.40.61.T2 | trafag | 1: 268.0884 6: 260.0424 11: 227.8692 | 15V 30V 0Kpa~68.95Kpa | - |  |  | Industrial | [7 empty] | 30V | 0Kpa~68.95Kpa |  | 15V |  |  |  | - | -25℃~125℃ |  |  |  |  | - | [6 empty] | - | [8 empty] | 11 | https://www.unikeyic.com/media/about_us/Unikey_ISO_9001_Certification.pdf | https://www.unikeyic.com/products/pressure-sensors/8473-g0-5430-05-17-58-40-61-t2/14175510.html
8473.G1.5430.05.17.58.40.61.T2 | trafag | 1+: 268.0884 6+: 260.0424 11+: 227.8692 | 15V 30V 0Kpa~103.42Kpa | [40 empty] | 6 |  | https://www.unikeyic.com/products/pressure-sensors/8473-g1-5430-05-17-58-40-61-t2/11254714.html
8473.G1.5430.05.19.58.40.61.T2 | trafag | 1+: 268.0884 6+: 260.0424 11+: 227.8692 | 9V 30V 0kPa~103.42kPa | [40 empty] | 16 |  | https://www.unikeyic.com/products/pressure-sensors/8473-g1-5430-05-19-58-40-61-t2/9484133.html
85-015-G-FC | TE Connectivity | 1+: 113.333 3+: 111.375 5+: 109.428 10+: 107.47 | TE Connectivity 85 Series Pressure Sensor Max 15psi Min 0psi | [40 empty] | 30 | https://www.unikeyic.com/media/datasheet/c0/c8/a1e3/c0/e573603489e1dad42b29fcd735041a97.pdf | https://www.unikeyic.com/products/pressure-sensors/85-015-g-fc/10970231.html
85-030A-0R | TE Connectivity | 2+: 79.343 4+: 77.979 7+: 76.604 14+: 75.24 | TE Connectivity MEAS 85 Series Pressure Sensor, 30psi Max, 0psi Min | [40 empty] | 32 | https://www.unikeyic.com/media/datasheet/d9/4b/4474/d94b4474878f03475e930eb602dfe449.pdf | https://www.unikeyic.com/products/pressure-sensors/85-030a-0r/35043276.html
85-030G-0CT | TE Connectivity | 2+: 88.0492 4+: 86.5355 7+: 85.0096 | Pressure Sensor, 0V to 0.1V, 0psi to 30psi, Gage, 6-Pin | [40 empty] | 9 | https://www.unikeyic.com/media/datasheet/df/82/568a/df82568acf4a7355ee9bf4a566752e2b.pdf | https://www.unikeyic.com/products/pressure-sensors/85-030g-0ct/98494695.html
85-030G-0R | TE Connectivity | 2: 79.343 4: 77.979 7: 76.604 14: 75.24 | Compensated Silicon Piezoresistive Pressure Sensor, 316L Stainless Steel, Compact | ±0.1% |  |  |  | Board Mount | 85-030 |  |  | Temperature Compensated |  |  |  |  | 90PSI (620.53kPa) |  | Not Applicable | [5 empty] | 30PSI (206.84kPa) | -40°C ~ 125°C | 0 mV ~ 100 mV |  | Wheatstone Bridge |  | Cylinder | Tube | - | No Port |  | Vented Gauge |  |  |  | - | - | Cable with Connector | - | 19 | https://www.unikeyic.com/media/datasheet/eb/0a/85e6/eb/df6336c54e12af5e73fa5bc1dc5dfb08.pdf | https://www.unikeyic.com/products/pressure-sensors/85-030g-0r/34996223.html
85-030G-4R | TE Connectivity | 2: 101.387 50: 101.387 | Compensated Silicon Piezoresistive Pressure Sensor, 316L Stainless Steel, Compact | ±0.1% |  |  |  | Board Mount | 85-030 |  |  | Temperature Compensated |  |  |  |  | 90PSI (620.53kPa) |  | Not Applicable | [5 empty] | 30PSI (206.84kPa) | -40°C ~ 125°C | 0 mV ~ 100 mV |  | Wheatstone Bridge |  | Cylinder | Tube | - | No Port |  | Vented Gauge |  | 5277575 |  | - | - | Cable with Connector | - | 6 | https://www.unikeyic.com/media/datasheet/6a/25/c696/6a25c69607c7df07e320c061c3dd19dd.pdf | https://www.unikeyic.com/products/pressure-sensors/85-030g-4r/10934249.html
85-030G-FCT | TE Connectivity | 1: 133.2013 50: 133.2013 | Pressure Sensor, 0V to 0.1V, 0psi to 30psi, Gage, 6-Pin | - | [10 empty] | - | - |  | - |  |  |  | - | [5 empty] | - | [6 empty] | - | [8 empty] | 1 | https://www.unikeyic.com/media/about_us/Unikey_ISO_9001_Certification.pdf | https://www.unikeyic.com/products/pressure-sensors/85-030g-fct/11079946.html
85-030G-FR | TE Connectivity | 1: 125.091 3: 122.9298 5: 120.7809 | Pressure Sensor 0V to 0.1V 0psi to 30psi Gage 6-Pin | - | [6 empty] | 85-030G-FR TE Connectivity |  |  |  | - | - |  | - |  |  |  | - | [5 empty] | - | [6 empty] | - | [8 empty] | 9 | https://www.unikeyic.com/media/datasheet/df/82/568a/df82568acf4a7355ee9bf4a566752e2b.pdf | https://www.unikeyic.com/products/pressure-sensors/85-030g-fr/10996965.html
85-050G-0CT | TE Connectivity | 2: 87.5746 4: 86.0691 7: 84.5515 14: 83.0459 | Pressure Sensor, 0V to 0.1V, 0psi to 50psi, Gage, 6-Pin | - | [6 empty] | 85-050G-0CT TE Connectivity |  |  |  | - | - |  | - |  |  |  | - | [5 empty] | - | [6 empty] | - | [8 empty] | 14 | https://www.unikeyic.com/media/datasheet/df/82/568a/df82568acf4a7355ee9bf4a566752e2b.pdf | https://www.unikeyic.com/products/pressure-sensors/85-050g-0ct/682106464.html
85-100-A-FC | TE Connectivity | 1: 113.333 3: 111.375 5: 109.428 10: 107.47 50: 97.702 | Tyco Electronics, 85series Pressure Sensors, Maximum pressure reading100psi, Minimum pressure reading0psi | ±0.1% |  |  |  | Board Mount | 85-100 |  |  | Temperature Compensated |  |  |  |  | 300PSI (2068.43kPa) |  | Not Applicable | [5 empty] | 100PSI (689.48kPa) | -40°C ~ 125°C | 0 mV ~ 100 mV |  | Wheatstone Bridge |  | Cylinder | Tube | - | No Port |  | Absolute |  | 5277581 |  | - | - | Cable with Connector | - | 60 | https://www.unikeyic.com/media/datasheet/ce/05/e234/ce05e23422bca7ce4fed8233a7019365.pdf | https://www.unikeyic.com/products/pressure-sensors/85-100-a-fc/11054047.html
85-100A-0R | TE Connectivity | 2: 79.343 4: 77.979 7: 76.604 14: 75.24 | Tyco Electronics, MEAS 85 Seriesseries Pressure Sensors, Maximum pressure reading100psi, Minimum pressure reading0psi | ±0.1% |  |  |  | Board Mount | 85-100 |  |  | Temperature Compensated |  |  |  |  | 300PSI (2068.43kPa) |  | Not Applicable | [5 empty] | 100PSI (689.48kPa) | -40°C ~ 125°C | 0 mV ~ 100 mV |  | Wheatstone Bridge |  | Cylinder | Tube | - | No Port |  | Absolute |  | 5277577 |  | - | - | Cable with Connector | - | 67 | https://www.unikeyic.com/media/datasheet/00/00/e5a8/0000e5a8c8f5c57bf34910bbfa082d73.pdf | https://www.unikeyic.com/products/pressure-sensors/85-100a-0r/35010991.html
85-100A-4C | TE Connectivity | 2+: 111.9057 50+: 111.9057 | Industrial Pressure Sensors SilPressSensor In316LSS House | [40 empty] | 3 | https://www.unikeyic.com/media/datasheet/eb/0a/85e6/eb/df6336c54e12af5e73fa5bc1dc5dfb08.pdf | https://www.unikeyic.com/products/pressure-sensors/85-100a-4c/35031211.html
85-300A-02EK-U10K | TE Connectivity | 1+: 591.6781 3+: 568.9255 | Pressure Sensor, Silicon Piezoresistive, 316L Stainless Steel, Compact, Compatible with Media | [40 empty] | 5 |  | https://www.unikeyic.com/products/pressure-sensors/85-300a-02ek-u10k/27978719.html
85-300A-FP | TE Connectivity | 1+: 125.091 3+: 122.9298 5+: 120.7809 | Pressure Sensor, Absolute, 0V-0.1V, 0-300psi, 6-Pin | [40 empty] | 7 | https://www.unikeyic.com/media/datasheet/df/82/568a/df82568acf4a7355ee9bf4a566752e2b.pdf | https://www.unikeyic.com/products/pressure-sensors/85-300a-fp/35003481.html
85-300G-0UT | TE Connectivity | 2+: 83.9687 60+: 83.9687 | Pressure Sensor, 0V to 0.1V, 0psi to 300psi, Gage, 5-Pin | [40 empty] | 6 |  | https://www.unikeyic.com/products/pressure-sensors/85-300g-0ut/643759609.html
85-300G-4R | TE Connectivity | 1: 166.4388 25: 114.5448 50: 110.4516 | Compensated Silicon Piezoresistive Pressure Sensor, 316L Stainless Steel, Compact | ±0.1% |  |  |  | Board Mount | 85-300 |  |  | Temperature Compensated |  |  |  |  | 900PSI (6205.28kPa) |  | Not Applicable | [5 empty] | 300PSI (2068.43kPa) | -40°C ~ 125°C | 0 mV ~ 100 mV |  | Wheatstone Bridge |  | Cylinder | Tube | - | No Port |  | Vented Gauge |  | 5277586 |  | - | - | Cable with Connector | - | 6 | https://www.unikeyic.com/media/datasheet/eb/0a/85e6/eb/df6336c54e12af5e73fa5bc1dc5dfb08.pdf | https://www.unikeyic.com/products/pressure-sensors/85-300g-4r/35058455.html
85-500A-22CL-U51 | TE Connectivity | 30+: 42.1874 60+: 40.5029 | Pressure Sensor, Silicon Piezoresistive, 316L Stainless Steel, Compact, Compatible with Media | [40 empty] | 79 |  | https://www.unikeyic.com/products/pressure-sensors/85-500a-22cl-u51/19501885.html
85-500G-03EK-U10K | TE Connectivity | 1+: 640.1216 | Pressure Sensor, Silicon Piezoresistive, 316L Stainless Steel, Compact, Compatible with Media | [40 empty] | 1 |  | https://www.unikeyic.com/products/pressure-sensors/85-500g-03ek-u10k/16764614.html
85-500G-XR-10420 | TE Connectivity | 1: 454.9801 4: 437.4846 8: 420.6569 | 85 Compensated Small Form Factor Pressure Sensor, 316L Stainless Steel, SMD | - | [10 empty] | - | - |  | - |  | PCBinstall, SMD mount |  | - | [5 empty] | - | [6 empty] | - | [8 empty] | 8 | https://www.unikeyic.com/media/about_us/Unikey_ISO_9001_Certification.pdf | https://www.unikeyic.com/products/pressure-sensors/85-500g-xr-10420/8084407.html
85BSD-050PG4-3AIR | TE Connectivity | 1+: 145.5004 3+: 142.9872 5+: 140.4861 9+: 137.9728 | Pressure Sensor, 0psi to 50psi Gage, 5-Pin | [40 empty] | 19 | https://www.unikeyic.com/media/datasheet/a3/d6/8db3/a3/076226381cb2ae4c473d35773a1a9cbc.pdf | https://www.unikeyic.com/products/pressure-sensors/85bsd-050pg4-3air/35039262.html
85BSD002BA0-3BIC | TE Connectivity | 1+: 175.8899 2+: 168.848 8+: 162.0974 20+: 155.6141 | PRESSISOBACK-SIDE DIGITAL | [40 empty] | 35 |  | https://www.unikeyic.com/products/pressure-sensors/85bsd002ba0-3bic/695503901.html
85BSD002BA8-3AJR | TE Connectivity | 1+: 145.5004 3+: 142.9872 5+: 140.4861 9+: 137.9728 | TE Connectivity PRESS ISO BACK-SIDE DIGITAL | [40 empty] | 28 |  | https://www.unikeyic.com/products/pressure-sensors/85bsd002ba8-3ajr/691299600.html
85CV-050V-8R | TE Connectivity | 2+: 115.1473 50+: 115.1473 | Pressure Sensor, Silicon Piezoresistive, 316L Stainless Steel, Vacuum/Constant Voltage Supply, Compact, Media Compatible | [40 empty] | 4 |  | https://www.unikeyic.com/products/pressure-sensors/85cv-050v-8r/682563096.html
85CV-100V-8R | TE Connectivity | 2+: 115.7713 50+: 115.7713 | Pressure Sensor, Silicon Piezoresistive, 316L Stainless Steel, Vacuum/Constant Voltage Supply, Compact, Media Compatible | [40 empty] | 2 |  | https://www.unikeyic.com/products/pressure-sensors/85cv-100v-8r/682229709.html
86-005A-C | TE Connectivity | 2+: 88.2689 4+: 86.7552 7+: 85.2294 14+: 83.7035 | Pressure Sensor, Silicon Piezoresistive, Compensated, Compact, 316L Stainless Steel Package | [40 empty] | 18 | https://www.unikeyic.com/media/datasheet/a1/a3/c334/a1/ff48f025e2761d7f21a56d62dcb8628d.pdf | https://www.unikeyic.com/products/pressure-sensors/86-005a-c/5519.html
86-015A-R | TE Connectivity | 2: 72.325 4: 71.082 8: 69.828 | Compensated Silicon Piezoresistive Pressure Sensor, Compact, 316L Stainless Steel | ±0.1% |  |  |  | Board Mount | 86-015 |  |  | Temperature Compensated |  |  |  |  | 45PSI (310.26kPa) |  | Not Applicable | [5 empty] | 15PSI (103.42kPa) | -40°C ~ 125°C | 0 mV ~ 100 mV |  | Wheatstone Bridge |  | Cylinder | Tube | - | No Port |  | Absolute |  | 5277591 |  | - | - | Cable with Connector | - | 13 | https://www.unikeyic.com/media/datasheet/a1/a3/c334/a1/ff48f025e2761d7f21a56d62dcb8628d.pdf | https://www.unikeyic.com/products/pressure-sensors/86-015a-r/11069874.html
86-100A-R | TE Connectivity | 1+: 76.2532 | TE Connectivity Pressure Sensor, Max 100psi, Min 0psi | [40 empty] | 10 | https://www.unikeyic.com/media/datasheet/a1/a3/c334/a1/ff48f025e2761d7f21a56d62dcb8628d.pdf | https://www.unikeyic.com/products/pressure-sensors/86-100a-r/35034012.html
86-100G-R | TE Connectivity | 1+: 106.1452 | TE Connectivity MEAS 86 Series Pressure Sensor, 0psi~100psi | [40 empty] | 1 | https://www.unikeyic.com/media/datasheet/a1/a3/c334/a1/ff48f025e2761d7f21a56d62dcb8628d.pdf | https://www.unikeyic.com/products/pressure-sensors/86-100g-r/34991002.html
86-100G-RT | TE Connectivity | 2: 72.325 4: 71.082 8: 69.828 | Pressure Sensor, Compensated, Silicon Piezoresistive, 316L Stainless Steel, Compact, Media Compatible | ±0.1% |  |  |  | Board Mount | 86-100 |  |  | Temperature Compensated |  |  |  |  | 300PSI (2068.43kPa) |  | Not Applicable | [5 empty] | 100PSI (689.48kPa) | -40°C ~ 125°C | 0 mV ~ 100 mV |  | Wheatstone Bridge |  | Cylinder | Tube | - | No Port |  | Vented Gauge |  | 5277602 |  | - | - | Cable with Connector | - | 14 | https://www.unikeyic.com/media/datasheet/a1/a3/c334/a1/ff48f025e2761d7f21a56d62dcb8628d.pdf | https://www.unikeyic.com/products/pressure-sensors/86-100g-rt/34987540.html
86-300G-RT | TE Connectivity | 2: 72.325 4: 71.082 8: 69.828 16: 68.585 60: 62.348 | Tyco Electronics, MEAS 86 Seriesseries Pressure Sensors, Maximum pressure reading300psi, Minimum pressure reading0psi | ±0.1% |  |  |  | Board Mount |  |  |  | Temperature Compensated |  |  |  |  | 900PSI (6205.28kPa) |  | Not Applicable | [5 empty] | 300PSI (2068.43kPa) | -40°C ~ 125°C | 0 mV ~ 100 mV |  | Wheatstone Bridge |  | Cylinder | Tube | - | No Port |  | Vented Gauge |  | 5277604 |  | - | - | Cable with Connector | - | 60 | https://www.unikeyic.com/media/datasheet/a1/a3/c334/a1/ff48f025e2761d7f21a56d62dcb8628d.pdf | https://www.unikeyic.com/products/pressure-sensors/86-300g-rt/35063939.html
86-500G-CT | TE Connectivity | 204: 33.0164 612: 32.4568 1,224: 31.3376 | Gauge, 0psi~500psi | - |  |  | Industrial | [7 empty] | - | - |  | - |  |  |  | 0psi~500psi | -40℃~125℃ |  |  |  |  | - | [6 empty] | metering | [8 empty] | 204 | https://www.unikeyic.com/media/about_us/Unikey_ISO_9001_Certification.pdf | https://www.unikeyic.com/products/pressure-sensors/86-500g-ct/11099320.html
86A3C-000000-002PG | TE Connectivity | 1: 298.5648 2: 293.3319 4: 288.0869 | Pressure Sensor 0.5V to 4.5V 0psi to 2psi Gage 3-Pin | - | [6 empty] | 86A3C-000000-002PG TE Connectivity |  |  |  | - | - |  | - |  |  |  | - | [5 empty] | - | [6 empty] | - | [8 empty] | 10 | https://www.unikeyic.com/media/datasheet/3e/ce/0826/3ece08265a52ec378832460f5cfc91e7.pdf | https://www.unikeyic.com/products/pressure-sensors/86a3c-000000-002pg/34989060.html
86A3C-000000-005PG | TE Connectivity | 1: 328.4079 2: 322.6408 4: 316.8858 | Pressure Sensor, 0.5V to 4.5V, 0psi to 5psi Gage, 3-Pin | - | [10 empty] | - | - |  | - |  |  |  | - | [5 empty] | - | [6 empty] | - | [8 empty] | 38 | https://www.unikeyic.com/media/about_us/Unikey_ISO_9001_Certification.pdf | https://www.unikeyic.com/products/pressure-sensors/86a3c-000000-005pg/34962463.html
86A3C-000000-150PG | TE Connectivity | 1: 323.5272 | Pressure Sensor 0.5V to 4.5V 0psi to 150psi Gage 3-Pin | - | [6 empty] | 86A3C-000000-150PG TE Connectivity |  |  |  | - | - |  | - |  |  |  | - | [5 empty] | - | [6 empty] | - | [8 empty] | 2 | https://www.unikeyic.com/media/datasheet/3e/ce/0826/3ece08265a52ec378832460f5cfc91e7.pdf | https://www.unikeyic.com/products/pressure-sensors/86a3c-000000-150pg/11288573.html
86A3R-000000-001BG | TE Connectivity | 1: 298.5648 2: 293.3319 4: 288.0869 | Pressure Sensor 0.5V to 4.5V 0bar to 1bar Gage 3-Pin | - | [6 empty] | 86A3R-000000-001BG TE Connectivity |  |  |  | - | - |  | - |  |  |  | - | [5 empty] | - | [6 empty] | - | [8 empty] | 10 | https://www.unikeyic.com/media/datasheet/3e/ce/0826/3ece08265a52ec378832460f5cfc91e7.pdf | https://www.unikeyic.com/products/pressure-sensors/86a3r-000000-001bg/11029747.html
86A3R-000000-002BG | TE Connectivity | 1: 298.5648 2: 293.3319 4: 288.0869 | Pressure Sensor 0.5V to 4.5V 0bar to 2bar Gage 3-Pin | - | [6 empty] | 86A3R-000000-002BG TE Connectivity |  |  |  | - | - |  | - |  |  |  | - | [5 empty] | - | [6 empty] | - | [8 empty] | 4 | https://www.unikeyic.com/media/datasheet/3e/ce/0826/3ece08265a52ec378832460f5cfc91e7.pdf | https://www.unikeyic.com/products/pressure-sensors/86a3r-000000-002bg/88926183.html
86A3R-000000-002PG | TE Connectivity | 1: 298.5648 2: 293.3319 | Pressure Sensor 0.5V to 4.5V 0psi to 2psi Gage 3-Pin | - | [6 empty] | 86A3R-000000-002PG TE Connectivity |  |  |  | - | - |  | - |  |  |  | - | [5 empty] | - | [6 empty] | - | [8 empty] | 3 | https://www.unikeyic.com/media/datasheet/3e/ce/0826/3ece08265a52ec378832460f5cfc91e7.pdf | https://www.unikeyic.com/products/pressure-sensors/86a3r-000000-002pg/11089436.html
86A3R-000000-005PG | TE Connectivity | 1: 297.539 2: 292.314 4: 287.1 60: 260.997 | Tyco Electronics, 86Aseries Pressure Sensors, Maximum pressure reading35bar, Minimum pressure reading0.7bar | ±1% |  |  |  | Board Mount | 86A3R |  |  | Amplified Output, Temperature Compensated |  |  |  |  | 15PSI (103.42kPa) |  | 1 (Unlimited) | [5 empty] | 5PSI (34.47kPa) | -20°C ~ 85°C | 0.5 V ~ 4.5 V |  | Analog Voltage |  | Module | Tube | - | No Port |  | Vented Gauge |  | 5277607 |  | - | - | Cable with Connector | 4.75V ~ 5.25V | 427 | https://www.unikeyic.com/media/datasheet/e5/b6/139c/e5/c7c7f93c1517f59a18e80aa445099bda.pdf | https://www.unikeyic.com/products/pressure-sensors/86a3r-000000-005pg/11149565.html
86BSD001PG-3AIC | TE Connectivity | 1+: 129.1583 | Industrial Pressure Transducer | [40 empty] | 3 | https://www.unikeyic.com/media/datasheet/98/af/23cf/98/1680cc1e6c2462aa1480a70d753afa15.pdf | https://www.unikeyic.com/products/pressure-sensors/86bsd001pg-3aic/34959484.html
86BSD005PG-3AIC | TE Connectivity | 2+: 121.2787 3+: 119.1904 6+: 117.0899 | Industrial Pressure Transducer | [40 empty] | 6 | https://www.unikeyic.com/media/datasheet/98/af/23cf/98/1680cc1e6c2462aa1480a70d753afa15.pdf | https://www.unikeyic.com/products/pressure-sensors/86bsd005pg-3aic/333249425.html
86BSD015PG-3AIC | TE Connectivity | 1: 146.4264 5: 136.1772 10: 132.354 30: 126.954 60: 123.7788 | 86BSD It is a compact、，encapsulated in 316L 。 | ±0.25% |  |  |  | Board Mount | 86BS |  |  | Amplified Output, Temperature Compensated |  |  |  |  | 30PSI (206.84kPa) |  | 1 (Unlimited) | [5 empty] | 15PSI (103.42kPa) | -40°C ~ 125°C | 14 b |  | I²C, SPI |  | Module | Tube | - | No Port |  | Vented Gauge |  |  |  | 86BSD | - | Cable with Connector | 3.3V | 22 | https://www.unikeyic.com/media/datasheet/ab/1e/1572/ab/e98604ac6d3e16126faed27029a2400f.pdf | https://www.unikeyic.com/products/pressure-sensors/86bsd015pg-3aic/35035190.html
86BSD100PA-3BIR | TE Connectivity | 1: 129.1583 | Industrial Pressure Transducer | - | [6 empty] | 86BSD100PA-3BIR TE Connectivity |  |  |  | - | - |  | - |  |  |  | - | [5 empty] | - | [6 empty] | - | [8 empty] | 5 | https://www.unikeyic.com/media/datasheet/98/af/23cf/98/1680cc1e6c2462aa1480a70d753afa15.pdf | https://www.unikeyic.com/products/pressure-sensors/86bsd100pa-3bir/11297472.html
86BSD150PG-3AIP | TE Connectivity | 2+: 121.2787 3+: 119.1904 6+: 117.0899 | Industrial Pressure Transducer | [40 empty] | 7 | https://www.unikeyic.com/media/datasheet/98/af/23cf/98/1680cc1e6c2462aa1480a70d753afa15.pdf | https://www.unikeyic.com/products/pressure-sensors/86bsd150pg-3aip/682846287.html
86BSD150PG-3AJC | TE Connectivity | 1: 129.1583 | Industrial Pressure Transducer | - | [6 empty] | 86BSD150PG-3AJC TE Connectivity |  |  |  | - | - |  | - |  |  |  | - | [5 empty] | - | [6 empty] | - | [8 empty] | 2 | https://www.unikeyic.com/media/datasheet/98/af/23cf/98/1680cc1e6c2462aa1480a70d753afa15.pdf | https://www.unikeyic.com/products/pressure-sensors/86bsd150pg-3ajc/11200514.html
86BSD200PA-3AIC | TE Connectivity | 1: 129.1583 60: 129.1583 | Industrial Pressure Transducer | - | [6 empty] | 86BSD200PA-3AIC TE Connectivity |  |  |  | - | - |  | - |  |  |  | - | [5 empty] | - | [6 empty] | - |  |  |  | bulk |  |  |  |  | 4 | https://www.unikeyic.com/media/datasheet/98/af/23cf/98/1680cc1e6c2462aa1480a70d753afa15.pdf | https://www.unikeyic.com/products/pressure-sensors/86bsd200pa-3aic/35068845.html
86BSD300PA-3ASC | TE Connectivity | 1: 129.1583 | 86BSD Pressure Sensor, Silicon Piezoresistive, 316L Stainless Steel, Digital Output | - | [6 empty] | 86BSD300PA-3ASC TE Connectivity |  |  |  | - | - |  | - |  |  |  | - | [5 empty] | - | [6 empty] | - |  |  |  | bulk |  |  |  |  | 4 | https://www.unikeyic.com/media/datasheet/98/af/23cf/98/1680cc1e6c2462aa1480a70d753afa15.pdf | https://www.unikeyic.com/products/pressure-sensors/86bsd300pa-3asc/11061577.html
86BSD300PG-3ASC | TE Connectivity | 2: 121.2787 3: 119.1904 6: 117.0899 | 86BSD It is a compact、，encapsulated in 316L 。 | - | [6 empty] | 86BSD300PG-3ASC TE Connectivity |  |  |  | - | - |  | - |  |  |  | - | [5 empty] | - | [6 empty] | - | [8 empty] | 6 | https://www.unikeyic.com/media/datasheet/98/af/23cf/98/1680cc1e6c2462aa1480a70d753afa15.pdf | https://www.unikeyic.com/products/pressure-sensors/86bsd300pg-3asc/314077225.html
86CV-005G-R | TE Connectivity | 2+: 96.3406 | Gauge Pressure, 0psi~5psi, 14V | [40 empty] | 8 |  | https://www.unikeyic.com/products/pressure-sensors/86cv-005g-r/11312580.html
86CV-005G-RT | TE Connectivity | 2+: 93.4996 50+: 93.4996 | Gauge Pressure, 0psi~5psi, 14V | [40 empty] | 5 |  | https://www.unikeyic.com/products/pressure-sensors/86cv-005g-rt/35011096.html
86CV-030G-RT | TE Connectivity | 2: 72.325 4: 71.082 8: 69.828 16: 68.585 | metering 0psi~30psi 14V | - |  |  | Industrial | [7 empty] | 14V | - |  | - |  |  |  | 0psi~30psi | -40℃~125℃ |  |  |  |  | - | [6 empty] | metering | [8 empty] | 9 | https://www.unikeyic.com/media/about_us/Unikey_ISO_9001_Certification.pdf | https://www.unikeyic.com/products/pressure-sensors/86cv-030g-rt/34962461.html
86CV-100G-R | TE Connectivity | 10: 39.7172 100: 33.9658 600: 28.5427 | metering 0psi~100psi 14V | - |  |  | Industrial | [7 empty] | 14V | - |  | - |  |  |  | 0psi~100psi | -40℃~125℃ |  |  |  |  | - | [6 empty] | metering | [8 empty] | 178 | https://www.unikeyic.com/media/about_us/Unikey_ISO_9001_Certification.pdf | https://www.unikeyic.com/products/pressure-sensors/86cv-100g-r/10947911.html
86CV-300G-R | TE Connectivity | 2: 96.3406 25: 96.3406 50: 85.0007 | Gauge Pressure Sensor 0psi~300psi 14V | - |  |  | Industrial | [7 empty] | 14V | - |  | - |  |  |  | 0psi~300psi | -40℃~125℃ |  |  |  |  | - | [6 empty] | metering | [8 empty] | 7 | https://www.unikeyic.com/media/about_us/Unikey_ISO_9001_Certification.pdf | https://www.unikeyic.com/products/pressure-sensors/86cv-300g-r/34962358.html
86CV-500G-R | TE Connectivity | 2: 79.8285 4: 78.4565 8: 77.0725 16: 75.7005 | Pressure Sensor, 0psi~500psi, 14V | - |  |  | Industrial | [7 empty] | 14V | - |  | - |  |  |  | 0psi~500psi | -40℃~125℃ |  |  |  |  | - | [6 empty] | metering | [8 empty] | 30 | https://www.unikeyic.com/media/about_us/Unikey_ISO_9001_Certification.pdf | https://www.unikeyic.com/products/pressure-sensors/86cv-500g-r/34972596.html
87426-00000250-01 | Honeywell | 3: 47.509 | Board Mount Pressure Sensors PRESSURE SWITCH | - | [10 empty] | - | - |  | - |  |  |  | - | [5 empty] | - | [6 empty] | - |  | On sale |  | bulk |  |  |  |  | 3 | https://www.unikeyic.com/media/about_us/Unikey_ISO_9001_Certification.pdf | https://www.unikeyic.com/products/pressure-sensors/87426-00000250-01/11056486.html
87CV-3000A-0R | TE Connectivity | 1+: 135.5811 3+: 133.2499 5+: 130.9066 | Constant Voltage Pressure Sensor 87 Series with mV Output, 316L Stainless Steel Package, Cable or Connector Option | [40 empty] | 7 |  | https://www.unikeyic.com/products/pressure-sensors/87cv-3000a-0r/23406205.html
87N-03KA-0L-A2331 | TE Connectivity | 1: 395.901 | Uncompensated Type 87 Type is adopting uses 316L Stainless steel packaged media compatible pressure sensor with millivolt output。 | - | [10 empty] | - | - |  | - |  |  |  | - | [5 empty] | - | [6 empty] | - | [8 empty] | 1 | https://www.unikeyic.com/media/about_us/Unikey_ISO_9001_Certification.pdf | https://www.unikeyic.com/products/pressure-sensors/87n-03ka-0l-a2331/22906110.html
87N-5000S-0L | TE Connectivity | 1: 133.5049 | Uncompensated Type 87 316L Stainless Steel Package Millivolt Output Media Compatible Pressure Sensor | - | [10 empty] | - | - |  | - |  | PCBinstall, SMD mount |  | - | [5 empty] | - | [6 empty] | - | [8 empty] | 5 | https://www.unikeyic.com/media/about_us/Unikey_ISO_9001_Certification.pdf | https://www.unikeyic.com/products/pressure-sensors/87n-5000s-0l/35032831.html
8802295 | RS | 1: 146.7897 | RS PRO Pressure Sensors, Minimum pressure reading20bar | 4 %FS |  |  | Industrial | [7 empty] | - | - |  | - |  |  |  | - | -25℃~85℃ |  |  |  |  | - | [6 empty] | - | [8 empty] | 15 | https://www.unikeyic.com/media/about_us/Unikey_ISO_9001_Certification.pdf | https://www.unikeyic.com/products/pressure-sensors/8802295/23639401.html
89-01KA-0C | TE Connectivity | 1: 230.2582 60: 230.2582 | Board Mount Pressure Sensors NISO ABS NO FIT CONN | - | [10 empty] | - | - |  | - |  |  |  | - | [5 empty] | - | [6 empty] | - | [8 empty] | 3 | https://www.unikeyic.com/media/about_us/Unikey_ISO_9001_Certification.pdf | https://www.unikeyic.com/products/pressure-sensors/89-01ka-0c/11072330.html
89-01KA-0U | TE Connectivity | 1: 256.4784 5: 216.4104 10: 201.1284 25: 189.9396 | Pressure Sensor 89 Uncompensated Small Size Compatible with Media Silicon Piezoresistive 316L Stainless Steel Package | ±0.25% |  |  |  | Board Mount | 89-01 |  |  | - |  |  |  |  | 3000PSI (20684.27kPa) |  | 1 (Unlimited) | [5 empty] | 1000PSI (6894.76kPa) | -40°C ~ 125°C | 0 mV ~ 208 mV |  | Wheatstone Bridge |  | Cylinder | Tube | - | No Port |  | Absolute |  |  |  | - | - | PC Pin | 9.5V | 28 | https://www.unikeyic.com/media/datasheet/3d/8f/5b6d/3d8f5b6df78b37a51af8cb7662ad96b7.pdf | https://www.unikeyic.com/products/pressure-sensors/89-01ka-0u/35043265.html
89-10KA-0P | TE Connectivity | 1: 216.223 2: 212.4957 3: 208.7683 | 89 Compensated type is a compact，encapsulated in 316L in stainless steel housing。 | - | [6 empty] | 89-10KA-0P TE Connectivity |  |  |  | - | - |  | - |  | threaded mounting, Hinge mounting |  | - | [5 empty] | - | [6 empty] | - | [8 empty] | 4 | https://www.unikeyic.com/media/datasheet/ac/c7/0028/ac/3f034b0a9cfe7128b090e56603c96eef.pdf | https://www.unikeyic.com/products/pressure-sensors/89-10ka-0p/35000802.html
89-10KA-8C | TE Connectivity | 1+: 232.7715 2+: 228.7649 3+: 224.7461 6+: 220.7396 | Industrial Pressure Sensors | [40 empty] | 7 |  | https://www.unikeyic.com/products/pressure-sensors/89-10ka-8c/11071076.html
89BSD-006BA-A | TE Connectivity | 1: 210.2652 5: 196.2684 16: 187.7803 32: 183.277 | Pressure Sensor 89BSD 9mm Dia Piezoresistive Silicon 316L Stainless Steel Housing | ±0.3% |  |  |  | Board Mount | 89BSD |  |  | - |  |  |  |  | 174.05PSI (1200kPa) |  | 1 (Unlimited) | [5 empty] | 87.02PSI (600kPa) | -40°C ~ 85°C | 24 b |  | I²C |  | Cylinder | Tube | Male - 5/16" (7.94mm) UNEF | Threaded |  | Absolute |  | 5277619 |  | - | - | Cable with Connector | 1.8V ~ 3.6V | 266 | https://www.unikeyic.com/media/datasheet/88/75/30f8/887530f835560915c1909f4d5ebaefdf.pdf | https://www.unikeyic.com/products/pressure-sensors/89bsd-006ba-a/35059477.html
89BSD-012BS-5 | TE Connectivity | 1+: 179.4715 2+: 176.3755 4+: 173.2795 | Pressure Sensor 89BSD 9mm Dia Small Profile Media Compatible Piezoresistive Silicon 316L SS Housing | [40 empty] | 6 | https://www.unikeyic.com/media/datasheet/64/66/a7ef/64/d1b66b6e6ffe0c6959894ab15a9222a8.pdf | https://www.unikeyic.com/products/pressure-sensors/89bsd-012bs-5/34943842.html
89BSD-030BA-5 | TE Connectivity | 1: 179.4715 2: 176.3755 4: 173.2795 7: 170.1835 | PRESS ISO 1/4-19BSP FTG | - | [10 empty] | - | - |  | - |  |  |  | - | [5 empty] | - | [6 empty] | - | [8 empty] | 18 | https://www.unikeyic.com/media/about_us/Unikey_ISO_9001_Certification.pdf | https://www.unikeyic.com/products/pressure-sensors/89bsd-030ba-5/16878196.html
89BSD-030BA-B | TE Connectivity | 1: 147.4258 60: 116.0979 120: 104.3015 | The 89BSD is a 9mm diameter small profile, media compatible, piezoresistive silicon pressure sensor packaged in a 316L stainless steel housing. | - | [10 empty] | - | - |  | - |  |  |  | - | [5 empty] | - | [6 empty] | - | [8 empty] | 400 | https://www.unikeyic.com/media/about_us/Unikey_ISO_9001_Certification.pdf | https://www.unikeyic.com/products/pressure-sensors/89bsd-030ba-b/6441854.html
89BSD-030BS-B | TE Connectivity | 1+: 162.602 2+: 159.797 4+: 156.992 7+: 154.187 60+: 140.173 | Pressure Sensors - Industrial PRESS ISO NO THRD CAPS NO FTG | [40 empty] | 135 |  | https://www.unikeyic.com/products/pressure-sensors/89bsd-030bs-b/29989666.html
89CV-01KA-0R | TE Connectivity | 1: 230.2582 | Absolute 0psi~1000psi 14V | - |  |  | Industrial | [7 empty] | 14V | - |  | - |  |  |  | 0psi~1000psi | -40℃~125℃ |  |  |  |  | - | [6 empty] | absolute | [8 empty] | 2 | https://www.unikeyic.com/media/about_us/Unikey_ISO_9001_Certification.pdf | https://www.unikeyic.com/products/pressure-sensors/89cv-01ka-0r/34983869.html
89CV-01KS-A2486 | TE Connectivity | 30: 84.2115 | 89 Constant pressure type is a compact piezoresistive silicon pressure sensor compatible with media，encapsulated in 316L in stainless steel housing。 | - | [10 empty] | - | - |  | - |  |  |  | - | [5 empty] | - | [6 empty] | - | [8 empty] | 56 | https://www.unikeyic.com/media/about_us/Unikey_ISO_9001_Certification.pdf | https://www.unikeyic.com/products/pressure-sensors/89cv-01ks-a2486/18651630.html
89CV-03KA-0R | TE Connectivity | 1+: 230.2582 60+: 230.2582 | Absolute 0psi~3000psi 14V | [40 empty] | 3 |  | https://www.unikeyic.com/products/pressure-sensors/89cv-03ka-0r/34970570.html
89CV-05KA-0P | TE Connectivity | 1+: 230.2582 60+: 230.2582 | Absolute Pressure Sensor, 0psi~5000psi, 14V | [40 empty] | 2 |  | https://www.unikeyic.com/products/pressure-sensors/89cv-05ka-0p/11327265.html
89CV-05KS-03AH-U30 | TE Connectivity | 1+: 702.0661 2+: 675.0641 6+: 649.094 | Pressure Sensor, Constant Voltage, Silicon Piezoresistive, 316L Stainless Steel, Compact, Media Compatible | [40 empty] | 6 |  | https://www.unikeyic.com/products/pressure-sensors/89cv-05ks-03ah-u30/26643608.html
89CV-05KS-0R | TE Connectivity | 1: 216.223 2: 212.4957 3: 208.7683 6: 205.041 | Sealing metering 0psi~5000psi 14V | - |  |  | Industrial | [7 empty] | 14V | - |  | - |  |  |  | 0psi~5000psi | -40℃~125℃ |  |  |  |  | - | [6 empty] | Sealing metering | [8 empty] | 7 | https://www.unikeyic.com/media/about_us/Unikey_ISO_9001_Certification.pdf | https://www.unikeyic.com/products/pressure-sensors/89cv-05ks-0r/10892928.html
89CV-05KS-A2486 | TE Connectivity | 1: 602.1925 3: 579.0391 | 89 Constant pressure type is a compact piezoresistive silicon pressure sensor compatible with media，encapsulated in 316L in stainless steel housing。 | - | [10 empty] | - | - |  | - |  |  |  | - | [5 empty] | - | [6 empty] | - | [8 empty] | 3 | https://www.unikeyic.com/media/about_us/Unikey_ISO_9001_Certification.pdf | https://www.unikeyic.com/products/pressure-sensors/89cv-05ks-a2486/4509772.html
9012GAW5G18 | Telemecanique Sensors | 1: 464.0004 | 9012G, PRESSURE SWITCH 9012 G, A | - | [10 empty] | - | - |  | - |  |  |  | - | [5 empty] | - | [6 empty] | - |  |  |  | boxed |  |  |  |  | 2 | https://www.unikeyic.com/media/about_us/Unikey_ISO_9001_Certification.pdf | https://www.unikeyic.com/products/pressure-sensors/9012gaw5g18/11266384.html
9012GCW3 | Telemecanique Sensors | 1: 743.7556 | differential pressure 1260psi ±0.1 → 1 % | ±0.1 → 1 % |  |  | Industrial | [7 empty] | - | 1260psi |  | - |  |  |  | - | -40℃~120℃ |  |  |  |  | - | [6 empty] | differential pressure | [8 empty] | 1 | https://www.unikeyic.com/media/about_us/Unikey_ISO_9001_Certification.pdf | https://www.unikeyic.com/products/pressure-sensors/9012gcw3/11266353.html
9012GFW2 | Telemecanique Sensors |  | PRESSURE SWITCH, 9012G, FIXED SC | - | [10 empty] | - | - |  | - |  |  |  | - | [5 empty] | - | [6 empty] | - | [9 empty] | https://www.unikeyic.com/media/about_us/Unikey_ISO_9001_Certification.pdf | https://www.unikeyic.com/products/pressure-sensors/9012gfw2/34991179.html
9012GGW1S106 | Telemecanique Sensors | 1: 982.396 | PRESSURE SWITCH 480VAC 10AMP G S | - | [6 empty] | 9012GGW1S106 Telemecanique Sensors |  |  |  | - | - |  | - |  |  |  | - | [5 empty] | - | [6 empty] | - |  |  |  | boxed |  |  |  |  | 1 | https://www.unikeyic.com/media/datasheet/16/5f/7b27/165f7b27b467522a5e10a528f8329507.pdf | https://www.unikeyic.com/products/pressure-sensors/9012ggw1s106/10913117.html
9013GHG1S8J54 | Telemecanique Sensors | 1: 123.9516 5: 115.2317 10: 111.983 25: 108.0937 50: 105.4313 100: 102.987 | switch DPST threaded mounting | - |  |  | Industrial |  |  |  | 9013GHG1S8J54 Telemecanique Sensors |  |  |  | - | - |  | - |  | threaded mounting |  | - | [5 empty] | DPST | [6 empty] | switch |  |  |  | boxed |  |  |  |  | 2 | https://www.unikeyic.com/media/datasheet/a6/7b/835d/a67b835dff13f5b8f08b2a107ae79626.pdf | https://www.unikeyic.com/products/pressure-sensors/9013ghg1s8j54/9515404.html
9021221 | WIKA | 1: 520.4356 | WIKA, S-11series Pressure Sensors, Maximum pressure reading6bar, Minimum pressure reading0bar | ±0.5% | [10 empty] | 30V | 6Pa |  | 10V |  | threaded mounting |  | - | -30℃~100℃ |  |  |  |  | Current | [6 empty] | - | [8 empty] | 13 | https://www.unikeyic.com/media/about_us/Unikey_ISO_9001_Certification.pdf | https://www.unikeyic.com/products/pressure-sensors/9021221/4132664.html
9023542 | WIKA | 1: 520.4356 | WIKA, S-11series Pressure Sensors, Maximum pressure reading100bar, Minimum pressure reading0bar | ±0.5% | [10 empty] | 30V | 100Pa |  | 10V |  | threaded mounting |  | - | -30℃~100℃ |  |  |  |  | Current | [6 empty] | - | [8 empty] | 3 | https://www.unikeyic.com/media/about_us/Unikey_ISO_9001_Certification.pdf | https://www.unikeyic.com/products/pressure-sensors/9023542/10084089.html
9023577 | WIKA | 1: 520.7476 | WIKA, S-11series Pressure Sensors, Maximum pressure reading400bar, Minimum pressure reading0bar | ±0.5% | [10 empty] | 30V | 400Pa |  | 10V |  | threaded mounting |  | - | -30℃~100℃ |  |  |  |  | Current | [6 empty] | - | [8 empty] | 3 | https://www.unikeyic.com/media/about_us/Unikey_ISO_9001_Certification.pdf | https://www.unikeyic.com/products/pressure-sensors/9023577/11471739.html
9083537 | WIKA | 1: 578.2575 | WIKA, S-11series Pressure Sensors, Maximum pressure reading0.1bar, Minimum pressure reading0bar | ±0.5% | [10 empty] | 30V | 0.1Pa |  | 10V |  | threaded mounting |  | - | -30℃~100℃ |  |  |  |  | Current | [6 empty] | - | [8 empty] | 29 | https://www.unikeyic.com/media/about_us/Unikey_ISO_9001_Certification.pdf | https://www.unikeyic.com/products/pressure-sensors/9083537/24265644.html
9210170 | Honeywell | 1: 3315.136 | Industrial Pressure Sensors SST PRESSURE - Pressure Sensors Transducers | - | [6 empty] | 9210170 Honeywell |  |  |  | - | - |  | - |  |  |  | - | [5 empty] | - | [6 empty] | - | [8 empty] | 1 | https://www.unikeyic.com/media/datasheet/0b/c1/cb88/0b/8e5e454f75bfe7e8582fdc773d6928c4.pdf | https://www.unikeyic.com/products/pressure-sensors/9210170/11200641.html
9223308 | Honeywell | 1+: 1360.733 3+: 1301.575 | Pressure Sensor 100PSI (689.48kPa) Sealed Gauge 0 mV ~ 100 mV | [40 empty] | 5 | https://www.unikeyic.com/media/datasheet/03/b6/406b/03/2e8e58d145e1f20ffd748f734b2924fd.pdf | https://www.unikeyic.com/products/pressure-sensors/9223308/11269091.html
9233-BCE-T-300-000 | TE Connectivity | 4: 35.75 8: 35.134 16: 34.518 31: 33.902 | TE Connectivity Instrument pressure sensor, Gauge pressure sensor, Maximum work300Pa, Maximum overload0.07bar | - |  |  | Industrial | [6 empty] | 10.26mm*10.31mm*9.32mm | 5V | 300 pA |  | - |  | SMD mount |  | - | -20℃~85℃ |  |  |  |  | - | [6 empty] | - | [8 empty] | 350 | https://www.unikeyic.com/media/about_us/Unikey_ISO_9001_Certification.pdf | https://www.unikeyic.com/products/pressure-sensors/9233-bce-t-300-000/32205050.html
9236-BCE-S-600-000 | TE Connectivity | 4+: 35.75 8+: 35.134 16+: 34.518 31+: 33.902 | TE Connectivity Gauge Pressure Sensor, Max Working 600Pa, Max Overload 7kPa | [40 empty] | 45 |  | https://www.unikeyic.com/products/pressure-sensors/9236-bce-s-600-000/6826106.html
9242801 | Honeywell | 1: 1121.549 | Industrial Pressure Sensor, SST Pressure Transducers | [15 empty] | Vendor Undefined | [12 empty] | Bulk | [5 empty] | 14748985 |  | * |  |  |  | 4 | https://www.unikeyic.com/media/datasheet/a0/f4/2584/a0/a13a83c60279969f07a08c8355a2d22b.pdf | https://www.unikeyic.com/products/pressure-sensors/9242801/35041176.html
9243101 | Honeywell | 1+: 1725.735 | The BL pressure transmitter has a conventional 4 - Pressure Sensors - Industrial | [40 empty] | 1 |  | https://www.unikeyic.com/products/pressure-sensors/9243101/11021040.html
9243207 | Honeywell | 1: 2113.144 2: 2021.272 | Pressure Sensors - Industrial SST PRESSURE TRANSDUCERS | - | [6 empty] | 9243207 Honeywell |  |  |  | - | - |  | - |  |  |  | - | [5 empty] | - | [6 empty] | - |  | On sale | [6 empty] | 4 | https://www.unikeyic.com/media/datasheet/7d/11/40a0/7d/b0f592f9fb7e2007767e2bb9558916d7.pdf | https://www.unikeyic.com/products/pressure-sensors/9243207/10889188.html
9251401 | Honeywell | 1+: 737.935 2+: 704.385 5+: 673.761 | PRESS TRANS ECA 100 PSIS DWG 9253562 - Pressure Sensors Transducers | [40 empty] | 5 |  | https://www.unikeyic.com/products/pressure-sensors/9251401/35042549.html
9251403 | Honeywell | 1: 737.935 2: 704.385 | Sealed Pressure Sensor, Analog Voltage, 2.06843MPa, 4.75-5.25V, ±0.25%, Panel Mount | ±0.25% |  |  | Industrial |  |  |  | 9251403 Honeywell |  |  |  | 5.25V | 2.06843MPa |  | 4.75V |  | panel mount |  | 2.06843MPa | -40℃~105℃ |  |  |  |  | AnalogVoltage | [6 empty] | Sealing pressure gauge |  | Stop production | [6 empty] | 2 | https://www.unikeyic.com/media/datasheet/8c/20/8527/8c/ed672ff1e8676363bde95206a8f5b4a8.pdf | https://www.unikeyic.com/products/pressure-sensors/9251403/11286312.html
9251707 | Honeywell | 1: 737.935 2: 704.385 5: 673.761 | Pressure Sensors - Industrial SST PRESSURE TRANSDUCERS | - | [6 empty] | 9251707 Honeywell |  |  |  | - | - |  | - |  |  |  | - | [5 empty] | - | [6 empty] | - | [8 empty] | 5 | https://www.unikeyic.com/media/datasheet/90/ae/d116/90/69c15ef43b5d25154a69951074eafd8d.pdf | https://www.unikeyic.com/products/pressure-sensors/9251707/10904040.html
9300107 | Honeywell | 1+: 499.51 | Board Connector 7 Contact(s) 1 Row(s) Female | [40 empty] | 1 |  | https://www.unikeyic.com/products/pressure-sensors/9300107/11128673.html
9301201 | Honeywell | 1+: 1186.196 20+: 1162.942 25+: 1098.339 50+: 1033.725 | Industrial Pressure Sensors SST PRESS TRANSDUCER - Pressure Sensors Transducers | [40 empty] | 145 | https://www.unikeyic.com/media/datasheet/1c/55/c5da/1c/ef60e5afc097de38cbbff7ce14f44ca9.pdf | https://www.unikeyic.com/products/pressure-sensors/9301201/11095158.html
9303007 | Honeywell | 1+: 1023.044 2+: 976.536 4+: 934.076 | Pressure Sensors Transducer | [40 empty] | 4 |  | https://www.unikeyic.com/products/pressure-sensors/9303007/11167176.html
9303009 | Honeywell | 1+: 893.728 | SST Pressure Transducer | [40 empty] | 1 |  | https://www.unikeyic.com/products/pressure-sensors/9303009/11060374.html
9303101 | Honeywell | 1+: 583.44 | Pressure Sensors SST Pressure Transducers - Industrial Pressure Sensors | [40 empty] | 1 |  | https://www.unikeyic.com/products/pressure-sensors/9303101/34946409.html
9305602 | Honeywell | 1+: 1984.697 3+: 1905.31 | Pressure Sensors - Industrial SST PRESSURE TRANSDUCERS | [40 empty] | 3 |  | https://www.unikeyic.com/products/pressure-sensors/9305602/11028415.html
9306431 | Honeywell | 1: 2732.895 | Industrial Pressure Sensors SST PRESSURE TRANSDUCERS | - | [6 empty] | 9306431 Honeywell |  |  |  | - | - |  | - |  |  |  | - | [5 empty] | - | [6 empty] | - |  |  |  | bulk |  |  |  |  | 6 | https://www.unikeyic.com/media/datasheet/eb/86/88a6/eb8688a62ce9d19dac5f61893952a623.pdf | https://www.unikeyic.com/products/pressure-sensors/9306431/34978802.html
9306477 | Honeywell | 1+: 1131.35 | Pressure Sensors - Industrial SST PRESS TRANSDUCER | [40 empty] | 3 | https://www.unikeyic.com/media/datasheet/b0/75/0d40/b0/f0b566169b996db1234f309daa089323.pdf | https://www.unikeyic.com/products/pressure-sensors/9306477/35055296.html
9306496 | Honeywell | 1+: 776.512 2+: 761.585 | Industrial Pressure Sensors SST PRESSURE | [40 empty] | 3 | https://www.unikeyic.com/media/datasheet/86/0d/a2a7/86/905ae9279fbb8c85c3b0f0c12d49b99e.pdf | https://www.unikeyic.com/products/pressure-sensors/9306496/11246510.html
9307206 | Honeywell | 1: 770.198 2: 739.387 | Industrial Pressure Sensors SST PRESSURE - Pressure Sensors Transducers | [15 empty] | 1 (Unlimited) | [12 empty] | Bulk | [5 empty] | 3537037 |  | - |  |  |  | 2 | https://www.unikeyic.com/media/about_us/Unikey_ISO_9001_Certification.pdf | https://www.unikeyic.com/products/pressure-sensors/9307206/34992649.html
9333-BCE-S-125-000 | TE Connectivity | 4+: 35.75 8+: 35.134 16+: 34.518 31+: 33.902 | TE Connectivity Differential Pressure Sensor, Max Working 125Pa, Max Overload 7kPa | [40 empty] | 450 |  | https://www.unikeyic.com/products/pressure-sensors/9333-bce-s-125-000/12568262.html
9333-BCE-T-125-000 | TE Connectivity | 4: 35.75 8: 35.134 16: 34.518 31: 33.902 | TE Connectivity Differential pressure sensor, Differential pressure sensor, Maximum work125Pa, Maximum overload7kPa | - |  |  | Industrial | [6 empty] | 10.26mm*10.31mm*9.32mm | 5V | 125 pA |  | - |  | SMD mount |  | - | -20℃~85℃ |  |  |  |  | - | [6 empty] | - | [8 empty] | 350 | https://www.unikeyic.com/media/about_us/Unikey_ISO_9001_Certification.pdf | https://www.unikeyic.com/products/pressure-sensors/9333-bce-t-125-000/24091088.html
9541-040C-D-C-3-S | TE Connectivity | 1+: 79.6354 10+: 71.1523 100+: 63.5023 | [41 empty] | 370 |  | https://www.unikeyic.com/products/pressure-sensors/9541-040c-d-c-3-s/23048038.html
9677010950 | AVX | 1+: 224.209 | 0kPa~100kPa Thread Mount | [40 empty] | 81 | https://www.unikeyic.com/media/datasheet/7b/28/19a3/7b/cda0f43b9fc3c2e3fc2ed5b7d1a32f62.pdf | https://www.unikeyic.com/products/pressure-sensors/9677010950/35059170.html
A5074-TB-A1-CA-H1-PA 250 mbar G | Druck | 1: 675.2253 | Druck Pressure Sensor, Max 0.25bar | ±0.2 % | [10 empty] | 16V | 0.25Pa |  | 7V |  |  |  | - | [5 empty] | Analog | [6 empty] | relative | [8 empty] | 5 | https://www.unikeyic.com/media/about_us/Unikey_ISO_9001_Certification.pdf | https://www.unikeyic.com/products/pressure-sensors/a5074-tb-a1-ca-h1-pa-250-mbar-g/18666492.html
A5074-TB-A1-CA-H1-PA 10.0 bar G | Druck | 1: 511.8172 | Druck Pressure Sensor, Max Pressure 10bar | ±0.2 % | [6 empty] | A5074-TB-A1-CA-H1-PA 10.0 bar G Druck |  |  |  | 16V | 10Pa |  | 7V |  |  |  | - | [5 empty] | Analog | [6 empty] | relative | [8 empty] | 6 | https://www.unikeyic.com/media/datasheet/3b/d6/2d71/3b/105dee00894d24518b81450b1cde238e.pdf | https://www.unikeyic.com/products/pressure-sensors/a5074-tb-a1-ca-h1-pa-10-0-bar-g/11204228.html
A5074-TB-A1-CA-H1-PA 6.0 bar G | Druck | 1: 523.0059 | Druck Pressure Sensors, Maximum pressure reading6bar | ±0.2 % | [10 empty] | 16V | 6Pa |  | 7V |  |  |  | - | [5 empty] | Analog | [6 empty] | relative | [8 empty] | 2 | https://www.unikeyic.com/media/about_us/Unikey_ISO_9001_Certification.pdf | https://www.unikeyic.com/products/pressure-sensors/a5074-tb-a1-ca-h1-pa-6-0-bar-g/11129626.html
ABP2DANT001PG2A3XX | Honeywell | 1: 20.8697 10: 20.4971 25: 20.4971 50: 20.1244 100: 20.1244 | metering 0psi~1psi 1.8V 3.6V ±0.25(Max)% DIP | ±0.25(Max)% |  |  | Industrial | [7 empty] | 3.6V | - |  | 1.8V |  |  |  | 0psi~1psi | -40℃~110℃ |  |  |  |  | - |  | DIP |  |  |  |  | metering | [8 empty] | 31 | https://www.unikeyic.com/media/about_us/Unikey_ISO_9001_Certification.pdf | https://www.unikeyic.com/products/pressure-sensors/abp2dant001pg2a3xx/35056432.html
ABP2DANT001PGAA5XX | Honeywell | 7: 17.765 16: 17.435 32: 16.445 | Honeywell Piezoresistive pressure sensor, Maximum work6.89kPa, Maximum overload206.83kPa | ±0.25% | [7 empty] | Amplified Output, Temperature Compensated |  |  |  |  | 30PSI (206.84kPa) |  | 1 (Unlimited) |  | Through Hole |  |  |  | 1PSI (6.89kPa) | -40°C ~ 110°C | 0.5 V ~ 4.5 V |  | Analog Voltage |  | 6-DIP (0.453", 11.50mm), Top Port | Box | Male - 0.108" (2.74mm) Tube | Barbed |  | Gauge |  | 14542800 |  | ABP2 | 6-DIP | PC Pin | 4.75V ~ 5.25V | 32 | https://www.unikeyic.com/media/datasheet/66/ed/069a/66ed069ad8cbf3dceb56f4221a7b8911.pdf | https://www.unikeyic.com/products/pressure-sensors/abp2dant001pgaa5xx/10993530.html
ABP2DANT001PGSA3XX | Honeywell | 7: 17.765 16: 17.435 32: 16.445 | Honeywell Instrument pressure sensor, Maximum work6.89kPa, Maximum overload206.84kPa | ±0.25% |  |  |  |  | ABP2DANT001 |  |  | Amplified Output, Temperature Compensated |  |  |  |  | 250PSI (1723.69kPa) |  | 1 (Unlimited) |  | Through Hole |  |  |  | 1PSI (6.89kPa) | -40°C ~ 110°C | 14 b |  | SPI |  | 6-DIP Module, Top Port | Box | Male - 0.11" (2.74mm) Tube | Barbed |  | Vented Gauge |  | 13635802 |  | ABP2 | 6-DIP | PC Pin | 1.8V ~ 3.6V | 32 | https://www.unikeyic.com/media/about_us/Unikey_ISO_9001_Certification.pdf | https://www.unikeyic.com/products/pressure-sensors/abp2dant001pgsa3xx/11057674.html
ABP2DANT160MGSA3XX | Honeywell | 1: 21.4673 10: 21.0839 25: 21.0839 50: 20.7006 100: 20.7006 | metering 0bar~0.16bar 1.8V 3.6V ±0.25(Max)% DIP | ±0.25(Max)% |  |  | Industrial | [7 empty] | 3.6V | - |  | 1.8V |  |  |  | 0bar~0.16bar | -40℃~110℃ |  |  |  |  | - |  | DIP |  |  |  |  | metering | [8 empty] | 31 | https://www.unikeyic.com/media/about_us/Unikey_ISO_9001_Certification.pdf | https://www.unikeyic.com/products/pressure-sensors/abp2dant160mgsa3xx/35063871.html
ABP2DDAN005ND2A3XX | Honeywell | 5: 22.517 13: 22.099 25: 21.681 | Differential -5inH₂O~5inH₂O 1.8V 3.6V ±0.25(Max)% DIP | ±0.25(Max)% |  |  | Industrial | [7 empty] | 3.6V | - |  | 1.8V |  |  |  | -5inH₂O~5inH₂O | -40℃~110℃ |  |  |  |  | - |  | DIP |  |  |  |  | Differential | [8 empty] | 30 | https://www.unikeyic.com/media/about_us/Unikey_ISO_9001_Certification.pdf | https://www.unikeyic.com/products/pressure-sensors/abp2ddan005nd2a3xx/34977795.html
ABP2LANG001BG2A3XX | Honeywell | 1: 24.5635 10: 24.1249 25: 24.1249 50: 23.6862 100: 23.6862 | Honeywell Piezoresistive pressure sensor, Maximum work100kPa, Maximum overload1600kPa | ±0.25% | [7 empty] | Amplified Output, Temperature Compensated |  |  |  |  | 232.06PSI (1600kPa) |  | 1 (Unlimited) |  | Surface Mount |  |  |  | 14.5PSI (100kPa) | -40°C ~ 110°C | 14 b |  | I²C |  | 6-SMD, No Lead, Top Port | Box | Male - 0.108" (2.74mm) Tube | Barbed |  | Gauge |  | 14542804 |  | ABP2 | 6-SMT | SMD (SMT) Tab | 1.8V ~ 3.6V | 47 | https://www.unikeyic.com/media/pdf/HTMLDatasheet/honeywell/cc/e4/f5ab/abp2lant030pgaa5xx/2025/11/abp2mant001bgaa5xx.pdf | https://www.unikeyic.com/products/pressure-sensors/abp2lang001bg2a3xx/10943015.html
ABP2LANT060PG2A3XX | Honeywell | 1: 28.5762 5: 26.6711 10: 26.1949 25: 26.1949 50: 26.1949 | Honeywell Differential pressure sensor, Differential pressure sensor, Maximum work413.6kPa, Maximum overload25000kPa | ±0.25% |  |  |  |  | ABP2LANT060 |  |  | Amplified Output, Temperature Compensated |  |  |  |  | 250PSI (1723.69kPa) |  | 1 (Unlimited) |  | Surface Mount |  |  |  | 60PSI (413.69kPa) | -40°C ~ 110°C | 14 b |  | I²C |  | 6-SMD, No Lead, Top Port | Box | Male - 0.11" (2.74mm) Tube | Barbed |  | Vented Gauge |  | 12313973 |  | ABP2 | 6-SMT | SMD (SMT) Tab | 1.8V ~ 3.6V | 11 | https://www.unikeyic.com/media/datasheet/13/63/85df/136385dfa2ebaf08ab901b1e28e9b510.pdf | https://www.unikeyic.com/products/pressure-sensors/abp2lant060pg2a3xx/35034130.html
ABP2LANT150PG2A3XX | Honeywell | 7+: 16.577 | Honeywell Differential Pressure Sensor, Max Working 1034.2kPa, Max Overload 25000kPa | [40 empty] | 20 | https://www.unikeyic.com/media/datasheet/13/63/85df/136385dfa2ebaf08ab901b1e28e9b510.pdf | https://www.unikeyic.com/products/pressure-sensors/abp2lant150pg2a3xx/10918231.html
ABP2LANT160MG2A3XX | Honeywell | 1: 19.1315 10: 18.7899 25: 18.7899 50: 18.4482 100: 18.4482 | Piezoresistive pressure sensor, Gauge pressure sensor, Maximum work1103.16kPa, Maximum overload60kPa | ±0.25(Max)% |  |  | Industrial | [7 empty] | 3.6V | 16KPa |  | 1.8V |  | SMD mount |  | 0bar~0.16bar | -40℃~110℃ |  |  |  |  | - | [6 empty] | metering | [8 empty] | 52 | https://www.unikeyic.com/media/about_us/Unikey_ISO_9001_Certification.pdf | https://www.unikeyic.com/products/pressure-sensors/abp2lant160mg2a3xx/11233515.html
ABP2LANT160MGSA3XX | Honeywell | 9: 13.013 22: 12.771 43: 12.529 55: 12.045 | Honeywell Instrument pressure sensor, Maximum work16kPa | ±0.25% |  |  |  |  | ABP2LANT160 |  |  | Amplified Output, Temperature Compensated |  |  |  |  | - |  | 1 (Unlimited) |  | Surface Mount |  |  |  | - | -40°C ~ 110°C | 14 b |  | SPI |  | 6-SMD, No Lead, Top Port | Box | Male - 0.11" (2.74mm) Tube | Barbed |  | Vented Gauge |  | 13635797 |  | ABP2 | 6-SMT | SMD (SMT) Tab | 1.8V ~ 3.6V | 110 | https://www.unikeyic.com/media/about_us/Unikey_ISO_9001_Certification.pdf | https://www.unikeyic.com/products/pressure-sensors/abp2lant160mgsa3xx/34987460.html
ABP2LNNT400KA2A3XX | Honeywell | 1+: 28.7787 5+: 28.7787 10+: 28.2648 25+: 27.7509 50+: 27.7509 | Honeywell Piezoresistive Pressure Sensor | [40 empty] | 46 |  | https://www.unikeyic.com/products/pressure-sensors/abp2lnnt400ka2a3xx/34985976.html
ABP2LSNT010BG2A3XX | Honeywell | 7+: 16.577 17+: 16.269 34+: 15.961 55+: 15.345 150+: 13.816 500+: 12.276 | Honeywell Differential Pressure Sensor, Max Working 1000kPa, Max Overload 1600kPa | [40 empty] | 5741 |  | https://www.unikeyic.com/products/pressure-sensors/abp2lsnt010bg2a3xx/35056446.html
ABP2LSNT030PGAA3XX | Honeywell | 7: 16.577 17: 16.269 34: 15.961 55: 15.345 150: 13.816 500: 12.276 | Pressure Sensor 30PSI (206.84kPa) Gauge Male - 0.11 (2.79mm) Tube 0.5 V ~ 4.5 V 6-SMD Module No Lead | - | [10 empty] | - | - |  | - |  |  |  | - | [5 empty] | - | [6 empty] | - | [8 empty] | 889 | https://www.unikeyic.com/media/about_us/Unikey_ISO_9001_Certification.pdf | https://www.unikeyic.com/products/pressure-sensors/abp2lsnt030pgaa3xx/3618164.html
ABP2LSNT060PG2A3XX | Honeywell | 55: 24.7183 110: 24.0011 | Honeywell Differential pressure sensor, Differential pressure sensor, Maximum work413.6kPa, Maximum overload25000kPa | ±0.25% |  |  |  |  | ABP2LSNT060 |  |  | Amplified Output, Temperature Compensated |  |  |  |  | 250PSI (1723.69kPa) |  | 1 (Unlimited) |  | Surface Mount |  |  |  | 60PSI (413.69kPa) | -40°C ~ 110°C | 14 b |  | I²C |  | 6-SMD Module, No Lead | Box | Male - 0.11" (2.74mm) Tube | Barbless |  | Vented Gauge |  | 12313956 |  | ABP2 | 6-SMD | SMD (SMT) Tab | 1.8V ~ 3.6V | 189 | https://www.unikeyic.com/media/about_us/Unikey_ISO_9001_Certification.pdf | https://www.unikeyic.com/products/pressure-sensors/abp2lsnt060pg2a3xx/35040328.html
ABP2LSNT150PG2A3XX | Honeywell | 1+: 20.6525 10+: 20.2837 25+: 20.2837 50+: 19.9149 100+: 19.9149 | Piezoresistive Pressure Sensor, Gauge, Max Working 1034.21kPa, Max Overload 1206.58kPa | [40 empty] | 52 |  | https://www.unikeyic.com/products/pressure-sensors/abp2lsnt150pg2a3xx/35013676.html
ABP2MDAN004ND2B3XX | Honeywell | 5: 22.517 13: 22.099 25: 21.681 | Honeywell Differential pressure sensor, Maximum work0.9963kPa, Maximum overload67.1868kPa | ±0.25% |  |  |  |  | ABP2MDAN004 |  |  | Amplified Output, Temperature Compensated |  |  |  |  | - |  | 1 (Unlimited) |  | Surface Mount |  |  |  | - | -40°C ~ 110°C | 14 b |  | I²C |  | 6-SMD, J-Lead, Dual Ports, Same Side | Box | Male - 0.11" (2.74mm) Tube | Barbed |  | Vented Gauge |  | 13635810 |  | ABP2 | 6-SMD | J Lead | 1.8V ~ 3.6V | 32 | https://www.unikeyic.com/media/about_us/Unikey_ISO_9001_Certification.pdf | https://www.unikeyic.com/products/pressure-sensors/abp2mdan004nd2b3xx/10893011.html
ABP2MRNT016KG2A3XX | Honeywell | 7: 17.765 16: 17.435 32: 16.445 | Honeywell Instrument pressure sensor, Maximum work16kPa | ±0.25% |  |  |  |  | ABP2MRNT016 |  |  | Amplified Output, Temperature Compensated |  |  |  |  | - |  | 1 (Unlimited) |  | Surface Mount |  |  |  | 2.32PSI (16kPa) | -40°C ~ 110°C | 14 b |  | I²C |  | 6-SMD, J-Lead, Side Port | Box | - | - |  | Vented Gauge |  | 13635800 |  | ABP2 | 6-SMD | J Lead | 1.8V ~ 3.6V | 32 | https://www.unikeyic.com/media/about_us/Unikey_ISO_9001_Certification.pdf | https://www.unikeyic.com/products/pressure-sensors/abp2mrnt016kg2a3xx/35065136.html
ABP2MRRT060MD2A3XX | Honeywell | 7: 17.765 16: 17.435 32: 16.445 | Honeywell Differential pressure sensor, Maximum work6kPa, Maximum overload200kPa | ±0.25% |  |  |  |  | ABP2MRRT060 |  |  | Amplified Output, Temperature Compensated |  |  |  |  | - |  | 1 (Unlimited) |  | Surface Mount |  |  |  | - | -40°C ~ 110°C | 14 b |  | I²C |  | 6-SMD, J-Lead, Dual Ports, Same Side | Tube | - | - |  | Vented Gauge |  | 13635803 |  | ABP2 | 6-SMD | J Lead | 1.8V ~ 3.6V | 64 | https://www.unikeyic.com/media/about_us/Unikey_ISO_9001_Certification.pdf | https://www.unikeyic.com/products/pressure-sensors/abp2mrrt060md2a3xx/35034904.html
ABP2MRRT060MDAA5XX | Honeywell | 1+: 25.5413 10+: 25.0852 25+: 25.0852 50+: 24.6291 100+: 24.6291 | Honeywell Piezoresistive Pressure Sensor, Max Working 6kPa, Max Overload 200kPa | [40 empty] | 30 | https://www.unikeyic.com/media/datasheet/66/ed/069a/66ed069ad8cbf3dceb56f4221a7b8911.pdf | https://www.unikeyic.com/products/pressure-sensors/abp2mrrt060mdaa5xx/4150774.html
ABPDANV015PGAA5 | Honeywell | 5+: 22.979 12+: 22.55 24+: 22.121 | Honeywell Instrument Pressure Sensor, Max Working 15psi | [40 empty] | 124 |  | https://www.unikeyic.com/products/pressure-sensors/abpdanv015pgaa5/22143574.html
ABPDANV015PGSA3 | Honeywell | 5: 22.968 12: 22.539 24: 22.11 | Honeywell Instrument pressure sensor, Maximum work103.42kPa, Maximum overload1724kPa | ±0.25 % | [9 empty] | 7.3mm(Length)*3.63mm(height) | 5V | 103.42KPa |  | - |  | SMD mount |  | - | 85℃(max) |  |  |  |  | - |  | DIP |  |  |  |  | - |  |  |  | bulk |  |  |  |  | 117 | https://www.unikeyic.com/media/about_us/Unikey_ISO_9001_Certification.pdf | https://www.unikeyic.com/products/pressure-sensors/abpdanv015pgsa3/18480066.html
ABPDANV060PGAA5 | Honeywell | 50: 39.8121 100: 38.2195 200: 37.073 | Honeywell Instrument pressure sensor, Maximum work60psi | ±0.25 % | [9 empty] | 7.3mm(Length)*3.63mm(height) | 5V | 60 psi |  | - |  | Through hole mounting |  | - | 85℃(max) |  |  |  |  | - |  | DIP |  |  |  |  | - |  |  |  | bulk |  |  |  |  | 95 | https://www.unikeyic.com/media/about_us/Unikey_ISO_9001_Certification.pdf | https://www.unikeyic.com/products/pressure-sensors/abpdanv060pgaa5/24223009.html
ABPDANV150PGAA5 | Honeywell | 1+: 37.9532 10+: 37.9532 25+: 37.2631 50+: 37.2631 | Honeywell Instrument Pressure Sensor, Max 150psi | [40 empty] | 9 |  | https://www.unikeyic.com/products/pressure-sensors/abpdanv150pgaa5/2364760.html
ABPDJJT001PDSA3 | Honeywell | 5+: 23.661 12+: 23.232 24+: 22.792 47+: 22.352 100+: 21.912 | Digital Differential Pressure Sensor, -1psi~1psi, 3V-3.6V, ±0.25%, DIP, 12.65mm × 11mm × 6.9mm | [40 empty] | 100 | https://www.unikeyic.com/media/datasheet/d0/e2/962a/d0/be5f52fc7dae924bdbbd884f5cc756c9.pdf | https://www.unikeyic.com/products/pressure-sensors/abpdjjt001pdsa3/34953109.html
ABPDJJT005PDSA3 | Honeywell | 1: 45.738 5: 41.9904 10: 40.6015 25: 38.9409 50: 37.8069 100: 36.7673 | Board Mount Pressure Sensor -5psi to 5psi Differential 6-Pin DIP Module | - | [6 empty] | ABPDJJT005PDSA3 Honeywell |  |  | 12.65mm*11mm*6.9mm | - | - |  | - |  | Through hole mounting |  | - | [5 empty] | - |  | DIP |  |  |  |  | - |  |  |  | bulk |  |  |  |  | 67 | https://www.unikeyic.com/media/datasheet/20/d1/2ac1/20/35cdd0d43572b867d1b449c93c61506d.pdf | https://www.unikeyic.com/products/pressure-sensors/abpdjjt005pdsa3/11291080.html
ABPDJNN001PDAA3 | Honeywell | 5: 23.496 12: 23.067 24: 22.627 47: 22.198 | Honeywell Piezoresistive pressure sensor, Maximum work6.89kPa, Maximum overload69kPa | ±0.25% |  |  | Industrial |  |  |  | ABPDJNN001PDAA3 Honeywell |  |  | 12.65mm*11mm*3.8mm | 3.6V | 68.95KPa |  | 3V |  | Through hole mounting |  | -100KPa, 100KPa | -40℃~85℃ |  |  |  |  | AnalogVoltage |  | DIP-6 |  |  |  |  | Differential |  | On sale |  | bulk |  |  |  |  | 95 | https://www.unikeyic.com/media/datasheet/d0/e2/962a/d0/be5f52fc7dae924bdbbd884f5cc756c9.pdf | https://www.unikeyic.com/products/pressure-sensors/abpdjnn001pdaa3/10936812.html
ABPDLNN030PGAA3 | Honeywell | 5: 23.496 12: 23.067 24: 22.627 47: 22.198 100: 21.758 150: 19.58 | Board Mount Pressure Sensors BASIC PRESSURE SENSOR | [5 empty] | ABPDLNN030 | [9 empty] | 1 (Unlimited) | [12 empty] | Tray | [5 empty] | 10471201 |  | * |  |  |  | 209 | https://www.unikeyic.com/media/datasheet/3d/47/587a/3d/0d7278b1e9833b6ce81158d00301dd8f.pdf | https://www.unikeyic.com/products/pressure-sensors/abpdlnn030pgaa3/35052997.html
ABPDRRV015PDAA5 | Honeywell | 5+: 23.474 12+: 23.045 24+: 22.605 47+: 22.176 | Honeywell Differential Pressure Sensor, Max Working 15psi | [40 empty] | 60 |  | https://www.unikeyic.com/products/pressure-sensors/abpdrrv015pdaa5/19316253.html
ABPDRRV060MGAA5 | Honeywell | 5+: 23.474 12+: 23.045 24+: 22.605 47+: 22.176 100+: 21.736 150+: 19.558 | Honeywell Instrument Pressure Sensor, Max Working 60mbar | [40 empty] | 150 |  | https://www.unikeyic.com/products/pressure-sensors/abpdrrv060mgaa5/7265498.html
ABPDRRV600MGAA5 | Honeywell | 1+: 37.7291 10+: 37.7291 25+: 37.7291 | Honeywell Piezoresistive Pressure Sensor, Max Working 60kPa, Max Overload 200kPa | [40 empty] | 3 |  | https://www.unikeyic.com/products/pressure-sensors/abpdrrv600mgaa5/19257849.html
ABPMANN005PGAA3 | Honeywell | 5: 23.496 12: 23.067 | Exhaust type metering 34.47KPa 3V 3.6V 206.84KPa ±0.25% 6-SMD SMD mount 8mm*11mm*10.35mm | ±0.25% |  |  |  | Medical Ventilation | ABPMANN005 |  |  | Amplified Output, Temperature Compensated |  |  |  |  | 90PSI (620.53kPa) |  | 1 (Unlimited) |  | Surface Mount |  |  |  | 5PSI (34.47kPa) | -40°C ~ 85°C | 0.33 V ~ 2.97 V |  | Analog Voltage |  | 6-SMD Module | Tray | Male - 0.08" (1.93mm) Tube | Barbed |  | Vented Gauge |  | 5322837 |  | ABP | 6-SMD | J Lead | 3.3V | 20 | https://www.unikeyic.com/media/datasheet/d0/e2/962a/d0/be5f52fc7dae924bdbbd884f5cc756c9.pdf | https://www.unikeyic.com/products/pressure-sensors/abpmann005pgaa3/10894855.html
ABPMANN030PG2A3 | Honeywell | 5: 23.496 12: 23.067 24: 22.627 47: 22.198 100: 21.758 150: 19.58 500: 17.402 | Exhaust type metering I²C 206.84KPa 3V 3.6V 413.69KPa ±0.25% 6-SMD SMD mount 8mm*11mm*10.35mm | ±0.25% |  |  |  | Medical Ventilation | ABPMANN030 |  |  | Amplified Output, Temperature Compensated |  |  |  |  | 250PSI (1723.69kPa) |  | 1 (Unlimited) |  | Surface Mount |  |  |  | 30PSI (206.84kPa) | -40°C ~ 85°C | 12 b |  | I²C |  | 6-SMD Module | Tray | Male - 0.08" (1.93mm) Tube | Barbed |  | Vented Gauge |  | 5322840 |  | ABP | 6-SMD | J Lead | 3.3V | 1917 | https://www.unikeyic.com/media/datasheet/51/8f/09ca/51/2d7881b6e28da5853820371f3d284ce2.pdf | https://www.unikeyic.com/products/pressure-sensors/abpmann030pg2a3/34947994.html
ABPMANV015PG2A3 | Honeywell | 50: 37.55 100: 36.5164 | Honeywell Instrument pressure sensor, Maximum work103.42kPa, Maximum overload1724kPa | ±0.25 % | [9 empty] | 7.3mm(Length)*10.63mm(height) | 5V | 103.42KPa |  | - |  | PCB mounting |  | - | 85℃(max) |  |  |  |  | - | [6 empty] | - |  |  |  | bulk |  |  |  |  | 97 | https://www.unikeyic.com/media/about_us/Unikey_ISO_9001_Certification.pdf | https://www.unikeyic.com/products/pressure-sensors/abpmanv015pg2a3/35066056.html
ABPMANV030PG2A3 | Honeywell | 1+: 43.9711 10+: 43.9711 | Honeywell Instrument Pressure Sensor, Max Working 207kPa, Max Overload 1724kPa | [40 empty] | 65 |  | https://www.unikeyic.com/products/pressure-sensors/abpmanv030pg2a3/10988346.html
ABPMANV030PGAA5 | Honeywell | 1: 40.6205 5: 39.8951 10: 39.8951 25: 39.1698 50: 39.1698 | Honeywell Gauge Pressure Sensor, Max Working 30psi | ±0.25 % | [9 empty] | 7.3mm(Length)*10.63mm(height) | 5V | 30 psi |  | - |  | SMD mount |  | - | 85℃(max) |  |  |  |  | - | [6 empty] | - | [8 empty] | 49 | https://www.unikeyic.com/media/about_us/Unikey_ISO_9001_Certification.pdf | https://www.unikeyic.com/products/pressure-sensors/abpmanv030pgaa5/9742040.html
ABPMANV060PGAA5 | Honeywell | 5: 23.474 12: 23.045 24: 22.605 47: 22.176 | Honeywell Instrument pressure sensor, Maximum work60psi | ±0.25 % | [9 empty] | 7.3mm(Length)*10.63mm(height) | 5V | 60 psi |  | - |  | SMD mount |  | - | 85℃(max) |  |  |  |  | - | [6 empty] | - | [8 empty] | 78 | https://www.unikeyic.com/media/about_us/Unikey_ISO_9001_Certification.pdf | https://www.unikeyic.com/products/pressure-sensors/abpmanv060pgaa5/2728460.html
ABPMANV150PG2A3 | Honeywell | 1: 34.523 5: 31.3308 10: 30.8664 25: 29.4105 50: 28.959 100: 28.5075 250: 25.179 | Honeywell Instrument pressure sensor, Maximum work1034kPa, Maximum overload1724kPa | ±0.25% |  |  | Industrial | [6 empty] | 7.3mm(Length)*10.63mm(height) | 3.6V | 1.034MPa |  | 3V |  | SMD mount, top mount |  | - | -40℃~85℃ |  |  |  |  | I²C |  | 6-SMD |  |  |  |  | metering |  |  |  | bulk |  |  |  |  | 145 | https://www.unikeyic.com/media/about_us/Unikey_ISO_9001_Certification.pdf | https://www.unikeyic.com/products/pressure-sensors/abpmanv150pg2a3/4618093.html
ABPMLNN016KGAA5 | Honeywell | 5+: 23.419 12+: 22.979 24+: 22.55 | Meter 0Pa~16KPa 4.75V 5.25V ±0.25% | [40 empty] | 33 |  | https://www.unikeyic.com/products/pressure-sensors/abpmlnn016kgaa5/10938084.html
ABPMRRV001PDAA5 | Honeywell | 1: 39.7405 5: 39.0309 10: 39.0309 25: 38.3212 50: 38.3212 | Honeywell Differential pressure sensor, Differential pressure sensor, Maximum work6.9kPa, Maximum overload206kPa | [28 empty] | Bulk | [5 empty] | 18849100 |  | * |  |  |  | 47 | https://www.unikeyic.com/media/about_us/Unikey_ISO_9001_Certification.pdf | https://www.unikeyic.com/products/pressure-sensors/abpmrrv001pdaa5/11844347.html
ABPMRRV060MG2A3 | Honeywell | 5+: 23.474 12+: 23.045 | Honeywell Gauge Pressure Sensor, 60mbar Max Working, 200kPa Max Overload | [40 empty] | 57 |  | https://www.unikeyic.com/products/pressure-sensors/abpmrrv060mg2a3/23341887.html
ABPMRRV060MGAA5 | Honeywell | 5+: 23.474 12+: 23.045 24+: 22.605 | Honeywell Instrument Pressure Sensor, Max Working 60mbar | [40 empty] | 114 |  | https://www.unikeyic.com/products/pressure-sensors/abpmrrv060mgaa5/19870155.html
ADP5101 | Panasonic | 1: 70.1855 5: 64.875 10: 62.8996 25: 60.5344 | Panasonic Instrument pressure sensor, Gauge pressure sensor | ±1.25% |  |  |  | Board Mount | ADP510 |  |  | Amplified Output, Temperature Compensated |  |  |  |  | ±29.01PSI (±200kPa) |  | 1 (Unlimited) |  | Through Hole |  |  |  | ±14.5PSI (±100kPa) | -10°C ~ 60°C | 0 V ~ 4.5 V |  | Analog Voltage |  | 6-DIP Module | Bulk | Male - 0.12" (3mm) Tube | Barbless |  | Vented Gauge |  | 4754301 |  | PS-A | - | PC Pin | 5V | 31 | https://www.unikeyic.com/media/datasheet/8c/e7/6231/8c/aaf800c607f4de1d6040a2d555560069.pdf | https://www.unikeyic.com/products/pressure-sensors/adp5101/34970543.html
ADP5141 | Panasonic | 25: 60.0964 50: 58.8126 | Panasonic Gauge Pressure Sensor | ±1.25% |  |  |  | Board Mount | ADP514 |  |  | Amplified Output, Temperature Compensated |  |  |  |  | 29.01PSI (200kPa) |  | 1 (Unlimited) |  | Through Hole |  |  |  | 14.5PSI (100kPa) | -10°C ~ 60°C | 0 V ~ 4.5 V |  | Analog Voltage |  | 6-DIP Module | Box | Male - 0.12" (3mm) Tube | Barbless |  | Vented Gauge |  | 4756636 |  | PS-A | - | PC Pin | 5V | 59 | https://www.unikeyic.com/media/datasheet/8c/e7/6231/8c/aaf800c607f4de1d6040a2d555560069.pdf | https://www.unikeyic.com/products/pressure-sensors/adp5141/11005589.html
ADP5150 | Panasonic | 1: 70.1855 5: 64.875 10: 62.8996 25: 60.5344 50: 58.9163 | Panasonic Instrument pressure sensor, Gauge pressure sensor | ±1.25% |  |  |  | Board Mount | ADP515 |  |  | Amplified Output, Temperature Compensated |  |  |  |  | 58.02PSI (400kPa) |  | 1 (Unlimited) |  | Through Hole |  |  |  | 29.01PSI (200kPa) | -10°C ~ 60°C | 0 V ~ 4.5 V |  | Analog Voltage |  | 6-DIP Module | Box | Male - 0.12" (3mm) Tube | Barbless |  | Vented Gauge |  | 4756637 |  | PS-A | - | PC Pin | 5V | 90 | https://www.unikeyic.com/media/datasheet/8c/e7/6231/8c/aaf800c607f4de1d6040a2d555560069.pdf | https://www.unikeyic.com/products/pressure-sensors/adp5150/33054.html
ADP5161 | Panasonic | 100: 57.3989 | Panasonic Pressure Sensor | ±1.25% |  |  |  | Board Mount | ADP516 |  |  | Amplified Output, Temperature Compensated |  |  |  |  | 145.04PSI (1000kPa) |  | 1 (Unlimited) |  | Through Hole |  |  |  | 72.52PSI (500kPa) | -10°C ~ 60°C | 0 V ~ 4.5 V |  | Analog Voltage |  | 6-DIP Module | Box | Male - 0.12" (3mm) Tube | Barbless |  | Vented Gauge |  | 4756639 |  | PS-A | - | PC Pin | 5V | 100 | https://www.unikeyic.com/media/datasheet/8c/e7/6231/8c/aaf800c607f4de1d6040a2d555560069.pdf | https://www.unikeyic.com/products/pressure-sensors/adp5161/34991158.html
ASDXACX015PAAB3 | Honeywell | 3+: 44.616 7+: 42.834 | Absolute 3V 3.6V ±2% DIP-8 TH, Top Mount | [40 empty] | 16 | https://www.unikeyic.com/media/datasheet/2f/b5/d656/2f/f1453995f4b113c5e861e5970d5d2a39.pdf | https://www.unikeyic.com/products/pressure-sensors/asdxacx015paab3/11298636.html
ASDXAVX001PG2A3 | Honeywell | 3: 40.986 7: 40.227 14: 39.468 | metering 0psi~1psi 3V 3.6V ±2% DIP Through hole mounting | ±2% |  |  | Industrial |  |  |  | ASDXAVX001PG2A3 Honeywell |  |  |  | 3.6V | - |  | 3V |  | Through hole mounting |  | 0psi~1psi | -20℃~105℃ |  |  |  |  | - |  | DIP |  |  |  |  | metering | [8 empty] | 23 | https://www.unikeyic.com/media/datasheet/2f/b5/d656/2f/f1453995f4b113c5e861e5970d5d2a39.pdf | https://www.unikeyic.com/products/pressure-sensors/asdxavx001pg2a3/35002973.html
ASDXAVX100PG2A5 | Honeywell | 2+: 62.469 5+: 61.303 9+: 60.148 18+: 58.993 25+: 57.838 150+: 52.052 1,000+: 46.266 | Digital Pressure Sensor, 100psi, 4.75V-6V, ±2%, DIP, 16.81mm × 14.02mm × 13.94mm | [40 empty] | 1123 | https://www.unikeyic.com/media/datasheet/d8/bb/7d46/f0/df11ad16abd935c976c6dbc82b49283a.pdf | https://www.unikeyic.com/products/pressure-sensors/asdxavx100pg2a5/35053698.html
ASDXRRX030PG2A5 | Honeywell | 2+: 61.369 | Digital Pressure Sensor 30psi 4.75V-6V ±2%, DIP, TH | [40 empty] | 4 | https://www.unikeyic.com/media/datasheet/21/76/8aa9/21/27df4ec04890025c79710f30b5a02a3f.pdf | https://www.unikeyic.com/products/pressure-sensors/asdxrrx030pg2a5/11037166.html
B18.DUIM | VEGA Controls | 1: 294.566 | Vega, VEGABAR 18series Vegabar, Maximum pressure reading25bar, Minimum pressure reading0bar | ±0.5% |  |  | Industrial | [7 empty] | - | 25Pa |  | - |  |  |  | - | -40℃(min) |  |  |  |  | Analog | [6 empty] | relative, Gauge pressure | [8 empty] | 2 | https://www.unikeyic.com/media/about_us/Unikey_ISO_9001_Certification.pdf | https://www.unikeyic.com/products/pressure-sensors/b18-duim/29398671.html
B19.DUDM | VEGA Controls | 1: 286.6074 | Vega, VEGABAR 19series Vegabar, Maximum pressure reading1bar, Minimum pressure reading0bar | ±0.5% |  |  | Industrial | [7 empty] | - | 1Pa |  | - |  |  |  | - | -40℃(min) |  |  |  |  | Analog | [6 empty] | relative, Gauge pressure | [8 empty] | 3 | https://www.unikeyic.com/media/about_us/Unikey_ISO_9001_Certification.pdf | https://www.unikeyic.com/products/pressure-sensors/b19-dudm/2496375.html
B38.XXXXLXDGMAB | VEGA Controls | 1: 591.8076 | Vega, VEGABAR 38series Vegabar, Maximum pressure reading10bar, Minimum pressure reading0bar | ±0.3% |  |  | Industrial | [7 empty] | - | 10Pa |  | - |  |  |  | - | -40℃~130℃ |  |  |  |  | Digital | [6 empty] | relative, Gauge pressure | [8 empty] | 4 | https://www.unikeyic.com/media/about_us/Unikey_ISO_9001_Certification.pdf | https://www.unikeyic.com/products/pressure-sensors/b38-xxxxlxdgmab/16893789.html
B58601E3513B710 | TDK | 1+: 15.6985 10+: 15.4182 25+: 15.4182 50+: 15.4182 | Wheatstone Bridge Sensor 1V 5V ±1% | [40 empty] | 84 | https://www.unikeyic.com/media/datasheet/10/ac/df68/10acdf689043141ef7ead33da40472af.pdf | https://www.unikeyic.com/products/pressure-sensors/b58601e3513b710/10932504.html
B58611K1100A003 | TDK | 1: 81.0369 10: 79.2565 20: 77.5609 | EPCOS Pressure Sensors, Maximum pressure reading0.1bar, Minimum pressure reading0bar | ±2% | [6 empty] | B58611K1100A003 TDK |  |  | 15mm*14mm*21mm | 10V | 50KPa |  | - |  | Through hole mounting |  | 10KPa | -30℃~85℃ |  |  |  |  | Wheatstone Bridge |  | DIP-8 |  |  |  |  | Exhaust metering |  | On sale |  | bulk |  |  |  |  | 8 | https://www.unikeyic.com/media/datasheet/2a/5d/d80b/2a5dd80bd2bf875c71752b1809cd9a02.pdf | https://www.unikeyic.com/products/pressure-sensors/b58611k1100a003/11331701.html
B58621V2712B766 | TDK | 1+: 130.9655 | 2.7V 5.5V 0kPa~10kPa | [40 empty] | 8 |  | https://www.unikeyic.com/products/pressure-sensors/b58621v2712b766/35029846.html
B58621V4121B765 | TDK | 1: 143.7638 5: 133.595 10: 129.8055 | Differential，metering I²C 2.7V 5.5V 0Kpa~1.6Kpa ±1.5% | ±1.5% |  |  |  | Board Mount |  |  |  | Temperature Compensated |  |  |  |  | 2.32PSI (16kPa) |  | Not Applicable | [5 empty] | 0.23PSI (1.6kPa) | -20°C ~ 70°C (TA) | 14 b |  | I²C |  | Module | Bulk | Male - 0.2" (5mm) Tube, Dual | Barbed |  | Differential, Gauge |  | 15784877 |  | - | - | - | 2.7V ~ 5.5V | 3 | https://www.unikeyic.com/media/datasheet/d8/87/1be6/d8871be62a34b526ae41d32bdb52e49c.pdf | https://www.unikeyic.com/products/pressure-sensors/b58621v4121b765/35001351.html
BARO-AF-PRIME-DIP-MINI | Amphenol | 1+: 136.9174 5+: 136.9174 10+: 134.428 | Analog Component, Absolute Accuracy ±0.25%, DIP | [40 empty] | 4 | https://www.unikeyic.com/media/datasheet/25/a9/227a/25/568ed12e5faacc4283cc598559ed17cf.pdf | https://www.unikeyic.com/products/pressure-sensors/baro-af-prime-dip-mini/35028051.html
BLC-L01D-D4 | Amphenol | 1+: 36.1771 5+: 36.1771 | Differential 1inH₂O 900mV 1.8V ±0.25kPa ±0.5% SOIC-16 SMD, Top Mount | [40 empty] | 39 | https://www.unikeyic.com/media/datasheet/45/fa/3cf2/45/36c502fb5e433f66c4b679014f67000a.pdf | https://www.unikeyic.com/products/pressure-sensors/blc-l01d-d4/34975798.html
BLC-L05D-D4 | Amphenol | 1+: 35.1233 5+: 35.1233 10+: 34.4961 | Differential, 5inH₂O, 900mV, 1.8V, ±1.25kPa, ±0.5%, SOIC-16, SMD, Top Mount | [40 empty] | 33 | https://www.unikeyic.com/media/datasheet/45/fa/3cf2/45/36c502fb5e433f66c4b679014f67000a.pdf | https://www.unikeyic.com/products/pressure-sensors/blc-l05d-d4/11079098.html
BLC-L05D-U2 | Amphenol | 1+: 26.1318 5+: 24.3897 10+: 23.9541 50+: 23.5186 100+: 23.5186 250+: 23.5186 | Sensor 5inH₂O 900mV 1.8V ±1.25kPa ±0.5% SMD-6P SMD, Top Mount | [40 empty] | 55 | https://www.unikeyic.com/media/datasheet/36/54/904b/3654904b0cf5429fad530e5f700e3572.pdf | https://www.unikeyic.com/products/pressure-sensors/blc-l05d-u2/22218.html
BLC-L10D-D4 | Amphenol | 1: 35.1233 5: 35.1233 | Differential 10inH₂O 900mV 1.8V ±2.5Kpa ±0.5% SOIC-16 SMD mount，top mount | ±0.5% |  |  |  | Board Mount | BLC-L10D |  |  | - |  |  |  |  | 7.25PSI (50kPa) |  | 1 (Unlimited) |  | Surface Mount |  |  |  | ±0.36PSI (±2.5kPa) | -25°C ~ 85°C | 0 mV ~ 32 mV |  | Analog Voltage |  | 16-SOIC Module, Dual Top Ports | Tube | Male - 0.12" (3mm) Tube, Dual | Barbed |  | Differential |  | 9838281 |  | BLC | - | Gull Wing | 0.9V ~ 1.8V | 39 | https://www.unikeyic.com/media/datasheet/45/fa/3cf2/45/36c502fb5e433f66c4b679014f67000a.pdf | https://www.unikeyic.com/products/pressure-sensors/blc-l10d-d4/11047568.html
BLC-L10D-U2 | Amphenol | 1+: 25.8408 5+: 24.1181 10+: 23.6874 50+: 23.2567 100+: 23.2567 | Sensor 10inH₂O 900mV 1.8V ±2.5Kpa ±0.5% SMD-6P SMD, Top Mount | [40 empty] | 33 | https://www.unikeyic.com/media/datasheet/45/fa/3cf2/45/36c502fb5e433f66c4b679014f67000a.pdf | https://www.unikeyic.com/products/pressure-sensors/blc-l10d-u2/11265273.html
BLC-L30D-D4 | Amphenol | 1: 39.2001 | Differential 30inH₂O 900mV 1.8V ±7.47Kpa ±0.5% SOIC-16 SMD mount，top mount | ±0.5% |  |  |  | Board Mount | BLC-L30D |  |  | - |  |  |  |  | 7.25PSI (50kPa) |  | 1 (Unlimited) |  | Surface Mount |  |  |  | ±1.08PSI (±7.47kPa) | -25°C ~ 85°C | 0 mV ~ 42 mV |  | Analog Voltage |  | 16-SOIC Module, Dual Top Ports | Tube | Male - 0.12" (3mm) Tube, Dual | Barbed |  | Differential |  | 9838283 |  | BLC | - | Gull Wing | 0.9V ~ 1.8V | 38 | https://www.unikeyic.com/media/datasheet/f4/bc/327f/f4bc327f2631d743075e24932427eb27.pdf | https://www.unikeyic.com/products/pressure-sensors/blc-l30d-d4/11024631.html
BLCR-L01D-D4 | Amphenol | 1: 37.9045 5: 37.9045 | Differential 1inH₂O 1.8V 3.3V ±0.25Kpa ±0.5% SOIC-16 SMD mount，top mount | ±0.5% |  |  |  | Board Mount | BLCR-L01D |  |  | - |  |  |  |  | 3.63PSI (25kPa) |  | 1 (Unlimited) |  | Surface Mount |  |  |  | ±0.04PSI (±0.25kPa) | -25°C ~ 85°C | 0 mV ~ 8 mV |  | Analog Voltage |  | 16-SOIC Module, Dual Top Ports | Tube | Male - 0.12" (3mm) Tube, Dual | Barbed |  | Differential |  | 9838284 |  | BLCR | - | Gull Wing | 1.8V ~ 3.3V | 42 | https://www.unikeyic.com/media/datasheet/fc/d0/d5ac/fc/baeafbf8ce34403add50381e0ee6ac64.pdf | https://www.unikeyic.com/products/pressure-sensors/blcr-l01d-d4/34976307.html
BLCR-L01D-U2 | Amphenol | 1+: 27.632 5+: 25.0992 | Pressure Sensor 1inH₂O, 1.8V-3.3V, ±0.25kPa, ±0.5%, SMD-6P, SMD, Top Mount | [40 empty] | 18 | https://www.unikeyic.com/media/datasheet/fc/d0/d5ac/fc/baeafbf8ce34403add50381e0ee6ac64.pdf | https://www.unikeyic.com/products/pressure-sensors/blcr-l01d-u2/34977304.html
BLCR-L05D-D4 | Amphenol | 1: 36.7964 5: 36.7964 10: 35.4822 50: 35.4822 100: 35.4822 | Differential 5inH₂O 1.8V 3.3V ±1.25Kpa ±0.5% SOIC-16 SMD mount，top mount | ±0.5% |  |  |  | Board Mount | BLCR-L05D |  |  | - |  |  |  |  | 7.25PSI (50kPa) |  | 1 (Unlimited) |  | Surface Mount |  |  |  | ±0.18PSI (±1.25kPa) | -25°C ~ 85°C | 0 mV ~ 24 mV |  | Analog Voltage |  | 16-SOIC Module, Dual Top Ports | Tube | Male - 0.12" (3mm) Tube, Dual | Barbed |  | Differential |  | 9838285 |  | BLCR | - | Gull Wing | 1.8V ~ 3.3V | 44 | https://www.unikeyic.com/media/datasheet/fc/d0/d5ac/fc/baeafbf8ce34403add50381e0ee6ac64.pdf | https://www.unikeyic.com/products/pressure-sensors/blcr-l05d-d4/3563.html
BLCR-L05D-U2 | Amphenol | 1: 43.615 5: 35.694 10: 32.9832 25: 27.1296 50: 25.5744 100: 25.0992 | metering 5inH₂O 1.8V 3.3V ±1.25Kpa ±0.5% SMD-6P SMD mount，top mount | ±0.5% |  |  |  | Board Mount | BLCR-L05D |  |  | - |  |  |  |  | 7.25PSI (50kPa) |  | 1 (Unlimited) |  | Surface Mount |  |  |  | ±0.18PSI (±1.25kPa) | -25°C ~ 85°C | 0 mV ~ 24 mV |  | Analog Voltage |  | 6-SMD, Gull Wing, Top Port | Tube | Male - 0.12" (3mm) Tube | Barbless |  | Gauge |  | 9838275 |  | BLCR | - | Gull Wing | 1.8V ~ 3.3V | 18 | https://www.unikeyic.com/media/datasheet/fc/d0/d5ac/fc/baeafbf8ce34403add50381e0ee6ac64.pdf | https://www.unikeyic.com/products/pressure-sensors/blcr-l05d-u2/11149350.html
BLCR-L10D-D4 | Amphenol | 1+: 36.7964 5+: 36.7964 | Differential Pressure Sensor 10inH₂O 1.8V 3.3V ±2.5kPa ±0.5% SOIC-16 SMD Top Mount | [40 empty] | 42 | https://www.unikeyic.com/media/datasheet/fc/d0/d5ac/fc/baeafbf8ce34403add50381e0ee6ac64.pdf | https://www.unikeyic.com/products/pressure-sensors/blcr-l10d-d4/3532.html
BLCR-L10D-U2 | Amphenol | 1: 28.9526 5: 28.9526 10: 27.9185 50: 27.9185 100: 27.9185 | metering 10inH₂O 1.8V 3.3V ±2.5Kpa ±0.5% SMD-6P SMD mount，top mount | ±0.5% |  |  |  | Board Mount | BLCR-L10D |  |  | - |  |  |  |  | 7.25PSI (50kPa) |  | 1 (Unlimited) |  | Surface Mount |  |  |  | ±0.36PSI (±2.5kPa) | -25°C ~ 85°C | 0 mV ~ 32 mV |  | Analog Voltage |  | 6-SMD, Gull Wing, Top Port | Tube | Male - 0.12" (3mm) Tube | Barbless |  | Gauge |  | 9838276 |  | BLCR | - | Gull Wing | 1.8V ~ 3.3V | 75 | https://www.unikeyic.com/media/datasheet/fc/d0/d5ac/fc/baeafbf8ce34403add50381e0ee6ac64.pdf | https://www.unikeyic.com/products/pressure-sensors/blcr-l10d-u2/10989764.html
BLCR-L20D-D4 | Amphenol | 1+: 55.066 5+: 45.5868 10+: 43.578 25+: 37.0332 50+: 35.7372 100+: 34.1064 250+: 34.0956 | Differential Pressure Sensor, 20inH₂O, 1.8V~3.3V, ±4.98kPa, ±0.5%, SOIC-16, SMD, Top Mount | [40 empty] | 19 | https://www.unikeyic.com/media/datasheet/fc/d0/d5ac/fc/baeafbf8ce34403add50381e0ee6ac64.pdf | https://www.unikeyic.com/products/pressure-sensors/blcr-l20d-d4/11129675.html
BLCR-L30D-D4 | ALL SENSORS | 1+: 33.9854 5+: 31.158 10+: 30.1055 25+: 28.846 50+: 27.985 100+: 27.1947 | Differential Pressure Sensor -30inH₂O~30inH₂O 1.8V 3.3V ±0.5% SMD | [40 empty] | 29 |  | https://www.unikeyic.com/products/pressure-sensors/blcr-l30d-d4/11302136.html
BLCR-L30D-D4 | Amphenol | 1: 36.7964 5: 36.7964 | Differential 30inH₂O 1.8V 3.3V ±7.47Kpa ±0.5% SOIC-16 SMD mount，top mount | ±0.5% |  |  |  | Board Mount | BLCR-L30D |  |  | - |  |  |  |  | 7.25PSI (50kPa) |  | 1 (Unlimited) |  | Surface Mount |  |  |  | ±1.08PSI (±7.47kPa) | -25°C ~ 85°C | 0 mV ~ 42 mV |  | Analog Voltage |  | 16-SOIC Module, Dual Top Ports | Tube | Male - 0.12" (3mm) Tube, Dual | Barbed |  | Differential |  | 9838288 |  | BLCR | - | Gull Wing | 1.8V ~ 3.3V | 43 | https://www.unikeyic.com/media/datasheet/fc/d0/d5ac/fc/baeafbf8ce34403add50381e0ee6ac64.pdf | https://www.unikeyic.com/products/pressure-sensors/blcr-l30d-d4/11021007.html
BLCR-L30D-U2 | Amphenol | 1+: 28.3659 5+: 28.3659 10+: 27.3528 50+: 27.3528 100+: 27.3528 | Sensor 30inH₂O 1.8V 3.3V ±7.47kPa ±0.5% SMD-6P SMD Top Mount | [40 empty] | 74 | https://www.unikeyic.com/media/datasheet/fc/d0/d5ac/fc/baeafbf8ce34403add50381e0ee6ac64.pdf | https://www.unikeyic.com/products/pressure-sensors/blcr-l30d-u2/35027718.html
BMP580 | Robert Bosch | 1+: 0.588 | [41 empty] | 46690 |  | https://www.unikeyic.com/products/pressure-sensors/bmp580/13020354.html
BMP585 | Robert Bosch | 1+: 3.4632 10+: 2.9046 30+: 2.2921 100+: 2.2343 300+: 1.9736 1,000+: 1.8619 | Absolute Pressure Sensor, I3C, I²C, SPI, 1.71-3.6V, 1250hPa, ±0.007PSI (±0.05kPa), LGA, SMD, Adhesive Mount, 3.25mm × 325cm × 1.86mm | [40 empty] | 267 |  | https://www.unikeyic.com/products/pressure-sensors/bmp585/357167341.html
BPS110-AG01P0-2DG | BOURNS | 1: 40.1112 5: 36.841 10: 35.6249 25: 34.1686 50: 33.6593 | Bourns Instrument pressure sensor, Gauge pressure sensor, Maximum work1psi, Maximum overload1psi | ±0.25% |  |  |  | Board Mount | BPS110 |  |  | Amplified Output |  |  |  |  | 5PSI (34.47kPa) |  | 2 (1 Year) |  | Surface Mount |  |  |  | 1PSI (6.89kPa) | -40°C ~ 85°C | 0.5 V ~ 4.5 V |  | Analog Voltage |  | 8-SMD, J-Lead, Dual Ports, Same Side |  | Male - 0.087" (2.2mm) Tube, Dual | Barbed |  | Gauge |  | 9566089 |  | BPS110 | 8-SMD | J Lead | 2.7V ~ 5.5V | 238 | https://www.unikeyic.com/media/datasheet/a1/74/d140/a1/ce0d17f0bbfc1e08ddc16718ffc3a932.pdf | https://www.unikeyic.com/products/pressure-sensors/bps110-ag01p0-2dg/35064103.html
BPS110-AG0P15-2DG | BOURNS | 1: 40.1112 5: 36.841 10: 35.6249 25: 34.1686 50: 33.6593 | Bourns Instrument pressure sensor, Gauge pressure sensor, Maximum work0.15psi | ±0.25% |  |  |  | Board Mount |  |  |  | Amplified Output |  |  |  |  | 0.75PSI (5.17kPa) |  | 2 (1 Year) |  | Surface Mount |  |  |  | 0.15PSI (1kPa) | -40°C ~ 85°C | 0.5 V ~ 4.5 V |  | Analog Voltage |  | 8-SMD, J-Lead, Dual Ports, Same Side |  | Male - 0.087" (2.2mm) Tube, Dual | Barbed |  | Gauge |  | 10130319 |  | BPS110 | 8-SMD | J Lead | 2.7V ~ 5.5V | 190 | https://www.unikeyic.com/media/datasheet/a1/74/d140/a1/ce0d17f0bbfc1e08ddc16718ffc3a932.pdf | https://www.unikeyic.com/products/pressure-sensors/bps110-ag0p15-2dg/10959475.html
BPS130-HG100P-3S | BOURNS | 5: 26.95 | metering 689.48KPa 4.5V 5.5V 1.37895MPa ±0.25% SIP-3 Through hole mounting | ±0.25% |  |  |  | Board Mount | BPS130 |  |  | - |  |  |  |  | 200PSI (1378.95kPa) |  | 1 (Unlimited) |  | Through Hole |  |  |  | 100PSI (689.48kPa) | -40°C ~ 150°C | 0.45 V ~ 4.95 V |  | Analog Voltage |  | 3-SIP Module | Tray | Male - 0.122" (3.1mm) Tube | Barbless |  | Gauge |  | 9566086 |  | BPS130 | - | PC Pin | 4.5V ~ 5.5V | 24 | https://www.unikeyic.com/media/datasheet/36/78/f682/36/041262744faac5770d1edc4df5f9bf17.pdf | https://www.unikeyic.com/products/pressure-sensors/bps130-hg100p-3s/35041763.html
BPS130-HG300P-1SG | BOURNS | 250+: 37.928 | Pressure Sensor, 0psi~300psi, 4.5V-5.5V, 2068.43kPa, ±0.25%, SMD, Adhesive Mount | [40 empty] | 425 | https://www.unikeyic.com/media/datasheet/36/78/f682/36/041262744faac5770d1edc4df5f9bf17.pdf | https://www.unikeyic.com/products/pressure-sensors/bps130-hg300p-1sg/35030650.html
BPS130-HG300P-3S | BOURNS | 200: 49.8422 | metering 2.06843MPa 4.5V 5.5V 4.13685MPa ±0.25% SIP-3 Through hole mounting 10.3mm*12.8mm*12.8mm | ±0.25% |  |  |  | Board Mount | BPS130 |  |  | - |  |  |  |  | 600PSI (4136.85kPa) |  | 1 (Unlimited) |  | Through Hole |  |  |  | 300PSI (2068.43kPa) | -40°C ~ 150°C | 0.45 V ~ 4.95 V |  | Analog Voltage |  | 3-SIP Module | Tray | Male - 0.122" (3.1mm) Tube | Barbless |  | Gauge |  | 9566087 |  | BPS130 | - | PC Pin | 4.5V ~ 5.5V | 454 | https://www.unikeyic.com/media/datasheet/36/78/f682/36/041262744faac5770d1edc4df5f9bf17.pdf | https://www.unikeyic.com/products/pressure-sensors/bps130-hg300p-3s/11270969.html
BPS330-AG005P-3T | BOURNS | 1: 17.2303 10: 16.9226 25: 16.9226 50: 16.6149 100: 16.6149 | metering 1.5V 15V 34.47Kpa ±0.25% DIP-4 Through hole mounting | ±0.25% |  |  |  | Board Mount |  |  |  | - |  |  |  |  | 245PSI (1689.22kPa) |  | 1 (Unlimited) |  | Through Hole |  |  |  | 5PSI (34.47kPa) | -40°C ~ 125°C | 0 mV ~ 133 mV (5V) |  | Analog Voltage |  | 4-DIP Module | Tray | - | Barbed |  | Gauge |  |  |  | BPS330 | 4-DIP | PC Pin | 1.5V ~ 15V | 144 | https://www.unikeyic.com/media/datasheet/f5/da/3342/f5da3342b8b67d6f5bba3a39e3a90022.pdf | https://www.unikeyic.com/products/pressure-sensors/bps330-ag005p-3t/11191642.html
BPS6C-H00 | Honeywell | 4+: 31.911 9+: 31.317 18+: 30.723 | 6V, 18V, 50kPa~300kPa | [40 empty] | 25 |  | https://www.unikeyic.com/products/pressure-sensors/bps6c-h00/11069753.html
Board mount pressure sensors | Nidec | 1: 23.8162 5: 22.3273 | Gauge pressure 981KPa ± 0.3 % | ± 0.3 % | [10 empty] | - | 981KPa |  | - |  |  |  | - | [5 empty] | - | [6 empty] | Gauge pressure | [8 empty] | 1 | https://www.unikeyic.com/media/about_us/Unikey_ISO_9001_Certification.pdf | https://www.unikeyic.com/products/pressure-sensors/board-mount-pressure-sensors/1005569342.html
CDG-DEC001.2 | ASPX | 100+: 699.04 200+: 674.0743 300+: 649.1086 | 625 | [40 empty] | 300000 |  | https://www.unikeyic.com/products/pressure-sensors/cdg-dec001-2/35408380.html
CPA900-30300K | CONSENSIC | 1: 5.0055 10: 4.3834 30: 3.6545 100: 3.5184 300: 3.3856 1,000: 3.2398 |  | - | [6 empty] | CPA900-30300K CONSENSIC |  |  |  | - | - |  | - |  |  |  | - | [5 empty] | - | [6 empty] | - | [9 empty] | https://www.unikeyic.com/media/datasheet/2f/ff/937c/2fff937c999a83a99e45c1af55f1aa2b.pdf | https://www.unikeyic.com/products/pressure-sensors/cpa900-30300k/988812289.html
CPC0.3GFC | Honeywell | 4: 36.344 14: 34.837 28: 33.44 | metering Analog 0psi~0.3psi 3V 16V ±0.25% SIP Through hole mounting | ±0.25% |  |  | Industrial |  |  |  | CPC0.3GFC Honeywell |  |  |  | 16V | - |  | 3V |  | Through hole mounting |  | 0psi~0.3psi | -25℃~85℃ |  |  |  |  | Analog |  | SIP |  |  |  |  | metering | [8 empty] | 130 | https://www.unikeyic.com/media/datasheet/d6/08/bbce/d6/0ac9b37d91a2933edb1bfbcc82f35a6b.pdf | https://www.unikeyic.com/products/pressure-sensors/cpc0-3gfc/35050055.html
CPC05DFC | Honeywell | 4+: 32.857 16+: 31.493 31+: 30.228 | Vacuum, Analog ±5psi ±0.25% SIP-4 TH | [40 empty] | 43 | https://www.unikeyic.com/media/datasheet/95/28/36f3/95/b743258f77b749b646ad84d0633ac150.pdf | https://www.unikeyic.com/products/pressure-sensors/cpc05dfc/35025170.html
CPC100GC | Honeywell | 2+: 61.567 9+: 59.004 17+: 56.65 | Vented Pressure Sensor, Wheatstone Bridge, 689.48kPa, 3V-16V, 1.72369MPa Overload, ±2%, TH | [40 empty] | 19 | https://www.unikeyic.com/media/datasheet/04/cf/59c5/04/c1657b3ab84f8a3999520f8ec8e68535.pdf | https://www.unikeyic.com/products/pressure-sensors/cpc100gc/9471.html
CPC150GFH | Honeywell | 4: 32.857 9: 32.252 17: 31.647 | Exhaust type metering Wheatstone Bridge ±150psi 3V 16V 250 PSI ±2% SIP-4 Through hole mounting | ±2% |  |  |  | Board Mount |  |  |  | Temperature Compensated |  |  |  |  | 250PSI (1723.69kPa) |  | 1 (Unlimited) |  | Through Hole |  |  |  | 150PSI (1034.21kPa) | -25°C ~ 85°C | 0 mV ~ 90 mV (12V) |  | Wheatstone Bridge |  | 4-SIP Module | Bulk | Male - 0.15" (3.8mm) Tube | Barbed |  | Vented Gauge |  | 3540874 |  | CPC | - |  | 3V ~ 16V | 24 | https://www.unikeyic.com/media/datasheet/43/31/12ba/43/c066d807fd7636fe4f28f2d2d2f05e0c.pdf | https://www.unikeyic.com/products/pressure-sensors/cpc150gfh/35001765.html
CPC15AC | Honeywell | 5: 26.125 11: 25.641 | Absolute Pressure Sensor Wheatstone Bridge 2psi~15psi 3V 16V 45PSI ±2% SIP-4 TH | ±2% |  |  |  | Board Mount |  |  |  | Temperature Compensated |  |  |  |  | 45PSI (310.26kPa) |  | 1 (Unlimited) |  | Through Hole |  |  |  | 15PSI (103.42kPa) | -25°C ~ 85°C | 0 mV ~ 90 mV (12V) |  | Wheatstone Bridge |  | 4-SIP Module | Bulk | - | No Port |  | Absolute |  | 3540884 |  | CPC | - |  | 3V ~ 16V | 17 | https://www.unikeyic.com/media/datasheet/a9/04/9da0/a9/84d9fbfc3ded939c29c48e260d055896.pdf | https://www.unikeyic.com/products/pressure-sensors/cpc15ac/34995652.html
CPC60DFC | Honeywell | 5: 22.957 22: 22 44: 21.12 | Differential Analog 0psi~60psi 3V 16V ±0.25% SIP Through hole mounting | ±0.25% |  |  | Industrial |  |  |  | CPC60DFC Honeywell |  |  |  | 16V | - |  | 3V |  | Through hole mounting |  | 0psi~60psi | -25℃~85℃ |  |  |  |  | Analog |  | SIP |  |  |  |  | Differential | [8 empty] | 67 | https://www.unikeyic.com/media/datasheet/95/28/36f3/95/b743258f77b749b646ad84d0633ac150.pdf | https://www.unikeyic.com/products/pressure-sensors/cpc60dfc/35028313.html
CPG040S | CONSENSIC | 1+: 0.6856 10+: 0.632 30+: 0.5252 100+: 0.4579 300+: 0.4399 2,000+: 0.4216 | [41 empty] | 20 | https://www.unikeyic.com/media/datasheet/eb/e5/678a/ebe5678ae0aecc514d12e4ba2cc9ba82.pdf | https://www.unikeyic.com/products/pressure-sensors/cpg040s/983854251.html
CPG100S | CONSENSIC | 1: 0.7317 10: 0.6745 30: 0.5604 100: 0.4886 300: 0.4696 500: 0.45 |  | - | [6 empty] | CPG100S CONSENSIC |  |  |  | - | - |  | - |  |  |  | - | [5 empty] | - | [6 empty] | - | [9 empty] | https://www.unikeyic.com/media/datasheet/26/85/5d39/26855d3974ba652c09ab12a0d54130ab.pdf | https://www.unikeyic.com/products/pressure-sensors/cpg100s/984239857.html
CPG700S | CONSENSIC | 1+: 1.4213 10+: 1.2447 30+: 1.0377 100+: 0.999 300+: 0.9613 1,000+: 0.9199 | [41 empty] | 30 | https://www.unikeyic.com/media/datasheet/00/e4/377a/00e4377a0cc1392ffd757b1e573add90.pdf | https://www.unikeyic.com/products/pressure-sensors/cpg700s/987200922.html
CPGMA010TD | CONSENSIC | 1+: 3.8931 10+: 3.4094 30+: 2.8424 100+: 2.7366 300+: 2.6332 1,000+: 2.5199 | [41 empty] | 20 | https://www.unikeyic.com/media/datasheet/5c/e2/926a/5ce2926a12ab71eb0a6ecf272a0c6934.pdf | https://www.unikeyic.com/products/pressure-sensors/cpgma010td/987209692.html
CPGMA010TN | CONSENSIC | 1+: 3.8931 10+: 3.4094 30+: 2.8424 100+: 2.7366 300+: 2.6332 1,000+: 2.5199 | [41 empty] | 20 | https://www.unikeyic.com/media/datasheet/a7/47/4f79/a7474f79f1a72adeddf851ee663be419.pdf | https://www.unikeyic.com/products/pressure-sensors/cpgma010tn/983442845.html
CPGMA040TD | CONSENSIC | 1+: 3.8931 10+: 3.4094 30+: 2.8424 100+: 2.7366 300+: 2.6332 1,000+: 2.5199 | [41 empty] | 20 | https://www.unikeyic.com/media/datasheet/f9/89/735c/f989735c9e0719e97048f8a30e305654.pdf | https://www.unikeyic.com/products/pressure-sensors/cpgma040td/987943895.html
CPGMA040TN | CONSENSIC | 1+: 3.8931 10+: 3.4094 30+: 2.8424 100+: 2.7366 300+: 2.6332 1,000+: 2.5199 | [41 empty] | 20 | https://www.unikeyic.com/media/datasheet/66/f4/62a1/66f462a1e86e1e492e9ed484c3c898f7.pdf | https://www.unikeyic.com/products/pressure-sensors/cpgma040tn/988029931.html
CPGMA100TD | CONSENSIC | 1: 3.8931 10: 3.4094 30: 2.8424 100: 2.7366 300: 2.6332 1,000: 2.5199 |  | - | [6 empty] | CPGMA100TD CONSENSIC |  |  |  | - | - |  | - |  |  |  | - | [5 empty] | - | [6 empty] | - | [9 empty] | https://www.unikeyic.com/media/datasheet/ae/e5/407c/aee5407c6ecdab4e02f0ad31e794aae9.pdf | https://www.unikeyic.com/products/pressure-sensors/cpgma100td/984797420.html
CPGMA100TN | CONSENSIC | 1+: 3.8931 10+: 3.4094 30+: 2.8424 100+: 2.7366 300+: 2.6332 1,000+: 2.5199 | [41 empty] | 20 | https://www.unikeyic.com/media/datasheet/3f/3b/e50f/3f3be50f70fb5296289d67bbd4299fc1.pdf | https://www.unikeyic.com/products/pressure-sensors/cpgma100tn/985309628.html
CPGMA700TD | CONSENSIC | 1+: 3.8931 10+: 3.4094 30+: 2.8424 100+: 2.7366 300+: 2.6332 1,000+: 2.5199 | [41 empty] | 20 | https://www.unikeyic.com/media/datasheet/73/02/1e4c/73021e4c8bb0ccba18b9ddca5b5b2ba7.pdf | https://www.unikeyic.com/products/pressure-sensors/cpgma700td/984953090.html
CPM121 | CONSENSIC | 1+: 1.1124 10+: 0.9741 30+: 0.8121 100+: 0.7819 300+: 0.7523 1,000+: 0.7199 | [41 empty] | 20 | https://www.unikeyic.com/media/datasheet/88/19/f6c4/8819f6c488012f3478528027688ea5da.pdf | https://www.unikeyic.com/products/pressure-sensors/cpm121/985984990.html
CPS121 | CONSENSIC | 1+: 1.0422 10+: 0.9128 30+: 0.761 100+: 0.7326 300+: 0.705 1,000+: 0.6746 | [41 empty] | 300 | https://www.unikeyic.com/media/datasheet/e4/fb/27c2/e4fb27c29f60ff67e4debc4a269ffcf0.pdf | https://www.unikeyic.com/products/pressure-sensors/cps121/987287840.html
CPS121-1500 | CONSENSIC | 1: 1.1124 10: 0.9741 30: 0.8121 100: 0.7819 300: 0.7523 1,000: 0.7199 |  | - | [6 empty] | CPS121-1500 CONSENSIC |  |  |  | - | - |  | - |  |  |  | - | [5 empty] | - | [6 empty] | - | [9 empty] | https://www.unikeyic.com/media/datasheet/40/05/d5ad/4005d5adf873c428b66d213da8055968.pdf | https://www.unikeyic.com/products/pressure-sensors/cps121-1500/988698878.html
CPS121-700 | CONSENSIC | 1+: 1.1124 10+: 0.9741 30+: 0.8121 100+: 0.7819 300+: 0.7523 1,000+: 0.7199 | [41 empty] | 100 | https://www.unikeyic.com/media/datasheet/8e/90/e3de/8e90e3de0d0cebdc6e82c270e5e6c418.pdf | https://www.unikeyic.com/products/pressure-sensors/cps121-700/983498161.html
CPS122 | CONSENSIC | 1+: 1.1376 10+: 0.9963 30+: 0.8306 100+: 0.7996 300+: 0.7694 1,000+: 0.7363 | [41 empty] | 690 | https://www.unikeyic.com/media/datasheet/6f/a2/3c61/6fa23c61e5de24e88ea1659e8cef2b77.pdf | https://www.unikeyic.com/products/pressure-sensors/cps122/988076413.html
CPS123 | CONSENSIC | 1+: 1.1538 10+: 1.0103 30+: 0.8424 100+: 0.811 300+: 0.7804 1,000+: 0.7468 | [41 empty] | 260 | https://www.unikeyic.com/media/datasheet/b0/09/6bc9/b0096bc984245a50f32d29b4dc109b49.pdf | https://www.unikeyic.com/products/pressure-sensors/cps123/988035613.html
CPS125 | CONSENSIC | 1+: 1.2134 10+: 1.0627 30+: 0.886 100+: 0.8529 300+: 0.8207 1,000+: 0.7854 | [41 empty] | 109 | https://www.unikeyic.com/media/datasheet/9b/c7/30c0/9bc730c082c55062414238da40f57c7a.pdf | https://www.unikeyic.com/products/pressure-sensors/cps125/984916460.html
CPS129 | CONSENSIC | 1: 1.8797 10: 1.6461 30: 1.3724 100: 1.3213 300: 1.2714 1,000: 1.2166 |  | - | [6 empty] | CPS129 CONSENSIC |  |  |  | - | - |  | - |  |  |  | - | [5 empty] | - | [6 empty] | - | [9 empty] | https://www.unikeyic.com/media/datasheet/f4/95/964d/f495964da65a1d50f939244bd1bcd280.pdf | https://www.unikeyic.com/products/pressure-sensors/cps129/985185051.html
CPS135B | CONSENSIC | 1+: 3.7272 10+: 3.2641 30+: 2.7213 100+: 2.6199 300+: 2.521 1,000+: 2.4124 | [41 empty] | 300 | https://www.unikeyic.com/media/datasheet/92/f2/e8e1/92f2e8e1db576397fcf8b62a9183d34f.pdf | https://www.unikeyic.com/products/pressure-sensors/cps135b/988896698.html
CPS135B-1000D | CONSENSIC | 1+: 3.8253 10+: 3.3499 30+: 2.7928 100+: 2.6888 300+: 2.5873 1,000+: 2.4759 | [41 empty] | 100 | https://www.unikeyic.com/media/datasheet/2f/69/6cda/2f696cda07f0b39155f97769f78dd772.pdf | https://www.unikeyic.com/products/pressure-sensors/cps135b-1000d/983524413.html
CPS135B-1500D | CONSENSIC | 1+: 3.7427 10+: 3.2776 30+: 2.7326 100+: 2.6308 300+: 2.5315 1,000+: 2.4225 | [41 empty] | 100 | https://www.unikeyic.com/media/datasheet/cf/6c/795e/cf6c795e66a532173a12886282091387.pdf | https://www.unikeyic.com/products/pressure-sensors/cps135b-1500d/986497668.html
CPS135B-700D | CONSENSIC | 1+: 3.8122 10+: 3.3384 30+: 2.7832 100+: 2.6797 300+: 2.5785 1,000+: 2.4674 | [41 empty] | 50 | https://www.unikeyic.com/media/datasheet/bc/a6/a56d/bca6a56d66bcc6b2a7b4f4bc3a68626f.pdf | https://www.unikeyic.com/products/pressure-sensors/cps135b-700d/988094744.html
CPS171 | CONSENSIC | 1+: 2.5028 10+: 2.1917 30+: 1.8272 100+: 1.7592 300+: 1.6928 1,000+: 1.6198 | [41 empty] | 155 | https://www.unikeyic.com/media/datasheet/af/b0/10b2/afb010b2f59e63ad92dbf8ea2917f340.pdf | https://www.unikeyic.com/products/pressure-sensors/cps171/987891645.html
CPS610DSD0005DH01 | CONSENSIC | 1+: 8.8986 10+: 7.7928 30+: 6.4969 100+: 6.255 300+: 6.0188 1,000+: 5.7596 | [41 empty] | 16 | https://www.unikeyic.com/media/datasheet/0c/33/2ba0/0c332ba036e6317c9e6b4ef4c0864989.pdf | https://www.unikeyic.com/products/pressure-sensors/cps610dsd0005dh01/988571659.html
CPS610DSD001DH01 | CONSENSIC | 1+: 8.3424 10+: 7.3057 30+: 6.0907 100+: 5.864 300+: 5.6426 1,000+: 5.3996 | [41 empty] | 20 | https://www.unikeyic.com/media/datasheet/5d/2f/cf92/5d2fcf927f2e041259e134cd1482d0e7.pdf | https://www.unikeyic.com/products/pressure-sensors/cps610dsd001dh01/988188824.html
CPS610DSD003DH01 | CONSENSIC | 1+: 7.7863 10+: 6.8186 30+: 5.6847 100+: 5.473 300+: 5.2664 1,000+: 5.0397 | [41 empty] | 20 | https://www.unikeyic.com/media/datasheet/24/7f/959f/247f959f5372eeefa7868c93e8217b5b.pdf | https://www.unikeyic.com/products/pressure-sensors/cps610dsd003dh01/985613620.html
CPS610DSD010DH01 | CONSENSIC | 1+: 7.7863 10+: 6.8186 30+: 5.6847 100+: 5.473 300+: 5.2664 1,000+: 5.0397 | [41 empty] | 20 | https://www.unikeyic.com/media/datasheet/27/fa/e802/27fae8027eda7c21671f0fbdc85fc3bc.pdf | https://www.unikeyic.com/products/pressure-sensors/cps610dsd010dh01/983877143.html
D5135-00000F-007BD | TE Connectivity | 1+: 965.8099 2+: 948.5694 | Differential 0bar~7bar 4.75V-5.25V | [40 empty] | 2 |  | https://www.unikeyic.com/products/pressure-sensors/d5135-00000f-007bd/35054745.html
D5141-000005-030PD | TE Connectivity | 1+: 377.1549 | Differential Pressure Sensor, 0psi~30psi, 8V, 30V, ±0.25% | [40 empty] | 2 |  | https://www.unikeyic.com/products/pressure-sensors/d5141-000005-030pd/11198596.html
D5154-000005-005PD | TE Connectivity | 1: 1012.6836 5: 959.2819 | Tyco Electronics, D5100series Pressure Sensors, Maximum pressure reading5psi, Minimum pressure reading0psi | ±0.25% |  |  |  | Industrial Automation | D515 |  |  | Temperature Compensated |  |  |  |  | 15PSI (103.42kPa) |  | 1 (Unlimited) | [5 empty] | 5PSI (34.47kPa) | -40°C ~ 125°C | 4 mA ~ 20 mA |  | Analog Current |  | Cylinder | Box | Male - 1/4" (6.35mm) NPT | Threaded |  | Differential |  |  |  | D51 | - | - | 9V ~ 30V | 38 | https://www.unikeyic.com/media/datasheet/5c/ce/e6c9/5ccee6c9b667ba70efe8862d8792be38.pdf | https://www.unikeyic.com/products/pressure-sensors/d5154-000005-005pd/35011497.html
D5154-000005-050PD | TE Connectivity | 1: 1013.2467 5: 959.8159 | Tyco Electronics, D5100series Pressure Sensors, Maximum pressure reading50psi, Minimum pressure reading0psi | ±0.1% |  |  |  | Industrial Automation |  |  |  | Temperature Compensated |  |  |  |  | 150PSI (1034.21kPa) |  | 1 (Unlimited) | [5 empty] | 50PSI (344.74kPa) | -40°C ~ 125°C | 4 mA ~ 20 mA |  | Analog Current |  | Cylinder | Box | Male - 1/4" (6.35mm) NPT | Threaded |  | Differential |  |  |  | D51 | - | - | 9V ~ 30V | 31 | https://www.unikeyic.com/media/datasheet/15/77/c93f/15/2f140656de88aee01969832fc517a536.pdf | https://www.unikeyic.com/products/pressure-sensors/d5154-000005-050pd/11080119.html
D5155-00000F-002BD | TE Connectivity | 1: 965.8099 | Differential 0bar~2bar 9V 30V | - | [10 empty] | 30V | - |  | 9V |  |  |  | 0bar~2bar | [5 empty] | - | [6 empty] | Differential | [8 empty] | 1 | https://www.unikeyic.com/media/about_us/Unikey_ISO_9001_Certification.pdf | https://www.unikeyic.com/products/pressure-sensors/d5155-00000f-002bd/35053481.html
D5156-00000G-005PD | TE Connectivity | 1: 933.9513 | Differential 0psi~5psi 9V 30V ±0.25% | ±0.25% |  |  | Industrial | [7 empty] | 30V | - |  | 9V |  |  |  | 0psi~5psi | -40℃~125℃ |  |  |  |  | - | [6 empty] | Differential | [8 empty] | 1 | https://www.unikeyic.com/media/about_us/Unikey_ISO_9001_Certification.pdf | https://www.unikeyic.com/products/pressure-sensors/d5156-00000g-005pd/11138796.html
DC001NDR4 | Honeywell | 4: 31.46 | Differential Analog ±1inH₂O ±0.05% SIP-4 TH | ±0.05% |  |  | Industrial | [7 empty] | - | - |  | - |  | Through hole mounting |  | ±1inH₂O | -25℃~85℃ |  |  |  |  | Analog |  | SIP-4 |  |  |  |  | Differential | [8 empty] | 6 | https://www.unikeyic.com/media/about_us/Unikey_ISO_9001_Certification.pdf | https://www.unikeyic.com/products/pressure-sensors/dc001ndr4/10986692.html
DC020NDR5 | Honeywell | 1: 145.464 4: 139.403 7: 133.826 | Differential Analog ±20inH₂O 7V 30V ±0.05% SIP-4 Through hole mounting | ±0.05% |  |  | Commercial |  |  |  | DC020NDR5 Honeywell |  |  |  | 30V | - |  | 7V |  | Through hole mounting |  | ±20inH₂O | -25℃~85℃ |  |  |  |  | Analog |  | SIP-4 |  |  |  |  | Differential | [8 empty] | 14 | https://www.unikeyic.com/media/datasheet/74/00/ed59/74/33e012665875a1c5f228b30f21f217cd.pdf | https://www.unikeyic.com/products/pressure-sensors/dc020ndr5/11030959.html
DCAL401DN | Honeywell | 4+: 36.762 | 0inH₂O~1inH₂O 3V 16V TH | [40 empty] | 14 | https://www.unikeyic.com/media/datasheet/64/8d/f43c/64/1ad75c71a7b640e43dfad5d73705b0fa.pdf | https://www.unikeyic.com/products/pressure-sensors/dcal401dn/10940663.html
DLC-015D-D4 | Amphenol | 1: 28.5832 5: 28.5832 10: 28.0728 25: 27.5624 50: 27.5624 | PRESSURE SENSOR, DIFFERENTIAL, +/-15PSI; Pressure Type:Differential; Operating Pressure Min:-15psi; Operating Pressure Max:15psi; Supply Voltage Min:3.135VDC; Supply Voltage Max:3.465VDC; Sensor Case / Package:SOIC; Accu | - | [10 empty] | - | - |  | - |  |  |  | - | [5 empty] | - |  | SOIC |  |  |  |  | - | [8 empty] | 2 | https://www.unikeyic.com/media/about_us/Unikey_ISO_9001_Certification.pdf | https://www.unikeyic.com/products/pressure-sensors/dlc-015d-d4/22021529.html
DLC-L01D-D4 | Amphenol | 1: 39.666 5: 34.7868 10: 33.21 25: 30.1212 50: 29.2356 100: 27.8856 200: 27.8748 | Differential I²C 1in2O 1.8V 3.6V ±0.25Kpa ±2% SOIC-16 SMD mount，top mount | ±2% |  |  |  | Board Mount | DLC-L01D |  |  | Temperature Compensated |  |  |  |  | 3.63PSI (25kPa) |  | 1 (Unlimited) |  | Surface Mount |  |  |  | ±0.04PSI (±0.25kPa) | -40°C ~ 85°C | 16 b |  | I²C |  | 16-SOIC Module, Dual Top Ports | Tube | Male - 0.12" (3mm) Tube, Dual | Barbed |  | Differential |  | 9838294 |  | DLC | - | Gull Wing | 1.8V ~ 3.6V | 10 | https://www.unikeyic.com/media/datasheet/ef/cb/f1dd/ef/c00d4043a14fb8df851bbc2765a3d189.pdf | https://www.unikeyic.com/products/pressure-sensors/dlc-l01d-d4/10956890.html
DLC-L01G-U2 | Amphenol | 1+: 37.9805 5+: 37.3023 10+: 37.3023 25+: 37.3023 | Meter I²C 1in2O 1.8V 3.6V ±0.25KPa ±2% SMD-6P SMD Top Mount | [40 empty] | 23 | https://www.unikeyic.com/media/datasheet/ef/cb/f1dd/ef/c00d4043a14fb8df851bbc2765a3d189.pdf | https://www.unikeyic.com/products/pressure-sensors/dlc-l01g-u2/35067351.html
DLC-L02G-U2 | Amphenol | 1: 37.9805 5: 37.3023 10: 36.6241 50: 36.6241 100: 36.6241 | metering Digital 2inH₂O 1.8V 3.6V SMD mount | - |  |  | Industrial |  |  |  | DLC-L02G-U2 Amphenol |  |  |  | 3.6V | - |  | 1.8V |  | SMD mount |  | 2inH₂O | -40℃~85℃ |  |  |  |  | Digital | [6 empty] | metering | [8 empty] | 74 | https://www.unikeyic.com/media/datasheet/61/13/ca88/61/8a80799c69f646ff7150667f23adbb9b.pdf | https://www.unikeyic.com/products/pressure-sensors/dlc-l02g-u2/34990531.html
DLC-L20D-D4 | Amphenol | 1: 30.0498 5: 30.0498 10: 29.5132 25: 28.9766 50: 28.9766 | Differential I²C 20inH₂O 1.8V 3.6V ±4.98Kpa ±1% SOIC-16 SMD mount，top mount | ±1% |  |  | Industrial |  |  |  | DLC-L20D-D4 Amphenol |  |  |  | 3.6V | ±4.98Kpa |  | 1.8V |  | SMD mount, top mount |  | 20inH₂O | -40℃~85℃ |  |  |  |  | I²C |  | SOIC-16 |  |  |  |  | Differential |  | On sale |  | Tube |  |  |  |  | 23 | https://www.unikeyic.com/media/datasheet/ef/cb/f1dd/ef/c00d4043a14fb8df851bbc2765a3d189.pdf | https://www.unikeyic.com/products/pressure-sensors/dlc-l20d-d4/11324247.html
DLHR-F50D-E1BD-C-NAV8 | Amphenol | 1+: 70.9311 5+: 69.6644 10+: 68.3978 25+: 68.3978 | Differential I²C, SPI 1.68V 3.6V ±0.1kPa ±0.25% DIP-8 TH | [40 empty] | 89 | https://www.unikeyic.com/media/datasheet/e5/38/7434/e5/50e4bf1ca9d76cfd8f305672a763d18f.pdf | https://www.unikeyic.com/products/pressure-sensors/dlhr-f50d-e1bd-c-nav8/11065928.html
DLHR-L05D-E1BD-C-NAV8 | Amphenol | 1: 61.2078 5: 60.1148 10: 59.0218 25: 59.0218 | Differential I²C，SPI 1.68V 3.6V ±1.25Kpa ±0.25% DIP-8 Through hole mounting | ±0.25% |  |  |  | Board Mount | DLHR-L05D |  |  | Temperature Compensated |  |  |  |  | 7.23PSI (49.83kPa) |  | 1 (Unlimited) |  | Through Hole |  |  |  | ±0.18PSI (±1.25kPa) | -25°C ~ 85°C | 18b |  | I²C, SPI |  | 8-DIP (0.620", 15.75mm), Dual Ports, Same Side | Bulk | Male - 0.09" (2.24mm) Tube, Dual | Barbed |  | Differential |  | 6200357 |  | DLHR | 8-DIP | PC Pin | 1.68V ~ 3.6V | 5 | https://www.unikeyic.com/media/datasheet/e5/38/7434/e5/50e4bf1ca9d76cfd8f305672a763d18f.pdf | https://www.unikeyic.com/products/pressure-sensors/dlhr-l05d-e1bd-c-nav8/11013226.html
DLHR-L30D-E1BD-C-NAV8 | Amphenol | 1: 65.6837 5: 64.5108 10: 63.3379 25: 63.3379 | Differential I²C，SPI 1.68V 3.6V 7.48Kpa ±0.25% DIP-8 Through hole mounting | ±0.25% |  |  |  | Board Mount | DLHR-L30D |  |  | Temperature Compensated |  |  |  |  | 7.23PSI (49.83kPa) |  | 1 (Unlimited) |  | Through Hole |  |  |  | 1.08PSI (7.48kPa) | -25°C ~ 85°C | 18b |  | I²C, SPI |  | 8-DIP (0.620", 15.75mm), Dual Ports, Same Side | Bulk | Male - 0.09" (2.24mm) Tube, Dual | Barbed |  | Differential |  | 6200359 |  | DLHR | 8-DIP | PC Pin | 1.68V ~ 3.6V | 3 | https://www.unikeyic.com/media/datasheet/e5/38/7434/e5/50e4bf1ca9d76cfd8f305672a763d18f.pdf | https://www.unikeyic.com/products/pressure-sensors/dlhr-l30d-e1bd-c-nav8/35069110.html
DLLR-L10D-E1BD-C-NAV7 | ALL SENSORS | 1: 100.1916 5: 92.9405 10: 90.2362 25: 87.0026 50: 84.7886 100: 82.7563 | SENSOR 0.36PSID 0.09" 17BIT 8DIP | - | [10 empty] | - | - |  | - |  |  |  | - | [5 empty] | - | [6 empty] | - | [8 empty] | 3 | https://www.unikeyic.com/media/about_us/Unikey_ISO_9001_Certification.pdf | https://www.unikeyic.com/products/pressure-sensors/dllr-l10d-e1bd-c-nav7/35068277.html
DLV-005D-E1BD-C-NI3F | Amphenol | 1+: 53.0815 5+: 52.1336 10+: 52.1336 25+: 52.1336 | Diff Digital ±5psi 3.135V 3.465V ±0.25% DIP-8 TH 15.75mm(L) × 14.81mm(W) | [40 empty] | 8 | https://www.unikeyic.com/media/datasheet/97/91/abc7/97/c97e8bdee99382babcedc48c9a0e4f26.pdf | https://www.unikeyic.com/products/pressure-sensors/dlv-005d-e1bd-c-ni3f/11009340.html
DLV-015A-E1BD-C-NI3F | Amphenol | 1: 52.4623 5: 51.5254 10: 50.5886 50: 50.5886 | absolute Digital 0psi~15psi 3.465V ±0.25% DIP-8 Through hole mounting | ±0.25% |  |  | Industrial |  |  |  | DLV-015A-E1BD-C-NI3F Amphenol |  |  |  | 3.465V | - |  | - |  | Through hole mounting |  | 0psi~15psi | -25℃~85℃ |  |  |  |  | Digital |  | DIP-8 |  |  |  |  | absolute | [8 empty] | 9 | https://www.unikeyic.com/media/datasheet/97/91/abc7/97/c97e8bdee99382babcedc48c9a0e4f26.pdf | https://www.unikeyic.com/products/pressure-sensors/dlv-015a-e1bd-c-ni3f/10884095.html
DLV-015A-E1BD-C-NI3N | Amphenol | 1+: 73.062 5+: 60.5124 10+: 49.9716 50+: 49.0212 100+: 47.4768 | Absolute Pressure Sensor, Digital, 15psi, 3.465V ±0.5%, DIP-8, TH | [40 empty] | 6 |  | https://www.unikeyic.com/products/pressure-sensors/dlv-015a-e1bd-c-ni3n/35035463.html
DLV-015D-E1BD-C-NI3F | Amphenol | 1+: 51.2238 5+: 50.3091 10+: 50.3091 25+: 50.3091 | Differential Digital Pressure Sensor ±15psi 3.465V ±0.25% DIP-8 TH | [40 empty] | 9 | https://www.unikeyic.com/media/datasheet/97/91/abc7/97/c97e8bdee99382babcedc48c9a0e4f26.pdf | https://www.unikeyic.com/products/pressure-sensors/dlv-015d-e1bd-c-ni3f/11323254.html
DLV-015D-E1BD-C-NI3N | Amphenol | 1+: 73.062 5+: 60.5124 10+: 52.8984 25+: 51.4728 50+: 50.1444 100+: 48.6 | Absolute Pressure Sensor, Digital, 15psi, 3.465V ±0.5%, DIP-8, TH | [40 empty] | 7 |  | https://www.unikeyic.com/products/pressure-sensors/dlv-015d-e1bd-c-ni3n/11128774.html
DLV-030G-E1BD-C-NI3F | Amphenol | 1: 52.4623 5: 51.5254 10: 50.5886 50: 50.5886 | metering Digital 0psi~30psi 3.465V ±0.25% DIP-8 Through hole mounting | ±0.25% |  |  | Industrial |  |  |  | DLV-030G-E1BD-C-NI3F Amphenol |  |  |  | 3.465V | - |  | - |  | Through hole mounting |  | 0psi~30psi | -25℃~85℃ |  |  |  |  | Digital |  | DIP-8 |  |  |  |  | metering | [8 empty] | 7 | https://www.unikeyic.com/media/datasheet/97/91/abc7/97/c97e8bdee99382babcedc48c9a0e4f26.pdf | https://www.unikeyic.com/products/pressure-sensors/dlv-030g-e1bd-c-ni3f/11120140.html
DLV-030G-E1BD-C-NI3N | Amphenol | 1+: 73.062 5+: 60.5124 10+: 52.8984 25+: 51.4728 50+: 50.1444 100+: 48.6 | Absolute Measurement Digital 30psi 3.465V ±0.5 DIP-8 TH | [40 empty] | 6 |  | https://www.unikeyic.com/products/pressure-sensors/dlv-030g-e1bd-c-ni3n/11128005.html
DLV-060G-E1BD-C-NI3F | Amphenol | 1+: 53.2771 5+: 52.3257 10+: 51.3743 50+: 51.3743 | Digital Pressure Sensor, 0psi~60psi 3.465V ±0.25% DIP-8 TH | [40 empty] | 9 | https://www.unikeyic.com/media/datasheet/97/91/abc7/97/c97e8bdee99382babcedc48c9a0e4f26.pdf | https://www.unikeyic.com/products/pressure-sensors/dlv-060g-e1bd-c-ni3f/34995257.html
DLV-060G-E1BD-C-NI3N | Amphenol | 1+: 73.062 5+: 60.5124 10+: 52.8984 25+: 51.4728 50+: 50.1444 100+: 48.6 | Digital Pressure Sensor, 60psi Gauge, 3.465V ±0.5%, DIP-8, TH | [40 empty] | 5 |  | https://www.unikeyic.com/products/pressure-sensors/dlv-060g-e1bd-c-ni3n/11222734.html
DLVR-F50D-E1ND-C-NI3F | Amphenol | 1+: 68.3346 5+: 67.1143 10+: 65.894 25+: 65.894 | Differential Digital ±0.5inH₂O 3.465V ±0.25% DIP-8 TH | [40 empty] | 3 | https://www.unikeyic.com/media/datasheet/be/c7/ec78/be/c94fcd9807ba5278ed2ad51a655f1f69.pdf | https://www.unikeyic.com/products/pressure-sensors/dlvr-f50d-e1nd-c-ni3f/11280573.html
DLVR-F50D-E1ND-I-NI3F | Amphenol | 1: 79.405 5: 77.987 10: 76.5691 25: 76.5691 | Differential Digital ±0.5inH₂O 3.465V ±0.25% DIP-8 Through hole mounting | ±0.25% |  |  | Industrial |  |  |  | DLVR-F50D-E1ND-I-NI3F Amphenol |  |  |  | 3.465V | - |  | - |  | Through hole mounting |  | ±0.5inH₂O | -25℃~85℃ |  |  |  |  | Digital |  | DIP-8 |  |  |  |  | Differential | [8 empty] | 7 | https://www.unikeyic.com/media/datasheet/be/c7/ec78/be/c94fcd9807ba5278ed2ad51a655f1f69.pdf | https://www.unikeyic.com/products/pressure-sensors/dlvr-f50d-e1nd-i-ni3f/11154111.html
DLVR-L01D-E1ND-C-NI3F | Amphenol | 1+: 63.3697 5+: 62.2381 10+: 61.1065 50+: 61.1065 | Digital Differential ±1inH₂O 3.465V ±0.25% DIP-8 TH | [40 empty] | 7 | https://www.unikeyic.com/media/datasheet/be/c7/ec78/be/c94fcd9807ba5278ed2ad51a655f1f69.pdf | https://www.unikeyic.com/products/pressure-sensors/dlvr-l01d-e1nd-c-ni3f/35037725.html
DLVR-L02D-E1BD-C-NI3F | Amphenol | 1: 65.7163 5: 64.5428 10: 63.3693 25: 63.3693 | Differential Digital ±2inH₂O 3.465V ±0.25% DIP-8 Through hole mounting | ±0.25% |  |  | Industrial |  |  |  | DLVR-L02D-E1BD-C-NI3F Amphenol |  |  |  | 3.465V | - |  | - |  | Through hole mounting |  | ±2inH₂O | -25℃~85℃ |  |  |  |  | Digital |  | DIP-8 |  |  |  |  | Differential | [8 empty] | 1 | https://www.unikeyic.com/media/datasheet/be/c7/ec78/be/c94fcd9807ba5278ed2ad51a655f1f69.pdf | https://www.unikeyic.com/products/pressure-sensors/dlvr-l02d-e1bd-c-ni3f/11104781.html
DLVR-L02D-E1BD-I-NI3F | Amphenol | 1+: 94.6798 | Digital Pressure Sensor, Differential, ±2inH₂O 3.465V ±0.25% DIP-8 TH | [40 empty] | 5 | https://www.unikeyic.com/media/datasheet/be/c7/ec78/be/c94fcd9807ba5278ed2ad51a655f1f69.pdf | https://www.unikeyic.com/products/pressure-sensors/dlvr-l02d-e1bd-i-ni3f/11294951.html
DLVR-L02D-E2NJ-C-NI5F | ALL SENSORS | 1: 63.6012 | Differential I²C ±500Pa ±3.6124.92 ±2% SMD | ±2% |  |  | Industrial | [7 empty] | - | ±3.6124.92 |  | - |  | SMD mount |  | ±500Pa | -25℃~85℃ |  |  |  |  | I²C | [6 empty] | Differential |  | On sale | [6 empty] | 3 | https://www.unikeyic.com/media/about_us/Unikey_ISO_9001_Certification.pdf | https://www.unikeyic.com/products/pressure-sensors/dlvr-l02d-e2nj-c-ni5f/11113229.html
DLVR-L05D-E1BD-C-NI3F | Amphenol | 1+: 65.7272 5+: 64.5535 10+: 63.3798 25+: 63.3798 | Digital Pressure Sensor, Differential, ±5inH₂O, 3.465V, ±0.25%, DIP-8, TH | [40 empty] | 1 | https://www.unikeyic.com/media/datasheet/be/c7/ec78/be/c94fcd9807ba5278ed2ad51a655f1f69.pdf | https://www.unikeyic.com/products/pressure-sensors/dlvr-l05d-e1bd-c-ni3f/10966329.html
DLVR-L05D-E1BD-I-NI3F | Amphenol | 1: 73.1147 5: 71.8091 10: 70.5035 25: 70.5035 | Differential Digital ±5inH₂O 3.465V ±0.25% DIP-8 Through hole mounting | ±0.25% |  |  | Industrial |  |  |  | DLVR-L05D-E1BD-I-NI3F Amphenol |  |  |  | 3.465V | - |  | - |  | Through hole mounting |  | ±5inH₂O | -25℃~85℃ |  |  |  |  | Digital |  | DIP-8 |  |  |  |  | Differential | [8 empty] | 9 | https://www.unikeyic.com/media/datasheet/be/c7/ec78/be/c94fcd9807ba5278ed2ad51a655f1f69.pdf | https://www.unikeyic.com/products/pressure-sensors/dlvr-l05d-e1bd-i-ni3f/34971723.html
DLVR-L10D-E1BD-C-NI3F | Amphenol | 1: 64.2823 5: 63.1344 10: 61.9865 25: 61.9865 | Differential Digital ±10inH₂O 3.135V 3.465V ±0.25% DIP-8 Through hole mounting 15.75mm(Length)*14.81mm(width) | ±0.25% |  |  | Industrial |  |  |  | DLVR-L10D-E1BD-C-NI3F Amphenol |  |  | 15.75mm(Length)*14.81mm(width) | 3.465V | - |  | 3.135V |  | Through hole mounting |  | ±10inH₂O | -25℃~85℃ |  |  |  |  | Digital |  | DIP-8 |  |  |  |  | Differential |  | On sale | [6 empty] | 12 | https://www.unikeyic.com/media/datasheet/be/c7/ec78/be/c94fcd9807ba5278ed2ad51a655f1f69.pdf | https://www.unikeyic.com/products/pressure-sensors/dlvr-l10d-e1bd-c-ni3f/35066307.html
DLVR-L10D-E1BD-I-NI3F | Amphenol | 1+: 73.0604 5+: 71.7558 10+: 70.4511 25+: 70.4511 | Differential Digital ±10inH₂O 3.465V ±0.25% DIP-8 TH | [40 empty] | 25 | https://www.unikeyic.com/media/datasheet/be/c7/ec78/be/c94fcd9807ba5278ed2ad51a655f1f69.pdf | https://www.unikeyic.com/products/pressure-sensors/dlvr-l10d-e1bd-i-ni3f/11271063.html
DLVR-L10D-E1BS-I-NI3F | Amphenol | 1+: 63.5956 | PRESSURE SENSOR, DIFF, +/-10INCH-H2O; Pressure Type:Differential; Operating Pressure Min:-10Inch-H2O; Operating Pressure Max:10Inch-H2O; Supply Voltage Min:3.135VDC; Supply Voltage Max:3.465VDC; Sensor Case / Package:SIP | [40 empty] | 8 |  | https://www.unikeyic.com/products/pressure-sensors/dlvr-l10d-e1bs-i-ni3f/29939292.html
DLVR-L30D-E1BD-C-NI3F | Amphenol | 1+: 56.4059 5+: 55.3986 10+: 54.3914 50+: 54.3914 | Digital Differential Pressure Sensor, ±30inH₂O, 3.465V, ±0.25%, DIP-8, TH | [40 empty] | 7 | https://www.unikeyic.com/media/datasheet/be/c7/ec78/be/c94fcd9807ba5278ed2ad51a655f1f69.pdf | https://www.unikeyic.com/products/pressure-sensors/dlvr-l30d-e1bd-c-ni3f/10934070.html
DLVR-L30D-E1BD-C-NI3N | Amphenol | 1+: 87.824 5+: 72.738 10+: 59.0868 50+: 58.5576 100+: 56.7108 | Differential Digital 30inH₂O 3.465V ±1 DIP-8 TH | [40 empty] | 5 |  | https://www.unikeyic.com/products/pressure-sensors/dlvr-l30d-e1bd-c-ni3n/10952998.html
DLVR-L30D-E1BD-I-NI3F | Amphenol | 1+: 75.2767 5+: 73.9324 10+: 72.5882 50+: 72.5882 | Digital Differential Pressure Sensor, ±30inH₂O, 3.465V, ±0.25%, DIP-8, TH | [40 empty] | 1 | https://www.unikeyic.com/media/datasheet/be/c7/ec78/be/c94fcd9807ba5278ed2ad51a655f1f69.pdf | https://www.unikeyic.com/products/pressure-sensors/dlvr-l30d-e1bd-i-ni3f/11018334.html
DLVR-L60D-E1BD-C-NI3F | Amphenol | 1+: 64.0324 5+: 62.889 10+: 61.7455 25+: 61.7455 | Diff Digital ±60inH₂O 3.465V ±0.25% DIP-8 TH | [40 empty] | 9 | https://www.unikeyic.com/media/datasheet/be/c7/ec78/be/c94fcd9807ba5278ed2ad51a655f1f69.pdf | https://www.unikeyic.com/products/pressure-sensors/dlvr-l60d-e1bd-c-ni3f/35055910.html
DLVR-L60D-E1BD-I-NI3F | Amphenol | 1+: 75.4939 5+: 74.1458 10+: 72.7977 25+: 72.7977 | Diff Digital ±60inH₂O 3.465V ±0.25% DIP-8 TH | [40 empty] | 9 | https://www.unikeyic.com/media/datasheet/be/c7/ec78/be/c94fcd9807ba5278ed2ad51a655f1f69.pdf | https://www.unikeyic.com/products/pressure-sensors/dlvr-l60d-e1bd-i-ni3f/11253767.html
DP-101-M | Panasonic | 1: 115.182 5: 110.145 10: 109.6095 20: 109.3365 50: 109.0635 100: 108.7905 | Exhaust type metering NPN - Open Collector ±100KPa 12V 24V ±72.525KPa | - |  |  |  | Industrial Automation | DP-101 |  |  | - |  |  |  |  | ±72.52PSI (±500kPa) |  | 1 (Unlimited) | [5 empty] | ±14.5PSI (±100kPa) | -10°C ~ 50°C | - |  | NPN - Open Collector |  | Module | Box | Female - M5 | Threaded |  | Vented Gauge |  |  |  | DP-100 | - | Connector | 12V ~ 24V | 4 | https://www.unikeyic.com/media/datasheet/e9/25/c4ef/e9/c98bdd9655ff028ebdee3e0e63c516e6.pdf | https://www.unikeyic.com/products/pressure-sensors/dp-101-m/11330492.html
DP-101-M-P | Panasonic | 1: 108.8708 | Panasonic Pressure Sensors, Maximum pressure reading1bar, Minimum pressure reading-1bar | - |  |  |  | Industrial Automation | DP-101 |  |  | - |  |  |  |  | ±72.52PSI (±500kPa) |  | 1 (Unlimited) | [5 empty] | ±14.5PSI (±100kPa) | -10°C ~ 50°C | - |  | PNP - Open Collector |  | Module | Bulk | Female - M5, Male - 1/8" (3.18mm) BSPP | Threaded |  | Vented Gauge |  | 7804302 |  | DP-100 | Module | Connector | 12V ~ 24V | 5 | https://www.unikeyic.com/media/datasheet/db/e1/6996/dbe16996989e9d51ea97eed8bf127356.pdf | https://www.unikeyic.com/products/pressure-sensors/dp-101-m-p/35035015.html
DP-102 | Panasonic | 1: 115.56 | Panasonic Pressure Sensor, Max 10bar, Min -1bar | - |  |  |  | Industrial Automation |  |  |  | - |  |  |  |  | -21.76PSI ~ 217.56PSI (-150kPa ~ 1500kPa) |  | 1 (Unlimited) | [5 empty] | -14.5PSI ~ 145.04PSI (-100kPa ~ 1000kPa) | -10°C ~ 50°C | - |  | NPN - Open Collector |  | Module | Box | Female - M5, Male - 1/8" (3.18mm) BSPT | Threaded |  | Vented Gauge |  |  |  | DP-100 | - | Connector | 12V ~ 24V | 2 | https://www.unikeyic.com/media/datasheet/f1/e3/5e56/f1/09e2ea64ea51527ba792c0296e1beff4.pdf | https://www.unikeyic.com/products/pressure-sensors/dp-102/34961873.html
DP-102-M-P | Panasonic | 1: 108.8708 | Panasonic Pressure Sensor, Max 10bar, Min -1bar | - |  |  |  | Industrial Automation | DP-102 |  |  | - |  |  |  |  | -21.76PSI ~ 217.56PSI (-150kPa ~ 1500kPa) |  | 1 (Unlimited) | [5 empty] | -14.5PSI ~ 145.04PSI (-100kPa ~ 1000kPa) | -10°C ~ 50°C | - |  | PNP - Open Collector |  | Module Box with Display | Bulk | Female - M5 | Threaded |  | Vented Gauge |  | 5262739 |  | DP-100 | - | Connector | 12V ~ 24V | 1 | https://www.unikeyic.com/media/datasheet/0e/1f/f7ab/0e/725451b3d39478d53e9c61b5637e85f7.pdf | https://www.unikeyic.com/products/pressure-sensors/dp-102-m-p/34992750.html
DP86-015D | TE Connectivity | 1+: 439.274 2+: 431.574 3+: 423.863 50+: 385.33 | DP86 Differential Pressure Sensor, Dual-Pressure, Media Compatible, Silicon Piezoresistive, 316L Stainless Steel | [40 empty] | 50 | https://www.unikeyic.com/media/datasheet/7a/65/99c2/7a6599c2bd30da51edeb1887208a3603.pdf | https://www.unikeyic.com/products/pressure-sensors/dp86-015d/10890318.html
DP86-500D | TE Connectivity | 1: 439.274 2: 431.574 3: 423.863 | DP86 Differential Pressure Sensor, Bidirectional, Compatible Media, Piezoresistive Silicon, 316L Stainless Steel Housing | ±0.1% |  |  |  | Industrial Automation | DP86 |  |  | - |  |  |  |  | 1500PSI (10342.14kPa) |  | 1 (Unlimited) | [5 empty] | 500PSI (3447.38kPa) | -40°C ~ 125°C | 0 mV ~ 100 mV (5V) |  | Wheatstone Bridge |  | Module | Tube | - | No Port |  | Differential |  |  |  | DP86 | - | Wire Leads | 5V ~ 9.5V | 7 | https://www.unikeyic.com/media/datasheet/34/21/7838/34/ef64ec51a27a14d529447618d2880e06.pdf | https://www.unikeyic.com/products/pressure-sensors/dp86-500d/34972292.html
DPH-L113 | Panasonic | 1: 374.3205 | Exhaust type metering 1MPa 9V 36V 2MPa ±2% threaded mounting | ±2% |  |  |  | Industrial Automation |  |  |  | - |  |  |  |  | 290.08PSI (2000kPa) |  | 1 (Unlimited) | [5 empty] | 145.04PSI (1000kPa) | -20°C ~ 70°C | 1 V ~ 5 V |  | Analog Voltage |  | Cylinder, Threaded | Box | Male - 1/4" (6.35mm) BSPT | Threaded |  | Vented Gauge |  |  |  | DPH-L100 | - | Connector | 9V ~ 36V | 1 | https://www.unikeyic.com/media/about_us/Unikey_ISO_9001_Certification.pdf | https://www.unikeyic.com/products/pressure-sensors/dph-l113/11088299.html
DPRCAN0002NG0000A5 | Honeywell | 1+: 173.585 | Pressure Sensor Analog Voltage 0Pa, 500Pa 4.75V 5.25V 67.25kPa ±3% Wire Mount | [40 empty] | 10 |  | https://www.unikeyic.com/products/pressure-sensors/dprcan0002ng0000a5/11206654.html
DPRCAN0010NG0000A5 | Honeywell | 1+: 173.585 | Pressure Sensor AnalogVoltage 0Pa, 2.5KPa 74.75KPa ±2% Wire Mount | [40 empty] | 23 |  | https://www.unikeyic.com/products/pressure-sensors/dprcan0010ng0000a5/11311157.html
DPS368XTSA1 | Infineon Technologies | 1,000: 2.7469 2,000: 2.615 5,000: 2.5491 | Infineon air pressure sensor, Maximum work120kPa | ±0.5°C |  |  |  | Board Mount | DPS368 |  |  | Temperature Compensated |  |  |  |  | 145PSI (999.74kPa) |  | 1 (Unlimited) |  | Surface Mount |  |  |  | 4.35PSI ~ 17.4PSI (30kPa ~ 120kPa) | -40°C ~ 85°C | 24 b |  | I²C, SPI |  | 8-VFLGA |  | - | No Port |  | Vented Gauge |  | 10244081 |  | - | PG-VLGA-8-1 | SMD (SMT) Tab | 1.7V ~ 3.6V | 2500 | https://www.unikeyic.com/media/datasheet/ce/9a/b83b/ce/9bc67619d2012ee928ffd21b19e9a9aa.pdf | https://www.unikeyic.com/products/pressure-sensors/dps368xtsa1/10959589.html
E8Y-A2Y-D | OMRON | 1+: 531.355 3+: 520.718 8+: 510.103 | Diff NPN Open Collector 2KPa 12V 24V 5MPa ±3% Wire Mount | [40 empty] | 14 | https://www.unikeyic.com/media/datasheet/c8/f6/e8a6/c8/76bcf61c30af673a5ba97207b36ef55e.pdf | https://www.unikeyic.com/products/pressure-sensors/e8y-a2y-d/989.html
E8Y-A5C-D | OMRON | 1: 425.073 4: 416.581 10: 408.078 | Differential NPN Open Collector, 5kPa-50kPa, 12V/24V, ±3%, Wire Mount | ±3% |  |  | Industrial |  |  |  | E8Y-A5C-D OMRON |  |  |  | 24V | 50KPa |  | 12V |  | wire mounting |  | 5KPa | -10℃~55℃ |  |  |  |  | NPN - Open Collector | [6 empty] | Differential |  | Stop production |  | bulk |  |  |  |  | 14 | https://www.unikeyic.com/media/datasheet/c8/f6/e8a6/c8/76bcf61c30af673a5ba97207b36ef55e.pdf | https://www.unikeyic.com/products/pressure-sensors/e8y-a5c-d/35033804.html
EB1UM-00000N-200BA | TE Connectivity | 1+: 337.0525 | Pressure Sensor Gauge 0bar~200bar 8V 30V ±0.25% | [40 empty] | 1 |  | https://www.unikeyic.com/products/pressure-sensors/eb1um-00000n-200ba/10930202.html
EB1UM-00000P-020BA | TE Connectivity | 40+: 288.8573 | [41 empty] | 4000 |  | https://www.unikeyic.com/products/pressure-sensors/eb1um-00000p-020ba/695623522.html
EB1UM-00000P-200BA | TE Connectivity | 30: 287.3004 |  | - | [10 empty] | - | - |  | - |  |  |  | - | [5 empty] | - | [6 empty] | - | [8 empty] | 3000 | https://www.unikeyic.com/media/about_us/Unikey_ISO_9001_Certification.pdf | https://www.unikeyic.com/products/pressure-sensors/eb1um-00000p-200ba/695360565.html
EB1UM-00000Q-03KPA | TE Connectivity | 1: 384.2454 2: 377.4949 4: 370.7565 | absolute 0psi~3000psi 8V 30V ±0.25% | ±0.25% |  |  | Industrial | [7 empty] | 30V | - |  | 8V |  |  |  | 0psi~3000psi | -40℃~125℃ |  |  |  |  | - | [6 empty] | absolute | [8 empty] | 4 | https://www.unikeyic.com/media/about_us/Unikey_ISO_9001_Certification.pdf | https://www.unikeyic.com/products/pressure-sensors/eb1um-00000q-03kpa/34945735.html
EB1UM-00000S-1K5PA | TE Connectivity | 40+: 253.5524 | Pressure Sensor 0.5V to 4.5V 0psi to 1500psi Absolute Automotive 4-Pin | [40 empty] | 4000 |  | https://www.unikeyic.com/products/pressure-sensors/eb1um-00000s-1k5pa/683057555.html
EB1UM-00000S-200BA | TE Connectivity | 40+: 482.0146 | Pressure Sensor 0.5V to 4.5V 0bar to 200bar Absolute Automotive 4-Pin | [40 empty] | 4000 |  | https://www.unikeyic.com/products/pressure-sensors/eb1um-00000s-200ba/19141481.html
EB1UP-00000N-020BA | TE Connectivity | 1+: 402.5179 2+: 395.4639 3+: 388.3977 | Absolute 0bar~20bar, 8V 30V ±0.25% | [40 empty] | 3 |  | https://www.unikeyic.com/products/pressure-sensors/eb1up-00000n-020ba/34970524.html
EB1UP-00000N-070BA | TE Connectivity | 1+: 436.1734 | Thick Film Resistors - SMD | [40 empty] | 1 |  | https://www.unikeyic.com/products/pressure-sensors/eb1up-00000n-070ba/16410664.html
EB1UP-00000P-03KPA | TE Connectivity | 30: 371.9358 |  | - | [10 empty] | - | - |  | - |  |  |  | - | [5 empty] | - | [6 empty] | - | [8 empty] | 3000 | https://www.unikeyic.com/media/about_us/Unikey_ISO_9001_Certification.pdf | https://www.unikeyic.com/products/pressure-sensors/eb1up-00000p-03kpa/695232752.html
EB1US-00000N-350BA | TE Connectivity | 1+: 396.5323 | Absolute 0bar~350bar 8V 30V ±0.25% | [40 empty] | 1 |  | https://www.unikeyic.com/products/pressure-sensors/eb1us-00000n-350ba/35052268.html
EB1US-00000P-070BA | TE Connectivity | 10: 338.011 |  | - | [10 empty] | - | - |  | - |  |  |  | - | [5 empty] | - | [6 empty] | - | [8 empty] | 1000 | https://www.unikeyic.com/media/about_us/Unikey_ISO_9001_Certification.pdf | https://www.unikeyic.com/products/pressure-sensors/eb1us-00000p-070ba/695305009.html
EB1US-00000S-020BA | TE Connectivity | 40+: 625.4881 | Pressure Sensor 0.5V to 4.5V 0bar to 20bar Absolute Automotive 4-Pin | [40 empty] | 4000 |  | https://www.unikeyic.com/products/pressure-sensors/eb1us-00000s-020ba/682863954.html
EB1US-00000V-01KPA | TE Connectivity | 1+: 375.0909 2+: 368.5104 | Absolute Pressure Sensor 0psi~1000psi 8V-30V ±0.25% | [40 empty] | 2 |  | https://www.unikeyic.com/products/pressure-sensors/eb1us-00000v-01kpa/11038455.html
EB1US-00000V-03KPA | TE Connectivity | 30+: 348.3698 | [41 empty] | 3000 |  | https://www.unikeyic.com/products/pressure-sensors/eb1us-00000v-03kpa/695104760.html
EB1US-00000V-300PA | TE Connectivity | 30: 346.4921 |  | - | [10 empty] | - | - |  | - |  |  |  | - | [5 empty] | - | [6 empty] | - | [8 empty] | 3000 | https://www.unikeyic.com/media/about_us/Unikey_ISO_9001_Certification.pdf | https://www.unikeyic.com/products/pressure-sensors/eb1us-00000v-300pa/695249334.html
EB1US-00000V-500PA | TE Connectivity | 30+: 346.4921 | [41 empty] | 3000 |  | https://www.unikeyic.com/products/pressure-sensors/eb1us-00000v-500pa/695306202.html
EFP11-50BG-C20002 | TE Connectivity | 1+: 3394.775 | [41 empty] | 100 |  | https://www.unikeyic.com/products/pressure-sensors/efp11-50bg-c20002/695563598.html
ELAF-125N-T30003 | TE Connectivity | 1+: 7866.7587 | Force Sensors & Load Cells - Industrial ELAF-T1M-125N | [40 empty] | 1 |  | https://www.unikeyic.com/products/pressure-sensors/elaf-125n-t30003/35018547.html
ELAF-50N-TS0011 | TE Connectivity | 1: 965.6388 5: 869.778 | ±0.25% wire mounting 8.8mm(height) | ±0.25% |  |  | Industrial | [6 empty] | 8.8mm(height) | - | - |  | - |  | wire mounting |  | - | -40℃~120℃ |  |  |  |  | - | [6 empty] | - | [8 empty] | 6 | https://www.unikeyic.com/media/about_us/Unikey_ISO_9001_Certification.pdf | https://www.unikeyic.com/products/pressure-sensors/elaf-50n-ts0011/16343773.html
ELVH-001D-HNNH-C-N2A4 | Amphenol | 1: 37.7959 5: 37.1209 10: 37.1209 25: 36.446 50: 36.446 | Differential I²C 2.7V 5.5V -7Kpa~7Kpa ±0.5% SIP-4 Through hole mounting | ±0.25% |  |  |  |  | ELVH-001D |  |  | Temperature Compensated |  |  |  |  | 14.94PSI (103kPa) |  | Vendor Undefined |  | Through Hole |  |  |  | -1.02PSI ~ 1.02PSI (-7kPa ~ 7kPa) | 0°C ~ 50°C | 14 b |  | I²C |  | 4-SIP | Tray | - | No Port |  | Differential |  |  |  | ELV | - | PC Pin | 2.7V ~ 5.5V | 9 | https://www.unikeyic.com/media/about_us/Unikey_ISO_9001_Certification.pdf | https://www.unikeyic.com/products/pressure-sensors/elvh-001d-hnnh-c-n2a4/35033403.html
ELVH-001D-HRRD-C-N2A5 | ALL SENSORS | 1: 46.9411 5: 43.1636 10: 41.7566 25: 40.0734 50: 38.9217 100: 37.8649 | Differential -1psi~1psi 2.7V 5.5V ±0.25% | ±0.25% | [10 empty] | 5.5V | - |  | 2.7V |  |  |  | -1psi~1psi | 50℃(max) |  |  |  |  | - | [6 empty] | Differential | [8 empty] | 10 | https://www.unikeyic.com/media/about_us/Unikey_ISO_9001_Certification.pdf | https://www.unikeyic.com/products/pressure-sensors/elvh-001d-hrrd-c-n2a5/35029737.html
ELVH-001D-HRRD-I-NAA5 | Amphenol | 1: 44.8357 5: 44.0351 10: 44.0351 25: 43.2345 50: 43.2345 | Differential 2.7V 5.5V -7Kpa~7Kpa ±0.5% DIP-8 Through hole mounting | ±0.5% |  |  | Industrial | [7 empty] | 5.5V | -7Kpa~7Kpa |  | 2.7V |  | Through hole mounting |  | - | -20℃~85℃ |  |  |  |  | - |  | DIP-8 |  |  |  |  | Differential |  | On sale | [6 empty] | 4 | https://www.unikeyic.com/media/about_us/Unikey_ISO_9001_Certification.pdf | https://www.unikeyic.com/products/pressure-sensors/elvh-001d-hrrd-i-naa5/35004356.html
ELVH-001D-HRRJ-C-N2A4 | Amphenol | 1: 35.384 5: 35.384 10: 34.7522 25: 34.1203 50: 34.1203 | Differential I²C 2.7V 5.5V -7Kpa~7Kpa ±0.5% SMD-8P SMD mount | ±0.25% |  |  |  |  | ELVH-001D |  |  | Temperature Compensated |  |  |  |  | 14.94PSI (103kPa) |  | Vendor Undefined |  | Surface Mount |  |  |  | -1.02PSI ~ 1.02PSI (-7kPa ~ 7kPa) | 0°C ~ 50°C | 14 b |  | I²C |  | 8-SMD, J-Lead, Dual Ports, Same Side | Tray | Male - 0.06" (1.6mm) Tube, Dual | Barbed |  | Differential |  | 13697192 |  | ELV | - | J Lead | 2.7V ~ 5.5V | 1 | https://www.unikeyic.com/media/about_us/Unikey_ISO_9001_Certification.pdf | https://www.unikeyic.com/products/pressure-sensors/elvh-001d-hrrj-c-n2a4/11221582.html
ELVH-001D-HRRJ-I-NAA4 | Amphenol | 1: 45.5202 5: 44.7073 10: 44.7073 25: 43.8944 50: 43.8944 | Differential 2.7V 5.5V -7Kpa~7Kpa ±0.5% SMD-8P SMD mount | ±0.25% |  |  |  |  | ELVH-001D |  |  | Temperature Compensated |  |  |  |  | 14.94PSI (103kPa) |  | Vendor Undefined |  | Surface Mount |  |  |  | -1.02PSI ~ 1.02PSI (-7kPa ~ 7kPa) | -20°C ~ 85°C | - |  | Analog Voltage |  | 8-SMD, J-Lead, Dual Ports, Same Side | Tray | Male - 0.06" (1.6mm) Tube, Dual | Barbed |  | Differential |  | 13697246 |  | ELV | - | J Lead | 2.7V ~ 5.5V | 6 | https://www.unikeyic.com/media/about_us/Unikey_ISO_9001_Certification.pdf | https://www.unikeyic.com/products/pressure-sensors/elvh-001d-hrrj-i-naa4/11092528.html
ELVH-001G-HAND-C-NAA5 | Amphenol | 1: 38.0457 5: 37.3663 10: 37.3663 25: 36.687 50: 36.687 | metering 2.7V 5.5V 0Kpa~7Kpa ±0.5% DIP-8 Through hole mounting，top mount | ±0.25% |  |  |  |  | ELVH-001G |  |  | Temperature Compensated |  |  |  |  | 14.94PSI (103kPa) |  | Vendor Undefined |  | Through Hole |  |  |  | 1.02PSI (7kPa) | 0°C ~ 50°C | - |  | Analog Voltage |  | 8-DIP (0.524", 13.30mm), Top Port | Tray | Male - 0.19" (4.93mm) Tube | Barbed |  | Gauge |  | 13697483 |  | ELV | - | PC Pin | 2.7V ~ 5.5V | 14 | https://www.unikeyic.com/media/about_us/Unikey_ISO_9001_Certification.pdf | https://www.unikeyic.com/products/pressure-sensors/elvh-001g-hand-c-naa5/34972705.html
ELVH-001G-HANJ-C-NAA5 | Amphenol | 1: 34.6453 5: 34.6453 10: 34.0266 25: 33.408 50: 33.408 | 2.7V 5.5V 0Kpa~7Kpa SMD-8P | ±0.25% |  |  |  |  | ELVH-001G |  |  | Temperature Compensated |  |  |  |  | 14.94PSI (103kPa) |  | Vendor Undefined |  | Surface Mount |  |  |  | 1.02PSI (7kPa) | 0°C ~ 50°C | - |  | Analog Voltage |  | 8-SMD, J-Lead, Top Port | Tray | Male - 0.19" (4.93mm) Tube | Barbed |  | Gauge |  | 13697179 |  | ELV | - | J Lead | 2.7V ~ 5.5V | 16 | https://www.unikeyic.com/media/about_us/Unikey_ISO_9001_Certification.pdf | https://www.unikeyic.com/products/pressure-sensors/elvh-001g-hanj-c-naa5/3844794.html
ELVH-005D-HNNH-C-NAA5 | Amphenol | 1+: 37.4591 5+: 36.7902 10+: 36.7902 25+: 36.1212 50+: 36.1212 | Differential 2.7V 5.5V -3kPa~34kPa ±0.5% SIP-4 TH | [40 empty] | 9 |  | https://www.unikeyic.com/products/pressure-sensors/elvh-005d-hnnh-c-naa5/35034331.html
ELVH-005D-HRND-C-PSA5 | Amphenol | 1+: 39.0669 5+: 39.0669 | Diff SPI Sensor, 2.7V-5.5V, -3kPa~34kPa, ±0.5%, DIP-8, TH | [40 empty] | 9 |  | https://www.unikeyic.com/products/pressure-sensors/elvh-005d-hrnd-c-psa5/11218826.html
ELVH-005D-HRNJ-I-N3A4 | Amphenol | 1: 40.5988 5: 40.5988 | Differential I²C 2.7V 5.5V -3Kpa~34Kpa ±0.5% SMD-8P SMD mount | ±0.25% |  |  |  |  | ELVH-005D |  |  | Temperature Compensated |  |  |  |  | 14.94PSI (103kPa) |  | Vendor Undefined |  | Surface Mount |  |  |  | -0.44 ~ 4.93PSI (-3 ~ 34kPa) | -20°C ~ 85°C | 14 b |  | I²C |  | 8-SMD, J-Lead, Side Port | Tray | Male - 0.06" (1.6mm) Tube | Barbed |  | Differential |  | 13697109 |  | ELV | - | J Lead | 2.7V ~ 5.5V | 14 | https://www.unikeyic.com/media/about_us/Unikey_ISO_9001_Certification.pdf | https://www.unikeyic.com/products/pressure-sensors/elvh-005d-hrnj-i-n3a4/35043324.html
ELVH-005D-HRRJ-C-NAA4 | Amphenol | 1: 35.8729 5: 35.8729 10: 35.2323 25: 34.5918 50: 34.5918 | Differential 2.7V 5.5V -3Kpa~34Kpa ±0.5% SMD-8P SMD mount | ±0.25% |  |  |  |  | ELVH-005D |  |  | Temperature Compensated |  |  |  |  | 14.94PSI (103kPa) |  | Vendor Undefined |  | Surface Mount |  |  |  | -0.44 ~ 4.93PSI (-3 ~ 34kPa) | 0°C ~ 50°C | - |  | Analog Voltage |  | 8-SMD, J-Lead, Dual Ports, Same Side | Tray | Male - 0.06" (1.6mm) Tube, Dual | Barbed |  | Differential |  | 13697111 |  | ELV | - | J Lead | 2.7V ~ 5.5V | 9 | https://www.unikeyic.com/media/about_us/Unikey_ISO_9001_Certification.pdf | https://www.unikeyic.com/products/pressure-sensors/elvh-005d-hrrj-c-naa4/11151817.html
ELVH-005D-HRRJ-I-N3A4 | Amphenol | 1+: 44.5641 5+: 43.7683 10+: 43.7683 25+: 42.9726 50+: 42.9726 | Differential I²C Sensor 2.7V-5.5V -3kPa~34kPa ±0.5% SMD-8P SMD | [40 empty] | 6 | https://www.unikeyic.com/media/datasheet/af/84/3498/af843498e669c25e13d389d45a66bf57.pdf | https://www.unikeyic.com/products/pressure-sensors/elvh-005d-hrrj-i-n3a4/35020143.html
ELVH-015A-HAND-C-N2A4 | Amphenol | 1+: 37.1549 5+: 37.1549 10+: 36.4914 25+: 35.8279 50+: 35.8279 | Absolute I²C 2.7V-5.5V 0kPa-103kPa ±0.5% DIP-8 TH, Top Mount | [40 empty] | 3 |  | https://www.unikeyic.com/products/pressure-sensors/elvh-015a-hand-c-n2a4/11157913.html
ELVH-015A-HAND-I-NAA5 | Amphenol | 1: 39.9883 | absolute 2.7V 5.5V 0Kpa~103Kpa ±0.5% DIP-8 Through hole mounting，top mount | ±0.25% |  |  |  |  | ELVH-015A |  |  | Temperature Compensated |  |  |  |  | 14.94PSI (103kPa) |  | Vendor Undefined |  | Through Hole |  |  |  | 15PSI (103.42kPa) | -20°C ~ 85°C | - |  | Analog Voltage |  | 8-DIP (0.524", 13.30mm), Top Port | Tray | Male - 0.19" (4.93mm) Tube | Barbed |  | Absolute |  | 13697414 |  | ELV | - | PC Pin | 2.7V ~ 5.5V | 1 | https://www.unikeyic.com/media/about_us/Unikey_ISO_9001_Certification.pdf | https://www.unikeyic.com/products/pressure-sensors/elvh-015a-hand-i-naa5/11234604.html
ELVH-015D-HAND-I-NAA5 | Amphenol | 1+: 45.77 5+: 44.9527 10+: 44.9527 25+: 44.1354 50+: 44.1354 | Differential 2.7V 5.5V -10kPa~103kPa ±0.5% DIP-8 TH, Top Mount | [40 empty] | 2 |  | https://www.unikeyic.com/products/pressure-sensors/elvh-015d-hand-i-naa5/10945691.html
ELVH-015D-HRRD-I-N2A4 | Amphenol | 1+: 44.8357 5+: 44.0351 10+: 44.0351 25+: 43.2345 50+: 43.2345 | 2.7V-5.5V -10kPa~103kPa DIP-8 | [40 empty] | 4 |  | https://www.unikeyic.com/products/pressure-sensors/elvh-015d-hrrd-i-n2a4/31569019.html
ELVH-015D-HRRD-I-NAA5 | Amphenol | 1: 40.5988 5: 39.8738 10: 39.8738 25: 39.1488 50: 39.1488 | Differential 2.7V 5.5V -10Kpa~103Kpa ±0.5% DIP-8 Through hole mounting | ±0.25% |  |  |  |  | ELVH-015D |  |  | Temperature Compensated |  |  |  |  | 30.02PSI (207kPa) |  | Vendor Undefined |  | Through Hole |  |  |  | -1.45 ~ 14.94PSI (-10 ~ 103kPa) | -20°C ~ 85°C | - |  | Analog Voltage |  | 8-DIP (0.504", 12.80mm), Dual Ports, Same Side | Tray | Male - 0.06" (1.6mm) Tube, Dual | Barbed |  | Differential |  | 13697173 |  | ELV | 8-DIP | PC Pin | 2.7V ~ 5.5V | 9 | https://www.unikeyic.com/media/about_us/Unikey_ISO_9001_Certification.pdf | https://www.unikeyic.com/products/pressure-sensors/elvh-015d-hrrd-i-naa5/10940668.html
ELVH-015G-HAND-C-NAA5 | Amphenol | 1+: 38.2521 5+: 37.5691 10+: 37.5691 25+: 36.886 50+: 36.886 | Sensor 2.7V 5.5V 0Kpa~103Kpa ±0.5% DIP-8 TH, Top Mount | [40 empty] | 8 |  | https://www.unikeyic.com/products/pressure-sensors/elvh-015g-hand-c-naa5/11233404.html
ELVH-015G-HANH-C-NAA4 | Amphenol | 1: 45.078 5: 40.6944 10: 40.2516 25: 37.7784 50: 36.0288 100: 35.1216 | metering 2.7V 5.5V 0Kpa~103Kpa ±0.5% SIP-4 Through hole mounting | ±0.25% |  |  |  |  | ELVH-015G |  |  | Temperature Compensated |  |  |  |  | 30.02PSI (207kPa) |  | Vendor Undefined |  | Through Hole |  |  |  | 15PSI (103.42kPa) | 0°C ~ 50°C | - |  | Analog Voltage |  | 4-SIP, Side Port | Tray | Male - 0.19" (4.93mm) Tube | Barbed |  | Gauge |  | 13697170 |  | ELV | - | PC Pin | 2.7V ~ 5.5V | 10 | https://www.unikeyic.com/media/about_us/Unikey_ISO_9001_Certification.pdf | https://www.unikeyic.com/products/pressure-sensors/elvh-015g-hanh-c-naa4/35030055.html
ELVH-015G-HANH-C-NAA4 | ALL SENSORS | 1: 44.2834 5: 40.7191 10: 39.3923 25: 37.805 50: 36.7186 100: 35.7218 | Sensor 0psi~15psi 2.7V 5.5V ±0.25% | ±0.25% | [10 empty] | 5.5V | - |  | 2.7V |  |  |  | 0psi~15psi | 50℃(max) |  |  |  |  | - | [6 empty] | metering | [8 empty] | 7 | https://www.unikeyic.com/media/about_us/Unikey_ISO_9001_Certification.pdf | https://www.unikeyic.com/products/pressure-sensors/elvh-015g-hanh-c-naa4/35042933.html
ELVH-015G-HNNH-C-N2A5 | Amphenol | 1+: 37.7815 | Sensor I²C 2.7V 5.5V 0kPa~103kPa ±0.5% SIP TH | [40 empty] | 9 |  | https://www.unikeyic.com/products/pressure-sensors/elvh-015g-hnnh-c-n2a5/10887750.html
ELVH-015G-HRRD-I-NAA5 | Amphenol | 1+: 40.5988 5+: 39.8738 10+: 39.8738 25+: 39.1488 50+: 39.1488 | Sensor, 2.7V-5.5V, 0kPa-103kPa ±0.5%, DIP-8, TH | [40 empty] | 8 |  | https://www.unikeyic.com/products/pressure-sensors/elvh-015g-hrrd-i-naa5/34947685.html
ELVH-030A-HAND-I-N2A4 | Amphenol | 1+: 46.0742 5+: 45.2515 10+: 45.2515 25+: 44.4287 50+: 44.4287 | Absolute I2C Pressure Sensor, 2.7V-5.5V, 0kPa-207kPa, ±0.5%, DIP-8, TH, Top Mount | [40 empty] | 6 |  | https://www.unikeyic.com/products/pressure-sensors/elvh-030a-hand-i-n2a4/35027661.html
ELVH-030G-HAND-I-NAA5 | Amphenol | 1: 40.5988 5: 39.8738 10: 39.8738 | metering 2.7V 5.5V 0Kpa~207Kpa ±0.5% DIP-8 Through hole mounting | ±0.25% |  |  |  |  | ELVH-030G |  |  | Temperature Compensated |  |  |  |  | 60.05PSI (414kPa) |  | Vendor Undefined |  | Through Hole |  |  |  | 30PSI (206.84kPa) | -20°C ~ 85°C | - |  | Analog Voltage |  | 8-DIP (0.524", 13.30mm), Side Port | Tray | Male - 0.19" (4.93mm) Tube | Barbed |  | Gauge |  | 13697430 |  | ELV | - | PC Pin | 2.7V ~ 5.5V | 8 | https://www.unikeyic.com/media/about_us/Unikey_ISO_9001_Certification.pdf | https://www.unikeyic.com/products/pressure-sensors/elvh-030g-hand-i-naa5/11039728.html
ELVH-060G-HAND-C-NAA5 | Amphenol | 1+: 38.2413 5+: 37.5584 10+: 37.5584 25+: 36.8755 50+: 36.8755 | Sensor, 2.7V-5.5V, 0kPa-414kPa ±0.5%, DIP-8, TH, Top Mount | [40 empty] | 4 |  | https://www.unikeyic.com/products/pressure-sensors/elvh-060g-hand-c-naa5/35014599.html
ELVH-060G-HAND-I-NAA5 | Amphenol | 1+: 45.3111 | Sensor, 2.7V-5.5V, 0kPa-414kPa ±0.5%, DIP-8, TH, Top Mount | [40 empty] | 9 |  | https://www.unikeyic.com/products/pressure-sensors/elvh-060g-hand-i-naa5/35067840.html
ELVH-100A-HANH-C-N2A5 | Amphenol | 1: 38.0131 5: 37.3343 10: 37.3343 25: 36.6555 50: 36.6555 | absolute I²C 2.7V 5.5V 0Kpa~690Kpa ±0.5% SIP-4 Through hole mounting | ±0.25% |  |  |  |  | ELVH-100A |  |  | Temperature Compensated |  |  |  |  | 250.05PSI (1724kPa) |  | Vendor Undefined |  | Through Hole |  |  |  | 100PSI (689.48kPa) | 0°C ~ 50°C | 14 b |  | I²C |  | 4-SIP, Side Port | Tray | Male - 0.19" (4.93mm) Tube | Barbed |  | Absolute |  | 13697239 |  | ELV | - | PC Pin | 2.7V ~ 5.5V | 17 | https://www.unikeyic.com/media/about_us/Unikey_ISO_9001_Certification.pdf | https://www.unikeyic.com/products/pressure-sensors/elvh-100a-hanh-c-n2a5/11353345.html
ELVH-100G-HANJ-I-N4A4 | Amphenol | 1+: 41.457 5+: 40.7167 10+: 40.7167 25+: 39.9764 50+: 39.9764 | I²C Sensor 2.7V-5.5V 0kPa-690kPa ±0.5% SMD-8P, Top Mount | [40 empty] | 9 |  | https://www.unikeyic.com/products/pressure-sensors/elvh-100g-hanj-i-n4a4/996.html
ELVH-100G-HRND-C-NSA5 | Amphenol | 1+: 38.502 5+: 37.8145 10+: 37.8145 25+: 37.1269 50+: 37.1269 | Sensor SPI 2.7V 5.5V 0kPa~690kPa ±0.5% DIP-8 TH | [40 empty] | 5 |  | https://www.unikeyic.com/products/pressure-sensors/elvh-100g-hrnd-c-nsa5/35005461.html
ELVH-150G-HANJ-I-NAA4 | ALL SENSORS | 1: 52.2682 5: 48.145 10: 46.6106 25: 44.7758 50: 43.5199 100: 42.3672 | Sensor 0psi~150psi 2.7V 5.5V ±0.25% | ±0.25% |  |  | Industrial | [7 empty] | 5.5V | - |  | 2.7V |  |  |  | 0psi~150psi | -20℃~85℃ |  |  |  |  | - | [6 empty] | metering | [8 empty] | 9 | https://www.unikeyic.com/media/about_us/Unikey_ISO_9001_Certification.pdf | https://www.unikeyic.com/products/pressure-sensors/elvh-150g-hanj-i-naa4/11220359.html
ELVH-B001D-HNND-C-NAA4 | ALL SENSORS | 1: 44.2584 5: 40.6966 10: 39.3703 25: 37.784 50: 36.6982 100: 35.7019 | Differential Pressure Sensor -1bar~1bar 2.7V 5.5V ±0.25% | ±0.25% | [10 empty] | 5.5V | - |  | 2.7V |  |  |  | -1bar~1bar | 50℃(max) |  |  |  |  | - | [6 empty] | Differential | [8 empty] | 24 | https://www.unikeyic.com/media/about_us/Unikey_ISO_9001_Certification.pdf | https://www.unikeyic.com/products/pressure-sensors/elvh-b001d-hnnd-c-naa4/34956214.html
ELVH-B001D-HNND-C-NAA4 | Amphenol | 1+: 37.7307 5+: 37.0569 10+: 37.0569 25+: 36.3831 50+: 36.3831 | Differential Pressure Sensor, 2.7V~5.5V, -10kPa~100kPa, ±0.25%, DIP-8, TH | [40 empty] | 31 |  | https://www.unikeyic.com/products/pressure-sensors/elvh-b001d-hnnd-c-naa4/11214747.html
ELVH-B005G-HKNJ-C-N2A4 | Amphenol | 1: 38.024 5: 37.345 10: 37.345 25: 36.666 50: 36.666 | metering I²C 2.7V 5.5V 0Kpa~500Kpa ±0.5% SMD-8P SMD mount，top mount | ±0.25% |  |  |  |  | ELVH-B005 |  |  | Temperature Compensated |  |  |  |  | 116.03PSI (800kPa) |  | Vendor Undefined |  | Surface Mount |  |  |  | 72.52PSI (500kPa) | 0°C ~ 50°C | 14 b |  | I²C |  | 8-SMD, J-Lead, Top Port | Tray | Male - 0.11" (2.8mm) Tube | Needle |  | Gauge |  | 13697148 |  | ELV | - | J Lead | 2.7V ~ 5.5V | 5 | https://www.unikeyic.com/media/datasheet/af/84/3498/af843498e669c25e13d389d45a66bf57.pdf | https://www.unikeyic.com/products/pressure-sensors/elvh-b005g-hknj-c-n2a4/11140037.html
ELVH-B010G-HRND-C-N2A4 | Amphenol | 1: 37.7307 5: 37.0569 10: 37.0569 25: 36.3831 50: 36.3831 | metering I²C 2.7V 5.5V 0Kpa~200Kpa ±0.5% DIP-8 Through hole mounting | ±0.25% |  |  |  |  | ELVH-B010 |  |  | Temperature Compensated |  |  |  |  | 246.56PSI (1700kPa) |  | Vendor Undefined |  | Through Hole |  |  |  | 29.01PSI (200kPa) | 0°C ~ 50°C | 14 b |  | I²C |  | 8-DIP (0.524", 13.30mm), Side Port | Tray | Male - 0.06" (1.6mm) Tube | Barbed |  | Gauge |  | 13697130 |  | ELV | - | PC Pin | 2.7V ~ 5.5V | 2 | https://www.unikeyic.com/media/about_us/Unikey_ISO_9001_Certification.pdf | https://www.unikeyic.com/products/pressure-sensors/elvh-b010g-hrnd-c-n2a4/11242244.html
ELVH-F50D-HRRD-C-N2A4 | ALL SENSORS | 1: 46.715 5: 42.9756 10: 41.5848 25: 39.9213 50: 38.783 100: 37.7385 | Differential -0.5inH₂O~0.5inH₂O, 2.7V~5.5V, ±0.25% | ±0.25% | [10 empty] | 5.5V | - |  | 2.7V |  |  |  | -0.5inH₂O~0.5inH₂O | 50℃(max) |  |  |  |  | - | [6 empty] | Differential | [8 empty] | 26 | https://www.unikeyic.com/media/about_us/Unikey_ISO_9001_Certification.pdf | https://www.unikeyic.com/products/pressure-sensors/elvh-f50d-hrrd-c-n2a4/11248998.html
ELVH-L01D-HRRD-C-N2A4 | ALL SENSORS | 1: 45.4939 5: 41.8408 10: 40.4815 25: 38.8567 50: 37.7441 100: 36.7234 | Differential -1inH₂O~1inH₂O, 2.7V~5.5V, ±0.25% | ±0.25% | [10 empty] | 5.5V | - |  | 2.7V |  |  |  | -1inH₂O~1inH₂O | 50℃(max) |  |  |  |  | - | [6 empty] | Differential | [8 empty] | 10 | https://www.unikeyic.com/media/about_us/Unikey_ISO_9001_Certification.pdf | https://www.unikeyic.com/products/pressure-sensors/elvh-l01d-hrrd-c-n2a4/10925667.html
ELVH-L01D-HRRD-I-NAB4 | Amphenol | 1+: 46.2046 5+: 45.3795 10+: 45.3795 25+: 44.5544 50+: 44.5544 | Differential Pressure Sensor 2.7V 5.5V 0.2kPa ±0.5% DIP-8 TH | [40 empty] | 16 |  | https://www.unikeyic.com/products/pressure-sensors/elvh-l01d-hrrd-i-nab4/35030194.html
ELVH-L02D-HRRD-C-NAA5 | Amphenol | 1: 39.6427 5: 38.9348 10: 38.9348 25: 38.2269 50: 38.2269 | Differential Sensor 2.7V 5.5V 0Kpa~0.5Kpa ±0.5% DIP-8 TH | ±0.25% |  |  |  |  | ELVH-L02D |  |  | Temperature Compensated |  |  |  |  | 9.72PSI (67kPa) |  | Vendor Undefined |  | Through Hole |  |  |  | 0.07PSI (0.5kPa) | 0°C ~ 50°C | - |  | Analog Voltage |  | 8-DIP (0.504", 12.80mm), Dual Ports, Same Side | Tray | Male - 0.06" (1.6mm) Tube, Dual | Barbed |  | Differential |  | 13697191 |  | ELV | 8-DIP | PC Pin | 2.7V ~ 5.5V | 4 | https://www.unikeyic.com/media/about_us/Unikey_ISO_9001_Certification.pdf | https://www.unikeyic.com/products/pressure-sensors/elvh-l02d-hrrd-c-naa5/10953068.html
ELVH-L02D-HRRD-I-NAA4 | Amphenol | 1: 54.681 5: 49.464 10: 47.898 25: 45.6516 50: 43.7508 100: 41.7528 | Differential 2.7V 5.5V 0Kpa~0.5Kpa ±0.5% DIP-8 Through hole mounting | ±0.25% |  |  |  |  | ELVH-L02D |  |  | Temperature Compensated |  |  |  |  | 9.72PSI (67kPa) |  | Vendor Undefined |  | Through Hole |  |  |  | 0.07PSI (0.5kPa) | -20°C ~ 85°C | - |  | Analog Voltage |  | 8-DIP (0.504", 12.80mm), Dual Ports, Same Side | Tray | Male - 0.06" (1.6mm) Tube, Dual | Barbed |  | Differential |  | 13697152 |  | ELV | 8-DIP | PC Pin | 2.7V ~ 5.5V | 9 | https://www.unikeyic.com/media/about_us/Unikey_ISO_9001_Certification.pdf | https://www.unikeyic.com/products/pressure-sensors/elvh-l02d-hrrd-i-naa4/11164759.html
ELVH-L02D-HRRD-I-NAA5 | Amphenol | 1+: 42.2936 5+: 41.5383 10+: 41.5383 25+: 40.7831 50+: 40.7831 | Differential Sensor 2.7V-5.5V 0kPa-0.5kPa ±0.5% DIP-8 TH | [40 empty] | 7 |  | https://www.unikeyic.com/products/pressure-sensors/elvh-l02d-hrrd-i-naa5/35009643.html
ELVH-L02G-HNNJ-I-N2A4 | Amphenol | 1: 54.681 5: 49.464 10: 47.898 25: 46.0188 50: 44.6256 100: 42.3684 | metering I²C 2.7V 5.5V 0Kpa~0.5Kpa ±0.5% SMD mount | ±0.25% |  |  |  |  | ELVH-L02G |  |  | Temperature Compensated |  |  |  |  | 9.72PSI (67kPa) |  | Vendor Undefined |  | Surface Mount |  |  |  | 0.07PSI (0.5kPa) | -20°C ~ 85°C | 14 b |  | I²C |  | 8-SMD, J-Lead | Tray | - | No Port |  | Gauge |  | 13697402 |  | ELV | - | J Lead | 2.7V ~ 5.5V | 10 | https://www.unikeyic.com/media/about_us/Unikey_ISO_9001_Certification.pdf | https://www.unikeyic.com/products/pressure-sensors/elvh-l02g-hnnj-i-n2a4/11317569.html
ELVH-L04D-HRRD-C-NAA5 | Amphenol | 1+: 38.3173 5+: 37.6331 10+: 37.6331 25+: 36.9489 50+: 36.9489 | Differential 2.7V-5.5V -1kPa~1kPa ±0.5% DIP-8 TH | [40 empty] | 1 |  | https://www.unikeyic.com/products/pressure-sensors/elvh-l04d-hrrd-c-naa5/35024075.html
ELVH-L04D-HRRD-I-N2A5 | Amphenol | 1: 43.9232 5: 43.1388 10: 43.1388 25: 42.3545 50: 42.3545 | Differential I²C 2.7V 5.5V -1Kpa~1Kpa ±0.5% DIP-8 Through hole mounting | ±0.25% |  |  |  |  | ELVH-L04D |  |  | Temperature Compensated |  |  |  |  | 10.88PSI (75kPa) |  | Vendor Undefined |  | Through Hole |  |  |  | -0.15PSI ~ 0.15PSI (-1kPa ~ 1kPa) | -20°C ~ 85°C | 14 b |  | I²C |  | 8-DIP (0.504", 12.80mm), Dual Ports, Same Side | Tray | Male - 0.06" (1.6mm) Tube, Dual | Barbed |  | Differential |  | 13697178 |  | ELV | 8-DIP | PC Pin | 2.7V ~ 5.5V | 9 | https://www.unikeyic.com/media/about_us/Unikey_ISO_9001_Certification.pdf | https://www.unikeyic.com/products/pressure-sensors/elvh-l04d-hrrd-i-n2a5/35050708.html
ELVH-L05D-HRNJ-I-N7A4 | Amphenol | 1: 47.5735 5: 46.7239 10: 46.7239 25: 45.8744 50: 45.8744 | Differential I²C 2.7V 5.5V -1Kpa~1.2Kpa ±0.25% SMD-8P SMD mount | ±0.25% |  |  | Industrial | [7 empty] | 5.5V | -1Kpa~1.2Kpa |  | 2.7V |  | SMD mount |  | - | -20℃~85℃ |  |  |  |  | I²C |  | SMD-8P |  |  |  |  | Differential | [8 empty] | 9 | https://www.unikeyic.com/media/about_us/Unikey_ISO_9001_Certification.pdf | https://www.unikeyic.com/products/pressure-sensors/elvh-l05d-hrnj-i-n7a4/28798638.html
ELVH-L05D-HRRJ-C-N2A4 | Amphenol | 1: 38.4586 5: 37.7718 10: 37.7718 25: 37.085 50: 37.085 | 2.7V 5.5V -1Kpa~1.2Kpa SMD-8P | ±0.25% |  |  |  |  | ELVH-L05D |  |  | Temperature Compensated |  |  |  |  | 10.88PSI (75kPa) |  | Vendor Undefined |  | Surface Mount |  |  |  | -0.15 ~ 0.17PSI (-1 ~ 1.2kPa) | 0°C ~ 50°C | 14 b |  | I²C |  | 8-SMD, J-Lead, Dual Ports, Same Side | Tray | Male - 0.06" (1.6mm) Tube, Dual | Barbed |  | Differential |  | 13697156 |  | ELV | - | J Lead | 2.7V ~ 5.5V | 4 | https://www.unikeyic.com/media/about_us/Unikey_ISO_9001_Certification.pdf | https://www.unikeyic.com/products/pressure-sensors/elvh-l05d-hrrj-c-n2a4/21143950.html
ELVH-L05D-HRRJ-I-NAA5 | Amphenol | 1+: 45.1291 5+: 44.3232 10+: 44.3232 25+: 43.5173 50+: 43.5173 | Differential Sensor, 2.7V-5.5V, -1kPa~1.2kPa, ±0.5%, SMD-8P, SMD | [40 empty] | 9 |  | https://www.unikeyic.com/products/pressure-sensors/elvh-l05d-hrrj-i-naa5/10902583.html
ELVH-L05D-HRRJ-I-NAA5 | ALL SENSORS | 1: 52.7545 5: 48.6011 10: 47.0547 25: 45.2042 50: 43.9381 100: 42.7761 | Differential Pressure Sensor -5inH₂O~5inH₂O 2.7V 5.5V ±0.25% | ±0.25% |  |  | Industrial | [7 empty] | 5.5V | - |  | 2.7V |  |  |  | -5inH₂O~5inH₂O | -20℃~85℃ |  |  |  |  | - | [6 empty] | Differential | [8 empty] | 10 | https://www.unikeyic.com/media/about_us/Unikey_ISO_9001_Certification.pdf | https://www.unikeyic.com/products/pressure-sensors/elvh-l05d-hrrj-i-naa5/11314168.html
ELVH-L10D-HAAH-C-NAA5 | Amphenol | 1: 45.496 5: 41.0724 25: 37.9728 50: 36.3852 100: 34.7112 250: 34.5492 | Differential 2.7V 5.5V -2Kpa~2.5Kpa ±0.5% SIP-4 Through hole mounting | ±0.25% |  |  |  |  | ELVH-L10D |  |  | Temperature Compensated |  |  |  |  | 12.62PSI (87kPa) |  | Vendor Undefined |  | Through Hole |  |  |  | -0.29 ~ 0.36PSI (-2 ~ 2.5kPa) | 0°C ~ 50°C | - |  | Analog Voltage |  | 4-SIP, Dual Ports, Opposite Sides | Tray | Male - 0.19" (4.93mm) Tube, Dual | Barbed |  | Differential |  | 13697181 |  | ELV | - | PC Pin | 2.7V ~ 5.5V | 16 | https://www.unikeyic.com/media/datasheet/af/84/3498/af843498e669c25e13d389d45a66bf57.pdf | https://www.unikeyic.com/products/pressure-sensors/elvh-l10d-haah-c-naa5/35040659.html
ELVH-L10D-HRND-C-NSA5 | Amphenol | 1: 38.1574 | Differential SPI 2.7V 5.5V -2Kpa~2.5Kpa ±0.5% DIP-8 Through hole mounting | ±0.25% |  |  |  |  | ELVH-L10D |  |  | Temperature Compensated |  |  |  |  | 12.62PSI (87kPa) |  | Vendor Undefined |  | Through Hole |  |  |  | -0.29 ~ 0.36PSI (-2 ~ 2.5kPa) | 0°C ~ 50°C | 14 b |  | SPI |  | 8-DIP (0.524", 13.30mm), Side Port | Tray | Male - 0.06" (1.6mm) Tube | Barbed |  | Differential |  | 13697112 |  | ELV | - | PC Pin | 2.7V ~ 5.5V | 8 | https://www.unikeyic.com/media/about_us/Unikey_ISO_9001_Certification.pdf | https://www.unikeyic.com/products/pressure-sensors/elvh-l10d-hrnd-c-nsa5/11043661.html
ELVH-L10D-HRRD-I-NAA4 | Amphenol | 1: 46.0851 5: 45.2621 10: 45.2621 25: 44.4392 50: 44.4392 | Differential 2.7V 5.5V -2Kpa~2.5Kpa ±0.5% DIP-8 Through hole mounting | ±0.5% |  |  | Industrial | [7 empty] | 5.5V | -2Kpa~2.5Kpa |  | 2.7V |  | Through hole mounting |  | - | -20℃~85℃ |  |  |  |  | - |  | DIP-8 |  |  |  |  | Differential |  | On sale | [6 empty] | 13 | https://www.unikeyic.com/media/about_us/Unikey_ISO_9001_Certification.pdf | https://www.unikeyic.com/products/pressure-sensors/elvh-l10d-hrrd-i-naa4/11003075.html
ELVH-L10D-HRRH-I-N5A4 | Amphenol | 1+: 46.4219 5+: 45.5929 10+: 45.5929 25+: 44.7639 50+: 44.7639 | Differential I²C 2.7V 5.5V -2kPa~2.5kPa ±0.5% SIP-4 TH | [40 empty] | 16 |  | https://www.unikeyic.com/products/pressure-sensors/elvh-l10d-hrrh-i-n5a4/35048427.html
ELVH-L10D-HRRJ-I-NAA4 | Amphenol | 1: 44.7271 5: 43.9284 10: 43.9284 25: 43.1297 50: 43.1297 | Differential 2.7V 5.5V -2Kpa~2.5Kpa ±0.5% SMD-8P SMD mount | ±0.5% |  |  | Industrial | [7 empty] | 5.5V | -2Kpa~2.5Kpa |  | 2.7V |  | SMD mount |  | - | -20℃~85℃ |  |  |  |  | - |  | SMD-8P |  |  |  |  | Differential |  | On sale | [6 empty] | 15 | https://www.unikeyic.com/media/about_us/Unikey_ISO_9001_Certification.pdf | https://www.unikeyic.com/products/pressure-sensors/elvh-l10d-hrrj-i-naa4/35037540.html
ELVH-L20D-HAAH-C-NAA5 | Amphenol | 1+: 36.2097 5+: 36.2097 10+: 35.5631 25+: 34.9165 50+: 34.9165 | Differential Pressure Sensor, 2.7V-5.5V, -5kPa~5kPa ±0.25%, SIP-4, TH | [40 empty] | 13 |  | https://www.unikeyic.com/products/pressure-sensors/elvh-l20d-haah-c-naa5/34953067.html
ELVH-M050D-HRRJ-I-NSA4 | Amphenol | 1+: 45.2703 5+: 44.4619 10+: 44.4619 25+: 43.6535 50+: 43.6535 | Differential SPI, 2.7V-5.5V, -5kPa~5kPa ±0.5%, SMD-8P, SMD | [40 empty] | 9 |  | https://www.unikeyic.com/products/pressure-sensors/elvh-m050d-hrrj-i-nsa4/11349325.html
ELVH-M100D-HRND-I-N2A4 | ALL SENSORS | 1: 52.2396 5: 48.1183 10: 46.5847 25: 44.7509 50: 43.4957 100: 42.3437 | Differential Pressure Sensor -0.1bar~0.1bar 2.7V-5.5V ±0.25% | ±0.25% |  |  | Industrial | [7 empty] | 5.5V | - |  | 2.7V |  |  |  | -0.1bar~0.1bar | -20℃~85℃ |  |  |  |  | - | [6 empty] | Differential | [8 empty] | 23 | https://www.unikeyic.com/media/about_us/Unikey_ISO_9001_Certification.pdf | https://www.unikeyic.com/products/pressure-sensors/elvh-m100d-hrnd-i-n2a4/11014427.html
ELVH-M100D-HRRD-I-NAA5 | Amphenol | 1: 45.5636 5: 44.75 10: 44.75 25: 43.9363 50: 43.9363 | Differential 2.7V 5.5V -1Kpa~10Kpa ±0.5% DIP-8 Through hole mounting | ±0.25% |  |  |  |  | ELVH-M100D |  |  | Temperature Compensated |  |  |  |  | 12.33PSI (85kPa) |  | Vendor Undefined |  | Through Hole |  |  |  | -0.15 ~ 1.45PSI (-1 ~ 10kPa) | -20°C ~ 85°C | - |  | Analog Voltage |  | 8-DIP (0.504", 12.80mm), Dual Ports, Same Side | Tray | Male - 0.06" (1.6mm) Tube, Dual | Barbed |  | Differential |  | 13697182 |  | ELV | 8-DIP | PC Pin | 2.7V ~ 5.5V | 2 | https://www.unikeyic.com/media/about_us/Unikey_ISO_9001_Certification.pdf | https://www.unikeyic.com/products/pressure-sensors/elvh-m100d-hrrd-i-naa5/35018014.html
ELVH-M100D-HRRJ-C-NSA4 | Amphenol | 1+: 37.307 5+: 36.6408 10+: 36.6408 25+: 35.9746 50+: 35.9746 | Diff SPI 2.7V 5.5V -1KPa~10KPa ±0.5% SMD-8P SMD | [40 empty] | 19 |  | https://www.unikeyic.com/products/pressure-sensors/elvh-m100d-hrrj-c-nsa4/34984568.html
ELVH-M100G-HANH-C-N2A4 | Amphenol | 1: 37.7307 5: 37.0569 10: 37.0569 25: 36.3831 50: 36.3831 | metering I²C 2.7V 5.5V 0Kpa~10Kpa ±0.5% SIP-4 Through hole mounting | ±0.25% |  |  |  |  | ELVH-M100G |  |  | Temperature Compensated |  |  |  |  | 12.33PSI (85kPa) |  | Vendor Undefined |  | Through Hole |  |  |  | 1.45PSI (10kPa) | 0°C ~ 50°C | 14 b |  | I²C |  | 4-SIP, Side Port | Tray | Male - 0.19" (4.93mm) Tube | Barbed |  | Gauge |  | 13697202 |  | ELV | - | PC Pin | 2.7V ~ 5.5V | 3 | https://www.unikeyic.com/media/about_us/Unikey_ISO_9001_Certification.pdf | https://www.unikeyic.com/products/pressure-sensors/elvh-m100g-hanh-c-n2a4/10971578.html
ELVH-M160G-HKNJ-C-N5A4 | ALL SENSORS | 1: 44.2834 5: 40.7191 10: 39.3923 25: 37.805 50: 36.7186 100: 35.7218 | Sensor 0bar~0.16bar 2.7V 5.5V ±0.25% | ±0.25% | [10 empty] | 5.5V | - |  | 2.7V |  |  |  | 0bar~0.16bar | 50℃(max) |  |  |  |  | - | [6 empty] | metering | [8 empty] | 23 | https://www.unikeyic.com/media/about_us/Unikey_ISO_9001_Certification.pdf | https://www.unikeyic.com/products/pressure-sensors/elvh-m160g-hknj-c-n5a4/11003079.html
ELVH-M250D-HRRD-C-NSA4 | Amphenol | 1: 37.6764 5: 37.0036 10: 37.0036 25: 36.3308 50: 36.3308 | Differential SPI 2.7V 5.5V -2Kpa~25Kpa ±0.5% DIP-8 Through hole mounting | ±0.25% |  |  |  |  | ELVH-M250D |  |  | Temperature Compensated |  |  |  |  | 12.33PSI (85kPa) |  | Vendor Undefined |  | Through Hole |  |  |  | -0.29 ~ 3.63PSI (-2 ~ 25kPa) | 0°C ~ 50°C | 14 b |  | SPI |  | 8-DIP (0.504", 12.80mm), Dual Ports, Same Side | Bulk | Male - 0.06" (1.6mm) Tube, Dual | Barbed |  | Differential |  | 13697139 |  | ELV | 8-DIP | PC Pin | 2.7V ~ 5.5V | 10 | https://www.unikeyic.com/media/about_us/Unikey_ISO_9001_Certification.pdf | https://www.unikeyic.com/products/pressure-sensors/elvh-m250d-hrrd-c-nsa4/34967081.html
ELVH-M250D-HRRJ-I-N3A5 | ALL SENSORS | 1: 49.7722 5: 45.852 10: 44.3911 | Differential Pressure Sensor, -0.25bar~0.25bar, 2.7V, 5.5V, ±0.25% | ±0.25% |  |  | Industrial | [7 empty] | 5.5V | - |  | 2.7V |  |  |  | -0.25bar~0.25bar | -20℃~85℃ |  |  |  |  | - | [6 empty] | Differential | [8 empty] | 24 | https://www.unikeyic.com/media/about_us/Unikey_ISO_9001_Certification.pdf | https://www.unikeyic.com/products/pressure-sensors/elvh-m250d-hrrj-i-n3a5/11199290.html
ELVH-M250G-HKNJ-C-N6A4 | Amphenol | 1: 33.8522 5: 33.8522 | metering I²C 2.7V 5.5V 0Kpa~25Kpa ±0.5% SMD-8P SMD mount，top mount | ±0.25% |  |  |  |  | ELVH-M250G |  |  | Temperature Compensated |  |  |  |  | 14.94PSI (103kPa) |  | Vendor Undefined |  | Surface Mount |  |  |  | 3.63PSI (25kPa) | 0°C ~ 50°C | 14 b |  | I²C |  | 8-SMD, J-Lead, Top Port | Tray | Male - 0.11" (2.8mm) Tube | Needle |  | Gauge |  | 13697242 |  | ELV | - | J Lead | 2.7V ~ 5.5V | 9 | https://www.unikeyic.com/media/about_us/Unikey_ISO_9001_Certification.pdf | https://www.unikeyic.com/products/pressure-sensors/elvh-m250g-hknj-c-n6a4/10988458.html
ELVH-M250G-HRNJ-C-NAA5 | Amphenol | 1: 37.7959 5: 37.1209 10: 37.1209 25: 36.446 50: 36.446 | metering 2.7V 5.5V 0Kpa~25Kpa ±0.5% SMD-8P SMD mount | ±0.25% |  |  |  |  | ELVH-M250G |  |  | Temperature Compensated |  |  |  |  | 14.94PSI (103kPa) |  | Vendor Undefined |  | Surface Mount |  |  |  | 3.63PSI (25kPa) | 0°C ~ 50°C | - |  | Analog Voltage |  | 8-SMD, J-Lead, Side Port | Tray | Male - 0.06" (1.6mm) Tube | Barbed |  | Gauge |  | 13697106 |  | ELV | - | J Lead | 2.7V ~ 5.5V | 1 | https://www.unikeyic.com/media/about_us/Unikey_ISO_9001_Certification.pdf | https://www.unikeyic.com/products/pressure-sensors/elvh-m250g-hrnj-c-naa5/11344843.html
ELVH-M500D-HRRD-I-N2A4 | Amphenol | 1: 53.207 5: 48.114 10: 46.5804 25: 44.7444 50: 42.9516 100: 40.8132 | Differential I²C 2.7V 5.5V -50Kpa~50Kpa ±0.25% DIP-8 Through hole mounting | ±0.25% |  |  |  |  | ELVH-M500D |  |  | Temperature Compensated |  |  |  |  | 29.01PSI (200kPa) |  | Vendor Undefined |  | Through Hole |  |  |  | -7.25 ~ 7.25PSI (-50 ~ 50kPa) | -20°C ~ 85°C | 14 b |  | I²C |  | 8-DIP (0.504", 12.80mm), Dual Ports, Same Side | Tray | Male - 0.06" (1.6mm) Tube, Dual | Barbed |  | Differential |  | 13697197 |  | ELV | 8-DIP | PC Pin | 2.7V ~ 5.5V | 6 | https://www.unikeyic.com/media/datasheet/af/84/3498/af843498e669c25e13d389d45a66bf57.pdf | https://www.unikeyic.com/products/pressure-sensors/elvh-m500d-hrrd-i-n2a4/11023240.html
ELVH-M500D-HRRD-I-N2A4 | ALL SENSORS | 1: 52.2682 5: 48.145 10: 46.6106 25: 44.7758 50: 43.5199 100: 42.3672 | Differential -0.5bar~0.5bar 2.7V 5.5V ±0.25% | ±0.25% |  |  | Industrial | [7 empty] | 5.5V | - |  | 2.7V |  |  |  | -0.5bar~0.5bar | -20℃~85℃ |  |  |  |  | - | [6 empty] | Differential | [8 empty] | 8 | https://www.unikeyic.com/media/about_us/Unikey_ISO_9001_Certification.pdf | https://www.unikeyic.com/products/pressure-sensors/elvh-m500d-hrrd-i-n2a4/35031624.html
ELVH-M500D-HRRJ-C-N3A4 | ALL SENSORS | 1: 44.2834 5: 40.7191 10: 39.3923 25: 37.805 50: 36.7186 100: 35.7218 | Differential Pressure Sensor -0.5bar~0.5bar 2.7V 5.5V ±0.25% | ±0.25% | [10 empty] | 5.5V | - |  | 2.7V |  |  |  | -0.5bar~0.5bar | 50℃(max) |  |  |  |  | - | [6 empty] | Differential | [8 empty] | 10 | https://www.unikeyic.com/media/about_us/Unikey_ISO_9001_Certification.pdf | https://www.unikeyic.com/products/pressure-sensors/elvh-m500d-hrrj-c-n3a4/35035323.html
EP101-10BG-C20001 | TE Connectivity | 1: 2695.2531 |  | - | [10 empty] | - | - |  | - |  |  |  | - | [5 empty] | - | [6 empty] | - | [8 empty] | 100 | https://www.unikeyic.com/media/about_us/Unikey_ISO_9001_Certification.pdf | https://www.unikeyic.com/products/pressure-sensors/ep101-10bg-c20001/695147673.html
EP101-1KBG-C20001 | TE Connectivity | 1: 2491.5277 |  | - | [10 empty] | - | - |  | - |  | PCBinstall, SMD mount |  | - | [5 empty] | - | [6 empty] | - | [8 empty] | 100 | https://www.unikeyic.com/media/about_us/Unikey_ISO_9001_Certification.pdf | https://www.unikeyic.com/products/pressure-sensors/ep101-1kbg-c20001/695208155.html
EP101-200BG-C20001 | TE Connectivity | 1: 2544.8886 |  | - | [10 empty] | - | - |  | - |  |  |  | - | [5 empty] | - | [6 empty] | - | [8 empty] | 100 | https://www.unikeyic.com/media/about_us/Unikey_ISO_9001_Certification.pdf | https://www.unikeyic.com/products/pressure-sensors/ep101-200bg-c20001/695468768.html
EP101-20BG-C20001 | TE Connectivity | 1+: 2544.8886 | [41 empty] | 100 |  | https://www.unikeyic.com/products/pressure-sensors/ep101-20bg-c20001/695538928.html
EP101-500BG-C20002 | TE Connectivity | 1+: 2695.2531 | [41 empty] | 100 |  | https://www.unikeyic.com/products/pressure-sensors/ep101-500bg-c20002/695324451.html
EP105-1KBG-C20001 | TE Connectivity | 1+: 2756.2117 | [41 empty] | 100 |  | https://www.unikeyic.com/products/pressure-sensors/ep105-1kbg-c20001/695107537.html
EP105-2KBG-C00001 | TE Connectivity | 1: 3007.6438 |  | - | [10 empty] | - | - |  | - |  |  |  | - | [5 empty] | - | [6 empty] | - | [8 empty] | 100 | https://www.unikeyic.com/media/about_us/Unikey_ISO_9001_Certification.pdf | https://www.unikeyic.com/products/pressure-sensors/ep105-2kbg-c00001/695276985.html
EP105-3KBG-C00004 | TE Connectivity | 1+: 2742.289 | Pressure Sensor 29007.55PSI (200000kPa) Gauge Male - M20 x 1.5 0.5 V ~ 4.5 V | [40 empty] | 1 |  | https://www.unikeyic.com/products/pressure-sensors/ep105-3kbg-c00004/7629746.html
EP125-7KBS-C00001 | TE Connectivity | 1: 3947.8196 |  | - | [10 empty] | - | - |  | - |  | PCBinstall, SMD mount |  | - | [5 empty] | - | [6 empty] | - | [8 empty] | 100 | https://www.unikeyic.com/media/about_us/Unikey_ISO_9001_Certification.pdf | https://www.unikeyic.com/products/pressure-sensors/ep125-7kbs-c00001/695116356.html
EPB-15BA-C20003 | TE Connectivity | 1+: 2563.4412 | [41 empty] | 100 |  | https://www.unikeyic.com/products/pressure-sensors/epb-15ba-c20003/695413217.html
EPB-15BG-C20001 | TE Connectivity | 1+: 2326.1444 | [41 empty] | 100 |  | https://www.unikeyic.com/products/pressure-sensors/epb-15bg-c20001/695093568.html
EPB-15BS-C20005 | TE Connectivity | 1+: 2870.0011 | [41 empty] | 100 |  | https://www.unikeyic.com/products/pressure-sensors/epb-15bs-c20005/695091563.html
EPB-350BA-C20001 | TE Connectivity | 1: 2287.0956 |  | - | [10 empty] | - | - |  | - |  |  |  | - | [5 empty] | - | [6 empty] | - | [8 empty] | 100 | https://www.unikeyic.com/media/about_us/Unikey_ISO_9001_Certification.pdf | https://www.unikeyic.com/products/pressure-sensors/epb-350ba-c20001/695469193.html
EPB-35BS-C20003 | TE Connectivity | 1: 2500.1856 |  | - | [10 empty] | - | - |  | - |  |  |  | - | [5 empty] | - | [6 empty] | - | [8 empty] | 100 | https://www.unikeyic.com/media/about_us/Unikey_ISO_9001_Certification.pdf | https://www.unikeyic.com/products/pressure-sensors/epb-35bs-c20003/695393471.html
EPB-35BS-C20007 | TE Connectivity | 1+: 2990.8581 | [41 empty] | 100 |  | https://www.unikeyic.com/products/pressure-sensors/epb-35bs-c20007/695381371.html
EPB-500PA-C20003 | TE Connectivity | 1+: 2562.7344 | [41 empty] | 100 |  | https://www.unikeyic.com/products/pressure-sensors/epb-500pa-c20003/695615290.html
EPB-5PS-C20004 | TE Connectivity | 1+: 2494.3548 | [41 empty] | 100 |  | https://www.unikeyic.com/products/pressure-sensors/epb-5ps-c20004/695516718.html
EPB-70BS-C20006 | TE Connectivity | 1+: 2434.2796 | [41 empty] | 100 |  | https://www.unikeyic.com/products/pressure-sensors/epb-70bs-c20006/695244977.html
EPL-15BA-C20001 | TE Connectivity | 1+: 3112.4219 | [41 empty] | 100 |  | https://www.unikeyic.com/products/pressure-sensors/epl-15ba-c20001/695507532.html
EPL-35BA-C20003 | TE Connectivity | 1+: 1999.265 | [41 empty] | 100 |  | https://www.unikeyic.com/products/pressure-sensors/epl-35ba-c20003/695263225.html
EPL-7BG-C20003 | TE Connectivity | 1+: 2471.915 | [41 empty] | 100 |  | https://www.unikeyic.com/products/pressure-sensors/epl-7bg-c20003/695533255.html
EPRB1-10BA-C20002 | TE Connectivity | 1+: 2007.3928 | [41 empty] | 100 |  | https://www.unikeyic.com/products/pressure-sensors/eprb1-10ba-c20002/695114757.html
EPRB1-10BA-C20004 | TE Connectivity | 1+: 2016.9342 | [41 empty] | 100 |  | https://www.unikeyic.com/products/pressure-sensors/eprb1-10ba-c20004/695518245.html
EPRB1-200BA-C00003 | TE Connectivity | 1: 1833.705 |  | - | [10 empty] | - | - |  | - |  |  |  | - | [5 empty] | - | [6 empty] | - | [8 empty] | 100 | https://www.unikeyic.com/media/about_us/Unikey_ISO_9001_Certification.pdf | https://www.unikeyic.com/products/pressure-sensors/eprb1-200ba-c00003/695285698.html
EPRB1-5KPA-C00001 | TE Connectivity | 1: 2181.2573 |  | - | [10 empty] | - | - |  | - |  |  |  | - | [5 empty] | - | [6 empty] | - | [8 empty] | 100 | https://www.unikeyic.com/media/about_us/Unikey_ISO_9001_Certification.pdf | https://www.unikeyic.com/products/pressure-sensors/eprb1-5kpa-c00001/695423107.html
EPRB1-5KPA-C00002 | TE Connectivity | 1: 2224.7235 |  | - | [10 empty] | - | - |  | - |  |  |  | - | [5 empty] | - | [6 empty] | - | [8 empty] | 100 | https://www.unikeyic.com/media/about_us/Unikey_ISO_9001_Certification.pdf | https://www.unikeyic.com/products/pressure-sensors/eprb1-5kpa-c00002/695321118.html
EPRB2-100PA-C20004 | TE Connectivity | 1+: 2198.5731 | [41 empty] | 100 |  | https://www.unikeyic.com/products/pressure-sensors/eprb2-100pa-c20004/695484062.html
EPRB2-10BA-C00004 | TE Connectivity | 1: 2372.4376 |  | - | [10 empty] | - | - |  | - |  |  |  | - | [5 empty] | - | [6 empty] | - | [8 empty] | 100 | https://www.unikeyic.com/media/about_us/Unikey_ISO_9001_Certification.pdf | https://www.unikeyic.com/products/pressure-sensors/eprb2-10ba-c00004/692439852.html
EPRB2-1BA-C00007 | TE Connectivity | 1: 2372.4376 |  | - | [10 empty] | - | - |  | - |  |  |  | - | [5 empty] | - | [6 empty] | - | [8 empty] | 100 | https://www.unikeyic.com/media/about_us/Unikey_ISO_9001_Certification.pdf | https://www.unikeyic.com/products/pressure-sensors/eprb2-1ba-c00007/692441651.html
EPRB2-1BG-C00003 | TE Connectivity | 1: 2198.5731 |  | - | [10 empty] | - | - |  | - |  |  |  | - | [5 empty] | - | [6 empty] | - | [8 empty] | 100 | https://www.unikeyic.com/media/about_us/Unikey_ISO_9001_Certification.pdf | https://www.unikeyic.com/products/pressure-sensors/eprb2-1bg-c00003/692446289.html
EPRB2-2BA-C00002 | TE Connectivity | 1: 2198.5731 |  | - | [10 empty] | - | - |  | - |  |  |  | - | [5 empty] | - | [6 empty] | - | [8 empty] | 100 | https://www.unikeyic.com/media/about_us/Unikey_ISO_9001_Certification.pdf | https://www.unikeyic.com/products/pressure-sensors/eprb2-2ba-c00002/692445561.html
EPRB3-350BA-C00001 | TE Connectivity | 1: 2667.8659 |  | - | [10 empty] | - | - |  | - |  |  |  | - | [5 empty] | - | [6 empty] | - | [8 empty] | 100 | https://www.unikeyic.com/media/about_us/Unikey_ISO_9001_Certification.pdf | https://www.unikeyic.com/products/pressure-sensors/eprb3-350ba-c00001/695237587.html
EPRB3-60BA-C00001 | TE Connectivity | 1+: 2809.3958 | [41 empty] | 100 |  | https://www.unikeyic.com/products/pressure-sensors/eprb3-60ba-c00001/695164184.html
EPT2100-H-01000-B-5-A With Snubber (94269006) | VARIOHM EUROSENSOR | 1: 118.2774 | Gauge pressure Voltage 40Pa 0.5 | 0.5 | [10 empty] | - | 40Pa |  | - |  |  |  | - | [5 empty] | Voltage | [6 empty] | Gauge pressure | [8 empty] | 10 | https://www.unikeyic.com/media/about_us/Unikey_ISO_9001_Certification.pdf | https://www.unikeyic.com/products/pressure-sensors/ept2100-h-01000-b-5-a-with-snubber-94269006/36643617.html
EPT3100-H-16000-B-5-A (94069021) | VARIOHM EUROSENSOR | 1: 170.6381 | Gauge pressure Voltage 2KPa 0.5 | 0.5 | [6 empty] | EPT3100-H-16000-B-5-A (94069021) VARIOHM EUROSENSOR |  |  |  | - | 2KPa |  | - |  |  |  | - | [5 empty] | Voltage | [6 empty] | Gauge pressure |  |  |  | bulk |  |  |  |  | 2 | https://www.unikeyic.com/media/datasheet/d8/c8/b308/d8c8b30873f4e0d02109503ea14ba6ab.pdf | https://www.unikeyic.com/products/pressure-sensors/ept3100-h-16000-b-5-a-94069021/726846043.html
EPT8100-C-00400-A-4-C | VARIOHM EUROSENSOR | 1: 173.3677 | Absolute pressure Voltage 10Pa 0.5 | 0.5 | [10 empty] | - | 10Pa |  | - |  |  |  | - | [5 empty] | Voltage | [6 empty] | Absolute pressure | [8 empty] | 4 | https://www.unikeyic.com/media/about_us/Unikey_ISO_9001_Certification.pdf | https://www.unikeyic.com/products/pressure-sensors/ept8100-c-00400-a-4-c/982237258.html
EPT8100-M10-00400-A-5-C | VARIOHM EUROSENSOR | 1: 192.9665 | Absolute pressure Voltage 10Pa 0.5 | 0.5 | [10 empty] | - | 10Pa |  | - |  |  |  | - | [5 empty] | Voltage | [6 empty] | Absolute pressure | [8 empty] | 5 | https://www.unikeyic.com/media/about_us/Unikey_ISO_9001_Certification.pdf | https://www.unikeyic.com/products/pressure-sensors/ept8100-m10-00400-a-5-c/982235629.html
EPT9100-A-01000-B-4-C | VARIOHM EUROSENSOR | 1: 154.1167 | Gauge pressure Voltage 1KPa 0.5 | 0.5 | [10 empty] | - | 1KPa |  | - |  |  |  | - | [5 empty] | Voltage | [6 empty] | Gauge pressure | [8 empty] | 4 | https://www.unikeyic.com/media/about_us/Unikey_ISO_9001_Certification.pdf | https://www.unikeyic.com/products/pressure-sensors/ept9100-a-01000-b-4-c/982233613.html
EPT9100-A-40000-B-4-C | VARIOHM EUROSENSOR | 1: 163.1688 | Gauge pressure Voltage 1KPa 0.5 | 0.5 | [10 empty] | - | 1KPa |  | - |  |  |  | - | [5 empty] | Voltage | [6 empty] | Gauge pressure | [8 empty] | 5 | https://www.unikeyic.com/media/about_us/Unikey_ISO_9001_Certification.pdf | https://www.unikeyic.com/products/pressure-sensors/ept9100-a-40000-b-4-c/982235945.html
EPT9200-A-01000-B-5-C | VARIOHM EUROSENSOR | 1+: 158.6035 | Sensor, Voltage, 32V, 900Pa, ±0.5% | [40 empty] | 4 |  | https://www.unikeyic.com/products/pressure-sensors/ept9200-a-01000-b-5-c/982235760.html
EPT9200-A-40000-B-5-C | VARIOHM EUROSENSOR | 1: 168.4547 | Gauge pressure Voltage 900Pa 0.5 | 0.5 | [10 empty] | - | 900Pa |  | - |  |  |  | - | [5 empty] | Voltage | [6 empty] | Gauge pressure | [8 empty] | 5 | https://www.unikeyic.com/media/about_us/Unikey_ISO_9001_Certification.pdf | https://www.unikeyic.com/products/pressure-sensors/ept9200-a-40000-b-5-c/982234338.html
EXAM-X-C00044 | TE Connectivity | 1+: 1420.9535 | [41 empty] | 100 |  | https://www.unikeyic.com/products/pressure-sensors/exam-x-c00044/695188931.html
EXAM-X-C00055 | TE Connectivity | 1: 1693.7653 |  | - | [10 empty] | - | - |  | - |  |  |  | - | [5 empty] | - | [6 empty] | - | [8 empty] | 100 | https://www.unikeyic.com/media/about_us/Unikey_ISO_9001_Certification.pdf | https://www.unikeyic.com/products/pressure-sensors/exam-x-c00055/695430227.html
EXAM-X-C00063 | TE Connectivity | 1+: 1693.7653 | [41 empty] | 100 |  | https://www.unikeyic.com/products/pressure-sensors/exam-x-c00063/695233609.html
EXP5-100BS-C00003 | TE Connectivity | 1+: 2716.6327 | [41 empty] | 100 |  | https://www.unikeyic.com/products/pressure-sensors/exp5-100bs-c00003/692442664.html
EXP5-100BS-C00006 | TE Connectivity | 1: 2670.1629 |  | - | [10 empty] | - | - |  | - |  |  |  | - | [5 empty] | - | [6 empty] | - | [8 empty] | 100 | https://www.unikeyic.com/media/about_us/Unikey_ISO_9001_Certification.pdf | https://www.unikeyic.com/products/pressure-sensors/exp5-100bs-c00006/692714068.html
EXP5-10BA-C00005 | TE Connectivity | 1+: 2251.4039 | [41 empty] | 100 |  | https://www.unikeyic.com/products/pressure-sensors/exp5-10ba-c00005/695206941.html
EXP5-10BA-C00008 | TE Connectivity | 1+: 2403.9471 | [41 empty] | 100 |  | https://www.unikeyic.com/products/pressure-sensors/exp5-10ba-c00008/695219935.html
EXP5-10BG-C00002 | TE Connectivity | 1: 1916.3966 |  | - | [10 empty] | - | - |  | - |  |  |  | - | [5 empty] | - | [6 empty] | - | [8 empty] | 100 | https://www.unikeyic.com/media/about_us/Unikey_ISO_9001_Certification.pdf | https://www.unikeyic.com/products/pressure-sensors/exp5-10bg-c00002/695136631.html
EXP5-1BG-C00003 | TE Connectivity | 1: 1916.3966 |  | - | [10 empty] | - | - |  | - |  |  |  | - | [5 empty] | - | [6 empty] | - | [8 empty] | 100 | https://www.unikeyic.com/media/about_us/Unikey_ISO_9001_Certification.pdf | https://www.unikeyic.com/products/pressure-sensors/exp5-1bg-c00003/695334500.html
EXP5-1KPG-C00002 | TE Connectivity | 1+: 2447.3549 | [41 empty] | 100 |  | https://www.unikeyic.com/products/pressure-sensors/exp5-1kpg-c00002/695229210.html
EXP5-200BS-C00003 | TE Connectivity | 1+: 2537.1142 | [41 empty] | 100 |  | https://www.unikeyic.com/products/pressure-sensors/exp5-200bs-c00003/695551986.html
EXP5-200BS-C00004 | TE Connectivity | 1: 2809.7492 |  | - | [10 empty] | - | - |  | - |  |  |  | - | [5 empty] | - | [6 empty] | - | [8 empty] | 100 | https://www.unikeyic.com/media/about_us/Unikey_ISO_9001_Certification.pdf | https://www.unikeyic.com/products/pressure-sensors/exp5-200bs-c00004/694441021.html
EXP5-20BG-C00001 | TE Connectivity | 1+: 2288.5091 | [41 empty] | 100 |  | https://www.unikeyic.com/products/pressure-sensors/exp5-20bg-c00001/695516335.html
EXP5-20BG-C00004 | TE Connectivity | 1: 1916.3966 |  | - | [10 empty] | - | - |  | - |  |  |  | - | [5 empty] | - | [6 empty] | - | [8 empty] | 100 | https://www.unikeyic.com/media/about_us/Unikey_ISO_9001_Certification.pdf | https://www.unikeyic.com/products/pressure-sensors/exp5-20bg-c00004/695518966.html
EXP5-20BS-C00001 | TE Connectivity | 1+: 2437.4601 | [41 empty] | 100 |  | https://www.unikeyic.com/products/pressure-sensors/exp5-20bs-c00001/694081252.html
EXP5-2BA-C00001 | TE Connectivity | 1: 2251.4039 |  | - | [10 empty] | - | - |  | - |  |  |  | - | [5 empty] | - | [6 empty] | - | [8 empty] | 100 | https://www.unikeyic.com/media/about_us/Unikey_ISO_9001_Certification.pdf | https://www.unikeyic.com/products/pressure-sensors/exp5-2ba-c00001/695199909.html
EXP5-2BG-C00001 | TE Connectivity | 1+: 1916.3966 | [41 empty] | 100 |  | https://www.unikeyic.com/products/pressure-sensors/exp5-2bg-c00001/695287554.html
EXP5-350BS-C00004 | TE Connectivity | 1: 2530.5765 |  | - | [10 empty] | - | - |  | - |  |  |  | - | [5 empty] | - | [6 empty] | - | [8 empty] | 100 | https://www.unikeyic.com/media/about_us/Unikey_ISO_9001_Certification.pdf | https://www.unikeyic.com/products/pressure-sensors/exp5-350bs-c00004/692444565.html
EXP5-350BS-C00009 | TE Connectivity | 1: 2483.93 |  | - | [10 empty] | - | - |  | - |  |  |  | - | [5 empty] | - | [6 empty] | - | [8 empty] | 100 | https://www.unikeyic.com/media/about_us/Unikey_ISO_9001_Certification.pdf | https://www.unikeyic.com/products/pressure-sensors/exp5-350bs-c00009/695543032.html
EXP5-35BA-C00002 | TE Connectivity | 1+: 2263.6043 | [41 empty] | 100 |  | https://www.unikeyic.com/products/pressure-sensors/exp5-35ba-c00002/695585393.html
EXP5-35BA-C00007 | TE Connectivity | 1+: 2437.4601 | [41 empty] | 100 |  | https://www.unikeyic.com/products/pressure-sensors/exp5-35ba-c00007/695271888.html
EXP5-50BS-C00001 | TE Connectivity | 1: 2251.4039 |  | - | [10 empty] | - | - |  | - |  | PCBinstall, SMD mount |  | - | [5 empty] | - | [6 empty] | - | [8 empty] | 100 | https://www.unikeyic.com/media/about_us/Unikey_ISO_9001_Certification.pdf | https://www.unikeyic.com/products/pressure-sensors/exp5-50bs-c00001/695590985.html
EXP5-5BA-C00002 | TE Connectivity | 1: 2251.4039 |  | - | [10 empty] | - | - |  | - |  |  |  | - | [5 empty] | - | [6 empty] | - | [8 empty] | 100 | https://www.unikeyic.com/media/about_us/Unikey_ISO_9001_Certification.pdf | https://www.unikeyic.com/products/pressure-sensors/exp5-5ba-c00002/695473231.html
EXP5-5BA-C00004 | TE Connectivity | 1+: 2390.9902 | [41 empty] | 100 |  | https://www.unikeyic.com/products/pressure-sensors/exp5-5ba-c00004/694465646.html
EXP5-70BA-C00003 | TE Connectivity | 1+: 2263.6043 | [41 empty] | 100 |  | https://www.unikeyic.com/products/pressure-sensors/exp5-70ba-c00003/695200237.html
EXPC1-10BA-C00002 | TE Connectivity | 1+: 2400.9271 | [41 empty] | 100 |  | https://www.unikeyic.com/products/pressure-sensors/expc1-10ba-c00002/695483614.html
EXPC1-10BA-C00003 | TE Connectivity | 1+: 3008.3505 | [41 empty] | 100 |  | https://www.unikeyic.com/products/pressure-sensors/expc1-10ba-c00003/695150018.html
EXPC1-20BG-C00005 | TE Connectivity | 1+: 2068.8815 | [41 empty] | 100 |  | https://www.unikeyic.com/products/pressure-sensors/expc1-20bg-c00005/695112179.html
EXPC1-35BG-C00001 | TE Connectivity | 1+: 2246.1031 | [41 empty] | 100 |  | https://www.unikeyic.com/products/pressure-sensors/expc1-35bg-c00001/695504886.html
EXPC1-5KPS-C00001 | TE Connectivity | 1+: 2580.757 | [41 empty] | 100 |  | https://www.unikeyic.com/products/pressure-sensors/expc1-5kps-c00001/695332805.html
EXPC1-5KPS-C00002 | TE Connectivity | 1: 2713.8057 |  | - | [10 empty] | - | - |  | - |  |  |  | - | [5 empty] | - | [6 empty] | - | [8 empty] | 100 | https://www.unikeyic.com/media/about_us/Unikey_ISO_9001_Certification.pdf | https://www.unikeyic.com/products/pressure-sensors/expc1-5kps-c00002/695610982.html
EXPM1-10BG-C20007 | TE Connectivity | 1: 2196.0994 |  | - | [10 empty] | - | - |  | - |  |  |  | - | [5 empty] | - | [6 empty] | - | [8 empty] | 100 | https://www.unikeyic.com/media/about_us/Unikey_ISO_9001_Certification.pdf | https://www.unikeyic.com/products/pressure-sensors/expm1-10bg-c20007/695232544.html
EXPM1-200BS-C20001 | TE Connectivity | 1: 2293.6332 |  | - | [10 empty] | - | - |  | - |  |  |  | - | [5 empty] | - | [6 empty] | - | [8 empty] | 100 | https://www.unikeyic.com/media/about_us/Unikey_ISO_9001_Certification.pdf | https://www.unikeyic.com/products/pressure-sensors/expm1-200bs-c20001/695134869.html
EXPM1-200BS-C20006 | TE Connectivity | 1+: 2528.8344 | [41 empty] | 100 |  | https://www.unikeyic.com/products/pressure-sensors/expm1-200bs-c20006/695303336.html
EXPM1-20BG-C20003 | TE Connectivity | 1: 2727.9411 |  | - | [10 empty] | - | - |  | - |  |  |  | - | [5 empty] | - | [6 empty] | - | [8 empty] | 100 | https://www.unikeyic.com/media/about_us/Unikey_ISO_9001_Certification.pdf | https://www.unikeyic.com/products/pressure-sensors/expm1-20bg-c20003/695588762.html
EXPM1-20BS-C20003 | TE Connectivity | 1: 2603.7268 |  | - | [10 empty] | - | - |  | - |  |  |  | - | [5 empty] | - | [6 empty] | - | [8 empty] | 100 | https://www.unikeyic.com/media/about_us/Unikey_ISO_9001_Certification.pdf | https://www.unikeyic.com/products/pressure-sensors/expm1-20bs-c20003/695397182.html
EXPM1-2BA-C20001 | TE Connectivity | 1+: 2293.6332 | [41 empty] | 100 |  | https://www.unikeyic.com/products/pressure-sensors/expm1-2ba-c20001/695512712.html
EXPM1-350BS-C20001 | TE Connectivity | 1: 2293.6332 |  | - | [10 empty] | - | - |  | - |  |  |  | - | [5 empty] | - | [6 empty] | - | [8 empty] | 100 | https://www.unikeyic.com/media/about_us/Unikey_ISO_9001_Certification.pdf | https://www.unikeyic.com/products/pressure-sensors/expm1-350bs-c20001/695471410.html
EXPM4-10BG-C20005 | TE Connectivity | 1+: 2268.7196 | [41 empty] | 100 |  | https://www.unikeyic.com/products/pressure-sensors/expm4-10bg-c20005/695096794.html
EXPM4-50BA-C20002 | TE Connectivity | 1+: 2390.1067 | [41 empty] | 100 |  | https://www.unikeyic.com/products/pressure-sensors/expm4-50ba-c20002/695620497.html
EXPM4-50BG-C20006 | TE Connectivity | 1+: 2490.2909 | [41 empty] | 100 |  | https://www.unikeyic.com/products/pressure-sensors/expm4-50bg-c20006/695307169.html
EXPM6-1KBG-C20004 | TE Connectivity | 1+: 2827.065 | [41 empty] | 100 |  | https://www.unikeyic.com/products/pressure-sensors/expm6-1kbg-c20004/695135013.html
EXPM6-350BG-C20005 | TE Connectivity | 1+: 2605.4938 | [41 empty] | 100 |  | https://www.unikeyic.com/products/pressure-sensors/expm6-350bg-c20005/695095915.html
EXPM6-500BS-C20001 | TE Connectivity | 1: 2924.5988 |  | - | [10 empty] | - | - |  | - |  |  |  | - | [5 empty] | - | [6 empty] | - | [8 empty] | 100 | https://www.unikeyic.com/media/about_us/Unikey_ISO_9001_Certification.pdf | https://www.unikeyic.com/products/pressure-sensors/expm6-500bs-c20001/695546878.html
FC2231-0000-0050-L | TE Connectivity | 3: 53.372 6: 52.459 11: 51.535 21: 50.611 130: 46.013 | TE Connectivity strain gauge pressure sensor load cell, 22.6kgrange, Highest+85°C | ±1% | Round, 6mm | Pushbutton |  |  | FC2231 | 0°C ~ 50°C |  |  | Sensor | [5 empty] | 1 (Unlimited) |  |  |  |  | 22.68kgf (50lbs) |  | -40°C ~ 85°C | 0.5 V ~ 4.5 V |  |  |  |  | Bulk | [5 empty] | 809396 |  | FC22 |  |  | 5V | 670 | https://www.unikeyic.com/media/datasheet/79/15/b845/79/e016cf46c257467c43f691b980c4334f.pdf | https://www.unikeyic.com/products/pressure-sensors/fc2231-0000-0050-l/11307318.html
FC2311-0000-0050-L | TE Connectivity | 1: 135.9088 3: 133.5656 5: 131.2223 | FC23 High Force Sensor, opens new markets previously limited by cost and performance | ±1% |  |  | Industrial | [6 empty] | 25mm(width)*10.2mm(height) | - | - |  | - |  | wire mounting |  | - | -40℃~85℃ |  |  |  |  | Basic | [6 empty] | - | [8 empty] | 7 | https://www.unikeyic.com/media/about_us/Unikey_ISO_9001_Certification.pdf | https://www.unikeyic.com/products/pressure-sensors/fc2311-0000-0050-l/11183452.html
FC2311-0000-0250-L | TE Connectivity | 1+: 171.819 5+: 168.695 10+: 168.695 25+: 168.695 | TE Connectivity Strain Gauge Pressure Sensor, Load Cell, +85°C Max | [40 empty] | 27 | https://www.unikeyic.com/media/datasheet/dc/bd/bf21/dc/7a1ca949f733dd459a5a67fe06938428.pdf | https://www.unikeyic.com/products/pressure-sensors/fc2311-0000-0250-l/11263896.html
FC2331-0000-1000-L | TE Connectivity | 1: 358.3379 8: 330.5937 12: 325.9768 28: 317.0479 | FC23 High Force Sensor, Opens New Markets Previously Limited by Cost and Performance | ±1% | Round, 8mm | Pushbutton |  |  |  | 0°C ~ 50°C |  |  | Sensor | [10 empty] | 453.59kgf (1000lbs) |  | -40°C ~ 85°C | 0.5 V ~ 4.5 V |  |  |  |  | Box | [5 empty] | 16601989 |  | FC23 |  |  | 2V ~ 10V | 114 | https://www.unikeyic.com/media/datasheet/4a/f4/9ee9/4af49ee9742352f9fbc86d6fd9acdbab.pdf | https://www.unikeyic.com/products/pressure-sensors/fc2331-0000-1000-l/11135814.html
FS01 | Honeywell | 2: 76.34 4: 74.932 | Analog 5V 12V ±1% | - | Round, 12.2mm | Pushbutton |  |  |  | 5°C ~ 50°C |  |  | Sensor | [5 empty] | 1 (Unlimited) |  |  |  |  | 0.68kgf (1.5lbs) |  | 0°C ~ 70°C | 1V |  |  |  |  | Tube | [5 empty] | 1248967 |  | FS |  |  | 5V | 4 | https://www.unikeyic.com/media/datasheet/6b/6c/d92d/6b/3bda50cee9161e38dcb3d539814903df.pdf | https://www.unikeyic.com/products/pressure-sensors/fs01/11271010.html
FS1901-0000-0500-G | TE Connectivity | 4+: 35.629 8+: 35.013 16+: 34.397 31+: 33.781 | TE Connectivity Strain Gauge Pressure Sensor, Load Cell, 0.5kg Range | [40 empty] | 80 | https://www.unikeyic.com/media/datasheet/1c/7e/f4d2/1c7ef4d26fd03dea36d13df91b459db8.pdf | https://www.unikeyic.com/products/pressure-sensors/fs1901-0000-0500-g/11039729.html
FS1901-0000-3000-G | TE Connectivity | 1: 84.555 | FS19 Force sensor measurement range from 500 Grams to 3000 Grams，Uses proven technology derived from demanding aerospace and automotive applications MEMS Sensor Technology。Utilizes high temperature glass to bond micromachined piezoresistive strain gages to high performance stainless steel flexures。 | - | [10 empty] | - | - |  | - |  | PCBinstall, SMD mount |  | - | [5 empty] | - | [6 empty] | - | [8 empty] | 1 | https://www.unikeyic.com/media/about_us/Unikey_ISO_9001_Certification.pdf | https://www.unikeyic.com/products/pressure-sensors/fs1901-0000-3000-g/22379338.html
FS2050-0000-1500-G | TE Connectivity | 1: 69.2647 20: 67.8718 100: 66.5275 | TE Connectivity strain gauge pressure sensor load cell, 1.5kgrange, Highest+70°C | ±1% | Round, 12.2mm | Plunger |  |  | FS2050 | 0°C ~ 50°C |  |  | Sensor | [5 empty] | 1 (Unlimited) |  |  |  |  | 1.5kgf (3.3lbs) |  | 0°C ~ 70°C | 1 V ~ 4 V |  |  |  |  | Box | [7 empty] | FS20 |  |  | 3.3V ~ 12V | 18 | https://www.unikeyic.com/media/datasheet/80/fb/2ae8/80fb2ae809d5e31faf0f647a3ac8ef1c.pdf | https://www.unikeyic.com/products/pressure-sensors/fs2050-0000-1500-g/34979828.html
FSAGPDXX001RCAB5 | Honeywell | 2+: 85.58 | Voltage Regulator, 4.75V~5.25V | [40 empty] | 16 | https://www.unikeyic.com/media/datasheet/a1/2e/7b27/a1/a2d8f90cdb762b6406ff7018987c5009.pdf | https://www.unikeyic.com/products/pressure-sensors/fsagpdxx001rcab5/11257643.html
FSAGPNXX1.5LCAC5 | Honeywell | 1+: 166.683 2+: 163.603 4+: 160.512 7+: 157.432 25+: 154.341 26+: 146.619 151+: 138.908 | Voltage Regulator, 4.75V~5.25V | [40 empty] | 4326 | https://www.unikeyic.com/media/datasheet/71/05/65c3/71/1705c68e7995cd291b861cdd60bb3863.pdf | https://www.unikeyic.com/products/pressure-sensors/fsagpnxx1-5lcac5/11348286.html
FSG005WNPB | Honeywell | 1+: 256.2294 5+: 256.2294 | Honeywell Tension/Compression Force Sensor, FSG Series, 0.51kg Range, Push Button | [40 empty] | 8 | https://www.unikeyic.com/media/datasheet/2d/05/e2f1/2d/4dccee2238341cce359edc527fea4c0c.pdf | https://www.unikeyic.com/products/pressure-sensors/fsg005wnpb/35011673.html
FSG15N1A | Honeywell | 1+: 239.4028 5+: 239.4028 | Honeywell FSG-15N1A Wire Termination Strain Gauge, 6kΩ, -40°C to +85°C, 11.1mm × 12.7mm × 10.3mm | [40 empty] | 60 | https://www.unikeyic.com/media/datasheet/28/b5/c3c0/28b5c3c0d93c38ae9aaa34307b39ad8c.pdf | https://www.unikeyic.com/products/pressure-sensors/fsg15n1a/35060922.html
FSS005WNGB | Honeywell | 1+: 113.8809 5+: 113.8809 10+: 113.8809 | Honeywell Tension Compression Sensor, Weighing Sensor, FSS-SMT Series, 0.51kg Range | [40 empty] | 6 | https://www.unikeyic.com/media/datasheet/73/7d/13ec/73/2f428144b6c80f376ed4a941ad663870.pdf | https://www.unikeyic.com/products/pressure-sensors/fss005wngb/10934020.html
FSS010WNGB | Honeywell | 1+: 126.3115 5+: 126.3115 10+: 126.3115 | Honeywell Tension/Compression Sensor, Load Cell, FSS-SMT Series, 1.02kg Range | [40 empty] | 5 | https://www.unikeyic.com/media/datasheet/91/94/9ce9/91/1d4001657f19776a73110605db68a185.pdf | https://www.unikeyic.com/products/pressure-sensors/fss010wngb/34964006.html
FSS010WNSB | Honeywell | 2: 78.507 4: 77.044 8: 75.592 15: 74.14 25: 72.688 | Honeywell pull pressure sensor load cell, FSSseries, 1.02kgrange | ±0.5% | Round, 1.98mm | Ball |  |  | FSS010 | - |  |  | Sensor | [5 empty] | 1 (Unlimited) |  |  |  |  | 0 ~ 10N |  | -40°C ~ 85°C | Analog, Ratiometric |  |  |  |  | Tube | [7 empty] | FSS |  |  | 3.3V ~ 12.5V | 25 | https://www.unikeyic.com/media/datasheet/76/00/144f/76/4f7f738919aab7a90597f6c907de7c03.pdf | https://www.unikeyic.com/products/pressure-sensors/fss010wnsb/11147382.html
FSS020WNGB | Honeywell | 2: 77.099 4: 75.669 8: 74.25 15: 72.82 25: 71.39 26: 67.826 | Honeywell pull pressure sensor load cell, FSS-SMTseries, 2.04kgrange | [5 empty] | FSS020 | [9 empty] | 1 (Unlimited) | [12 empty] | Tube | [7 empty] | * |  |  |  | 30 | https://www.unikeyic.com/media/datasheet/91/94/9ce9/91/1d4001657f19776a73110605db68a185.pdf | https://www.unikeyic.com/products/pressure-sensors/fss020wngb/35012230.html
FSS020WNGR | Honeywell | 1: 125.6472 5: 115.668 25: 101.3472 50: 99.4572 | Analog 12.5V ±0.5% SMD | ±0.5% | - | Ball |  |  | FSS020 | - |  |  | Sensor | [5 empty] | 1 (Unlimited) |  |  |  |  | 0 ~ 20N |  | -40°C ~ 85°C | Analog, Ratiometric |  |  |  |  | Tape & Reel (TR) | [7 empty] | FSS-SMT |  |  | 3.3V ~ 12.5V | 9 | https://www.unikeyic.com/media/datasheet/73/7d/13ec/73/2f428144b6c80f376ed4a941ad663870.pdf | https://www.unikeyic.com/products/pressure-sensors/fss020wngr/34954406.html
FSS1500NSB | Honeywell | 2: 95.183 3: 93.423 6: 91.652 12: 89.892 25: 88.132 26: 83.721 | Honeywell pull pressure sensor Strain gauges, FSseries, Thin, Highest+85°C, 6kΩ | ±0.5% | Round, 1.98mm | Ball |  |  | FSS1500 | - |  |  | Sensor | [5 empty] | 1 (Unlimited) |  |  |  |  | 1.5kgf (3.3lbs) |  | -40°C ~ 85°C | 180mV |  |  |  |  | Bulk | [7 empty] | FSS |  |  | 3.3V ~ 12.5V | 37 | https://www.unikeyic.com/media/datasheet/d8/bb/7d46/be/8c6b97e866f2158d62956589c471f7d1.pdf | https://www.unikeyic.com/products/pressure-sensors/fss1500nsb/11230930.html
FSS1500NSR | Honeywell | 2+: 95.183 3+: 93.423 6+: 91.652 12+: 89.892 25+: 88.132 | Honeywell Tension/Compression Sensor, Load Cell, FSS-SMT Series, 1.53kg Range | [40 empty] | 25 | https://www.unikeyic.com/media/datasheet/76/00/144f/76/4f7f738919aab7a90597f6c907de7c03.pdf | https://www.unikeyic.com/products/pressure-sensors/fss1500nsr/35070593.html
FSS1500NST | Honeywell | 1+: 153.1607 | Honeywell Tension/Compression Sensor, Load Cell, FSS-SMT Series, 1.53kg Range | [40 empty] | 11 | https://www.unikeyic.com/media/datasheet/f2/90/efdb/f290efdb35d90dbaa272eba87020302a.pdf | https://www.unikeyic.com/products/pressure-sensors/fss1500nst/33158.html
FX292X-100A-0100-L | TE Connectivity | 8: 15.477 18: 15.191 36: 14.905 72: 14.619 100: 14.333 | 1V 6V ±1% 19.12mm*19.4mm*5.45mm | ±1% | - | Pushbutton |  |  | FX292X | 0°C ~ 50°C |  |  | Sensor | [5 empty] | Not Applicable |  |  |  |  | 50.00kgf (110lbs) |  | 0°C ~ 85°C | Analog Voltage |  |  |  |  | Box | [5 empty] | 11205658 |  | FX29 |  |  | 1V ~ 6V | 81 | https://www.unikeyic.com/media/datasheet/b9/c5/0dc4/b9c50dc4511506aa5db579f2a8349eb7.pdf | https://www.unikeyic.com/products/pressure-sensors/fx292x-100a-0100-l/10999327.html
FX293X-040B-0025-L | TE Connectivity | 1: 46.8347 5: 45.9984 10: 45.9984 25: 45.162 50: 45.162 100: 45.162 | 4.75V 5.25V ±1% 19.12mm*19.4mm*5.45mm | ±1% | - | Pushbutton |  |  | FX293X | 0°C ~ 50°C |  |  | Sensor | [5 empty] | Not Applicable |  |  |  |  | 12.50kgf (28lbs) |  | 0°C ~ 85°C | 0.5 V ~ 4.5 V |  |  |  |  | Box | [5 empty] | 11205829 |  | FX29 |  |  | 4.75V ~ 5.25V | 1 | https://www.unikeyic.com/media/datasheet/02/76/758b/0276758b727e787fa0444a37f19e7c38.pdf | https://www.unikeyic.com/products/pressure-sensors/fx293x-040b-0025-l/10996862.html
FX293X-040B-0050-L | TE Connectivity | 1: 60.9645 | 4.75V 5.25V ±1% 19.12mm*19.4mm*5.45mm | ±1% | - | Pushbutton |  |  | FX293X | 0°C ~ 50°C |  |  | Sensor | [5 empty] | Not Applicable |  |  |  |  | 25.00kgf (55lbs) |  | 0°C ~ 85°C | 0.5 V ~ 4.5 V |  |  |  |  | Box | [5 empty] | 11205833 |  | FX29 |  |  | 4.75V ~ 5.25V | 32 | https://www.unikeyic.com/media/datasheet/02/76/758b/0276758b727e787fa0444a37f19e7c38.pdf | https://www.unikeyic.com/products/pressure-sensors/fx293x-040b-0050-l/11280387.html
FX29K0-040B-0100-L | TE Connectivity | 1: 27.1442 5: 24.7738 20: 23.0871 40: 22.3485 60: 21.9456 100: 21.4664 500: 20.1432 | 5.25V ±1% 19.12mm*19.4mm*5.45mm | ±1% | - | Pushbutton |  |  | FX29K0 | 0°C ~ 50°C |  |  | Sensor | [5 empty] | Not Applicable |  |  |  |  | 50.00kgf (110lbs) |  | 0°C ~ 85°C | [5 empty] | Box | [7 empty] | FX29 |  |  | 5.5V | 122 | https://www.unikeyic.com/media/datasheet/02/76/758b/0276758b727e787fa0444a37f19e7c38.pdf | https://www.unikeyic.com/products/pressure-sensors/fx29k0-040b-0100-l/11206434.html
FX29K0-100A-0025-L | TE Connectivity | 1: 35.4293 | 5.25V ±1% 19.12mm*19.4mm*5.45mm | ±1% | - | Pushbutton |  |  | FX29K0 | 0°C ~ 50°C |  |  | Sensor | [5 empty] | Not Applicable |  |  |  |  | 12.50kgf (28lbs) |  | 0°C ~ 85°C | [5 empty] | Box | [7 empty] | FX29 |  |  | 5.5V | 91 | https://www.unikeyic.com/media/datasheet/be/01/5f89/be015f891bfa39f27fd036c49c6edeac.pdf | https://www.unikeyic.com/products/pressure-sensors/fx29k0-100a-0025-l/11059155.html
FX29K0-100A-0100-L | TE Connectivity | 6: 20.867 50: 20.867 | TE Connectivity Strain Gauge Pressure Sensor Load Cell, Max +50°C | ±1% | - | Pushbutton |  |  | FX29K0 | 0°C ~ 50°C |  |  | Sensor | [5 empty] | Not Applicable |  |  |  |  | 50.00kgf (110lbs) |  | 0°C ~ 85°C | [5 empty] | Box | [7 empty] | FX29 |  |  | 5.5V | 70 | https://www.unikeyic.com/media/datasheet/80/da/4e5d/80da4e5daf014433eda80949c9e6a486.pdf | https://www.unikeyic.com/products/pressure-sensors/fx29k0-100a-0100-l/10916866.html
FXTH8715026T1 | NXP Semiconductors | 50: 6.9734 100: 6.8218 300: 6.7713 500: 6.7207 1,000: 6.6197 5,000: 6.5691 | metering RF 100KPa~1.5MPa 3.6V QFN-EP-24 glue mount 7mm*7mm*2.25mm | [5 empty] | FXTH87 | [9 empty] | 3 (168 Hours) | [9 empty] | RF |  |  | Tape & Reel (TR) | [5 empty] | 5213033 |  | - |  |  |  | 13034 | https://www.unikeyic.com/media/datasheet/b7/65/2114/b7/5c10784357f0d57dcd6a475fb90d7c40.pdf | https://www.unikeyic.com/products/pressure-sensors/fxth8715026t1/11004250.html
GPTJG3YN250BSBFX | Honeywell | 1+: 89.0882 | [41 empty] | 3 |  | https://www.unikeyic.com/products/pressure-sensors/gptjg3yn250bsbfx/725766852.html
GZP160-040S | sencoch | 1+: 0.431 10+: 0.3435 30+: 0.3056 70+: 0.2576 490+: 0.2372 980+: 0.2241 | Pressure Sensor 1.8V 15V -40kPa~40kPa SOP-6 SMD 5.28mm L | [40 empty] | 7 | https://www.unikeyic.com/media/datasheet/73/b0/d6cb/73b0d6cb859ca2faf3486d3b3dbb240f.pdf | https://www.unikeyic.com/products/pressure-sensors/gzp160-040s/682256017.html
GZP160-101S | sencoch | 1+: 1.0845 10+: 0.8339 30+: 0.7072 70+: 0.5821 | Sensor 1.8V 15V -100kPa~100kPa SOP-6 SMD | [40 empty] | 14 | https://www.unikeyic.com/media/datasheet/73/b0/d6cb/73b0d6cb859ca2faf3486d3b3dbb240f.pdf | https://www.unikeyic.com/products/pressure-sensors/gzp160-101s/681959858.html
GZP160-201DR | sencoch | 1+: 0.9354 10+: 0.8166 58+: 0.6236 | Gauge Pressure Sensor, 1.8V-15V, -100kPa~200kPa, DIP-6 | [40 empty] | 42 | https://www.unikeyic.com/media/datasheet/73/b0/d6cb/73b0d6cb859ca2faf3486d3b3dbb240f.pdf | https://www.unikeyic.com/products/pressure-sensors/gzp160-201dr/682468369.html
GZP6859D040KPP | sencoch | 1+: 4.2317 10+: 3.4893 30+: 3.0884 70+: 2.6429 | IIC Pressure Sensor 0~40kPa 2.5V~5.5V SOP-6 SMD 5.28mm L × 5.28mm W | [40 empty] | 8 | https://www.unikeyic.com/media/datasheet/dd/3d/7da9/dd3d7da96713ec37983f1611cfae8680.pdf | https://www.unikeyic.com/products/pressure-sensors/gzp6859d040kpp/682079003.html
GZP6859D201KPP | sencoch | 1+: 4.2317 10+: 3.4893 30+: 3.0884 70+: 2.6429 | Gauge Pressure 2.5V 5.5V 0kPa~200kPa SOP-6 5.28mm(L) | [40 empty] | 20 | https://www.unikeyic.com/media/datasheet/dd/3d/7da9/dd3d7da96713ec37983f1611cfae8680.pdf | https://www.unikeyic.com/products/pressure-sensors/gzp6859d201kpp/682857750.html
GZP6891D0.5KPW | sencoch | 1+: 7.424 10+: 7.123 100+: 6.7578 500+: 6.4281 1,000+: 6.2012 | [41 empty] | 46 | https://www.unikeyic.com/media/datasheet/00/63/555c/0063555cc2f8bcc211e775d8b3cdca78.pdf | https://www.unikeyic.com/products/pressure-sensors/gzp6891d0-5kpw/682399873.html
HBP1101A005GBS6-2 | HBGK | 1+: 2.3651 3+: 2.3258 70+: 2.2666 | Gauge Pressure; Analog; 5V In 0.5~4.5V Out Range ±5kPa | [40 empty] | 490 | https://www.unikeyic.com/media/datasheet/3f/b5/3ab0/3fb53ab03b00492926d3b519b5059136.pdf | https://www.unikeyic.com/products/pressure-sensors/hbp1101a005gbs6-2/37274540.html
HBP1101A040GPS6-2 | HBGK | 1+: 1.5768 3+: 1.5505 70+: 1.5111 | Gauge Pressure, Analog, 5V Input, 0.5~4.5V Output, Range 0-40 | [40 empty] | 70 | https://www.unikeyic.com/media/datasheet/35/93/1cd8/35931cd83c1a3dfac714756b69f881b6.pdf | https://www.unikeyic.com/products/pressure-sensors/hbp1101a040gps6-2/37274517.html
HBP1101A102GPS6-2 | HBGK | 1: 2.0498 3: 2.0157 70: 1.9644 | Gauge pressure；Analog；5VInput 0.5~4.5Voutput；0-1000 | - |  |  | Industrial |  |  |  | HBP1101A102GPS6-2 HBGK |  |  |  | - | - |  | - |  |  |  | - | -20℃~85℃ |  |  |  |  | - |  | SOP-6 |  |  |  |  | - | [8 empty] | 70 | https://www.unikeyic.com/media/datasheet/24/1e/7f16/241e7f161adaa4ecc3f00952c894577f.pdf | https://www.unikeyic.com/products/pressure-sensors/hbp1101a102gps6-2/37274501.html
HBP1101D005GBS6-2 | HBGK | 1: 2.2864 3: 2.2482 70: 2.1911 | Gauge pressure；IIC；2.5~5.5Voutput；±5kpa | - |  |  | Industrial |  |  |  | HBP1101D005GBS6-2 HBGK |  |  |  | - | - |  | - |  |  |  | - | -20℃~85℃ |  |  |  |  | - |  | SOP-6 |  |  |  |  | - | [8 empty] | 490 | https://www.unikeyic.com/media/datasheet/f3/1c/48d3/f31c48d336e7fe147b4b1c16f7965d1f.pdf | https://www.unikeyic.com/products/pressure-sensors/hbp1101d005gbs6-2/37274515.html
HBP1101D010GBS6-2 | HBGK | 1+: 2.1287 3+: 2.0932 70+: 2.04 | Pressure Sensor, Gauge, IIC, 2.5~5.5V Out, ±10kPa Range | [40 empty] | 490 | https://www.unikeyic.com/media/datasheet/71/fb/0778/71fb07786dc34c6d430f4a4e37f4e37b.pdf | https://www.unikeyic.com/products/pressure-sensors/hbp1101d010gbs6-2/37274502.html
HBP1101D010GPS6-2 | HBGK | 1: 1.971 3: 1.9381 70: 1.8888 | Gauge pressure；IIC；2.5~5.5Voutput；＋10kpa | - |  |  | Industrial |  |  |  | HBP1101D010GPS6-2 HBGK |  |  |  | - | - |  | - |  |  |  | - | -20℃~85℃ |  |  |  |  | - |  | SOP-6 |  |  |  |  | - | [8 empty] | 490 | https://www.unikeyic.com/media/datasheet/f3/1c/48d3/f31c48d336e7fe147b4b1c16f7965d1f.pdf | https://www.unikeyic.com/products/pressure-sensors/hbp1101d010gps6-2/37274511.html
HBP1101D101GPS6-2 | HBGK | 1: 1.8133 3: 1.7831 70: 1.7378 | Gauge pressure；IIC；2.5~5.5Voutput；0-100 | - |  |  | Industrial |  |  |  | HBP1101D101GPS6-2 HBGK |  |  |  | - | - |  | - |  |  |  | - | -20℃~85℃ |  |  |  |  | - |  | SOP-6 |  |  |  |  | - | [8 empty] | 490 | https://www.unikeyic.com/media/datasheet/71/fb/0778/71fb07786dc34c6d430f4a4e37f4e37b.pdf | https://www.unikeyic.com/products/pressure-sensors/hbp1101d101gps6-2/37274539.html
HBP1201A005GBD6-2 | HBGK | 1+: 2.3651 3+: 2.3258 55+: 2.2666 | Gauge Pressure; Analog; 5V In 0.5~4.5V Out Range ±5kPa | [40 empty] | 55 | https://www.unikeyic.com/media/datasheet/89/3b/1307/893b1307d563da3620a91ff4480561f8.pdf | https://www.unikeyic.com/products/pressure-sensors/hbp1201a005gbd6-2/37274509.html
HBP1201A010GBD6-2 | HBGK | 1: 2.0498 3: 2.0157 55: 1.9644 | Gauge pressure；Analog；5VInput 0.5~4.5Voutput；±10kpa | - |  |  | Industrial |  |  |  | HBP1201A010GBD6-2 HBGK |  |  |  | - | - |  | - |  |  |  | - | -20℃~85℃ |  |  |  |  | - |  | DIP-6 |  |  |  |  | - | [8 empty] | 55 | https://www.unikeyic.com/media/datasheet/89/3b/1307/893b1307d563da3620a91ff4480561f8.pdf | https://www.unikeyic.com/products/pressure-sensors/hbp1201a010gbd6-2/37274512.html
HBP1201A040GBD6-2 | HBGK | 1+: 1.5853 3+: 1.5589 55+: 1.5193 | Gauge Pressure; Analog; 5V In, 0.5~4.5V Out; Range ±40 | [40 empty] | 55 | https://www.unikeyic.com/media/datasheet/6b/8a/3b9c/6b8a3b9cbc14d8e44b17b17e022d5895.pdf | https://www.unikeyic.com/products/pressure-sensors/hbp1201a040gbd6-2/37274504.html
HBP1201A040GPD6-2 | HBGK | 1+: 1.5768 3+: 1.5505 55+: 1.5111 | Gauge Pressure, Analog, 5V Input, 0.5~4.5V Output, Range 0-40 | [40 empty] | 55 | https://www.unikeyic.com/media/datasheet/6b/8a/3b9c/6b8a3b9cbc14d8e44b17b17e022d5895.pdf | https://www.unikeyic.com/products/pressure-sensors/hbp1201a040gpd6-2/37274523.html
HBP1201A102GPD6-2 | HBGK | 1+: 2.0498 3+: 2.0157 55+: 1.9644 | Gauge Pressure, Analog, 5V In, 0.5~4.5V Out, Range 0-1000 | [40 empty] | 55 | https://www.unikeyic.com/media/datasheet/24/6b/819a/246b819a402a125f147dbff5708f2261.pdf | https://www.unikeyic.com/products/pressure-sensors/hbp1201a102gpd6-2/37274532.html
HBP1201D005GBD6-2 | HBGK | 1: 2.2864 3: 2.2482 55: 2.1911 | Gauge pressure；IIC；2.5~5.5Voutput；±5kpa | - |  |  | Industrial |  |  |  | HBP1201D005GBD6-2 HBGK |  |  |  | - | - |  | - |  |  |  | - | -20℃~85℃ |  |  |  |  | - |  | DIP-6 |  |  |  |  | - | [8 empty] | 55 | https://www.unikeyic.com/media/datasheet/a6/f4/6dd9/a6f46dd975fade12ce4d19915da6a41e.pdf | https://www.unikeyic.com/products/pressure-sensors/hbp1201d005gbd6-2/37274524.html
HBP1201D040GBD6-2 | HBGK | 1: 1.498 3: 1.473 55: 1.4355 | Gauge pressure；IIC；2.5~5.5Voutput；±40 | - |  |  | Industrial |  |  |  | HBP1201D040GBD6-2 HBGK |  |  |  | - | - |  | - |  |  |  | - | -20℃~85℃ |  |  |  |  | - |  | DIP-6 |  |  |  |  | - | [8 empty] | 55 | https://www.unikeyic.com/media/datasheet/63/73/f5ee/6373f5ee7c1053177c103a0e33abb41c.pdf | https://www.unikeyic.com/products/pressure-sensors/hbp1201d040gbd6-2/37274527.html
HBP1201D101GPD6-2 | HBGK | 1+: 1.8133 3+: 1.7831 55+: 1.7378 | Gauge Pressure, IIC, 2.5~5.5V Output, Range 0-100 | [40 empty] | 55 | https://www.unikeyic.com/media/datasheet/63/73/f5ee/6373f5ee7c1053177c103a0e33abb41c.pdf | https://www.unikeyic.com/products/pressure-sensors/hbp1201d101gpd6-2/37274537.html
HBP1301A010GNS8 | HBGK | 1+: 2.7008 3+: 2.6558 200+: 2.5882 | [41 empty] | 100 |  | https://www.unikeyic.com/products/pressure-sensors/hbp1301a010gns8/1013737091.html
HBP1301A040GBS8 | HBGK | 1+: 2.1096 3+: 2.0745 200+: 2.0218 | [41 empty] | 100 |  | https://www.unikeyic.com/products/pressure-sensors/hbp1301a040gbs8/1013737265.html
HBP1301A040GPS8 | HBGK | 1+: 2.0983 3+: 2.0633 200+: 2.0109 | [41 empty] | 100 |  | https://www.unikeyic.com/products/pressure-sensors/hbp1301a040gps8/1013737283.html
HBP1301A101GBS8 | HBGK | 1+: 2.428 3+: 2.3874 200+: 2.3267 | [41 empty] | 100 |  | https://www.unikeyic.com/products/pressure-sensors/hbp1301a101gbs8/1013737082.html
HBP1301A101GPS8 | HBGK | 1+: 2.428 3+: 2.3874 200+: 2.3267 | [41 empty] | 100 |  | https://www.unikeyic.com/products/pressure-sensors/hbp1301a101gps8/1013737232.html
HBP1301A201GPS8 | HBGK | 1+: 2.4842 3+: 2.4428 200+: 2.3807 | [41 empty] | 100 |  | https://www.unikeyic.com/products/pressure-sensors/hbp1301a201gps8/1013737083.html
HBP1301D010GBS8 | HBGK | 1+: 2.4411 3+: 2.4004 200+: 2.3394 | [41 empty] | 100 |  | https://www.unikeyic.com/products/pressure-sensors/hbp1301d010gbs8/1013737150.html
HBP1301D010GNS8 | HBGK | 1+: 2.428 3+: 2.3874 200+: 2.3267 | [41 empty] | 100 |  | https://www.unikeyic.com/products/pressure-sensors/hbp1301d010gns8/1013737168.html
HBP1301D010GPS8 | HBGK | 1: 2.428 3: 2.3874 200: 2.3267 |  | - | [10 empty] | - | - |  | - |  |  |  | - | [5 empty] | - |  | TO-252 |  |  |  |  | - | [8 empty] | 100 | https://www.unikeyic.com/media/about_us/Unikey_ISO_9001_Certification.pdf | https://www.unikeyic.com/products/pressure-sensors/hbp1301d010gps8/1013737084.html
HBP1301D040GBS8 | HBGK | 1+: 1.7723 3+: 1.7427 200+: 1.6985 | [41 empty] | 100 |  | https://www.unikeyic.com/products/pressure-sensors/hbp1301d040gbs8/1013737178.html
HBP1301D040GPS8 | HBGK | 1+: 1.7819 3+: 1.7522 200+: 1.7077 | [41 empty] | 100 |  | https://www.unikeyic.com/products/pressure-sensors/hbp1301d040gps8/1013737203.html
HBP1301D101GBS8 | HBGK | 1: 2.099 3: 2.0641 200: 2.0116 |  | - | [10 empty] | - | - |  | - |  |  |  | - | [5 empty] | - |  | TO-252 |  |  |  |  | - | [8 empty] | 100 | https://www.unikeyic.com/media/about_us/Unikey_ISO_9001_Certification.pdf | https://www.unikeyic.com/products/pressure-sensors/hbp1301d101gbs8/1013737100.html
HBP1301D101GNS8 | HBGK | 1: 2.099 3: 2.0641 200: 2.0116 |  | - | [10 empty] | - | - |  | - |  |  |  | - | [5 empty] | - |  | TO-220F |  |  |  |  | - | [8 empty] | 100 | https://www.unikeyic.com/media/about_us/Unikey_ISO_9001_Certification.pdf | https://www.unikeyic.com/products/pressure-sensors/hbp1301d101gns8/1013737210.html
HBP1301D101GPS8 | HBGK | 1: 2.099 3: 2.0641 200: 2.0116 |  | - | [10 empty] | - | - |  | - |  |  |  | - | [5 empty] | - |  | TO-220F |  |  |  |  | - | [8 empty] | 100 | https://www.unikeyic.com/media/about_us/Unikey_ISO_9001_Certification.pdf | https://www.unikeyic.com/products/pressure-sensors/hbp1301d101gps8/1013737111.html
HBP1301D102GPS8 | HBGK | 1: 2.1955 3: 2.1589 200: 2.1041 |  | - | [10 empty] | - | - |  | - |  |  |  | - | [5 empty] | - |  | TO-252 |  |  |  |  | - | [8 empty] | 100 | https://www.unikeyic.com/media/about_us/Unikey_ISO_9001_Certification.pdf | https://www.unikeyic.com/products/pressure-sensors/hbp1301d102gps8/1013737274.html
HBP1302A151AS8 | HBGK | 1: 2.712 3: 2.6669 200: 2.599 |  | - | [10 empty] | - | - |  | - |  |  |  | - | [5 empty] | - |  | TO-247 |  |  |  |  | - | [8 empty] | 100 | https://www.unikeyic.com/media/about_us/Unikey_ISO_9001_Certification.pdf | https://www.unikeyic.com/products/pressure-sensors/hbp1302a151as8/1013737266.html
HBP1302A202AS8 | HBGK | 1+: 2.712 3+: 2.6669 200+: 2.599 | [41 empty] | 200 |  | https://www.unikeyic.com/products/pressure-sensors/hbp1302a202as8/1013737112.html
HBP1302D111AS8 | HBGK | 1+: 2.0662 3+: 2.0318 200+: 1.9801 | [41 empty] | 100 |  | https://www.unikeyic.com/products/pressure-sensors/hbp1302d111as8/1013737189.html
HBP1302D151AS8 | HBGK | 1+: 2.0662 3+: 2.0318 200+: 1.9801 | [41 empty] | 100 |  | https://www.unikeyic.com/products/pressure-sensors/hbp1302d151as8/1013737095.html
HBP1302D202AS8 | HBGK | 1+: 2.0662 3+: 2.0318 200+: 1.9801 | [41 empty] | 200 |  | https://www.unikeyic.com/products/pressure-sensors/hbp1302d202as8/1013737148.html
HBP1302D701AS8 | HBGK | 1+: 2.0662 3+: 2.0318 200+: 1.9801 | [41 empty] | 100 |  | https://www.unikeyic.com/products/pressure-sensors/hbp1302d701as8/1013737197.html
HBP1311A010GBS8 | HBGK | 1+: 2.7366 3+: 2.691 70+: 2.6226 | [41 empty] | 100 |  | https://www.unikeyic.com/products/pressure-sensors/hbp1311a010gbs8/1013737240.html
HBP1311A010GNS8 | HBGK | 1: 2.7366 3: 2.691 70: 2.6226 |  | - | [10 empty] | - | - |  | - |  |  |  | - | [5 empty] | - | [6 empty] | - | [8 empty] | 100 | https://www.unikeyic.com/media/about_us/Unikey_ISO_9001_Certification.pdf | https://www.unikeyic.com/products/pressure-sensors/hbp1311a010gns8/1013737126.html
HBP1311A040GPS8 | HBGK | 1: 2.1487 3: 2.1128 70: 2.0591 |  | - | [10 empty] | - | - |  | - |  |  |  | - | [5 empty] | - |  | TO-252 |  |  |  |  | - | [8 empty] | 100 | https://www.unikeyic.com/media/about_us/Unikey_ISO_9001_Certification.pdf | https://www.unikeyic.com/products/pressure-sensors/hbp1311a040gps8/1013737284.html
HBP1311A101GBS8 | HBGK | 1+: 2.4842 3+: 2.4428 70+: 2.3807 | [41 empty] | 100 |  | https://www.unikeyic.com/products/pressure-sensors/hbp1311a101gbs8/1013737293.html
HBP1311D040GBS8 | HBGK | 1: 1.8275 3: 1.797 70: 1.7513 |  | - | [10 empty] | - | - |  | - |  |  |  | - | [5 empty] | - |  | R-6 |  |  |  |  | - | [8 empty] | 100 | https://www.unikeyic.com/media/about_us/Unikey_ISO_9001_Certification.pdf | https://www.unikeyic.com/products/pressure-sensors/hbp1311d040gbs8/1013737291.html
HBP1311D040GPS8 | HBGK | 1: 1.8275 3: 1.797 70: 1.7513 |  | - | [10 empty] | - | - |  | - |  |  |  | - | [5 empty] | - |  | DO-27 |  |  |  |  | - | [8 empty] | 100 | https://www.unikeyic.com/media/about_us/Unikey_ISO_9001_Certification.pdf | https://www.unikeyic.com/products/pressure-sensors/hbp1311d040gps8/1013737241.html
HBP1311D101GBS8 | HBGK | 1: 2.1627 3: 2.1266 70: 2.0726 |  | - | [10 empty] | - | - |  | - |  |  |  | - | [5 empty] | - |  | TO-252 |  |  |  |  | - | [8 empty] | 100 | https://www.unikeyic.com/media/about_us/Unikey_ISO_9001_Certification.pdf | https://www.unikeyic.com/products/pressure-sensors/hbp1311d101gbs8/1013737234.html
HBP1311D101GNS8 | HBGK | 1+: 2.1627 3+: 2.1266 70+: 2.0726 | [41 empty] | 100 |  | https://www.unikeyic.com/products/pressure-sensors/hbp1311d101gns8/1013737105.html
HBP1311D101GPS8 | HBGK | 1: 2.1627 3: 2.1266 70: 2.0726 |  | - | [10 empty] | - | - |  | - |  |  |  | - | [5 empty] | - |  | DO-27 |  |  |  |  | - | [8 empty] | 100 | https://www.unikeyic.com/media/about_us/Unikey_ISO_9001_Certification.pdf | https://www.unikeyic.com/products/pressure-sensors/hbp1311d101gps8/1013737277.html
HBP1311D201GPS8 | HBGK | 1: 2.228 3: 2.1909 70: 2.1351 |  | - | [10 empty] | - | - |  | - |  |  |  | - | [5 empty] | - |  | TO-220F |  |  |  |  | - | [8 empty] | 100 | https://www.unikeyic.com/media/about_us/Unikey_ISO_9001_Certification.pdf | https://www.unikeyic.com/products/pressure-sensors/hbp1311d201gps8/1013737113.html
HBP1312A202AS8 | HBGK | 1: 2.7773 3: 2.7311 10: 2.6616 |  | - | [10 empty] | - | - |  | - |  |  |  | - | [5 empty] | - |  | DO-27 |  |  |  |  | - | [8 empty] | 200 | https://www.unikeyic.com/media/about_us/Unikey_ISO_9001_Certification.pdf | https://www.unikeyic.com/products/pressure-sensors/hbp1312a202as8/1013737101.html
HBP1312D111AS8 | HBGK | 1+: 2.143 3+: 2.1073 10+: 2.0537 | [41 empty] | 100 |  | https://www.unikeyic.com/products/pressure-sensors/hbp1312d111as8/1013737207.html
HBP1312D202AS8 | HBGK | 1: 2.1315 3: 2.0959 10: 2.0427 |  | - | [10 empty] | - | - |  | - |  |  |  | - | [5 empty] | - |  | TO-252 |  |  |  |  | - | [8 empty] | 200 | https://www.unikeyic.com/media/about_us/Unikey_ISO_9001_Certification.pdf | https://www.unikeyic.com/products/pressure-sensors/hbp1312d202as8/1013737096.html
HBP1312D501AS8 | HBGK | 1+: 2.1315 3+: 2.0959 10+: 2.0427 | [41 empty] | 100 |  | https://www.unikeyic.com/products/pressure-sensors/hbp1312d501as8/1013737123.html
HBP1402D701AL8-1 | HBGK | 1: 0.3942 3: 0.3876 4,000: 0.3778 | Absolute pressure；IIC；1.8~3.6Voutput；100-700KPA | - |  |  | Industrial |  |  |  | HBP1402D701AL8-1 HBGK |  |  |  | - | - |  | - |  |  |  | - | -20℃~85℃ |  |  |  |  | - |  | LGA-8 |  |  |  |  | - | [8 empty] | 400 | https://www.unikeyic.com/media/datasheet/b1/e3/77be/b1e377be589ef290122665e1907e042d.pdf | https://www.unikeyic.com/products/pressure-sensors/hbp1402d701al8-1/37274543.html
HBP1501A010GBS8 | HBGK | 1+: 2.0341 3+: 2.0002 10+: 1.9493 | [41 empty] | 100 |  | https://www.unikeyic.com/products/pressure-sensors/hbp1501a010gbs8/1013737176.html
HBP1501A010GNS8 | HBGK | 1+: 2.0341 3+: 2.0002 10+: 1.9493 | [41 empty] | 100 |  | https://www.unikeyic.com/products/pressure-sensors/hbp1501a010gns8/1013737147.html
HBP1501A040GBS8 | HBGK | 1: 1.6004 3: 1.5737 10: 1.5337 |  | - | [10 empty] | - | - |  | - |  |  |  | - | [5 empty] | - |  | TO-220F |  |  |  |  | - | [8 empty] | 100 | https://www.unikeyic.com/media/about_us/Unikey_ISO_9001_Certification.pdf | https://www.unikeyic.com/products/pressure-sensors/hbp1501a040gbs8/1013737156.html
HBP1501A101GNS8 | HBGK | 1: 1.8622 3: 1.8312 10: 1.7846 |  | - | [10 empty] | - | - |  | - |  |  |  | - | [5 empty] | - |  | KBP |  |  |  |  | - | [8 empty] | 100 | https://www.unikeyic.com/media/about_us/Unikey_ISO_9001_Certification.pdf | https://www.unikeyic.com/products/pressure-sensors/hbp1501a101gns8/1013737181.html
HBP1501A201GPS8 | HBGK | 1+: 1.9048 3+: 1.873 10+: 1.8254 | [41 empty] | 100 |  | https://www.unikeyic.com/products/pressure-sensors/hbp1501a201gps8/1013737196.html
HBP1501D010GBS8 | HBGK | 1+: 1.8622 3+: 1.8312 10+: 1.7846 | [41 empty] | 100 |  | https://www.unikeyic.com/products/pressure-sensors/hbp1501d010gbs8/1013737155.html
HBP1501D010GNS8 | HBGK | 1+: 1.8622 3+: 1.8312 10+: 1.7846 | [41 empty] | 100 |  | https://www.unikeyic.com/products/pressure-sensors/hbp1501d010gns8/1013737261.html
HBP1501D040GNS8 | HBGK | 1+: 1.384 3+: 1.3609 10+: 1.3263 | [41 empty] | 100 |  | https://www.unikeyic.com/products/pressure-sensors/hbp1501d040gns8/1013737206.html
HBP1501D040GPS8 | HBGK | 1+: 1.3765 3+: 1.3536 10+: 1.3192 | [41 empty] | 100 |  | https://www.unikeyic.com/products/pressure-sensors/hbp1501d040gps8/1013737127.html
HBP1501D101GBS8 | HBGK | 1: 1.6367 3: 1.6094 10: 1.5685 |  | - | [10 empty] | - | - |  | - |  |  |  | - | [5 empty] | - |  | TO-92 |  |  |  |  | - | [8 empty] | 100 | https://www.unikeyic.com/media/about_us/Unikey_ISO_9001_Certification.pdf | https://www.unikeyic.com/products/pressure-sensors/hbp1501d101gbs8/1013737294.html
HBP1501D101GNS8 | HBGK | 1: 1.6367 3: 1.6094 10: 1.5685 |  | - | [10 empty] | - | - |  | - |  |  |  | - | [5 empty] | - |  | DO-27 |  |  |  |  | - | [8 empty] | 100 | https://www.unikeyic.com/media/about_us/Unikey_ISO_9001_Certification.pdf | https://www.unikeyic.com/products/pressure-sensors/hbp1501d101gns8/1013737263.html
HBP1501D101GPS8 | HBGK | 1+: 1.6367 3+: 1.6094 10+: 1.5685 | [41 empty] | 100 |  | https://www.unikeyic.com/products/pressure-sensors/hbp1501d101gps8/1013737114.html
HBP1501D201GPS8 | HBGK | 1: 1.6856 3: 1.6575 10: 1.6153 |  | - | [10 empty] | - | - |  | - |  |  |  | - | [5 empty] | - |  | DO-27 |  |  |  |  | - | [8 empty] | 100 | https://www.unikeyic.com/media/about_us/Unikey_ISO_9001_Certification.pdf | https://www.unikeyic.com/products/pressure-sensors/hbp1501d201gps8/1013737152.html
HBP1801A040GBD6 | HBGK | 1: 4.9247 3: 4.8427 55: 4.7195 |  | - | [10 empty] | - | - |  | - |  |  |  | - | [5 empty] | - |  | DO-27 |  |  |  |  | - | [8 empty] | 100 | https://www.unikeyic.com/media/about_us/Unikey_ISO_9001_Certification.pdf | https://www.unikeyic.com/products/pressure-sensors/hbp1801a040gbd6/1013737270.html
HBP1801A040GND6 | HBGK | 1: 4.9247 3: 4.8427 55: 4.7195 |  | - | [10 empty] | - | - |  | - |  |  |  | - | [5 empty] | - |  | TO-252 |  |  |  |  | - | [8 empty] | 100 | https://www.unikeyic.com/media/about_us/Unikey_ISO_9001_Certification.pdf | https://www.unikeyic.com/products/pressure-sensors/hbp1801a040gnd6/1013737145.html
HBP1801A101GBD6 | HBGK | 1+: 5.4914 3+: 5.3999 55+: 5.2627 | [41 empty] | 100 |  | https://www.unikeyic.com/products/pressure-sensors/hbp1801a101gbd6/1013737233.html
HBP1801A101GND6 | HBGK | 1: 5.4914 3: 5.3999 55: 5.2627 |  | - | [10 empty] | - | - |  | - |  |  |  | - | [5 empty] | - |  | SOT-89 |  |  |  |  | - | [8 empty] | 100 | https://www.unikeyic.com/media/about_us/Unikey_ISO_9001_Certification.pdf | https://www.unikeyic.com/products/pressure-sensors/hbp1801a101gnd6/1013737102.html
HBP1801A102GPD6 | HBGK | 1: 4.5211 3: 4.4457 55: 4.3327 |  | - | [10 empty] | - | - |  | - |  |  |  | - | [5 empty] | - |  | TO-252 |  |  |  |  | - | [8 empty] | 100 | https://www.unikeyic.com/media/about_us/Unikey_ISO_9001_Certification.pdf | https://www.unikeyic.com/products/pressure-sensors/hbp1801a102gpd6/1013737175.html
HBP1801D010GPD6 | HBGK | 1: 5.4914 3: 5.3999 55: 5.2627 |  | - | [10 empty] | - | - |  | - |  |  |  | - | [5 empty] | - |  | DBS |  |  |  |  | - | [8 empty] | 100 | https://www.unikeyic.com/media/about_us/Unikey_ISO_9001_Certification.pdf | https://www.unikeyic.com/products/pressure-sensors/hbp1801d010gpd6/1013737120.html
HBP1801D040GPD6 | HBGK | 1: 4.7673 3: 4.6878 55: 4.5686 |  | - | [10 empty] | - | - |  | - |  |  |  | - | [5 empty] | - |  | TO-92 |  |  |  |  | - | [8 empty] | 100 | https://www.unikeyic.com/media/about_us/Unikey_ISO_9001_Certification.pdf | https://www.unikeyic.com/products/pressure-sensors/hbp1801d040gpd6/1013737272.html
HBP1801D101GBD6 | HBGK | 1+: 4.8564 3+: 4.7754 55+: 4.654 | [41 empty] | 100 |  | https://www.unikeyic.com/products/pressure-sensors/hbp1801d101gbd6/1013737289.html
HBP1802A142AD6 | HBGK | 1+: 5.1644 3+: 5.0783 55+: 4.9493 | [41 empty] | 100 |  | https://www.unikeyic.com/products/pressure-sensors/hbp1802a142ad6/1013737193.html
HBP1802A151AD6 | HBGK | 1+: 5.1924 3+: 5.1058 55+: 4.9761 | [41 empty] | 100 |  | https://www.unikeyic.com/products/pressure-sensors/hbp1802a151ad6/1013737183.html
HBP1802A701AD6 | HBGK | 1+: 5.1644 3+: 5.0783 55+: 4.9493 | [41 empty] | 100 |  | https://www.unikeyic.com/products/pressure-sensors/hbp1802a701ad6/1013737202.html
HBP1802D501AD6 | HBGK | 1+: 4.5877 3+: 4.5112 55+: 4.3965 | [41 empty] | 100 |  | https://www.unikeyic.com/products/pressure-sensors/hbp1802d501ad6/1013737188.html
HBP1822A142AP4 | HBGK | 1+: 5.4818 3+: 5.3904 400+: 5.2534 | [41 empty] | 100 |  | https://www.unikeyic.com/products/pressure-sensors/hbp1822a142ap4/1013737281.html
HBP1822A501AP4 | HBGK | 1+: 5.4818 3+: 5.3904 400+: 5.2534 | [41 empty] | 100 |  | https://www.unikeyic.com/products/pressure-sensors/hbp1822a501ap4/1013737296.html
HBP1822D142AP4 | HBGK | 1+: 4.8801 3+: 4.7988 400+: 4.6767 | [41 empty] | 100 |  | https://www.unikeyic.com/products/pressure-sensors/hbp1822d142ap4/1013737106.html
HBP1822D151AP4 | HBGK | 1+: 4.9065 3+: 4.8247 400+: 4.702 | [41 empty] | 100 |  | https://www.unikeyic.com/products/pressure-sensors/hbp1822d151ap4/1013737116.html
HBP1822D201AP4 | HBGK | 1+: 4.8801 3+: 4.7988 400+: 4.6767 | [41 empty] | 100 |  | https://www.unikeyic.com/products/pressure-sensors/hbp1822d201ap4/1013737177.html
HBP1822D501AP4 | HBGK | 1+: 4.8801 3+: 4.7988 400+: 4.6767 | [41 empty] | 100 |  | https://www.unikeyic.com/products/pressure-sensors/hbp1822d501ap4/1013737138.html
HBP1832A151AP4 | HBGK | 1+: 4.4463 3+: 4.3722 550+: 4.2611 | [41 empty] | 100 |  | https://www.unikeyic.com/products/pressure-sensors/hbp1832a151ap4/1013737285.html
HBP1832A202AP4 | HBGK | 1: 4.4463 3: 4.3722 550: 4.2611 |  | - | [10 empty] | - | - |  | - |  |  |  | - | [5 empty] | - |  | SMAF |  |  |  |  | - | [8 empty] | 100 | https://www.unikeyic.com/media/about_us/Unikey_ISO_9001_Certification.pdf | https://www.unikeyic.com/products/pressure-sensors/hbp1832a202ap4/1013737124.html
HBP1832A501AP4 | HBGK | 1: 4.4463 3: 4.3722 550: 4.2611 |  | - | [10 empty] | - | - |  | - |  |  |  | - | [5 empty] | - |  | MBF |  |  |  |  | - | [8 empty] | 100 | https://www.unikeyic.com/media/about_us/Unikey_ISO_9001_Certification.pdf | https://www.unikeyic.com/products/pressure-sensors/hbp1832a501ap4/1013737117.html
HBP1832A701AP4 | HBGK | 1+: 4.4463 3+: 4.3722 550+: 4.2611 | [41 empty] | 100 |  | https://www.unikeyic.com/products/pressure-sensors/hbp1832a701ap4/1013737246.html
HBP1832D101AP4 | HBGK | 1+: 3.9111 3+: 3.8458 550+: 3.7481 | [41 empty] | 100 |  | https://www.unikeyic.com/products/pressure-sensors/hbp1832d101ap4/1013737237.html
HBP1832D501AP4 | HBGK | 1: 3.9111 3: 3.8458 550: 3.7481 |  | - | [10 empty] | - | - |  | - |  |  |  | - | [5 empty] | - |  | SMA(DO-214AC) |  |  |  |  | - | [8 empty] | 100 | https://www.unikeyic.com/media/about_us/Unikey_ISO_9001_Certification.pdf | https://www.unikeyic.com/products/pressure-sensors/hbp1832d501ap4/1013737239.html
HBP1832D701AP4 | HBGK | 1+: 3.9111 3+: 3.8458 550+: 3.7481 | [41 empty] | 100 |  | https://www.unikeyic.com/products/pressure-sensors/hbp1832d701ap4/1013737135.html
HBP1842D101AP4 | HBGK | 1+: 4.663 3+: 4.5853 530+: 4.4688 | [41 empty] | 100 |  | https://www.unikeyic.com/products/pressure-sensors/hbp1842d101ap4/1013737146.html
HBP1842D201AP4 | HBGK | 1: 4.663 3: 4.5853 530: 4.4688 |  | - | [10 empty] | - | - |  | - |  |  |  | - | [5 empty] | - |  | TO-247 |  |  |  |  | - | [8 empty] | 100 | https://www.unikeyic.com/media/about_us/Unikey_ISO_9001_Certification.pdf | https://www.unikeyic.com/products/pressure-sensors/hbp1842d201ap4/1013737267.html
HBP1842D202AP4 | HBGK | 1+: 4.663 3+: 4.5853 530+: 4.4688 | [41 empty] | 100 |  | https://www.unikeyic.com/products/pressure-sensors/hbp1842d202ap4/1013737229.html
HBP1842D701AP4 | HBGK | 1: 4.663 3: 4.5853 530: 4.4688 |  | - | [10 empty] | - | - |  | - |  |  |  | - | [5 empty] | - |  | KBPC |  |  |  |  | - | [8 empty] | 100 | https://www.unikeyic.com/media/about_us/Unikey_ISO_9001_Certification.pdf | https://www.unikeyic.com/products/pressure-sensors/hbp1842d701ap4/1013737187.html
HBP1901A010GBD6 | HBGK | 1: 4.5693 3: 4.4931 55: 4.3789 |  | - | [10 empty] | - | - |  | - |  |  |  | - | [5 empty] | - |  | TO-247 |  |  |  |  | - | [8 empty] | 100 | https://www.unikeyic.com/media/about_us/Unikey_ISO_9001_Certification.pdf | https://www.unikeyic.com/products/pressure-sensors/hbp1901a010gbd6/1013737268.html
HBP1901A010GND6 | HBGK | 1+: 4.5693 3+: 4.4931 55+: 4.3789 | [41 empty] | 100 |  | https://www.unikeyic.com/products/pressure-sensors/hbp1901a010gnd6/1013737199.html
HBP1901A010GPD6 | HBGK | 1+: 4.5693 3+: 4.4931 55+: 4.3789 | [41 empty] | 100 |  | https://www.unikeyic.com/products/pressure-sensors/hbp1901a010gpd6/1013737104.html
HBP1901A040GBD6 | HBGK | 1: 3.9073 3: 3.8421 55: 3.7444 |  | - | [10 empty] | - | - |  | - |  |  |  | - | [5 empty] | - |  | TO-220F |  |  |  |  | - | [8 empty] | 100 | https://www.unikeyic.com/media/about_us/Unikey_ISO_9001_Certification.pdf | https://www.unikeyic.com/products/pressure-sensors/hbp1901a040gbd6/1013737204.html
HBP1901A040GND6 | HBGK | 1+: 3.9073 3+: 3.8421 55+: 3.7444 | [41 empty] | 100 |  | https://www.unikeyic.com/products/pressure-sensors/hbp1901a040gnd6/1013737151.html
HBP1901A101GND6 | HBGK | 1+: 4.3858 3+: 4.3127 55+: 4.2031 | [41 empty] | 100 |  | https://www.unikeyic.com/products/pressure-sensors/hbp1901a101gnd6/1013737190.html
HBP1901A101GPD6 | HBGK | 1+: 4.3621 3+: 4.2895 55+: 4.1804 | [41 empty] | 100 |  | https://www.unikeyic.com/products/pressure-sensors/hbp1901a101gpd6/1013737107.html
HBP1901A102GPD6 | HBGK | 1: 4.069 3: 4.0012 55: 3.8995 |  | - | [10 empty] | - | - |  | - |  |  |  | - | [5 empty] | - |  | TO-247 |  |  |  |  | - | [8 empty] | 100 | https://www.unikeyic.com/media/about_us/Unikey_ISO_9001_Certification.pdf | https://www.unikeyic.com/products/pressure-sensors/hbp1901a102gpd6/1013737141.html
HBP1901A201GPD6 | HBGK | 1+: 4.4319 3+: 4.358 55+: 4.2472 | [41 empty] | 100 |  | https://www.unikeyic.com/products/pressure-sensors/hbp1901a201gpd6/1013737213.html
HBP1901D010GND6 | HBGK | 1+: 4.3858 3+: 4.3127 55+: 4.2031 | [41 empty] | 100 |  | https://www.unikeyic.com/products/pressure-sensors/hbp1901d010gnd6/1013737276.html
HBP1901D040GND6 | HBGK | 1+: 3.638 3+: 3.5773 55+: 3.4864 | [41 empty] | 100 |  | https://www.unikeyic.com/products/pressure-sensors/hbp1901d040gnd6/1013737125.html
HBP1901D040GPD6 | HBGK | 1+: 3.6577 3+: 3.5967 55+: 3.5052 | [41 empty] | 100 |  | https://www.unikeyic.com/products/pressure-sensors/hbp1901d040gpd6/1013737287.html
HBP1901D101GND6 | HBGK | 1: 3.7269 3: 3.6648 55: 3.5716 |  | - | [10 empty] | - | - |  | - |  |  |  | - | [5 empty] | - |  | TO-220F |  |  |  |  | - | [8 empty] | 100 | https://www.unikeyic.com/media/about_us/Unikey_ISO_9001_Certification.pdf | https://www.unikeyic.com/products/pressure-sensors/hbp1901d101gnd6/1013737149.html
HBP1901D201GPD6 | HBGK | 1: 3.7967 3: 3.7335 55: 3.6386 |  | - | [10 empty] | - | - |  | - |  |  |  | - | [5 empty] | - |  | TO-220F |  |  |  |  | - | [8 empty] | 100 | https://www.unikeyic.com/media/about_us/Unikey_ISO_9001_Certification.pdf | https://www.unikeyic.com/products/pressure-sensors/hbp1901d201gpd6/1013737250.html
HBP401G040S6 | HBGK | 1+: 0.2365 3+: 0.2326 70+: 0.2266 | Gauge Pressure Sensor, mV Output, 0~40kPa Range | [40 empty] | 700 | https://www.unikeyic.com/media/datasheet/17/69/1499/17691499ab6aa0a49fb59bf89c909dd3.pdf | https://www.unikeyic.com/products/pressure-sensors/hbp401g040s6/37274538.html
HBP401G102S6 | HBGK | 1+: 0.5232 3+: 0.5144 70+: 0.5013 | Gauge Pressure; mV Output; Range -100kPa~1000kPa | [40 empty] | 700 | https://www.unikeyic.com/media/datasheet/95/18/a3cc/9518a3cc01ce22f61152cdcd5a30ec8a.pdf | https://www.unikeyic.com/products/pressure-sensors/hbp401g102s6/37274525.html
HBP401G201S6 | HBGK | 1+: 0.5046 3+: 0.4962 70+: 0.4835 | Gauge Pressure, mV Output, 0~200kPa Range | [40 empty] | 490 | https://www.unikeyic.com/media/datasheet/8d/b1/897f/8db1897f3b6a7e240adfc567915e5dc8.pdf | https://www.unikeyic.com/products/pressure-sensors/hbp401g201s6/37274546.html
HBP411G010D6 | HBGK | 1: 1.1353 3: 1.1164 55: 1.088 | Gauge pressure；mVoutput；-10kPa~0 | - | [6 empty] | HBP411G010D6 HBGK |  |  |  | - | - |  | - |  |  |  | - | -30℃~100℃ |  |  |  |  | - |  | DIP-6 |  |  |  |  | - | [8 empty] | 550 | https://www.unikeyic.com/media/datasheet/a8/94/cfe0/a894cfe09869d1df9ed8b4f791a53c0f.pdf | https://www.unikeyic.com/products/pressure-sensors/hbp411g010d6/37274528.html
HBP411G102D6 | HBGK | 1: 0.5519 3: 0.5427 55: 0.5288 | Gauge pressure；mVoutput；-100kPa~1000kPa | - | [6 empty] | HBP411G102D6 HBGK |  |  |  | - | - |  | - |  |  |  | - | -30℃~100℃ |  |  |  |  | - |  | DIP-6 |  |  |  |  | - | [8 empty] | 550 | https://www.unikeyic.com/media/datasheet/39/13/ee40/3913ee4061b67f027f61dd1ee0f26d66.pdf | https://www.unikeyic.com/products/pressure-sensors/hbp411g102d6/37274514.html
HBP5003A005DBS16 | HBGK | 1+: 5.3607 3+: 5.2713 90+: 5.1373 | [41 empty] | 100 |  | https://www.unikeyic.com/products/pressure-sensors/hbp5003a005dbs16/1013737215.html
HBP5003D003DBS16 | HBGK | 1: 6.1336 3: 6.0314 90: 5.8781 |  | - | [10 empty] | - | - |  | - |  |  |  | - | [5 empty] | - |  | TO-220C |  |  |  |  | - | [8 empty] | 100 | https://www.unikeyic.com/media/about_us/Unikey_ISO_9001_Certification.pdf | https://www.unikeyic.com/products/pressure-sensors/hbp5003d003dbs16/1013737140.html
HBP5003D010DBS16 | HBGK | 1+: 4.7728 3+: 4.6934 90+: 4.574 | [41 empty] | 100 |  | https://www.unikeyic.com/products/pressure-sensors/hbp5003d010dbs16/1013737258.html
HBP5003D500DBS16 | HBGK | 1+: 6.1336 3+: 6.0314 90+: 5.8781 | [41 empty] | 100 |  | https://www.unikeyic.com/products/pressure-sensors/hbp5003d500dbs16/1013737099.html
HBP5013D007DBS8 | HBGK | 1: 4.7472 3: 4.6681 90: 4.5494 |  | - | [10 empty] | - | - |  | - |  |  |  | - | [5 empty] | - |  | TO-252 |  |  |  |  | - | [8 empty] | 100 | https://www.unikeyic.com/media/about_us/Unikey_ISO_9001_Certification.pdf | https://www.unikeyic.com/products/pressure-sensors/hbp5013d007dbs8/1013737108.html
HBP5013D010DBS8 | HBGK | 1+: 4.7472 3+: 4.6681 90+: 4.5494 | [41 empty] | 100 |  | https://www.unikeyic.com/products/pressure-sensors/hbp5013d010dbs8/1013737122.html
HBP5023A002DBS8 | HBGK | 1+: 6.7025 3+: 6.5908 80+: 6.4233 | [41 empty] | 100 |  | https://www.unikeyic.com/products/pressure-sensors/hbp5023a002dbs8/1013737110.html
HBP5023A010DBS8 | HBGK | 1: 5.3318 3: 5.2429 80: 5.1096 |  | - | [10 empty] | - | - |  | - |  |  |  | - | [5 empty] | - |  | TO-220F |  |  |  |  | - | [8 empty] | 100 | https://www.unikeyic.com/media/about_us/Unikey_ISO_9001_Certification.pdf | https://www.unikeyic.com/products/pressure-sensors/hbp5023a010dbs8/1013737264.html
HBP5023A500DBS8 | HBGK | 1+: 9.9619 3+: 9.7959 80+: 9.5469 | [41 empty] | 100 |  | https://www.unikeyic.com/products/pressure-sensors/hbp5023a500dbs8/1013737094.html
HBP5023D003DBS8 | HBGK | 1+: 6.1668 3+: 6.0641 80+: 5.9099 | [41 empty] | 100 |  | https://www.unikeyic.com/products/pressure-sensors/hbp5023d003dbs8/1013737279.html
HBP5023D005DBS8 | HBGK | 1+: 4.7472 3+: 4.6681 80+: 4.5494 | [41 empty] | 100 |  | https://www.unikeyic.com/products/pressure-sensors/hbp5023d005dbs8/1013737090.html
HBP5033A010DPD6 | HBGK | 1: 5.9153 3: 5.8167 55: 5.6688 |  | - | [10 empty] | - | - |  | - |  |  |  | - | [5 empty] | - |  | TO-220F |  |  |  |  | - | [8 empty] | 100 | https://www.unikeyic.com/media/about_us/Unikey_ISO_9001_Certification.pdf | https://www.unikeyic.com/products/pressure-sensors/hbp5033a010dpd6/1013737299.html
HBP5033A101DPD6 | HBGK | 1+: 5.1916 3+: 5.105 55+: 4.9752 | [41 empty] | 100 |  | https://www.unikeyic.com/products/pressure-sensors/hbp5033a101dpd6/1013737212.html
HBP5033D701DPD6 | HBGK | 1: 5.5058 3: 5.414 55: 5.2764 |  | - | [10 empty] | - | - |  | - |  |  |  | - | [5 empty] | - |  | TO-263 |  |  |  |  | - | [8 empty] | 100 | https://www.unikeyic.com/media/about_us/Unikey_ISO_9001_Certification.pdf | https://www.unikeyic.com/products/pressure-sensors/hbp5033d701dpd6/1013737137.html
HPF01000PADSNAAA02 | Honeywell | 3+: 49.621 | Sealed Gauge 0psi~100psi ±2% | [40 empty] | 5 |  | https://www.unikeyic.com/products/pressure-sensors/hpf01000padsnaaa02/11229365.html
HPF01800BHDSNCAA01 | Honeywell | 3+: 49.401 6+: 47.421 25+: 45.529 63+: 43.703 | Industrial Pressure Sensors Transportation Pressure Switches | [40 empty] | 129 | https://www.unikeyic.com/media/datasheet/44/1e/5c19/44/252054a0dcc6033e604e2c2033ca15d2.pdf | https://www.unikeyic.com/products/pressure-sensors/hpf01800bhdsncaa01/34983963.html
HPR25000PGDSNCAA01 | Honeywell | 3+: 53.02 | Sealed Gauge 0psi~2500psi ±3.5% | [40 empty] | 3 | https://www.unikeyic.com/media/datasheet/44/1e/5c19/44/252054a0dcc6033e604e2c2033ca15d2.pdf | https://www.unikeyic.com/products/pressure-sensors/hpr25000pgdsncaa01/35039525.html
HPX005GD | Honeywell | 15+: 9.515 30+: 9.339 60+: 9.163 150+: 8.987 | Vented Gauge Wheatstone Bridge 0psi~5.8psi 3V 10V 15PSI ±0.5% DIP TH | [40 empty] | 2794 | https://www.unikeyic.com/media/datasheet/74/70/22b0/74/0ba2604f9448d372717d94980dc9d94e.pdf | https://www.unikeyic.com/products/pressure-sensors/hpx005gd/35032191.html
HSCDAND060PGSA3 | Honeywell | 4: 30.833 9: 30.261 18: 29.689 36: 29.117 100: 28.545 | Exhaust type metering SPI 413.69KPa 3V 3.6V 827.37KPa ±0.25% DIP-8 Through hole mounting，top mount 10mm(Length)*13.75mm(height) | ±0.25% |  |  | Industrial |  |  |  | HSCDAND060PGSA3 Honeywell |  |  | 10mm(Length)*13.75mm(height) | 3.6V | 827.37KPa |  | 3V |  | Through hole mounting, top mount |  | 413.69KPa | -20℃~85℃ |  |  |  |  | SPI |  | DIP-8 |  |  |  |  | Exhaust metering |  | On sale |  | bulk |  |  |  |  | 100 | https://www.unikeyic.com/media/datasheet/29/d8/8fd2/29d88fd2deeceb7abbc1d955538d49a8.pdf | https://www.unikeyic.com/products/pressure-sensors/hscdand060pgsa3/11132881.html
HSCDANN001BA2A3 | Honeywell | 4: 30.833 9: 30.261 18: 29.689 36: 29.117 | Honeywell Absolute Pressure Sensor Max Working 100kPa Max Overload 200kPa | ±0.25% |  |  |  | Board Mount | HSCDANN |  |  | Amplified Output, Temperature Compensated |  |  |  |  | 29.01PSI (200kPa) |  | 1 (Unlimited) |  | Through Hole |  |  |  | 14.5PSI (100kPa) | -20°C ~ 85°C | 12 b |  | I²C |  | 8-DIP (0.524", 13.30mm), Top Port | Bulk | Male - 0.19" (4.93mm) Tube | Barbed |  | Absolute |  | 2416011 |  | TruStability® HSC | 8-DIP | PC Pin | 3V ~ 3.6V | 64 | https://www.unikeyic.com/media/datasheet/d0/2a/e231/d0/c2413b1b0ed46af2d23b010b119353fa.pdf | https://www.unikeyic.com/products/pressure-sensors/hscdann001ba2a3/35055469.html
HSCDANN001BGAA3 | Honeywell | 1: 70.246 5: 58.1796 10: 54.0648 25: 49.0752 50: 43.2864 | Exhaust pressure gauge AnalogVoltage 100KPa 3V 3.6V 200KPa ±0.25% DIP-8 Through hole mounting，top mount 10mm(Length)*13.75mm(height) | ±0.25% |  |  | Industrial |  |  |  | HSCDANN001BGAA3 Honeywell |  |  | 10mm(Length)*13.75mm(height) | 3.6V | 200KPa |  | 3V |  | Through hole mounting, top mount |  | 100KPa | -20℃~85℃ |  |  |  |  | AnalogVoltage |  | DIP-8 |  |  |  |  | Exhaust pressure gauge |  | On sale | [6 empty] | 124 | https://www.unikeyic.com/media/datasheet/d0/2a/e231/d0/c2413b1b0ed46af2d23b010b119353fa.pdf | https://www.unikeyic.com/products/pressure-sensors/hscdann001bgaa3/35063402.html
HSCDANN005PGAA5 | Honeywell | 1: 58.7203 5: 54.2807 10: 52.6565 | Exhaust pressure gauge AnalogVoltage 34.47KPa 4.75V 5.25V 206.84KPa ±0.25% DIP Through hole mounting，top mount 10mm(Length)*13.75mm(height) | ±0.25% |  |  |  | Board Mount | HSCDANN |  |  | Amplified Output, Temperature Compensated |  |  |  |  | 30PSI (206.84kPa) |  | 1 (Unlimited) |  | Through Hole |  |  |  | 5PSI (34.47kPa) | -20°C ~ 85°C | 0.5 V ~ 4.5 V |  | Analog Voltage |  | 8-DIP (0.524", 13.30mm), Top Port | Bulk | Male - 0.19" (4.93mm) Tube | Barbed |  | Vented Gauge |  | 3934674 |  | TruStability® HSC | 8-DIP | PC Pin | 4.75V ~ 5.25V | 53 | https://www.unikeyic.com/media/datasheet/d0/2a/e231/d0/c2413b1b0ed46af2d23b010b119353fa.pdf | https://www.unikeyic.com/products/pressure-sensors/hscdann005pgaa5/10897483.html
HSCDANN015PA2A3 | Honeywell | 1: 47.828 5: 43.1352 10: 41.7096 25: 40.284 | Honeywell absolute pressure sensor, Maximum work15psi | ±0.25% |  |  |  | Board Mount | HSCDANN |  |  | Amplified Output, Temperature Compensated |  |  |  |  | 30PSI (206.84kPa) |  | 1 (Unlimited) |  | Through Hole |  |  |  | 15PSI (103.42kPa) | -20°C ~ 85°C | 12 b |  | I²C |  | 8-DIP (0.524", 13.30mm), Top Port | Bulk | Male - 0.19" (4.93mm) Tube | Barbed |  | Absolute |  | 3934676 |  | TruStability® HSC | 8-DIP | PC Pin | 3V ~ 3.6V | 1 | https://www.unikeyic.com/media/datasheet/29/d8/8fd2/29d88fd2deeceb7abbc1d955538d49a8.pdf | https://www.unikeyic.com/products/pressure-sensors/hscdann015pa2a3/10965224.html
HSCDANN1.6BASA5 | Honeywell | 1: 44.683 5: 41.1839 10: 39.8807 25: 39.0477 | absolute SPI 160KPa 4.75V 5.25V 400KPa ±0.25% DIP-8 Through hole mounting，top mount | ±0.25% |  |  |  | Board Mount | HSCDANN |  |  | Amplified Output, Temperature Compensated |  |  |  |  | 58.02PSI (400kPa) |  | 1 (Unlimited) |  | Through Hole |  |  |  | 23.21PSI (160kPa) | -20°C ~ 85°C | 12 b |  | SPI |  | 8-DIP (0.524", 13.30mm), Top Port | Bulk | Male - 0.19" (4.93mm) Tube | Barbed |  | Absolute |  | 3461687 |  | TruStability® HSC | 8-DIP | PC Pin | 4.75V ~ 5.25V | 540 | https://www.unikeyic.com/media/datasheet/d0/2a/e231/d0/c2413b1b0ed46af2d23b010b119353fa.pdf | https://www.unikeyic.com/products/pressure-sensors/hscdann1-6basa5/11045036.html
HSCDANN100PGAA5 | Honeywell | 50: 67.4117 100: 65.712 | Exhaust type metering 689.48KPa 4.75V 5.25V 1.72369MPa ±0.25% DIP-8 Through hole mounting，top mount 10mm(Length)*13.75mm(height) | ±0.25% |  |  |  | Board Mount | HSCDANN |  |  | Amplified Output, Temperature Compensated |  |  |  |  | 250PSI (1723.69kPa) |  | 1 (Unlimited) |  | Through Hole |  |  |  | 100PSI (689.48kPa) | -20°C ~ 85°C | 0.5 V ~ 4.5 V |  | Analog Voltage |  | 8-DIP (0.524", 13.30mm), Top Port | Bulk | Male - 0.19" (4.93mm) Tube | Barbed |  | Vented Gauge |  | 3934689 |  | TruStability® HSC | 8-DIP | PC Pin | 4.75V ~ 5.25V | 83 | https://www.unikeyic.com/media/datasheet/29/d8/8fd2/29d88fd2deeceb7abbc1d955538d49a8.pdf | https://www.unikeyic.com/products/pressure-sensors/hscdann100pgaa5/11204098.html
HSCDANV001BASA3 | Honeywell | 1+: 43.1084 5+: 42.3386 10+: 42.3386 25+: 41.5688 50+: 41.5688 | PRESSURE SENSOR, ABSOLUTE, 0-1BAR, DIP; | [40 empty] | 4 | https://www.unikeyic.com/media/datasheet/35/5c/90f7/35/cbedacdef3801deda328f6c688f72e3a.pdf | https://www.unikeyic.com/products/pressure-sensors/hscdanv001basa3/34958418.html
HSCDLNN015PGSA3 | Honeywell | 5+: 26.763 15+: 25.729 45+: 24.739 | Vented Pressure Sensor SPI 103.42kPa 206.84kPa ±0.25% DIP TH, Top Mount | [40 empty] | 50 | https://www.unikeyic.com/media/datasheet/d0/2a/e231/d0/c2413b1b0ed46af2d23b010b119353fa.pdf | https://www.unikeyic.com/products/pressure-sensors/hscdlnn015pgsa3/35058733.html
HSCDLNN015PGSA5 | Honeywell | 4+: 30.833 9+: 30.261 18+: 29.689 36+: 29.117 | Sensor 0psi~15psi 4.75V 5.25V DIP TH | [40 empty] | 52 | https://www.unikeyic.com/media/datasheet/53/44/914c/53/c4ff8b9804f847c6db2e05d4e6ee1eea.pdf | https://www.unikeyic.com/products/pressure-sensors/hscdlnn015pgsa5/11232084.html
HSCDLNN100MDSA5 | Honeywell | 1: 56.7528 5: 52.2406 10: 50.5613 25: 48.5575 50: 47.1879 | Differential SPI ±10KPa 4.75V 5.25V ±20.3114KPa ±0.25% DIP Through hole mounting，top mount 10mm(Length)*13.75mm(height) | ±0.25% |  |  | Industrial |  |  |  | HSCDLNN100MDSA5 Honeywell |  |  | 10mm(Length)*13.75mm(height) | 5.25V | ±20.3114KPa |  | 4.75V |  | Through hole mounting, top mount |  | ±10KPa | -20℃~85℃ |  |  |  |  | SPI |  | DIP |  |  |  |  | Differential |  | On sale |  | bulk |  |  |  |  | 95 | https://www.unikeyic.com/media/datasheet/29/d8/8fd2/29d88fd2deeceb7abbc1d955538d49a8.pdf | https://www.unikeyic.com/products/pressure-sensors/hscdlnn100mdsa5/11228126.html
HSCDRNN001PG2A3 | Honeywell | 4+: 30.833 9+: 30.261 18+: 29.689 36+: 29.117 | Digital Pressure Sensor 0psi~1psi 3V-3.6V ±0.25% DIP 5.8mm H | [40 empty] | 75 | https://www.unikeyic.com/media/datasheet/4e/9a/80f0/4e/07ec5ee86999740dc71ae54b43f49037.pdf | https://www.unikeyic.com/products/pressure-sensors/hscdrnn001pg2a3/11172231.html
HSCDRNN030PAAA3 | Honeywell | 1: 56.331 5: 51.0084 10: 49.41 25: 47.898 50: 47.0556 100: 45.9108 | absolute AnalogVoltage 206.84KPa 3V 3.6V 413.69KPa ±0.25% DIP-8 Through hole mounting 5.8mm(height) | ±0.25% |  |  | Industrial |  |  |  | HSCDRNN030PAAA3 Honeywell |  |  | 5.8mm(height) | 3.6V | 413.69KPa |  | 3V |  | Through hole mounting |  | 206.84KPa | -20℃~85℃ |  |  |  |  | AnalogVoltage |  | DIP-8 |  |  |  |  | absolute |  | On sale | [6 empty] | 162 | https://www.unikeyic.com/media/datasheet/d0/2a/e231/d0/c2413b1b0ed46af2d23b010b119353fa.pdf | https://www.unikeyic.com/products/pressure-sensors/hscdrnn030paaa3/11102079.html
HSCDRNN100PGSA3 | Honeywell | 100: 45.907 | Exhaust pressure gauge SPI 689.48KPa 3V 3.6V 1.72369MPa ±0.25% DIP Through hole mounting 5.8mm(height) | ±0.25% |  |  | Industrial |  |  |  | HSCDRNN100PGSA3 Honeywell |  |  | 5.8mm(height) | 3.6V | 1.72369MPa |  | 3V |  | Through hole mounting |  | 689.48KPa | -20℃~85℃ |  |  |  |  | SPI |  | DIP |  |  |  |  | Exhaust pressure gauge |  | On sale | [6 empty] | 100 | https://www.unikeyic.com/media/datasheet/d0/2a/e231/d0/c2413b1b0ed46af2d23b010b119353fa.pdf | https://www.unikeyic.com/products/pressure-sensors/hscdrnn100pgsa3/11157923.html
HSCDRRD001PG2A5 | Honeywell | 3+: 43.549 13+: 41.734 | Vented Pressure Sensor I²C 6.89kPa 4.75V 5.25V 68.95kPa ±0.25% DIP-8 TH | [40 empty] | 25 | https://www.unikeyic.com/media/datasheet/d0/2a/e231/d0/c2413b1b0ed46af2d23b010b119353fa.pdf | https://www.unikeyic.com/products/pressure-sensors/hscdrrd001pg2a5/11260611.html
HSCDRRD005NDAA5 | Honeywell | 4: 35.585 8: 34.925 16: 34.265 31: 33.605 | Honeywell Differential pressure sensor, Differential pressure sensor, Maximum work34.5kPa, Maximum overload2068kPa | ±0.25% |  |  | Industrial |  |  |  | HSCDRRD005NDAA5 Honeywell |  |  | 10mm(Length)*13.75mm(height) | 5.05V | 34.5KPa |  | 4.95V |  | Through hole mounting |  | -5inH₂O~5inH₂O | -20℃~85℃ |  |  |  |  | - |  | DIP |  |  |  |  | Differential |  |  |  | bulk |  |  |  |  | 44 | https://www.unikeyic.com/media/datasheet/06/cc/ae96/06/3776b65a7c7b2e6d95eb93d92271237e.pdf | https://www.unikeyic.com/products/pressure-sensors/hscdrrd005ndaa5/11213309.html
HSCDRRD005NDSA3 | Honeywell | 50: 39.1562 100: 38.085 | Honeywell Differential pressure sensor, Differential pressure sensor, Maximum work34.5kPa, Maximum overload2068kPa | ±0.25 |  |  | Industrial |  |  |  | HSCDRRD005NDSA3 Honeywell |  |  | 10mm(Length)*6.16mm(height) | 3.33V | 34.5KPa |  | 3.27V |  | Through hole mounting |  | -5inH₂O~5inH₂O | -20℃~85℃ |  |  |  |  | Digital |  | DIP |  |  |  |  | Differential |  | On sale |  | bulk |  |  |  |  | 63 | https://www.unikeyic.com/media/datasheet/53/44/914c/53/c4ff8b9804f847c6db2e05d4e6ee1eea.pdf | https://www.unikeyic.com/products/pressure-sensors/hscdrrd005ndsa3/11346981.html
HSCDRRD006MGSA3 | Honeywell | 5: 26.081 11: 25.597 22: 25.113 43: 24.629 100: 24.145 | Piezoresistive Pressure Sensor, Gauge Pressure, Max Working 6kPa, Max Overload 60kPa | [15 empty] | Vendor Undefined | [12 empty] | Bulk | [7 empty] | * |  |  |  | 100 | https://www.unikeyic.com/media/about_us/Unikey_ISO_9001_Certification.pdf | https://www.unikeyic.com/products/pressure-sensors/hscdrrd006mgsa3/11134165.html
HSCDRRD160MDSA3 | Honeywell | 4: 30.833 9: 30.261 18: 29.689 36: 29.117 100: 28.545 150: 25.696 | Differential SPI ±16KPa 3V 3.6V ±20.3114KPa ±0.25% DIP-8 Through hole mounting 6.16mm(height) | ±0.25% |  |  |  | Board Mount | HSCDRRD |  |  | Amplified Output, Temperature Compensated |  |  |  |  | ±20.31PSI (±140kPa) |  | 1 (Unlimited) |  | Through Hole |  |  |  | ±2.32PSI (±16kPa) | -20°C ~ 85°C | 12 b |  | SPI |  | 8-DIP (0.524", 13.30mm), Dual Ports, Same Side | Bulk | Male - 0.08" (1.93mm) Tube, Dual | Barbed |  | Differential |  | 3461684 |  | TruStability® HSC | 8-DIP | PC Pin | 3V ~ 3.6V | 389 | https://www.unikeyic.com/media/datasheet/29/d8/8fd2/29d88fd2deeceb7abbc1d955538d49a8.pdf | https://www.unikeyic.com/products/pressure-sensors/hscdrrd160mdsa3/11018459.html
HSCDRRN001ND2A3 | Honeywell | 4+: 35.585 8+: 34.925 16+: 34.265 31+: 33.605 | Differential I²C ±250Pa 3.27V 3.33V ±9.7667.28 ±0.25% DIP-8 TH 6.16mm H | [40 empty] | 96 | https://www.unikeyic.com/media/datasheet/29/d8/8fd2/29d88fd2deeceb7abbc1d955538d49a8.pdf | https://www.unikeyic.com/products/pressure-sensors/hscdrrn001nd2a3/11292272.html
HSCDRRN001ND2A5 | Honeywell | 4+: 35.585 8+: 34.925 | Differential I²C ±250Pa 4.95V 5.05V ±9.7667.28 ±0.25% TH DIP 10mm × 13.3mm × 6.16mm | [40 empty] | 10 | https://www.unikeyic.com/media/datasheet/d0/2a/e231/d0/c2413b1b0ed46af2d23b010b119353fa.pdf | https://www.unikeyic.com/products/pressure-sensors/hscdrrn001nd2a5/10937976.html
HSCDRRN001NDAA3 | Honeywell | 10: 56.0996 25: 55.1065 50: 54.1013 | Honeywell Piezoresistive pressure sensor, Maximum work0.009kPa, Maximum overload2.64kPa | ±0.25% |  |  |  | Board Mount | HSCDRRN |  |  | Amplified Output, Temperature Compensated |  |  |  |  | ±9.76PSI (±67.28kPa) |  | 1 (Unlimited) |  | Through Hole |  |  |  | ±0.04PSI (±0.25kPa) | -20°C ~ 85°C | 0.33 V ~ 2.97 V |  | Analog Voltage |  | 8-DIP (0.524", 13.30mm), Dual Ports, Same Side | Tube | Male - 0.08" (1.93mm) Tube, Dual | Barbed |  | Differential |  | 3935110 |  | TruStability® HSC | 8-DIP | PC Pin | 3.27V ~ 3.33V | 46 | https://www.unikeyic.com/media/datasheet/d0/2a/e231/d0/c2413b1b0ed46af2d23b010b119353fa.pdf | https://www.unikeyic.com/products/pressure-sensors/hscdrrn001ndaa3/34966936.html
HSCDRRN001NDSA5 | Honeywell | 2+: 62.722 5+: 61.567 9+: 60.401 18+: 59.246 | Diff SPI ±250Pa 4.95V 5.05V ±9.7667.28 ±0.25% DIP-8 TH 6.16mm H | [40 empty] | 35 | https://www.unikeyic.com/media/datasheet/d0/2a/e231/d0/c2413b1b0ed46af2d23b010b119353fa.pdf | https://www.unikeyic.com/products/pressure-sensors/hscdrrn001ndsa5/35028834.html
HSCDRRN002NDAA3 | Honeywell | 50: 53.9218 100: 52.5158 | Differential ±500Pa 3.27V/3.33V ±9.76/67.27 ±0.25% DIP-8 TH 6.16mm H | ±0.25% |  |  |  | Board Mount | HSCDRRN |  |  | Amplified Output, Temperature Compensated |  |  |  |  | ±9.76PSI (±67.27kPa) |  | 1 (Unlimited) |  | Through Hole |  |  |  | ±0.07PSI (±0.5kPa) | -20°C ~ 85°C | 0.33 V ~ 2.97 V |  | Analog Voltage |  | 8-DIP (0.524", 13.30mm), Dual Ports, Same Side | Tube | Male - 0.08" (1.93mm) Tube, Dual | Barbed |  | Differential |  | 2704708 |  | TruStability® HSC | 8-DIP | PC Pin | 3.27V ~ 3.33V | 949 | https://www.unikeyic.com/media/datasheet/29/d8/8fd2/29d88fd2deeceb7abbc1d955538d49a8.pdf | https://www.unikeyic.com/products/pressure-sensors/hscdrrn002ndaa3/35032048.html
HSCDRRN005NDAA3 | Honeywell | 4+: 35.585 8+: 34.925 16+: 34.265 31+: 33.605 100+: 32.945 150+: 29.656 | Differential ±1.25kPa 3.27V 3.33V ±10.84% 74.75 ±0.25% DIP-8 TH 6.16mm H | [40 empty] | 200 | https://www.unikeyic.com/media/datasheet/29/d8/8fd2/29d88fd2deeceb7abbc1d955538d49a8.pdf | https://www.unikeyic.com/products/pressure-sensors/hscdrrn005ndaa3/11006898.html
HSCDRRN005NDAA5 | Honeywell | 4: 35.585 8: 34.925 16: 34.265 31: 33.605 100: 32.945 150: 29.656 500: 26.356 | Honeywell Piezoresistive pressure sensor, Maximum work0.049kPa, Maximum overload2.94kPa | ±0.25% |  |  |  | Board Mount | HSCDRRN |  |  | Amplified Output, Temperature Compensated |  |  |  |  | ±10.84PSI (±74.75kPa) |  | 1 (Unlimited) |  | Through Hole |  |  |  | ±0.18PSI (±1.25kPa) | -20°C ~ 85°C | 0.5 V ~ 4.5 V |  | Analog Voltage |  | 8-DIP (0.524", 13.30mm), Dual Ports, Same Side | Bulk | Male - 0.08" (1.93mm) Tube, Dual | Barbed |  | Differential |  | 3935126 |  | TruStability® HSC | 8-DIP | PC Pin | 4.95V ~ 5.05V | 754 | https://www.unikeyic.com/media/datasheet/d0/2a/e231/d0/c2413b1b0ed46af2d23b010b119353fa.pdf | https://www.unikeyic.com/products/pressure-sensors/hscdrrn005ndaa5/35014606.html
HSCDRRN005NG7A5 | Honeywell | 3+: 40.04 | Vented Pressure Sensor, I²C, 1.25kPa Range, 4.95V~5.05V, ±0.25%, DIP-8, TH, 6.16mm H | [40 empty] | 19 | https://www.unikeyic.com/media/datasheet/d0/2a/e231/d0/c2413b1b0ed46af2d23b010b119353fa.pdf | https://www.unikeyic.com/products/pressure-sensors/hscdrrn005ng7a5/34978742.html
HSCDRRN005PD2A5 | Honeywell | 4: 29.59 10: 29.04 19: 28.501 | Differential I²C ±34.47KPa 4.75V 5.25V ±30.20684MPa ±0.25% DIP-8 Through hole mounting 6.16mm(height) | ±0.25% |  |  | Industrial |  |  |  | HSCDRRN005PD2A5 Honeywell |  |  | 6.16mm(height) | 5.25V | ±30.20684MPa |  | 4.75V |  | Through hole mounting |  | ±34.47KPa | -20℃~85℃ |  |  |  |  | I²C |  | DIP-8 |  |  |  |  | Differential |  | On sale | [6 empty] | 29 | https://www.unikeyic.com/media/datasheet/d0/2a/e231/d0/c2413b1b0ed46af2d23b010b119353fa.pdf | https://www.unikeyic.com/products/pressure-sensors/hscdrrn005pd2a5/10915650.html
HSCDRRN010MD2A3 | Honeywell | 50: 57.1801 250: 56.0366 | Honeywell Piezoresistive pressure sensor, Maximum work1kPa, Maximum overload75kPa | ±0.25% |  |  |  | Board Mount | HSCDRRN |  |  | Amplified Output, Temperature Compensated |  |  |  |  | ±10.88PSI (±75kPa) |  | 1 (Unlimited) |  | Through Hole |  |  |  | ±0.15PSI (±1kPa) | -20°C ~ 85°C | 12 b |  | I²C |  | 8-DIP (0.524", 13.30mm), Dual Ports, Same Side | Tube | Male - 0.08" (1.93mm) Tube, Dual | Barbed |  | Differential |  | 2704709 |  | TruStability® HSC | 8-DIP | PC Pin | 3.27V ~ 3.33V | 56 | https://www.unikeyic.com/media/datasheet/29/d8/8fd2/29d88fd2deeceb7abbc1d955538d49a8.pdf | https://www.unikeyic.com/products/pressure-sensors/hscdrrn010md2a3/11349327.html
HSCDRRN010MDAA3 | Honeywell | 50+: 57.1801 100+: 56.0363 200+: 54.9156 | Honeywell Differential Pressure Sensor, Max Working 1kPa, Max Overload 75kPa | [40 empty] | 58 | https://www.unikeyic.com/media/datasheet/d0/2a/e231/d0/c2413b1b0ed46af2d23b010b119353fa.pdf | https://www.unikeyic.com/products/pressure-sensors/hscdrrn010mdaa3/11243572.html
HSCDRRN010ND2A3 | Honeywell | 1: 81.048 5: 67.122 10: 62.3808 25: 56.6244 50: 54.4536 | Differential I²C ±2.49KPa 3.27V 3.33V ±12.6587.21 ±0.25% DIP Through hole mounting | ±0.25% |  |  | Industrial |  |  |  | HSCDRRN010ND2A3 Honeywell |  |  |  | 3.33V | ±12.6587.21 |  | 3.27V |  | Through hole mounting |  | ±2.49KPa | -20℃~85℃ |  |  |  |  | I²C |  | DIP |  |  |  |  | Differential |  | On sale |  | bulk |  |  |  |  | 52 | https://www.unikeyic.com/media/datasheet/d0/2a/e231/d0/c2413b1b0ed46af2d23b010b119353fa.pdf | https://www.unikeyic.com/products/pressure-sensors/hscdrrn010nd2a3/11327387.html
HSCDRRN010NDAA3 | Honeywell | 1: 58.311 5: 52.8228 10: 51.1704 25: 49.5612 50: 48.4596 100: 47.952 | Differential AnalogVoltage ±2.49KPa 3.27V 3.33V ±12.6587.21 ±0.25% DIP Through hole mounting 6.16mm(height) | ±0.25% |  |  |  | Board Mount | HSCDRRN |  |  | Amplified Output, Temperature Compensated |  |  |  |  | ±12.65PSI (±87.21kPa) |  | 1 (Unlimited) |  | Through Hole |  |  |  | ±0.36PSI (±2.49kPa) | -20°C ~ 85°C | 0.33 V ~ 2.97 V |  | Analog Voltage |  | 8-DIP (0.524", 13.30mm), Dual Ports, Same Side | Bulk | Male - 0.08" (1.93mm) Tube, Dual | Barbed |  | Differential |  | 3935131 |  | TruStability® HSC | 8-DIP | PC Pin | 3.27V ~ 3.33V | 117 | https://www.unikeyic.com/media/datasheet/29/d8/8fd2/29d88fd2deeceb7abbc1d955538d49a8.pdf | https://www.unikeyic.com/products/pressure-sensors/hscdrrn010ndaa3/10941879.html
HSCDRRN010NDAA5 | Honeywell | 1: 103.829 5: 94.8888 10: 92.1024 25: 88.7652 50: 51.192 100: 50.814 | Differential -10inH₂O~10inH₂O 4.95V 5.05V ±0.25 DIP Through hole mounting 6.16mm(height) | [5 empty] | HSCDRRN | [9 empty] | 1 (Unlimited) | [12 empty] | Bulk | [7 empty] | * |  |  |  | 26 | https://www.unikeyic.com/media/datasheet/4e/9a/80f0/4e/07ec5ee86999740dc71ae54b43f49037.pdf | https://www.unikeyic.com/products/pressure-sensors/hscdrrn010ndaa5/10962498.html
HSCDRRN010NDSA3 | Honeywell | 4+: 35.585 8+: 34.925 16+: 34.265 31+: 33.605 100+: 32.945 | Differential SPI Pressure Sensor ±2.49kPa 3.27V 3.33V ±12.6587.21 ±0.25% DIP TH | [40 empty] | 100 | https://www.unikeyic.com/media/datasheet/46/ea/88c1/46/f7cef1f38cd4bd5b81c865dd6ff477ec.pdf | https://www.unikeyic.com/products/pressure-sensors/hscdrrn010ndsa3/10910326.html
HSCDRRN100MD4A3 | Honeywell | 4: 30.833 9: 30.261 18: 29.689 | Differential -0.1bar~0.1bar, 3V, 3.6V, ±0.25%, DIP, 6.16mm H | [5 empty] | HSCDRRN | [9 empty] | 1 (Unlimited) | [12 empty] | Bulk | [7 empty] | * |  |  |  | 51 | https://www.unikeyic.com/media/datasheet/7c/6f/6c84/7c/1af48338024b999996cd478dc4a79bc3.pdf | https://www.unikeyic.com/products/pressure-sensors/hscdrrn100md4a3/11005496.html
HSCDRRN100PGSA5 | Honeywell | 4: 30.833 | Exhaust type metering SPI 689.48KPa 4.75V 5.25V 1.72369MPa ±0.25% DIP-8 Through hole mounting 6.16mm(height) | ±0.25% |  |  | Industrial |  |  |  | HSCDRRN100PGSA5 Honeywell |  |  | 6.16mm(height) | 5.25V | 1.72369MPa |  | 4.75V |  | Through hole mounting |  | 689.48KPa | -20℃~85℃ |  |  |  |  | SPI |  | DIP-8 |  |  |  |  | Exhaust metering |  | On sale |  | bulk |  |  |  |  | 5 | https://www.unikeyic.com/media/datasheet/29/d8/8fd2/29d88fd2deeceb7abbc1d955538d49a8.pdf | https://www.unikeyic.com/products/pressure-sensors/hscdrrn100pgsa5/35054669.html
HSCDRRT001PD2A3 | Honeywell | 4+: 30.833 9+: 30.261 18+: 29.689 36+: 29.117 100+: 28.545 150+: 25.696 500+: 22.836 | Differential I²C ±6.89kPa 3V 3.6V ±1.06895MPa ±0.25% DIP-8 TH 6.16mm H | [40 empty] | 2075 | https://www.unikeyic.com/media/datasheet/d0/2a/e231/d0/c2413b1b0ed46af2d23b010b119353fa.pdf | https://www.unikeyic.com/products/pressure-sensors/hscdrrt001pd2a3/15223.html
HSCDRRV001PGAA5 | Honeywell | 10: 60.9078 25: 59.6846 50: 58.4977 | Piezoresistive pressure sensor, Gauge pressure sensor, Maximum work6.89476kPa, Maximum overload1034.21kPa | [15 empty] | Vendor Undefined | [12 empty] | Bulk | [5 empty] | 14695604 |  | * |  |  |  | 91 | https://www.unikeyic.com/media/about_us/Unikey_ISO_9001_Certification.pdf | https://www.unikeyic.com/products/pressure-sensors/hscdrrv001pgaa5/35034244.html
HSCMAND060PA3A3 | Honeywell | 4: 35.585 8: 34.925 16: 34.265 | Honeywell absolute pressure sensor, Maximum work60psi | ±0.25% |  |  |  | Board Mount | HSCMAND |  |  | Amplified Output, Temperature Compensated |  |  |  |  | 120PSI (827.37kPa) |  | 1 (Unlimited) |  | Surface Mount |  |  |  | 60PSI (413.69kPa) | -20°C ~ 85°C | 12 b |  | I²C |  | 8-SMD, J-Lead, Top Port | Tube | Male - 0.19" (4.93mm) Tube | Barbed |  | Absolute |  | 2416033 |  | TruStability® HSC | 8-SMD | J Lead | 3V ~ 3.6V | 20 | https://www.unikeyic.com/media/datasheet/d0/2a/e231/d0/c2413b1b0ed46af2d23b010b119353fa.pdf | https://www.unikeyic.com/products/pressure-sensors/hscmand060pa3a3/34949763.html
HSCMANN100PGAA3 | Honeywell | 1: 48.0168 5: 44.2951 10: 42.9095 25: 42.2587 | Honeywell Honeywell Differential pressure sensor surface mount 250mbar 8 Maximum operating temperature+85 °C | ±0.25% |  |  |  | Board Mount | HSCMANN |  |  | Amplified Output, Temperature Compensated |  |  |  |  | 250PSI (1723.69kPa) |  | 1 (Unlimited) |  | Surface Mount |  |  |  | 100PSI (689.48kPa) | -20°C ~ 85°C | 0.33 V ~ 2.97 V |  | Analog Voltage |  | 8-SMD, J-Lead, Top Port | Tube | Male - 0.19" (4.93mm) Tube | Barbed |  | Vented Gauge |  | 2270185 |  | TruStability® HSC | 8-SMD | J Lead | 3V ~ 3.6V | 1441 | https://www.unikeyic.com/media/datasheet/29/d8/8fd2/29d88fd2deeceb7abbc1d955538d49a8.pdf | https://www.unikeyic.com/products/pressure-sensors/hscmann100pgaa3/11275504.html
HSCMANT2.5BASB3 | Honeywell | 4: 35.585 8: 34.925 16: 34.265 31: 33.605 100: 32.945 150: 29.656 | Absolute Pressure Sensor, 0bar~2.5bar, 3.27V-3.33V, ±0.25% | ±0.25% |  |  | Industrial | [7 empty] | 3.33V | - |  | 3.27V |  |  |  | 0bar~2.5bar | -20℃~85℃ |  |  |  |  | - | [6 empty] | absolute | [8 empty] | 250 | https://www.unikeyic.com/media/about_us/Unikey_ISO_9001_Certification.pdf | https://www.unikeyic.com/products/pressure-sensors/hscmant2-5basb3/34955802.html
HSCMANV001BAAA5 | Honeywell | 5: 26.081 11: 25.597 22: 25.113 | Piezoresistive Pressure Sensor, Absolute, 100kPa Max Working, 1000kPa Max Overload | ±0.25% |  |  | Industrial | [7 empty] | 5.25V | 100KPa |  | 4.75V |  | SMD mount, Through hole mounting |  | 0bar~1bar | -20℃~85℃ |  |  |  |  | - | [6 empty] | absolute | [8 empty] | 41 | https://www.unikeyic.com/media/about_us/Unikey_ISO_9001_Certification.pdf | https://www.unikeyic.com/products/pressure-sensors/hscmanv001baaa5/10892927.html
HSCMANV100PGSA3 | Honeywell | 1: 47.304 5: 43.4441 10: 42.012 25: 40.3026 50: 39.1344 | Gauge 0psi~100psi 3V 3.6V ±0.25% | ±0.25% |  |  | Industrial | [7 empty] | 3.6V | - |  | 3V |  |  |  | 0psi~100psi | -20℃~85℃ |  |  |  |  | - | [6 empty] | metering | [8 empty] | 89 | https://www.unikeyic.com/media/about_us/Unikey_ISO_9001_Certification.pdf | https://www.unikeyic.com/products/pressure-sensors/hscmanv100pgsa3/4462.html
HSCMANV160MGAA5 | Honeywell | 100: 38.085 | metering 0bar~0.16bar 4.75V 5.25V ±0.25% | ±0.25% |  |  | Industrial | [7 empty] | 5.25V | - |  | 4.75V |  |  |  | 0bar~0.16bar | -20℃~85℃ |  |  |  |  | - | [6 empty] | metering | [8 empty] | 109 | https://www.unikeyic.com/media/about_us/Unikey_ISO_9001_Certification.pdf | https://www.unikeyic.com/products/pressure-sensors/hscmanv160mgaa5/34977240.html
HSCMDRN004NGSA3 | Honeywell | 2+: 87.912 | Vented Pressure Sensor, SPI, 1kPa Range, 3V~3.6V, 67.28kPa Max, ±0.25%, SMD | [40 empty] | 2 | https://www.unikeyic.com/media/datasheet/d0/2a/e231/d0/c2413b1b0ed46af2d23b010b119353fa.pdf | https://www.unikeyic.com/products/pressure-sensors/hscmdrn004ngsa3/35063304.html
HSCMNNN100PGAA3 | Honeywell | 4+: 30.305 10+: 29.744 19+: 29.183 37+: 28.622 | Pressure Sensor Vented Analog Voltage 689.48kPa 3V 3.3V 1.72369MPa ±0.25% SMD 10mm × 5.44mm | [40 empty] | 50 | https://www.unikeyic.com/media/datasheet/d0/2a/e231/d0/c2413b1b0ed46af2d23b010b119353fa.pdf | https://www.unikeyic.com/products/pressure-sensors/hscmnnn100pgaa3/10919251.html
HSCMNNV060PDAA3 | Honeywell | 3: 39.391 7: 38.665 14: 37.939 28: 37.202 | Differential -60psi~60psi 3V 3.6V ±0.25 SMD mount 10mm(Length)*5.44mm(height) | [15 empty] | 1 (Unlimited) | [12 empty] | Bulk | [5 empty] | 18816489 |  | * |  |  |  | 37 | https://www.unikeyic.com/media/datasheet/4e/9a/80f0/4e/07ec5ee86999740dc71ae54b43f49037.pdf | https://www.unikeyic.com/products/pressure-sensors/hscmnnv060pdaa3/10894904.html
HSCMNNV1.6BASA3 | Honeywell | 100: 38.085 | absolute 0bar~1.6bar 3V 3.6V ±0.25% | ±0.25% |  |  | Industrial | [7 empty] | 3.6V | - |  | 3V |  |  |  | 0bar~1.6bar | -20℃~85℃ |  |  |  |  | - | [6 empty] | absolute | [8 empty] | 100 | https://www.unikeyic.com/media/about_us/Unikey_ISO_9001_Certification.pdf | https://www.unikeyic.com/products/pressure-sensors/hscmnnv1-6basa3/11327657.html
HSCMRND030PD3A3 | Honeywell | 4+: 30.833 9+: 30.261 18+: 29.689 36+: 29.117 | Honeywell Piezoresistive Pressure Sensor 206kPa Max Working 827kPa Max Overload | [40 empty] | 73 | https://www.unikeyic.com/media/datasheet/29/d8/8fd2/29d88fd2deeceb7abbc1d955538d49a8.pdf | https://www.unikeyic.com/products/pressure-sensors/hscmrnd030pd3a3/34960981.html
HSCMRNN015PAAA3 | Honeywell | 1+: 43.8725 5+: 39.8196 10+: 39.2256 25+: 37.3695 50+: 36.7815 100+: 36.204 250+: 31.9725 | Pressure Sensor, Analog Voltage, 103.42kPa-206.84kPa, 3V-3.3V, ±0.25%, SMD, 5.8mm H | [40 empty] | 150 | https://www.unikeyic.com/media/datasheet/d0/2a/e231/d0/c2413b1b0ed46af2d23b010b119353fa.pdf | https://www.unikeyic.com/products/pressure-sensors/hscmrnn015paaa3/35042605.html
HSCMRNN015PAAA5 | Honeywell | 4+: 30.833 9+: 30.261 18+: 29.689 36+: 29.117 | Absolute Pressure Sensor 103.42kPa 4.75V 5.25V 206.84kPa ±0.25% 8-SMD SMD 5.8mm H | [40 empty] | 59 | https://www.unikeyic.com/media/datasheet/d0/2a/e231/d0/c2413b1b0ed46af2d23b010b119353fa.pdf | https://www.unikeyic.com/products/pressure-sensors/hscmrnn015paaa5/35005880.html
HSCMRNN015PDSA3 | Honeywell | 1: 70.246 5: 58.1796 10: 54.0648 25: 50.8356 50: 44.8848 | Differential SPI ±103.42KPa 3V 3.6V ±60.41369MPa ±0.25% 8-SMD SMD mount 5.8mm(height) | ±0.25% |  |  | Industrial |  |  |  | HSCMRNN015PDSA3 Honeywell |  |  | 5.8mm(height) | 3.6V | ±60.41369MPa |  | 3V |  | SMD mount |  | ±103.42KPa | -20℃~85℃ |  |  |  |  | SPI |  | 8-SMD |  |  |  |  | Differential |  | On sale |  | bulk |  |  |  |  | 114 | https://www.unikeyic.com/media/datasheet/d0/2a/e231/d0/c2413b1b0ed46af2d23b010b119353fa.pdf | https://www.unikeyic.com/products/pressure-sensors/hscmrnn015pdsa3/11198556.html
HSCMRNN030PA2A3 | Honeywell | 50: 38.2886 100: 37.2379 | Honeywell Piezoresistive pressure sensor, Maximum work206kPa, Maximum overload413kPa | ±0.25% |  |  |  | Board Mount | HSCMRNN |  |  | Amplified Output, Temperature Compensated |  |  |  |  | 60PSI (413.69kPa) |  | 1 (Unlimited) |  | Surface Mount |  |  |  | 30PSI (206.84kPa) | -20°C ~ 85°C | 12 b |  | I²C |  | 8-SMD, J-Lead, Side Port | Bulk | Male - 0.08" (1.93mm) Tube | Barbed |  | Absolute |  | 3934822 |  | TruStability® HSC | 8-SMD | J Lead | 3V ~ 3.6V | 311 | https://www.unikeyic.com/media/datasheet/d0/2a/e231/d0/c2413b1b0ed46af2d23b010b119353fa.pdf | https://www.unikeyic.com/products/pressure-sensors/hscmrnn030pa2a3/35034990.html
HSCMRNN1.6BASA3 | Honeywell | 1+: 77.7428 5+: 76.3545 10+: 74.9663 25+: 74.9663 | Absolute Pressure Sensor, SPI, 160kPa, 3V, 3.6V, 400kPa, ±0.25%, 8-SMD, SMD, 10mm × 13.3mm × 5.8mm | [40 empty] | 93 | https://www.unikeyic.com/media/datasheet/29/d8/8fd2/29d88fd2deeceb7abbc1d955538d49a8.pdf | https://www.unikeyic.com/products/pressure-sensors/hscmrnn1-6basa3/35039968.html
HSCMRNT1.6BASA3 | Honeywell | 3: 40.161 8: 38.555 | absolute Digital 0bar~1.6bar 3V 3.6V ±0.25% | [15 empty] | Vendor Undefined | [12 empty] | Bulk | [7 empty] | * |  |  |  | 9 | https://www.unikeyic.com/media/datasheet/14/ed/e01c/14/640c1b9f3450b7e8bb49fd502f088eef.pdf | https://www.unikeyic.com/products/pressure-sensors/hscmrnt1-6basa3/11172265.html
HSCMRNV160MG2A3 | Honeywell | 1+: 81.257 50+: 67.2732 100+: 60.8364 | Vented Pressure Sensor I²C 16kPa 3V 3.33V 85kPa ±0.25% SMD-8P SMD 5.8mm (H) | [40 empty] | 5 | https://www.unikeyic.com/media/datasheet/d0/2a/e231/d0/c2413b1b0ed46af2d23b010b119353fa.pdf | https://www.unikeyic.com/products/pressure-sensors/hscmrnv160mg2a3/11060232.html
HSCMRRD001NDSA3 | Honeywell | 100+: 38.085 | Differential -1inH₂O~1inH₂O 3.27V 3.33V ±0.25% | [40 empty] | 100 |  | https://www.unikeyic.com/products/pressure-sensors/hscmrrd001ndsa3/4487.html
HSCMRRD002ND2A3 | Honeywell | 5+: 26.081 11+: 25.597 22+: 25.113 43+: 24.629 | Sensor I²C Diff Pressure ±500Pa 3.27V 3.33V ±9.7667.27 ±0.25% 8-Pin SMD H6.16mm | [40 empty] | 55 | https://www.unikeyic.com/media/datasheet/d0/2a/e231/d0/c2413b1b0ed46af2d23b010b119353fa.pdf | https://www.unikeyic.com/products/pressure-sensors/hscmrrd002nd2a3/35056313.html
HSCMRRD002NDAA5 | Honeywell | 50: 39.1562 100: 38.085 | Honeywell Piezoresistive pressure sensor, Maximum work0.019kPa, Maximum overload2.64kPa | ±0.25% |  |  | Industrial | [6 empty] | 10mm(Length)*13.75mm(height) | 5.05V | 19Pa |  | 4.95V |  | SMD mount |  | -2inH₂O~2inH₂O | -20℃~85℃ |  |  |  |  | - | [6 empty] | Differential | [8 empty] | 94 | https://www.unikeyic.com/media/about_us/Unikey_ISO_9001_Certification.pdf | https://www.unikeyic.com/products/pressure-sensors/hscmrrd002ndaa5/34949080.html
HSCMRRD004MD2A3 | Honeywell | 4: 35.585 8: 34.925 16: 34.265 31: 33.605 100: 32.945 150: 29.656 | Board Mount Pressure Sensors SMT Dual Rad Barbed Differential 3.3V | - | [6 empty] | HSCMRRD004MD2A3 Honeywell |  |  |  | - | - |  | - |  |  |  | - | [5 empty] | - | [6 empty] | - |  |  |  | bulk |  |  |  |  | 150 | https://www.unikeyic.com/media/datasheet/c3/e6/c793/c3/4544d13aadccc1e88a28798317d10eba.pdf | https://www.unikeyic.com/products/pressure-sensors/hscmrrd004md2a3/35012023.html
HSCMRRD005ND2A3 | Honeywell | 5+: 26.081 11+: 25.597 22+: 25.113 43+: 24.629 100+: 24.145 150+: 21.736 500+: 19.316 | Honeywell Differential Pressure Sensor, Max Working 34.5kPa, Max Overload 2068kPa | [40 empty] | 583 | https://www.unikeyic.com/media/datasheet/06/cc/ae96/06/3776b65a7c7b2e6d95eb93d92271237e.pdf | https://www.unikeyic.com/products/pressure-sensors/hscmrrd005nd2a3/35033361.html
HSCMRRD006MG2A3 | Honeywell | 5+: 26.081 11+: 25.597 22+: 25.113 43+: 24.629 | Honeywell Piezoresistive Pressure Sensor, Max Operating 0.6kPa, Max Overload 67.5kPa | [40 empty] | 60 |  | https://www.unikeyic.com/products/pressure-sensors/hscmrrd006mg2a3/11165776.html
HSCMRRD400MG2A3 | Honeywell | 4: 30.833 9: 30.261 18: 29.689 36: 29.117 100: 28.545 150: 25.696 | Exhaust pressure gauge I²C 40KPa 3V 3.6V 200KPa ±0.25% SMD-8P SMD mount 6.16mm(height) | ±0.25% |  |  |  | Board Mount | HSCMRRD |  |  | Amplified Output, Temperature Compensated |  |  |  |  | 29.01PSI (200kPa) |  | 1 (Unlimited) |  | Surface Mount |  |  |  | 5.8PSI (40kPa) | -20°C ~ 85°C | 12 b |  | I²C |  | 8-SMD, J-Lead, Dual Ports, Same Side | Bulk | Male - 0.08" (1.93mm) Tube, Dual | Barbed |  | Vented Gauge |  | 3461696 |  | TruStability® HSC | 8-SMD | J Lead | 3V ~ 3.6V | 150 | https://www.unikeyic.com/media/datasheet/d0/2a/e231/d0/c2413b1b0ed46af2d23b010b119353fa.pdf | https://www.unikeyic.com/products/pressure-sensors/hscmrrd400mg2a3/11011963.html
HSCMRRN001ND2A3 | Honeywell | 50+: 57.1801 100+: 54.5336 500+: 53.443 | Honeywell Piezoresistive Pressure Sensor, Max Working 0.009kPa, Max Overload 2.64kPa | [40 empty] | 97 | https://www.unikeyic.com/media/datasheet/29/d8/8fd2/29d88fd2deeceb7abbc1d955538d49a8.pdf | https://www.unikeyic.com/products/pressure-sensors/hscmrrn001nd2a3/35051475.html
HSCMRRN001PDSA3 | Honeywell | 50: 52.694 100: 51.3148 | Differential SPI ±6.89KPa 3V 3.6V ±1.06895MPa ±0.25% SMD-8P SMD mount 6.16mm(height) | ±0.25% |  |  |  | Board Mount | HSCMRRN |  |  | Amplified Output, Temperature Compensated |  |  |  |  | ±10PSI (±68.95kPa) |  | 1 (Unlimited) |  | Surface Mount |  |  |  | ±1PSI (±6.89kPa) | -20°C ~ 85°C | 12 b |  | SPI |  | 8-SMD, J-Lead, Dual Ports, Same Side | Bulk | Male - 0.08" (1.93mm) Tube, Dual | Barbed |  | Differential |  | 3934844 |  | TruStability® HSC | 8-SMD | J Lead | 3V ~ 3.6V | 60 | https://www.unikeyic.com/media/datasheet/29/d8/8fd2/29d88fd2deeceb7abbc1d955538d49a8.pdf | https://www.unikeyic.com/products/pressure-sensors/hscmrrn001pdsa3/11206618.html
HSCMRRN002ND2A3 | Honeywell | 10+: 56.1575 25+: 55.1396 50+: 54.1337 | Honeywell Piezoresistive Pressure Sensor, Max Working 0.019kPa, Max Overload 2.64kPa | [40 empty] | 132 | https://www.unikeyic.com/media/datasheet/d0/2a/e231/d0/c2413b1b0ed46af2d23b010b119353fa.pdf | https://www.unikeyic.com/products/pressure-sensors/hscmrrn002nd2a3/34945780.html
HSCMRRN005ND2A3 | Honeywell | 1+: 24.3557 10+: 23.4341 30+: 22.732 100+: 21.9421 | Differential I²C ±1.25kPa 3.27V 3.33V ±10.8474.75 ±0.25% SMD-8P SMD, 6.16mm H | [40 empty] | 83 | https://www.unikeyic.com/media/datasheet/29/d8/8fd2/29d88fd2deeceb7abbc1d955538d49a8.pdf | https://www.unikeyic.com/products/pressure-sensors/hscmrrn005nd2a3/11165742.html
HSCMRRN005ND7A3 | Honeywell | 4+: 35.585 8+: 34.925 16+: 34.265 | Differential I²C ±1.25kPa, 3.27V, 3.33V, ±10.84/74.75, ±0.25%, 8-SMD, SMD, 6.16mm H | [40 empty] | 398 | https://www.unikeyic.com/media/datasheet/29/d8/8fd2/29d88fd2deeceb7abbc1d955538d49a8.pdf | https://www.unikeyic.com/products/pressure-sensors/hscmrrn005nd7a3/11152655.html
HSCMRRN005ND7A5 | Honeywell | 3+: 44.891 7+: 44.066 13+: 43.23 | Differential I²C ±1.25kPa ±10.8474.75 ±0.25% SMD | [40 empty] | 20 | https://www.unikeyic.com/media/datasheet/d0/2a/e231/d0/c2413b1b0ed46af2d23b010b119353fa.pdf | https://www.unikeyic.com/products/pressure-sensors/hscmrrn005nd7a5/35033786.html
HSCMRRN005NDAA5 | Honeywell | 4+: 35.585 8+: 34.925 16+: 34.265 31+: 33.605 100+: 32.945 150+: 29.656 | Honeywell Piezoresistive Pressure Sensor, Max Working 0.049kPa, Max Overload 2.94kPa | [40 empty] | 348 | https://www.unikeyic.com/media/datasheet/d0/2a/e231/d0/c2413b1b0ed46af2d23b010b119353fa.pdf | https://www.unikeyic.com/products/pressure-sensors/hscmrrn005ndaa5/10948049.html
HSCMRRN015PGAA5 | Honeywell | 4: 36.157 15: 34.76 35: 33.429 | Exhaust type metering 103.42KPa 4.75V 5.25V 206.84KPa ±0.25% 8-SMD SMD mount 6.16mm(height) | ±0.25% |  |  |  | Board Mount | HSCMRRN |  |  | Amplified Output, Temperature Compensated |  |  |  |  | 30PSI (206.84kPa) |  | 1 (Unlimited) |  | Surface Mount |  |  |  | 15PSI (103.42kPa) | -20°C ~ 85°C | 0.5 V ~ 4.5 V |  | Analog Voltage |  | 8-SMD, J-Lead, Dual Ports, Same Side | Bulk | Male - 0.08" (1.93mm) Tube, Dual | Barbed |  | Vented Gauge |  | 3934848 |  | TruStability® HSC | 8-SMD | J Lead | 4.75V ~ 5.25V | 44 | https://www.unikeyic.com/media/datasheet/d0/2a/e231/d0/c2413b1b0ed46af2d23b010b119353fa.pdf | https://www.unikeyic.com/products/pressure-sensors/hscmrrn015pgaa5/11111397.html
HSCSAAN001PDAA5 | Honeywell | 1+: 58.0138 5+: 56.9778 10+: 55.9418 25+: 55.9418 | Differential Analog Voltage Sensor ±6.89kPa, 4.75V-5.25V, ±1.06895MPa, ±0.25%, SIP-4, TH, 10mm × 22.06mm × 10mm | [40 empty] | 90 | https://www.unikeyic.com/media/datasheet/29/d8/8fd2/29d88fd2deeceb7abbc1d955538d49a8.pdf | https://www.unikeyic.com/products/pressure-sensors/hscsaan001pdaa5/34951046.html
HSCSANN015PA2A3 | Honeywell | 4+: 30.833 9+: 30.261 18+: 29.689 36+: 29.117 100+: 28.545 | Honeywell Piezoresistive Pressure Sensor, Max Working 103kPa, Max Overload 206kPa | [40 empty] | 100 | https://www.unikeyic.com/media/datasheet/d0/2a/e231/d0/c2413b1b0ed46af2d23b010b119353fa.pdf | https://www.unikeyic.com/products/pressure-sensors/hscsann015pa2a3/11095205.html
HSCSANN015PAAA5 | Honeywell | 4: 30.833 9: 30.261 18: 29.689 36: 29.117 100: 28.545 | absolute AnalogVoltage 103.42KPa 4.75V 5.25V 206.84KPa ±0.25% SIP Through hole mounting 10mm*13.75mm*10mm | ±0.25% |  |  |  | Board Mount | HSCSANN |  |  | Amplified Output, Temperature Compensated |  |  |  |  | 30PSI (206.84kPa) |  | 1 (Unlimited) |  | Through Hole |  |  |  | 15PSI (103.42kPa) | -20°C ~ 85°C | 0.5 V ~ 4.5 V |  | Analog Voltage |  | 4-SIP, Side Port | Bulk | Male - 0.19" (4.93mm) Tube | Barbed |  | Absolute |  | 3461693 |  | TruStability® HSC | 4-SIP | PC Pin | 4.75V ~ 5.25V | 139 | https://www.unikeyic.com/media/datasheet/d0/2a/e231/d0/c2413b1b0ed46af2d23b010b119353fa.pdf | https://www.unikeyic.com/products/pressure-sensors/hscsann015paaa5/11084113.html
HSCSANN100PA2A5 | Honeywell | 4: 35.585 8: 34.925 16: 34.265 31: 33.605 | Absolute Pressure Sensor I²C 689.48kPa 4.75V-5.25V 1.72369MPa ±0.25% SIP-4 TH 10mm × 13.75mm × 10mm | ±0.25% |  |  |  | Board Mount | HSCSANN |  |  | Amplified Output, Temperature Compensated |  |  |  |  | 250PSI (1723.69kPa) |  | 1 (Unlimited) |  | Through Hole |  |  |  | 100PSI (689.48kPa) | -20°C ~ 85°C | 12 b |  | I²C |  | 4-SIP, Side Port | Tube | Male - 0.19" (4.93mm) Tube | Barbed |  | Absolute |  | 2270188 |  | TruStability® HSC | 4-SIP | PC Pin | 4.75V ~ 5.25V | 161 | https://www.unikeyic.com/media/datasheet/29/d8/8fd2/29d88fd2deeceb7abbc1d955538d49a8.pdf | https://www.unikeyic.com/products/pressure-sensors/hscsann100pa2a5/35012518.html
HSCSANN100PGAA5 | Honeywell | 4+: 29.59 | Vented Pressure Sensor, Analog Voltage, 689.48kPa, 4.75V-5.25V, 1.72369MPa Max, ±0.25%, SIP-4, TH, 10mm × 13.75mm × 10mm | [40 empty] | 4 | https://www.unikeyic.com/media/datasheet/29/d8/8fd2/29d88fd2deeceb7abbc1d955538d49a8.pdf | https://www.unikeyic.com/products/pressure-sensors/hscsann100pgaa5/10920923.html
HSCSANN250KA2A3 | Honeywell | 1+: 34.0775 10+: 32.389 30+: 31.6215 100+: 30.7005 | [41 empty] | 44 |  | https://www.unikeyic.com/products/pressure-sensors/hscsann250ka2a3/982375213.html
HSCSHHD010NDAA5 | Honeywell | 2+: 102.223 3+: 98.131 12+: 94.204 | Differential -10inH₂O~10inH₂O 4.95V 5.05V ±0.25% SIP TH 29.62mm × 10.58mm × 28.96mm | [40 empty] | 20 | https://www.unikeyic.com/media/datasheet/4e/9a/80f0/4e/07ec5ee86999740dc71ae54b43f49037.pdf | https://www.unikeyic.com/products/pressure-sensors/hscshhd010ndaa5/34968538.html
HSCSHNN005PGAA5 | Honeywell | 20+: 6.215 | Pressure Sensor SIP, Single Radial Barbed Gage, 5V | [40 empty] | 21 | https://www.unikeyic.com/media/datasheet/c3/e6/c793/c3/4544d13aadccc1e88a28798317d10eba.pdf | https://www.unikeyic.com/products/pressure-sensors/hscshnn005pgaa5/11018433.html
HSCSLNN004MG2A3 | Honeywell | 2+: 77.605 | Vented Pressure Sensor, I²C, 400Pa, 3.27V, 3.33V, 67.5kPa, ±0.25%, SIP-4, TH | [40 empty] | 2 | https://www.unikeyic.com/media/datasheet/d0/2a/e231/d0/c2413b1b0ed46af2d23b010b119353fa.pdf | https://www.unikeyic.com/products/pressure-sensors/hscslnn004mg2a3/35030613.html
HSCSNBN002NDAA5 | Honeywell | 2+: 86.9 4+: 85.294 7+: 83.688 | Differential Pressure Sensor, Analog Voltage ±500Pa, 4.95V-5.05V, ±0.25%, SIP-4, TH, 27.31mm × 25.3mm × 22.87mm | [40 empty] | 7 | https://www.unikeyic.com/media/datasheet/d0/2a/e231/d0/c2413b1b0ed46af2d23b010b119353fa.pdf | https://www.unikeyic.com/products/pressure-sensors/hscsnbn002ndaa5/35026319.html
HSPPAD132A | ALPS ALPINE | 10+: 14.0618 100+: 13.7373 300+: 13.5209 500+: 13.3046 1,000+: 12.9801 | Absolute I²C 30kPa~110kPa 1.7V 3.6V ±2hpa ±0.2% SMD Adhesive Mount 56.9mm H | [40 empty] | 1520 | https://www.unikeyic.com/media/datasheet/5c/f0/f9f6/5c/850069e42906dcd4d1d7410a659940a3.pdf | https://www.unikeyic.com/products/pressure-sensors/hsppad132a/11354660.html
ICP-10101 | TDK | 5+: 3.2786 10+: 2.5996 25+: 2.452 | Absolute I²C 30kPa, 110kPa 1.71V 1.89V 110kPa ±1 Pa LGA-10L SMD, Adhesive Mount | [40 empty] | 31 | https://www.unikeyic.com/media/datasheet/50/c0/6f25/50/93404b873e333c372f40d45f8c3c21a2.pdf | https://www.unikeyic.com/products/pressure-sensors/icp-10101/35066948.html
ICP-10111 | TDK | 10,000+: 1.8144 | I2C Pressure Sensor, 30kPa/110kPa, 1.89V, ±1Pa, LGA-8L, SMD, Adhesive Mount | [40 empty] | 15225 | https://www.unikeyic.com/media/datasheet/50/c0/6f25/50/93404b873e333c372f40d45f8c3c21a2.pdf | https://www.unikeyic.com/products/pressure-sensors/icp-10111/10999496.html
ICP-10125 | TDK | 1+: 4.1468 10+: 3.9809 25+: 3.7155 50+: 3.6491 100+: 3.6491 250+: 3.5828 500+: 3.5828 | Absolute I2C Sensor, 1.71V-1.89V, ±0.015PSI (±0.1kPa), 10-Pin SMD, Adhesive Mount | [40 empty] | 190 |  | https://www.unikeyic.com/products/pressure-sensors/icp-10125/35025254.html
ILPS28QSWTR | STMicroelectronics | 1+: 8.3299 10+: 8.1966 25+: 7.9967 50+: 7.8634 100+: 7.6635 250+: 7.5302 500+: 7.3969 | STMicroelectronics ILPS28QSW Series Pressure Sensor, Max 406kPa, Min 0.32Pa | [40 empty] | 361 | https://www.unikeyic.com/media/datasheet/a2/ff/395e/a2ff395e05d9b12504b47a9a63f3fa5f.pdf | https://www.unikeyic.com/products/pressure-sensors/ilps28qswtr/11312433.html
IPS-G1000-3 | cynergy3 | 1: 213.3875 | Exhaust type metering Wheatstone Bridge 100KPa 3V 12V 200KPa ±0.25% | ±0.25% |  |  |  | Industrial Automation | IPS-G1000 |  |  | Amplified Output, Temperature Compensated |  |  |  |  | 29.01PSI (200kPa) |  | 1 (Unlimited) | [5 empty] | 14.5PSI (100kPa) | -20°C ~ 80°C | 0 mV ~ 100 mV (3V) |  | Wheatstone Bridge |  | Cylinder | Bag | Male - 1/4" (6.35mm) BSP | Threaded |  | Vented Gauge |  | 5067438 |  | IPS | - | Connector | 3V ~ 12V | 100 | https://www.unikeyic.com/media/datasheet/c3/45/3221/c3/0fb6078692080ebc9098c0759575a449.pdf | https://www.unikeyic.com/products/pressure-sensors/ips-g1000-3/10965160.html
IPS-G1000-5 | cynergy3 | 1: 238.4 | Exhaust type metering Analog Current 100KPa 9V 32V 200KPa ±0.25% | ±0.25% |  |  |  | Industrial Automation | IPS-G1000 |  |  | Amplified Output, Temperature Compensated |  |  |  |  | 29.01PSI (200kPa) |  | 1 (Unlimited) | [5 empty] | 14.5PSI (100kPa) | -20°C ~ 80°C | 4 mA ~ 20 mA |  | Analog Current |  | Cylinder | Bag | Male - 1/4" (6.35mm) BSP | Threaded |  | Vented Gauge |  |  |  | IPS | - | Connector | 9V ~ 32V | 100 | https://www.unikeyic.com/media/datasheet/c3/45/3221/c3/0fb6078692080ebc9098c0759575a449.pdf | https://www.unikeyic.com/products/pressure-sensors/ips-g1000-5/34985480.html
IPS-G1000-5M12 | cynergy3 | 1: 193.175 | Exhaust type metering Analog Current 100KPa 9V 32V 200KPa ±0.25% threaded mounting | ±0.25% |  |  | Industrial |  |  |  | IPS-G1000-5M12 cynergy3 |  |  |  | 32V | 200KPa |  | 9V |  | threaded mounting |  | 100KPa | -20℃~80℃ |  |  |  |  | Analog Current | [6 empty] | Exhaust metering |  | On sale |  | boxed |  |  |  |  | 100 | https://www.unikeyic.com/media/datasheet/2a/f9/1c01/2a/17b2fd329618b564504a832ce7f0d4e9.pdf | https://www.unikeyic.com/products/pressure-sensors/ips-g1000-5m12/34995226.html
IPS-G1002-6M12 | cynergy3 | 1: 217.7 | Exhaust type metering 1MPa 9V 32V 2MPa ±0.25% threaded mounting | ±0.25% |  |  | Industrial |  |  |  | IPS-G1002-6M12 cynergy3 |  |  |  | 32V | 2MPa |  | 9V |  | threaded mounting |  | 1MPa | -20℃~80℃ |  |  |  |  | - | [6 empty] | Exhaust metering |  | On sale |  | boxed |  |  |  |  | 100 | https://www.unikeyic.com/media/datasheet/2a/f9/1c01/2a/17b2fd329618b564504a832ce7f0d4e9.pdf | https://www.unikeyic.com/products/pressure-sensors/ips-g1002-6m12/10901280.html
IPS-G1003-5M12 | cynergy3 | 1: 217.7 | Exhaust type metering Analog Current 10MPa 9V 32V 20MPa ±0.25% threaded mounting | ±0.25% |  |  | Industrial |  |  |  | IPS-G1003-5M12 cynergy3 |  |  |  | 32V | 20MPa |  | 9V |  | threaded mounting |  | 10MPa | -20℃~80℃ |  |  |  |  | Analog Current | [6 empty] | Exhaust metering |  | On sale |  | boxed |  |  |  |  | 100 | https://www.unikeyic.com/media/datasheet/2a/f9/1c01/2a/17b2fd329618b564504a832ce7f0d4e9.pdf | https://www.unikeyic.com/products/pressure-sensors/ips-g1003-5m12/11327700.html
IPS-G1602-6M12 | cynergy3 | 1: 217.7 | Exhaust type metering 1.6MPa 9V 32V ±0.25% threaded mounting | ±0.25% |  |  | Industrial |  |  |  | IPS-G1602-6M12 cynergy3 |  |  |  | 32V | - |  | 9V |  | threaded mounting |  | 1.6MPa | -20℃~80℃ |  |  |  |  | - | [6 empty] | Exhaust metering |  | On sale |  | boxed |  |  |  |  | 100 | https://www.unikeyic.com/media/datasheet/2a/f9/1c01/2a/17b2fd329618b564504a832ce7f0d4e9.pdf | https://www.unikeyic.com/products/pressure-sensors/ips-g1602-6m12/11191679.html
IPS-G2502-5 | cynergy3 | 1: 212.2875 | Exhaust type metering Analog Current 2.5MPa 9V 32V ±0.25% | ±0.25% |  |  |  | Industrial Automation | IPS-G2502 |  |  | Amplified Output, Temperature Compensated |  |  |  |  | - |  | 1 (Unlimited) | [5 empty] | 362.59PSI (2500kPa) | -20°C ~ 80°C | 4 mA ~ 20 mA |  | Analog Current |  | Cylinder | Bag | Male - 1/4" (6.35mm) BSP | Threaded |  | Vented Gauge |  | 5067451 |  | IPS | - | Connector | 9V ~ 32V | 100 | https://www.unikeyic.com/media/datasheet/c3/45/3221/c3/0fb6078692080ebc9098c0759575a449.pdf | https://www.unikeyic.com/products/pressure-sensors/ips-g2502-5/35039942.html
IPS-G2502-5M12 | cynergy3 | 1: 155.144 | Exhaust type metering Analog Current 2.5MPa 9V 32V ±0.25% threaded mounting | ±0.25% |  |  |  | Industrial Automation | IPS-G2502 |  |  | Amplified Output, Temperature Compensated |  |  |  |  | - |  | Not Applicable | [5 empty] | 362.59PSI (2500kPa) | -20°C ~ 80°C | 4 mA ~ 20 mA |  | Analog Current |  | Cylinder, Threaded - M12 | Box | Male - 1/4" (6.35mm) BSP | Threaded |  | Vented Gauge |  | 9084204 |  | IPS-M12 | - | Connector | 9V ~ 32V | 2 | https://www.unikeyic.com/media/datasheet/2a/f9/1c01/2a/17b2fd329618b564504a832ce7f0d4e9.pdf | https://www.unikeyic.com/products/pressure-sensors/ips-g2502-5m12/35070740.html
IPS-G2502-6M12 | cynergy3 | 1: 187.616 3: 179.795 | Exhaust type metering 2.5MPa 9V 32V ±0.25% threaded mounting | ±0.25% |  |  | Industrial |  |  |  | IPS-G2502-6M12 cynergy3 |  |  |  | 32V | - |  | 9V |  | threaded mounting |  | 2.5MPa | -20℃~80℃ |  |  |  |  | - | [6 empty] | Exhaust metering |  | On sale |  | boxed |  |  |  |  | 3 | https://www.unikeyic.com/media/datasheet/2a/f9/1c01/2a/17b2fd329618b564504a832ce7f0d4e9.pdf | https://www.unikeyic.com/products/pressure-sensors/ips-g2502-6m12/35055769.html
IPS-G2503-3 | cynergy3 | 1: 187.35 | Exhaust type metering Wheatstone Bridge 25MPa 3V 12V 40MPa ±0.25% | ±0.25% |  |  |  | Industrial Automation | IPS-G2503 |  |  | Amplified Output, Temperature Compensated |  |  |  |  | 5801.51PSI (40000kPa) |  | 1 (Unlimited) | [5 empty] | 3625.94PSI (25000kPa) | -20°C ~ 80°C | 0 mV ~ 100 mV (3V) |  | Wheatstone Bridge |  | Cylinder | Bag | Male - 1/4" (6.35mm) BSP | Threaded |  | Vented Gauge |  | 5067453 |  | IPS | - | Connector | 3V ~ 12V | 100 | https://www.unikeyic.com/media/datasheet/c3/45/3221/c3/0fb6078692080ebc9098c0759575a449.pdf | https://www.unikeyic.com/products/pressure-sensors/ips-g2503-3/11175720.html
IPS-G4003-3 | cynergy3 | 1: 187.35 | Exhaust type metering Wheatstone Bridge 40MPa 3V 12V 65MPa ±0.25% | ±0.25% |  |  |  | Industrial Automation | IPS-G4003 |  |  | Amplified Output, Temperature Compensated |  |  |  |  | 9427.45PSI (65000kPa) |  | 1 (Unlimited) | [5 empty] | 5801.51PSI (40000kPa) | -20°C ~ 80°C | 0 mV ~ 100 mV (3V) |  | Wheatstone Bridge |  | Cylinder | Bag | Male - 1/4" (6.35mm) BSP | Threaded |  | Vented Gauge |  | 5067459 |  | IPS | - | Connector | 3V ~ 12V | 100 | https://www.unikeyic.com/media/datasheet/c3/45/3221/c3/0fb6078692080ebc9098c0759575a449.pdf | https://www.unikeyic.com/products/pressure-sensors/ips-g4003-3/34977887.html
IPS-G4003-5M12 | cynergy3 | 1: 217.7 | Exhaust type metering Analog Current 40MPa 9V 32V 65MPa ±0.25% threaded mounting | ±0.25% |  |  |  | Industrial Automation | IPS-G4003 |  |  | Amplified Output, Temperature Compensated |  |  |  |  | 9427.45PSI (65000kPa) |  | Not Applicable | [5 empty] | 5801.51PSI (40000kPa) | -20°C ~ 80°C | 4 mA ~ 20 mA |  | Analog Current |  | Cylinder, Threaded - M12 | Box | Male - 1/4" (6.35mm) BSP | Threaded |  | Vented Gauge |  | 9084212 |  | IPS-M12 | - | Connector | 9V ~ 32V | 100 | https://www.unikeyic.com/media/datasheet/2a/f9/1c01/2a/17b2fd329618b564504a832ce7f0d4e9.pdf | https://www.unikeyic.com/products/pressure-sensors/ips-g4003-5m12/11185072.html
IPS-GM1P9-5M12 | cynergy3 | 1: 244.5 | mixed mode Analog Current -100KPa，900KPa 9V 32V ±0.25% threaded mounting | ±0.25% |  |  |  | Industrial Automation | IPS-GM1 |  |  | Amplified Output, Temperature Compensated |  |  |  |  | - |  | Not Applicable | [5 empty] | -14.5PSI ~ 130.53PSI (-100kPa ~ 900kPa) | -20°C ~ 80°C | 4 mA ~ 20 mA |  | Analog Current |  | Cylinder, Threaded - M12 | Box | Male - 1/4" (6.35mm) BSP | Threaded |  | Compound |  | 9084196 |  | IPS-M12 | - | Connector | 9V ~ 32V | 100 | https://www.unikeyic.com/media/datasheet/2a/f9/1c01/2a/17b2fd329618b564504a832ce7f0d4e9.pdf | https://www.unikeyic.com/products/pressure-sensors/ips-gm1p9-5m12/14013.html
IPSL-G0050-5 | cynergy3 | 1+: 378.015 2+: 362.263 3+: 347.776 | Vented Pressure Sensor, Analog Current Output, 5KPa-200KPa ±0.25%, 9V-32V | [40 empty] | 6 | https://www.unikeyic.com/media/datasheet/86/a2/7858/86/9d97979ff7942f66babc78ed727cba2c.pdf | https://www.unikeyic.com/products/pressure-sensors/ipsl-g0050-5/34967509.html
IPSL-G0050-5M12 | cynergy3 | 1: 391.075 | Exhaust type metering Analog Current 5KPa 9V 32V 200KPa ±0.25% threaded mounting | ±0.25% |  |  |  | Industrial Automation | IPSL-G0050 |  |  | Amplified Output, Temperature Compensated |  |  |  |  | 29.01PSI (200kPa) |  | Not Applicable | [5 empty] | 0.73PSI (5kPa) | -20°C ~ 80°C | 4 mA ~ 20 mA |  | Analog Current |  | Cylinder, Threaded - M12 | Box | Male - 1/4" (6.35mm) BSP | Threaded |  | Vented Gauge |  | 9084238 |  | IPSL-M12 | - | Connector | 9V ~ 32V | 100 | https://www.unikeyic.com/media/datasheet/b5/da/83df/b5/01798bbc7a5bde48853f257f5f3c0411.pdf | https://www.unikeyic.com/products/pressure-sensors/ipsl-g0050-5m12/35033736.html
IPSL-G0250-5 | cynergy3 | 1: 307.6625 | Exhaust type metering Analog Current 25KPa 9V 32V 200KPa ±0.25% | ±0.25% |  |  |  | Industrial Automation | IPSL-G0250 |  |  | Amplified Output, Temperature Compensated |  |  |  |  | 29.01PSI (200kPa) |  | 1 (Unlimited) | [5 empty] | 3.63PSI (25kPa) | -20°C ~ 80°C | 4 mA ~ 20 mA |  | Analog Current |  | Cylinder | Bag | Male - 1/4" (6.35mm) BSP | Threaded |  | Vented Gauge |  | 5067474 |  | IPSL | - | Connector | 9V ~ 32V | 100 | https://www.unikeyic.com/media/datasheet/86/a2/7858/86/9d97979ff7942f66babc78ed727cba2c.pdf | https://www.unikeyic.com/products/pressure-sensors/ipsl-g0250-5/10945746.html
IPSL-G0250-6M12 | cynergy3 | 1: 233.398 3: 223.674 | Exhaust type metering 25KPa 9V 32V 200KPa ±0.25% threaded mounting | ±0.25% |  |  | Industrial |  |  |  | IPSL-G0250-6M12 cynergy3 |  |  |  | 32V | 200KPa |  | 9V |  | threaded mounting |  | 25KPa | -20℃~80℃ |  |  |  |  | - | [6 empty] | Exhaust metering |  | On sale |  | boxed |  |  |  |  | 4 | https://www.unikeyic.com/media/datasheet/b5/da/83df/b5/01798bbc7a5bde48853f257f5f3c0411.pdf | https://www.unikeyic.com/products/pressure-sensors/ipsl-g0250-6m12/35000869.html
IPSL-G0500-5M12 | cynergy3 | 1: 315.5 | Exhaust type metering Analog Current 50KPa 9V 32V 500KPa ±0.25% threaded mounting | ±0.25% |  |  | Industrial |  |  |  | IPSL-G0500-5M12 cynergy3 |  |  |  | 32V | 500KPa |  | 9V |  | threaded mounting |  | 50KPa | -20℃~80℃ |  |  |  |  | Analog Current | [6 empty] | Exhaust metering |  | On sale |  | boxed |  |  |  |  | 100 | https://www.unikeyic.com/media/datasheet/b5/da/83df/b5/01798bbc7a5bde48853f257f5f3c0411.pdf | https://www.unikeyic.com/products/pressure-sensors/ipsl-g0500-5m12/34953014.html
IPSL-G0500-6M12 | cynergy3 | 1: 224.818 | Exhaust type metering 50KPa 9V 32V 500KPa ±0.25% threaded mounting | ±0.25% |  |  |  | Industrial Automation | IPSL-G0500 |  |  | Amplified Output, Temperature Compensated |  |  |  |  | 72.52PSI (500kPa) |  | Not Applicable | [5 empty] | 7.25PSI (50kPa) | -20°C ~ 80°C | 0 V ~ 5 V |  | Analog Voltage |  | Cylinder, Threaded - M12 | Box | Male - 1/4" (6.35mm) BSP | Threaded |  | Vented Gauge |  | 9084247 |  | IPSL-M12 | - | Connector | 9V ~ 32V | 2 | https://www.unikeyic.com/media/datasheet/b5/da/83df/b5/01798bbc7a5bde48853f257f5f3c0411.pdf | https://www.unikeyic.com/products/pressure-sensors/ipsl-g0500-6m12/11334176.html
IPSL-G0750-5M12 | cynergy3 | 1: 224.818 | Exhaust type metering Analog Current 75KPa 9V 32V 500KPa ±0.25% threaded mounting | ±0.25% |  |  |  | Industrial Automation | IPSL-G0750 |  |  | Amplified Output, Temperature Compensated |  |  |  |  | 72.52PSI (500kPa) |  | Not Applicable | [5 empty] | 10.88PSI (75kPa) | -20°C ~ 80°C | 4 mA ~ 20 mA |  | Analog Current |  | Cylinder, Threaded - M12 | Box | Male - 1/4" (6.35mm) BSP | Threaded |  | Vented Gauge |  | 9084242 |  | IPSL-M12 | - | Connector | 9V ~ 32V | 2 | https://www.unikeyic.com/media/datasheet/b5/da/83df/b5/01798bbc7a5bde48853f257f5f3c0411.pdf | https://www.unikeyic.com/products/pressure-sensors/ipsl-g0750-5m12/34973717.html
IPSL-G0750-D | cynergy3 | 1: 307.6625 | Exhaust type metering 75KPa 9V 32V 500KPa ±0.25% | ±0.25% |  |  |  | Industrial Automation | IPSL-G0750 |  |  | Amplified Output, Temperature Compensated |  |  |  |  | 72.52PSI (500kPa) |  | 1 (Unlimited) | [5 empty] | 10.88PSI (75kPa) | -20°C ~ 80°C | 0.5 V ~ 4.5 V |  | Analog Voltage |  | Cylinder | Bag | Male - 1/4" (6.35mm) BSP | Threaded |  | Vented Gauge |  |  |  | IPSL | - | Connector | 9V ~ 32V | 100 | https://www.unikeyic.com/media/datasheet/86/a2/7858/86/9d97979ff7942f66babc78ed727cba2c.pdf | https://www.unikeyic.com/products/pressure-sensors/ipsl-g0750-d/34975340.html
IPSL-G1000-5M12 | cynergy3 | 1: 224.818 | Exhaust type metering Analog Current 100KPa 9V 32V 500KPa ±0.25% threaded mounting | ±0.25% |  |  |  | Industrial Automation | IPSL-G1000 |  |  | Amplified Output, Temperature Compensated |  |  |  |  | 72.52PSI (500kPa) |  | Not Applicable | [5 empty] | 14.5PSI (100kPa) | -20°C ~ 80°C | 4 mA ~ 20 mA |  | Analog Current |  | Cylinder, Threaded - M12 | Box | Male - 1/4" (6.35mm) BSP | Threaded |  | Vented Gauge |  | 9084243 |  | IPSL-M12 | - | Connector | 9V ~ 32V | 2 | https://www.unikeyic.com/media/datasheet/b5/da/83df/b5/01798bbc7a5bde48853f257f5f3c0411.pdf | https://www.unikeyic.com/products/pressure-sensors/ipsl-g1000-5m12/35026787.html
IPSL-G1000-6M12 | cynergy3 | 1: 315.5 | Exhaust type metering 100KPa 9V 32V 500KPa ±0.25% threaded mounting | ±0.25% |  |  | Industrial |  |  |  | IPSL-G1000-6M12 cynergy3 |  |  |  | 32V | 500KPa |  | 9V |  | threaded mounting |  | 100KPa | -20℃~80℃ |  |  |  |  | - | [6 empty] | Exhaust metering |  | On sale |  | boxed |  |  |  |  | 100 | https://www.unikeyic.com/media/datasheet/b5/da/83df/b5/01798bbc7a5bde48853f257f5f3c0411.pdf | https://www.unikeyic.com/products/pressure-sensors/ipsl-g1000-6m12/35041061.html
IPSLU-GP001-5M12 | cynergy3 | 1: 324.4 | Exhaust type metering Analog Current 6.89KPa 9V 32V ±0.25% threaded mounting | ±0.25% |  |  |  | Industrial Automation | IPSLU-GP001 |  |  | Amplified Output, Temperature Compensated |  |  |  |  | - |  | Not Applicable | [5 empty] | 1PSI (6.89kPa) | -20°C ~ 80°C | 4 mA ~ 20 mA |  | Analog Current |  | Cylinder, Threaded - M12 | Box | Male - 1/4" (6.35mm) NPT | Threaded |  | Vented Gauge |  | 9084250 |  | IPSLU-M12 | - | Connector | 9V ~ 32V | 100 | https://www.unikeyic.com/media/datasheet/d3/bf/1081/d3/ae0b6b1dcff3295ef14335f2f2def49e.pdf | https://www.unikeyic.com/products/pressure-sensors/ipslu-gp001-5m12/10971526.html
IPSLU-GP008-5M12 | cynergy3 | 1+: 224.818 | Vented Gauge Analog Current 55.16kPa 9V 32V ±0.25% Thread Mount | [40 empty] | 2 | https://www.unikeyic.com/media/datasheet/d3/bf/1081/d3/ae0b6b1dcff3295ef14335f2f2def49e.pdf | https://www.unikeyic.com/products/pressure-sensors/ipslu-gp008-5m12/10928487.html
IPSLU-GP008-6M12 | cynergy3 | 1+: 224.818 | Vented Gauge Pressure Sensor, 55.16kPa, 9V-32V, ±0.25%, Thread Mount | [40 empty] | 2 | https://www.unikeyic.com/media/datasheet/d3/bf/1081/d3/ae0b6b1dcff3295ef14335f2f2def49e.pdf | https://www.unikeyic.com/products/pressure-sensors/ipslu-gp008-6m12/11139920.html
IPSLU-GP015-5M12 | cynergy3 | 1: 224.818 | Exhaust type metering Analog Current 103.42KPa 9V 32V 517.11KPa ±0.25% threaded mounting | ±0.25% |  |  | Industrial |  |  |  | IPSLU-GP015-5M12 cynergy3 |  |  |  | 32V | 517.11KPa |  | 9V |  | threaded mounting |  | 103.42KPa | -20℃~80℃ |  |  |  |  | Analog Current | [6 empty] | Exhaust metering |  | On sale |  | boxed, bulk |  |  |  |  | 2 | https://www.unikeyic.com/media/datasheet/d3/bf/1081/d3/ae0b6b1dcff3295ef14335f2f2def49e.pdf | https://www.unikeyic.com/products/pressure-sensors/ipslu-gp015-5m12/10913145.html
IPSLU-GP015-D | cynergy3 | 1: 255.1875 | Exhaust type metering 103.42KPa 9V 32V 517.11KPa ±0.25% | ±0.25% |  |  |  | Industrial Automation | IPSLU-GP015 |  |  | Amplified Output, Temperature Compensated |  |  |  |  | 75PSI (517.11kPa) |  | 1 (Unlimited) | [5 empty] | 15PSI (103.42kPa) | -20°C ~ 80°C | 0.5 V ~ 4.5 V |  | Analog Voltage |  | Cylinder | Box | Male - 1/4" (6.35mm) NPT | Threaded |  | Vented Gauge |  | 5233367 |  | IPSLU | - | Connector | 9V ~ 32V | 100 | https://www.unikeyic.com/media/datasheet/23/b8/2318/23b823180ba4af312c01b21be5c5dbc7.pdf | https://www.unikeyic.com/products/pressure-sensors/ipslu-gp015-d/32243.html
IPSS-A1002-5C | cynergy3 | 1: 347.35 | absolute Analog Current 1MPa 9V 32V 2MPa ±0.25% | ±0.25% |  |  |  | Industrial Automation | IPSS-A1002 |  |  | Amplified Output, Temperature Compensated |  |  |  |  | 290.08PSI (2000kPa) |  | 1 (Unlimited) | [5 empty] | 145.04PSI (1000kPa) | -20°C ~ 80°C | 4 mA ~ 20 mA |  | Analog Current |  | Cylinder | Box | Male - 3/4" (19.05mm) BSP | Threaded |  | Absolute |  |  |  | IPSS | - | Connector, 4-Pin | 9V ~ 32V | 100 | https://www.unikeyic.com/media/datasheet/2c/0f/e4be/2c/80e39c9eb0cf9b9e8d96c0c12cfb2ef4.pdf | https://www.unikeyic.com/products/pressure-sensors/ipss-a1002-5c/11191668.html
IPSS-G0500-7S | cynergy3 | 1: 456.3125 | Exhaust type metering 50KPa 14V 32V 200KPa ±0.25% | ±0.25% |  |  |  | Industrial Automation | IPSS-G0500 |  |  | Amplified Output, Temperature Compensated |  |  |  |  | 29.01PSI (200kPa) |  | 1 (Unlimited) | [5 empty] | 7.25PSI (50kPa) | -20°C ~ 80°C | 0 V ~ 10 V |  | Analog Voltage |  | Cylinder | Box | Male - 3/4" (19.05mm) BSP | Threaded |  | Vented Gauge |  | 5003130 |  | IPSS | - | Connector, 4-Pin | 14V ~ 32V | 100 | https://www.unikeyic.com/media/datasheet/2c/0f/e4be/2c/80e39c9eb0cf9b9e8d96c0c12cfb2ef4.pdf | https://www.unikeyic.com/products/pressure-sensors/ipss-g0500-7s/11084182.html
IPSS-G1002-5C | cynergy3 | 1: 347.35 | Exhaust type metering Analog Current 1MPa 9V 32V 2MPa ±0.25% | ±0.25% |  |  |  | Industrial Automation | IPSS-G1002 |  |  | Amplified Output, Temperature Compensated |  |  |  |  | 290.08PSI (2000kPa) |  | 1 (Unlimited) | [5 empty] | 145.04PSI (1000kPa) | -20°C ~ 80°C | 4 mA ~ 20 mA |  | Analog Current |  | Cylinder | Box | Male - 3/4" (19.05mm) BSP | Threaded |  | Vented Gauge |  |  |  | IPSS | - | Connector, 4-Pin | 9V ~ 32V | 100 | https://www.unikeyic.com/media/datasheet/2c/0f/e4be/2c/80e39c9eb0cf9b9e8d96c0c12cfb2ef4.pdf | https://www.unikeyic.com/products/pressure-sensors/ipss-g1002-5c/11297509.html
IPSS-G1003-5C | cynergy3 | 1: 347.35 | Exhaust type metering Analog Current 10MPa 9V 32V 20MPa ±0.25% | ±0.25% |  |  |  | Industrial Automation | IPSS-G1003 |  |  | Amplified Output, Temperature Compensated |  |  |  |  | 2900.75PSI (20000kPa) |  | 1 (Unlimited) | [5 empty] | 1450.38PSI (10000kPa) | -20°C ~ 80°C | 4 mA ~ 20 mA |  | Analog Current |  | Cylinder | Box | Male - 3/4" (19.05mm) BSP | Threaded |  | Vented Gauge |  |  |  | IPSS | - | Connector, 4-Pin | 9V ~ 32V | 100 | https://www.unikeyic.com/media/datasheet/2c/0f/e4be/2c/80e39c9eb0cf9b9e8d96c0c12cfb2ef4.pdf | https://www.unikeyic.com/products/pressure-sensors/ipss-g1003-5c/17533.html
IPSS-G2000-5C | cynergy3 | 1: 248.7348 3: 238.203 5: 234.633 10: 231.105 | Exhaust type metering Analog Current 200KPa 9V 32V 500KPa ±0.25% | ±0.25% |  |  |  | Industrial Automation | IPSS-G2000 |  |  | Amplified Output, Temperature Compensated |  |  |  |  | 72.52PSI (500kPa) |  | 1 (Unlimited) | [5 empty] | 29.01PSI (200kPa) | -20°C ~ 80°C | 4 mA ~ 20 mA |  | Analog Current |  | Cylinder | Box | Male - 3/4" (19.05mm) BSP | Threaded |  | Vented Gauge |  |  |  | IPSS | - | Connector, 4-Pin | 9V ~ 32V | 2 | https://www.unikeyic.com/media/datasheet/2c/0f/e4be/2c/80e39c9eb0cf9b9e8d96c0c12cfb2ef4.pdf | https://www.unikeyic.com/products/pressure-sensors/ipss-g2000-5c/35031507.html
IPSS-G2002-5C | cynergy3 | 1: 347.35 | Exhaust type metering Analog Current 2MPa 9V 32V 5MPa ±0.25% | ±0.25% |  |  |  | Industrial Automation | IPSS-G2002 |  |  | Amplified Output, Temperature Compensated |  |  |  |  | 725.19PSI (5000kPa) |  | 1 (Unlimited) | [5 empty] | 290.08PSI (2000kPa) | -20°C ~ 80°C | 4 mA ~ 20 mA |  | Analog Current |  | Cylinder | Box | Male - 3/4" (19.05mm) BSP | Threaded |  | Vented Gauge |  |  |  | IPSS | - | Connector, 4-Pin | 9V ~ 32V | 100 | https://www.unikeyic.com/media/datasheet/2c/0f/e4be/2c/80e39c9eb0cf9b9e8d96c0c12cfb2ef4.pdf | https://www.unikeyic.com/products/pressure-sensors/ipss-g2002-5c/11160556.html
IPSS-G5000-5C | cynergy3 | 1: 347.35 | Exhaust type metering Analog Current 500KPa 9V 32V 1MPa ±0.25% | ±0.25% |  |  |  | Industrial Automation | IPSS-G5000 |  |  | Amplified Output, Temperature Compensated |  |  |  |  | 145.04PSI (1000kPa) |  | 1 (Unlimited) | [5 empty] | 72.52PSI (500kPa) | -20°C ~ 80°C | 4 mA ~ 20 mA |  | Analog Current |  | Cylinder | Box | Male - 3/4" (19.05mm) BSP | Threaded |  | Vented Gauge |  | 5003124 |  | IPSS | - | Connector, 4-Pin | 9V ~ 32V | 100 | https://www.unikeyic.com/media/datasheet/2c/0f/e4be/2c/80e39c9eb0cf9b9e8d96c0c12cfb2ef4.pdf | https://www.unikeyic.com/products/pressure-sensors/ipss-g5000-5c/11014655.html
IPSS-G5000-7C | cynergy3 | 1: 347.35 | Exhaust type metering 500KPa 14V 32V 1MPa ±0.25% | ±0.25% |  |  |  | Industrial Automation | IPSS-G5000 |  |  | Amplified Output, Temperature Compensated |  |  |  |  | 145.04PSI (1000kPa) |  | 1 (Unlimited) | [5 empty] | 72.52PSI (500kPa) | -20°C ~ 80°C | 0 V ~ 10 V |  | Analog Voltage |  | Cylinder | Box | Male - 3/4" (19.05mm) BSP | Threaded |  | Vented Gauge |  | 5003133 |  | IPSS | - | Connector, 4-Pin | 14V ~ 32V | 100 | https://www.unikeyic.com/media/datasheet/2c/0f/e4be/2c/80e39c9eb0cf9b9e8d96c0c12cfb2ef4.pdf | https://www.unikeyic.com/products/pressure-sensors/ipss-g5000-7c/35059648.html
IPSS-G5002-7C | cynergy3 | 1: 347.35 | Exhaust type metering 5MPa 14V 32V 10MPa ±0.25% | ±0.25% |  |  |  | Industrial Automation | IPSS-G5002 |  |  | Amplified Output, Temperature Compensated |  |  |  |  | 1450.38PSI (10000kPa) |  | 1 (Unlimited) | [5 empty] | 725.19PSI (5000kPa) | -20°C ~ 80°C | 0 V ~ 10 V |  | Analog Voltage |  | Cylinder | Box | Male - 3/4" (19.05mm) BSP | Threaded |  | Vented Gauge |  | 5003136 |  | IPSS | - | Connector, 4-Pin | 14V ~ 32V | 100 | https://www.unikeyic.com/media/datasheet/2c/0f/e4be/2c/80e39c9eb0cf9b9e8d96c0c12cfb2ef4.pdf | https://www.unikeyic.com/products/pressure-sensors/ipss-g5002-7c/9285.html
IPSS-GM1P9-5C | cynergy3 | 1: 347.35 | mixed mode Analog Current -100KPa，900KPa 9V 32V 500KPa ±0.25% | ±0.25% |  |  |  | Industrial Automation | IPSS-GM1 |  |  | Amplified Output, Temperature Compensated |  |  |  |  | 72.52PSI (500kPa) |  | 1 (Unlimited) | [5 empty] | -14.5PSI ~ 130.53PSI (-100kPa ~ 900kPa) | -20°C ~ 80°C | 4 mA ~ 20 mA |  | Analog Current |  | Cylinder | Box | Male - 3/4" (19.05mm) BSP | Threaded |  | Compound |  |  |  | IPSS | - | Connector, 4-Pin | 9V ~ 32V | 100 | https://www.unikeyic.com/media/datasheet/2c/0f/e4be/2c/80e39c9eb0cf9b9e8d96c0c12cfb2ef4.pdf | https://www.unikeyic.com/products/pressure-sensors/ipss-gm1p9-5c/11287371.html
IPSSAT-G1003-5C | cynergy3 | 1+: 536.3718 | Sealed Gauge Analog Current 10MPa 9V 32V 20MPa ±0.25% Thread Mount | [40 empty] | 1 |  | https://www.unikeyic.com/products/pressure-sensors/ipssat-g1003-5c/11001781.html
IPSU-C0446-5 | cynergy3 | 1: 198.6 | mixed mode Analog Current -100KPa，1.03421MPa 9V 32V 2.06843MPa ±0.25% | ±0.25% |  |  |  | Industrial Automation | IPSU-C0446 |  |  | Amplified Output, Temperature Compensated |  |  |  |  | 300PSI (2068.43kPa) |  | 1 (Unlimited) | [5 empty] | -14.5PSI ~ 150PSI (-100kPa ~ 1034.21kPa) | -20°C ~ 80°C | 4 mA ~ 20 mA |  | Analog Current |  | Cylinder | Box | Male - 1/4" (6.35mm) NPT | Threaded |  | Compound |  |  |  | IPSU | - | Connector | 9V ~ 32V | 100 | https://www.unikeyic.com/media/datasheet/38/79/e7e4/38/0cb9dcf08c5a60b2bcbc855c7e67d5a7.pdf | https://www.unikeyic.com/products/pressure-sensors/ipsu-c0446-5/35050618.html
IPSU-C0446-5M12 | cynergy3 | 1: 203.6625 | mixed mode Analog Current -100KPa，1.03421MPa 9V 32V 2.06843MPa ±0.25% threaded mounting | ±0.25% |  |  |  | Industrial Automation | IPSU-C0446 |  |  | Amplified Output, Temperature Compensated |  |  |  |  | 300PSI (2068.43kPa) |  | Not Applicable | [5 empty] | -14.5PSI ~ 150PSI (-100kPa ~ 1034.21kPa) | -20°C ~ 80°C | 4 mA ~ 20 mA |  | Analog Current |  | Cylinder, Threaded - M12 | Box | Male - 1/4" (6.35mm) NPT | Threaded |  | Compound |  | 9084220 |  | IPSU-M12 | - | Connector | 9V ~ 32V | 100 | https://www.unikeyic.com/media/datasheet/bc/c3/c329/bc/9c75af9ec287759addf00ba4ea8334ba.pdf | https://www.unikeyic.com/products/pressure-sensors/ipsu-c0446-5m12/11123067.html
IPSU-C0446-6 | cynergy3 | 1: 165.88 | mixed mode -100KPa，1.03421MPa 9V 32V 2.06843MPa ±0.25% | ±0.25% |  |  |  | Industrial Automation | IPSU-C0446 |  |  | Amplified Output, Temperature Compensated |  |  |  |  | 300PSI (2068.43kPa) |  | 1 (Unlimited) | [5 empty] | -14.5PSI ~ 150PSI (-100kPa ~ 1034.21kPa) | -20°C ~ 80°C | 0 V ~ 5 V |  | Analog Voltage |  | Cylinder | Box | Male - 1/4" (6.35mm) NPT | Threaded |  | Compound |  |  |  | IPSU | - | Connector | 9V ~ 32V | 1 | https://www.unikeyic.com/media/datasheet/38/79/e7e4/38/0cb9dcf08c5a60b2bcbc855c7e67d5a7.pdf | https://www.unikeyic.com/products/pressure-sensors/ipsu-c0446-6/11183610.html
IPSU-C0447-6 | cynergy3 | 1: 165.88 | mixed mode -100KPa，2.41317MPa 9V 32V ±0.25% | ±0.25% |  |  |  | Industrial Automation | IPSU-C0447 |  |  | Amplified Output, Temperature Compensated |  |  |  |  | - |  | 1 (Unlimited) | [5 empty] | -14.5PSI ~ 350PSI (-100kPa ~ 2413.17kPa) | -20°C ~ 80°C | 0 V ~ 5 V |  | Analog Voltage |  | Cylinder | Box | Male - 1/4" (6.35mm) NPT | Threaded |  | Compound |  |  |  | IPSU | - | Connector | 9V ~ 32V | 1 | https://www.unikeyic.com/media/datasheet/38/79/e7e4/38/0cb9dcf08c5a60b2bcbc855c7e67d5a7.pdf | https://www.unikeyic.com/products/pressure-sensors/ipsu-c0447-6/35047250.html
IPSU-G1602-6 | cynergy3 | 1: 217.0875 | Exhaust type metering 9V 32V ±0.25% | ±0.25% |  |  | Industrial | [7 empty] | 32V | - |  | 9V |  |  |  | - | -20℃~80℃ |  |  |  |  | - | [6 empty] | Exhaust metering |  | Stop production |  | boxed |  |  |  |  | 100 | https://www.unikeyic.com/media/about_us/Unikey_ISO_9001_Certification.pdf | https://www.unikeyic.com/products/pressure-sensors/ipsu-g1602-6/11102201.html
IPSU-G2502-5 | cynergy3 | 1: 217.0875 | Exhaust type metering Analog Current 9V 32V ±0.25% | ±0.25% |  |  | Industrial | [7 empty] | 32V | - |  | 9V |  |  |  | - | -20℃~80℃ |  |  |  |  | Analog Current | [6 empty] | Exhaust metering |  | Stop production |  | boxed |  |  |  |  | 100 | https://www.unikeyic.com/media/about_us/Unikey_ISO_9001_Certification.pdf | https://www.unikeyic.com/products/pressure-sensors/ipsu-g2502-5/11136611.html
IPSU-G4002-6 | cynergy3 | 1: 217.0875 | Exhaust type metering 9V 32V ±0.25% | ±0.25% |  |  | Industrial | [7 empty] | 32V | - |  | 9V |  |  |  | - | -20℃~80℃ |  |  |  |  | - | [6 empty] | Exhaust metering |  | Stop production |  | boxed |  |  |  |  | 100 | https://www.unikeyic.com/media/about_us/Unikey_ISO_9001_Certification.pdf | https://www.unikeyic.com/products/pressure-sensors/ipsu-g4002-6/35044622.html
IPSU-G4003-5 | cynergy3 | 1: 217.0875 | Exhaust type metering Analog Current 9V 32V ±0.25% | ±0.25% |  |  | Industrial | [7 empty] | 32V | - |  | 9V |  |  |  | - | -20℃~80℃ |  |  |  |  | Analog Current | [6 empty] | Exhaust metering |  | Stop production |  | boxed |  |  |  |  | 100 | https://www.unikeyic.com/media/about_us/Unikey_ISO_9001_Certification.pdf | https://www.unikeyic.com/products/pressure-sensors/ipsu-g4003-5/35034107.html
IPSU-G4003-6 | cynergy3 | 1: 217.0875 | Exhaust type metering 9V 32V ±0.25% | ±0.25% |  |  | Industrial | [7 empty] | 32V | - |  | 9V |  |  |  | - | -20℃~80℃ |  |  |  |  | - | [6 empty] | Exhaust metering |  | Stop production |  | boxed |  |  |  |  | 100 | https://www.unikeyic.com/media/about_us/Unikey_ISO_9001_Certification.pdf | https://www.unikeyic.com/products/pressure-sensors/ipsu-g4003-6/34955171.html
IPSU-G6000-3 | cynergy3 | 1: 191.5625 | Exhaust type metering 3V 12V ±0.25% | ±0.25% |  |  | Industrial | [7 empty] | 12V | - |  | 3V |  |  |  | - | -20℃~80℃ |  |  |  |  | - | [6 empty] | Exhaust metering |  | Stop production |  | boxed |  |  |  |  | 100 | https://www.unikeyic.com/media/about_us/Unikey_ISO_9001_Certification.pdf | https://www.unikeyic.com/products/pressure-sensors/ipsu-g6000-3/35046935.html
IPSU-G6000-5 | cynergy3 | 1: 217.0875 | Exhaust type metering Analog Current 9V 32V ±0.25% | ±0.25% |  |  | Industrial | [7 empty] | 32V | - |  | 9V |  |  |  | - | -20℃~80℃ |  |  |  |  | Analog Current | [6 empty] | Exhaust metering |  | Stop production |  | boxed |  |  |  |  | 100 | https://www.unikeyic.com/media/about_us/Unikey_ISO_9001_Certification.pdf | https://www.unikeyic.com/products/pressure-sensors/ipsu-g6000-5/11118817.html
IPSU-GP015-6 | cynergy3 | 1: 198.6 | Exhaust type metering 103.42KPa 9V 32V 206.84KPa ±0.25% | ±0.25% |  |  |  | Industrial Automation | IPSU-GP015 |  |  | Amplified Output, Temperature Compensated |  |  |  |  | 30PSI (206.84kPa) |  | 1 (Unlimited) | [5 empty] | 15PSI (103.42kPa) | -20°C ~ 80°C | 0 V ~ 5 V |  | Analog Voltage |  | Cylinder | Box | Male - 1/4" (6.35mm) NPT | Threaded |  | Vented Gauge |  |  |  | IPSU | - | Connector | 9V ~ 32V | 100 | https://www.unikeyic.com/media/datasheet/38/79/e7e4/38/0cb9dcf08c5a60b2bcbc855c7e67d5a7.pdf | https://www.unikeyic.com/products/pressure-sensors/ipsu-gp015-6/10405.html
IPSU-GP075-3 | cynergy3 | 1: 156.0625 | Exhaust type metering 517.11KPa 9V 32V 1.03421MPa ±0.25% | ±0.25% |  |  | Industrial |  |  |  | IPSU-GP075-3 cynergy3 |  |  |  | 32V | 1.03421MPa |  | 9V |  |  |  | 517.11KPa | -20℃~80℃ |  |  |  |  | - | [6 empty] | Exhaust metering |  | On sale |  | boxed |  |  |  |  | 100 | https://www.unikeyic.com/media/datasheet/38/79/e7e4/38/0cb9dcf08c5a60b2bcbc855c7e67d5a7.pdf | https://www.unikeyic.com/products/pressure-sensors/ipsu-gp075-3/34955900.html
IPSU-GP075-5 | cynergy3 | 1+: 147.708 | Vented Gauge Analog Current Sensor, 517.11kPa, 9V-32V, 1.03421MPa Max, ±0.25% | [40 empty] | 2 | https://www.unikeyic.com/media/datasheet/38/79/e7e4/38/0cb9dcf08c5a60b2bcbc855c7e67d5a7.pdf | https://www.unikeyic.com/products/pressure-sensors/ipsu-gp075-5/11072462.html
IPSU-GP075-6 | cynergy3 | 1+: 212.9155 | Vented Gauge Sensor 517.11kPa 9V 32V 1.03421MPa ±0.25% | [40 empty] | 2 | https://www.unikeyic.com/media/datasheet/38/79/e7e4/38/0cb9dcf08c5a60b2bcbc855c7e67d5a7.pdf | https://www.unikeyic.com/products/pressure-sensors/ipsu-gp075-6/11001604.html
IPSU-GP100-6M12 | cynergy3 | 1: 181.375 | Exhaust type metering 689.48KPa 9V 32V ±0.25% threaded mounting | ±0.25% |  |  |  | Industrial Automation | IPSU-GP100 |  |  | Amplified Output, Temperature Compensated |  |  |  |  | - |  | Not Applicable | [5 empty] | 100PSI (689.48kPa) | -20°C ~ 80°C | 0 V ~ 5 V |  | Analog Voltage |  | Cylinder, Threaded - M12 | Box | Male - 1/4" (6.35mm) NPT | Threaded |  | Vented Gauge |  | 9084223 |  | IPSU-M12 | - | Connector | 9V ~ 32V | 100 | https://www.unikeyic.com/media/datasheet/bc/c3/c329/bc/9c75af9ec287759addf00ba4ea8334ba.pdf | https://www.unikeyic.com/products/pressure-sensors/ipsu-gp100-6m12/11167104.html
IPSU-GP1K5-3 | cynergy3 | 1: 156.0625 | Exhaust type metering 10.34214MPa 9V 32V 20.68427MPa ±0.25% | ±0.25% |  |  |  | Industrial Automation | IPSU-GP1 |  |  | Amplified Output, Temperature Compensated |  |  |  |  | 3000PSI (20684.27kPa) |  | 1 (Unlimited) | [5 empty] | 1500PSI (10342.14kPa) | -20°C ~ 80°C | 0 mV ~ 100 mV (10V) |  | Analog Voltage |  | Cylinder | Box | Male - 1/4" (6.35mm) NPT | Threaded |  | Vented Gauge |  | 5233387 |  | IPSU | - | Connector | 9V ~ 32V | 100 | https://www.unikeyic.com/media/datasheet/38/79/e7e4/38/0cb9dcf08c5a60b2bcbc855c7e67d5a7.pdf | https://www.unikeyic.com/products/pressure-sensors/ipsu-gp1k5-3/34981483.html
IPSU-GP3K6-6M12 | cynergy3 | 1: 181.375 | Sealing metering 24.82113MPa 9V 32V ±0.25% threaded mounting | ±0.25% |  |  |  | Industrial Automation | IPSU-GP3 |  |  | Amplified Output, Temperature Compensated |  |  |  |  | - |  | Not Applicable | [5 empty] | 3600PSI (24821.13kPa) | -20°C ~ 80°C | 0 V ~ 5 V |  | Analog Voltage |  | Cylinder, Threaded - M12 | Box | Male - 1/4" (6.35mm) NPT | Threaded |  | Sealed Gauge |  | 9084235 |  | IPSU-M12 | - | Connector | 9V ~ 32V | 100 | https://www.unikeyic.com/media/datasheet/bc/c3/c329/bc/9c75af9ec287759addf00ba4ea8334ba.pdf | https://www.unikeyic.com/products/pressure-sensors/ipsu-gp3k6-6m12/35059536.html
IPSU-GP5K8-5M12 | cynergy3 | 1: 121.9688 10: 119.7512 50: 119.7512 | Sealing metering Analog Current 39.98959MPa 9V 32V ±0.25% threaded mounting | ±0.25% |  |  | Industrial |  |  |  | IPSU-GP5K8-5M12 cynergy3 |  |  |  | 32V | - |  | 9V |  | threaded mounting |  | 39.98959MPa | -20℃~80℃ |  |  |  |  | Analog Current | [6 empty] | Sealing metering |  | On sale |  | boxed |  |  |  |  | 2 | https://www.unikeyic.com/media/datasheet/bc/c3/c329/bc/9c75af9ec287759addf00ba4ea8334ba.pdf | https://www.unikeyic.com/products/pressure-sensors/ipsu-gp5k8-5m12/35062189.html
IPSU-GP5K8-6M12 | cynergy3 | 1: 155.144 4: 148.676 | Exhaust type metering 39.98959MPa 9V 32V ±0.25% threaded mounting | ±0.25% |  |  | Industrial |  |  |  | IPSU-GP5K8-6M12 cynergy3 |  |  |  | 32V | - |  | 9V |  | threaded mounting |  | 39.98959MPa | -20℃~80℃ |  |  |  |  | - | [6 empty] | Exhaust metering |  | On sale |  | boxed |  |  |  |  | 4 | https://www.unikeyic.com/media/datasheet/bc/c3/c329/bc/9c75af9ec287759addf00ba4ea8334ba.pdf | https://www.unikeyic.com/products/pressure-sensors/ipsu-gp5k8-6m12/11107114.html
IS3000-02 | SMC | 1: 109.5399 12: 103.0564 | SMC Pressure Switch, positive pressure, air，Gas →0.8bar | - | [9 empty] | 58mm(width)*70mm(height) | - | 800KPa |  | - |  |  |  | 100KPa~700KPa | -5℃~60℃ |  |  |  |  | - | [6 empty] | positive pressure | [8 empty] | 8 | https://www.unikeyic.com/media/about_us/Unikey_ISO_9001_Certification.pdf | https://www.unikeyic.com/products/pressure-sensors/is3000-02/35031373.html
KP200XTMA2 | Infineon Technologies | 100: 3.8346 300: 3.8062 500: 3.7778 1,000: 3.721 5,000: 3.6926 | absolute SPI 4.5V 11V 53.6Kpa~110Kpa DSOF-8 SMD mount，glue mount | - |  |  |  | Board Mount | KP200 |  |  | - |  |  |  |  | - |  |  |  | Surface Mount |  |  |  | 7.77PSI ~ 15.95PSI (53.6kPa ~ 110kPa) | -40°C ~ 85°C | - |  | SPI |  | 8-SMD Module | Tape & Reel (TR) | - | No Port |  | Absolute |  |  |  | Automotive, AEC-Q100 | PG-DSOF-8-16 | SMD (SMT) Tab | 4.5V ~ 11V | 2793 | https://www.unikeyic.com/media/datasheet/ac/0f/2abf/ac/26d3b6e05573dd7d8efd1c53731aaca9.pdf | https://www.unikeyic.com/products/pressure-sensors/kp200xtma2/35061048.html
KP212K1409XTMA1 | Infineon Technologies | 1,500: 2.7515 3,000: 2.6711 | absolute pressure sensor, absolute pressure sensor | ±0.3PSI (±2.07kPa) |  |  |  |  | KP212K1409 |  |  | Amplified Output, Temperature Compensated |  |  |  |  | 21.76PSI (150kPa) |  | 1 (Unlimited) |  | Surface Mount |  |  |  | 1.45PSI ~ 16.68PSI (10kPa ~ 115kPa) | -40°C ~ 125°C (TA) | 0.4 V ~ 4.65 V |  | Analog Voltage |  | 8-SMD Module |  | - | No Port |  | Absolute |  | 13582405 |  | Automotive, AEC-Q100 | PG-DSOF-8-16 | SMD (SMT) Tab | 4.5V ~ 5.5V | 6000 | https://www.unikeyic.com/media/about_us/Unikey_ISO_9001_Certification.pdf | https://www.unikeyic.com/products/pressure-sensors/kp212k1409xtma1/9393.html
KP226E0109XTMA1 | Infineon Technologies | 1: 5.0076 10: 4.4868 25: 4.4868 50: 4.4067 100: 4.4067 250: 4.3266 500: 4.3266 | absolute 0Pa~600KPa 4.5V 5.5V 15Kpa~320Kpa ±0.435PSI (±3kPa) SO SMD mount，glue mount | ±0.435PSI (±3kPa) |  |  |  | Board Mount | KP226E0109 |  |  | Amplified Output, Temperature Compensated |  |  |  |  | - |  | 1 (Unlimited) |  | Surface Mount |  |  |  | 2.18PSI ~ 46.41PSI (15kPa ~ 320kPa) | -40°C ~ 140°C (TA) | 0.5 V ~ 4.5 V |  | Analog Voltage |  | 8-SMD Module |  | - | No Port |  | Absolute |  | 9816185 |  | Automotive, AEC-Q100 | PG-DSOF-8-162 | SMD (SMT) Tab | 4.5V ~ 5.5V | 985 | https://www.unikeyic.com/media/datasheet/05/9f/7e82/05/cbacca9a5c583c7cac66c8888697e05b.pdf | https://www.unikeyic.com/products/pressure-sensors/kp226e0109xtma1/34967454.html
KP226N3022XTMA1 | Infineon Technologies | 1,500: 5.7973 |  | - |  |  | Automotive |  |  |  | KP226N3022XTMA1 Infineon Technologies |  |  |  | - | - |  | - |  | glue mount |  | - | [5 empty] | - |  | DSOF-8 |  |  |  |  | - |  | Stop production |  | Tape and reel packaging |  |  |  |  | 3000 | https://www.unikeyic.com/media/datasheet/c7/d0/c4fa/c7/323af119a20ad9538ae4463ffc750ac9.pdf | https://www.unikeyic.com/products/pressure-sensors/kp226n3022xtma1/35068896.html
KP229E3111XTMA1 | Infineon Technologies | 1: 3.5318 100: 3.2104 750: 3.1148 1,500: 3.0401 22,500: 3.0245 30,000: 2.995 | absolute pressure sensor, absolute pressure sensor, Maximum overload300kPa | ±0.54PSI (±3.75kPa) |  |  |  | Board Mount | KP229E3111 |  |  | Amplified Output, Temperature Compensated |  |  |  |  | - |  | 1 (Unlimited) |  | Surface Mount |  |  |  | 2.9PSI ~ 43.51PSI (20kPa ~ 300kPa) | -40°C ~ 140°C | 0.4 V ~ 4.65 V |  | Analog Voltage |  | 8-SMD Module |  | - | No Port |  | Absolute |  | 5410082 |  | - | Module | SMD (SMT) Tab | 4.5V ~ 5.5V |  | https://www.unikeyic.com/media/datasheet/08/70/9b61/08709b615b7ee3d164b99b3e7df9d35c.pdf | https://www.unikeyic.com/products/pressure-sensors/kp229e3111xtma1/11076561.html
KP229E3518 | Infineon Technologies | 5: 4.163 10: 3.817 25: 3.608 50: 3.402 100: 3.2724 500: 2.9052 1,000: 2.808 1,500: 2.6676 | absolute 50KPa~350KPa 4.5V 5.5V DSOF-8 7mm*7mm*2.8mm | - |  |  | Automotive |  |  |  | KP229E3518 Infineon Technologies |  |  | 7mm*7mm*2.8mm | 5.5V | - |  | 4.5V |  |  |  | 50KPa~350KPa | -40℃~140℃ |  |  |  |  | - |  | DSOF-8 |  |  |  |  | absolute |  | On sale |  | bulk, Tape and reel packaging |  |  |  |  | 551 | https://www.unikeyic.com/media/datasheet/05/24/06ca/05/bca4408fed8f56b76f68c823aaa4e814.pdf | https://www.unikeyic.com/products/pressure-sensors/kp229e3518/11256368.html
KP229E3518XTMA1 | Infineon Technologies | 1: 3.3223 10: 3.1894 25: 2.9767 50: 2.9767 100: 2.9236 250: 2.8704 500: 2.8704 1,000: 2.8704 | absolute 50KPa，400KPa 4.5V 5.5V 50Kpa~400Kpa ±0.87PSI (±6kPa) SO SMD mount，glue mount 7mm(width)*2.8mm(height) | ±0.87PSI (±6kPa) |  |  |  | Board Mount | KP229E3518 |  |  | Amplified Output, Temperature Compensated |  |  |  |  | - |  | 1 (Unlimited) |  | Surface Mount |  |  |  | 7.25PSI ~ 58.02PSI (50kPa ~ 400kPa) | -40°C ~ 140°C | 0.5 V ~ 4.5 V |  | Analog Voltage |  | 8-SMD Module |  | - | No Port |  | Absolute |  | 9816266 |  | Automotive, AEC-Q100 | PG-DSOF-8-16 | SMD (SMT) Tab | 4.5V ~ 5.5V | 349 | https://www.unikeyic.com/media/datasheet/52/10/de80/5210de802d59afe0ec4817306ec346c1.pdf | https://www.unikeyic.com/products/pressure-sensors/kp229e3518xtma1/35045125.html
KP229F3519XTMA1 | Infineon Technologies | 1: 3.0555 10: 3.0555 25: 2.7377 50: 2.7377 100: 2.6888 250: 2.64 500: 2.64 1,000: 2.64 | absolute 50KPa~400KPa 4.5V 5.5V 50Kpa~400Kpa ±0.580PSI (±4kPa) DSOF-8 SMD mount，glue mount | ±0.580PSI (±4kPa) |  |  |  | Board Mount | KP229F3519 |  |  | Amplified Output, Temperature Compensated |  |  |  |  | - |  | 1 (Unlimited) |  | Surface Mount |  |  |  | 7.25PSI ~ 58.02PSI (50kPa ~ 400kPa) | -40°C ~ 140°C | 0.5 V ~ 4.55 V |  | Analog Voltage |  | 8-SMD Module |  | - | No Port |  | Absolute |  | 9922592 |  | Automotive, AEC-Q100 | PG-DSOF-8-162 | SMD (SMT) Tab | 4.5V ~ 5.5V | 2519 | https://www.unikeyic.com/media/pdf/PCNPackaging/infineon-technologies/7d/8e/76b8/kp214e2611xtma1/2025/11/107-20.pdf | https://www.unikeyic.com/products/pressure-sensors/kp229f3519xtma1/10979415.html
KP235 | Infineon Technologies | 1+: 10.0849 10+: 8.7919 50+: 7.1434 100+: 6.4708 500+: 5.9118 | Absolute Pressure Sensor 40KPa~115KPa 4.5V-5.5V DSOF-8 | [40 empty] | 833 | https://www.unikeyic.com/media/datasheet/0b/55/b0e5/0b55b0e57a0f70da9201f9c4a6173d9a.pdf | https://www.unikeyic.com/products/pressure-sensors/kp235/35004917.html
KP254XTMA2 | Infineon Technologies | 1: 4.8864 10: 4.6909 25: 4.3782 50: 4.3 100: 4.3 250: 4.2218 500: 4.2218 | absolute 40KPa~115KPa 3.135V，4.75V 3.475V，5.25V SMD-8P glue mount |  |  |  |  | Board Mount | KP254XTMA2 | [9 empty] | 1 (Unlimited) | [18 empty] | 13478566 |  | - |  |  |  | 1308 | https://www.unikeyic.com/media/datasheet/8b/87/300d/8b87300d878ccdd7557bf353816ccc84.pdf | https://www.unikeyic.com/products/pressure-sensors/kp254xtma2/11056520.html
KP264XTMA1 | Infineon Technologies | 1+: 4.4984 10+: 4.3184 25+: 4.0305 50+: 3.9586 100+: 3.9586 250+: 3.8866 500+: 3.8866 | Absolute Pressure Sensor, Absolute Pressure Sensor | [40 empty] | 1311 |  | https://www.unikeyic.com/products/pressure-sensors/kp264xtma1/11024484.html
KP275XTMA1 | Infineon Technologies | 100: 3.734 300: 3.7064 500: 3.6787 1,000: 3.6234 5,000: 3.5957 | absolute SENT 10KPa，400KPa 4.5V 5.5V 10Kpa~400Kpa ±0.77% DSOF-8 SMD mount，glue mount | [15 empty] | Vendor Undefined | [12 empty] | Bulk | [5 empty] | 15636082 |  | * |  |  |  | 523 | https://www.unikeyic.com/media/datasheet/2d/90/2562/2d/4bba6ab2e33372551cc8fb3823551260.pdf | https://www.unikeyic.com/products/pressure-sensors/kp275xtma1/35018640.html
KP276A1201XTMA1 | Infineon Technologies | 1: 4.753 10: 4.5629 25: 4.2587 50: 4.1826 100: 4.1826 250: 4.1066 500: 4.1066 | Absolute SENT Sensor, 4.5V-5.5V, 10kPa-400kPa, ±0.77%, DSOF-8, SMD, Adhesive Mount | ±0.77% |  |  |  |  | KP276A1201 |  |  | Temperature Compensated |  |  |  |  | - |  | 1 (Unlimited) |  | Surface Mount |  |  |  | 1.45 ~ 58.02PSI (10kPa ~ 400kPa) | -40°C ~ 150°C | 12 b |  | SENT |  | 8-SMD Module |  | - | No Port |  | Absolute |  |  |  | - | PG-DSOF-8-162 | SMD (SMT) Tab | 4.5V ~ 5.5V | 42 | https://www.unikeyic.com/media/datasheet/96/81/6a4e/96/73249ffba4197d3c411cc4839238dab3.pdf | https://www.unikeyic.com/products/pressure-sensors/kp276a1201xtma1/11349404.html
KP276D1201XTMA1 | Infineon Technologies | 1+: 5.1895 10+: 4.6498 25+: 4.6498 50+: 4.5668 100+: 4.5668 250+: 4.4837 500+: 4.4837 | Sensor, Adhesive Mount, 4.5V~5.5V, 10kPa~400kPa | [40 empty] | 1440 |  | https://www.unikeyic.com/products/pressure-sensors/kp276d1201xtma1/11312623.html
KP466PXTMA1 | Infineon Technologies | 5+: 2.4118 | Absolute SPI 3V 5.25V ±0.145PSI (±1kPa) SMD, Adhesive Mount | [40 empty] | 44 |  | https://www.unikeyic.com/products/pressure-sensors/kp466pxtma1/687977046.html
KPY52-AK | Infineon Technologies | 1: 34.3549 25: 33.1943 50: 32.0336 100: 31.3372 300: 31.1051 500: 30.873 1,000: 30.4087 5,000: 30.1766 | absolute Wheatstone Bridge 60Kpa TO-8-5 | - |  |  |  | Board Mount |  |  |  | - |  |  |  |  | 87.02PSI (600kPa) |  | 3 (168 Hours) |  | Through Hole |  |  |  | 8.7PSI (60kPa) | -40°C ~ 125°C | 0 mV ~ 45 mV |  | Wheatstone Bridge |  | TO-8 Style, 8 Leads | Bulk | Male - 0.2" (5.1mm) Tube | Barbless |  | Absolute |  | 12113752 |  | - | TO-8-5 | PC Pins | 12V | 36 | https://www.unikeyic.com/media/about_us/Unikey_ISO_9001_Certification.pdf | https://www.unikeyic.com/products/pressure-sensors/kpy52-ak/11065056.html
KZ-011-0400-300N-E1-K1-G0 | Innovative Sensor Technology IST | 1: 119.9988 5: 111.5165 10: 108.3575 25: 104.5764 50: 101.987 100: 99.6106 | SEN FORCE 30.59KGF FLAT MEMBRANE | - |  |  | Industrial |  |  |  | KZ-011-0400-300N-E1-K1-G0 Innovative Sensor Technology IST |  |  |  | - | - |  | - |  |  |  | - | -20℃~125℃ |  |  |  |  | - | [6 empty] | - |  |  |  | Bagged |  |  |  |  | 1 | https://www.unikeyic.com/media/datasheet/5c/79/222d/5c79222db7d2951f74ebcf6db70805e7.pdf | https://www.unikeyic.com/products/pressure-sensors/kz-011-0400-300n-e1-k1-g0/688314943.html
KZ-011-0400-50N-E2-K1-G1 | Innovative Sensor Technology IST | 1: 148.4859 5: 138.2975 10: 134.4991 25: 129.9518 50: 126.839 | SENSOR FORCE 5KGF FLAT MEMBRANE | - |  |  | Industrial | [7 empty] | - | - |  | - |  |  |  | - | -20℃~125℃ |  |  |  |  | - | [6 empty] | - |  |  |  | Bagged |  |  |  |  | 5 | https://www.unikeyic.com/media/about_us/Unikey_ISO_9001_Certification.pdf | https://www.unikeyic.com/products/pressure-sensors/kz-011-0400-50n-e2-k1-g1/688373279.html
LC202-2K | OMEGA Engineering | 1+: 1496.5595 | Miniature Universal Load Cells | [40 empty] | 1 | https://www.unikeyic.com/media/datasheet/20/e3/3b0d/20e33b0df4cf0ee158fbd7e01487831d.pdf | https://www.unikeyic.com/products/pressure-sensors/lc202-2k/34940543.html
LC202-500 | OMEGA Engineering | 1: 1419.2571 | Miniature Universal Load Cells | - | [6 empty] | LC202-500 OMEGA Engineering |  |  |  | - | - |  | - |  |  |  | - | [5 empty] | - | [6 empty] | - | [8 empty] | 1 | https://www.unikeyic.com/media/datasheet/9b/95/7eb6/9b957eb6fc2018aeb5fa97fe0716da78.pdf | https://www.unikeyic.com/products/pressure-sensors/lc202-500/35036722.html
LDES050UE6S | TE Connectivity | 1+: 61.4468 5+: 60.3495 10+: 59.2523 25+: 59.2523 50+: 59.2523 | PRESSURE SENSOR, DIFF, 0-50PA, SMD; | [40 empty] | 27 |  | https://www.unikeyic.com/products/pressure-sensors/ldes050ue6s/385187944.html
LEF00200BBPNKEAA01 | Honeywell | 3: 41.921 7: 40.238 29: 38.632 | Industrial Pressure Sensors Legacy Pressure | - | [10 empty] | - | - |  | - |  |  |  | - | [5 empty] | - | [6 empty] | - |  | On sale |  | bulk |  |  |  |  | 50 | https://www.unikeyic.com/media/about_us/Unikey_ISO_9001_Certification.pdf | https://www.unikeyic.com/products/pressure-sensors/lef00200bbpnkeaa01/11154162.html
LER00040TBPBKMAA15 | Honeywell | 3+: 45.144 7+: 44.308 13+: 43.472 25+: 42.636 50+: 41.8 | Industrial Pressure Sensors LE PRESSURE SWITCH | [40 empty] | 93 |  | https://www.unikeyic.com/products/pressure-sensors/ler00040tbpbkmaa15/11008030.html
LER00071TRPNKAAA25 | Honeywell | 3+: 41.778 7+: 41.008 14+: 40.238 27+: 39.457 50+: 38.687 150+: 34.815 | Industrial Pressure Sensors Legacy Pressure SW | [40 empty] | 595 |  | https://www.unikeyic.com/products/pressure-sensors/ler00071trpnkaaa25/35032162.html
LM31-00000F-005PG | TE Connectivity | 1: 272.1384 5: 267.1904 10: 267.1904 25: 267.1904 50: 267.1904 100: 267.1904 | Tyco Electronics, LM31-00000Fseries Gauge pressure sensor, Maximum pressure reading5psi, Minimum pressure reading5psi | ±1% |  |  |  | Industrial Automation | LM31 |  |  | Temperature Compensated |  |  |  |  | 15PSI (103.42kPa) |  | 1 (Unlimited) | [5 empty] | 5PSI (34.47kPa) | -20°C ~ 70°C | 0.5 V ~ 4.5 V |  | Analog Voltage |  | Cylinder | Bulk | Male - 1/2" (12.7mm) NPT | Threaded |  | Vented Gauge |  | 14786244 |  | LM | - | Cable | 4.75V ~ 5.25V | 5 | https://www.unikeyic.com/media/datasheet/91/b7/6373/91/2b08001968785ff50bfc1b919123e1cd.pdf | https://www.unikeyic.com/products/pressure-sensors/lm31-00000f-005pg/35017589.html
LM31-00000F-015PG | TE Connectivity | 1: 273.888 5: 271.8468 10: 269.3304 25: 253.7676 | Exhaust type metering 103.42KPa 4.75V 5.25V 310.26KPa ±1% wire mounting | ±1% |  |  |  | Industrial Automation | LM31 |  |  | Amplified Output, Temperature Compensated |  |  |  |  | 45PSI (310.26kPa) |  | 1 (Unlimited) | [5 empty] | 15PSI (103.42kPa) | -20°C ~ 70°C | 0.5 V ~ 4.5 V |  | Analog Voltage |  | Cylinder | Bag | Male - 1/2" (12.7mm) NPT | Threaded |  | Vented Gauge |  |  |  | - | - | Cable/Wire Leads | 4.75V ~ 5.25V | 40 | https://www.unikeyic.com/media/datasheet/91/b7/6373/91/2b08001968785ff50bfc1b919123e1cd.pdf | https://www.unikeyic.com/products/pressure-sensors/lm31-00000f-015pg/35016205.html
LM31-00000F-150PG | TE Connectivity | 1+: 260.3685 | Gauge Pressure Sensor 0psi~150psi 4.75V-5.25V | [40 empty] | 2 | https://www.unikeyic.com/media/datasheet/fa/62/e76e/fa62e76e4c6d60df9284648bf30a3239.pdf | https://www.unikeyic.com/products/pressure-sensors/lm31-00000f-150pg/11341956.html
LPS22HBTR | STMicroelectronics | 1+: 3.0461 10+: 2.5058 30+: 2.2192 100+: 1.921 500+: 1.787 1,000+: 1.7282 | STMicroelectronics MEMS Pressure Sensor, Absolute, Max Working 126kPa, Max Overload 2000kPa | [40 empty] | 1485 | https://www.unikeyic.com/media/datasheet/ff/af/0c46/ffaf0c4686d7ae4fefe24c8cf77941ea.pdf | https://www.unikeyic.com/products/pressure-sensors/lps22hbtr/35031462.html
LPS22HHTR | STMicroelectronics | 10+: 3.0747 100+: 2.9565 500+: 2.8855 1,000+: 2.7909 5,000+: 2.7199 | STMicroelectronics Absolute Pressure Sensor | [40 empty] | 5000 | https://www.unikeyic.com/media/datasheet/1f/10/2754/1f/56543d1110dda63377722a2a772252f3.pdf | https://www.unikeyic.com/products/pressure-sensors/lps22hhtr/11346994.html
LPS27HHTWTR | STMicroelectronics | 10+: 5.023 25+: 4.9004 50+: 4.8188 100+: 4.6963 250+: 4.6146 500+: 4.5329 1,000+: 4.4921 | STMicroelectronics Pressure Sensor, Max Working 1.26kPa, Max Overload 1.26kPa | [40 empty] | 2283 | https://www.unikeyic.com/media/datasheet/f1/59/792e/f159792e242e447feb0ee2252e1e86fa.pdf | https://www.unikeyic.com/products/pressure-sensors/lps27hhtwtr/35041029.html
LPS28DFWTR | STMicroelectronics | 1+: 4.1999 100+: 3.8185 1,250+: 3.7075 2,500+: 3.6164 37,500+: 3.5981 50,000+: 3.5632 | STMicroelectronics Pressure Sensor | [40 empty] | 2763 | https://www.unikeyic.com/media/datasheet/33/5c/e6f9/335ce6f99320c0d1845061324bb78c7b.pdf | https://www.unikeyic.com/products/pressure-sensors/lps28dfwtr/34941601.html
LPS33HWTR | STMicroelectronics | 1: 3.3871 10: 3.1879 50: 3.0792 100: 2.9137 | absolute pressure sensor, absolute pressure sensor, Maximum work12.6kPa, Maximum overload2000kPa | ±0.015PSI (±0.1kPa) |  |  |  | Board Mount | LPS33 |  |  | Temperature Compensated |  |  |  |  | 290.08PSI (2000kPa) |  | 3 (168 Hours) |  | Surface Mount |  |  |  | 3.77PSI ~ 18.27PSI (26kPa ~ 126kPa) | -40°C ~ 85°C | 24 b |  | I²C, SPI |  | LGA |  | - | No Port |  | Absolute |  | 7565523 |  | - | 10-CCLGA (3.3x3.3) | SMD (SMT) Tab | 1.7V ~ 3.6V |  | https://www.unikeyic.com/media/datasheet/11/76/3774/11/416e54e9f414c497452b6e0f07564029.pdf | https://www.unikeyic.com/products/pressure-sensors/lps33hwtr/35028727.html
LPS33WTR | STMicroelectronics | 2,500+: 1.1459 7,500+: 1.1276 15,000+: 1.1001 30,000+: 1.0817 | Absolute I²C, SPI Sensor, 26kPa, 126kPa, 1.7V, 3.6V, 2MPa, ±0.015PSI (±0.1kPa), CCLGA-10, SMD, Adhesive Mount | [40 empty] | 30000 | https://www.unikeyic.com/media/datasheet/09/c0/f988/09c0f98846162930377fee924bbbdf15.pdf | https://www.unikeyic.com/products/pressure-sensors/lps33wtr/34976257.html
M3021-000002-070BG | TE Connectivity | 2+: 59.004 6+: 54.461 12+: 50.578 | Vented Gauge Sensor 7MPa 2.5V 12V 14MPa ±1% Wire Mount 52.14mm L | [40 empty] | 42 | https://www.unikeyic.com/media/datasheet/23/76/3c9a/23/710e0fefe657658380605d7f228e8506.pdf | https://www.unikeyic.com/products/pressure-sensors/m3021-000002-070bg/11244949.html
M3021-000005-100PG | TE Connectivity | 1: 101.8558 5: 101.8558 | Exhaust type metering 689.48KPa 2.5V 12V 1.37895MPa ±1% wire mounting，threaded mounting 56.04mm(Length) | ±1% |  |  |  | Industrial Automation | M3021 |  |  | Temperature Compensated |  |  |  |  | 200PSI (1378.95kPa) |  | Not Applicable | [5 empty] | 100PSI (689.48kPa) | -20°C ~ 85°C | 0 mV ~ 100 mV (5V) |  | Analog Voltage |  | Cylinder, Threaded | Bulk | Male - 1/4" (6.35mm) NPT | Threaded |  | Vented Gauge |  |  |  | MSP300 | - | Cable | 5V | 161 | https://www.unikeyic.com/media/datasheet/23/76/3c9a/23/710e0fefe657658380605d7f228e8506.pdf | https://www.unikeyic.com/products/pressure-sensors/m3021-000005-100pg/35043009.html
M3021-000005-1K5PG | TE Connectivity | 2: 94.3009 4: 92.674 7: 91.0592 | metering 0psi~1500psi ±1% wire mounting | ±1% |  |  | Industrial |  |  |  | M3021-000005-1K5PG TE Connectivity |  |  |  | - | - |  | - |  | wire mounting |  | 0psi~1500psi | -20℃~85℃ |  |  |  |  | - | [6 empty] | metering | [8 empty] | 8 | https://www.unikeyic.com/media/datasheet/1b/68/1c3d/1b681c3dd0ce9957b88fe6e3eb76c941.pdf | https://www.unikeyic.com/products/pressure-sensors/m3021-000005-1k5pg/30761451.html
M3021-000005-500PG | TE Connectivity | 1+: 129.1621 | Vented Pressure Sensor 3.44738MPa 12V 6.89476MPa ±1% Wire Mount, Thread Mount 56.04mm L | [40 empty] | 1 | https://www.unikeyic.com/media/datasheet/23/76/3c9a/23/710e0fefe657658380605d7f228e8506.pdf | https://www.unikeyic.com/products/pressure-sensors/m3021-000005-500pg/35059654.html
M3031-000005-100PG | TE Connectivity | 1: 145.2492 5: 135.0648 10: 131.706 | Tyco Electronics, MEAS MSP300series Pressure Sensors, Maximum pressure reading100psi, Minimum pressure reading0psi | ±1% |  |  |  | Industrial Automation | M3031 |  |  | Amplified Output, Temperature Compensated |  |  |  |  | 200PSI (1378.95kPa) |  | Not Applicable | [5 empty] | 100PSI (689.48kPa) | -20°C ~ 85°C | 0.5 V ~ 4.5 V |  | Analog Voltage |  | Cylinder | Bulk | Male - 1/4" (6.35mm) NPT | Threaded |  | Vented Gauge |  | 206884 |  | MSP300 | - | Cable | 4.75V ~ 5.25V | 53 | https://www.unikeyic.com/media/datasheet/23/76/3c9a/23/710e0fefe657658380605d7f228e8506.pdf | https://www.unikeyic.com/products/pressure-sensors/m3031-000005-100pg/11220285.html
M3031-000005-600PG | TE Connectivity | 2: 120.2224 3: 118.1462 6: 116.0701 11: 114.0061 | Thick Film Resistors - SMD PRESS XDCR | - | [10 empty] | - | - |  | - |  | PCBinstall, SMD mount |  | - | [5 empty] | - | [6 empty] | - | [8 empty] | 45 | https://www.unikeyic.com/media/about_us/Unikey_ISO_9001_Certification.pdf | https://www.unikeyic.com/products/pressure-sensors/m3031-000005-600pg/11461491.html
M3041-000002-05KPG | TE Connectivity | 1: 135.4474 120: 135.4474 | metering 0psi~5000psi 8V 30V | [15 empty] | Not Applicable | [12 empty] | Bulk | [5 empty] | 13916959 |  | * |  |  |  | 2 | https://www.unikeyic.com/media/datasheet/1b/68/1c3d/1b681c3dd0ce9957b88fe6e3eb76c941.pdf | https://www.unikeyic.com/products/pressure-sensors/m3041-000002-05kpg/35047268.html
M3041-000005-100PG | TE Connectivity | 1: 152.9928 5: 142.344 10: 138.3048 25: 131.4252 40: 128.358 | Exhaust type metering 689.48KPa 10V 30V 13.78951MPa ±1% wire mounting | ±1% |  |  |  | Industrial Automation | M3041 |  |  | Amplified Output, Temperature Compensated |  |  |  |  | 2000PSI (13789.51kPa) |  | Not Applicable | [5 empty] | 100PSI (689.48kPa) | -20°C ~ 85°C | 1 V ~ 5 V |  | Analog Voltage |  | Cylinder | Bulk | Male - 1/4" (6.35mm) NPT | Threaded |  | Vented Gauge |  | 206916 |  | MSP300 | - | Cable | 10V ~ 30V | 122 | https://www.unikeyic.com/media/datasheet/23/76/3c9a/23/710e0fefe657658380605d7f228e8506.pdf | https://www.unikeyic.com/products/pressure-sensors/m3041-000005-100pg/10928563.html
M3051-000005-01KPG | TE Connectivity | 1: 204.9192 5: 172.8648 10: 160.6608 25: 145.854 40: 144.5796 | Exhaust type metering Analog Current 6.89476MPa 9V 30V 13.78951MPa ±1% wire mounting | ±1% |  |  | Industrial |  |  |  | M3051-000005-01KPG TE Connectivity |  |  |  | 30V | 13.78951MPa |  | 9V |  | wire mounting |  | 6.89476MPa | -20℃~85℃ |  |  |  |  | Analog Current | [6 empty] | Exhaust metering |  | On sale |  | bulk |  |  |  |  | 79 | https://www.unikeyic.com/media/datasheet/23/76/3c9a/23/710e0fefe657658380605d7f228e8506.pdf | https://www.unikeyic.com/products/pressure-sensors/m3051-000005-01kpg/11199439.html
M3051-000005-100PG | TE Connectivity | 1: 147.312 5: 141.8796 10: 139.0392 25: 136.404 | Exhaust type metering Analog Current 689.48KPa 9V 30V 1.37895MPa ±1% wire mounting，threaded mounting | ±1% |  |  |  | Industrial Automation | M3051 |  |  | Amplified Output, Temperature Compensated |  |  |  |  | 200PSI (1378.95kPa) |  | Not Applicable | [5 empty] | 100PSI (689.48kPa) | -20°C ~ 85°C | 4 mA ~ 20 mA |  | Analog Current |  | Cylinder, Threaded | Bulk | Male - 1/4" (6.35mm) NPT | Threaded |  | Vented Gauge |  |  |  | MSP300 | - | Cable | 9V ~ 30V | 116 | https://www.unikeyic.com/media/datasheet/23/76/3c9a/23/710e0fefe657658380605d7f228e8506.pdf | https://www.unikeyic.com/products/pressure-sensors/m3051-000005-100pg/35041925.html
M3051-000005-250PG | TE Connectivity | 1+: 125.048 3+: 122.892 5+: 120.736 9+: 118.58 120+: 107.8 | Vented, Analog Current, 1.72369MPa, 9V, 30V, 3.44738MPa, ±1%, Wire Mount, Threaded Mount, 56.04mm L | [40 empty] | 145 | https://www.unikeyic.com/media/datasheet/23/76/3c9a/23/710e0fefe657658380605d7f228e8506.pdf | https://www.unikeyic.com/products/pressure-sensors/m3051-000005-250pg/35069672.html
M3051-000005-700BG | TE Connectivity | 1+: 146.9695 | Metering 0bar~700bar 9V 30V | [40 empty] | 4 |  | https://www.unikeyic.com/products/pressure-sensors/m3051-000005-700bg/33167.html
M3051-00000W-250BG | TE Connectivity | 1+: 146.9695 | Thick Film Resistors - SMD MSP-300 | [40 empty] | 3 |  | https://www.unikeyic.com/products/pressure-sensors/m3051-00000w-250bg/28823159.html
M3234-000005-100PG | TE Connectivity | 1+: 83.8022 5+: 83.8022 10+: 82.2785 25+: 82.2785 | Vented Gauge 0psi~100psi 2.7V 5V 689.48kPa ±0.25% Thread Mount | [40 empty] | 17 | https://www.unikeyic.com/media/datasheet/32/9a/0a1f/329a0a1f36f2c411fe579703af8761a8.pdf | https://www.unikeyic.com/products/pressure-sensors/m3234-000005-100pg/11243560.html
M3239-000005-150PG | TE Connectivity | 1: 98.1617 5: 95.1555 |  | - | [10 empty] | - | - |  | - |  |  |  | - | [5 empty] | - | [6 empty] | - |  | On sale |  | boxed |  |  |  |  | 27 | https://www.unikeyic.com/media/about_us/Unikey_ISO_9001_Certification.pdf | https://www.unikeyic.com/products/pressure-sensors/m3239-000005-150pg/11062622.html
M323M-000004-017BG | TE Connectivity | 1: 113.1948 5: 104.9134 10: 101.8364 25: 98.1582 50: 95.6433 100: 93.3366 | Exhaust type metering 4.75V 5.25V 1700Kpa ±0.25% wire mounting，threaded mounting | ±0.25% | [7 empty] | Amplified Output, Temperature Compensated |  |  |  |  | 493PSI (3400kPa) |  | 1 (Unlimited) | [5 empty] | 246.56PSI (1700kPa) | -40°C ~ 125°C | 0.5 V ~ 4.5 V |  | Analog Voltage |  | Cylinder, Threaded | Box | Male - 7/16" (0.44mm) UNF | Threaded |  | Vented Gauge |  | 12620253 |  | M3200 | - | Cable/Wire Leads | 4.75V ~ 5.25V | 41 | https://www.unikeyic.com/media/datasheet/88/1a/af64/881aaf64a112342eb1e871aa25d64943.pdf | https://www.unikeyic.com/products/pressure-sensors/m323m-000004-017bg/35017407.html
M3256-00000E-020BG | TE Connectivity | 4: 35.838 20: 34.408 35: 33.022 90: 31.702 | Exhaust type metering Analog Current 0bar~20bar 9V 30V 2000Kpa ±0.25% threaded mounting | ±0.25% | [7 empty] | Amplified Output, Temperature Compensated |  |  |  |  | 580PSI (4000kPa) |  | 1 (Unlimited) | [5 empty] | 290.08PSI (2000kPa) | -40°C ~ 125°C | 4 mA ~ 20 mA |  | Analog Current |  | Cylinder, Threaded | Box | Male - 1/4" (6.35mm) BSPT | Threaded |  | Vented Gauge |  | 12617519 |  | M3200 | - | Connector | 9V ~ 30V | 196 | https://www.unikeyic.com/media/datasheet/58/24/2beb/58242bebe6b16d76d4a6c21b64795960.pdf | https://www.unikeyic.com/products/pressure-sensors/m3256-00000e-020bg/34962477.html
M325M-000005-100PG | TE Connectivity | 10: 96.0725 30: 91.9577 50: 90.229 100: 88.0538 | Exhaust type metering Analog Current 0psi~100psi 9V 30V 689.48Kpa ±0.25% wire mounting，threaded mounting | ±0.25% | [7 empty] | Amplified Output, Temperature Compensated |  |  |  |  | 200PSI (1378.95kPa) |  | 1 (Unlimited) | [5 empty] | 100PSI (689.48kPa) | -40°C ~ 125°C | 4 mA ~ 20 mA |  | Analog Current |  | Cylinder, Threaded | Box | Male - 1/4" (6.35mm) NPT | Threaded |  | Vented Gauge |  | 12617504 |  | M3200 | - | Cable/Wire Leads | 9V ~ 30V | 271 | https://www.unikeyic.com/media/datasheet/35/f6/1bf4/35f61bf46a24670e4b6ab3aadde13af2.pdf | https://www.unikeyic.com/products/pressure-sensors/m325m-000005-100pg/11000415.html
M325M-000005-250PG | TE Connectivity | 1: 106.8496 5: 99.0307 10: 96.126 25: 92.6533 50: 90.2793 100: 88.1028 | Exhaust type metering Analog Current 9V 30V 1723.69Kpa ±0.25% wire mounting，threaded mounting | ±0.25% | [7 empty] | Amplified Output, Temperature Compensated |  |  |  |  | 500PSI (3447.38kPa) |  | 1 (Unlimited) | [5 empty] | 250PSI (1723.69kPa) | -40°C ~ 125°C | 4 mA ~ 20 mA |  | Analog Current |  | Cylinder, Threaded | Box | Male - 1/4" (6.35mm) NPT | Threaded |  | Vented Gauge |  | 12617501 |  | M3200 | - | Cable/Wire Leads | 9V ~ 30V | 35 | https://www.unikeyic.com/media/datasheet/8c/c9/ac02/8cc9ac025fa14e2398de641695505778.pdf | https://www.unikeyic.com/products/pressure-sensors/m325m-000005-250pg/10891554.html
M325M-00000P-250PG | TE Connectivity | 1+: 89.9054 5+: 89.9054 10+: 88.2708 25+: 88.2708 50+: 88.2708 100+: 88.2708 500+: 88.2708 | Vented Pressure Sensor Analog Current 9V-30V 1723.69kPa ±0.25% Wire Mount, Thread Mount | [40 empty] | 10 | https://www.unikeyic.com/media/datasheet/9f/8e/b190/9f8eb1902976a3d45077077e56e08c33.pdf | https://www.unikeyic.com/products/pressure-sensors/m325m-00000p-250pg/35051858.html
M32JM-00000E-010BG | TE Connectivity | 1+: 85.717 | Sensor I²C 0bar~10bar 2.7V 5V ±0.25% Wire Mount, Threaded Mount | [40 empty] | 6 | https://www.unikeyic.com/media/datasheet/1e/d0/1b74/1ed01b747ba04916799b10657994cfee.pdf | https://www.unikeyic.com/products/pressure-sensors/m32jm-00000e-010bg/11150180.html
M32JM-000105-100PG | TE Connectivity | 2: 94.072 20: 94.072 40: 83.006 | Vented Pressure Sensor, I²C, 0psi~100psi, 2.7V~5V, ±0.25%, Wire Mount, Thread Mount | ±0.25% |  |  |  | Industrial Automation | M32JM |  |  | Amplified Output, Temperature Compensated |  |  |  |  | 200PSI (1378.95kPa) |  | 1 (Unlimited) | [5 empty] | 100PSI (689.48kPa) | -40°C ~ 125°C | 14 b |  | I²C |  | Cylinder, Threaded | Bulk | Male - 1/4" (6.35mm) NPT | Threaded |  | Vented Gauge |  | 9695477 |  | M3200 | - | Cable | 2.7V ~ 5V | 100 | https://www.unikeyic.com/media/datasheet/4b/3e/45bc/4b3e45bc569003d21965dfec828a433f.pdf | https://www.unikeyic.com/products/pressure-sensors/m32jm-000105-100pg/10885199.html
M3444-000004-500PG | TE Connectivity | 1+: 131.6351 120+: 131.6351 | Meter 0psi~500psi 10V 30V PCB Mount, SMD | [40 empty] | 5 | https://www.unikeyic.com/media/datasheet/9d/c4/bbcd/9d/6fc524cb7de2e36d13e41c989fbb48fa.pdf | https://www.unikeyic.com/products/pressure-sensors/m3444-000004-500pg/595495431.html
M5134-00000Q-010BG | TE Connectivity | 1: 845.8911 2: 813.3526 5: 782.0768 | metering 0bar~10bar 4.75V 5.25V ±0.25% | ±0.25% |  |  | Industrial | [7 empty] | 5.25V | - |  | 4.75V |  |  |  | 0bar~10bar | -40℃~125℃ |  |  |  |  | - | [6 empty] | metering | [8 empty] | 5 | https://www.unikeyic.com/media/about_us/Unikey_ISO_9001_Certification.pdf | https://www.unikeyic.com/products/pressure-sensors/m5134-00000q-010bg/11105941.html
M5135-000004-05KPG | TE Connectivity | 1+: 852.3865 2+: 819.6053 5+: 788.0866 | Gauge Pressure Sensor 0psi~5000psi 4.75V-5.25V ±0.25% | [40 empty] | 9 | https://www.unikeyic.com/media/datasheet/b0/5a/00ec/b0/dedf6df8dba8c7f2439766ad2b6f5bc0.pdf | https://www.unikeyic.com/products/pressure-sensors/m5135-000004-05kpg/35037536.html
M5141-000005-05KPG | TE Connectivity | 1+: 556.6507 | Vented Gauge Pressure Sensor, 34.47379MPa, 8V, 30V, 68.94757MPa, ±1%, Wire Mount, 66.3mm L | [40 empty] | 2 | https://www.unikeyic.com/media/datasheet/c3/71/3cc3/c3/15a8d23909aff7568eb0b5a35429111a.pdf | https://www.unikeyic.com/products/pressure-sensors/m5141-000005-05kpg/11199419.html
M5141-000005-500PG | TE Connectivity | 1+: 547.047 3+: 526.0184 7+: 505.779 | Vented Gauge Sensor, 3.44738MPa, 8V, 30V, 6.89476MPa, ±1%, Wire Mount, 66.3mm L | [40 empty] | 12 | https://www.unikeyic.com/media/datasheet/c3/71/3cc3/c3/15a8d23909aff7568eb0b5a35429111a.pdf | https://www.unikeyic.com/products/pressure-sensors/m5141-000005-500pg/11178364.html
M5144-000004-01KPG | TE Connectivity | 1+: 526.6255 | Vented Gauge Pressure Sensor, 6.89476MPa 8V 30V 13.78951MPa ±1% | [40 empty] | 2 | https://www.unikeyic.com/media/datasheet/c3/71/3cc3/c3/15a8d23909aff7568eb0b5a35429111a.pdf | https://www.unikeyic.com/products/pressure-sensors/m5144-000004-01kpg/11244971.html
M5146-000005-050PG | TE Connectivity | 1+: 600.8327 3+: 577.7279 | Gauge Pressure Sensor 0psi~50psi 8V-30V ±0.25% PCB Mount, SMD | [40 empty] | 3 | https://www.unikeyic.com/media/datasheet/b0/5a/00ec/b0/dedf6df8dba8c7f2439766ad2b6f5bc0.pdf | https://www.unikeyic.com/products/pressure-sensors/m5146-000005-050pg/35058906.html
M5151-000005-100PG | TE Connectivity | 1+: 435.9427 | Vented Gauge Analog Current 689.48kPa 9V 30V 1.37895MPa ±1% Wire Mount 66.3mm L | [40 empty] | 1 | https://www.unikeyic.com/media/datasheet/c3/71/3cc3/c3/15a8d23909aff7568eb0b5a35429111a.pdf | https://www.unikeyic.com/products/pressure-sensors/m5151-000005-100pg/35007550.html
M5151-000005-500PG | TE Connectivity | 1: 431.6447 | Exhaust type metering Analog Current 0psi~500psi 9V 30V ±1% wire mounting 66.3mm(Length) | ±1% |  |  | Industrial |  |  |  | M5151-000005-500PG TE Connectivity |  |  | 66.3mm(Length) | 30V | - |  | 9V |  | wire mounting |  | 0psi~500psi | -40℃~125℃ |  |  |  |  | Analog Current | [6 empty] | Exhaust metering |  | Stop production |  | boxed |  |  |  |  | 1 | https://www.unikeyic.com/media/datasheet/c3/71/3cc3/c3/15a8d23909aff7568eb0b5a35429111a.pdf | https://www.unikeyic.com/products/pressure-sensors/m5151-000005-500pg/35068770.html
M5166-00000P-03KPG | TE Connectivity | 2+: 102.014 | Gauge Pressure Sensor, 0psi~3000psi, 8V~30V, ±0.25% | [40 empty] | 2 | https://www.unikeyic.com/media/datasheet/b0/5a/00ec/b0/dedf6df8dba8c7f2439766ad2b6f5bc0.pdf | https://www.unikeyic.com/products/pressure-sensors/m5166-00000p-03kpg/10941866.html
M5231-000005-05KPG | TE Connectivity | 1+: 176.8552 40+: 176.8552 | Pressure Sensor, 34.47379MPa, 9.8KPa, ±0.25%, Wire Mount | [40 empty] | 1 | https://www.unikeyic.com/media/datasheet/d1/36/022f/d1/cff0d0ed0869bf1909422914f909a9a0.pdf | https://www.unikeyic.com/products/pressure-sensors/m5231-000005-05kpg/11033402.html
M5241-000005-03KPG | TE Connectivity | 10: 195.1684 | Exhaust type metering 20.68427MPa 8V 30V 41.36854MPa ±0.25% wire mounting | ±0.25% |  |  |  | Industrial Automation | M5241 |  |  | Temperature Compensated |  |  |  |  | 6000PSI (41368.54kPa) |  | Not Applicable | [5 empty] | 3000PSI (20684.27kPa) | -40°C ~ 125°C | 1 V ~ 5 V |  | Analog Voltage |  | Cylinder | Box | Male - 1/4" (6.35mm) NPT | Threaded |  | Vented Gauge |  |  |  | M5200 | - | Cable | 8V ~ 30V | 38 | https://www.unikeyic.com/media/datasheet/74/28/2e87/74282e87bbd1ab4ec2612945db1acbfb.pdf | https://www.unikeyic.com/products/pressure-sensors/m5241-000005-03kpg/11128685.html
M5241-020005-05KPG | TE Connectivity | 1+: 175.902 40+: 175.902 | Thick Film Resistors - SMD PRESS XDCR M5241-020005-05KPG | [40 empty] | 2 | https://www.unikeyic.com/media/datasheet/52/be/0816/52be081630ad6a59d6b0d732bffd9c96.pdf | https://www.unikeyic.com/products/pressure-sensors/m5241-020005-05kpg/11283154.html
M5244-000002-350BG | TE Connectivity | 10: 173.1414 40: 164.7212 | From MEAS Microfused Series of M5200 Pressure sensors feature a modular design，Provides extreme flexibility for different configurations。 | ±0.25% |  |  |  | Industrial Automation | M5244 |  |  | Temperature Compensated |  |  |  |  | 10152.64PSI (70000kPa) |  | Not Applicable | [5 empty] | 5076.32PSI (35000kPa) | -40°C ~ 125°C | 1 V ~ 5 V |  | Analog Voltage |  | Cylinder | Box | Male - 1/4" (6.35mm) BSPP | Threaded |  | Vented Gauge |  | 5277342 |  | M5200 | - | Connector | 8V ~ 30V | 14 | https://www.unikeyic.com/media/datasheet/3e/da/c961/3edac961f258ba21e742a1fddc36475c.pdf | https://www.unikeyic.com/products/pressure-sensors/m5244-000002-350bg/36109.html
M5251-000005-100PG | TE Connectivity | 1+: 175.902 40+: 175.902 | Vented Gauge Analog Current Sensor 689.48kPa 9V 30V 1.37895MPa ±0.25% Wire Mount | [40 empty] | 1 | https://www.unikeyic.com/media/datasheet/d1/36/022f/d1/cff0d0ed0869bf1909422914f909a9a0.pdf | https://www.unikeyic.com/products/pressure-sensors/m5251-000005-100pg/35022585.html
M5256-00000E-006BG | TE Connectivity | 1: 387.1142 5: 344.1553 10: 322.5851 20: 311.8302 | Tyco Electronics, MEAS M5200series Pressure Sensors, Maximum pressure reading6bar, Minimum pressure reading0bar | ±0.25% |  |  |  | Industrial Automation |  |  |  | Temperature Compensated |  |  |  |  | 1740.45PSI (12000kPa) | [7 empty] | 87.02PSI (600kPa) | -40°C ~ 125°C | 4 ~ 20 mA |  | Analog Current |  | Cylinder, Threaded | Box | Male - 1/4" (6.35mm) BSPT | Threaded |  | Gauge |  | 17101672 |  | M5200 | - | Connector | 9V ~ 30V | 2 | https://www.unikeyic.com/media/about_us/Unikey_ISO_9001_Certification.pdf | https://www.unikeyic.com/products/pressure-sensors/m5256-00000e-006bg/245255356.html
M5256-00000E-016BG | TE Connectivity | 5: 344.1553 10: 322.5851 20: 311.8302 | Tyco Electronics, MEAS M5200series Pressure Sensors, Maximum pressure reading16bar, Minimum pressure reading0bar | ±0.25 % |  |  | Industrial | [7 empty] | 30V | 16Pa |  | 9V |  |  |  | - | -40℃~125℃ |  |  |  |  | - | [6 empty] | Gauge pressure | [8 empty] | 6 | https://www.unikeyic.com/media/about_us/Unikey_ISO_9001_Certification.pdf | https://www.unikeyic.com/products/pressure-sensors/m5256-00000e-016bg/25580883.html
M5600-00000E-070BG | TE Connectivity | 1+: 238.931 2+: 234.806 3+: 230.692 5+: 226.578 | Vented Pressure Sensor Bluetooth 7MPa 2.3V-3.6V 14MPa ±0.25% Thread Mount 69.75mm L | [40 empty] | 8 | https://www.unikeyic.com/media/datasheet/f9/c8/7045/f9c870457793675a7f1f090e2b0ab318.pdf | https://www.unikeyic.com/products/pressure-sensors/m5600-00000e-070bg/35015762.html
M5852-000005-500PG | TE Connectivity | 1+: 180.51 2+: 173.283 7+: 166.353 18+: 159.698 | Analog Current Sensor 3.44738MPa 12V-30V ±0.25% Wire Mount | [40 empty] | 25 | https://www.unikeyic.com/media/datasheet/86/81/81ed/86/c6400b35557c4350e827e3ca79c3aedf.pdf | https://www.unikeyic.com/products/pressure-sensors/m5852-000005-500pg/11176851.html
M7139-05KPG-500000 | TE Connectivity | 1: 157.4748 5: 144.1692 10: 139.5144 25: 138.4884 50: 138.4776 | Exhaust type metering 34.47379MPa 4.75V 5.25V 68.94757MPa ±0.25% 27.47mm(width)*23.8mm(height) | ±0.25% |  |  |  | Industrial Automation | M7139 |  |  | Temperature Compensated |  |  |  |  | 10000PSI (68947.57kPa) |  | 1 (Unlimited) | [5 empty] | 5000PSI (34473.79kPa) | -40°C ~ 125°C | 0.5 V ~ 4.5 V |  | Analog Voltage |  | Cylinder | Box | Male - 1/4" (6.35mm) NPT | Threaded |  | Vented Gauge |  |  |  | M7100 | - | Connector | 4.75V ~ 5.25V | 49 | https://www.unikeyic.com/media/datasheet/72/cb/2107/72cb21074da1ab98c2fdde60a8f728b2.pdf | https://www.unikeyic.com/products/pressure-sensors/m7139-05kpg-500000/35018476.html
MG1-5000-A-9V-R | Amphenol | 1: 132.2244 5: 124.74 | Vented Gauge Wheatstone Bridge ±1% | ±1% |  |  |  | Industrial Automation |  |  |  | Temperature Compensated |  |  |  |  | 15000PSI (103421.36kPa) |  | 1 (Unlimited) | [5 empty] | 5000PSI (34473.79kPa) | -10°C ~ 60°C | LCD Display |  | Wheatstone Bridge |  | Module Box with Display | Box | Male - 1/4" (6.35mm) NPT | Threaded |  | Vented Gauge |  | 1665920 |  | MG1-9V | MediaGauge | - | 9V | 114 | https://www.unikeyic.com/media/pdf/HTMLDatasheet/amphenol/e6/c4/efb4/mg1-100-a-9v-r/2025/11/mg1-5000-a-9v-r.pdf | https://www.unikeyic.com/products/pressure-sensors/mg1-5000-a-9v-r/35038796.html
MHR00600MBPNNAAA01 | Honeywell | 5: 26.939 11: 26.444 | metering SPST-NO 275.8KPa，3.4474MPa 4.13685MPa ±2% | ±2% |  |  |  | Industrial Automation | MHR00600 |  |  | - |  |  |  |  | 600PSI (4136.85kPa) |  | 1 (Unlimited) | [5 empty] | 40PSI ~ 500PSI (275.8kPa ~ 3447.4kPa) | -40°C ~ 120°C | - |  | SPST-NO |  | Cylinder, Metal | Box | Male - 1/8" (3.18mm) NPT | - |  | Gauge |  | 7389877 |  | MH | - | Spade Terminal | - | 19 | https://www.unikeyic.com/media/datasheet/37/e5/f50d/37/aa6d8cc2bb05369f1df46ac204bd0b7b.pdf | https://www.unikeyic.com/products/pressure-sensors/mhr00600mbpnnaaa01/35053879.html
MHR00700BBPNNYAA01 | Honeywell | 2+: 55.748 5+: 54.725 10+: 53.691 20+: 52.657 | Sealed Gauge Pressure Switch, SPST-NO, 275.8kPa, 3.4474MPa, 4.13685MPa, ±2%, Wire Mount | [40 empty] | 21 | https://www.unikeyic.com/media/datasheet/37/e5/f50d/37/aa6d8cc2bb05369f1df46ac204bd0b7b.pdf | https://www.unikeyic.com/products/pressure-sensors/mhr00700bbpnnyaa01/11265072.html
MIPAF1XX010BAAAX | Honeywell | 3: 47.531 6: 46.651 12: 45.771 24: 44.891 | absolute 0bar~10bar 4.75V 5.25V ±0.15% | [28 empty] | Bulk | [5 empty] | 18853197 |  | * |  |  |  | 71 | https://www.unikeyic.com/media/about_us/Unikey_ISO_9001_Certification.pdf | https://www.unikeyic.com/products/pressure-sensors/mipaf1xx010baaax/35045952.html
MIPAF1XX020BSAAX | Honeywell | 3: 47.531 6: 46.651 12: 45.771 24: 44.891 85: 44.011 | Sealing metering 0bar~20bar 4.75V 5.25V ±0.15% | ±0.15% |  |  | Industrial | [7 empty] | 5.25V | - |  | 4.75V |  |  |  | 0bar~20bar | -40℃~125℃ |  |  |  |  | - | [6 empty] | Sealing metering | [8 empty] | 108 | https://www.unikeyic.com/media/about_us/Unikey_ISO_9001_Certification.pdf | https://www.unikeyic.com/products/pressure-sensors/mipaf1xx020bsaax/35011604.html
MIPAF1XX042BSAAX | Honeywell | 1: 86.9508 | Sealing metering 0bar~42bar 4.75V 5.25V ±0.15% | ±0.15% |  |  | Industrial | [7 empty] | 5.25V | - |  | 4.75V |  |  |  | 0bar~42bar | -40℃~125℃ |  |  |  |  | - | [6 empty] | Sealing metering | [8 empty] | 49 | https://www.unikeyic.com/media/about_us/Unikey_ISO_9001_Certification.pdf | https://www.unikeyic.com/products/pressure-sensors/mipaf1xx042bsaax/10944440.html
MIPAF1XX046BSAAX | Honeywell | 1: 86.9508 | Sealing metering 0bar~46bar 4.75V 5.25V ±0.15% | ±0.15% |  |  | Industrial | [7 empty] | 5.25V | - |  | 4.75V |  |  |  | 0bar~46bar | -40℃~125℃ |  |  |  |  | - | [6 empty] | Sealing metering | [8 empty] | 50 | https://www.unikeyic.com/media/about_us/Unikey_ISO_9001_Certification.pdf | https://www.unikeyic.com/products/pressure-sensors/mipaf1xx046bsaax/35044123.html
MIPAF1XX150PAAAX | Honeywell | 3+: 47.531 6+: 46.651 12+: 45.771 24+: 44.891 85+: 44.011 190+: 41.701 | Absolute 0psi~150psi 4.75V 5.25V ±0.15% | [40 empty] | 337 |  | https://www.unikeyic.com/products/pressure-sensors/mipaf1xx150paaax/11327653.html
MIPAF1XX500PAAAX | Honeywell | 3: 47.531 6: 46.651 | absolute 0psi~500psi 4.75V 5.25V ±0.15% | ±0.15% |  |  | Industrial | [7 empty] | 5.25V | - |  | 4.75V |  |  |  | 0psi~500psi | -40℃~125℃ |  |  |  |  | - | [6 empty] | absolute | [8 empty] | 6 | https://www.unikeyic.com/media/about_us/Unikey_ISO_9001_Certification.pdf | https://www.unikeyic.com/products/pressure-sensors/mipaf1xx500paaax/11097848.html
MIPAF1XX667PAAAX | Honeywell | 1+: 105.2062 5+: 105.2062 | Absolute Pressure Sensor 0psi~667psi 4.75V 5.25V ±0.15% | [40 empty] | 36 |  | https://www.unikeyic.com/products/pressure-sensors/mipaf1xx667paaax/11131558.html
MIPAF1XX667PSAAX | Honeywell | 3: 45.771 7: 44.924 13: 44.077 25: 43.23 85: 42.383 | Honeywell Pressure Sensors, Maximum pressure reading667psi, Minimum pressure reading174psi | ±0.15% |  |  |  |  | MIPAF1 |  |  | Temperature Compensated |  |  |  |  | 1740.45PSI (12000kPa) |  | 1 (Unlimited) | [5 empty] | 667PSI (4598.8kPa) | -40°C ~ 125°C | 0.5 V ~ 4.5 V |  | Analog Voltage |  | Cylinder, Threaded | Bulk | Female - 7/16" (11.11mm) UNF Schrader | Threaded |  | Sealed Gauge |  | 10671074 |  | MIP | - | Connector | 4.75V ~ 5.25V | 160 | https://www.unikeyic.com/media/datasheet/6f/1f/b018/6f/3a247b9f40cf25554972f9a5eafa35bd.pdf | https://www.unikeyic.com/products/pressure-sensors/mipaf1xx667psaax/10980577.html
MIPAG1XX004BAAAX | Honeywell | 1+: 99.8392 5+: 99.8392 10+: 98.0239 25+: 98.0239 | Absolute DC 0bar~4bar 4.75V 5.25V ±0.15% Wire Mount | [40 empty] | 67 |  | https://www.unikeyic.com/products/pressure-sensors/mipag1xx004baaax/34986621.html
MIPAG1XX010BSAAX | Honeywell | 1: 105.3342 5: 105.3342 | Sealing metering 0bar~10bar 4.75V 5.25V ±0.15% threaded mounting | ±0.15% |  |  | Industrial | [7 empty] | 5.25V | - |  | 4.75V |  | threaded mounting |  | 0bar~10bar | -40℃~125℃ |  |  |  |  | - | [6 empty] | Sealing metering | [8 empty] | 68 | https://www.unikeyic.com/media/about_us/Unikey_ISO_9001_Certification.pdf | https://www.unikeyic.com/products/pressure-sensors/mipag1xx010bsaax/34968063.html
MIPAG1XX020BSAAX | Honeywell | 1: 83.3685 5: 77.0641 10: 74.7193 25: 71.9196 85: 68.6483 | Sealing metering 0bar~20bar 4.75V 5.25V ±0.15% | ±0.15% |  |  | Industrial | [7 empty] | 5.25V | - |  | 4.75V |  |  |  | 0bar~20bar | -40℃~125℃ |  |  |  |  | - | [6 empty] | Sealing metering | [8 empty] | 76 | https://www.unikeyic.com/media/about_us/Unikey_ISO_9001_Certification.pdf | https://www.unikeyic.com/products/pressure-sensors/mipag1xx020bsaax/11037001.html
MIPAG1XX040BSCHX | Honeywell | 3+: 50.468 | Sealed Gauge, 0bar~40bar, 8V, 30V, ±0.25% | [40 empty] | 54 |  | https://www.unikeyic.com/products/pressure-sensors/mipag1xx040bschx/11180905.html
MIPAM1XX010BAAAX | Honeywell | 3+: 45.771 7+: 44.924 13+: 44.077 25+: 43.23 | Absolute Pressure Sensor, 0bar~10bar, 4.75V-5.25V, ±0.15% | [40 empty] | 32 |  | https://www.unikeyic.com/products/pressure-sensors/mipam1xx010baaax/11201843.html
MIPAN1XX200PSAAX | Honeywell | 1: 83.322 5: 77.0213 10: 74.6777 25: 71.8796 85: 68.6101 | Sealed Pressure Sensor, 0psi~200psi, 4.75V~5.25V, ±0.15% | [28 empty] | Bulk | [5 empty] | 18852931 |  | * |  |  |  | 17 | https://www.unikeyic.com/media/about_us/Unikey_ISO_9001_Certification.pdf | https://www.unikeyic.com/products/pressure-sensors/mipan1xx200psaax/34954051.html
MIPAN2XX060PAAAX | Honeywell | 1+: 85.9362 5+: 85.9362 10+: 85.9362 | Absolute 0psi~60psi 4.75V-5.25V ±0.15% | [40 empty] | 9 |  | https://www.unikeyic.com/products/pressure-sensors/mipan2xx060paaax/35063339.html
ML100PS2PG | Honeywell | 2+: 94.38 4+: 90.596 | Sealed Analog Current Sensor, 0psi~100psi, 9V-35V, 200PSI, ±0.25%, 31.16mm × 27mm × 55mm | [40 empty] | 12 | https://www.unikeyic.com/media/datasheet/16/6a/32ba/16/dbd1afc6a8e8b53527c25977ea54cd4c.pdf | https://www.unikeyic.com/products/pressure-sensors/ml100ps2pg/35029189.html
MLDX-030D-DX01-N | Amphenol | 1+: 116.4404 | Differential ±206.84kPa ±0.5% DIP-6 TH | [40 empty] | 48 |  | https://www.unikeyic.com/products/pressure-sensors/mldx-030d-dx01-n/10991354.html
MLDX-100A-DX01-N | Amphenol | 1+: 90.663 5+: 90.663 10+: 89.0146 25+: 89.0146 | Absolute Pressure Sensor, 689.48 kPa ±0.5%, DIP-6, TH | [40 empty] | 1 |  | https://www.unikeyic.com/products/pressure-sensors/mldx-100a-dx01-n/11210691.html
MLH004BGD14B | Honeywell | 2+: 80.476 4+: 78.98 7+: 77.495 14+: 75.999 | Vented Pressure Sensor, Analog Current Output, 0bar~4bar, 9.5V-30V, ±0.5%, 57.429mm × 30.988mm × 25.97mm | [40 empty] | 21 | https://www.unikeyic.com/media/datasheet/91/6d/c1be/91/64d1585330583410d9d98acd37f037ed.pdf | https://www.unikeyic.com/products/pressure-sensors/mlh004bgd14b/11205225.html
MLH006BGG01B | Honeywell | 1: 112.893 | Exhaust type metering Analog Current 600KPa 9.5V 30V 1.8MPa ±05% 66.522mm*30.988mm*25.97mm | ±05% |  |  |  | Industrial Automation | MLH006 |  |  | Amplified Output, Temperature Compensated |  |  |  |  | 261.07PSI (1800kPa) |  | 1 (Unlimited) | [5 empty] | 87.02PSI (600kPa) | -40°C ~ 125°C | 4 mA ~ 20 mA |  | Analog Current |  | Cylinder, Metal | Bulk | Male - 1/4" (6.35mm) NPT | Threaded |  | Vented Gauge |  | 3539354 |  | MLH | - |  | 9.5V ~ 30V | 12 | https://www.unikeyic.com/media/datasheet/39/4c/d098/8d/7d3eac5761aaea20aeafbb940cf773cd.pdf | https://www.unikeyic.com/products/pressure-sensors/mlh006bgg01b/11252671.html
MLH010BGB06A | Honeywell | 1+: 401.8002 | Honeywell Pressure Sensor, Max Pressure 10bar | [40 empty] | 15 | https://www.unikeyic.com/media/datasheet/39/4c/d098/8d/7d3eac5761aaea20aeafbb940cf773cd.pdf | https://www.unikeyic.com/products/pressure-sensors/mlh010bgb06a/35061630.html
MLH010BGB09A | Honeywell | 1+: 442.6663 | Vented Pressure Sensor, Analog Voltage, 1MPa-3MPa, 5V-6V, ±0.25%, 65.811mm × 30.988mm × 25.97mm | [40 empty] | 24 | https://www.unikeyic.com/media/datasheet/39/4c/d098/8d/7d3eac5761aaea20aeafbb940cf773cd.pdf | https://www.unikeyic.com/products/pressure-sensors/mlh010bgb09a/11722.html
MLH010BGT61A | Honeywell | 1+: 432.8926 | PRESSURE TRANSMITTER, RELATIVE, 10BAR; Pressure Type:Relative; Pressure Port Type:BSPP; Operating Pressure Min:-; Operating Pressure Max:10bar; Pressure Port Size:G1/4-19; Transducer Connection / Term 70AC5089 | [40 empty] | 24 |  | https://www.unikeyic.com/products/pressure-sensors/mlh010bgt61a/35034599.html
MLH010BSB06E | Honeywell | 4+: 32.956 | Sealed Metering 1MPa 7V 30V 3MPa ±0.25% 62.509mm × 30.988mm × 25.97mm | [40 empty] | 16 | https://www.unikeyic.com/media/datasheet/39/4c/d098/8d/7d3eac5761aaea20aeafbb940cf773cd.pdf | https://www.unikeyic.com/products/pressure-sensors/mlh010bsb06e/34951489.html
MLH01KPSB01A | Honeywell | 1+: 230.175 2+: 225.918 3+: 221.65 5+: 217.382 25+: 213.125 | Sealed Gauge 6.89476MPa 5V 6V 13.78951MPa ±0.25% 67.589mm × 30.988mm × 25.97mm | [40 empty] | 25 | https://www.unikeyic.com/media/datasheet/39/4c/d098/8d/7d3eac5761aaea20aeafbb940cf773cd.pdf | https://www.unikeyic.com/products/pressure-sensors/mlh01kpsb01a/35064790.html
MLH025BGD14B | Honeywell | 2: 104.852 3: 100.661 | Exhaust type metering Analog Current 2.5MPa 9.5V 30V 7.5MPa ±0.25% 57.429mm*30.988mm*25.97mm | ±0.25% |  |  | Industrial |  |  |  | MLH025BGD14B Honeywell |  |  | 57.429mm*30.988mm*25.97mm | 30V | 7.5MPa |  | 9.5V |  |  |  | 2.5MPa | -40℃~125℃ |  |  |  |  | Analog Current | [6 empty] | Exhaust metering |  | On sale |  | bulk |  |  |  |  | 10 | https://www.unikeyic.com/media/datasheet/2f/81/5090/2f815090b164941d0adcb28fe4a5742a.pdf | https://www.unikeyic.com/products/pressure-sensors/mlh025bgd14b/11110045.html
MLH025BGM01B | Honeywell | 1+: 123.563 3+: 121.275 5+: 118.987 | Industrial Pressure Sensors MLH | [40 empty] | 6 |  | https://www.unikeyic.com/products/pressure-sensors/mlh025bgm01b/11050076.html
MLH025BSG01B | Honeywell | 2: 97.515 3: 95.7 6: 93.896 12: 92.092 | Sealing metering Analog Current 2.5MPa 9.5V 30V 7.5MPa ±0.25% DINRail installation 66.522mm*30.988mm*25.97mm | ±0.25% |  |  |  | Industrial Automation |  |  |  | Amplified Output, Temperature Compensated |  |  |  |  | 1087.78PSI (7500kPa) |  | 1 (Unlimited) | [5 empty] | 362.59PSI (2500kPa) | -40°C ~ 125°C | 4 mA ~ 20 mA |  | Analog Current |  | Cylinder, Metal | Bulk | Male - 1/4" (6.35mm) NPT | Threaded |  | Sealed Gauge |  | 2832276 |  | MLH | - | DIN | 9.5V ~ 30V | 16 | https://www.unikeyic.com/media/datasheet/39/4c/d098/8d/7d3eac5761aaea20aeafbb940cf773cd.pdf | https://www.unikeyic.com/products/pressure-sensors/mlh025bsg01b/11080138.html
MLH02KPSL01A | Honeywell | 1: 116.897 3: 114.73 5: 112.574 10: 110.407 | Sealing metering 13.78951MPa 5V 6V 27.57903MPa ±0.25% wire mounting 52.603mm*30.988mm*25.97mm | ±0.25% |  |  |  | Industrial Automation | MLH02 |  |  | Amplified Output, Temperature Compensated |  |  |  |  | 4000PSI (27579.03kPa) |  | 1 (Unlimited) | [5 empty] | 2000PSI (13789.51kPa) | -40°C ~ 125°C | 0.5 V ~ 4.5 V |  | Analog Voltage |  | Cylinder, Metal | Bulk | Male - 1/4" (6.35mm) NPT | Threaded |  | Sealed Gauge |  | 2832097 |  | MLH | - | Cable 1m | 5V ~ 6V | 16 | https://www.unikeyic.com/media/datasheet/39/4c/d098/8d/7d3eac5761aaea20aeafbb940cf773cd.pdf | https://www.unikeyic.com/products/pressure-sensors/mlh02kpsl01a/34990084.html
MLH02KPSP01B | Honeywell | 1: 124.883 3: 122.573 5: 120.252 9: 117.942 25: 115.632 | Sealing pressure gauge AnalogCurrent 13.78951MPa 9.5V 30V 27.57903MPa ±0.25% 52.603mm*30.988mm*25.97mm | ±0.25% |  |  |  | Industrial Automation | MLH02 |  |  | Amplified Output, Temperature Compensated |  |  |  |  | 4000PSI (27579.03kPa) |  | 1 (Unlimited) | [5 empty] | 2000PSI (13789.51kPa) | -40°C ~ 125°C | 4 mA ~ 20 mA |  | Analog Current |  | Cylinder, Metal | Bulk | Male - 1/4" (6.35mm) NPT | Threaded |  | Sealed Gauge |  |  |  | MLH | - | Flying Lead | 9.5V ~ 30V | 94 | https://www.unikeyic.com/media/datasheet/39/4c/d098/8d/7d3eac5761aaea20aeafbb940cf773cd.pdf | https://www.unikeyic.com/products/pressure-sensors/mlh02kpsp01b/35013238.html
MLH03KPSB10B | Honeywell | 2+: 80.476 4+: 78.98 7+: 77.495 | Sealed Analog Current Sensor 20.68427MPa 9.5V 30V 41.36854MPa ±0.25% 63.271mm × 30.988mm × 25.97mm | [40 empty] | 10 | https://www.unikeyic.com/media/datasheet/2f/81/5090/2f815090b164941d0adcb28fe4a5742a.pdf | https://www.unikeyic.com/products/pressure-sensors/mlh03kpsb10b/35043381.html
MLH03KPSL01B | Honeywell | 1: 239.085 2: 234.652 3: 230.23 5: 225.808 | Sealing pressure gauge AnalogCurrent 20.68427MPa 9.5V 30V 41.36854MPa ±0.25% wire mounting 52.603mm*30.988mm*25.97mm | ±0.25% |  |  |  | Industrial Automation | MLH03K |  |  | Amplified Output, Temperature Compensated |  |  |  |  | 6000PSI (41368.54kPa) |  | 1 (Unlimited) | [5 empty] | 3000PSI (20684.27kPa) | -40°C ~ 125°C | 4 mA ~ 20 mA |  | Analog Current |  | Cylinder, Metal | Bulk | Male - 1/4" (6.35mm) NPT | Threaded |  | Sealed Gauge |  | 1248877 |  | MLH | - | Cable 1m | 9.5V ~ 30V | 10 | https://www.unikeyic.com/media/datasheet/39/4c/d098/8d/7d3eac5761aaea20aeafbb940cf773cd.pdf | https://www.unikeyic.com/products/pressure-sensors/mlh03kpsl01b/11085557.html
MLH040BSD14A | Honeywell | 2: 80.476 4: 78.98 7: 77.495 14: 75.999 25: 74.514 | Sealing metering 4MPa 5V 6V 8MPa ±0.25% 57.429mm*30.988mm*25.97mm | ±0.25% |  |  |  | Industrial Automation | MLH040 |  |  | Amplified Output, Temperature Compensated |  |  |  |  | 1160.3PSI (8000kPa) |  | 1 (Unlimited) | [5 empty] | 580.15PSI (4000kPa) | -40°C ~ 125°C | 0.5 V ~ 4.5 V |  | Analog Voltage |  | Cylinder, Metal | Bulk | Male - 1/4" (6.35mm) BSP | Threaded |  | Sealed Gauge |  | 2832291 |  | MLH | - | M12 | 5V ~ 6V | 74 | https://www.unikeyic.com/media/datasheet/39/4c/d098/8d/7d3eac5761aaea20aeafbb940cf773cd.pdf | https://www.unikeyic.com/products/pressure-sensors/mlh040bsd14a/35032511.html
MLH050PGP06A | Honeywell | 1: 236.115 2: 231.748 3: 227.37 5: 222.992 | Exhaust pressure gauge AnalogVoltage 344.74KPa 5V 6V 1.03421MPa ±0.5% 47.523mm*30.988mm*25.97mm | ±0.5% |  |  |  | Industrial Automation | MLH050 |  |  | Amplified Output, Temperature Compensated |  |  |  |  | 150PSI (1034.21kPa) |  | 1 (Unlimited) | [5 empty] | 50PSI (344.74kPa) | -40°C ~ 125°C | 0.5 V ~ 4.5 V |  | Analog Voltage |  | Cylinder, Metal | Bulk | Male - 1/8" (3.18mm) NPT | Threaded |  | Vented Gauge |  | 1248881 |  | MLH | - | Flying Lead | 5V ~ 6V | 10 | https://www.unikeyic.com/media/datasheet/39/4c/d098/8d/7d3eac5761aaea20aeafbb940cf773cd.pdf | https://www.unikeyic.com/products/pressure-sensors/mlh050pgp06a/10971596.html
MLH050PGT01A | Honeywell | 1: 118.47 3: 116.27 | Strain Guage Sensor Gage 0.5% 0.50-4.50V | [5 empty] | MLH050 | [9 empty] | 1 (Unlimited) | [12 empty] | Bulk | [5 empty] | 10472606 |  | * |  |  |  | 4 | https://www.unikeyic.com/media/about_us/Unikey_ISO_9001_Certification.pdf | https://www.unikeyic.com/products/pressure-sensors/mlh050pgt01a/11115662.html
MLH05KPGB01B | Honeywell | 5: 348.7812 10: 340.2975 25: 330.153 | Exhaust type metering Analog Current 34.47379MPa 9.5V 30V 51.71068MPa ±0.25% 67.589mm*30.988mm*25.97mm | ±0.25% |  |  |  | Industrial Automation | MLH05 |  |  | Amplified Output, Temperature Compensated |  |  |  |  | 7500PSI (51710.68kPa) |  | Not Applicable | [5 empty] | 5000PSI (34473.79kPa) | -40°C ~ 125°C | 4 mA ~ 20 mA |  | Analog Current |  | Cylinder, Metal | Bulk | Male - 1/4" (6.35mm) NPT | Threaded |  | Vented Gauge |  |  |  | MLH | - | Packard Metripak 150 | 9.5V ~ 30V | 173 | https://www.unikeyic.com/media/datasheet/2f/81/5090/2f815090b164941d0adcb28fe4a5742a.pdf | https://www.unikeyic.com/products/pressure-sensors/mlh05kpgb01b/35033503.html
MLH05KPSB01B | Honeywell | 1: 606.2256 5: 443.988 | Sealing metering Analog Current 34.47379MPa 9.5V 30V 51.71068MPa ±0.25% 67.589mm*30.988mm*25.97mm | ±0.25% |  |  |  | Industrial Automation | MLH05 |  |  | Amplified Output, Temperature Compensated |  |  |  |  | 7500PSI (51710.68kPa) |  | 1 (Unlimited) | [5 empty] | 5000PSI (34473.79kPa) | -40°C ~ 125°C | 4 mA ~ 20 mA |  | Analog Current |  | Cylinder, Metal | Bulk | Male - 1/4" (6.35mm) NPT | Threaded |  | Sealed Gauge |  | 1880621 |  | MLH | - | Packard Metripak 150 | 9.5V ~ 30V | 16 | https://www.unikeyic.com/media/datasheet/39/4c/d098/8d/7d3eac5761aaea20aeafbb940cf773cd.pdf | https://www.unikeyic.com/products/pressure-sensors/mlh05kpsb01b/35004377.html
MLH05KPSB01G | Honeywell | 1: 427.739 | Honeywell Pressure Sensors, Maximum pressure reading5000psi | ±0.25% |  |  |  | Industrial Automation | MLH05 |  |  | Amplified Output, Temperature Compensated |  |  |  |  | 7500PSI (51710.68kPa) |  | 1 (Unlimited) | [5 empty] | 5000PSI (34473.79kPa) | -40°C ~ 125°C | 1 V ~ 5 V |  | Analog Voltage |  | Cylinder, Metal | Bulk | Male - 1/4" (6.35mm) NPT | Threaded |  | Sealed Gauge |  |  |  | MLH | - | Packard Metripak 150 | 8V ~ 30V | 18 | https://www.unikeyic.com/media/datasheet/39/4c/d098/8d/7d3eac5761aaea20aeafbb940cf773cd.pdf | https://www.unikeyic.com/products/pressure-sensors/mlh05kpsb01g/11065900.html
MLH05KPSL06A | Honeywell | 1: 419.0536 | Sealing pressure gauge AnalogVoltage 34.47379MPa 5V 6V 51.71068MPa ±0.25% wire mounting 47.523mm*30.988mm*25.97mm | ±0.25% |  |  |  | Industrial Automation | MLH05 |  |  | Amplified Output, Temperature Compensated |  |  |  |  | 7500PSI (51710.68kPa) |  | 1 (Unlimited) | [5 empty] | 5000PSI (34473.79kPa) | -40°C ~ 125°C | 0.5 V ~ 4.5 V |  | Analog Voltage |  | Cylinder, Metal | Bulk | Male - 1/8" (3.18mm) NPT | Threaded |  | Sealed Gauge |  |  |  | MLH | - | Cable 1m | 5V ~ 6V | 7 | https://www.unikeyic.com/media/datasheet/39/4c/d098/8d/7d3eac5761aaea20aeafbb940cf773cd.pdf | https://www.unikeyic.com/products/pressure-sensors/mlh05kpsl06a/34971070.html
MLH05KPSP06C | Honeywell | 1+: 264.0718 5+: 259.2705 10+: 259.2705 25+: 259.2705 50+: 259.2705 100+: 259.2705 | Sealed Gauge 34.47379MPa 8V 30V 51.71068MPa ±0.25% 47.523mm × 30.988mm × 25.97mm | [40 empty] | 23 | https://www.unikeyic.com/media/datasheet/39/4c/d098/8d/7d3eac5761aaea20aeafbb940cf773cd.pdf | https://www.unikeyic.com/products/pressure-sensors/mlh05kpsp06c/35063582.html
MLH060BSB01B | Honeywell | 2: 98.197 3: 96.382 6: 94.567 12: 92.741 | Sealing metering Analog Current 6MPa 9.5V 30V 12MPa ±0.25% 67.589mm*30.988mm*25.97mm | ±0.25% |  |  |  | Industrial Automation | MLH060 |  |  | Amplified Output, Temperature Compensated |  |  |  |  | 1740.45PSI (12000kPa) |  | 1 (Unlimited) | [5 empty] | 870.2PSI (6000kPa) | -40°C ~ 125°C | 4 mA ~ 20 mA |  | Analog Current |  | Cylinder, Metal | Bulk | Male - 1/4" (6.35mm) NPT | Threaded |  | Sealed Gauge |  | 2832312 |  | MLH | - | Packard Metripak 150 | 9.5V ~ 30V | 21 | https://www.unikeyic.com/media/datasheet/39/4c/d098/8d/7d3eac5761aaea20aeafbb940cf773cd.pdf | https://www.unikeyic.com/products/pressure-sensors/mlh060bsb01b/11220336.html
MLH100BAP01A | Honeywell | 2: 102.432 | absolute 0bar~100bar ±0.25% | ±0.25% |  |  | Industrial |  |  |  | MLH100BAP01A Honeywell |  |  |  | - | - |  | - |  |  |  | 0bar~100bar | -40℃~125℃ |  |  |  |  | - | [6 empty] | absolute | [8 empty] | 5 | https://www.unikeyic.com/media/datasheet/64/3c/0c3b/64/9579cd7199648cee45de5569eb523c9d.pdf | https://www.unikeyic.com/products/pressure-sensors/mlh100bap01a/3543291.html
MLH100BSL14E | Honeywell | 2: 101.486 3: 99.616 6: 97.735 | Sealing metering 10MPa 7V 30V 20MPa ±0.25% 50.571mm*30.988mm*25.97mm | ±0.25% |  |  |  | Industrial Automation | MLH100 |  |  | Amplified Output, Temperature Compensated |  |  |  |  | 2900.75PSI (20000kPa) |  | 1 (Unlimited) | [5 empty] | 1450.38PSI (10000kPa) | -40°C ~ 125°C | 0.5 V ~ 4.5 V |  | Analog Voltage |  | Cylinder, Metal | Bulk | Male - 1/4" (6.35mm) BSP | Barbless |  | Sealed Gauge |  | 3539265 |  | MLH | - |  | 7V ~ 30V | 7 | https://www.unikeyic.com/media/datasheet/2f/81/5090/2f815090b164941d0adcb28fe4a5742a.pdf | https://www.unikeyic.com/products/pressure-sensors/mlh100bsl14e/35006915.html
MLH100BST63E | Honeywell | 1: 137.555 2: 135.014 | Industrial Pressure Sensors PRESSURE TRANSDUCERS | - | [10 empty] | - | - |  | - |  |  |  | - | [5 empty] | - | [6 empty] | - |  | On sale | [6 empty] | 2 | https://www.unikeyic.com/media/about_us/Unikey_ISO_9001_Certification.pdf | https://www.unikeyic.com/products/pressure-sensors/mlh100bst63e/35046153.html
MLH100PGB01B | Honeywell | 1: 116.292 3: 114.136 5: 111.991 10: 109.835 | Exhaust type metering Analog Current 689.48KPa 9.5V 30V 2.06843MPa ±0.25% 67.589mm*30.988mm*25.97mm | ±0.25% |  |  |  | Industrial Automation | MLH100 |  |  | Amplified Output, Temperature Compensated |  |  |  |  | 300PSI (2068.43kPa) |  | 1 (Unlimited) | [5 empty] | 100PSI (689.48kPa) | -40°C ~ 125°C | 4 mA ~ 20 mA |  | Analog Current |  | Cylinder, Metal | Bulk | Male - 1/4" (6.35mm) NPT | Threaded |  | Vented Gauge |  | 1248896 |  | MLH | - | Packard Metripak 150 | 9.5V ~ 30V | 15 | https://www.unikeyic.com/media/datasheet/39/4c/d098/8d/7d3eac5761aaea20aeafbb940cf773cd.pdf | https://www.unikeyic.com/products/pressure-sensors/mlh100pgb01b/11306104.html
MLH100PGL01B | Honeywell | 1+: 239.085 2+: 234.652 3+: 230.23 5+: 225.808 25+: 221.375 | Honeywell Pressure Sensor, Max Reading 100psi | [40 empty] | 124 | https://www.unikeyic.com/media/datasheet/2f/81/5090/2f815090b164941d0adcb28fe4a5742a.pdf | https://www.unikeyic.com/products/pressure-sensors/mlh100pgl01b/26687.html
MLH100PGL09B | Honeywell | 2: 107.635 | Exhaust type metering Analog Current 689.48KPa 9.5V 30V 2.06843MPa ±0.25% wire mounting 50.825mm*30.988mm*25.97mm | ±0.25% |  |  |  | Industrial Automation |  |  |  | Amplified Output, Temperature Compensated |  |  |  |  | 300PSI (2068.43kPa) |  | 1 (Unlimited) | [5 empty] | 100PSI (689.48kPa) | -40°C ~ 125°C | 4 mA ~ 20 mA |  | Analog Current |  | Cylinder, Metal | Bulk | Female - 7/16" (11.11mm) UNF Schrader | Threaded |  | Vented Gauge |  |  |  | MLH | - | Cable 1m | 9.5V ~ 30V | 2 | https://www.unikeyic.com/media/datasheet/39/4c/d098/8d/7d3eac5761aaea20aeafbb940cf773cd.pdf | https://www.unikeyic.com/products/pressure-sensors/mlh100pgl09b/11352303.html
MLH100PSB01A | Honeywell | 1: 401.8002 | Sealing pressure gauge AnalogVoltage 689.48KPa 5V 6V 2.06843MPa ±0.25% 67.589mm*30.988mm*25.97mm | ±0.25% |  |  |  | Industrial Automation | MLH100 |  |  | Amplified Output, Temperature Compensated |  |  |  |  | 300PSI (2068.43kPa) |  | 1 (Unlimited) | [5 empty] | 100PSI (689.48kPa) | -40°C ~ 125°C | 0.5 V ~ 4.5 V |  | Analog Voltage |  | Cylinder, Metal | Bulk | Male - 1/4" (6.35mm) NPT | Threaded |  | Sealed Gauge |  | 2832331 |  | MLH | - | Packard Metripak 150 | 5V ~ 6V | 11 | https://www.unikeyic.com/media/datasheet/39/4c/d098/8d/7d3eac5761aaea20aeafbb940cf773cd.pdf | https://www.unikeyic.com/products/pressure-sensors/mlh100psb01a/11092718.html
MLH100PSB01B | Honeywell | 1+: 448.3747 | Sealed Pressure Sensor, Analog Current, 689.48kPa, 9.5V-30V, 2.06843MPa, ±0.25%, 67.589mm × 30.988mm × 25.97mm | [40 empty] | 24 | https://www.unikeyic.com/media/datasheet/39/4c/d098/8d/7d3eac5761aaea20aeafbb940cf773cd.pdf | https://www.unikeyic.com/products/pressure-sensors/mlh100psb01b/10947010.html
MLH100PST06A | Honeywell | 2+: 96.492 | Sealed Pressure Sensor, Analog Voltage, 689.48kPa 2.06843MPa ±0.25%, 65.557mm × 30.988mm × 25.97mm | [40 empty] | 2 | https://www.unikeyic.com/media/datasheet/39/4c/d098/8d/7d3eac5761aaea20aeafbb940cf773cd.pdf | https://www.unikeyic.com/products/pressure-sensors/mlh100pst06a/35055938.html
MLH100PST54E | Honeywell | 2+: 86.735 4+: 83.27 14+: 79.937 | Industrial Pressure Sensors PRESSURE TRANSDUCER MLH SERIES 100 PS | [40 empty] | 24 |  | https://www.unikeyic.com/products/pressure-sensors/mlh100pst54e/34967521.html
MLH150PGB06G | Honeywell | 1+: 175.549 3+: 167.189 | Vented Pressure Gauge AnalogVoltage 1.03421MPa 8V 30V 3.10264MPa ±0.25% 62.5094mm × 30.988mm × 25.97mm | [40 empty] | 4 | https://www.unikeyic.com/media/datasheet/39/4c/d098/8d/7d3eac5761aaea20aeafbb940cf773cd.pdf | https://www.unikeyic.com/products/pressure-sensors/mlh150pgb06g/11142421.html
MLH150PGM01B | Honeywell | 1+: 123.321 3+: 121.044 5+: 118.756 | Vented Gauge Pressure Sensor, Analog Current Output, 9.5V-30V, 1.03421MPa Range, ±0.25% Accuracy, 3.10264MPa Overload, 52.603mm × 30.988mm × 25.97mm | [40 empty] | 5 | https://www.unikeyic.com/media/datasheet/39/4c/d098/8d/7d3eac5761aaea20aeafbb940cf773cd.pdf | https://www.unikeyic.com/products/pressure-sensors/mlh150pgm01b/10956882.html
MLH150PGP06B | Honeywell | 1: 116.38 3: 110.836 12: 105.798 | Exhaust pressure gauge AnalogCurrent 1.03421MPa 3.10264MPa ±0.25% 47.523mm*30.988mm*25.97mm | ±0.25% |  |  | Industrial |  |  |  | MLH150PGP06B Honeywell |  |  | 47.523mm*30.988mm*25.97mm | - | 3.10264MPa |  | - |  |  |  | 1.03421MPa | -40℃~125℃ |  |  |  |  | AnalogCurrent | [6 empty] | Exhaust pressure gauge |  | On sale | [6 empty] | 22 | https://www.unikeyic.com/media/datasheet/39/4c/d098/8d/7d3eac5761aaea20aeafbb940cf773cd.pdf | https://www.unikeyic.com/products/pressure-sensors/mlh150pgp06b/11126141.html
MLH150PSB06A | Honeywell | 1: 117.887 3: 115.698 5: 113.52 10: 111.331 | Sealing metering 1.03421MPa 5V 6V 3.10264MPa ±0.25% 62.509mm*30.988mm*25.97mm | ±0.25% |  |  | Industrial |  |  |  | MLH150PSB06A Honeywell |  |  | 62.509mm*30.988mm*25.97mm | 6V | 3.10264MPa |  | 5V |  |  |  | 1.03421MPa | -40℃~125℃ |  |  |  |  | - | [6 empty] | Sealing metering |  | On sale |  | bulk |  |  |  |  | 20 | https://www.unikeyic.com/media/datasheet/39/4c/d098/8d/7d3eac5761aaea20aeafbb940cf773cd.pdf | https://www.unikeyic.com/products/pressure-sensors/mlh150psb06a/11277923.html
MLH200PGL01B | Honeywell | 1+: 459.8023 | Vented Pressure Sensor, Analog Current Output, 1.37895MPa Min, 9.5V-30V Supply, 4.13685MPa Max, ±0.25% Accuracy, Wire Mount, 52.603mm × 30.988mm × 25.97mm | [40 empty] | 19 | https://www.unikeyic.com/media/datasheet/39/4c/d098/8d/7d3eac5761aaea20aeafbb940cf773cd.pdf | https://www.unikeyic.com/products/pressure-sensors/mlh200pgl01b/25773.html
MLH200PSB06A | Honeywell | 1+: 401.8002 | Sealed Pressure Gauge Analog Voltage 1.37895MPa 5V 6V 4.13685MPa ±0.25% 62.509mm × 30.988mm × 25.97mm | [40 empty] | 15 | https://www.unikeyic.com/media/datasheet/39/4c/d098/8d/7d3eac5761aaea20aeafbb940cf773cd.pdf | https://www.unikeyic.com/products/pressure-sensors/mlh200psb06a/11242430.html
MLH200PSCDJ1316 | Honeywell | 2: 102.443 3: 100.54 6: 98.648 | MLH200 PSI G FL12 1/4-18 NPT 0.5 | [15 empty] | 1 (Unlimited) | [12 empty] | Bulk | [7 empty] | * |  |  |  | 10 | https://www.unikeyic.com/media/datasheet/3c/b5/140f/3c/e5b5ff238b3d7490be21d7e0bb58dbc0.pdf | https://www.unikeyic.com/products/pressure-sensors/mlh200pscdj1316/10905263.html
MLH250BSB10A | Honeywell | 2: 80.476 4: 78.98 7: 77.495 14: 75.999 25: 74.514 250: 70.785 | Sealing pressure gauge AnalogVoltage 25MPa 50MPa ±0.25% 63.271mm*30.988mm*25.97mm | ±0.25% |  |  |  | Industrial Automation | MLH250 |  |  | Amplified Output, Temperature Compensated |  |  |  |  | 7251.89PSI (50000kPa) |  | 1 (Unlimited) | [5 empty] | 3625.94PSI (25000kPa) | -40°C ~ 125°C | 0.5 V ~ 4.5 V |  | Analog Voltage |  | Cylinder, Metal | Bulk | Male - 7/16" (11.11mm) UNF | Threaded |  | Sealed Gauge |  | 3539217 |  | MLH | - |  | 5V ~ 6V | 429 | https://www.unikeyic.com/media/datasheet/39/4c/d098/8d/7d3eac5761aaea20aeafbb940cf773cd.pdf | https://www.unikeyic.com/products/pressure-sensors/mlh250bsb10a/35001417.html
MLH250BSD14B | Honeywell | 2: 80.476 4: 78.98 7: 77.495 | Sealing metering Analog Current 25MPa 9.5V 30V 50MPa ±0.25% 57.429mm*30.988mm*25.97mm | ±0.25% |  |  |  | Industrial Automation |  |  |  | Amplified Output, Temperature Compensated |  |  |  |  | 7251.89PSI (50000kPa) |  | 1 (Unlimited) | [5 empty] | 3625.94PSI (25000kPa) | -40°C ~ 125°C | 4 mA ~ 20 mA |  | Analog Current |  | Cylinder, Metal | Bulk | Male - 1/4" (6.35mm) BSP | Threaded |  | Sealed Gauge |  | 2832387 |  | MLH | - | M12 | 9.5V ~ 30V | 7 | https://www.unikeyic.com/media/datasheet/39/4c/d098/8d/7d3eac5761aaea20aeafbb940cf773cd.pdf | https://www.unikeyic.com/products/pressure-sensors/mlh250bsd14b/35028728.html
MLH250PGB06A | Honeywell | 1: 230.175 2: 225.918 3: 221.65 5: 217.382 | Honeywell Pressure Sensors, Maximum pressure reading250psi | ±0.25% |  |  |  | Industrial Automation | MLH250 |  |  | Amplified Output, Temperature Compensated |  |  |  |  | 750PSI (5171.07kPa) |  | 1 (Unlimited) | [5 empty] | 250PSI (1723.69kPa) | -40°C ~ 125°C | 0.5 V ~ 4.5 V |  | Analog Voltage |  | Cylinder, Metal | Bulk | Male - 1/8" (3.18mm) NPT | Threaded |  | Vented Gauge |  |  |  | MLH | - | Connector | 5V ~ 6V | 15 | https://www.unikeyic.com/media/datasheet/39/4c/d098/8d/7d3eac5761aaea20aeafbb940cf773cd.pdf | https://www.unikeyic.com/products/pressure-sensors/mlh250pgb06a/11342055.html
MLH300PSB01C | Honeywell | 1+: 245.025 | Sealed Gauge 2.06843MPa 8V 30V 6.20528MPa ±0.25% 67.589mm × 30.988mm × 25.97mm | [40 empty] | 1 | https://www.unikeyic.com/media/datasheet/39/4c/d098/8d/7d3eac5761aaea20aeafbb940cf773cd.pdf | https://www.unikeyic.com/products/pressure-sensors/mlh300psb01c/10959527.html
MLH300PSL06A | Honeywell | 1: 114.51 | Sealing pressure gauge AnalogVoltage 2.06843MPa 6V 6.20528MPa ±0.25% wire mounting 47.523mm*30.988mm*25.97mm | ±0.25% |  |  |  | Industrial Automation | MLH300 |  |  | Amplified Output, Temperature Compensated |  |  |  |  | 900PSI (6205.28kPa) |  | 1 (Unlimited) | [5 empty] | 300PSI (2068.43kPa) | -40°C ~ 125°C | 0.5 V ~ 4.5 V |  | Analog Voltage |  | Cylinder, Metal | Bulk | Male - 1/8" (3.18mm) NPT | Threaded |  | Sealed Gauge |  | 2832437 |  | MLH | - | Cable 1m | 5V ~ 6V | 1 | https://www.unikeyic.com/media/datasheet/39/4c/d098/8d/7d3eac5761aaea20aeafbb940cf773cd.pdf | https://www.unikeyic.com/products/pressure-sensors/mlh300psl06a/11108762.html
MLH350BSG14D | Honeywell | 2: 95.887 3: 94.105 | Sealed Pressure Sensor 35MPa 14V 30V 70MPa ±0.25% DIN Rail Mount 64.49mm × 30.988mm × 25.97mm | ±0.25% |  |  |  | Industrial Automation | MLH350 |  |  | Amplified Output, Temperature Compensated |  |  |  |  | 10152.64PSI (70000kPa) |  | 1 (Unlimited) | [5 empty] | 5076.32PSI (35000kPa) | -40°C ~ 125°C | 0.25 V ~ 10.25 V |  | Analog Voltage |  | Cylinder, Metal | Bulk | Male - 1/4" (6.35mm) BSP | Threaded |  | Sealed Gauge |  | 2832449 |  | MLH | - | DIN | 14V ~ 30V | 5 | https://www.unikeyic.com/media/datasheet/2f/81/5090/2f815090b164941d0adcb28fe4a5742a.pdf | https://www.unikeyic.com/products/pressure-sensors/mlh350bsg14d/11203306.html
MLH350BSL62E | Honeywell | 1+: 152.658 | Industrial Pressure Sensors PRESSURE TRANSDUCERS | [40 empty] | 1 |  | https://www.unikeyic.com/products/pressure-sensors/mlh350bsl62e/35046768.html
MLH500BSD54E | Honeywell | 1+: 119.086 | Industrial Pressure Sensors MLH | [40 empty] | 1 |  | https://www.unikeyic.com/products/pressure-sensors/mlh500bsd54e/6807.html
MLH500PSB09A | Honeywell | 1: 230.175 2: 225.918 3: 221.65 5: 217.382 25: 213.125 | Honeywell Pressure Sensors, Maximum pressure reading500psi, Minimum pressure reading50psi | ±0.25% |  |  |  | Industrial Automation | MLH500 |  |  | Amplified Output, Temperature Compensated |  |  |  |  | 1500PSI (10342.14kPa) |  | 1 (Unlimited) | [5 empty] | 500PSI (3447.38kPa) | -40°C ~ 125°C | 0.5 V ~ 4.5 V |  | Analog Voltage |  | Cylinder, Metal | Bulk | Female - 7/16" (11.11mm) UNF Schrader | Threaded |  | Sealed Gauge |  | 1248944 |  | MLH | - | Packard Metripak 150 | 5V ~ 6V | 27 | https://www.unikeyic.com/media/datasheet/39/4c/d098/8d/7d3eac5761aaea20aeafbb940cf773cd.pdf | https://www.unikeyic.com/products/pressure-sensors/mlh500psb09a/11132780.html
MLV-005DE1BDN | Amphenol | 1+: 68.7257 5+: 67.4984 10+: 66.2712 25+: 66.2712 | Absolute Pressure Sensor ±5psi DIP-8 TH | [40 empty] | 1 | https://www.unikeyic.com/media/datasheet/ce/9a/251d/ce/6638110b5f0f4ff3124cc9f39b3e9996.pdf | https://www.unikeyic.com/products/pressure-sensors/mlv-005de1bdn/11032282.html
MLV-015AE1BDN | Amphenol | 1: 65.6837 5: 64.5108 10: 63.3379 50: 63.3379 | Absolute, 0psi~15psi, DIP-8, TH | - |  |  | Industrial |  |  |  | MLV-015AE1BDN Amphenol |  |  |  | - | - |  | - |  | Through hole mounting |  | 0psi~15psi | -25℃~85℃ |  |  |  |  | - |  | DIP-8 |  |  |  |  | absolute | [8 empty] | 9 | https://www.unikeyic.com/media/datasheet/ce/9a/251d/ce/6638110b5f0f4ff3124cc9f39b3e9996.pdf | https://www.unikeyic.com/products/pressure-sensors/mlv-015ae1bdn/34999704.html
MLV-L01D-E1ND-N | Amphenol | 1: 116.9401 | Board Mount Pressure Sensor -1inH2O to 1inH2O Differential Medical 8-Pin DIP | - | [6 empty] | MLV-L01D-E1ND-N Amphenol |  |  |  | - | - |  | - |  |  |  | - | [5 empty] | - |  | DIP |  |  |  |  | - | [8 empty] | 1 | https://www.unikeyic.com/media/datasheet/ce/9a/251d/ce/6638110b5f0f4ff3124cc9f39b3e9996.pdf | https://www.unikeyic.com/products/pressure-sensors/mlv-l01d-e1nd-n/35048976.html
MLV-L02D-E1NS-N | Amphenol | 1+: 80.6761 5+: 79.2354 10+: 79.2354 | Differential Analog Sensor ±0.5kPa ±0.25% SIP-4 | [40 empty] | 7 | https://www.unikeyic.com/media/datasheet/ce/9a/251d/ce/6638110b5f0f4ff3124cc9f39b3e9996.pdf | https://www.unikeyic.com/products/pressure-sensors/mlv-l02d-e1ns-n/11216336.html
MLV-L05D-E1NJ-N | Amphenol | 1+: 83.1531 5+: 81.6682 10+: 80.1833 25+: 80.1833 | Board Mount Pressure Sensor -5inH2O to 5inH2O Differential Medical 8-Pin DIP SMD | [40 empty] | 8 | https://www.unikeyic.com/media/datasheet/ce/9a/251d/ce/6638110b5f0f4ff3124cc9f39b3e9996.pdf | https://www.unikeyic.com/products/pressure-sensors/mlv-l05d-e1nj-n/34962410.html
MLV-L10D-E1ND-N | Amphenol | 1: 83.6848 5: 83.6848 10: 82.1633 50: 82.1633 | Board Mount Pressure Sensor -10inH2O to 10inH2O Differential Medical 8-Pin DIP | - | [6 empty] | MLV-L10D-E1ND-N Amphenol |  |  |  | - | - |  | - |  |  |  | - | [5 empty] | - |  | DIP |  |  |  |  | - | [8 empty] | 4 | https://www.unikeyic.com/media/datasheet/ce/9a/251d/ce/6638110b5f0f4ff3124cc9f39b3e9996.pdf | https://www.unikeyic.com/products/pressure-sensors/mlv-l10d-e1nd-n/35009660.html
MLV-L10D-E1NJ-N | Amphenol | 1: 83.6848 5: 83.6848 10: 82.1633 50: 82.1633 | Board Mount Pressure Sensor -10inH2O to 10inH2O Differential Medical 8-Pin DIP SMD | - | [6 empty] | MLV-L10D-E1NJ-N Amphenol |  |  |  | - | - |  | - |  |  |  | - | [5 empty] | - | [6 empty] | - | [8 empty] | 9 | https://www.unikeyic.com/media/datasheet/ce/9a/251d/ce/6638110b5f0f4ff3124cc9f39b3e9996.pdf | https://www.unikeyic.com/products/pressure-sensors/mlv-l10d-e1nj-n/10965134.html
MLX90817LXE-DBG-013-SP | Melexis | 1: 9.1309 5: 8.2492 10: 7.9219 40: 7.3459 | Absolute Max 4.5V 5.5V DFN-14 SMD | - |  |  |  | Board Mount | MLX90817 |  |  | Amplified Output, Temperature Compensated |  |  |  |  | - |  | 3 (168 Hours) |  | Surface Mount |  |  |  | - | -40°C ~ 150°C | - |  | Analog Voltage |  | 14-BFDFN Exposed Pad | Tray | - | No Port |  | Absolute |  | 10494478 |  | - | 14-DFN (4x5) | SMD (SMT) Tab | 4.5V ~ 5.5V | 40 | https://www.unikeyic.com/media/datasheet/1a/5a/cd97/1a5acd9773ce5fee89889eba9e31c40b.pdf | https://www.unikeyic.com/products/pressure-sensors/mlx90817lxe-dbg-013-sp/35049426.html
MLX90821LXG-DBA-008-SP | Melexis | 47: 14.8502 94: 14.3892 141: 14.1376 517: 13.4112 | 4.5V 5.5V -3.72Kpa~1.24Kpa SOIC-16-EP-300MIL | ±0.03PSI (±0.2kPa) |  |  |  | Board Mount |  |  |  | Amplified Output, Temperature Compensated |  |  |  |  | - |  | 3 (168 Hours) |  | Surface Mount |  |  |  | -0.54PSI ~ 0.18PSI (-3.72kPa ~ 1.24kPa) | -40°C ~ 150°C | 0.5V ~ 4.5V |  | Analog Voltage |  | 16-SOIC (0.295", 7.50mm Width) Exposed Pad | Tube | - | No Port |  | - |  | 16880859 |  | - | 16-SOIC | Gull Wing | 4.5V ~ 5.5V | 47 | https://www.unikeyic.com/media/about_us/Unikey_ISO_9001_Certification.pdf | https://www.unikeyic.com/products/pressure-sensors/mlx90821lxg-dba-008-sp/21017654.html
MLX90822GXP-BAA-300-SP | Melexis | 1: 18.7914 5: 17.1124 10: 16.4867 25: 15.7396 50: 15.2287 100: 14.7603 500: 13.816 | Supply Voltage 4.5V-5.5V, Range 100kPa | ±0.5% |  |  |  | Board Mount |  |  |  | Amplified Output, Temperature Compensated |  |  |  |  | - |  | 3 (168 Hours) |  | Surface Mount |  |  |  | 14.5PSI (100kPa) | -40°C ~ 160°C | 0.5 V ~ 4.5 V |  | Analog Voltage |  | SMP7 | Tube | - | No Port |  | Absolute |  |  |  | Automotive, AEC-Q100 | SMP7 | Gull Wing | 4.5V ~ 5.5V | 3 | https://www.unikeyic.com/media/about_us/Unikey_ISO_9001_Certification.pdf | https://www.unikeyic.com/products/pressure-sensors/mlx90822gxp-baa-300-sp/35065579.html
MM05KPG10HA | Honeywell | 1+: 804.947 2+: 772.75 | Meter 0psi~5000psi ±0.25% | [40 empty] | 2 |  | https://www.unikeyic.com/products/pressure-sensors/mm05kpg10ha/12695.html
MMR920C04ARE | Mitsumi Electric | 1+: 17.2272 | 3V 3.6V -3.92kPa~3.92kPa SMD-12P Adhesive Mount | [40 empty] | 459 |  | https://www.unikeyic.com/products/pressure-sensors/mmr920c04are/23653478.html
MP3H6115A6T1 | NXP Semiconductors | 25: 16.445 50: 15.87 100: 15.525 300: 15.41 500: 15.295 1,000: 15.065 5,000: 14.95 | absolute 15KPa，115KPa 2.7V 3.3V 400KPa ±1.5% SSOP-8 SMD mount，glue mount 7.57mm*7.57mm*4.17mm | ±1.5% |  |  |  | Board Mount |  |  |  | Temperature Compensated |  |  |  |  | 58.02PSI (400kPa) |  |  |  | Surface Mount |  |  |  | 2.18PSI ~ 16.68PSI (15kPa ~ 115kPa) | -40°C ~ 125°C | 0.12 V ~ 2.8 V |  | Analog Voltage |  | 8-SOIC (0.295", 7.50mm Width) | Bulk | Male - 0.13" (3.3mm) Tube | Barbless |  | Absolute |  | 13497049 |  | - | 8-SSOP | Gull Wing | 2.7V ~ 3.3V | 931 | https://www.unikeyic.com/media/datasheet/94/bb/5f01/94/c641fc135259b2ec0179f599e5a2c9b7.pdf | https://www.unikeyic.com/products/pressure-sensors/mp3h6115a6t1/34970027.html
MP3V5004GC6U | NXP Semiconductors | 25+: 14.0666 50+: 13.5748 100+: 13.2797 300+: 13.1813 500+: 13.0829 1,000+: 12.8862 5,000+: 12.7878 | Sensor Vented Gauge 3.92kPa 2.7V 3.3V 16kPa ±2.5% SOP SMD Top Mount 13.21mm H | [40 empty] | 1427 | https://www.unikeyic.com/media/datasheet/5f/14/1520/5f/832228099c42cec1f9c8164c2d933124.pdf | https://www.unikeyic.com/products/pressure-sensors/mp3v5004gc6u/34963454.html
MP3V5004GVP | NXP Semiconductors | 25: 13.9653 50: 13.477 100: 13.184 300: 13.0864 500: 12.9887 1,000: 12.7934 5,000: 12.6957 | Exhaust type metering 3.92KPa 2.7V 3.3V 16KPa ±2.5% SOP-8 SMD mount 7.62mm(height) | ±2.5% |  |  | Commercial Grade |  |  |  | MP3V5004GVP NXP Semiconductors |  |  | 7.62mm(height) | 3.3V | 16KPa |  | 2.7V |  | SMD mount |  | 3.92KPa | 0℃~85℃ |  |  |  |  | - |  | SOP-8 |  |  |  |  | Exhaust metering |  |  |  | bulk, |  |  |  |  | 162 | https://www.unikeyic.com/media/datasheet/5f/14/1520/5f/832228099c42cec1f9c8164c2d933124.pdf | https://www.unikeyic.com/products/pressure-sensors/mp3v5004gvp/34969505.html
MP3V5050GC6T1 | NXP Semiconductors | 25+: 14.8852 50+: 14.3647 100+: 14.0524 300+: 13.9483 500+: 13.8442 1,000+: 13.6361 5,000+: 13.532 | Vented Pressure Sensor Analog Voltage 50kPa 2.7V 3.3V 200kPa ±2.5% SMD Top Mount 12.96mm H | [40 empty] | 626 | https://www.unikeyic.com/media/datasheet/28/b5/522d/28/3cc0efd5358e5bcf0828766abf19ef64.pdf | https://www.unikeyic.com/products/pressure-sensors/mp3v5050gc6t1/35042175.html
MP3V5050GP | NXP Semiconductors | 1+: 14.8032 10+: 14.2745 25+: 13.8516 100+: 13.2374 | Pressure Sensor, Vented, Analog Voltage, 50kPa-200kPa, 2.7V/3.3V, ±2.5%, SOP-8, SMD, 7.62mm H | [40 empty] | 73 | https://www.unikeyic.com/media/datasheet/28/b5/522d/28/3cc0efd5358e5bcf0828766abf19ef64.pdf | https://www.unikeyic.com/products/pressure-sensors/mp3v5050gp/11004290.html
MP3V5050VC6U | NXP Semiconductors | 1+: 13.5419 10+: 12.3035 40+: 11.0199 | Vacuum AnalogVoltage -50000Pa 2.7V 3.3V 200KPa ±2.5% SOP SMD, Top Mount 12.96mm H | [40 empty] | 40 | https://www.unikeyic.com/media/datasheet/de/a5/d956/de/49babebb57f1888cd96b0ff742deaa5a.pdf | https://www.unikeyic.com/products/pressure-sensors/mp3v5050vc6u/35028299.html
MPL115A2ST1 | NXP Semiconductors | 1+: 5.8713 10+: 5.2384 25+: 4.8018 50+: 4.3653 100+: 3.9288 500+: 3.6014 | Pressure Sensor Absolute I2C 50KPa~115KPa 2.375V 5.5V 115KPa TSON-8 | [40 empty] | 984 |  | https://www.unikeyic.com/products/pressure-sensors/mpl115a2st1/20225552.html
MPRLF0001PG00001C | Honeywell | 1: 21.7784 5: 20.3265 10: 19.9636 25: 19.9636 50: 19.6006 100: 19.6006 250: 19.6006 | metering I²C 1.8V 3.6V 0Kpa~6.89Kpa ±0.25% SMD-12P SMD mount，glue mount | ±0.25% |  |  |  |  | MPRLF0001 |  |  | Amplified Output, Temperature Compensated |  |  |  |  | 5PSI (34.47kPa) |  | 1 (Unlimited) |  | Surface Mount |  |  |  | 1PSI (6.89kPa) | -40°C ~ 85°C | 24 b |  | I²C |  | 12-SMD Module |  | Male - 0.1" (2.5mm) Tube | Barbless |  | Gauge |  | 13548196 |  | MPR | - | SMD (SMT) Tab | 1.8V ~ 3.6V | 13 | https://www.unikeyic.com/media/datasheet/68/57/344b/6857344b8702790f3e78460f7380e41d.pdf | https://www.unikeyic.com/products/pressure-sensors/mprlf0001pg00001c/34944325.html
MPRLL0001PG00001C | Honeywell | 1: 23.6322 5: 21.5773 10: 20.8134 25: 19.899 50: 19.2734 100: 18.7652 | 1.8V 3.6V 0Kpa~6.89Kpa SMD-12P glue mount | ±0.25% |  |  |  | Board Mount |  |  |  | Amplified Output, Temperature Compensated |  |  |  |  | 5PSI (34.47kPa) |  | 1 (Unlimited) |  | Surface Mount |  |  |  | 1PSI (6.89kPa) | -40°C ~ 85°C | 24 b |  | I²C |  | 12-SMD, No Lead, Top Port |  | Male - 0.1" (2.5mm) Tube | Barbless |  | Gauge |  | 16688645 |  | MPR | - | SMD (SMT) Tab | 1.8V ~ 3.6V | 3 | https://www.unikeyic.com/media/about_us/Unikey_ISO_9001_Certification.pdf | https://www.unikeyic.com/products/pressure-sensors/mprll0001pg00001c/8797836.html
MPRLS0001PG0000SC | Honeywell | 1: 21.0384 5: 19.1354 10: 18.4302 25: 17.5906 50: 17.0173 100: 16.4921 | Piezoresistive pressure sensor, Gauge pressure sensor, Maximum work6.89476kPa, Maximum overload206.843kPa | ±0.25% |  |  | Industrial | [7 empty] | 3.6V | 6.89476KPa |  | 1.8V |  | SMD mount, Through hole mounting |  | 0psi~1psi | -40℃~85℃ |  |  |  |  | Digital | [6 empty] | metering |  |  |  | bulk |  |  |  |  | 643 | https://www.unikeyic.com/media/about_us/Unikey_ISO_9001_Certification.pdf | https://www.unikeyic.com/products/pressure-sensors/mprls0001pg0000sc/11226616.html
MPRLS0015PA0000SAB | Honeywell | 3: 41.58 7: 40.81 10: 38.5 | absolute Digital 0psi~15psi 1.8V 3.6V 0.25 % FSS | [5 empty] | MPRLS0015 | [9 empty] | 1 (Unlimited) | [12 empty] | Bulk | [5 empty] | 14818326 |  | MPR |  |  | 1.8V ~ 3.6V | 120 | https://www.unikeyic.com/media/datasheet/33/f4/b379/33/64298f44c327245f71ae111db80add7f.pdf | https://www.unikeyic.com/products/pressure-sensors/mprls0015pa0000sab/18733604.html
MPRLS0015PG0000SA | Honeywell | 1+: 16.8827 10+: 16.5812 25+: 16.5812 50+: 16.2797 100+: 16.2797 | Piezoresistive Pressure Sensor, Gauge Pressure, Max Working 103.421kPa, Max Overload 206.843kPa | [40 empty] | 265 |  | https://www.unikeyic.com/products/pressure-sensors/mprls0015pg0000sa/34979229.html
MPRLS0025PA00001A | Honeywell | 1: 17.0782 10: 16.7732 25: 16.7732 50: 16.4683 100: 16.4683 | Honeywell Pressure Sensors, Maximum pressure reading25psi, Minimum pressure reading0psi | ±0.25% |  |  |  | Board Mount | MPRLS0025 |  |  | Amplified Output, Temperature Compensated |  |  |  |  | 60PSI (413.69kPa) |  | 1 (Unlimited) |  | Surface Mount |  |  |  | 25PSI (172.37kPa) | -40°C ~ 85°C | 24 b |  | I²C |  | 12-SMD Module |  | Male - 0.1" (2.5mm) Tube | Barbless |  | Absolute |  | 7915753 |  | MPR | - | SMD (SMT) Tab | 1.8V ~ 3.6V | 488 | https://www.unikeyic.com/media/datasheet/ec/07/0c03/ec/af66bde984e6f380766fcd597645dad9.pdf | https://www.unikeyic.com/products/pressure-sensors/mprls0025pa00001a/11051657.html
MPRSS0015PA00001A | Honeywell | 8+: 13.926 20+: 13.662 40+: 13.409 79+: 13.145 1,200+: 12.892 1,400+: 11.605 | Pressure Sensor, Absolute 0psi~15psi 1.8V 3.6V ±0.25% | [40 empty] | 2509 |  | https://www.unikeyic.com/products/pressure-sensors/mprss0015pa00001a/27594370.html
MPVZ5004GC6U | NXP Semiconductors | 25: 17.6468 50: 17.0298 100: 16.6596 300: 16.5362 500: 16.4128 1,000: 16.166 5,000: 16.0426 | Exhaust type metering 3.92KPa 4.75V 5.25V 16KPa ±6.25% SOP SMD mount，top mount 12.96mm(height) | ±6.25% |  |  | Commercial Grade |  |  |  | MPVZ5004GC6U NXP Semiconductors |  |  | 12.96mm(height) | 5.25V | 16KPa |  | 4.75V |  | SMD mount, top mount |  | 3.92KPa | 0℃~85℃ |  |  |  |  | - |  | SOP |  |  |  |  | Exhaust metering |  | Stop production |  | Tube |  |  |  |  | 1563 | https://www.unikeyic.com/media/datasheet/5e/b6/5723/5e/be24a741ed059b90faffdb39cc1e3a2d.pdf | https://www.unikeyic.com/products/pressure-sensors/mpvz5004gc6u/3364.html
MPX2050D | NXP Semiconductors | 25+: 12.01 100+: 11.6382 500+: 11.4586 1,000+: 11.231 10,000+: 10.6671 | Diff Wheatstone Bridge 50kPa 10V 16V 200kPa CASE 344-15 TH 16mm × 5.59mm × 16mm | [40 empty] | 110 | https://www.unikeyic.com/media/datasheet/f9/1f/0c3a/f9/d7dc483ea52bec2acac9f18f23be88de.pdf | https://www.unikeyic.com/products/pressure-sensors/mpx2050d/35018087.html
MPX2050GP | NXP Semiconductors | 1: 18.3627 10: 17.2587 50: 16.1338 100: 15.0088 | NXP Instrument pressure sensor, Gauge pressure sensor, Maximum work50kPa, Maximum overload200kPa | - |  |  |  | Board Mount | MPX2050 |  |  | Temperature Compensated |  |  |  |  | 29.01PSI (200kPa) |  | Not Applicable |  | Through Hole |  |  |  | 7.25PSI (50kPa) | -40°C ~ 125°C | 0 mV ~ 40 mV (10V) |  | Wheatstone Bridge |  | 4-SIP Module | Tray | Male - 0.19" (4.93mm) Tube | Barbed |  | Vented Gauge |  | 410891 |  | MPX2050 | - | PC Pin | 10V ~ 16V |  | https://www.unikeyic.com/media/datasheet/5b/90/2392/5b/8b3eac64a6190e17e787990803ae2ccd.pdf | https://www.unikeyic.com/products/pressure-sensors/mpx2050gp/35054837.html
MPX2050GSX | NXP Semiconductors | 25+: 18.4473 50+: 17.8023 100+: 17.4153 300+: 17.2863 500+: 17.1573 1,000+: 16.8993 5,000+: 16.7703 | Vented Pressure Sensor, Wheatstone Bridge, 50-200kPa, 10-16V, CASE 344F-01, TH, 19.3mm H | [40 empty] | 4543 | https://www.unikeyic.com/media/datasheet/f9/1f/0c3a/f9/d7dc483ea52bec2acac9f18f23be88de.pdf | https://www.unikeyic.com/products/pressure-sensors/mpx2050gsx/11151740.html
MPX2100D | NXP Semiconductors | 25+: 13.2 100+: 12.7908 500+: 12.5928 1,000+: 12.342 10,000+: 11.7216 | Diff Wheatstone Bridge 100KPa 10V 16V 400KPa CASE 344-15 TH 16mm × 5.59mm × 16mm | [40 empty] | 1345 | https://www.unikeyic.com/media/datasheet/96/62/6990/966269901b351ddba99dcf2041a3384b.pdf | https://www.unikeyic.com/products/pressure-sensors/mpx2100d/11294727.html
MPX2102AP | NXP Semiconductors | 1+: 16.822 10+: 16.0473 25+: 15.7153 50+: 15.2726 100+: 14.8299 | Absolute Wheatstone Bridge 100KPa 10V 16V 400KPa ±1% SIP-4 TH, 29.34mm H | [40 empty] | 100 | https://www.unikeyic.com/media/datasheet/5f/a0/d60a/5f/156c0416ff20e7a0be088c1026aacb3f.pdf | https://www.unikeyic.com/products/pressure-sensors/mpx2102ap/35001801.html
MPX2200D | NXP Semiconductors | 1: 18.1077 10: 17.4701 25: 17.0875 100: 16.705 | Differential Wheatstone Bridge 200KPa 10V 16V 800KPa ±0.25% CASE 344-15 Through hole mounting 16mm*5.59mm*16mm | ±0.25% |  |  |  | Board Mount | MPX2200 |  |  | Temperature Compensated |  |  |  |  | 116.03PSI (800kPa) |  | Not Applicable |  | Through Hole |  |  |  | 29.01PSI (200kPa) | -40°C ~ 125°C | 0 mV ~ 40 mV (10V) |  | Wheatstone Bridge |  | 4-SIP Module | Tray | - | No Port |  | Differential |  |  |  | MPX2200 | - | PC Pin | 10V ~ 16V |  | https://www.unikeyic.com/media/datasheet/3b/c1/c418/3b/54f505ceddf3e69626d9aa28ab29856f.pdf | https://www.unikeyic.com/products/pressure-sensors/mpx2200d/35011093.html
MPX2202GP | NXP Semiconductors | 1+: 9.9153 10+: 8.5974 30+: 7.2672 100+: 6.046 | Vented Pressure Sensor Wheatstone Bridge 200kPa 10V 16V 400kPa SIP-4 TH H29.34mm | [40 empty] | 286 | https://www.unikeyic.com/media/datasheet/6b/e6/1bbe/6b/49df69c7fa8fda40af0d4f2d61d80780.pdf | https://www.unikeyic.com/products/pressure-sensors/mpx2202gp/34953029.html
MPX4080D | NXP Semiconductors | 25+: 18.3563 50+: 17.7145 100+: 17.3294 300+: 17.201 500+: 17.0727 1,000+: 16.8159 5,000+: 16.6876 | Differential Pressure Sensor 80kPa 4.85V 5.35V 400kPa ±3% CASE 867-08 TH 16mm H | [40 empty] | 356 | https://www.unikeyic.com/media/datasheet/31/30/9b91/31/d812aa01af9a6508684fac1f2fa45c63.pdf | https://www.unikeyic.com/products/pressure-sensors/mpx4080d/10941841.html
MPX4200A | NXP Semiconductors | 25+: 20.918 50+: 20.1866 100+: 19.7478 300+: 19.6015 500+: 19.4552 1,000+: 19.1627 5,000+: 19.0164 | Absolute 20KPa, 200KPa 4.85V 5.35V 800KPa ±1.5% CASE 867-08 TH 16mm H | [40 empty] | 1353 | https://www.unikeyic.com/media/datasheet/c3/08/c63c/c3/d983f56bbd050f49e2dd8c9b150364dc.pdf | https://www.unikeyic.com/products/pressure-sensors/mpx4200a/34954589.html
MPX5010DP | NXP Semiconductors | 1+: 17.6692 10+: 16.7783 20+: 15.442 | NXP Pressure Sensor, Max Read 10kPa Min Read 0bar | [40 empty] | 112 | https://www.unikeyic.com/media/datasheet/3a/f9/0cb9/3a/bc5566e044abdc968030d8d5a914d0da.pdf | https://www.unikeyic.com/products/pressure-sensors/mpx5010dp/35026771.html
MPX5050D | NXP Semiconductors | 25+: 24.3134 50+: 23.4633 100+: 22.9532 300+: 22.7832 500+: 22.6132 1,000+: 22.2731 5,000+: 22.1031 | Differential Pressure Sensor, 50KPa 4.75V 5.25V 200KPa ±2.5%, CASE 867-08, TH, 16mm H | [40 empty] | 140 | https://www.unikeyic.com/media/datasheet/ed/41/4f46/ed/40de92163e46072ffe5a6fd9617dbec8.pdf | https://www.unikeyic.com/products/pressure-sensors/mpx5050d/11313973.html
MPX5050DP | NXP Semiconductors | 1+: 33.7141 10+: 23.9958 | NXP Differential Pressure Sensor | [40 empty] | 121 | https://www.unikeyic.com/media/datasheet/ed/41/4f46/ed/40de92163e46072ffe5a6fd9617dbec8.pdf | https://www.unikeyic.com/products/pressure-sensors/mpx5050dp/11222623.html
MPX5050GP | NXP Semiconductors | 1+: 23.0326 10+: 22.6963 100+: 22.3601 | NXP Pressure Sensor 0bar-50kPa | [40 empty] | 61 | https://www.unikeyic.com/media/datasheet/47/ae/9381/47ae9381e1d94843446b2d6ce28980fc.pdf | https://www.unikeyic.com/products/pressure-sensors/mpx5050gp/10998077.html
MPX5999D | NXP Semiconductors | 1+: 12.7693 5+: 12.0269 25+: 10.9578 | NXP Differential Pressure Sensor | [40 empty] | 298 | https://www.unikeyic.com/media/datasheet/11/e0/f1fc/11/af30ea961757e5ad0d08440a13be7a60.pdf | https://www.unikeyic.com/products/pressure-sensors/mpx5999d/11120216.html
MPXA6115AC7U | NXP Semiconductors | 25: 17.6924 50: 17.0738 100: 16.7027 300: 16.5789 500: 16.4552 1,000: 16.2078 5,000: 16.084 | absolute 15KPa，115KPa 4.75V 5.25V 400KPa ±1.5% DIP-8 Through hole mounting，top mount 13.21mm(height) | ±1.5% |  |  |  | Board Mount | MPXA6115 |  |  | Temperature Compensated |  |  |  |  | 58.02PSI (400kPa) |  | Not Applicable |  | Through Hole |  |  |  | 2.18PSI ~ 16.68PSI (15kPa ~ 115kPa) | -40°C ~ 125°C | 0.2 V ~ 4.7 V |  | Analog Voltage |  | 8-DIP (0.550", 13.97mm), Top Port | Tube | Male - 0.13" (3.17mm) Tube | Barbless |  | Absolute |  | 1168399 |  | MPXA6115A | 8-DIP | PC Pin | 4.75V ~ 5.25V | 221 | https://www.unikeyic.com/media/datasheet/ac/5c/2fa0/ac5c2fa0bf6784fdecb4d61eafbb1031.pdf | https://www.unikeyic.com/products/pressure-sensors/mpxa6115ac7u/11082778.html
MPXAZ6115AC6T1 | NXP Semiconductors | 1+: 23.1726 10+: 22.2056 25+: 20.7932 100+: 19.284 | Absolute Pressure Sensor, 15kPa-115kPa, 400kPa Max, ±1.5%, 4.75V-5.25V, SOP, SMD, Top Mount, 12.96mm H | [40 empty] | 98 | https://www.unikeyic.com/media/datasheet/ac/5c/2fa0/ac5c2fa0bf6784fdecb4d61eafbb1031.pdf | https://www.unikeyic.com/products/pressure-sensors/mpxaz6115ac6t1/34998347.html
MPXAZ6115APT1 | NXP Semiconductors | 1+: 19.842 10+: 18.5491 30+: 17.7223 100+: 16.6975 | Absolute Pressure Sensor, 15kPa-115kPa, 400kPa Max, ±1.5%, 4.75V-5.25V, SOP-8, SMD, Adhesive Mount, 8.13mm H | [40 empty] | 43 | https://www.unikeyic.com/media/datasheet/07/7d/536b/07/56881636be9f0a973a706d138febe5fc.pdf | https://www.unikeyic.com/products/pressure-sensors/mpxaz6115apt1/11226465.html
MPXC2012DT1 | NXP Semiconductors | 50+: 6.9629 100+: 6.8116 300+: 6.7611 500+: 6.7106 1,000+: 6.6097 5,000+: 6.5593 | Diff Wheatstone Bridge 0Pa~10KPa 3V 10V CASE 423A-03 TH 6.6mm × 3.81mm × 9.4mm | [40 empty] | 617 | https://www.unikeyic.com/media/datasheet/fa/05/ce52/fa/50c4310855fcdee4f5810b2d42b2e20e.pdf | https://www.unikeyic.com/products/pressure-sensors/mpxc2012dt1/34957730.html
MPXH6115AC6U | NXP Semiconductors | 1+: 16.7999 10+: 15.661 30+: 14.7118 55+: 13.9525 | NXP Absolute Pressure Sensor, Max Working 115kPa, Max Overload 400kPa | [40 empty] | 25 | https://www.unikeyic.com/media/datasheet/ac/5c/2fa0/ac5c2fa0bf6784fdecb4d61eafbb1031.pdf | https://www.unikeyic.com/products/pressure-sensors/mpxh6115ac6u/35056269.html
MPXH6250A6T1 | NXP Semiconductors | 25: 14.1935 50: 13.6972 100: 13.3995 300: 13.3002 500: 13.201 1,000: 13.0024 5,000: 12.9032 | absolute 20KPa，250KPa 4.74V 5.46V 1MPa ±1.5% SSOP-8 SMD mount，glue mount 7.57mm*7.57mm*4.17mm | ±1.5% |  |  |  | Board Mount | MPXH6250 |  |  | Temperature Compensated |  |  |  |  | 145.04PSI (1000kPa) |  | 1 (Unlimited) |  | Surface Mount |  |  |  | 2.9PSI ~ 36.26PSI (20kPa ~ 250kPa) | -40°C ~ 125°C | 0.3 V ~ 4.9 V |  | Analog Voltage |  | 8-SOIC (0.295", 7.50mm Width) | Tape & Reel (TR) | - | No Port |  | Absolute |  |  |  | MPXH6250A | 8-SSOP | Gull Wing | 4.74V ~ 5.46V | 428 | https://www.unikeyic.com/media/datasheet/fe/1e/3708/fe/e2b0fb895ed6b1638a791aa5dcadcf32.pdf | https://www.unikeyic.com/products/pressure-sensors/mpxh6250a6t1/11081108.html
MPXH6250A6U | NXP Semiconductors | 1+: 16.8068 10+: 15.164 30+: 14.1152 | Pressure Sensor, 20kPa-250kPa, 1MPa, ±1.5%, 4.74V-5.46V, SSOP-8, SMD, 7.57mm × 7.57mm × 4.17mm | [40 empty] | 5 | https://www.unikeyic.com/media/datasheet/2f/11/89c6/2f1189c6cf818b56bb78865dbbc292ab.pdf | https://www.unikeyic.com/products/pressure-sensors/mpxh6250a6u/10905342.html
MPXH6400AC6T1 | NXP Semiconductors | 1+: 16.2925 10+: 15.3668 50+: 14.6262 100+: 13.9782 300+: 13.6079 | Absolute AnalogVoltage 20kPa,400kPa 4.64V 5.36V 1.6MPa ±1.5% SSOP-8 SMD,Top Mount,Adhesive Mount 8.26mm×8.26mm×9.91mm Pressure Sensor | [40 empty] | 176 | https://www.unikeyic.com/media/datasheet/c3/f1/c6e4/c3/0ab9bc94b10538845af418757afeba6e.pdf | https://www.unikeyic.com/products/pressure-sensors/mpxh6400ac6t1/35041045.html
MPXH6400AC6U | NXP Semiconductors | 1+: 16.6628 10+: 15.7371 30+: 14.6995 55+: 14.3852 | NXP Absolute Pressure Sensor, Max Working 400kPa, Max Overload 1600kPa | [40 empty] | 32 | https://www.unikeyic.com/media/datasheet/c3/f1/c6e4/c3/0ab9bc94b10538845af418757afeba6e.pdf | https://www.unikeyic.com/products/pressure-sensors/mpxh6400ac6u/35018960.html
MPXHZ6400A6T1 | NXP Semiconductors | 50: 11.73 100: 11.475 300: 11.39 500: 11.305 1,000: 11.135 5,000: 11.05 | absolute 20KPa~400KPa 4.64V 5.36V ±1.5% SSOP-8 SMD mount，glue mount 7.57mm*7.57mm*4.17mm | ±1.5% |  |  |  | Board Mount | MPXHZ6 |  |  | Temperature Compensated |  |  |  |  | 232.06PSI (1600kPa) |  | 1 (Unlimited) |  | Surface Mount |  |  |  | 2.9PSI ~ 58.02PSI (20kPa ~ 400kPa) | -40°C ~ 125°C | 0.2 V ~ 4.8 V |  | Analog Voltage |  | 8-SOIC (0.295", 7.50mm Width) | Tape & Reel (TR) | - | No Port |  | Absolute |  | 3742741 |  | MPXH6400A | 8-SSOP | Gull Wing | 4.64V ~ 5.36V | 791 | https://www.unikeyic.com/media/datasheet/78/a9/e0ba/78/551653804dcd7c0f37c85165810e7b15.pdf | https://www.unikeyic.com/products/pressure-sensors/mpxhz6400a6t1/34988014.html
MPXM2051GST1 | NXP Semiconductors | 400: 19.7097 800: 18.9214 1,200: 18.133 1,600: 17.66 2,000: 17.66 | Exhaust type metering Wheatstone Bridge 50KPa 10V 16V 200KPa ±0.3% MPAK-5 SMD mount，top mount，glue mount 9.83mm(height) | ±0.3% |  |  | Industrial |  |  |  | MPXM2051GST1 NXP Semiconductors |  |  | 9.83mm(height) | 16V | 200KPa |  | 10V |  | SMD mount, top mount, glue mount |  | 50KPa | -40℃~125℃ |  |  |  |  | Wheatstone Bridge |  | MPAK-5 |  |  |  |  | Exhaust metering |  | On sale |  | Tape and reel packaging |  |  |  |  | 800 | https://www.unikeyic.com/media/datasheet/f7/45/4856/f7/4a90d3bbe2de2fc5ae5ff00ba56bf37e.pdf | https://www.unikeyic.com/products/pressure-sensors/mpxm2051gst1/25727.html
MPXV2010DP | NXP Semiconductors | 1+: 14.249 10+: 13.523 50+: 12.8877 100+: 12.3431 | NXP Differential Pressure Sensor | [40 empty] | 123 | https://www.unikeyic.com/media/datasheet/ef/01/4692/ef/049e97118ce544c722e576cc4dde5ff7.pdf | https://www.unikeyic.com/products/pressure-sensors/mpxv2010dp/35003007.html
MPXV2010GP | STMicroelectronics | 1: 28.759 5: 26.2326 10: 25.2957 25: 24.1745 50: 23.4076 125: 22.4904 500: 21.2867 | 1.45PSI (10kPa) Common - 0.13" (3.17mm) Tube 0mV ~ 25mV (10V) 8-SMD、、 | - | [10 empty] | - | - |  | - |  |  |  | - | [5 empty] | - | [6 empty] | - | [8 empty] | 845 | https://www.unikeyic.com/media/about_us/Unikey_ISO_9001_Certification.pdf | https://www.unikeyic.com/products/pressure-sensors/mpxv2010gp/1009677011.html
MPXV4006DP | NXP Semiconductors | 1: 27.4234 10: 24.9427 25: 23.0248 100: 21.2493 | Differential AnalogVoltage 6KPa 4.75V 5.25V 24KPa ±5% SOP-8 SMD mount 9.66mm(height) | ±5% |  |  |  | Board Mount | MPXV4006 |  |  | Temperature Compensated |  |  |  |  | 3.48PSI (24kPa) |  | Not Applicable |  | Surface Mount |  |  |  | 0.87PSI (6kPa) | -10°C ~ 60°C | 0.2 V ~ 4.7 V |  | Analog Voltage |  | 8-BSOP (0.475", 12.06mm Width) Dual Ports, Same Side | Tray | Male - 0.13" (3.3mm) Tube, Dual | Barbed |  | Differential |  | 1168423 |  | MPXV4006G | 8-SOP | Gull Wing | 4.75V ~ 5.25V |  | https://www.unikeyic.com/media/datasheet/4d/c4/e569/4d/8acd90290391ab235147cbef2f217b89.pdf | https://www.unikeyic.com/products/pressure-sensors/mpxv4006dp/10960706.html
MPXV4006GP | NXP Semiconductors | 25: 20.2026 50: 19.4962 100: 19.0723 300: 18.9311 500: 18.7898 1,000: 18.5072 5,000: 18.366 | Exhaust type metering 6KPa 4.75V 5.25V 24KPa ±5% SOP-8 SMD mount 7.62mm(height) | ±5% | [6 empty] | MPXV4006GP NXP Semiconductors |  |  | 7.62mm(height) | 5.25V | 24KPa |  | 4.75V |  | SMD mount |  | 6KPa | -10℃~60℃ |  |  |  |  | - |  | SOP-8 |  |  |  |  | Exhaust metering |  |  |  | bulk, |  |  |  |  | 4349 | https://www.unikeyic.com/media/datasheet/4d/c4/e569/4d/8acd90290391ab235147cbef2f217b89.pdf | https://www.unikeyic.com/products/pressure-sensors/mpxv4006gp/10886494.html
MPXV5004GC6T1 | NXP Semiconductors | 1+: 21.4673 10+: 20.4688 30+: 19.5952 50+: 18.5257 | Sensor Vented Gauge Analog Voltage 3.92kPa 4.75V~5.25V 16kPa ±6.25% SOIC-8 SMD Top Mount 13.21mm H | [40 empty] | 100 | https://www.unikeyic.com/media/datasheet/29/7c/0d60/29/2fb63bcd96dd3977d73587b5b0c64cb7.pdf | https://www.unikeyic.com/products/pressure-sensors/mpxv5004gc6t1/11157951.html
MPXV5010GC7U | STMicroelectronics | 1: 31.427 5: 26.028 10: 24.8184 25: 23.2308 40: 22.5396 120: 22.1508 |  | - | [10 empty] | - | - |  | - |  |  |  | - | [5 empty] | - | [6 empty] | - | [8 empty] | 265 | https://www.unikeyic.com/media/about_us/Unikey_ISO_9001_Certification.pdf | https://www.unikeyic.com/products/pressure-sensors/mpxv5010gc7u/1009709086.html
MPXV5010GP | NXP Semiconductors | 1+: 27.1717 10+: 25.8267 30+: 23.2936 50+: 20.9089 125+: 20.2364 | Pressure Sensor Vented Gauge AnalogVoltage 10KPa 4.75V 5.25V 40KPa ±5% SOP-8 SMD 8.38mm H | [40 empty] | 125 | https://www.unikeyic.com/media/datasheet/14/01/80bc/140180bc6167446061c21f348987a8a8.pdf | https://www.unikeyic.com/products/pressure-sensors/mpxv5010gp/10989802.html
MPXV5100DP | NXP Semiconductors | 1+: 20.0434 10+: 19.1382 30+: 18.3623 50+: 17.1027 | Differential Analog Voltage 100kPa 4.75V 5.25V 400kPa ±2.5% SOP-8 SMD 9.66mm(H) | [40 empty] | 63 | https://www.unikeyic.com/media/datasheet/2b/64/a258/2b64a258bcebed058ab5b65b1d95112e.pdf | https://www.unikeyic.com/products/pressure-sensors/mpxv5100dp/11019646.html
MPXV5100GC6U | NXP Semiconductors | 1+: 21.0371 10+: 20.7691 20+: 19.6102 | Vented Pressure Sensor, Analog Voltage, 100kPa, 4.75V-5.25V, 400kPa Max, ±2.5%, SMD, Top Mount, 13.21mm H | [40 empty] | 15 | https://www.unikeyic.com/media/datasheet/3a/20/aeda/3a/5a1ae33314ee9aead980e7478f6168c3.pdf | https://www.unikeyic.com/products/pressure-sensors/mpxv5100gc6u/35054532.html
MPXV5100GP | NXP Semiconductors | 1: 16.3274 10: 13.8931 25: 12.8575 100: 11.5973 | Exhaust type metering AnalogVoltage 100KPa 4.75V 5.25V 400KPa ±2.5% SOP-8 SMD mount 7.62mm(height) | ±2.5% |  |  | Industrial |  |  |  | MPXV5100GP NXP Semiconductors |  |  | 7.62mm(height) | 5.25V | 400KPa |  | 4.75V |  | SMD mount |  | 100KPa | -40℃~125℃ |  |  |  |  | AnalogVoltage |  | SOP-8 |  |  |  |  | Exhaust metering |  | On sale | [7 empty] | https://www.unikeyic.com/media/datasheet/09/94/e303/09/61b53b08e42bd76d6dd7865c3790056c.pdf | https://www.unikeyic.com/products/pressure-sensors/mpxv5100gp/35028243.html
MPXV6115V6U | NXP Semiconductors | 1+: 26.5602 5+: 23.9119 10+: 22.7484 25+: 21.585 40+: 19.5184 | Vacuum Sensor Analog Voltage -115000Pa 4.75V 5.25V 400KPa ±1.5% SOP-8 SMD 12.96mm H | [40 empty] | 40 | https://www.unikeyic.com/media/datasheet/ac/e5/0b1c/ace50b1c199bd02ca966354f17243b7d.pdf | https://www.unikeyic.com/products/pressure-sensors/mpxv6115v6u/10915717.html
MPXV6115VC6U | NXP Semiconductors | 1+: 21.439 10+: 20.4576 25+: 19.4617 | Vacuum Sensor AnalogVoltage -115kPa to 400kPa ±1.5% 4.75V-5.25V SOIC-8 SMD/Top Mount 13.21mm H | [40 empty] | 2 | https://www.unikeyic.com/media/datasheet/82/b3/e3f7/82/f806a3922afe2cb4bad80d81b00283cf.pdf | https://www.unikeyic.com/products/pressure-sensors/mpxv6115vc6u/11206431.html
MPXV7002DPT1 | NXP Semiconductors | 1+: 19.8858 10+: 19.2644 30+: 18.6429 50+: 18.0215 100+: 17.4001 | Differential Analog Voltage Sensor ±2KPa 4.75V~5.25V ±10.8875KPa ±5% SOP-8 SMD, Adhesive Mount, 9.65mm H | [40 empty] | 100 | https://www.unikeyic.com/media/datasheet/50/28/f10d/50/95e36c081642ba558272db3edc9b4520.pdf | https://www.unikeyic.com/products/pressure-sensors/mpxv7002dpt1/34976234.html
MPXV7025GC6U | NXP Semiconductors | 1: 19.9725 10: 19.0704 25: 18.2128 | mixed mode AnalogVoltage ±25KPa 4.75V 5.25V ±29.012KPa ±5% SOIC-8 SMD mount，top mount 13.21mm(height) | ±5% |  |  |  | Board Mount | MPXV7025 |  |  | Temperature Compensated |  |  |  |  | ±29.01PSI (±200kPa) |  | Not Applicable |  | Surface Mount |  |  |  | ±3.63PSI (±25kPa) | -40°C ~ 125°C | 0.2 V ~ 4.7 V |  | Analog Voltage |  | 8-SMD, Gull Wing, Top Port | Tube | Male - 0.13" (3.18mm) Tube | Barbless |  | Compound |  | 1168443 |  | MPXV7025 | - | Gull Wing | 4.75V ~ 5.25V |  | https://www.unikeyic.com/media/datasheet/2f/04/9f65/2f/eaa1793517fe5d77eccbef89ccab9fa0.pdf | https://www.unikeyic.com/products/pressure-sensors/mpxv7025gc6u/34972817.html
MS5540CM | TE Connectivity | 1: 20.4661 10: 15.7054 50: 12.7416 100: 11.641 | absolute Digital 0.01bar~1.1bar 2.2V 3.6V 0.1mbar SMD SMD mount 6.2mm*6.4mm*2.88mm | 0.1mbar |  |  | Industrial |  |  |  | MS5540CM TE Connectivity |  |  | 6.2mm*6.4mm*2.88mm | 3.6V | - |  | 2.2V |  | SMD mount |  | 0.01bar~1.1bar | -40℃~85℃ |  |  |  |  | Digital |  | SMD |  |  |  |  | absolute | [9 empty] | https://www.unikeyic.com/media/datasheet/60/22/2eb5/60/a3053c35a8916ce1f555041bb5ccd19f.pdf | https://www.unikeyic.com/products/pressure-sensors/ms5540cm/11053915.html
MS560702BA03-50 | TE Connectivity | 1: 1.9861 10: 1.7993 100: 1.6457 500: 1.546 1,000: 1.503 | TE Connectivity air pressure sensor, absolute pressure sensor, Maximum work1200mbar, Maximum overload6bar | ±0.022PSI (±0.15kPa) |  |  |  | Board Mount | MS5607 |  |  | - |  |  |  |  | 87.02PSI (600kPa) |  | 1 (Unlimited) |  | Surface Mount |  |  |  | 0.15PSI ~ 17.4PSI (1kPa ~ 120kPa) | -40°C ~ 85°C | 24 b |  | I²C, SPI |  | 8-SMD |  | - | No Port |  | Absolute |  | 4700921 |  | - | 8-SMD | SMD (SMT) Tab | 1.8V ~ 3.6V |  | https://www.unikeyic.com/media/datasheet/32/bd/35d0/32bd35d017638b55317d7b7f1ac61baa.pdf | https://www.unikeyic.com/products/pressure-sensors/ms560702ba03-50/35026769.html
MS563702BA03-50 | TE Connectivity | 5: 3.4243 15: 2.8518 30: 2.8038 | TE Connectivity air pressure sensor, absolute pressure sensor, Maximum work1200mbar, Maximum overload6bar | ±0.058PSI (±0.4kPa) |  |  |  | Board Mount | MS5637 |  |  | - |  |  |  |  | 87.02PSI (600kPa) |  | 1 (Unlimited) |  | Surface Mount |  |  |  | 4.35PSI ~ 17.4PSI (30kPa ~ 120kPa) | -40°C ~ 85°C | 24 b |  | I²C |  | 4-SMD, No Lead Exposed Pad |  | - | No Port |  | Absolute |  | 4700927 |  | - | 4-SMD | SMD (SMT) Tab | 1.5V ~ 3.6V | 786 | https://www.unikeyic.com/media/datasheet/fd/93/ddb4/fd93ddb48269e107a13588657bc113c3.pdf | https://www.unikeyic.com/products/pressure-sensors/ms563702ba03-50/11167180.html
MS580301BA01-00 | TE Connectivity | 1+: 28.2681 5+: 28.2681 10+: 27.7633 25+: 27.2586 50+: 27.2586 | TE Connectivity Pressure Sensor | [40 empty] | 5 | https://www.unikeyic.com/media/datasheet/fd/57/72b4/fd5772b4f05ad4b4cbef5b26a4e1f7a3.pdf | https://www.unikeyic.com/products/pressure-sensors/ms580301ba01-00/34998797.html
MS580302BA01-00 | TE Connectivity | 1,120+: 12.2989 | TE Connectivity Barometric Sensor, Absolute Pressure Sensor, Max Working 1100mbar, Max Overload 10bar | [40 empty] | 1120 | https://www.unikeyic.com/media/datasheet/9f/42/806e/9f42806e1267e62562c66f882cdd5aa7.pdf | https://www.unikeyic.com/products/pressure-sensors/ms580302ba01-00/11276561.html
MS580305BA01-00 | TE Connectivity | 1+: 29.7674 5+: 29.7674 10+: 29.2358 25+: 28.7042 50+: 28.7042 | TE Connectivity Pressure Sensor, Absolute Pressure, Max Working 5bar, Max Overload 30bar | [40 empty] | 27 | https://www.unikeyic.com/media/datasheet/a0/8c/353f/a08c353f67598655d5cd3bfec1399af5.pdf | https://www.unikeyic.com/products/pressure-sensors/ms580305ba01-00/22244.html
MS580330BA01-00 | TE Connectivity | 3+: 40.645 7+: 39.941 14+: 39.237 28+: 38.544 | TE Connectivity Pressure Sensor, Absolute Pressure Sensor, Max Working 30bar, Max Overload 50bar | [40 empty] | 80 | https://www.unikeyic.com/media/datasheet/0a/fb/fc02/0afbfc02de01bc0a125f11718a944a42.pdf | https://www.unikeyic.com/products/pressure-sensors/ms580330ba01-00/34963877.html
MS580330BA01-50 | TE Connectivity | 1,000+: 12.6064 | [41 empty] | 1000 |  | https://www.unikeyic.com/products/pressure-sensors/ms580330ba01-50/11062716.html
MS580502BA01-50 | TE Connectivity | 2,000: 14.3913 | TE Connectivity Pressure Sensors | ±0.058PSI (±0.4kPa) |  |  |  | Board Mount | MS5805 |  |  | - |  |  |  |  | 72.52PSI (500kPa) |  | 2 (1 Year) |  | Surface Mount |  |  |  | 4.35PSI ~ 17.4PSI (30kPa ~ 120kPa) | -40°C ~ 85°C | 24 b |  | I²C |  | 4-SMD Module |  | - | No Port |  | Absolute |  | 4700933 |  | - | 4-SMD | SMD (SMT) Tab | 1.8V ~ 3.6V | 3847 | https://www.unikeyic.com/media/datasheet/bf/85/153f/bf85153f0d1fc2ad29a109d6cd0487da.pdf | https://www.unikeyic.com/products/pressure-sensors/ms580502ba01-50/35018526.html
MS583730BA01-50 | TE Connectivity | 1+: 8.8309 10+: 7.8053 30+: 6.9391 100+: 6.4295 | TE Connectivity Pressure Sensor | [40 empty] | 1764 | https://www.unikeyic.com/media/datasheet/d9/36/62da/d9/a1e68db15b0783e43407215582f01a06.pdf | https://www.unikeyic.com/products/pressure-sensors/ms583730ba01-50/34988535.html
MSY-100 | Maspower | 18: 2.3651 36: 2.3258 54: 2.2666 | built-inMEMS24bitADC,supplyI2Cdigital output,,<100nA,。 | - | [6 empty] | MSY-100 Maspower |  |  |  | - | - |  | - |  |  |  | - | [5 empty] | - |  | LGD-6 |  |  |  |  | - | [8 empty] | 5338 | https://www.unikeyic.com/media/datasheet/a2/31/5a50/a2315a50ddf32a2376fe1939dafdc05b.pdf | https://www.unikeyic.com/products/pressure-sensors/msy-100/1010360366.html
NBPDANN150PGUNV | Honeywell | 1: 21.0795 50: 19.7856 | Exhaust type metering Wheatstone Bridge 1.03421MPa 1.8V 12V 1.65474MPa ±0.25% DIP Through hole mounting，top mount 7mm*11mm*10.94mm | ±0.25% |  |  |  | Board Mount | NBPDANN |  |  | - |  |  |  |  | 240PSI (1654.74kPa) |  | 1 (Unlimited) |  | Through Hole |  |  |  | 150PSI (1034.21kPa) | -40°C ~ 125°C | 0 mV ~ 130 mV (5V) |  | Wheatstone Bridge |  | 4-DIP (0.453", 11.50mm), Top Port | Bulk | Male - 0.08" (1.91mm) Tube | Barbed |  | Vented Gauge |  | 3475907 |  | NBP | - | PC Pin | 1.8V ~ 12V | 107 | https://www.unikeyic.com/media/datasheet/dd/53/b7ff/dd/9eca02c5986e3f3e0f333767716b5064.pdf | https://www.unikeyic.com/products/pressure-sensors/nbpdann150pgunv/11327493.html
NBPLANN150PAUNV | Honeywell | 8: 15.026 | Honeywell Piezoresistive pressure sensor, Maximum work1034kPa, Maximum overload1654kPa | ±0.25% |  |  |  | Board Mount | NBPLANN |  |  | - |  |  |  |  | 240PSI (1654.74kPa) |  | 1 (Unlimited) |  | Surface Mount |  |  |  | 150PSI (1034.21kPa) | -40°C ~ 125°C | 0 mV ~ 130 mV (5V) |  | Wheatstone Bridge |  | 6-SMD, No Lead, Top Port | Bulk | Male - 0.11" (2.74mm) Tube | Barbed |  | Absolute |  | 3475900 |  | NBP | - | SMD (SMT) Tab | 1.8V ~ 12V | 43 | https://www.unikeyic.com/media/datasheet/dd/53/b7ff/dd/9eca02c5986e3f3e0f333767716b5064.pdf | https://www.unikeyic.com/products/pressure-sensors/nbplann150paunv/35055657.html
NBPLPNS001PGUNV | Honeywell | 35+: 3.168 95+: 3.036 | Vented Gauge Pressure Sensor Wheatstone Bridge 6.89kPa 1.8V 12V 68.95kPa ±0.25% SMD Top Mount | [40 empty] | 302 | https://www.unikeyic.com/media/datasheet/dd/53/b7ff/dd/9eca02c5986e3f3e0f333767716b5064.pdf | https://www.unikeyic.com/products/pressure-sensors/nbplpns001pgunv/11315324.html
ND100A | Superior Sensor Technology | 1: 35.4888 5: 32.5512 10: 31.4582 25: 30.151 50: 29.2563 | absolute I²C，SPI 2.8V 3.5V 689.48Kpa ±0.25% SMD-11P SMD mount，top mount，glue mount | ±0.25% |  |  |  | Board Mount |  |  |  | Temperature Compensated |  |  |  |  | 200PSI (1378.95kPa) |  | 3 (168 Hours) |  | Surface Mount |  |  |  | 100PSI (689.48kPa) | -20°C ~ 85°C (TA) | 16 b |  | I²C, SPI |  | 11-SMD, No Lead, Top Port | Tape & Reel (TR)Cut Tape (CT) | Male - 0.08" (2.13mm) Tube, Dual | Barbless |  | Absolute |  | 16360750 |  | ND | - | SMD (SMT) Tab | 2.8V ~ 3.5V | 50 | https://www.unikeyic.com/media/about_us/Unikey_ISO_9001_Certification.pdf | https://www.unikeyic.com/products/pressure-sensors/nd100a/31672239.html
ND150A | Superior Sensor Technology | 1+: 35.4888 5+: 32.5512 10+: 31.4582 25+: 30.151 50+: 29.2563 | I2C, SPI Sensor, 2.8V-3.5V, 0kPa-1034.21kPa, ±0.25%, SMD-11P, Top Mount, Adhesive Mount | [40 empty] | 50 |  | https://www.unikeyic.com/products/pressure-sensors/nd150a/4166987.html
ND150D | Superior Sensor Technology | 1+: 35.4888 5+: 32.5512 10+: 31.4582 25+: 30.151 50+: 29.4127 | 2.8V-3.5V 0kPa~1034.21kPa SMD-11P Adhesive Mount | [40 empty] | 122 |  | https://www.unikeyic.com/products/pressure-sensors/nd150d/21713041.html
NPA-100B-001D | Amphenol | 1+: 20.5072 10+: 20.141 25+: 20.141 50+: 19.7748 100+: 19.7748 | Differential Analog Pressure Sensor 0psi~1psi 5.5V ±1.5% SOIC-14 SMD 11.36mm × 10.32mm × 9.35mm | [40 empty] | 257 | https://www.unikeyic.com/media/datasheet/80/36/974b/80/55b7ed4589788e0b94c2c8fe7f5e268d.pdf | https://www.unikeyic.com/products/pressure-sensors/npa-100b-001d/11246512.html
NPA-100B-030D | Amphenol | 1: 46.178 10: 46.178 25: 45.3384 50: 45.3384 100: 45.3384 | Differential 206.84KPa 5.5V 413.69KPa ±1.5% SOIC-14 SMD mount，top mount，glue mount 11.36mm*7.52mm*9.25mm | ±1.5% |  |  | Industrial |  |  |  | NPA-100B-030D Amphenol |  |  | 11.36mm*7.52mm*9.25mm | 5.5V | 413.69KPa |  | - |  | SMD mount, top mount, glue mount |  | 206.84KPa | -40℃~125℃ |  |  |  |  | - |  | SOIC-14 |  |  |  |  | Differential |  | On sale |  | Tape and reel packaging |  |  |  |  | 147 | https://www.unikeyic.com/media/datasheet/b2/1e/8b31/b2/e9b1d41c1d30bcabf904de668fb48ce4.pdf | https://www.unikeyic.com/products/pressure-sensors/npa-100b-030d/10991196.html
NPA-300B-001D | Amphenol | 1: 33.7904 5: 33.7904 10: 33.187 25: 32.5836 50: 32.5836 | Amphenol Advanced Sensors Pressure Sensors, Maximum pressure reading35psi, Minimum pressure reading1psi | ±1.5% |  |  |  | Board Mount | NPA-300B |  |  | Amplified Output, Temperature Compensated |  |  |  |  | 35PSI (241.32kPa) |  | 5A (24 Hours) |  | Surface Mount |  |  |  | 1PSI (6.89kPa) | -40°C ~ 125°C | 2 V ~ 3 V |  | Analog Voltage |  | 14-SOIC Module, Top Port |  | Male - 0.12" (3mm) Tube, Dual | Barbed |  | Differential |  | 3757900 |  | NPA-300 | - | Gull Wing | 3.135V ~ 3.465V | 95 | https://www.unikeyic.com/media/datasheet/b2/1e/8b31/b2/e9b1d41c1d30bcabf904de668fb48ce4.pdf | https://www.unikeyic.com/products/pressure-sensors/npa-300b-001d/11165724.html
NPA-300B-001G | Amphenol | 1+: 37.609 5+: 34.074 10+: 31.3416 | Vented Pressure Sensor 6.89kPa 3.135V 3.465V 413.69kPa ±1.5% SOIC-14 SMD Top Mount Adhesive Mount 11.36mm × 7.57mm × 3.05mm | [40 empty] | 11 | https://www.unikeyic.com/media/datasheet/b2/1e/8b31/b2/e9b1d41c1d30bcabf904de668fb48ce4.pdf | https://www.unikeyic.com/products/pressure-sensors/npa-300b-001g/11349473.html
NPA-300B-005D | Amphenol | 1+: 40.6224 5+: 39.897 10+: 39.897 25+: 39.1716 50+: 39.1716 | Amphenol Advanced Sensors Pressure Sensor Max 60psi Min 5psi | [40 empty] | 95 | https://www.unikeyic.com/media/datasheet/b2/1e/8b31/b2/e9b1d41c1d30bcabf904de668fb48ce4.pdf | https://www.unikeyic.com/products/pressure-sensors/npa-300b-005d/15336.html
NPA-300B-005G | Amphenol | 1: 29.5792 5: 29.5792 10: 29.051 25: 28.5228 50: 28.5228 | Amphenol Advanced Sensors Pressure Sensors, Maximum pressure reading60psi, Minimum pressure reading5psi | ±1.5% |  |  |  | Board Mount | NPA-300B |  |  | Amplified Output, Temperature Compensated |  |  |  |  | 60PSI (413.69kPa) |  | 5A (24 Hours) |  | Surface Mount |  |  |  | 5PSI (34.47kPa) | -40°C ~ 125°C | 2 V ~ 3 V |  | Analog Voltage |  | 14-SOIC Module, Top Port |  | Male - 0.12" (3mm) Tube, Dual | Barbed |  | Vented Gauge |  | 3757897 |  | NPA-300 | - | Gull Wing | 3.135V ~ 3.465V | 185 | https://www.unikeyic.com/media/datasheet/b2/1e/8b31/b2/e9b1d41c1d30bcabf904de668fb48ce4.pdf | https://www.unikeyic.com/products/pressure-sensors/npa-300b-005g/11095237.html
NPA-300B-005G/BKN | Amphenol | 5+: 24.585 15+: 23.639 | Advanced Sensors NPA | [40 empty] | 25 |  | https://www.unikeyic.com/products/pressure-sensors/npa-300b-005g-bkn/711248.html
NPA-300B-015A | Amphenol | 1+: 29.624 5+: 29.624 10+: 29.624 | Amphenol Advanced Sensors Pressure Sensor, Max 60psi, Min 15psi | [40 empty] | 186 | https://www.unikeyic.com/media/datasheet/b2/1e/8b31/b2/e9b1d41c1d30bcabf904de668fb48ce4.pdf | https://www.unikeyic.com/products/pressure-sensors/npa-300b-015a/34949136.html
NPA-300B-015D | Amphenol | 100: 29.8047 200: 29.0206 300: 28.592 | Amphenol Advanced Sensors Pressure Sensors, Maximum pressure reading60psi, Minimum pressure reading15psi | ±1.5% |  |  |  | Board Mount | NPA-300B |  |  | Amplified Output, Temperature Compensated |  |  |  |  | 60PSI (413.69kPa) |  | 5A (24 Hours) |  | Surface Mount |  |  |  | 15PSI (103.42kPa) | -40°C ~ 125°C | 2 V ~ 3 V |  | Analog Voltage |  | 14-SOIC Module, Top Port |  | Male - 0.12" (3mm) Tube, Dual | Barbed |  | Differential |  | 3757902 |  | NPA-300 | - | Gull Wing | 3.135V ~ 3.465V | 153 | https://www.unikeyic.com/media/datasheet/b2/1e/8b31/b2/e9b1d41c1d30bcabf904de668fb48ce4.pdf | https://www.unikeyic.com/products/pressure-sensors/npa-300b-015d/34953911.html
NPA-300B-015G | Amphenol | 1: 32.8832 5: 32.8832 10: 32.296 25: 31.7088 50: 31.7088 | Amphenol Advanced Sensors Pressure Sensor, Max 60psi, Min 15psi | ±1.5% |  |  |  | Board Mount | NPA-300B |  |  | Amplified Output, Temperature Compensated |  |  |  |  | 60PSI (413.69kPa) |  | 5A (24 Hours) |  | Surface Mount |  |  |  | 15PSI (103.42kPa) | -40°C ~ 125°C | 2 V ~ 3 V |  | Analog Voltage |  | 14-SOIC Module, Top Port |  | Male - 0.12" (3mm) Tube, Dual | Barbed |  | Vented Gauge |  | 3757898 |  | NPA-300 | - | Gull Wing | 3.135V ~ 3.465V | 286 | https://www.unikeyic.com/media/datasheet/b2/1e/8b31/b2/e9b1d41c1d30bcabf904de668fb48ce4.pdf | https://www.unikeyic.com/products/pressure-sensors/npa-300b-015g/10894911.html
NPA-300B-02WD | Amphenol | 1+: 47.034 5+: 43.2778 10+: 41.8781 25+: 40.2041 50+: 40.1004 | Sensor, Differential Analog Voltage, 500Pa, 3.1V~3.465V, 0.5kPa, ±1.5%, SOIC-14, SMD, Top Mount, 11.37mm × 7.52mm × 9.25mm | [40 empty] | 99 | https://www.unikeyic.com/media/datasheet/b2/1e/8b31/b2/e9b1d41c1d30bcabf904de668fb48ce4.pdf | https://www.unikeyic.com/products/pressure-sensors/npa-300b-02wd/11348372.html
NPA-300B-02WG | Amphenol | 4+: 28.831 10+: 28.303 20+: 27.764 39+: 27.236 | Vented Gauge Pressure Sensor, 500Pa, 3.135V-3.465V, ±1.5%, SOIC-14, SMD, Top Mount, Adhesive Mount, 11.37mm × 7.52mm × 9.25mm | [40 empty] | 96 | https://www.unikeyic.com/media/datasheet/b2/1e/8b31/b2/e9b1d41c1d30bcabf904de668fb48ce4.pdf | https://www.unikeyic.com/products/pressure-sensors/npa-300b-02wg/11169552.html
NPA-300B-030A | Amphenol | 1: 36.1567 5: 33.1744 10: 32.0625 25: 30.7327 50: 30.0243 | absolute 206.84KPa 3.135V 3.465V 413.69KPa ±1.5% SOIC-14 SMD mount，top mount，glue mount 11.36mm*7.57mm*3.05mm | ±1.5% |  |  |  | Board Mount | NPA-300B |  |  | Amplified Output, Temperature Compensated |  |  |  |  | 60PSI (413.69kPa) |  | 5A (24 Hours) |  | Surface Mount |  |  |  | 30PSI (206.84kPa) | -40°C ~ 125°C | 2 V ~ 3 V |  | Analog Voltage |  | 14-SOIC Module, Top Port |  | Male - 0.12" (3mm) Tube, Dual | Barbed |  | Absolute |  | 3749330 |  | NPA-300 | - | Gull Wing | 3.135V ~ 3.465V | 89 | https://www.unikeyic.com/media/datasheet/b2/1e/8b31/b2/e9b1d41c1d30bcabf904de668fb48ce4.pdf | https://www.unikeyic.com/products/pressure-sensors/npa-300b-030a/11104837.html
NPA-300B-030D | Amphenol | 1+: 32.5024 5+: 32.5024 10+: 31.922 25+: 31.3416 50+: 31.3416 | Differential Analog Voltage Sensor, 206.84kPa-413.69kPa, 3.135V-3.465V, ±1.5%, SOIC-14, SMD, Top Mount, 11.36mm × 7.52mm × 9.25mm | [40 empty] | 180 | https://www.unikeyic.com/media/datasheet/b2/1e/8b31/b2/e9b1d41c1d30bcabf904de668fb48ce4.pdf | https://www.unikeyic.com/products/pressure-sensors/npa-300b-030d/35044762.html
NPA-300B-030G | Amphenol | 1+: 33.7252 5+: 30.9161 10+: 29.8711 25+: 28.6208 50+: 27.8039 | Vented Gauge Pressure Sensor, 206.84kPa, 3.135V-3.465V, 413.69kPa Max, ±1.5%, SOIC-14, SMD, Top Mount, Adhesive Mount, 11.36mm × 7.57mm × 3.05mm | [40 empty] | 66 | https://www.unikeyic.com/media/datasheet/b2/1e/8b31/b2/e9b1d41c1d30bcabf904de668fb48ce4.pdf | https://www.unikeyic.com/products/pressure-sensors/npa-300b-030g/35024275.html
NPA-300B-05WD | Amphenol | 100+: 35.3643 200+: 34.4574 300+: 33.9616 | Diff Analog Voltage 1.25kPa 3.28V 3.32V ±1.5% SOIC-14 SMD, Top Mount 11.37mm × 7.52mm × 9.25mm | [40 empty] | 100 | https://www.unikeyic.com/media/datasheet/b2/1e/8b31/b2/e9b1d41c1d30bcabf904de668fb48ce4.pdf | https://www.unikeyic.com/products/pressure-sensors/npa-300b-05wd/34962502.html
NPA-300B-10WD | Amphenol | 1+: 38.7375 | Amphenol Advanced Sensors Pressure Sensor, Max 35psi, Min 0.36psi | [40 empty] | 156 | https://www.unikeyic.com/media/datasheet/b2/1e/8b31/b2/e9b1d41c1d30bcabf904de668fb48ce4.pdf | https://www.unikeyic.com/products/pressure-sensors/npa-300b-10wd/11114170.html
NPA-300B-10WG | Amphenol | 1+: 46.904 5+: 38.826 10+: 36.0936 25+: 27.7992 50+: 27.756 | Vented Pressure Sensor, 2.49kPa, 3.135V-3.465V, 241.32kPa ±1.5%, SOIC-14, SMD, Top Mount, Adhesive Mount, 11.36mm × 7.57mm × 3.05mm | [40 empty] | 75 | https://www.unikeyic.com/media/datasheet/b2/1e/8b31/b2/e9b1d41c1d30bcabf904de668fb48ce4.pdf | https://www.unikeyic.com/products/pressure-sensors/npa-300b-10wg/35040458.html
NPA-300M-015A | Amphenol | 1+: 35.4256 5+: 35.4256 10+: 34.793 25+: 34.1604 50+: 34.1604 | Absolute Analog Voltage Sensor, 103.42kPa 3.135V 3.465V 413.69kPa ±1.5%, SOIC-14, PCB/SMD/Top Mount, 11.36mm L × 7.52mm W | [40 empty] | 140 | https://www.unikeyic.com/media/datasheet/b2/1e/8b31/b2/e9b1d41c1d30bcabf904de668fb48ce4.pdf | https://www.unikeyic.com/products/pressure-sensors/npa-300m-015a/35044932.html
NPA-300M-015G | Amphenol | 1+: 32.5024 5+: 32.5024 10+: 31.922 25+: 31.3416 50+: 31.3416 | Vented Pressure Sensor, Analog Voltage, 103.42kPa, 3.135V, 3.465V, 413.69kPa, ±1.5%, SOIC-14, PCB Mount, SMD, Top Mount, 11.36mm L × 7.52mm W | [40 empty] | 188 | https://www.unikeyic.com/media/datasheet/b2/1e/8b31/b2/e9b1d41c1d30bcabf904de668fb48ce4.pdf | https://www.unikeyic.com/products/pressure-sensors/npa-300m-015g/11062708.html
NPA-300M-10WG | Amphenol | 1+: 35.6608 5+: 35.6608 10+: 35.024 25+: 34.3872 50+: 34.3872 | Vented Gauge Pressure Sensor 68.95kPa 3.135V 3.465V 413.69kPa ±1.5% SOIC-14 SMD, Top Mount, Adhesive Mount 11.36mm L × 7.52mm W | [40 empty] | 190 | https://www.unikeyic.com/media/datasheet/b2/1e/8b31/b2/e9b1d41c1d30bcabf904de668fb48ce4.pdf | https://www.unikeyic.com/products/pressure-sensors/npa-300m-10wg/11239827.html
NPA-500B-001D | Amphenol | 1+: 35.448 5+: 35.448 10+: 34.815 25+: 34.182 50+: 34.182 | Differential Pressure Sensor, ±6.89kPa, 4.75-5.25V, 241.32kPa Max, ±1.5%, SOIC-14, SMD, Top Mount, Adhesive Mount, 11.36mm × 7.57mm × 3.05mm | [40 empty] | 177 | https://www.unikeyic.com/media/datasheet/b2/1e/8b31/b2/e9b1d41c1d30bcabf904de668fb48ce4.pdf | https://www.unikeyic.com/products/pressure-sensors/npa-500b-001d/11312444.html
NPA-500B-005D | Amphenol | 1+: 29.2992 5+: 29.2992 10+: 28.2528 50+: 28.2528 100+: 28.2528 | Amphenol Advanced Sensors Pressure Sensor, Differential, Max Overload 60psi | [40 empty] | 44 | https://www.unikeyic.com/media/datasheet/b2/1e/8b31/b2/e9b1d41c1d30bcabf904de668fb48ce4.pdf | https://www.unikeyic.com/products/pressure-sensors/npa-500b-005d/35038093.html
NPA-500B-005G | Amphenol | 4+: 33.517 15+: 32.12 30+: 30.833 149+: 29.601 | Amphenol Advanced Sensors Pressure Sensor, Differential, Max Overload 60psi | [40 empty] | 178 | https://www.unikeyic.com/media/datasheet/b2/1e/8b31/b2/e9b1d41c1d30bcabf904de668fb48ce4.pdf | https://www.unikeyic.com/products/pressure-sensors/npa-500b-005g/11015716.html
NPA-500B-015A | Amphenol | 1: 29.2992 5: 29.2992 10: 28.776 25: 28.2528 50: 28.2528 | Amphenol Advanced Sensors Pressure Sensor, Differential pressure sensor, Maximum overload60psi | ±1.5% |  |  | Industrial |  |  |  | NPA-500B-015A Amphenol |  |  | 11.36mm*7.57mm*3.05mm | 5.25V | 413.69KPa |  | 4.75V |  | SMD mount, top mount, glue mount |  | 103.42KPa | -40℃~125℃ |  |  |  |  | - |  | SOIC-14 |  |  |  |  | absolute |  | On sale |  | Tape and reel packaging |  |  |  |  | 96 | https://www.unikeyic.com/media/datasheet/b2/1e/8b31/b2/e9b1d41c1d30bcabf904de668fb48ce4.pdf | https://www.unikeyic.com/products/pressure-sensors/npa-500b-015a/10924310.html
NPA-500B-015G/BKN | Amphenol | 5+: 24.662 12+: 23.672 49+: 22.726 | Advanced Sensors NPA | [40 empty] | 50 |  | https://www.unikeyic.com/products/pressure-sensors/npa-500b-015g-bkn/12841215.html
NPA-500B-030A | Amphenol | 1: 35.4256 5: 35.4256 10: 34.793 25: 34.1604 50: 34.1604 | absolute 206.84KPa 4.75V 5.25V 413.69KPa ±1.5% SOIC-14 SMD mount，top mount，glue mount 11.36mm*7.57mm*3.05mm | ±1.5% |  |  |  | Board Mount | NPA-500B |  |  | Amplified Output, Temperature Compensated |  |  |  |  | 60PSI (413.69kPa) |  | 5A (24 Hours) |  | Surface Mount |  |  |  | 30PSI (206.84kPa) | -40°C ~ 125°C | 0.5 V ~ 4.5 V |  | Analog Voltage |  | 14-SOIC Module, Top Port |  | Male - 0.12" (3mm) Tube, Dual | Barbed |  | Absolute |  | 3749335 |  | NPA-500 | - | Gull Wing | 4.75V ~ 5.25V | 3 | https://www.unikeyic.com/media/datasheet/b2/1e/8b31/b2/e9b1d41c1d30bcabf904de668fb48ce4.pdf | https://www.unikeyic.com/products/pressure-sensors/npa-500b-030a/35047025.html
NPA-500B-030D | Amphenol | 1+: 34.3952 5+: 34.3952 10+: 33.781 25+: 33.1668 50+: 33.1668 | Differential Analog Voltage Sensor 206.84kPa 4.75V 5.25V 413.69kPa ±1.5% SOIC-14 SMD Top Mount 11.36mm × 7.52mm × 9.25mm | [40 empty] | 45 | https://www.unikeyic.com/media/datasheet/b2/1e/8b31/b2/e9b1d41c1d30bcabf904de668fb48ce4.pdf | https://www.unikeyic.com/products/pressure-sensors/npa-500b-030d/11305372.html
NPA-500B-030G/BKN | Amphenol | 5+: 24.585 | Pressure Sensor - Vented Gauge - 30PSI (206.84kPa | [40 empty] | 10 |  | https://www.unikeyic.com/products/pressure-sensors/npa-500b-030g-bkn/35041091.html
NPA-500B-05WG | Amphenol | 5+: 41.096 12+: 39.391 48+: 37.818 | Amphenol Advanced Sensors Pressure Sensor, Differential, Max Overload 140psi | [40 empty] | 100 | https://www.unikeyic.com/media/datasheet/b2/1e/8b31/b2/e9b1d41c1d30bcabf904de668fb48ce4.pdf | https://www.unikeyic.com/products/pressure-sensors/npa-500b-05wg/11111382.html
NPA-500B-10WD | Amphenol | 10: 31.9325 25: 31.2902 50: 30.66 | Amphenol Advanced Sensors Pressure Sensor, Differential, Max Overload 60psi | ±1.5% |  |  |  | Board Mount | NPA-500B |  |  | Amplified Output, Temperature Compensated |  |  |  |  | 35PSI (241.32kPa) |  | 5A (24 Hours) |  | Surface Mount |  |  |  | 0.36PSI (2.49kPa) | -40°C ~ 125°C | 0.5 V ~ 4.5 V |  | Analog Voltage |  | 14-SOIC Module, Top Port |  | Male - 0.12" (3mm) Tube, Dual | Barbed |  | Differential |  | 3749336 |  | NPA-500 | - | Gull Wing | 4.75V ~ 5.25V | 56 | https://www.unikeyic.com/media/datasheet/b2/1e/8b31/b2/e9b1d41c1d30bcabf904de668fb48ce4.pdf | https://www.unikeyic.com/products/pressure-sensors/npa-500b-10wd/11210670.html
NPA-500B-10WG/BKN | Amphenol | 4: 29.854 15: 28.699 40: 27.599 | Advanced Sensors NPA | - | [10 empty] | - | - |  | - |  |  |  | - | [5 empty] | - | [6 empty] | - | [8 empty] | 70 | https://www.unikeyic.com/media/about_us/Unikey_ISO_9001_Certification.pdf | https://www.unikeyic.com/products/pressure-sensors/npa-500b-10wg-bkn/20084438.html
NPA-500M-005G | Amphenol | 1: 30.8896 5: 30.8896 10: 30.338 25: 29.7864 50: 29.7864 | Exhaust pressure gauge AnalogVoltage 34.47KPa 4.75V 5.25V 413.69KPa ±1.5% SOIC-14 PCBinstall，SMD mount，top mount 11.36mm(Length)*7.52mm(width) | ±1.5% |  |  | Industrial |  |  |  | NPA-500M-005G Amphenol |  |  | 11.36mm(Length)*7.52mm(width) | 5.25V | 413.69KPa |  | 4.75V |  | PCBinstall, SMD mount, top mount |  | 34.47KPa | -50℃~150℃ |  |  |  |  | AnalogVoltage |  | SOIC-14 |  |  |  |  | Exhaust pressure gauge |  | On sale | [6 empty] | 78 | https://www.unikeyic.com/media/datasheet/b2/1e/8b31/b2/e9b1d41c1d30bcabf904de668fb48ce4.pdf | https://www.unikeyic.com/products/pressure-sensors/npa-500m-005g/35032836.html
NPA-600B-030D | Amphenol | 1: 30.8896 5: 30.8896 10: 30.338 25: 29.7864 50: 29.7864 | Differential ZACwire 206.84KPa 4.75V 5.25V 413.69KPa ±1.5% SOIC-14 SMD mount，top mount，glue mount 11.36mm*7.52mm*9.25mm | ±1.5% |  |  | Industrial |  |  |  | NPA-600B-030D Amphenol |  |  | 11.36mm*7.52mm*9.25mm | 5.25V | 413.69KPa |  | 4.75V |  | SMD mount, top mount, glue mount |  | 206.84KPa | -40℃~125℃ |  |  |  |  | ZACwire |  | SOIC-14 |  |  |  |  | Differential |  | On sale |  | Tape and reel packaging |  |  |  |  | 95 | https://www.unikeyic.com/media/datasheet/b2/1e/8b31/b2/e9b1d41c1d30bcabf904de668fb48ce4.pdf | https://www.unikeyic.com/products/pressure-sensors/npa-600b-030d/34942320.html
NPA-700B-001D | Amphenol | 1+: 35.5152 5+: 35.5152 10+: 34.881 25+: 34.2468 50+: 34.2468 | Amphenol Advanced Sensors Pressure Sensor, Differential, Max Overload 60psi | [40 empty] | 99 | https://www.unikeyic.com/media/datasheet/b2/1e/8b31/b2/e9b1d41c1d30bcabf904de668fb48ce4.pdf | https://www.unikeyic.com/products/pressure-sensors/npa-700b-001d/35045327.html
NPA-700B-001G | Amphenol | 4+: 28.171 25+: 27.038 50+: 25.96 | Amphenol Advanced Sensors Pressure Sensor, Differential, Max Overload 60psi | [40 empty] | 82 | https://www.unikeyic.com/media/datasheet/b2/1e/8b31/b2/e9b1d41c1d30bcabf904de668fb48ce4.pdf | https://www.unikeyic.com/products/pressure-sensors/npa-700b-001g/35037426.html
NPA-700B-015A | Amphenol | 1: 34.958 5: 33.2424 10: 30.5424 25: 30.0348 50: 29.106 100: 28.674 | Amphenol Advanced Sensors Pressure Sensor, Differential pressure sensor, Maximum overload60psi | ±1.5% |  |  |  | Board Mount | NPA-700B |  |  | Temperature Compensated |  |  |  |  | 60PSI (413.69kPa) |  | 5A (24 Hours) |  | Surface Mount |  |  |  | 15PSI (103.42kPa) | -40°C ~ 125°C | 14 b |  | I²C |  | 14-SOIC Module, Top Port |  | Male - 0.12" (3mm) Tube, Dual | Barbed |  | Absolute |  | 3757921 |  | NPA-700 | - | Gull Wing | 4.75V ~ 5.25V | 184 | https://www.unikeyic.com/media/datasheet/b2/1e/8b31/b2/e9b1d41c1d30bcabf904de668fb48ce4.pdf | https://www.unikeyic.com/products/pressure-sensors/npa-700b-015a/34943318.html
NPA-700B-030A | Amphenol | 1: 36.6352 5: 36.6352 10: 35.981 25: 35.3268 50: 35.3268 | Amphenol Advanced Sensors Pressure Sensor, Differential pressure sensor, Maximum overload60psi | ±1.5% |  |  |  | Board Mount | NPA-700B |  |  | Temperature Compensated |  |  |  |  | 60PSI (413.69kPa) |  | 5A (24 Hours) |  | Surface Mount |  |  |  | 30PSI (206.84kPa) | -40°C ~ 125°C | 14 b |  | I²C |  | 14-SOIC Module, Top Port |  | Male - 0.12" (3mm) Tube, Dual | Barbed |  | Absolute |  | 3749344 |  | NPA-700 | - | Gull Wing | 4.75V ~ 5.25V | 170 | https://www.unikeyic.com/media/datasheet/b2/1e/8b31/b2/e9b1d41c1d30bcabf904de668fb48ce4.pdf | https://www.unikeyic.com/products/pressure-sensors/npa-700b-030a/11302031.html
NPA-700B-05WD | Amphenol | 1+: 41.1376 5+: 40.403 10+: 40.403 25+: 39.6684 50+: 39.6684 | Diff I²C ±1.25kPa, 3.1V, 5.25V, 6kPa, ±1.5%, SOIC-14, SMD, Top Mount, Adhesive Mount | [40 empty] | 92 | https://www.unikeyic.com/media/datasheet/b2/1e/8b31/b2/e9b1d41c1d30bcabf904de668fb48ce4.pdf | https://www.unikeyic.com/products/pressure-sensors/npa-700b-05wd/11276759.html
NPA-700B-10WD | Amphenol | 1: 30.352 5: 30.352 10: 29.81 25: 29.268 50: 29.268 | Amphenol Advanced Sensors Pressure Sensor, Differential pressure sensor, Maximum overload60psi | ±1.5% |  |  |  | Board Mount | NPA-700B |  |  | Temperature Compensated |  |  |  |  | 35PSI (241.32kPa) |  | 5A (24 Hours) |  | Surface Mount |  |  |  | 0.36PSI (2.49kPa) | -40°C ~ 125°C | 14 b |  | I²C |  | 14-SOIC Module, Top Port |  | Male - 0.12" (3mm) Tube, Dual | Barbed |  | Differential |  | 3749345 |  | NPA-700 | - | Gull Wing | 4.75V ~ 5.25V | 97 | https://www.unikeyic.com/media/datasheet/b2/1e/8b31/b2/e9b1d41c1d30bcabf904de668fb48ce4.pdf | https://www.unikeyic.com/products/pressure-sensors/npa-700b-10wd/10907587.html
NPA-700B-10WG | Amphenol | 1: 58.1625 | Amphenol Advanced Sensors Pressure Sensor, Differential, Max Overload 60psi | ±1.5% |  |  |  | Board Mount | NPA-700B |  |  | Temperature Compensated |  |  |  |  | 35PSI (241.32kPa) |  | 5A (24 Hours) |  | Surface Mount |  |  |  | 0.36PSI (2.49kPa) | -40°C ~ 125°C | 14 b |  | I²C |  | 14-SOIC Module, Top Port |  | Male - 0.12" (3mm) Tube, Dual | Barbed |  | Vented Gauge |  | 3757917 |  | NPA-700 | - | Gull Wing | 4.75V ~ 5.25V | 94 | https://www.unikeyic.com/media/datasheet/b2/1e/8b31/b2/e9b1d41c1d30bcabf904de668fb48ce4.pdf | https://www.unikeyic.com/products/pressure-sensors/npa-700b-10wg/10955692.html
NPA-700M-030A | Amphenol | 1: 31.8416 5: 31.8416 10: 31.273 25: 30.7044 50: 30.7044 | absolute I²C 206.84KPa 4.75V 5.25V 413.69KPa ±1.5% SOIC-14 PCBinstall，SMD mount，top mount 11.36mm(Length)*7.52mm(width) | ±1.5% |  |  |  | Board Mount | NPA-700M |  |  | Amplified Output, Temperature Compensated |  |  |  |  | 60PSI (413.69kPa) |  | 5A (24 Hours) |  | Surface Mount |  |  |  | 30PSI (206.84kPa) | -40°C ~ 125°C | 14 b |  | I²C |  | 14-SOIC Module, Top Port | Tape & Reel (TR) | Male - 0.12" (3mm) Tube, Dual | Barbed |  | Absolute |  | 8597534 |  | NPA-700 | 14-SOIC | Gull Wing | 2.7V ~ 5.5V | 66 | https://www.unikeyic.com/media/datasheet/b2/1e/8b31/b2/e9b1d41c1d30bcabf904de668fb48ce4.pdf | https://www.unikeyic.com/products/pressure-sensors/npa-700m-030a/10972783.html
NPA-730B-001D | Amphenol | 1: 30.632 5: 30.632 10: 30.085 25: 29.538 50: 29.538 | Amphenol Advanced Sensors Pressure Sensors, Maximum pressure reading5psi, Minimum pressure reading1psi | ±1.5% |  |  |  | Board Mount | NPA-730B |  |  | Temperature Compensated |  |  |  |  | 5PSI (34.47kPa) |  | 5A (24 Hours) |  | Surface Mount |  |  |  | 1PSI (6.89kPa) | -40°C ~ 125°C | 14 b |  | I²C |  | 14-SOIC Module, Dual Top Ports |  | Male - 0.12" (3mm) Tube, Dual | Barbed |  | Differential |  | 9951468 |  | NPA-730 | 14-SOIC | Gull Wing | 3.135V ~ 3.465V | 193 | https://www.unikeyic.com/media/about_us/Unikey_ISO_9001_Certification.pdf | https://www.unikeyic.com/products/pressure-sensors/npa-730b-001d/34981876.html
NPA-730B-001G | Amphenol | 100: 30.4925 200: 29.693 300: 29.2561 | Amphenol Advanced Sensors Pressure Sensors, Maximum pressure reading5psi, Minimum pressure reading1psi | ±1.5% |  |  |  | Board Mount | NPA-730B |  |  | Temperature Compensated |  |  |  |  | 5PSI (34.47kPa) |  | 5A (24 Hours) |  | Surface Mount |  |  |  | 1PSI (6.89kPa) | -40°C ~ 125°C | 14 b |  | I²C |  | 14-SOIC Module, Dual Top Ports |  | Male - 0.12" (3mm) Tube, Dual | Barbed |  | Vented Gauge |  | 9951475 |  | NPA-730 | 14-SOIC | Gull Wing | 3.135V ~ 3.465V | 250 | https://www.unikeyic.com/media/datasheet/b3/c1/1c1e/b3/2c0830541b1f0457dfe1b908bfad6f96.pdf | https://www.unikeyic.com/products/pressure-sensors/npa-730b-001g/10922208.html
NPA-730B-005D | Amphenol | 1+: 34.1875 | Diff I²C 34.47kPa 3.135V 3.32V 413.69kPa ±1.5% SOIC-14 SMD, Top Mount | [40 empty] | 98 | https://www.unikeyic.com/media/datasheet/b3/c1/1c1e/b3/2c0830541b1f0457dfe1b908bfad6f96.pdf | https://www.unikeyic.com/products/pressure-sensors/npa-730b-005d/11257607.html
NPA-730B-005G | Amphenol | 1+: 35.1792 5+: 35.1792 10+: 34.551 25+: 33.9228 50+: 33.9228 | Vented Pressure Sensor I²C 34.47kPa 3.135V 3.465V 413.69kPa ±1.5% SOIC-14 SMD, Top Mount, Adhesive Mount | [40 empty] | 31 | https://www.unikeyic.com/media/datasheet/b3/c1/1c1e/b3/2c0830541b1f0457dfe1b908bfad6f96.pdf | https://www.unikeyic.com/products/pressure-sensors/npa-730b-005g/34962918.html
NPA-730B-015D | Amphenol | 10+: 32.2164 25+: 30.072 50+: 29.127 100+: 28.182 300+: 26.6805 500+: 19.5405 1,000+: 14.658 | Differential I²C Pressure Sensor 103.42kPa 3.135V 3.465V 413.69kPa ±1.5% SOIC-14 SMD, Top Mount | [40 empty] | 100 | https://www.unikeyic.com/media/datasheet/b3/c1/1c1e/b3/2c0830541b1f0457dfe1b908bfad6f96.pdf | https://www.unikeyic.com/products/pressure-sensors/npa-730b-015d/35066210.html
NPA-730B-015G | Amphenol | 1: 37.2805 5: 34.2117 10: 33.0697 25: 31.7048 50: 31.0493 | Exhaust type metering I²C 3.135V 3.465V 103.42Kpa ±1.5% SOIC-14 SMD mount，top mount，glue mount | ±1.5% |  |  |  | Board Mount | NPA-730B |  |  | Temperature Compensated |  |  |  |  | 60PSI (413.69kPa) |  | 5A (24 Hours) |  | Surface Mount |  |  |  | 15PSI (103.42kPa) | -40°C ~ 125°C | 14 b |  | I²C |  | 14-SOIC Module, Dual Top Ports |  | Male - 0.12" (3mm) Tube, Dual | Barbed |  | Vented Gauge |  | 9951477 |  | NPA-730 | 14-SOIC | Gull Wing | 3.135V ~ 3.465V | 43 | https://www.unikeyic.com/media/datasheet/2e/ee/acee/2e/c85679a3e8e7d0ca7874ce44320cfbe6.pdf | https://www.unikeyic.com/products/pressure-sensors/npa-730b-015g/11169575.html
NPA-730B-02WD | Amphenol | 1+: 34.0816 5+: 34.0816 10+: 33.473 25+: 32.8644 50+: 32.8644 | Amphenol Advanced Sensors Pressure Sensor, 5psi Max, 0.07psi Min | [40 empty] | 36 | https://www.unikeyic.com/media/datasheet/e8/27/0d2e/e8270d2e4e5ecb4e4fdc65273d2590c8.pdf | https://www.unikeyic.com/products/pressure-sensors/npa-730b-02wd/11327432.html
NPA-730B-02WG | Amphenol | 1+: 33.7745 75+: 32.7687 150+: 31.8113 | Amphenol Advanced Sensors Pressure Sensor, 5psi Max, 0.07psi Min | [40 empty] | 72 | https://www.unikeyic.com/media/datasheet/b3/c1/1c1e/b3/2c0830541b1f0457dfe1b908bfad6f96.pdf | https://www.unikeyic.com/products/pressure-sensors/npa-730b-02wg/35046550.html
NPA-730B-030D | Amphenol | 1: 37.2805 5: 34.2117 10: 33.0697 25: 31.7048 50: 31.0493 | Differential Digital 0psi~30psi 3.135V 3.465V 206.84Kpa ±1.5% SOIC-14 SMD mount | ±1.5% |  |  |  | Board Mount | NPA-730B |  |  | Temperature Compensated |  |  |  |  | 60PSI (413.69kPa) |  | 5A (24 Hours) |  | Surface Mount |  |  |  | 30PSI (206.84kPa) | -40°C ~ 125°C | 14 b |  | I²C |  | 14-SOIC Module, Dual Top Ports |  | Male - 0.12" (3mm) Tube, Dual | Barbed |  | Differential |  | 9951483 |  | NPA-730 | 14-SOIC | Gull Wing | 3.135V ~ 3.465V | 65 | https://www.unikeyic.com/media/datasheet/b3/c1/1c1e/b3/2c0830541b1f0457dfe1b908bfad6f96.pdf | https://www.unikeyic.com/products/pressure-sensors/npa-730b-030d/35051841.html
NPA-730B-030G | Amphenol | 1: 24.497 5: 22.3749 10: 21.5861 25: 20.6421 50: 19.9963 | Exhaust type metering I²C 206.84KPa 3.135V 3.465V 413.69KPa ±1.5% SOIC-14 SMD mount，top mount，glue mount | ±1.5% |  |  |  | Board Mount | NPA-730B |  |  | Temperature Compensated |  |  |  |  | 60PSI (413.69kPa) |  | 5A (24 Hours) |  | Surface Mount |  |  |  | 30PSI (206.84kPa) | -40°C ~ 125°C | 14 b |  | I²C |  | 14-SOIC Module, Dual Top Ports |  | Male - 0.12" (3mm) Tube, Dual | Barbed |  | Vented Gauge |  | 9951478 |  | NPA-730 | 14-SOIC | Gull Wing | 3.135V ~ 3.465V | 43 | https://www.unikeyic.com/media/datasheet/b3/c1/1c1e/b3/2c0830541b1f0457dfe1b908bfad6f96.pdf | https://www.unikeyic.com/products/pressure-sensors/npa-730b-030g/11085453.html
NPA-730B-05WD | Amphenol | 5+: 25.058 11+: 24.596 | Amphenol Advanced Sensors Pressure Sensor, Max 5psi, Min 0.18psi | [40 empty] | 20 | https://www.unikeyic.com/media/datasheet/b3/c1/1c1e/b3/2c0830541b1f0457dfe1b908bfad6f96.pdf | https://www.unikeyic.com/products/pressure-sensors/npa-730b-05wd/35049104.html
NPA-730B-10WD | Amphenol | 100: 30.601 200: 29.7993 300: 29.3611 | Amphenol Advanced Sensors Pressure Sensors, Maximum pressure reading5psi, Minimum pressure reading0.36psi | ±1.5% |  |  |  | Board Mount | NPA-730B |  |  | Temperature Compensated |  |  |  |  | 5PSI (34.47kPa) |  | 5A (24 Hours) |  | Surface Mount |  |  |  | 0.36PSI (2.49kPa) | -40°C ~ 125°C | 14 b |  | I²C |  | 14-SOIC Module, Dual Top Ports |  | Male - 0.12" (3mm) Tube, Dual | Barbed |  | Differential |  | 9951473 |  | NPA-730 | 14-SOIC | Gull Wing | 3.135V ~ 3.465V | 140 | https://www.unikeyic.com/media/datasheet/b3/c1/1c1e/b3/2c0830541b1f0457dfe1b908bfad6f96.pdf | https://www.unikeyic.com/products/pressure-sensors/npa-730b-10wd/35045305.html
NPA-730B-10WG | Amphenol | 100+: 18.9163 200+: 18.3802 300+: 18.0872 500+: 17.7385 | Amphenol Advanced Sensors Pressure Sensor, Max Reading 5psi, Min Reading 0.36psi | [40 empty] | 1957 | https://www.unikeyic.com/media/datasheet/b3/c1/1c1e/b3/2c0830541b1f0457dfe1b908bfad6f96.pdf | https://www.unikeyic.com/products/pressure-sensors/npa-730b-10wg/11346174.html
NPA-730N-001D | Amphenol | 1+: 34.6976 5+: 34.6976 10+: 34.078 25+: 33.4584 50+: 33.4584 | Differential I²C Pressure Sensor, 6.89kPa-413.69kPa, 3.135V-3.465V, ±1.5%, SOIC-14, SMD, Adhesive Mount | [40 empty] | 96 | https://www.unikeyic.com/media/datasheet/92/23/c0b7/9223c0b765b7539b512b2f3a37964f25.pdf | https://www.unikeyic.com/products/pressure-sensors/npa-730n-001d/34949917.html
NPA-730N-030A | Amphenol | 1: 37.26 5: 34.195 10: 33.0534 25: 31.6885 50: 31.0338 | absolute I²C 206.84KPa 3.135V 3.32V 413.69KPa ±1.5% SOIC-14 SMD mount | ±1.5% |  |  |  | Board Mount | NPA-730N |  |  | Temperature Compensated |  |  |  |  | 60PSI (413.69kPa) |  | 5A (24 Hours) |  | Surface Mount |  |  |  | 30PSI (206.84kPa) | -40°C ~ 125°C | 14 b |  | I²C |  | 14-SOIC Module |  | - | No Port |  | Absolute |  | 9951484 |  | NPA-730 | 14-SOIC | Gull Wing | 3.135V ~ 3.465V | 64 | https://www.unikeyic.com/media/datasheet/05/ac/9746/05/bc888b08d50bd3c32500d323cb30db70.pdf | https://www.unikeyic.com/products/pressure-sensors/npa-730n-030a/34942266.html
NPC-1210-050G-3-L | Amphenol | 1+: 43.3888 5+: 42.614 10+: 42.614 25+: 41.8392 50+: 41.8392 | Vented Gauge Pressure Sensor, Wheatstone Bridge 344.74kPa 1.03421MPa ±0.1% DIP TH 15.24mm × 15.24mm × 16.2mm | [40 empty] | 35 | https://www.unikeyic.com/media/datasheet/8e/66/7f58/8e/303fa7dba03b30fffa53a3a8753f4f68.pdf | https://www.unikeyic.com/products/pressure-sensors/npc-1210-050g-3-l/35070798.html
NPC-1220-005-G-3-S | Amphenol | 37: 33.9136 74: 32.9573 111: 32.4346 | Exhaust type metering Wheatstone Bridge 34.47KPa 103.42KPa ±0.1% DIP-8 Through hole mounting 15.24mm*15.24mm*12.46mm | ±0.1% |  |  |  | Board Mount | NPC-1220 |  |  | Temperature Compensated |  |  |  |  | 15PSI (103.42kPa) |  | Not Applicable |  | Through Hole |  |  |  | 5PSI (34.47kPa) | -40°C ~ 125°C | 0 mV ~ 50 mV |  | Wheatstone Bridge |  | 8-DIP Module | Bulk | Male - 0.12" (3.04mm) Tube | Barbless |  | Vented Gauge |  | 4176576 |  | NPC-1220 | - | PC Pin | - | 363 | https://www.unikeyic.com/media/datasheet/3a/06/d653/3a/d103fdbb371366d06c61ab0db7ac84f4.pdf | https://www.unikeyic.com/products/pressure-sensors/npc-1220-005-g-3-s/34624.html
NPC-1220-100D-3-S | Amphenol | 1: 40.6224 5: 39.897 10: 39.897 25: 39.1716 50: 39.1716 | Differential Wheatstone Bridge 689.48KPa 2.06843MPa ±0.1% DIP Through hole mounting 15.24mm*15.24mm*12.46mm | ±0.1% |  |  |  | Board Mount | NPC-1220 |  |  | Temperature Compensated |  |  |  |  | 300PSI (2068.43kPa) |  | 1 (Unlimited) |  | Through Hole |  |  |  | 100PSI (689.48kPa) | -40°C ~ 125°C | 0 mV ~ 50 mV |  | Wheatstone Bridge |  | 8-DIP Module | Bulk | Male - 0.12" (3.04mm) Tube, Dual | Barbless |  | Differential |  | 4176589 |  | NPC-1220 | - | PC Pin | - | 11 | https://www.unikeyic.com/media/datasheet/3a/06/d653/3a/d103fdbb371366d06c61ab0db7ac84f4.pdf | https://www.unikeyic.com/products/pressure-sensors/npc-1220-100d-3-s/35049117.html
NPH-8-002.5-D-H | Amphenol | 2: 76.021 4: 74.613 | Differential Wheatstone Bridge 2.5KPa 12.5KPa ±3% TO-8 | ±3% |  |  |  | Board Mount | NPH-8 |  |  | Temperature Compensated |  |  |  |  | 1.81PSI (12.5kPa) |  | Not Applicable |  | Through Hole |  |  |  | 0.36PSI (2.5kPa) | -40°C ~ 125°C | 0 mV ~ 50 mV |  | Wheatstone Bridge |  | TO-233AA, TO-8-3 Metal Can | Bulk | Male - 0.19" (4.83mm) Tube, Dual | Barbless |  | Differential |  | 4176271 |  | NPH | TO-8 | PC Pin | - | 5 | https://www.unikeyic.com/media/datasheet/29/d7/bcea/29/5fc983cf973320f1ff82a18fad1a02b6.pdf | https://www.unikeyic.com/products/pressure-sensors/nph-8-002-5-d-h/10894910.html
NPH-8-007-G-H | Amphenol | 2+: 97.152 3+: 93.269 13+: 89.54 | Vented Gauge Pressure Sensor Wheatstone Bridge 7kPa-35kPa ±1.5% TO-8 TH 19.33mm H | [40 empty] | 31 | https://www.unikeyic.com/media/datasheet/29/d7/bcea/29/5fc983cf973320f1ff82a18fad1a02b6.pdf | https://www.unikeyic.com/products/pressure-sensors/nph-8-007-g-h/11085533.html
NPH-8-100-G-H | Amphenol | 45: 97.907 90: 95.568 | Exhaust type metering Wheatstone Bridge 103.42KPa 400KPa ±0.1% TO-8 Through hole mounting 19.33mm(height) | ±0.1% |  |  | Industrial |  |  |  | NPH-8-100-G-H Amphenol |  |  | 19.33mm(height) | - | 400KPa |  | - |  | Through hole mounting |  | 103.42KPa | -40℃~125℃ |  |  |  |  | Wheatstone Bridge |  | TO-8 |  |  |  |  | Exhaust metering |  | On sale |  | bulk |  |  |  |  | 212 | https://www.unikeyic.com/media/datasheet/22/e9/ca71/22/4905e0499d976c75f3ffd5efeb0f406b.pdf | https://www.unikeyic.com/products/pressure-sensors/nph-8-100-g-h/11229195.html
NPI-15-A-702-S-H | Amphenol | 1+: 98.648 5+: 98.648 10+: 96.8544 25+: 96.8544 50+: 96.8544 100+: 96.8544 | Sealed Pressure Sensor Wheatstone Bridge 7MPa-14MPa ±0.25% Wire Mount | [40 empty] | 19 | https://www.unikeyic.com/media/datasheet/84/3d/6f9c/84/98803afd2132d1671486ab7b05de718f.pdf | https://www.unikeyic.com/products/pressure-sensors/npi-15-a-702-s-h/34975715.html
NPI-19A-015G2 | Amphenol | 1+: 110.1968 | Amphenol Advanced Sensors, NPI-19 Pressure Sensor, 15psi Max, 0psi Min | [40 empty] | 4 |  | https://www.unikeyic.com/products/pressure-sensors/npi-19a-015g2/11235895.html
NPI-19A-030A2 | Amphenol | 1+: 81.7712 5+: 80.311 | Amphenol Advanced Sensors NPI-19 Series Pressure Sensor, Max 30psi, Min 0psi | [40 empty] | 2 |  | https://www.unikeyic.com/products/pressure-sensors/npi-19a-030a2/34987142.html
NPI-19A-050GV | Amphenol | 1: 90.178 5: 90.178 10: 88.5384 25: 88.5384 50: 88.5384 100: 88.5384 | Exhaust type metering Wheatstone Bridge 344.74KPa 15V 689.48KPa ±0.5% wire mounting 13.6mm(height) | ±0.5% |  |  |  | Board Mount | NPI-19A |  |  | Temperature Compensated |  |  |  |  | 100PSI (689.48kPa) |  | Not Applicable | [5 empty] | 50PSI (344.74kPa) | -40°C ~ 125°C | 0 mV ~ 100 mV |  | Wheatstone Bridge |  | Cylinder | Bulk | - | No Port |  | Vented Gauge |  | 4176342 |  | NPI-19 | - | Flex Cable | 10V | 58 | https://www.unikeyic.com/media/datasheet/7b/bc/88a8/7b/7b6717b26ce9ae5119ec223c16e74767.pdf | https://www.unikeyic.com/products/pressure-sensors/npi-19a-050gv/34962328.html
NPI-19A-100G2 | Amphenol | 1: 110.1968 | Amphenol Advanced Sensors, NPI-19series Pressure Sensors, Maximum pressure reading100psi, Minimum pressure reading0psi | ±1% |  |  |  | Industrial Automation |  |  |  | Temperature Compensated |  |  |  |  | 200PSI (1378.95kPa) |  | Not Applicable | [5 empty] | 100PSI (689.48kPa) | -40°C ~ 125°C | 14 b |  | I²C |  | Cylinder | Tray | - | No Port |  | Gauge |  |  |  | NPI-19 | - | Wire Leads | 2.5V ~ 5.5V | 4 | https://www.unikeyic.com/media/about_us/Unikey_ISO_9001_Certification.pdf | https://www.unikeyic.com/products/pressure-sensors/npi-19a-100g2/34942693.html
NPI-19A-100GV | Amphenol | 1: 51.4256 5: 47.3648 10: 45.8509 | Exhaust pressure gauge Wheatstone Bridge 689.48KPa 15V 1.37895MPa ±0.5% 13.6mm(height) | ±0.5% |  |  |  | Board Mount | NPI-19A |  |  | Temperature Compensated |  |  |  |  | 200PSI (1378.95kPa) |  | Not Applicable | [5 empty] | 100PSI (689.48kPa) | -40°C ~ 125°C | 0 mV ~ 100 mV |  | Wheatstone Bridge |  | Cylinder | Bulk | - | No Port |  | Vented Gauge |  | 4176343 |  | NPI-19 | - | Flex Cable | 10V | 29 | https://www.unikeyic.com/media/datasheet/7b/bc/88a8/7b/7b6717b26ce9ae5119ec223c16e74767.pdf | https://www.unikeyic.com/products/pressure-sensors/npi-19a-100gv/34949753.html
NPI-19A-172AH | Amphenol | 1+: 90.299 5+: 90.299 10+: 88.6572 25+: 88.6572 50+: 88.6572 100+: 88.6572 | Absolute Pressure Sensor Wheatstone Bridge 1.7MPa 3.4MPa ±0.5% 13.6mm H | [40 empty] | 43 | https://www.unikeyic.com/media/datasheet/7b/bc/88a8/7b/7b6717b26ce9ae5119ec223c16e74767.pdf | https://www.unikeyic.com/products/pressure-sensors/npi-19a-172ah/11153950.html
NPI-19A-200G2 | Amphenol | 1: 80.608 5: 73.8828 10: 73.7964 25: 71.5824 45: 70.0704 | Amphenol Advanced Sensors, NPI-19series Pressure Sensors, Maximum pressure reading200psi, Minimum pressure reading0psi | ±1% |  |  |  | Industrial Automation |  |  |  | Temperature Compensated |  |  |  |  | 400PSI (2757.9kPa) |  | Not Applicable | [5 empty] | 200PSI (1378.95kPa) | -40°C ~ 125°C | 14 b |  | I²C |  | Cylinder | Tray | - | No Port |  | Gauge |  | 15789381 |  | NPI-19 | - | Wire Leads | 2.5V ~ 5.5V | 2 | https://www.unikeyic.com/media/about_us/Unikey_ISO_9001_Certification.pdf | https://www.unikeyic.com/products/pressure-sensors/npi-19a-200g2/35042343.html
NPI-19A-201AH | Amphenol | 1+: 88.814 5+: 88.814 10+: 87.1992 25+: 87.1992 | Absolute Pressure Sensor, Wheatstone Bridge, 200kPa/400kPa ±0.5%, 13.6mm H | [40 empty] | 19 | https://www.unikeyic.com/media/datasheet/7b/bc/88a8/7b/7b6717b26ce9ae5119ec223c16e74767.pdf | https://www.unikeyic.com/products/pressure-sensors/npi-19a-201ah/35022528.html
NPI-19A-300G2 | Amphenol | 1+: 96.074 10+: 96.074 | Amphenol Advanced Sensors, NPI-19 Series Pressure Sensor, Max 300psi, Min 0psi | [40 empty] | 4 |  | https://www.unikeyic.com/products/pressure-sensors/npi-19a-300g2/35062208.html
NPI-19H-701AH | Amphenol | 2+: 66.77 5+: 65.527 9+: 64.295 17+: 63.052 45+: 61.82 | Pressure Sensor Absolute Wheatstone Bridge 700KPa 1.4MPa ±0.25% Wire Mount 32.5mm × 22.1mm × 25.4mm | [40 empty] | 45 | https://www.unikeyic.com/media/datasheet/7b/bc/88a8/7b/7b6717b26ce9ae5119ec223c16e74767.pdf | https://www.unikeyic.com/products/pressure-sensors/npi-19h-701ah/28132.html
NPI-19J-002G2 | Amphenol | 1+: 87.612 | Amphenol Advanced Sensors NPI-19 Series Pressure Sensor, Max 2.5psi, Min 0psi | [40 empty] | 1 |  | https://www.unikeyic.com/products/pressure-sensors/npi-19j-002g2/35025739.html
NPI-19J-005G2 | Amphenol | 1+: 99.231 5+: 99.231 10+: 97.4268 25+: 97.4268 | Amphenol Advanced Sensors NPI-19 Series Pressure Sensor Max 5psi Min 0psi | [40 empty] | 1 |  | https://www.unikeyic.com/products/pressure-sensors/npi-19j-005g2/35041987.html
NPI-19J-015A2 | Amphenol | 1: 101.255 10: 101.255 | Amphenol Advanced Sensors, NPI-19series Pressure Sensors, Maximum pressure reading15psi, Minimum pressure reading0psi | ±1% |  |  |  | Industrial Automation |  |  |  | Temperature Compensated |  |  |  |  | 30PSI (206.84kPa) |  | Not Applicable | [5 empty] | 15PSI (103.42kPa) | -40°C ~ 125°C | 14 b |  | I²C |  | Cylinder | Tray | Male - 1/8" (3.18mm) NPT | Threaded |  | Absolute |  | 15789367 |  | NPI-19 | - | Wire Leads | 2.5V ~ 5.5V | 1 | https://www.unikeyic.com/media/about_us/Unikey_ISO_9001_Certification.pdf | https://www.unikeyic.com/products/pressure-sensors/npi-19j-015a2/35064686.html
NPI-19J-030G2 | Amphenol | 2+: 89.771 | Amphenol Advanced Sensors NPI-19 Series Pressure Sensor, Max 30psi, Min 0psi | [40 empty] | 5 |  | https://www.unikeyic.com/products/pressure-sensors/npi-19j-030g2/35012617.html
NPI-19J-030GV | Amphenol | 1: 90.926 5: 90.926 10: 89.2728 25: 89.2728 50: 89.2728 | Exhaust type metering Wheatstone Bridge 206.84KPa 10V 413.69KPa ±0.25% wire mounting 25.5mm*22.1mm*32.5mm | ±0.25% |  |  |  | Board Mount | NPI-19J |  |  | Temperature Compensated |  |  |  |  | 60PSI (413.69kPa) |  | Not Applicable | [5 empty] | 30PSI (206.84kPa) | -40°C ~ 125°C | 0 mV ~ 100 mV |  | Wheatstone Bridge |  | Cylinder | Bulk | Male - 1/8" (3.18mm) NPT | Threaded |  | Vented Gauge |  | 4176365 |  | NPI-19 | - | Flex Cable | 10V | 44 | https://www.unikeyic.com/media/datasheet/7b/bc/88a8/7b/7b6717b26ce9ae5119ec223c16e74767.pdf | https://www.unikeyic.com/products/pressure-sensors/npi-19j-030gv/35067495.html
NPI-19J-050G2 | Amphenol | 2+: 89.771 | Amphenol Advanced Sensors NPI-19 Series Pressure Sensor, Pmax=50psi Pmin=0psi | [40 empty] | 5 |  | https://www.unikeyic.com/products/pressure-sensors/npi-19j-050g2/11218810.html
NPI-19J-200A2 | Amphenol | 1: 92.9423 5: 86.1497 10: 83.617 25: 80.5865 | Amphenol Advanced Sensors, NPI-19series Pressure Sensors, Maximum pressure reading200psi, Minimum pressure reading0psi | ±1% |  |  |  | Industrial Automation |  |  |  | Temperature Compensated |  |  |  |  | 400PSI (2757.9kPa) |  | Not Applicable | [5 empty] | 200PSI (1378.95kPa) | -40°C ~ 125°C | 14 b |  | I²C |  | Cylinder | Tray | Male - 1/8" (3.18mm) NPT | Threaded |  | Absolute |  | 15789397 |  | NPI-19 | - | Wire Leads | 2.5V ~ 5.5V | 58 | https://www.unikeyic.com/media/about_us/Unikey_ISO_9001_Certification.pdf | https://www.unikeyic.com/products/pressure-sensors/npi-19j-200a2/35035536.html
NPI-19J-200G2 | Amphenol | 1: 82.7959 5: 77.8619 10: 76.2986 25: 74.7959 45: 73.3417 | Amphenol Advanced Sensors, NPI-19series Pressure Sensors, Maximum pressure reading200psi, Minimum pressure reading0psi | ±1% |  |  |  | Industrial Automation |  |  |  | Temperature Compensated |  |  |  |  | 400PSI (2757.9kPa) |  | Not Applicable | [5 empty] | 200PSI (1378.95kPa) | -40°C ~ 125°C | 14 b |  | I²C |  | Cylinder | Tray | Male - 1/8" (3.18mm) NPT | Threaded |  | Gauge |  | 15789382 |  | NPI-19 | - | Wire Leads | 2.5V ~ 5.5V | 3 | https://www.unikeyic.com/media/about_us/Unikey_ISO_9001_Certification.pdf | https://www.unikeyic.com/products/pressure-sensors/npi-19j-200g2/35000916.html
NPI-19J-300G2 | Amphenol | 1+: 90.936 | Amphenol Advanced Sensors, NPI-19 Series Pressure Sensor, Max 300psi, Min 0psi | [40 empty] | 3 |  | https://www.unikeyic.com/products/pressure-sensors/npi-19j-300g2/10946888.html
NPI-19M-100A2 | Amphenol | 1: 110.1968 | Amphenol Advanced Sensors, NPI-19series Pressure Sensors, Maximum pressure reading100psi, Minimum pressure reading0psi | ±1% |  |  |  | Industrial Automation |  |  |  | Temperature Compensated |  |  |  |  | 200PSI (1378.95kPa) |  | Not Applicable | [5 empty] | 100PSI (689.48kPa) | -40°C ~ 125°C | 14 b |  | I²C |  | Cylinder | Tray | Male - M12 x 1.0 | Threaded |  | Absolute |  | 15789396 |  | NPI-19 | - | Wire Leads | 2.5V ~ 5.5V | 33 | https://www.unikeyic.com/media/about_us/Unikey_ISO_9001_Certification.pdf | https://www.unikeyic.com/products/pressure-sensors/npi-19m-100a2/11307477.html
NPI-19M-200G2 | Amphenol | 1+: 110.3312 | Amphenol Advanced Sensors NPI-19 Series Pressure Sensor, Max Reading 200psi, Min Reading 0psi | [40 empty] | 3 |  | https://www.unikeyic.com/products/pressure-sensors/npi-19m-200g2/34968719.html
NPI-19M-300A2 | Amphenol | 1+: 110.6896 | Amphenol Advanced Sensors, NPI-19 Series Pressure Sensor, Max 300psi, Min 0psi | [40 empty] | 4 |  | https://www.unikeyic.com/products/pressure-sensors/npi-19m-300a2/11194193.html
NPI-19M-300G2 | Amphenol | 1: 82.7463 5: 77.8152 10: 76.2529 25: 73.976 | Amphenol Advanced Sensors, NPI-19series Pressure Sensors, Maximum pressure reading300psi, Minimum pressure reading0psi | ±1% |  |  |  | Industrial Automation |  |  |  | Temperature Compensated |  |  |  |  | 600PSI (4136.85kPa) |  | Not Applicable | [5 empty] | 300PSI (2068.43kPa) | -40°C ~ 125°C | 14 b |  | I²C |  | Cylinder | Tray | Male - M12 x 1.0 | Threaded |  | Gauge |  | 15789405 |  | NPI-19 | - | Wire Leads | 2.5V ~ 5.5V | 4 | https://www.unikeyic.com/media/about_us/Unikey_ISO_9001_Certification.pdf | https://www.unikeyic.com/products/pressure-sensors/npi-19m-300g2/34970261.html
NPP-301A-100AT | Amphenol | 1+: 8.232 10+: 7.6832 25+: 7.546 50+: 7.546 100+: 7.4088 250+: 7.4088 500+: 7.4088 | Absolute Wheatstone Bridge 103.42kPa 3V 10V 310.26kPa ±0.2% SOP SMD, Adhesive Mount 5.1mm × 4.1mm × 2.55mm | [40 empty] | 11 | https://www.unikeyic.com/media/datasheet/cb/68/b985/cb/c03e5a1ae5878e3c483dcd36dc44191c.pdf | https://www.unikeyic.com/products/pressure-sensors/npp-301a-100at/35050958.html
NPP-301B-100A | Amphenol | 100: 8.4106 500: 7.8289 1,000: 7.612 | absolute Wheatstone Bridge 103.42KPa 3V 10V 310.26KPa ±0.2% SOP SMD mount 5.1mm*4.1mm*4.07mm | ±0.2% |  |  |  | Board Mount | NPP-301B |  |  | - |  |  |  |  | 45PSI (310.26kPa) |  | 6 (Time on Label) |  | Surface Mount |  |  |  | 15PSI (103.42kPa) | -40°C ~ 125°C | 0 mV ~ 60 mV (3V) |  | Wheatstone Bridge |  | 8-SOIC (0.154", 3.90mm Width) | Tube | Male - 0.08" (2.04mm) Tube, Dual | Barbless |  | Absolute |  | 1795303 |  | NPP-301 | - | Gull Wing | 3V ~ 10V | 225 | https://www.unikeyic.com/media/datasheet/cb/68/b985/cb/c03e5a1ae5878e3c483dcd36dc44191c.pdf | https://www.unikeyic.com/products/pressure-sensors/npp-301b-100a/11113357.html
NPR-101 | Amphenol | 4: 35.805 8: 34.375 | absolute 2.06843MPa 4.5V 5.5V 3.10264MPa ±3% 18.7mm(Length)*14.5mm(width) | ±3% |  |  |  | Board Mount | NPR |  |  | - |  |  |  |  | 450PSI (3102.64kPa) |  | Not Applicable | [5 empty] | 300PSI (2068.43kPa) | -20°C ~ 140°C | - |  | Analog Voltage |  | Module | Tray | Male - 0.23" (5.75mm) O-Ring | Barbed |  | Absolute |  | 6139649 |  | - | - | Quick Connects | 4.5V ~ 5.5V | 24 | https://www.unikeyic.com/media/datasheet/f5/15/2f30/f5/3dc484a1b084455648e5a13f404e90ff.pdf | https://www.unikeyic.com/products/pressure-sensors/npr-101/35039036.html
NSA2860X-QQNR | NOVOSENSE | 1+: 2.8211 10+: 2.539 30+: 2.398 100+: 2.1863 500+: 2.003 | [41 empty] | 2500 | https://www.unikeyic.com/media/datasheet/e3/94/59e1/e39459e153268b0463f9d3a8182ff8bd.pdf | https://www.unikeyic.com/products/pressure-sensors/nsa2860x-qqnr/687923488.html
NSCDLNN001PGUNV | Honeywell | 6+: 19.162 | Pressure Sensor, Vented Wheatstone Bridge 1.5V-12V ±0.25% DIP-8 TH, Top Mount | [40 empty] | 9 | https://www.unikeyic.com/media/datasheet/20/4a/f54a/20/792d2152e0ca225532732bb56f3658d0.pdf | https://www.unikeyic.com/products/pressure-sensors/nscdlnn001pgunv/35034294.html
NSCDRRN160MGUNV | Honeywell | 6+: 20.295 15+: 19.481 | Honeywell Differential Pressure Sensor, TH, 850mbar, 8-Pin, +85°C Max | [40 empty] | 16 | https://www.unikeyic.com/media/datasheet/a4/7f/b459/a4/0bad25adcbc3c6618382edde07621d47.pdf | https://www.unikeyic.com/products/pressure-sensors/nscdrrn160mgunv/34963885.html
NSCSANN015PAUNV | Honeywell | 3+: 41.305 | Absolute Wheatstone Bridge 103.42KPa 1.5V 12V 206.84KPa ±0.25% SIP-4 TH | [40 empty] | 3 | https://www.unikeyic.com/media/datasheet/a4/7f/b459/a4/0bad25adcbc3c6618382edde07621d47.pdf | https://www.unikeyic.com/products/pressure-sensors/nscsann015paunv/35069530.html
NSCSANN060MGUNV | Honeywell | 6: 19.162 15: 18.81 | Exhaust type metering Wheatstone Bridge 6KPa 2.7V 6.5V 85KPa ±0.25% SIP-4 Through hole mounting 10mm*13.75mm*10mm | ±0.25% |  |  |  | Board Mount | NSCSANN |  |  | - |  |  |  |  | 12.33PSI (85kPa) |  | 1 (Unlimited) |  | Through Hole |  |  |  | 0.87PSI (6kPa) | -40°C ~ 85°C | 0 mV ~ 28.5 mV (5V) |  | Wheatstone Bridge |  | 4-SIP, Side Port | Bulk | Male - 0.19" (4.93mm) Tube | Barbed |  | Vented Gauge |  | 2683899 |  | TruStability® NSC | 4-SIP | PC Pin | 2.7V ~ 6.5V | 23 | https://www.unikeyic.com/media/datasheet/a4/7f/b459/a4/0bad25adcbc3c6618382edde07621d47.pdf | https://www.unikeyic.com/products/pressure-sensors/nscsann060mgunv/11169785.html
NSCSANN600MGUNV | Honeywell | 6+: 19.162 15+: 18.81 | Vented Gauge Pressure Sensor Wheatstone Bridge 60kPa 1.5V-12V 206kPa ±0.25% SIP-4 TH 10mm × 13.75mm × 10mm | [40 empty] | 22 | https://www.unikeyic.com/media/datasheet/a4/7f/b459/a4/0bad25adcbc3c6618382edde07621d47.pdf | https://www.unikeyic.com/products/pressure-sensors/nscsann600mgunv/11002902.html
NSCSDRN030NDUNV | Honeywell | 3+: 41.701 7+: 40.04 29+: 38.434 | Trigger Interface Pressure Sensor, TRUSTABILITY PRESSURE SENSOR | [40 empty] | 50 | https://www.unikeyic.com/media/datasheet/20/4a/f54a/20/792d2152e0ca225532732bb56f3658d0.pdf | https://www.unikeyic.com/products/pressure-sensors/nscsdrn030ndunv/11050200.html
NSCSHHN030PDUNV | Honeywell | 50: 60.4592 100: 58.8955 | Differential Wheatstone Bridge ±206.84KPa 1.5V 12V ±60.41369MPa ±0.25% SIP-4 Through hole mounting 29.62mm*10.58mm*28.96mm | ±0.25% |  |  |  | Board Mount | NSCSHHN |  |  | - |  |  |  |  | ±60PSI (±413.69kPa) |  | 1 (Unlimited) |  | Through Hole |  |  |  | ±30PSI (±206.84kPa) | -40°C ~ 85°C | 0 mV ~ 207 mV (5V) |  | Wheatstone Bridge |  | 4-SIP, Dual Ports, Same Side | Bulk | Male - 0.16" (3.94mm) Tube, Dual | Barbed |  | Differential |  | 2785818 |  | TruStability® NSC | 4-SIP | PC Pin | 1.5V ~ 12V | 106 | https://www.unikeyic.com/media/datasheet/a4/7f/b459/a4/0bad25adcbc3c6618382edde07621d47.pdf | https://www.unikeyic.com/products/pressure-sensors/nscshhn030pdunv/34980306.html
NSCSHHN100PDUNV | Honeywell | 1: 73.216 5: 63.6336 10: 59.6484 25: 55.1772 50: 55.0044 | Differential Wheatstone Bridge ±689.48KPa 1.5V 12V ±2501.7236MPa ±0.25% SIP-4 Through hole mounting 29.62mm*10.58mm*28.96mm | ±0.25% |  |  |  | Board Mount | NSCSHHN |  |  | - |  |  |  |  | ±250PSI (±1723.69kPa) |  | 1 (Unlimited) |  | Through Hole |  |  |  | ±100PSI (±689.48kPa) | -40°C ~ 85°C | 0 mV ~ 172.5 mV (5V) |  | Wheatstone Bridge |  | 4-SIP, Dual Ports, Same Side | Bulk | Male - 0.16" (3.94mm) Tube, Dual | Barbed |  | Differential |  | 2785820 |  | TruStability® NSC | 4-SIP | PC Pin | 1.5V ~ 12V | 533 | https://www.unikeyic.com/media/datasheet/a4/7f/b459/a4/0bad25adcbc3c6618382edde07621d47.pdf | https://www.unikeyic.com/products/pressure-sensors/nscshhn100pdunv/11221744.html
NSCSHHN150PDUNV | Honeywell | 3: 37.752 8: 37.059 15: 36.355 30: 35.662 | Differential Wheatstone Bridge ±1.03421MPa 1.5V 12V ±2501.7236MPa ±0.25% SIP-4 Through hole mounting 29.62mm*10.58mm*28.96mm | ±0.25% |  |  | Industrial |  |  |  | NSCSHHN150PDUNV Honeywell |  |  | 29.62mm*10.58mm*28.96mm | 12V | ±2501.7236MPa |  | 1.5V |  | Through hole mounting |  | ±1.03421MPa | -40℃~85℃ |  |  |  |  | Wheatstone Bridge |  | SIP-4 |  |  |  |  | Differential |  | On sale |  | bulk |  |  |  |  | 50 | https://www.unikeyic.com/media/datasheet/a4/7f/b459/a4/0bad25adcbc3c6618382edde07621d47.pdf | https://www.unikeyic.com/products/pressure-sensors/nscshhn150pdunv/35063956.html
NSCSJJN015PAUNV | Honeywell | 5+: 24.849 15+: 23.903 | Differential Pressure Sensor 0psi~15psi 1.5V 12V ±0.15% | [40 empty] | 45 |  | https://www.unikeyic.com/products/pressure-sensors/nscsjjn015paunv/11325191.html
NSCSMNN100PDUNV | Honeywell | 4+: 33.627 9+: 32.274 | Diff Wheatstone Bridge ±689.48KPa 1.5V 12V ±2501.7236MPa ±0.25% SIP-4 TH | [40 empty] | 19 | https://www.unikeyic.com/media/datasheet/a4/7f/b459/a4/0bad25adcbc3c6618382edde07621d47.pdf | https://www.unikeyic.com/products/pressure-sensors/nscsmnn100pdunv/11147406.html
NSCSRRN004BGUNV | Honeywell | 6+: 19.162 15+: 18.81 | Pressure Sensor Vented Gauge Wheatstone Bridge 400KPa 1.5V 12V 800KPa ±0.25% SIP-4 TH | [40 empty] | 25 | https://www.unikeyic.com/media/datasheet/a4/7f/b459/a4/0bad25adcbc3c6618382edde07621d47.pdf | https://www.unikeyic.com/products/pressure-sensors/nscsrrn004bgunv/11126139.html
NSCSSNN001PDUNV | Honeywell | 4: 36.3 8: 35.629 16: 34.958 31: 34.287 | Differential Wheatstone Bridge ±6.89KPa 1.5V 12V ±1.06895MPa ±0.25% SIP-4 Through hole mounting 10mm*4.87mm*10mm | ±0.25% |  |  |  | Board Mount | NSCSSNN |  |  | - |  |  |  |  | ±10PSI (±68.95kPa) |  | 1 (Unlimited) |  | Through Hole |  |  |  | ±1PSI (±6.89kPa) | -40°C ~ 85°C | 0 mV ~ 65 mV (5V) |  | Wheatstone Bridge |  | 4-SIP Module | Bulk | - | No Port |  | Differential |  | 2785790 |  | TruStability® NSC | 4-SIP | PC Pin | 1.5V ~ 12V | 51 | https://www.unikeyic.com/media/datasheet/a4/7f/b459/a4/0bad25adcbc3c6618382edde07621d47.pdf | https://www.unikeyic.com/products/pressure-sensors/nscssnn001pdunv/10923133.html
NSCSSNN005PDUNV | Honeywell | 4: 33.836 9: 33.209 17: 32.582 33: 31.955 100: 31.328 150: 28.193 500: 25.058 | Differential Wheatstone Bridge ±34.47KPa 1.5V 12V ±20.1379MPa ±0.25% SIP-4 Through hole mounting 10mm*4.87mm*10mm | ±0.25% |  |  |  | Board Mount | NSCSSNN |  |  | - |  |  |  |  | ±20PSI (±137.9kPa) |  | 1 (Unlimited) |  | Through Hole |  |  |  | ±5PSI (±34.47kPa) | -40°C ~ 85°C | 0 mV ~ 150 mV (5V) |  | Wheatstone Bridge |  | 4-SIP Module | Bulk | - | No Port |  | Differential |  |  |  | TruStability® NSC | 4-SIP | PC Pin | 1.5V ~ 12V | 500 | https://www.unikeyic.com/media/datasheet/a4/7f/b459/a4/0bad25adcbc3c6618382edde07621d47.pdf | https://www.unikeyic.com/products/pressure-sensors/nscssnn005pdunv/23329.html
NSCSSNN060PAUNV | Honeywell | 4+: 33.836 9+: 33.209 | Absolute Wheatstone Bridge Sensor 413.69kPa 1.5V 12V 827.37kPa ±0.25% SIP-4 TH 10mm × 4.87mm × 10mm | [40 empty] | 10 | https://www.unikeyic.com/media/datasheet/a4/7f/b459/a4/0bad25adcbc3c6618382edde07621d47.pdf | https://www.unikeyic.com/products/pressure-sensors/nscssnn060paunv/11247743.html
NSCSSNN100PAUNV | Honeywell | 4+: 36.3 8+: 35.629 16+: 34.958 31+: 34.287 | Absolute Pressure Sensor Wheatstone Bridge 689.48kPa 1.8V-12V 1.72369MPa ±0.25% SIP-4 TH 10mm × 4.87mm × 10mm | [40 empty] | 79 | https://www.unikeyic.com/media/datasheet/a4/7f/b459/a4/0bad25adcbc3c6618382edde07621d47.pdf | https://www.unikeyic.com/products/pressure-sensors/nscssnn100paunv/35054828.html
NSPAS3N115RR01 | NOVOSENSE | 1,000: 2.4208 |  | - | [10 empty] | - | - |  | - |  |  |  | - | [5 empty] | - | [6 empty] | - | [8 empty] | 100000 | https://www.unikeyic.com/media/about_us/Unikey_ISO_9001_Certification.pdf | https://www.unikeyic.com/products/pressure-sensors/nspas3n115rr01/3627725.html
NTM88H055T1 | NXP Semiconductors | 100: 4.2798 300: 4.2481 500: 4.2164 1,000: 4.153 5,000: 4.1213 | 90KPa~930KPa 1.8V 3.6V ±5% glue mount | - | [7 empty] | - |  |  |  |  | - |  | 3 (168 Hours) | [5 empty] | - | - | - |  | - |  | - | Tape & Reel (TR)Cut Tape (CT) | - | - |  | - |  | 13625894 |  | - | - | - | - | 4454 | https://www.unikeyic.com/media/datasheet/f0/d4/54de/f0/bc539ce4ae65954cbdeddadfc05e8a20.pdf | https://www.unikeyic.com/products/pressure-sensors/ntm88h055t1/35045978.html
NTM88H065T1 | NXP Semiconductors | 100: 4.2798 300: 4.2481 500: 4.2164 1,000: 4.153 5,000: 4.1213 | 90KPa~930KPa 1.8V 3.6V ±5% glue mount | - | [7 empty] | - |  |  |  |  | - |  | 3 (168 Hours) | [5 empty] | - | - | - |  | - |  | - | Tape & Reel (TR)Cut Tape (CT) | - | - |  | - |  | 13625890 |  | - | - | - | - | 5097 | https://www.unikeyic.com/media/datasheet/f0/d4/54de/f0/bc539ce4ae65954cbdeddadfc05e8a20.pdf | https://www.unikeyic.com/products/pressure-sensors/ntm88h065t1/10943157.html
P-2000-102G-15-BN | NIDEC COMPONENTS CORPORATION | 10: 20.1481 50: 19.4875 100: 18.6618 500: 17.836 | metering 98.1KPa 196KPa ±0.15% DIP-6 Through hole mounting，top mount | ±0.15% |  |  |  | Board Mount | P-2000 |  |  | Temperature Compensated |  |  |  |  | 28.43PSI (196kPa) |  | 1 (Unlimited) |  | Through Hole |  |  |  | 14.23PSI (98.1kPa) | -20°C ~ 80°C | 0 mV ~ 90 mV |  | Analog Voltage |  | 6-DIP (0.472", 12.00mm), Top Port | Tray | Male - 0.13" (3.2mm) Tube | Barbless |  | Gauge |  | 7598857 |  | P-2000 | 6-DIP | PC Pin | - | 25000 | https://www.unikeyic.com/media/datasheet/upload/2023/05/10/p-2000.pdf | https://www.unikeyic.com/products/pressure-sensors/p-2000-102g-15-bn/10897583.html
P-2000-103G-15-BN | NIDEC COMPONENTS CORPORATION | 10: 20.1481 50: 19.4875 100: 18.6618 500: 17.836 | metering 981KPa 1.471MPa ±0.15% DIP-6 Through hole mounting，top mount | ±0.15% |  |  |  | Board Mount | P-2000 |  |  | Temperature Compensated |  |  |  |  | 213.35PSI (1471kPa) |  | 1 (Unlimited) |  | Through Hole |  |  |  | 142.28PSI (981kPa) | -20°C ~ 80°C | 0 mV ~ 90 mV |  | Analog Voltage |  | 6-DIP (0.472", 12.00mm), Top Port | Bulk | Male - 0.13" (3.2mm) Tube | Barbless |  | Gauge |  | 7598859 |  | P-2000 | 6-DIP | PC Pin | - | 25000 | https://www.unikeyic.com/media/datasheet/upload/2023/05/10/p-2000.pdf | https://www.unikeyic.com/products/pressure-sensors/p-2000-103g-15-bn/11189018.html
P1A-52G-1-A-06-C-E | Sensata Technologies | 1+: 170.445 3+: 162.327 10+: 154.946 | Meter Analog Current 103.42kPa 9V 30V ±1% | [40 empty] | 10 | https://www.unikeyic.com/media/datasheet/1b/de/0627/1b/81fba0732796b2e94595021bf4a09abd.pdf | https://www.unikeyic.com/products/pressure-sensors/p1a-52g-1-a-06-c-e/11048807.html
P1A-55G-1-A-06-C-E | Sensata Technologies | 1+: 170.445 3+: 162.327 10+: 154.946 | Metering Analog Current 344.74kPa 9V 30V ±1% | [40 empty] | 10 | https://www.unikeyic.com/media/datasheet/1b/de/0627/1b/81fba0732796b2e94595021bf4a09abd.pdf | https://www.unikeyic.com/products/pressure-sensors/p1a-55g-1-a-06-c-e/35060457.html
P1K-10-2X16PA | Sensata Technologies | 3: 46.959 9: 44.726 | AnalogVoltage 2.49KPa 4.75V 5.25V 2.49Kpa ±0.25% DIP-8 Through hole mounting | ±0.25% |  |  |  | Board Mount | P1K-10 |  |  | Temperature Compensated |  |  |  |  | - |  | 1 (Unlimited) |  | Through Hole |  |  |  | 0.36PSI (2.49kPa) | -20°C ~ 85°C | 0.25 V ~ 4 V |  | Analog Voltage |  | 8-DIP Module | Bulk | - | Barbed |  | - |  | 7695937 |  | - | - | PC Pin | 4.75V ~ 5.25V | 13 | https://www.unikeyic.com/media/datasheet/04/b4/2c06/04/49d3db2142bd9ea4322b8ed9dca3b32a.pdf | https://www.unikeyic.com/products/pressure-sensors/p1k-10-2x16pa/10925635.html
P255-20G-D2C | Sensata Technologies | 1: 170.093 3: 162.008 | metering 137.9KPa 4.5V 5.5V 6.894MPa | - |  |  |  | Industrial Automation | P255-20 |  |  | Temperature Compensated |  |  |  |  | 1000PSI (6894.76kPa) |  | 1 (Unlimited) | [5 empty] | 20PSI (137.9kPa) | -40°C ~ 125°C | 0.5 V ~ 4.5 V |  | Analog Voltage |  | Cylinder | Bulk | - | Threaded |  | Gauge |  | 7695949 |  | - | - | Packard, 3 Pin | - | 4 | https://www.unikeyic.com/media/datasheet/19/60/c1a9/19/1b0d9d9196f381d0c1b5431474128e6a.pdf | https://www.unikeyic.com/products/pressure-sensors/p255-20g-d2c/11290927.html
P255-75G-D4A | Sensata Technologies | 1: 134.244 3: 132.2352 5: 126.63 10: 124.7295 | metering 517.11KPa 4.5V 5.5V 6.894MPa | - |  |  |  | Industrial Automation | P255-75 |  |  | Temperature Compensated |  |  |  |  | 1000PSI (6894.76kPa) |  | 1 (Unlimited) | [5 empty] | 75PSI (517.11kPa) | -40°C ~ 125°C | 0.5 V ~ 4.5 V |  | Analog Voltage |  | Cylinder | Bulk | Male - 1/8" (3.18mm) NPT | Threaded |  | Gauge |  | 7695955 |  | - | - | Packard, 3 Pin | - | 64 | https://www.unikeyic.com/media/datasheet/19/60/c1a9/19/1b0d9d9196f381d0c1b5431474128e6a.pdf | https://www.unikeyic.com/products/pressure-sensors/p255-75g-d4a/3453.html
P265-100S-E4C | Sensata Technologies | 1+: 170.093 3+: 162.008 | Industrial Pressure Sensors Pressure sensor 0 - 100 PSI sealed gage fluorosilicone seal 1/8 NPT-17 metri-pack (no mating connector) | [40 empty] | 5 |  | https://www.unikeyic.com/products/pressure-sensors/p265-100s-e4c/34976809.html
P265-15G-E1A | Sensata Technologies | 1+: 249.711 2+: 237.82 | Industrial Pressure Sensors Pressure sensor 0 - 15 PSI gage fluorosilicone seal 1/4 18 NPT external thread with matting connector 12 18 AWG leads | [40 empty] | 4 |  | https://www.unikeyic.com/products/pressure-sensors/p265-15g-e1a/11062604.html
P265-20A-E4C | Sensata Technologies | 1: 170.093 3: 162.008 | absolute 137.9KPa 6.894MPa | - |  |  |  | Industrial Automation | P265-20 |  |  | Temperature Compensated |  |  |  |  | 1000PSI (6894.76kPa) |  | 1 (Unlimited) | [5 empty] | 20PSI (137.9kPa) | -40°C ~ 125°C | 0.5 V ~ 4.5 V |  | Analog Voltage |  | Cylinder | Bulk | Female - 1/8" (3.18mm) NPT | Threaded |  | Absolute |  | 7695958 |  | - | - | Packard, 3 Pin | - | 5 | https://www.unikeyic.com/media/datasheet/a3/32/b34f/a3/9e4540f588a380b8abe701e8ab1c8dc7.pdf | https://www.unikeyic.com/products/pressure-sensors/p265-20a-e4c/35055065.html
P265-500A-E1C | Sensata Technologies | 1+: 170.093 3+: 162.008 10+: 154.649 24+: 147.917 | Absolute Pressure, 3.44738MPa, 6.894MPa | [40 empty] | 34 | https://www.unikeyic.com/media/datasheet/a3/32/b34f/a3/9e4540f588a380b8abe701e8ab1c8dc7.pdf | https://www.unikeyic.com/products/pressure-sensors/p265-500a-e1c/11128006.html
P265-50A-E4C | Sensata Technologies | 1: 170.093 3: 162.008 | Stainless Steel Pressure Transducer | [15 empty] | Vendor Undefined | [12 empty] | Box | [5 empty] | 14746909 |  | * |  |  |  | 5 | https://www.unikeyic.com/media/about_us/Unikey_ISO_9001_Certification.pdf | https://www.unikeyic.com/products/pressure-sensors/p265-50a-e4c/35045120.html
P51-03-G-UC-I36-5V-000-000 | Amphenol | 1: 155.6386 5: 145.0231 | Vented Gauge Pressure Sensor, 8V-30V, 20.68kPa ±2%, Wire Mount | ±2% |  |  |  | Industrial Automation |  |  |  | Amplified Output, Temperature Compensated |  |  |  |  | - |  | 1 (Unlimited) | [5 empty] | 3PSI (20.68kPa) | -40°C ~ 105°C | 1 V ~ 5 V |  | Analog Voltage |  | Cylinder | Bulk | Male - 1/4" (6.35mm) NPT | Threaded |  | Vented Gauge |  | 2059229 |  | MediaSensor™ | - | Cable 3' | 8V ~ 30V | 1 | https://www.unikeyic.com/media/datasheet/0b/31/9ecb/0b/63babdb07380ac1592dffc16338c2924.pdf | https://www.unikeyic.com/products/pressure-sensors/p51-03-g-uc-i36-5v-000-000/34957298.html
P51-100-A-A-I36-5V-000-000 | Amphenol | 10: 140.772 25: 136.0447 50: 132.8074 | Absolute 8V 30V ±0.5% Wire Mount | ±0.5% |  |  |  | Industrial Automation |  |  |  | Amplified Output, Temperature Compensated |  |  |  |  | - |  | 1 (Unlimited) | [5 empty] | 100PSI (689.48kPa) | -40°C ~ 105°C | 1 V ~ 5 V |  | Analog Voltage |  | Cylinder | Box | Male - 1/4" (6.35mm) NPT | Threaded |  | Absolute |  | 1665824 |  | MediaSensor™ | - | Cable 3' | 8V ~ 30V | 17 | https://www.unikeyic.com/media/datasheet/0b/31/9ecb/0b/63babdb07380ac1592dffc16338c2924.pdf | https://www.unikeyic.com/products/pressure-sensors/p51-100-a-a-i36-5v-000-000/11162365.html
P51-100-A-B-M12-4.5V-000-000 | Amphenol | 1: 154.0285 5: 143.5859 10: 139.6904 | Absolute Pressure Sensor 689.48 kPa ±0.5% | ±0.5% |  |  |  | Industrial Automation |  |  |  | Amplified Output, Temperature Compensated |  |  |  |  | - |  | 1 (Unlimited) | [5 empty] | 100PSI (689.48kPa) | -40°C ~ 105°C | 0.5 V ~ 4.5 V |  | Analog Voltage |  | Cylinder | Box | Male - 1/8" (3.18mm) NPT | Threaded |  | Absolute |  | 1735909 |  | MediaSensor™ | - | M12, 4 Pin | 5V | 13 | https://www.unikeyic.com/media/datasheet/0b/31/9ecb/0b/63babdb07380ac1592dffc16338c2924.pdf | https://www.unikeyic.com/products/pressure-sensors/p51-100-a-b-m12-4-5v-000-000/34948723.html
P51-100-G-A-I36-4.5V-000-000 | Amphenol | 10: 140.6786 25: 135.9547 50: 132.7195 | Vented Gauge 689.48kPa ±0.5% Wire Mount | ±0.5% |  |  |  | Industrial Automation |  |  |  | Amplified Output, Temperature Compensated |  |  |  |  | - |  | 1 (Unlimited) | [5 empty] | 100PSI (689.48kPa) | -40°C ~ 105°C | 0.5 V ~ 4.5 V |  | Analog Voltage |  | Cylinder | Box | Male - 1/4" (6.35mm) NPT | Threaded |  | Vented Gauge |  |  |  | MediaSensor™ | - | Cable 3' | 5V | 10 | https://www.unikeyic.com/media/datasheet/0b/31/9ecb/0b/63babdb07380ac1592dffc16338c2924.pdf | https://www.unikeyic.com/products/pressure-sensors/p51-100-g-a-i36-4-5v-000-000/35031225.html
P51-200-G-A-I36-4.5OVP-000000 | Amphenol | 1: 155.3797 5: 144.7812 10: 140.8304 25: 136.1017 50: 132.864 | Vented Gauge Pressure Sensor, 1378.95kPa ±0.5%, Wire Mount | ±0.5% |  |  |  | Industrial Automation |  |  |  | Amplified Output, Temperature Compensated |  |  |  |  | - |  | 1 (Unlimited) | [5 empty] | 200PSI (1378.95kPa) | -40°C ~ 105°C | 0.5 V ~ 4.5 V |  | Analog Voltage |  | Cylinder | Box | Male - 1/4" (6.35mm) NPT | Threaded |  | Vented Gauge |  | 1665774 |  | MediaSensor™ | - | Cable 3' | 5V | 8 | https://www.unikeyic.com/media/datasheet/0b/31/9ecb/0b/63babdb07380ac1592dffc16338c2924.pdf | https://www.unikeyic.com/products/pressure-sensors/p51-200-g-a-i36-4-5ovp-000000/35032305.html
P51-200-G-A-I36-4.5V-000-000 | Amphenol | 1: 153.5436 5: 135.2052 10: 128.2716 20: 118.7136 50: 114.9876 | Vented Gauge Pressure Sensor, 1378.95kPa ±0.5%, Wire Mount | ±0.5% |  |  |  | Industrial Automation |  |  |  | Amplified Output, Temperature Compensated |  |  |  |  | - |  | 1 (Unlimited) | [5 empty] | 200PSI (1378.95kPa) | -40°C ~ 105°C | 0.5 V ~ 4.5 V |  | Analog Voltage |  | Cylinder | Box | Male - 1/4" (6.35mm) NPT | Threaded |  | Vented Gauge |  | 1665764 |  | MediaSensor™ | - | Cable 3' | 5V | 9 | https://www.unikeyic.com/media/datasheet/0b/31/9ecb/0b/63babdb07380ac1592dffc16338c2924.pdf | https://www.unikeyic.com/products/pressure-sensors/p51-200-g-a-i36-4-5v-000-000/35061186.html
P51-200-G-B-I36-5V-000-000 | Amphenol | 10: 140.7569 25: 136.0304 50: 132.7933 | Vented Gauge 8V 30V ±0.5% Wire Mount | ±0.5% |  |  |  | Industrial Automation |  |  |  | Amplified Output, Temperature Compensated |  |  |  |  | - |  | 1 (Unlimited) | [5 empty] | 200PSI (1378.95kPa) | -40°C ~ 105°C | 1 V ~ 5 V |  | Analog Voltage |  | Cylinder | Box | Male - 1/8" (3.18mm) NPT | Threaded |  | Vented Gauge |  | 1665789 |  | MediaSensor™ | - | Cable 3' | 8V ~ 30V | 85 | https://www.unikeyic.com/media/datasheet/0b/31/9ecb/0b/63babdb07380ac1592dffc16338c2924.pdf | https://www.unikeyic.com/products/pressure-sensors/p51-200-g-b-i36-5v-000-000/11318814.html
P51-50-G-A-I36-5V-000-000 | Amphenol | 1: 164.6302 5: 153.4042 | Vented Gauge 8V 30V 344.74kPa ±1% Wire Mount | ±1% |  |  |  | Industrial Automation |  |  |  | Amplified Output, Temperature Compensated |  |  |  |  | - |  | 1 (Unlimited) | [5 empty] | 50PSI (344.74kPa) | -40°C ~ 105°C | 1 V ~ 5 V |  | Analog Voltage |  | Cylinder | Box | Male - 1/4" (6.35mm) NPT | Threaded |  | Vented Gauge |  | 1665782 |  | MediaSensor™ | - | Cable 3' | 8V ~ 30V | 4 | https://www.unikeyic.com/media/datasheet/0b/31/9ecb/0b/63babdb07380ac1592dffc16338c2924.pdf | https://www.unikeyic.com/products/pressure-sensors/p51-50-g-a-i36-5v-000-000/11284369.html
P528-500-S-F2C | Sensata Technologies | 1+: 173.305 2+: 166.375 | Pressure Sensors - Industrial Pressure sensor 0-500 PSI sealed gage ethylene propylene seal 1/4 SAE female flare w/schrader deflator without matting connector | [40 empty] | 2 |  | https://www.unikeyic.com/products/pressure-sensors/p528-500-s-f2c/30930782.html
P992-1-A | Sensata Technologies | 2: 66.253 5: 65.032 9: 63.789 18: 62.568 | absolute AnalogVoltage 250Pa 0.25Kpa DIP-4 Through hole mounting | - |  |  |  | Board Mount | P992-1 |  |  | Temperature Compensated |  |  |  |  | - |  | 1 (Unlimited) |  | Through Hole |  |  |  | 0.04PSI (0.25kPa) | -10°C ~ 60°C | 0.25 V ~ 4 V |  | Analog Voltage |  | 4-DIP Module | Bulk | - |  |  | Differential |  |  |  | - | - | PC Pin | - | 19 | https://www.unikeyic.com/media/datasheet/6c/d2/d4a3/6c/c868a62d0a13450cd9f94b437f66ebd5.pdf | https://www.unikeyic.com/products/pressure-sensors/p992-1-a/34991224.html
P992-10-A | Sensata Technologies | 2: 84.326 5: 80.311 20: 76.67 | absolute AnalogVoltage 2.49KPa 2.49Kpa DIP-4 Through hole mounting | - |  |  |  | Board Mount | P992-10 |  |  | Temperature Compensated |  |  |  |  | - |  | 1 (Unlimited) |  | Through Hole |  |  |  | 0.36PSI (2.49kPa) | -10°C ~ 60°C | 0.25 V ~ 4 V |  | Analog Voltage |  | 4-DIP Module | Bulk | - |  |  | Differential |  |  |  | - | - | PC Pin | - | 21 | https://www.unikeyic.com/media/datasheet/6c/d2/d4a3/6c/c868a62d0a13450cd9f94b437f66ebd5.pdf | https://www.unikeyic.com/products/pressure-sensors/p992-10-a/11217802.html
P992-2-A | Sensata Technologies | 2: 84.326 5: 80.311 | absolute 500Pa 0.5Kpa DIP-4 Through hole mounting | - |  |  |  | Board Mount | P992-2 |  |  | Temperature Compensated |  |  |  |  | - |  | 1 (Unlimited) |  | Through Hole |  |  |  | 0.07PSI (0.5kPa) | -10°C ~ 60°C | 0.25 V ~ 4 V |  | Analog Voltage |  | 4-DIP Module | Bulk | - |  |  | Differential |  |  |  | - | - | PC Pin | - | 10 | https://www.unikeyic.com/media/datasheet/6c/d2/d4a3/6c/c868a62d0a13450cd9f94b437f66ebd5.pdf | https://www.unikeyic.com/products/pressure-sensors/p992-2-a/34979325.html
P992-5-A | Sensata Technologies | 2: 84.326 5: 80.311 | Differential 1.25KPa 1.25Kpa DIP-4 Through hole mounting | - |  |  |  | Board Mount | P992-5 |  |  | Temperature Compensated |  |  |  |  | - |  | 1 (Unlimited) |  | Through Hole |  |  |  | 0.18PSI (1.25kPa) | -10°C ~ 60°C | 0.25 V ~ 4 V |  | Analog Voltage |  | 4-DIP Module | Bulk | - |  |  | Differential |  |  |  | - | - | PC Pin | - | 14 | https://www.unikeyic.com/media/datasheet/6c/d2/d4a3/6c/c868a62d0a13450cd9f94b437f66ebd5.pdf | https://www.unikeyic.com/products/pressure-sensors/p992-5-a/11189142.html
P992-5-B | Sensata Technologies | 2+: 84.326 5+: 80.311 20+: 76.67 | -1.24kPa, 1.25kPa SIP-3 TH | [40 empty] | 30 | https://www.unikeyic.com/media/datasheet/6c/d2/d4a3/6c/c868a62d0a13450cd9f94b437f66ebd5.pdf | https://www.unikeyic.com/products/pressure-sensors/p992-5-b/11136558.html
P992-5B-A | Sensata Technologies | 2+: 84.326 5+: 80.311 | Absolute -1.24 kPa, 1.25 kPa, TH | [40 empty] | 10 | https://www.unikeyic.com/media/datasheet/6c/d2/d4a3/6c/c868a62d0a13450cd9f94b437f66ebd5.pdf | https://www.unikeyic.com/products/pressure-sensors/p992-5b-a/10895002.html
P993-10 | Sensata Technologies | 2: 83.094 5: 79.123 | Differential 2.49KPa Through hole mounting | - |  |  |  | Board Mount |  |  |  | Temperature Compensated |  |  |  |  | - |  | 1 (Unlimited) |  | Through Hole |  |  |  | 0.36PSI (2.49kPa) | -10°C ~ 60°C | 0.25 V ~ 4 V |  | Analog Voltage |  | 3-SIP Module | Bulk | - | Barbed |  | Differential |  | 7695992 |  | - | - | PC Pin | - | 18 | https://www.unikeyic.com/media/datasheet/4c/05/b151/4c/bada55e3b060a44ea64625b58eed9077.pdf | https://www.unikeyic.com/products/pressure-sensors/p993-10/11309841.html
P993-1B | Sensata Technologies | 2: 83.094 5: 79.123 20: 75.537 | Differential -250Pa，250Pa Through hole mounting | - |  |  |  | Board Mount | P993-1 |  |  | Temperature Compensated |  |  |  |  | - |  | 1 (Unlimited) |  | Through Hole |  |  |  | -0.04 ~ 0.04PSI (-0.25 ~ 0.25kPa) | -10°C ~ 60°C | 0.25 V ~ 4 V |  | Analog Voltage |  | 3-SIP Module | Bulk | - | Barbed |  | Differential |  |  |  | - | - | PC Pin | - | 30 | https://www.unikeyic.com/media/datasheet/4c/05/b151/4c/bada55e3b060a44ea64625b58eed9077.pdf | https://www.unikeyic.com/products/pressure-sensors/p993-1b/10883882.html
P993-5B | Sensata Technologies | 2+: 83.094 5+: 79.123 | Differential -1.24kPa, 1.25kPa -1.25kPa~1.25kPa SIP-3 TH | [40 empty] | 10 | https://www.unikeyic.com/media/datasheet/4c/05/b151/4c/bada55e3b060a44ea64625b58eed9077.pdf | https://www.unikeyic.com/products/pressure-sensors/p993-5b/11067168.html
PA3023 | ifm electronic | 1: 394.5084 | relative 25Pa ± 0.5 % | ± 0.5 % | [10 empty] | - | 25Pa |  | - |  |  |  | - | [5 empty] | - | [6 empty] | relative | [8 empty] | 4 | https://www.unikeyic.com/media/about_us/Unikey_ISO_9001_Certification.pdf | https://www.unikeyic.com/products/pressure-sensors/pa3023/1004745049.html
PA3028 | ifm electronic | 1: 443.8315 | Relative 0.25Pa ±0.5% | ± 0.5 % | [10 empty] | - | 0.25Pa |  | - |  |  |  | - | [5 empty] | - | [6 empty] | relative | [8 empty] | 5 | https://www.unikeyic.com/media/about_us/Unikey_ISO_9001_Certification.pdf | https://www.unikeyic.com/products/pressure-sensors/pa3028/1004745434.html
PA3029 | ifm electronic | 1: 319.3172 | relative，vacuum 0KPa ± 0.5 % | - |  |  |  | Industrial Automation |  |  |  | - |  |  |  |  | 145PSI (999.74kPa) |  | 1 (Unlimited) | [5 empty] | -14.5 ~ 0PSI (-100 ~ 0kPa) | -25°C ~ 80°C | 4 ~ 20 mA |  | Analog Current |  | Cylinder, Threaded | Box | Male - 1/4" (6.35mm) G | Threaded |  | Vacuum |  | 17867003 |  | - | - | M12, 4 Pin | 9.6V ~ 32V | 2 | https://www.unikeyic.com/media/datasheet/bf/67/0a51/bf670a514a4ecee2c40a3ab4eb86ec6d.pdf | https://www.unikeyic.com/products/pressure-sensors/pa3029/702100346.html
PA3224 | ifm electronic | 1: 310.1324 | SENSOR, PRESSURE, SS, 0 TO 10 BA | - |  |  |  | Industrial Automation |  |  |  | - |  |  |  |  | 1087.78PSI (7500kPa) |  | 1 (Unlimited) | [5 empty] | 145.04PSI (1000kPa) | -25°C ~ 80°C | 4 ~ 20 mA |  | Analog Current |  | Cylinder, Threaded | Box | Male - 1/4" (6.35mm) NPT | Threaded |  | - |  |  |  | - | - | M12, 4 Pin | 9.6V ~ 32V | 28 | https://www.unikeyic.com/media/about_us/Unikey_ISO_9001_Certification.pdf | https://www.unikeyic.com/products/pressure-sensors/pa3224/702259329.html
PA3589 | ifm electronic | 1: 447.9978 | relative 0.1Pa ± 1 % | ± 1 % | [10 empty] | - | 0.1Pa |  | - |  |  |  | - | [5 empty] | - | [6 empty] | relative | [8 empty] | 3 | https://www.unikeyic.com/media/about_us/Unikey_ISO_9001_Certification.pdf | https://www.unikeyic.com/products/pressure-sensors/pa3589/1004745852.html
PA9029 | ifm electronic | 1: 405.7051 | relative，vacuum 0KPa ± 0.5 % | ± 0.5 % | [10 empty] | - | 0KPa |  | - |  |  |  | - | [5 empty] | - | [6 empty] | relative, vacuum | [8 empty] | 1 | https://www.unikeyic.com/media/about_us/Unikey_ISO_9001_Certification.pdf | https://www.unikeyic.com/products/pressure-sensors/pa9029/1004744370.html
PAC50-AGC | SICK | 1+: 197.1816 5+: 193.5965 10+: 193.5965 25+: 193.5965 50+: 193.5965 100+: 193.5965 | Sensor, 17V-30V ±1.5% | [40 empty] | 2 |  | https://www.unikeyic.com/products/pressure-sensors/pac50-agc/11255138.html
PAC50-CGA | SICK | 1: 207.4995 5: 203.7268 10: 203.7268 25: 203.7268 50: 203.7268 100: 203.7268 | Metering 17V 30V ±1.5% | ±1.5% |  |  |  | Industrial Automation | PAC50 |  |  | - |  |  |  |  | - |  | Not Applicable | [5 empty] | 870.2PSI (6000kPa) | 0°C ~ 60°C | 4mA ~ 20mA, 0V ~ 10V |  | Analog Current/Voltage |  | Module | Bulk | Female - 1/4" (6.35mm) NPT | Threaded |  | Gauge |  | 8128717 |  | - | - | Connector | 17V ~ 30V | 1 | https://www.unikeyic.com/media/about_us/Unikey_ISO_9001_Certification.pdf | https://www.unikeyic.com/products/pressure-sensors/pac50-cga/10900026.html
PAC50-DCA | SICK | 1: 203.5089 5: 199.8087 10: 199.8087 25: 199.8087 50: 199.8087 100: 199.8087 | Metering 17V 30V ±1.5% | ±1.5% |  |  |  | Industrial Automation | PAC50 |  |  | - |  |  |  |  | - |  | Not Applicable | [5 empty] | 145.04PSI (1000kPa) | 0°C ~ 60°C | 4mA ~ 20mA, 0V ~ 10V |  | Analog Current/Voltage |  | Module | Bulk | Female - 1/4" (6.35mm) NPT | Threaded |  | Gauge |  | 8128729 |  | - | - | Connector | 17V ~ 30V | 1 | https://www.unikeyic.com/media/about_us/Unikey_ISO_9001_Certification.pdf | https://www.unikeyic.com/products/pressure-sensors/pac50-dca/11080091.html
PBN3C421D | Honeywell | 2+: 75.174 4+: 73.788 8+: 72.391 15+: 71.005 | Switch SPST-NO, Bracket Mount | [40 empty] | 19 | https://www.unikeyic.com/media/datasheet/94/4c/7b2b/944c7b2b7feed9f15efac13abc39f504.pdf | https://www.unikeyic.com/products/pressure-sensors/pbn3c421d/11206542.html
PBN3D451-R1 | Honeywell | 3+: 51.447 6+: 49.39 24+: 47.41 | Differential Vacuum Analog Sensor, 10inH₂O~28inH₂O | [40 empty] | 45 | https://www.unikeyic.com/media/datasheet/dd/d4/bdde/dd/f41acb5425111bf44c8b29f6e6f72d30.pdf | https://www.unikeyic.com/products/pressure-sensors/pbn3d451-r1/35046740.html
PBS2-RB010SG1SSDLMA0Z | SICK | 1+: 489.5289 | Relative Pressure Sensor, 2x PNP/NPN, NO/NC, 10Pa ±0.5%, Thread Mount | [40 empty] | 1 |  | https://www.unikeyic.com/products/pressure-sensors/pbs2-rb010sg1ssdlma0z/11136564.html
PBS2-RB010SG1SSDNMA0Z | SICK | 1+: 603.0364 | Relative PNP/NPN- NO/NC + Current/Voltage 10Pa ±0.5% | [40 empty] | 1 |  | https://www.unikeyic.com/products/pressure-sensors/pbs2-rb010sg1ssdnma0z/35040092.html
PBS2-RB100SG1SSDLMA0Z | SICK | 1+: 405.8088 5+: 405.8088 10+: 405.8088 25+: 405.8088 50+: 405.8088 | Relative 2x PNP/NPN NO/NC 100Pa ±0.5% | [40 empty] | 1 |  | https://www.unikeyic.com/products/pressure-sensors/pbs2-rb100sg1ssdlma0z/11071171.html
PBS2-RB400SG1SSDLMA0Z | SICK | 1+: 489.5289 | Relative 2x PNP/NPN NO/NC 400Pa ±0.5% | [40 empty] | 1 |  | https://www.unikeyic.com/products/pressure-sensors/pbs2-rb400sg1ssdlma0z/11004325.html
PBT-RB010SG1SSNVMC0Z | SICK | 1: 228.8075 5: 228.8075 | relative Voltage 10Pa ±1% threaded mounting | ±1% | [10 empty] | - | 10Pa |  | - |  | threaded mounting |  | - | [5 empty] | Voltage | [6 empty] | relative | [8 empty] | 2 | https://www.unikeyic.com/media/about_us/Unikey_ISO_9001_Certification.pdf | https://www.unikeyic.com/products/pressure-sensors/pbt-rb010sg1ssnvmc0z/34976341.html
PBT-RB250SG1SSNAMA0Z | SICK | 1: 175.6983 | Sick Pressure Sensors, Maximum pressure reading250bar, Minimum pressure reading0bar | ±0.5% |  |  | Commercial Grade |  |  |  | PBT-RB250SG1SSNAMA0Z SICK |  |  |  | 30V | 250Pa |  | 8V |  |  |  | - | 0℃~80℃ |  |  |  |  | Analog | [6 empty] | relative | [8 empty] | 3 | https://www.unikeyic.com/media/datasheet/b3/d6/5694/b3/90f890e5ed0d36674b50f4072290ac1c.pdf | https://www.unikeyic.com/products/pressure-sensors/pbt-rb250sg1ssnama0z/11272635.html
PDT2-L-AS-A-500PA-NPT1/8-S-E | ellenex | 1: 606.8304 | Differential Output, Frequency ±2% | ±2% |  |  | Industrial | [7 empty] | - | - |  | - |  |  |  | - | [5 empty] | Frequency | [6 empty] | Differential |  | On sale |  | boxed |  |  |  |  | 2 | https://www.unikeyic.com/media/about_us/Unikey_ISO_9001_Certification.pdf | https://www.unikeyic.com/products/pressure-sensors/pdt2-l-as-a-500pa-npt1-8-s-e/11146389.html
PDT2-L-AU2-A-500PA-NPT1/8-S-E | ellenex | 1: 606.8304 | Differential Frequency ±2% | ±2% |  |  | Industrial | [7 empty] | - | - |  | - |  |  |  | - | [5 empty] | Frequency | [6 empty] | Differential |  | On sale |  | boxed |  |  |  |  | 2 | https://www.unikeyic.com/media/about_us/Unikey_ISO_9001_Certification.pdf | https://www.unikeyic.com/products/pressure-sensors/pdt2-l-au2-a-500pa-npt1-8-s-e/11327712.html
PE2099 | ifm electronic | 1: 665.8784 | relative 1Pa ± 0.4 % | ± 0.4 % | [10 empty] | - | 1Pa |  | - |  |  |  | - | [5 empty] | - | [6 empty] | relative | [8 empty] | 1 | https://www.unikeyic.com/media/about_us/Unikey_ISO_9001_Certification.pdf | https://www.unikeyic.com/products/pressure-sensors/pe2099/999884119.html
PFT-FRB1X0SF1OSSAMSSZ | SICK | 1: 500.3634 | Sick Hydrostatic oil level sensor level sensor, PFTseries, 10mmeasuring range, 2 line，4 TO 20 mAoutput, maximum1bar | ±0.5% |  |  | Industrial |  |  |  | PFT-FRB1X0SF1OSSAMSSZ SICK |  |  |  | 30V | 1Pa |  | 10V |  | threaded mounting |  | - | -20℃~80℃ |  |  |  |  | Analog Current | [6 empty] | metering |  |  |  | bulk |  |  |  |  | 1 | https://www.unikeyic.com/media/datasheet/c2/50/25d2/c2/549133f15e277809033792b948582f08.pdf | https://www.unikeyic.com/products/pressure-sensors/pft-frb1x0sf1ossamssz/24610.html
PG-30-101R-P | Nidec | 1: 248.5188 5: 232.632 10: 226.7136 25: 214.8336 | Pressure Gauges with Clear LED Indicator | - | [10 empty] | - | - |  | - |  |  |  | - | [5 empty] | - | [6 empty] | - | [8 empty] | 10 | https://www.unikeyic.com/media/about_us/Unikey_ISO_9001_Certification.pdf | https://www.unikeyic.com/products/pressure-sensors/pg-30-101r-p/683382284.html
PG2452 | ifm electronic | 1: 639.9 | ifm electronic Pressure Sensor, Max 100bar, Min 0bar | ±0.5% |  |  | Industrial |  |  |  | PG2452 ifm electronic |  |  |  | 32V | 100Pa |  | 18V |  |  |  | - | -20℃~80℃ |  |  |  |  | Analog Current, NPN/PNP- NC/NO | [6 empty] | relative |  |  |  | boxed |  |  |  |  | 5 | https://www.unikeyic.com/media/datasheet/2f/b1/c665/2f/1afe32fa950ede30b618433ad7b35fa4.pdf | https://www.unikeyic.com/products/pressure-sensors/pg2452/35013125.html
PI2304 | ifm electronic | 1: 1142.6508 | relative，vacuum Analog 10Pa ± 0.2 | ±0.2% |  |  |  | Industrial Automation |  |  |  | - |  |  |  |  | 725PSI (5000kPa) |  | 1 (Unlimited) | [5 empty] | -14.5 ~ 145.04PSI (-100 ~ 1000kPa) | -25°C ~ 80°C | 4 ~ 20 mA |  | Analog Current, NPN/PNP-NC/NO |  | Cylinder, Threaded | Box | Male - 2" (50.8mm) Tri Clamp | Threaded |  | Vacuum |  | 17866999 |  | - | - | M12, 4 Pin | 18V ~ 32V | 2 | https://www.unikeyic.com/media/about_us/Unikey_ISO_9001_Certification.pdf | https://www.unikeyic.com/products/pressure-sensors/pi2304/700797463.html
PI2602 | ifm electronic | 1: 584.1977 10: 561.7286 |  | ±0.5% |  |  |  | Industrial Automation |  |  |  | - |  |  |  |  | 2901PSI (20000kPa) |  | 1 (Unlimited) | [5 empty] | -14.5 ~ 1450.38PSI (-100 ~ 10000kPa) | -25°C ~ 80°C | 4 ~ 20 mA |  | Analog Current, NPN/PNP-NC/NO |  | Cylinder, Threaded | Box | Male - 1" (25.4mm) G | Threaded |  | Vacuum |  | 17866748 |  | - | - | M12, 4 Pin | 18V ~ 32V | 1 | https://www.unikeyic.com/media/about_us/Unikey_ISO_9001_Certification.pdf | https://www.unikeyic.com/products/pressure-sensors/pi2602/701272763.html
PI2789 | ifm electronic | 1: 845.5698 | 18V 32V -0.5Kpa~10Kpa | ±0.5% | [7 empty] | - |  |  |  |  | - |  | Not Applicable | [5 empty] | -0.07PSI ~ 1.45PSI (-0.5kPa ~ 10kPa) | -25°C ~ 80°C | - |  | NPN/PNP- NC/NO |  | Module | Bulk | Male - M12 x 1.0 | Threaded |  | - |  |  |  | - | - | Connector | 18V ~ 32V | 5 | https://www.unikeyic.com/media/about_us/Unikey_ISO_9001_Certification.pdf | https://www.unikeyic.com/products/pressure-sensors/pi2789/4318310.html
PM1706 | ifm electronic | 1: 623.862 5: 588.9974 10: 575.9899 | relative Analog 2.5Pa ± 0.2 | ± 0.2 | [10 empty] | - | 2.5Pa |  | - |  |  |  | - | [5 empty] | Analog | [6 empty] | relative | [8 empty] | 2 | https://www.unikeyic.com/media/about_us/Unikey_ISO_9001_Certification.pdf | https://www.unikeyic.com/products/pressure-sensors/pm1706/1004744358.html
PM4971 | Comus International | 1: 20.2932 5: 18.4961 10: 17.8265 25: 17.0268 50: 16.4804 100: 15.9789 500: 14.9682 | SMALL 25VDC/0.25A RECTANGULAR P | - | [7 empty] | - |  |  |  |  | - |  | Not Applicable | [5 empty] | - | -10°C ~ 70°C | - |  | - |  | Module | Bulk | - | - |  | - |  |  |  | - | - | Wire Leads | - | 11 | https://www.unikeyic.com/media/about_us/Unikey_ISO_9001_Certification.pdf | https://www.unikeyic.com/products/pressure-sensors/pm4971/15488077.html
PMC11-1976/0 | ENDRESS+HAUSER | 1: 301.9623 | Gauge Pressure Analog 40Pa ±0.5% | ±0.5% | [10 empty] | - | 40Pa |  | - |  |  |  | - | [5 empty] | Analog | [6 empty] | Gauge pressure | [8 empty] | 4 | https://www.unikeyic.com/media/about_us/Unikey_ISO_9001_Certification.pdf | https://www.unikeyic.com/products/pressure-sensors/pmc11-1976-0/726390076.html
PMC11-AA1U1FBWBJA | ENDRESS+HAUSER | 1+: 302.1851 5+: 296.6908 10+: 296.6908 25+: 296.6908 50+: 296.6908 100+: 296.6908 | Endress+Hauser Cerabar Series Pressure Sensor Max 40bar Min 400mbar | [40 empty] | 4 |  | https://www.unikeyic.com/products/pressure-sensors/pmc11-aa1u1fbwbja/34970041.html
PMC11-AA1U1FBWWJA | ENDRESS+HAUSER | 1+: 288.5808 5+: 283.3339 10+: 283.3339 25+: 283.3339 50+: 283.3339 | Endress+Hauser Cerabar Series Pressure Sensor Max 40bar Min 400mbar | [40 empty] | 1 |  | https://www.unikeyic.com/products/pressure-sensors/pmc11-aa1u1fbwwja/11134025.html
PMC11-AA2L1PBWTJA | ENDRESS+HAUSER | 1: 302.1851 5: 296.6908 10: 296.6908 25: 296.6908 50: 296.6908 100: 296.6908 | Endress+Hauser, PMC11series Pressure Sensors, Maximum pressure reading400bar, Minimum pressure reading-400mbar | ±0.5% |  |  |  | Industrial Automation |  |  |  | - |  |  |  |  | 580PSI (4000kPa) |  | Not Applicable | [5 empty] | -14.5PSI ~ 145.04PSI (-100kPa ~ 1000kPa) | -40°C ~ 70°C (TA) | 4 ~ 20 mA |  | Analog Current |  | Cylinder, Threaded | Box | Male - 1/4" (6.35mm) G | Threaded |  | Gauge |  | 19188414 |  | Cerabar PMC11 | - | Connector | 10V ~ 30V | 1 | https://www.unikeyic.com/media/about_us/Unikey_ISO_9001_Certification.pdf | https://www.unikeyic.com/products/pressure-sensors/pmc11-aa2l1pbwtja/579785838.html
PMC21-1XV7/0 | ENDRESS+HAUSER | 1: 380.126 | Absolute/Gauge Pressure Analog Sensor, 40Pa ±0.3% | ±0.3% | [10 empty] | - | 40Pa |  | - |  |  |  | - | [5 empty] | Analog | [6 empty] | Absolute pressure, Gauge pressure | [8 empty] | 6 | https://www.unikeyic.com/media/about_us/Unikey_ISO_9001_Certification.pdf | https://www.unikeyic.com/products/pressure-sensors/pmc21-1xv7-0/726403706.html
PMC21-AA1A1CBWBJA | ENDRESS+HAUSER | 1: 460.5137 | Endress+Hauser, PMC21series Pressure Sensors, Maximum pressure reading100bar, Minimum pressure reading-100mbar | ±0.3% | [10 empty] | - | 100Pa |  | - |  |  |  | - | [5 empty] | Current | [6 empty] | Absolute pressure, Gauge pressure | [8 empty] | 6 | https://www.unikeyic.com/media/about_us/Unikey_ISO_9001_Certification.pdf | https://www.unikeyic.com/products/pressure-sensors/pmc21-aa1a1cbwbja/571390830.html
PMC21-AA1M2HBWBJA | ENDRESS+HAUSER | 1: 435.0571 | Endress+Hauser, PMC21series Pressure Sensors, Maximum pressure reading100bar, Minimum pressure reading-100mbar | ±0.3% | [10 empty] | - | 100Pa |  | - |  |  |  | - | [5 empty] | Current | [6 empty] | Absolute pressure, Gauge pressure | [8 empty] | 1 | https://www.unikeyic.com/media/about_us/Unikey_ISO_9001_Certification.pdf | https://www.unikeyic.com/products/pressure-sensors/pmc21-aa1m2hbwbja/570251118.html
PMC21-AA1U1NBWBJA | ENDRESS+HAUSER | 1+: 385.3073 5+: 385.3073 10+: 385.3073 25+: 385.3073 50+: 385.3073 100+: 385.3073 | Endress+Hauser PMC21 Series Pressure Sensor, Max Read 100bar, Min Read -100mbar | [40 empty] | 1 |  | https://www.unikeyic.com/products/pressure-sensors/pmc21-aa1u1nbwbja/572426350.html
PMC21-AA1U2CBWWJA | ENDRESS+HAUSER | 1: 376.4078 | Endress+Hauser, PMC21series Pressure Sensors, Maximum pressure reading100bar, Minimum pressure reading-100mbar | ±0.3% | [10 empty] | - | 100Pa |  | - |  |  |  | - | [5 empty] | Current | [6 empty] | Absolute pressure, Gauge pressure |  |  |  | boxed |  |  |  |  | 19 | https://www.unikeyic.com/media/about_us/Unikey_ISO_9001_Certification.pdf | https://www.unikeyic.com/products/pressure-sensors/pmc21-aa1u2cbwwja/571400558.html
PMC21-AA1U2PBWBJA | ENDRESS+HAUSER | 1: 434.7965 | Endress+Hauser, PMC21series Pressure Sensors, Maximum pressure reading100bar, Minimum pressure reading-100mbar | ±0.3% | [10 empty] | - | 100Pa |  | - |  |  |  | - | [5 empty] | Current | [6 empty] | Absolute pressure, Gauge pressure | [8 empty] | 1 | https://www.unikeyic.com/media/about_us/Unikey_ISO_9001_Certification.pdf | https://www.unikeyic.com/products/pressure-sensors/pmc21-aa1u2pbwbja/580024430.html
PMP11-17J2/0 | ENDRESS+HAUSER | 1: 295.6654 | Gauge Pressure Analog 40Pa ±0.5% | ±0.5% | [10 empty] | - | 40Pa |  | - |  |  |  | - | [5 empty] | Analog | [6 empty] | Gauge pressure | [8 empty] | 1 | https://www.unikeyic.com/media/about_us/Unikey_ISO_9001_Certification.pdf | https://www.unikeyic.com/products/pressure-sensors/pmp11-17j2-0/726399614.html
PMP11-19H9/0 | ENDRESS+HAUSER | 1: 295.6654 | Gauge Pressure Analog 40Pa ±0.5% | ±0.5% | [10 empty] | - | 40Pa |  | - |  |  |  | - | [5 empty] | Analog | [6 empty] | Gauge pressure | [8 empty] | 1 | https://www.unikeyic.com/media/about_us/Unikey_ISO_9001_Certification.pdf | https://www.unikeyic.com/products/pressure-sensors/pmp11-19h9-0/726400408.html
PMP11-1D51/0 | ENDRESS+HAUSER | 1: 295.6654 | Gauge Pressure Analog 40Pa ±0.5% | ±0.5% | [10 empty] | - | 40Pa |  | - |  |  |  | - | [5 empty] | Analog | [6 empty] | Gauge pressure | [8 empty] | 1 | https://www.unikeyic.com/media/about_us/Unikey_ISO_9001_Certification.pdf | https://www.unikeyic.com/products/pressure-sensors/pmp11-1d51-0/726405954.html
PMP11-2QN2/0 | ENDRESS+HAUSER | 1: 295.6654 | Measurement 3V 16Pa ±0.5% horizontal mounting | ±0.5% |  |  | Industrial | [7 empty] | 3V | 16Pa |  | - |  | horizontal mounting |  | - | -25℃~85℃ |  |  |  |  | - | [6 empty] | Measurement | [8 empty] | 4 | https://www.unikeyic.com/media/about_us/Unikey_ISO_9001_Certification.pdf | https://www.unikeyic.com/products/pressure-sensors/pmp11-2qn2-0/1004724657.html
PMP11-5L83/0 | ENDRESS+HAUSER | 1: 295.6654 | Gauge pressure 25Pa ±0.5% | ±0.5% | [10 empty] | - | 25Pa |  | - |  |  |  | - | [5 empty] | - | [6 empty] | Gauge pressure | [8 empty] | 1 | https://www.unikeyic.com/media/about_us/Unikey_ISO_9001_Certification.pdf | https://www.unikeyic.com/products/pressure-sensors/pmp11-5l83-0/1004610981.html
PMP11-AA1L1PBWJJ | ENDRESS+HAUSER | 1: 293.0167 | Endress+Hauser, PMP11series Pressure Sensors, Maximum pressure reading400bar, Minimum pressure reading-400mbar | ±0.3% |  |  |  | Industrial Automation |  |  |  | - |  |  |  |  | 580PSI (4000kPa) |  | Not Applicable | [5 empty] | -14.5PSI ~ 145.04PSI (-100kPa ~ 1000kPa) | -40°C ~ 70°C (TA) | 4 ~ 20 mA |  | Analog Current |  | Cylinder, Threaded | Box | Male - 1/2" (12.7mm) G | Threaded |  | Gauge |  | 19188446 |  | Ceraphant PMP11 | - | Connector | 10V ~ 30V | 11 | https://www.unikeyic.com/media/about_us/Unikey_ISO_9001_Certification.pdf | https://www.unikeyic.com/products/pressure-sensors/pmp11-aa1l1pbwjj/574121838.html
PMP11-AA1U1HBWJJ | ENDRESS+HAUSER | 1: 302.7399 5: 297.2355 10: 297.2355 25: 297.2355 50: 297.2355 | Endress+Hauser, Cerabarseries Pressure Sensors, Maximum pressure reading1bar, Minimum pressure reading400mbar | ±0.3% |  |  |  | Industrial Automation |  |  |  | - |  |  |  |  | 58.02PSI (400kPa) |  | 1 (Unlimited) | [5 empty] | -14.5PSI ~ 14.5PSI (-100kPa ~ 100kPa) | -40°C ~ 70°C (TA) | 4 mA ~ 20 mA |  | Analog Current |  | Cylinder, Threaded | Box | Male - 1/2" (12.7mm) G | Threaded |  | Gauge |  | 17140833 |  | Cerabar PMP11 | - | Connector | 10V ~ 30V | 1 | https://www.unikeyic.com/media/about_us/Unikey_ISO_9001_Certification.pdf | https://www.unikeyic.com/products/pressure-sensors/pmp11-aa1u1hbwjj/11281716.html
PMP11-AA1U1QBWWJ | ENDRESS+HAUSER | 1: 338.3845 | Endress+Hauser, PMP11series Pressure Sensors, Maximum pressure reading400bar, Minimum pressure reading-400mbar | ±0.3% | [10 empty] | - | 400Pa |  | - |  |  |  | - | [5 empty] | Current | [6 empty] | Gauge pressure | [8 empty] | 1 | https://www.unikeyic.com/media/about_us/Unikey_ISO_9001_Certification.pdf | https://www.unikeyic.com/products/pressure-sensors/pmp11-aa1u1qbwwj/576425582.html
PMP11-AA1U1SBWJJ | ENDRESS+HAUSER | 1+: 331.1008 | Endress+Hauser PMP11 Series Pressure Sensor, Max 400bar, Min -400mbar | [40 empty] | 5 |  | https://www.unikeyic.com/products/pressure-sensors/pmp11-aa1u1sbwjj/579191150.html
PMP21-12L5/0 | ENDRESS+HAUSER | 1: 374.034 | Absolute pressure，Gauge pressure Analog 400Pa ±0.3% | ±0.3% | [10 empty] | - | 400Pa |  | - |  |  |  | - | [5 empty] | Analog | [6 empty] | Absolute pressure, Gauge pressure | [8 empty] | 1 | https://www.unikeyic.com/media/about_us/Unikey_ISO_9001_Certification.pdf | https://www.unikeyic.com/products/pressure-sensors/pmp21-12l5-0/726405981.html
PMP21-AA1U1HBWJJ | ENDRESS+HAUSER | 1: 415.3675 | Endress+Hauser, PMP21series Pressure Sensors, Maximum pressure reading400bar, Minimum pressure reading-400mbar | ±0.3% | [10 empty] | - | 400Pa |  | - |  |  |  | - | [5 empty] | Current | [6 empty] | Absolute pressure, Gauge pressure | [8 empty] | 1 | https://www.unikeyic.com/media/about_us/Unikey_ISO_9001_Certification.pdf | https://www.unikeyic.com/products/pressure-sensors/pmp21-aa1u1hbwjj/573237102.html
PMP21-AA1U1NBWJJ | ENDRESS+HAUSER | 1: 415.3675 | Endress+Hauser PMP21 Pressure Sensor, Max 400bar, Min -400mbar | ±0.3% | [10 empty] | - | 400Pa |  | - |  |  |  | - | [5 empty] | Current | [6 empty] | Absolute pressure, Gauge pressure | [8 empty] | 4 | https://www.unikeyic.com/media/about_us/Unikey_ISO_9001_Certification.pdf | https://www.unikeyic.com/products/pressure-sensors/pmp21-aa1u1nbwjj/581534062.html
PMP21-AA1U1UBWJJ | ENDRESS+HAUSER | 1: 399.4708 5: 399.4708 10: 399.4708 25: 399.4708 | Endress+Hauser PMP21 Pressure Sensor, Max 400bar, Min -400mbar | ±0.3% | [10 empty] | - | 400Pa |  | - |  |  |  | - | [5 empty] | Current | [6 empty] | Absolute pressure, Gauge pressure | [8 empty] | 3 | https://www.unikeyic.com/media/about_us/Unikey_ISO_9001_Certification.pdf | https://www.unikeyic.com/products/pressure-sensors/pmp21-aa1u1ubwjj/575285358.html
PMP21-AA1U1WBWJJ | ENDRESS+HAUSER | 1: 415.3675 | Endress+Hauser PMP21 Pressure Sensor, Max 400bar, Min -400mbar | ±0.3% | [10 empty] | - | 400Pa |  | - |  |  |  | - | [5 empty] | Current | [6 empty] | Absolute pressure, Gauge pressure | [8 empty] | 1 | https://www.unikeyic.com/media/about_us/Unikey_ISO_9001_Certification.pdf | https://www.unikeyic.com/products/pressure-sensors/pmp21-aa1u1wbwjj/580646766.html
PMP21-AA1U2PBWJJ | ENDRESS+HAUSER | 1: 387.7796 5: 387.7796 10: 387.7796 25: 387.7796 50: 387.7796 | Endress+Hauser, PMP21series Pressure Sensors, Maximum pressure reading400bar, Minimum pressure reading400mbar | ±0.3% |  |  |  | Industrial Automation |  |  |  | - |  |  |  |  | 580.15PSI (4000kPa) |  | 1 (Unlimited) | [5 empty] | 145.04PSI (1000kPa) | -40°C ~ 85°C (TA) | 4 mA ~ 20 mA |  | Analog Current |  | Cylinder, Threaded | Box | Male - 1/2" (12.7mm) G | Threaded |  | Absolute |  | 17140755 |  | Cerabar PMP11 | - | Connector | 10V ~ 30V | 1 | https://www.unikeyic.com/media/about_us/Unikey_ISO_9001_Certification.pdf | https://www.unikeyic.com/products/pressure-sensors/pmp21-aa1u2pbwjj/11210629.html
PMP23-16H8/0 | ENDRESS+HAUSER | 1: 463.754 | Absolute/Gauge Pressure Analog 40Pa ±0.3% | ±0.3% | [10 empty] | - | 40Pa |  | - |  |  |  | - | [5 empty] | Analog | [6 empty] | Absolute pressure, Gauge pressure | [8 empty] | 1 | https://www.unikeyic.com/media/about_us/Unikey_ISO_9001_Certification.pdf | https://www.unikeyic.com/products/pressure-sensors/pmp23-16h8-0/726385308.html
PMP23-1A92/0 | ENDRESS+HAUSER | 1: 463.4761 | Absolute/Gauge Pressure Analog Sensor, 40Pa ±0.3% | ±0.3% | [10 empty] | - | 40Pa |  | - |  |  |  | - | [5 empty] | Analog | [6 empty] | Absolute pressure, Gauge pressure | [8 empty] | 1 | https://www.unikeyic.com/media/about_us/Unikey_ISO_9001_Certification.pdf | https://www.unikeyic.com/products/pressure-sensors/pmp23-1a92-0/726386024.html
PMP23-5HJ7/0 | ENDRESS+HAUSER | 1: 445.1759 | Absolute/Gauge Pressure Analog Sensor, 40Pa ±0.3% | ±0.3% | [10 empty] | - | 40Pa |  | - |  |  |  | - | [5 empty] | Analog | [6 empty] | Absolute pressure, Gauge pressure | [8 empty] | 1 | https://www.unikeyic.com/media/about_us/Unikey_ISO_9001_Certification.pdf | https://www.unikeyic.com/products/pressure-sensors/pmp23-5hj7-0/726395973.html
PMP23-AA1M1PB3CJ | ENDRESS+HAUSER | 1: 452.7413 5: 452.7413 10: 452.7413 25: 452.7413 50: 452.7413 100: 452.7413 | Endress+Hauser, PMP23series Pressure Sensors, Maximum pressure reading400bar, Minimum pressure reading-400mbar | ±0.3% |  |  |  | Industrial Automation |  |  |  | - |  |  |  |  | 580.15PSI (4000kPa) |  | 1 (Unlimited) | [5 empty] | -14.5PSI ~ 145.04PSI (-100kPa ~ 1000kPa) | -40°C ~ 85°C (TA) | 4 mA ~ 20 mA |  | Analog Current |  | Cylinder, Threaded | Box | Male - 1 1/2" (38.1mm) Tri Clamp | Threaded |  | Gauge |  | 17140876 |  | Cerabar PMP23 | - | Connector | 10V ~ 30V | 3 | https://www.unikeyic.com/media/about_us/Unikey_ISO_9001_Certification.pdf | https://www.unikeyic.com/products/pressure-sensors/pmp23-aa1m1pb3cj/34964003.html
PMP23-AA1N1FB3CJ | ENDRESS+HAUSER | 1: 500.6942 | Endress+Hauser, PMP23series Pressure Sensors, Maximum pressure reading0.4bar, Minimum pressure reading0bar | ±0.3% |  |  |  | Industrial Automation |  |  |  | - |  |  |  |  | 23.21PSI (160kPa) |  | Not Applicable | [5 empty] | -5.8PSI ~ 5.8PSI (-40kPa ~ 40kPa) | -40°C ~ 85°C | 4 ~ 20 mA |  | Analog Current |  | Cylinder, Threaded | Box | Male - 1 1/2" (38.1mm) Tri Clamp | Threaded |  | Gauge |  | 19188415 |  | Cerabar PMP23 | - | Connector | 10V ~ 30V | 13 | https://www.unikeyic.com/media/about_us/Unikey_ISO_9001_Certification.pdf | https://www.unikeyic.com/products/pressure-sensors/pmp23-aa1n1fb3cj/569561710.html
PMP23-CA1V1RF3CJ | ENDRESS+HAUSER | 1: 785.3688 10: 755.1472 | Analog Current Meter, 10V, 30V, ±0.3%, Thread Mount | ±0.3% |  |  |  | Industrial Automation |  |  |  | - |  |  |  |  | 1450.38PSI (10000kPa) |  | 1 (Unlimited) | [5 empty] | -14.5PSI ~ 362.6PSI (-100kPa ~ 2500kPa) | -40°C ~ 85°C (TA) | 4 mA ~ 20 mA |  | Analog Current |  | Cylinder, Threaded | Box | Male - 1 1/2" (38.1mm) Tri Clamp | Threaded |  | Gauge |  |  |  | Cerabar PMP23 | - | Connector | 10V ~ 30V | 1 | https://www.unikeyic.com/media/about_us/Unikey_ISO_9001_Certification.pdf | https://www.unikeyic.com/products/pressure-sensors/pmp23-ca1v1rf3cj/17485.html
PMP43-3EJ6/0 | ENDRESS+HAUSER | 1: 1186.6916 | Absolute pressure Digital 10Pa ±0.075% | ±0.075% | [10 empty] | - | 10Pa |  | - |  |  |  | - | [5 empty] | Digital | [6 empty] | Absolute pressure | [8 empty] | 1 | https://www.unikeyic.com/media/about_us/Unikey_ISO_9001_Certification.pdf | https://www.unikeyic.com/products/pressure-sensors/pmp43-3ej6-0/996822112.html
PMP43-3EN8/0 | ENDRESS+HAUSER | 1: 1186.6916 | Absolute pressure Digital 100Pa ±0.075% | ±0.075% | [10 empty] | - | 100Pa |  | - |  |  |  | - | [5 empty] | Digital | [6 empty] | Absolute pressure | [8 empty] | 1 | https://www.unikeyic.com/media/about_us/Unikey_ISO_9001_Certification.pdf | https://www.unikeyic.com/products/pressure-sensors/pmp43-3en8-0/996822593.html
PN2014 | ifm electronic | 1: 639.8775 | Gauge Analog 16Pa ±0.5% | ± 0.5 | [10 empty] | - | 16Pa |  | - |  |  |  | - | [5 empty] | Analog | [6 empty] | relative | [8 empty] | 3 | https://www.unikeyic.com/media/about_us/Unikey_ISO_9001_Certification.pdf | https://www.unikeyic.com/products/pressure-sensors/pn2014/1004744754.html
PN2071 | ifm electronic | 1: 520.1198 | ifm electronic Pressure Sensors, Maximum pressure reading250bar, Minimum pressure reading0bar | ±0.4% |  |  | Industrial |  |  |  | PN2071 ifm electronic |  |  |  | 30V | 250Pa |  | 18V |  |  |  | - | -25℃~80℃ |  |  |  |  | - | [6 empty] | relative |  |  |  | boxed |  |  |  |  | 4 | https://www.unikeyic.com/media/datasheet/1a/9d/910d/1a/a802b2692cc7cf72937416e46a807a4d.pdf | https://www.unikeyic.com/products/pressure-sensors/pn2071/11323363.html
PN2296 | ifm electronic | 1: 546.2441 | Relative Analog Pressure Sensor, 2.5Pa ±0.5 | ±0.4% |  |  |  | Industrial Automation |  |  |  | - |  |  |  |  | 290PSI (2000kPa) |  | 1 (Unlimited) | [5 empty] | -1.8PSI ~ 36PSI (-12.5kPa ~ 250kPa) | -25°C ~ 80°C | 4 ~ 20 mA |  | Analog Current, NPN/PNP-NC/NO |  | Cylinder, Threaded | Box | Male - 1/4" (6.35mm) NPT | Threaded |  | - |  |  |  | - | - | M12, 4 Pin | 18V ~ 30V | 1 | https://www.unikeyic.com/media/about_us/Unikey_ISO_9001_Certification.pdf | https://www.unikeyic.com/products/pressure-sensors/pn2296/3208415.html
PN2596 | ifm electronic | 1: 549.0235 | ifm electronic Pressure Sensors, Maximum pressure reading2.5bar, Minimum pressure reading-0.125bar | ±0.4% |  |  | Industrial |  |  |  | PN2596 ifm electronic |  |  |  | 30V | 2.5Pa |  | 18V |  |  |  | - | -25℃~80℃ |  |  |  |  | - | [6 empty] | relative |  |  |  | boxed |  |  |  |  | 1 | https://www.unikeyic.com/media/datasheet/62/1a/9eb3/62/e48d2d7b9b61b742ea866c214296bef3.pdf | https://www.unikeyic.com/products/pressure-sensors/pn2596/11103619.html
PN2598 | ifm electronic | 1: 547.2189 | ifm electronic Pressure Sensors, Maximum pressure reading0.25bar, Minimum pressure reading-12.5mbar | ±0.4% |  |  | Industrial |  |  |  | PN2598 ifm electronic |  |  |  | 30V | 0.25Pa |  | 18V |  |  |  | - | -25℃~80℃ |  |  |  |  | - | [6 empty] | relative |  |  |  | boxed |  |  |  |  | 2 | https://www.unikeyic.com/media/datasheet/78/08/878b/78/1950efc7c0395b6987b4a734c7048978.pdf | https://www.unikeyic.com/products/pressure-sensors/pn2598/34946232.html
PN2694 | ifm electronic | 1: 555.4288 | relative，vacuum 10Pa ± 0.4 % | ±0.4% |  |  |  | Industrial Automation |  |  |  | - |  |  |  |  | 1087.78PSI (7500kPa) |  | 1 (Unlimited) | [5 empty] | -14.5 ~ 145.04PSI (-100 ~ 1000kPa) | -25°C ~ 80°C | 4 ~ 20 mA |  | Analog Current, NPN/PNP-NC/NO |  | Cylinder, Threaded | Box | Male - 1/4" (6.35mm) NPT | Threaded |  | Vacuum |  | 17866791 |  | - | - | M12, 4 Pin | 18V ~ 30V | 63 | https://www.unikeyic.com/media/about_us/Unikey_ISO_9001_Certification.pdf | https://www.unikeyic.com/products/pressure-sensors/pn2694/700834675.html
PN3129 | ifm electronic | 1+: 572.6637 | ifm electronic Pressure Sensor, Max 0bar, Min -1bar | [40 empty] | 3 |  | https://www.unikeyic.com/products/pressure-sensors/pn3129/18504527.html
PN3593 | ifm electronic | 1: 498.2813 | ifm electronic Pressure Sensor, Max 25bar, Min 0bar | ±0.5 % | [10 empty] | 30V | 25Pa |  | 18V |  |  |  | - | [5 empty] | - | [6 empty] | relative | [8 empty] | 1 | https://www.unikeyic.com/media/about_us/Unikey_ISO_9001_Certification.pdf | https://www.unikeyic.com/products/pressure-sensors/pn3593/17886565.html
PN7093 | ifm electronic | 1: 429.0624 | ifm electronic Pressure Sensor, Max 25bar, Min 0bar | ±0.5% |  |  | Industrial |  |  |  | PN7093 ifm electronic |  |  |  | 30V | 25Pa |  | 18V |  |  |  | - | -25℃~80℃ |  |  |  |  | NPN/PNP- NC/NO | [6 empty] | relative |  |  |  | boxed |  |  |  |  | 14 | https://www.unikeyic.com/media/datasheet/fb/e7/e40e/fb/ce945b39d7112f0ea203fa795910186f.pdf | https://www.unikeyic.com/products/pressure-sensors/pn7093/11300911.html
PN7094 | ifm electronic | 1: 424.8018 | ifm electronic Pressure Sensor, Max 10bar, Min -1bar | ±0.5% | [7 empty] | - |  |  |  |  | 2175.57PSI (15000kPa) |  | Not Applicable | [5 empty] | 14.5PSI ~ 145.0PSI (100kPa ~ 1000kPa) | -25°C ~ 80°C | - |  | NPN/PNP- NC/NO |  | Cylinder, Threaded | Box | Male - M12 x 1.0 | Threaded |  | Vacuum |  |  |  | - | - | Connector | 18V ~ 30V | 2 | https://www.unikeyic.com/media/datasheet/96/56/9982/96/4fa9e405c8488a5f799575592e9a202d.pdf | https://www.unikeyic.com/products/pressure-sensors/pn7094/11116390.html
PN7097 | ifm electronic | 1: 647.7757 | ifm electronic Pressure Sensors, Maximum pressure reading1bar, Minimum pressure reading0bar | ±0.5% |  |  | Industrial |  |  |  | PN7097 ifm electronic |  |  |  | 30V | 1Pa |  | 18V |  |  |  | - | -25℃~80℃ |  |  |  |  | NPN/PNP- NC/NO | [6 empty] | relative |  |  |  | boxed |  |  |  |  | 2 | https://www.unikeyic.com/media/datasheet/ee/be/17d0/ee/cecf79c7a210b257f6b6c811f3d78442.pdf | https://www.unikeyic.com/products/pressure-sensors/pn7097/11243743.html
PN7570 | ifm electronic | 1: 460.8055 | ifm electronic Pressure Sensor, Max 400bar, Min 0bar | ±0.5% |  |  | Industrial |  |  |  | PN7570 ifm electronic |  |  |  | 30V | 400Pa |  | 18V |  |  |  | - | -25℃~80℃ |  |  |  |  | NPN/PNP- NC/NO | [6 empty] | relative |  |  |  | boxed |  |  |  |  | 1 | https://www.unikeyic.com/media/datasheet/fc/3d/e114/fc3de11417bc5ddfbad18b04a6703bc1.pdf | https://www.unikeyic.com/products/pressure-sensors/pn7570/10952971.html
PN7571 | ifm electronic | 1: 634.7972 | ifm electronic Pressure Sensor, 250bar Max, 0bar Min | ±0.5% |  |  | Industrial |  |  |  | PN7571 ifm electronic |  |  |  | 30V | 250Pa |  | 18V |  |  |  | - | -25℃~80℃ |  |  |  |  | NPN/PNP- NC/NO | [6 empty] | relative |  |  |  | boxed |  |  |  |  | 2 | https://www.unikeyic.com/media/datasheet/fc/50/18a9/fc/196e2f53069d5ff76c1726d10f1cd2b7.pdf | https://www.unikeyic.com/products/pressure-sensors/pn7571/35007494.html
PN7594 | ifm electronic | 1: 456.2612 | ifm electronic Pressure Sensor, Max 10bar, Min -1bar | ±0.5% |  |  | Industrial |  |  |  | PN7594 ifm electronic |  |  |  | 30V | 10Pa |  | 18V |  |  |  | - | -25℃~80℃ |  |  |  |  | PNP- NC/NO | [6 empty] | switch |  |  |  | boxed |  |  |  |  | 3 | https://www.unikeyic.com/media/datasheet/47/3e/de12/47/0a55bbfbb42f37ebe117004d278e5457.pdf | https://www.unikeyic.com/products/pressure-sensors/pn7594/11178314.html
PP - 222 26B | VEGA Controls | 1: 290.393 | Vega, VEGABAR 18series Pressure Sensors, Maximum pressure reading5bar, Minimum pressure reading0bar | ±0.5% | [10 empty] | - | 5Pa |  | - |  |  |  | - | [5 empty] | - | [6 empty] | relative | [8 empty] | 7 | https://www.unikeyic.com/media/about_us/Unikey_ISO_9001_Certification.pdf | https://www.unikeyic.com/products/pressure-sensors/pp-222-26b/17824008.html
PP - 222 2SJ | VEGA Controls | 1: 295.0033 | Vega, VEGABAR 18series Pressure Sensors, Maximum pressure reading25bar, Minimum pressure reading0bar | ±0.5% | [10 empty] | - | 25Pa |  | - |  |  |  | - | [5 empty] | - | [6 empty] | Absolute pressure | [8 empty] | 5 | https://www.unikeyic.com/media/about_us/Unikey_ISO_9001_Certification.pdf | https://www.unikeyic.com/products/pressure-sensors/pp-222-2sj/2977612.html
PP20H-2.3B73R.A114.542020.000 | Baumer | 1: 746.212 | relative Current 40Pa ±0.5% | ±0.5% | [10 empty] | - | 40Pa |  | - |  |  |  | - | [5 empty] | Current | [6 empty] | relative | [8 empty] | 10 | https://www.unikeyic.com/media/about_us/Unikey_ISO_9001_Certification.pdf | https://www.unikeyic.com/products/pressure-sensors/pp20h-2-3b73r-a114-542020-000/34961839.html
PP7552 | ifm electronic | 1: 316.44 5: 296.9136 10: 289.6279 25: 280.9076 | relative PNP 100Pa ± 0.5 | ± 0.5 | [10 empty] | - | 100Pa |  | - |  |  |  | - | [5 empty] | PNP | [6 empty] | relative | [8 empty] | 1 | https://www.unikeyic.com/media/about_us/Unikey_ISO_9001_Certification.pdf | https://www.unikeyic.com/products/pressure-sensors/pp7552/1004746227.html
PS01-G160MP-3W | Same Sky | 3+: 54.604 7+: 51.997 | Voltage Reference 4.5V 5.5V ±0.5% Wire Mount | [40 empty] | 10 |  | https://www.unikeyic.com/products/pressure-sensors/ps01-g160mp-3w/871026970.html
PS01-G250MP-3W | Same Sky | 3+: 54.604 | Voltage Reference 4.5V 5.5V ±0.5% Wire Mount | [40 empty] | 3 |  | https://www.unikeyic.com/products/pressure-sensors/ps01-g250mp-3w/871010907.html
PS01-G600KP-3W | Same Sky | 3: 75.691 | metering 4.5V 5.5V ±0.5% wire mounting | ±0.5% |  |  |  | - |  |  |  | Temperature Compensated |  |  |  |  | 174.05PSI (1200kPa) |  | Not Applicable | [5 empty] | 87.02PSI (600kPa) | -40°C ~ 105°C | 0.5 V ~ 4.5 V |  | Analog Voltage |  | Module | Box | - | No Port |  | Gauge |  | 15851208 |  | PS01 | - | Wire Leads | 4.5V ~ 5.5V | 4 | https://www.unikeyic.com/media/about_us/Unikey_ISO_9001_Certification.pdf | https://www.unikeyic.com/products/pressure-sensors/ps01-g600kp-3w/871031762.html
PS01-S600MP-3W | Same Sky | 3: 54.604 7: 51.997 | Sealing metering 4.5V 5.5V ±0.5% wire mounting | ±0.5% |  |  |  | - |  |  |  | Temperature Compensated |  |  |  |  | 1740.45PSI (12000kPa) |  | Not Applicable | [5 empty] | 870.2PSI (6000kPa) | -40°C ~ 105°C | 0.5 V ~ 4.5 V |  | Analog Voltage |  | Module | Box | - | No Port |  | Sealed Gauge |  |  |  | PS01 | - | Wire Leads | 4.5V ~ 5.5V | 14 | https://www.unikeyic.com/media/about_us/Unikey_ISO_9001_Certification.pdf | https://www.unikeyic.com/products/pressure-sensors/ps01-s600mp-3w/871019909.html
PS02-A100KP-4W | Same Sky | 3+: 77.726 7+: 74.481 | Absolute I²C 3.1V 3.6V ±0.5% Wire Mount | [40 empty] | 10 |  | https://www.unikeyic.com/products/pressure-sensors/ps02-a100kp-4w/871027787.html
PS02-G250MP-4W | Same Sky | 3: 54.604 | Meter I²C 3.1V 3.6V ±0.5% Wire Mount | ±0.5% |  |  |  | - |  |  |  | Temperature Compensated |  |  |  |  | 725.19PSI (5000kPa) |  | Not Applicable | [5 empty] | 362.59PSI (2500kPa) | -40°C ~ 105°C | - |  | I²C |  | Module | Box | - | No Port |  | Gauge |  | 15851224 |  | PS02 | - | Wire Leads | 3.1V ~ 3.6V | 6 | https://www.unikeyic.com/media/about_us/Unikey_ISO_9001_Certification.pdf | https://www.unikeyic.com/products/pressure-sensors/ps02-g250mp-4w/871026775.html
PS02-G600KP-4W | Same Sky | 3+: 54.604 7+: 51.997 | Meter, I²C, 3.1V, 3.6V, ±0.5%, Wire Mount | [40 empty] | 9 |  | https://www.unikeyic.com/products/pressure-sensors/ps02-g600kp-4w/871026254.html
PS02-S160MP-4W | Same Sky | 3+: 54.604 7+: 51.997 | Sealed I²C 3.1V 3.6V ±0.5% Wire Mount | [40 empty] | 9 |  | https://www.unikeyic.com/products/pressure-sensors/ps02-s160mp-4w/871013487.html
PS03-A100KP-A4W | Same Sky | 3: 40.832 9: 38.896 | Absolute Wheatstone Bridge, Wire Mount | - |  |  |  | - |  |  |  | Temperature Compensated |  |  |  |  | 29.01PSI (200kPa) |  | Not Applicable | [5 empty] | 14.5PSI (100kPa) | -40°C ~ 125°C | 60 mV ~ 150 mV |  | Wheatstone Bridge |  | Module | Box | - | No Port |  | Absolute |  |  |  | PS03 | - | Wire Leads | - | 20 | https://www.unikeyic.com/media/about_us/Unikey_ISO_9001_Certification.pdf | https://www.unikeyic.com/products/pressure-sensors/ps03-a100kp-a4w/871010258.html
PS03-A250KP-A4W | Same Sky | 1: 64.4976 5: 59.5534 10: 57.7098 30: 55.0955 50: 53.9961 100: 52.6111 | Absolute Wheatstone Bridge Wire Mount | - |  |  |  | - |  |  |  | Temperature Compensated |  |  |  |  | 72.52PSI (500kPa) |  | Not Applicable | [5 empty] | 36.26PSI (250kPa) | -40°C ~ 125°C | 60 mV ~ 150 mV |  | Wheatstone Bridge |  | Module | Box | - | No Port |  | Absolute |  | 15851175 |  | PS03 | - | Wire Leads | - | 4 | https://www.unikeyic.com/media/about_us/Unikey_ISO_9001_Certification.pdf | https://www.unikeyic.com/products/pressure-sensors/ps03-a250kp-a4w/871013509.html
PS03-A400KP-A4W | Same Sky | 3+: 40.832 9+: 38.896 | Wheatstone Bridge, Wire Mount | [40 empty] | 10 |  | https://www.unikeyic.com/products/pressure-sensors/ps03-a400kp-a4w/871023381.html
PS03-S100MP-A4W | Same Sky | 3: 40.832 9: 38.896 | Sealing metering Wheatstone Bridge wire mounting | - |  |  |  | - |  |  |  | Temperature Compensated |  |  |  |  | 2900.75PSI (20000kPa) |  | Not Applicable | [5 empty] | 1450.38PSI (10000kPa) | -40°C ~ 125°C | 60 mV ~ 150 mV |  | Wheatstone Bridge |  | Module | Box | - | No Port |  | Sealed Gauge |  |  |  | PS03 | - | Wire Leads | - | 10 | https://www.unikeyic.com/media/about_us/Unikey_ISO_9001_Certification.pdf | https://www.unikeyic.com/products/pressure-sensors/ps03-s100mp-a4w/871008921.html
PS03-S100MP-V4W | Same Sky | 3: 40.832 9: 38.896 | Sealing metering Wheatstone Bridge 10V 15V wire mounting | - |  |  |  | - |  |  |  | Temperature Compensated |  |  |  |  | 2900.75PSI (20000kPa) |  | Not Applicable | [5 empty] | 1450.38PSI (10000kPa) | -40°C ~ 125°C | 80 mV ~ 120 mV |  | Wheatstone Bridge |  | Module | Box | - | No Port |  | Sealed Gauge |  | 15851171 |  | PS03 | - | Wire Leads | 10V ~ 15V | 10 | https://www.unikeyic.com/media/about_us/Unikey_ISO_9001_Certification.pdf | https://www.unikeyic.com/products/pressure-sensors/ps03-s100mp-v4w/871031069.html
PS03-S160MP-A4W | Same Sky | 3+: 40.832 9+: 38.896 | Sealed Wheatstone Bridge, Wire Mount | [40 empty] | 10 |  | https://www.unikeyic.com/products/pressure-sensors/ps03-s160mp-a4w/871009420.html
PS03-S160MP-V4W | Same Sky | 3+: 40.832 | Sealed Wheatstone Bridge, 10V, 15V, Wire Mount | [40 empty] | 6 |  | https://www.unikeyic.com/products/pressure-sensors/ps03-s160mp-v4w/871005363.html
PS03-S250MP-V4W | Same Sky | 3+: 40.832 | Sealed Pressure Sensor, Wheatstone Bridge, 0MPa to 25MPa, 10V/15V, ±0.2%, Wire Mount | [40 empty] | 6 |  | https://www.unikeyic.com/products/pressure-sensors/ps03-s250mp-v4w/871024140.html
PS03-S400MP-A4W | Same Sky | 3: 40.832 | Sealed Wheatstone Bridge, Wire Mount | - |  |  |  | - |  |  |  | Temperature Compensated |  |  |  |  | 8702.26PSI (60000kPa) |  | Not Applicable | [5 empty] | 5801.51PSI (40000kPa) | -40°C ~ 125°C | 60 mV ~ 150 mV |  | Wheatstone Bridge |  | Module | Box | - | No Port |  | Sealed Gauge |  |  |  | PS03 | - | Wire Leads | - | 8 | https://www.unikeyic.com/media/about_us/Unikey_ISO_9001_Certification.pdf | https://www.unikeyic.com/products/pressure-sensors/ps03-s400mp-a4w/871007327.html
PS03-S40MP-V4W | Same Sky | 4+: 56.606 9+: 54.252 | Sealed Wheatstone Bridge, 10V, 15V, Wire Mount | [40 empty] | 15 |  | https://www.unikeyic.com/products/pressure-sensors/ps03-s40mp-v4w/871006781.html
PS03-S60MP-V4W | Same Sky | 3: 40.832 9: 38.896 | Sealing metering Wheatstone Bridge 10V 15V wire mounting | - |  |  |  | - |  |  |  | Temperature Compensated |  |  |  |  | 1740.45PSI (12000kPa) |  | Not Applicable | [5 empty] | 870.2PSI (6000kPa) | -40°C ~ 125°C | 80 mV ~ 120 mV |  | Wheatstone Bridge |  | Module | Box | - | No Port |  | Sealed Gauge |  |  |  | PS03 | - | Wire Leads | 10V ~ 15V | 10 | https://www.unikeyic.com/media/about_us/Unikey_ISO_9001_Certification.pdf | https://www.unikeyic.com/products/pressure-sensors/ps03-s60mp-v4w/871023096.html
PS04-G10MP-A4W | Same Sky | 3+: 40.832 9+: 38.896 | Wheatstone Bridge, Wire Mount | [40 empty] | 9 |  | https://www.unikeyic.com/products/pressure-sensors/ps04-g10mp-a4w/871019882.html
PS04-G160KP-A4W | Same Sky | 3: 40.832 9: 38.896 | metering Wheatstone Bridge wire mounting | - |  |  |  | - |  |  |  | Temperature Compensated |  |  |  |  | 46.41PSI (320kPa) |  | Not Applicable | [5 empty] | 23.21PSI (160kPa) | -40°C ~ 125°C | 60 mV ~ 150 mV |  | Wheatstone Bridge |  | Module | Box | - | No Port |  | Gauge |  |  |  | PS04 | - | Wire Leads | - | 10 | https://www.unikeyic.com/media/about_us/Unikey_ISO_9001_Certification.pdf | https://www.unikeyic.com/products/pressure-sensors/ps04-g160kp-a4w/871032117.html
PS04-G400KP-A4W | Same Sky | 3: 40.832 9: 38.896 | metering Wheatstone Bridge wire mounting | - |  |  |  | - |  |  |  | Temperature Compensated |  |  |  |  | 116.03PSI (800kPa) |  | Not Applicable | [5 empty] | 58.02PSI (400kPa) | -40°C ~ 125°C | 60 mV ~ 150 mV |  | Wheatstone Bridge |  | Module | Box | - | No Port |  | Gauge |  |  |  | PS04 | - | Wire Leads | - | 10 | https://www.unikeyic.com/media/about_us/Unikey_ISO_9001_Certification.pdf | https://www.unikeyic.com/products/pressure-sensors/ps04-g400kp-a4w/871010980.html
PS04-G800KP-A4W | Same Sky | 3+: 40.832 9+: 38.896 | Wheatstone Bridge, Wire Mount | [40 empty] | 10 |  | https://www.unikeyic.com/products/pressure-sensors/ps04-g800kp-a4w/871025710.html
PS04-G800KP-V4W | Same Sky | 3+: 40.832 9+: 38.896 | Wheatstone Bridge Sensor, 0Pa~800KPa, 10V-15V, ±0.2%, Wire Mount | [40 empty] | 9 |  | https://www.unikeyic.com/products/pressure-sensors/ps04-g800kp-v4w/871011635.html
PS05-A100KP-5W | Same Sky | 3: 40.832 9: 38.896 | Absolute Wheatstone Bridge, Wire Mount | - |  |  |  | - |  |  |  | Temperature Compensated |  |  |  |  | 29.01PSI (200kPa) |  | Not Applicable | [5 empty] | 14.5PSI (100kPa) | -40°C ~ 125°C | 60 mV ~ 150 mV |  | Wheatstone Bridge |  | Module | Box | - | No Port |  | Absolute |  | 15851167 |  | PS05 | - | Wire Leads | - | 20 | https://www.unikeyic.com/media/about_us/Unikey_ISO_9001_Certification.pdf | https://www.unikeyic.com/products/pressure-sensors/ps05-a100kp-5w/871028440.html
PS05-S160MP-5W | Same Sky | 3: 40.832 9: 38.896 | Sealed Wheatstone Bridge, Wire Mount | - |  |  |  | - |  |  |  | Temperature Compensated |  |  |  |  | 4641.21PSI (32000kPa) |  | Not Applicable | [5 empty] | 2320.6PSI (16000kPa) | -40°C ~ 125°C | 60 mV ~ 150 mV |  | Wheatstone Bridge |  | Module | Box | - | No Port |  | Sealed Gauge |  | 15851135 |  | PS05 | - | Wire Leads | - | 9 | https://www.unikeyic.com/media/about_us/Unikey_ISO_9001_Certification.pdf | https://www.unikeyic.com/products/pressure-sensors/ps05-s160mp-5w/871028298.html
PS05-S40MP-5W | Same Sky | 3: 40.832 | Sealed Meter, Wheatstone Bridge, Wire Mount | - |  |  |  | - |  |  |  | Temperature Compensated |  |  |  |  | 1160.3PSI (8000kPa) |  | Not Applicable | [5 empty] | 580.15PSI (4000kPa) | -40°C ~ 125°C | 60 mV ~ 150 mV |  | Wheatstone Bridge |  | Module | Box | - | No Port |  | Sealed Gauge |  | 15851219 |  | PS05 | - | Wire Leads | - | 5 | https://www.unikeyic.com/media/about_us/Unikey_ISO_9001_Certification.pdf | https://www.unikeyic.com/products/pressure-sensors/ps05-s40mp-5w/871030553.html
PS05-S600MP-5W | Same Sky | 4: 56.606 | Sealed Wheatstone Bridge, Wire Mount | - |  |  |  | - |  |  |  | Temperature Compensated |  |  |  |  | 13053PSI (90000kPa) |  | Not Applicable | [5 empty] | 8702.26PSI (60000kPa) | -40°C ~ 125°C | 60 mV ~ 150 mV |  | Wheatstone Bridge |  | Module | Box | - | No Port |  | Sealed Gauge |  | 15851162 |  | PS05 | - | Wire Leads | - | 8 | https://www.unikeyic.com/media/about_us/Unikey_ISO_9001_Certification.pdf | https://www.unikeyic.com/products/pressure-sensors/ps05-s600mp-5w/871033343.html
PS05-S60MP-5W | Same Sky | 3+: 40.832 9+: 38.896 | Sealed Wheatstone Bridge, Wire Mount | [40 empty] | 20 |  | https://www.unikeyic.com/products/pressure-sensors/ps05-s60mp-5w/871011266.html
PS06-G400KP-5W | Same Sky | 3+: 40.832 9+: 38.896 | Wheatstone Bridge, Wire Mount | [40 empty] | 10 |  | https://www.unikeyic.com/products/pressure-sensors/ps06-g400kp-5w/871020722.html
PS07-S100MP-6P | Same Sky | 3+: 40.832 | Sealed Wheatstone Bridge | [40 empty] | 6 |  | https://www.unikeyic.com/products/pressure-sensors/ps07-s100mp-6p/871015599.html
PS07-S600MP-6P | Same Sky | 3+: 40.832 | Sealed Wheatstone Bridge | [40 empty] | 8 |  | https://www.unikeyic.com/products/pressure-sensors/ps07-s600mp-6p/871022068.html
PS08-G160KP-6P | Same Sky | 3+: 40.832 | Wheatstone Bridge | [40 empty] | 8 |  | https://www.unikeyic.com/products/pressure-sensors/ps08-g160kp-6p/871032505.html
PS08-G20KP-6P | Same Sky | 3: 40.832 | Metering Wheatstone Bridge | - |  |  |  | - |  |  |  | Temperature Compensated |  |  |  |  | 5.8PSI (40kPa) |  | Not Applicable | [5 empty] | 2.9PSI (20kPa) | -40°C ~ 125°C | 40 mV ~ 150 mV |  | Wheatstone Bridge |  | Module | Box | - | No Port |  | Gauge |  |  |  | PS08 | - | PC Pin | - | 7 | https://www.unikeyic.com/media/about_us/Unikey_ISO_9001_Certification.pdf | https://www.unikeyic.com/products/pressure-sensors/ps08-g20kp-6p/871030876.html
PS40-102V-NAM | NIDEC COMPONENTS CORPORATION | 1: 82.2096 5: 79.5142 10: 76.1449 50: 72.7757 | Vented Gauge Pressure Sensor, 100KPa, 10.8V, 30V, 200KPa ±3% | ±3% |  |  |  | Industrial Automation | PS40-102 |  |  | Temperature Compensated |  |  |  |  | 29.01PSI (200kPa) |  | 1 (Unlimited) | [5 empty] | 14.5PSI (100kPa) | -20°C ~ 70°C | 1 V ~ 5 V |  | Analog Voltage |  | Module | Bulk | Female - M5 | Threaded |  | Vented Gauge |  |  |  | PS40 | - | Connector | 10.8V ~ 30V | 1000000 | https://www.unikeyic.com/media/datasheet/c2/94/9b42/c2/b9eb2089d5a399deb01856859f12d15b.pdf | https://www.unikeyic.com/products/pressure-sensors/ps40-102v-nam/10985318.html
PS61-10-4MGZ-A-SP | Gems Sensors | 1: 45.1179 | Gems Sensors Pressure Switch, Maximum pressure reading60psi, Minimum pressure reading15psi | - | [6 empty] | PS61-10-4MGZ-A-SP Gems Sensors |  |  |  | - | 60psi |  | - |  |  |  | - | -9℃~110℃ |  |  |  |  | SPST - NO | [6 empty] | - | [8 empty] | 47 | https://www.unikeyic.com/media/datasheet/43/6e/e501/43/9555d2f514d11f893f3dd5ae7b233cbe.pdf | https://www.unikeyic.com/products/pressure-sensors/ps61-10-4mgz-a-sp/35035252.html
PS61-30-4MGZ-A-SP | Gems Sensors | 1: 45.1179 | Gems Sensors Pressure Switch, Maximum pressure reading275psi, Minimum pressure reading75psi | - | [6 empty] | PS61-30-4MGZ-A-SP Gems Sensors |  |  |  | - | 275psi |  | - |  |  |  | - | -9℃~110℃ |  |  |  |  | SPST - NO | [6 empty] | - | [8 empty] | 41 | https://www.unikeyic.com/media/datasheet/43/6e/e501/43/9555d2f514d11f893f3dd5ae7b233cbe.pdf | https://www.unikeyic.com/products/pressure-sensors/ps61-30-4mgz-a-sp/34974104.html
PS61-50-4MGZ-A-SP | Gems Sensors | 1: 45.1179 | Gems Sensors Pressure Switch, Maximum pressure reading800psi, Minimum pressure reading275psi | - | [6 empty] | PS61-50-4MGZ-A-SP Gems Sensors |  |  |  | - | 800psi |  | - |  |  |  | - | -9℃~110℃ |  |  |  |  | SPST - NO | [6 empty] | - | [8 empty] | 16 | https://www.unikeyic.com/media/datasheet/43/6e/e501/43/9555d2f514d11f893f3dd5ae7b233cbe.pdf | https://www.unikeyic.com/products/pressure-sensors/ps61-50-4mgz-a-sp/11260644.html
PS61-50-4MGZ-B-SP | Gems Sensors | 1: 45.1179 | Gemalto Gems Sensors Pressure Switch, Maximum pressure reading800psi, Minimum pressure reading275psi | - | [10 empty] | - | 800psi |  | - |  |  |  | - | -9℃~110℃ |  |  |  |  | SPST-NC | [6 empty] | - | [8 empty] | 19 | https://www.unikeyic.com/media/about_us/Unikey_ISO_9001_Certification.pdf | https://www.unikeyic.com/products/pressure-sensors/ps61-50-4mgz-b-sp/28316920.html
PS61-60-4MGZ-B-SP | Gems Sensors | 1: 45.1179 | Gems Sensors Pressure Switch, Maximum pressure reading1100psi, Minimum pressure reading400psi | - | [6 empty] | PS61-60-4MGZ-B-SP Gems Sensors |  |  |  | - | 1100psi |  | - |  |  |  | - | -9℃~110℃ |  |  |  |  | SPST-NC | [6 empty] | - | [8 empty] | 6 | https://www.unikeyic.com/media/datasheet/43/6e/e501/43/9555d2f514d11f893f3dd5ae7b233cbe.pdf | https://www.unikeyic.com/products/pressure-sensors/ps61-60-4mgz-b-sp/35045938.html
PS71-30-4MGZ-C-HC | Gems Sensors | 1: 104.6729 | Gems Sensors Pressure Switch, Maximum pressure reading300psi, Minimum pressure reading65psi | - | [6 empty] | PS71-30-4MGZ-C-HC Gems Sensors |  |  |  | - | 300psi |  | - |  |  |  | - | -9℃~85℃ |  |  |  |  | SPDT | [6 empty] | - | [8 empty] | 33 | https://www.unikeyic.com/media/datasheet/43/6e/e501/43/9555d2f514d11f893f3dd5ae7b233cbe.pdf | https://www.unikeyic.com/products/pressure-sensors/ps71-30-4mgz-c-hc/11011976.html
PS71-50-4MGZ-C-HC | Gems Sensors | 1: 102.3479 | Gems Sensors Pressure Switch, Maximum pressure reading30000psi, Minimum pressure reading1000psi | - | [6 empty] | PS71-50-4MGZ-C-HC Gems Sensors |  |  |  | - | 30000psi |  | - |  |  |  | - | -9℃~85℃ |  |  |  |  | SPDT | [6 empty] | - | [8 empty] | 19 | https://www.unikeyic.com/media/datasheet/43/6e/e501/43/9555d2f514d11f893f3dd5ae7b233cbe.pdf | https://www.unikeyic.com/products/pressure-sensors/ps71-50-4mgz-c-hc/11335541.html
PS71-60-4MGZ-C-HC | Gems Sensors | 1: 100.8498 | Gems Sensors Pressure Switch, Maximum pressure reading5000psi, Minimum pressure reading2000psi | - | [6 empty] | PS71-60-4MGZ-C-HC Gems Sensors |  |  |  | - | 5000psi |  | - |  |  |  | - | -9℃~85℃ |  |  |  |  | SPDT | [6 empty] | - | [8 empty] | 36 | https://www.unikeyic.com/media/datasheet/43/6e/e501/43/9555d2f514d11f893f3dd5ae7b233cbe.pdf | https://www.unikeyic.com/products/pressure-sensors/ps71-60-4mgz-c-hc/11217741.html
PS80-K1-0341 | Sensata Technologies | 50: 27.0693 100: 26.8529 | switch SPST-NC 2.06843MPa 2068.43Kpa wire mounting | - |  |  |  | Industrial Automation | PS80-K1 |  |  | - |  |  |  |  | - |  | 1 (Unlimited) | [5 empty] | 300PSI (2068.43kPa) | -29°C ~ 80°C (TA) | - |  | SPST-NC |  | Cylinder | Bag |  | Threaded |  | Switch |  |  |  | PS80 | - | Cable/Wire Leads | - | 59 | https://www.unikeyic.com/media/datasheet/78/a0/94f7/78/374a48f0c8ea0adf75671ceba974caf7.pdf | https://www.unikeyic.com/products/pressure-sensors/ps80-k1-0341/35008653.html
PSF102-7651-711 | VARIOHM EUROSENSOR | 1: 32.9173 | differential pressure SPST 498Pa 0.2 | 0.2 | [10 empty] | - | 498Pa |  | - |  |  |  | - | [5 empty] | SPST | [6 empty] | differential pressure | [8 empty] | 533 | https://www.unikeyic.com/media/about_us/Unikey_ISO_9001_Certification.pdf | https://www.unikeyic.com/products/pressure-sensors/psf102-7651-711/36622980.html
PSF102-7651-711 | multicomp | 1+: 70.8595 10+: 69.5711 25+: 69.5711 | PRESSURE SWITCH, 0.018 - 0.072 PSI; Pressure Fitting Style:Dual Radial Barbed; Operating Pressure Min:0.018psi; Operating Pressure Max:0.072psi; Contact Configuration:SPST-NO; Sensor Mounting:Panel / Chassis; Electrical | [40 empty] | 80 | https://www.unikeyic.com/media/datasheet/34/38/7717/34/a0c48e7e8da118df6781a6794b1ec99d.pdf | https://www.unikeyic.com/products/pressure-sensors/psf102-7651-711/16743596.html
PSF109S-81-330 | multicomp | 1+: 63.8066 10+: 62.6465 25+: 62.6465 | Pressure Switches | [40 empty] | 1313 | https://www.unikeyic.com/media/datasheet/c1/64/4cfb/c1/5bd00e2d7ac784e4782bd51c96995cec.pdf | https://www.unikeyic.com/products/pressure-sensors/psf109s-81-330/11013178.html
PSW-523 | OMEGA Engineering | 1+: 292.8391 | Vacuum 4.5psi~100psi | [40 empty] | 1 |  | https://www.unikeyic.com/products/pressure-sensors/psw-523/35054821.html
PT0505 | ifm electronic | 1: 202.8366 | Absolute pressure 4Pa ± 1 % | ± 1 % | [10 empty] | - | 4Pa |  | - |  |  |  | - | [5 empty] | - | [6 empty] | Absolute pressure | [8 empty] | 2 | https://www.unikeyic.com/media/about_us/Unikey_ISO_9001_Certification.pdf | https://www.unikeyic.com/products/pressure-sensors/pt0505/1004744431.html
PT501E | ifm electronic | 1: 204.1984 | relative Analog 25MPa 0.2 | 0.2 | [10 empty] | - | 25MPa |  | - |  |  |  | - | [5 empty] | Analog | [6 empty] | relative | [8 empty] | 2 | https://www.unikeyic.com/media/about_us/Unikey_ISO_9001_Certification.pdf | https://www.unikeyic.com/products/pressure-sensors/pt501e/1004737451.html
PT5043 | ifm electronic | 1: 186.5565 | relative Analog 40Pa ± 0.5 | ± 0.5 | [10 empty] | - | 40Pa |  | - |  |  |  | - | [5 empty] | Analog | [6 empty] | relative | [8 empty] | 1 | https://www.unikeyic.com/media/about_us/Unikey_ISO_9001_Certification.pdf | https://www.unikeyic.com/products/pressure-sensors/pt5043/1004745108.html
PT5301 | ifm electronic | 1: 186.4448 | relative 250psi ± 0.5 % | ± 0.5 % | [10 empty] | - | 250psi |  | - |  |  |  | - | [5 empty] | - | [6 empty] | relative | [8 empty] | 6 | https://www.unikeyic.com/media/about_us/Unikey_ISO_9001_Certification.pdf | https://www.unikeyic.com/products/pressure-sensors/pt5301/1004745652.html
PT5412 | ifm electronic | 1: 158.2735 | ifm electronic Pressure Sensors, Maximum pressure reading160bar, Minimum pressure reading0bar | ±0.05% |  |  | Industrial |  |  |  | PT5412 ifm electronic |  |  |  | 36V | 160Pa |  | 8.5V |  | threaded mounting |  | - | -40℃~90℃ |  |  |  |  | Analog Current | [6 empty] | relative |  |  |  | boxed |  |  |  |  | 14 | https://www.unikeyic.com/media/datasheet/98/37/f549/98/d6d9dc31d92d804e816ed0b777365e70.pdf | https://www.unikeyic.com/products/pressure-sensors/pt5412/35062752.html
PT5415 | ifm electronic | 1: 156.4633 | ifm electronic Pressure Sensors, Maximum pressure reading6bar, Minimum pressure reading0bar | ±0.05% |  |  | Industrial |  |  |  | PT5415 ifm electronic |  |  |  | 36V | 6Pa |  | 8.5V |  | threaded mounting |  | - | -40℃~90℃ |  |  |  |  | Analog Current | [6 empty] | relative |  |  |  | boxed |  |  |  |  | 17 | https://www.unikeyic.com/media/datasheet/9d/eb/307d/9d/93f8c53dd4d861079820742463222592.pdf | https://www.unikeyic.com/products/pressure-sensors/pt5415/35037256.html
PT5494 | ifm electronic | 1: 190.344 | relative Analog 8.5V 36V 10Pa ± 0.05 % | ± 0.05 % |  |  | Industrial | [7 empty] | 36V | 10Pa |  | 8.5V |  |  |  | - | -40℃~90℃ |  |  |  |  | Analog | [6 empty] | relative | [8 empty] | 19 | https://www.unikeyic.com/media/about_us/Unikey_ISO_9001_Certification.pdf | https://www.unikeyic.com/products/pressure-sensors/pt5494/10811616.html
PTC2-L-AS-A-1BAR-V-G1/4-H-C5-X-E | ellenex | 1: 900.8604 | Vent Type Meter Frequency ±0.5% | ±0.5% |  |  | Industrial | [7 empty] | - | - |  | - |  |  |  | - | [5 empty] | Frequency | [6 empty] | Exhaust metering |  | On sale |  | boxed |  |  |  |  | 2 | https://www.unikeyic.com/media/about_us/Unikey_ISO_9001_Certification.pdf | https://www.unikeyic.com/products/pressure-sensors/ptc2-l-as-a-1bar-v-g1-4-h-c5-x-e/10950500.html
PTC31B-1K48/0 | ENDRESS+HAUSER | 1: 459.4067 | Absolute pressure，Gauge pressure Binary 4Pa ±0.5% | ±0.5% | [10 empty] | - | 4Pa |  | - |  |  |  | - | [5 empty] | Binary | [6 empty] | Absolute pressure, Gauge pressure | [8 empty] | 6 | https://www.unikeyic.com/media/about_us/Unikey_ISO_9001_Certification.pdf | https://www.unikeyic.com/products/pressure-sensors/ptc31b-1k48-0/726386565.html
PTC31B-6HV4/0 | ENDRESS+HAUSER | 1: 540.7221 | Absolute pressure，Gauge pressure Binary 10Pa ±0.5% | ±0.5% | [10 empty] | - | 10Pa |  | - |  |  |  | - | [5 empty] | Binary | [6 empty] | Absolute pressure, Gauge pressure | [8 empty] | 9 | https://www.unikeyic.com/media/about_us/Unikey_ISO_9001_Certification.pdf | https://www.unikeyic.com/products/pressure-sensors/ptc31b-6hv4-0/726384965.html
PTE2-L-AU2-A-5-C5-S-S-E | ellenex | 1: 1782.9504 | Frequency | - |  |  |  | Industrial Automation |  |  |  | - |  |  |  |  | - |  | 1 (Unlimited) | [5 empty] | - | - | - |  | Frequency |  | Module | Box | - | - |  | - |  | 16716211 |  | PTE2-L | - | - | - | 2 | https://www.unikeyic.com/media/about_us/Unikey_ISO_9001_Certification.pdf | https://www.unikeyic.com/products/pressure-sensors/pte2-l-au2-a-5-c5-s-s-e/10906330.html
PTE2-N-C-5-C5-S-S-I | ellenex | 1: 1698.993 | CAT-M1 Earth & Sludge Pressure S | - |  |  |  | Industrial Automation |  |  |  | - |  |  |  |  | - |  | 1 (Unlimited) | [5 empty] | - | - | - |  | - |  | Module | Box | - | - |  | - |  | 16716346 |  | PTE2-N | - | - | - | 2 | https://www.unikeyic.com/media/about_us/Unikey_ISO_9001_Certification.pdf | https://www.unikeyic.com/products/pressure-sensors/pte2-n-c-5-c5-s-s-i/11164778.html
PTE7100-21AC-1A050BN | Sensata Technologies | 1+: 127.7839 5+: 127.7839 | Sensor Analog Current 8V~32V 0kPa~5000kPa ±1.5% Thread Mount | [40 empty] | 4 |  | https://www.unikeyic.com/products/pressure-sensors/pte7100-21ac-1a050bn/35053871.html
PTE7100-22AC-1B100BN | Sensata Technologies | 1+: 75.646 5+: 74.2952 10+: 72.9444 25+: 72.9444 | Sensor Metering 4.75V 5.25V 0kPa~10000kPa ±1.5% Thread Mount | [40 empty] | 17 |  | https://www.unikeyic.com/products/pressure-sensors/pte7100-22ac-1b100bn/11149548.html
PTE7100-31DC-0A200BN | Sensata Technologies | 50: 64.5121 100: 61 | metering Analog Current 8V 32V 0Kpa~20000Kpa ±1.5% threaded mounting | ±1.5% |  |  |  |  | PTE7100 |  |  | - |  |  |  |  | 5801.51PSI (40000kPa) |  | 1 (Unlimited) | [5 empty] | 2900.75PSI (20000kPa) | -40°C ~ 100°C | 4 mA ~ 20 mA |  | Analog Current |  | Cylinder, Threaded | Box | Male - 1/4" (6.35mm) NPT | Threaded |  | Gauge |  | 13535184 |  | PTE7100 | - | Connector | 8V ~ 32V | 54 | https://www.unikeyic.com/media/pdf/HTMLDatasheet/sensata-technologies/a9/95/b464/pte7100-32dc-0b200bn/2025/11/pte7100-32db-0b200bn.pdf | https://www.unikeyic.com/products/pressure-sensors/pte7100-31dc-0a200bn/35060530.html
PTE7100-32AC-1B200BN | Sensata Technologies | 1: 69.2689 5: 68.0319 10: 66.795 25: 66.795 50: 66.795 | 4.75V 5.25V 0Kpa~20000Kpa | - |  |  | Industrial | [7 empty] | 5.25V | 0Kpa~20000Kpa |  | 4.75V |  |  |  | - | -40℃~100℃ |  |  |  |  | - | [6 empty] | - | [8 empty] | 31 | https://www.unikeyic.com/media/about_us/Unikey_ISO_9001_Certification.pdf | https://www.unikeyic.com/products/pressure-sensors/pte7100-32ac-1b200bn/10143563.html
PTE7100-32CC-2B200BN | Sensata Technologies | 1: 109.835 5: 105.27 10: 101.057 | 4.75V 5.25V 0Kpa~20000Kpa | ±1.5% |  |  |  |  | PTE7100 |  |  | - |  |  |  |  | 5801.51PSI (40000kPa) |  | 1 (Unlimited) | [5 empty] | 2900.75PSI (20000kPa) | -40°C ~ 100°C | 0.5 V ~ 4.5 V |  | Analog Voltage |  | Cylinder, Threaded | Box | Male - 7/16" (11.11mm) UNF | Threaded |  | Gauge |  | 13535212 |  | PTE7100 | - | Connector | 4.75V ~ 5.25V | 10 | https://www.unikeyic.com/media/datasheet/6a/56/0452/6a560452159fd4775afa64332899f063.pdf | https://www.unikeyic.com/products/pressure-sensors/pte7100-32cc-2b200bn/30569707.html
PTE7100-33CC-2E200BN | Sensata Technologies | 1: 109.835 5: 105.27 10: 101.057 | metering 8V 32V 0Kpa~20000Kpa ±1.5% threaded mounting | ±1.5% |  |  |  |  | PTE7100 |  |  | - |  |  |  |  | 5801.51PSI (40000kPa) |  | 1 (Unlimited) | [5 empty] | 2900.75PSI (20000kPa) | -40°C ~ 100°C | 1 V ~ 5 V |  | Analog Voltage |  | Cylinder, Threaded | Box | Male - 7/16" (11.11mm) UNF | Threaded |  | Gauge |  | 13535206 |  | PTE7100 | - | Connector | 8V ~ 32V | 10 | https://www.unikeyic.com/media/pdf/HTMLDatasheet/sensata-technologies/a9/95/b464/pte7100-32dc-0b200bn/2025/11/pte7100-32db-0b200bn.pdf | https://www.unikeyic.com/products/pressure-sensors/pte7100-33cc-2e200bn/11064985.html
PTE7100-33DC-0E200BN | Sensata Technologies | 1+: 109.835 5+: 105.27 10+: 101.057 | Sensor, 8V-32V, 0kPa-20000kPa ±1.5%, Thread Mount | [40 empty] | 10 |  | https://www.unikeyic.com/products/pressure-sensors/pte7100-33dc-0e200bn/35047470.html
PTE7300-14AM-1B016SN | Sensata Technologies | 1: 89.2904 | Sealed Metering I²C 2.7V-5.5V Thread Mount | - |  |  |  | Industrial Automation |  |  |  | - |  |  |  |  | 580.15PSI (4000kPa) |  | Not Applicable | [5 empty] | 232.06PSI (1600kPa) | -40°C ~ 100°C (TA) | 13 b |  | I²C |  | Cylinder, Threaded - M12 | Box | Male - G1/4" (6.35mm) A | Threaded |  | Sealed Gauge |  |  |  | PTE7300 | - | Connector | 2.7V ~ 5.5V | 31 | https://www.unikeyic.com/media/about_us/Unikey_ISO_9001_Certification.pdf | https://www.unikeyic.com/products/pressure-sensors/pte7300-14am-1b016sn/10964219.html
PTE7300-14DN-0B016BN | Sensata Technologies | 3+: 44.55 12+: 42.691 | Meter I²C 2.7V~5.5V Thread Mount | [40 empty] | 18 |  | https://www.unikeyic.com/products/pressure-sensors/pte7300-14dn-0b016bn/10923072.html
PTE7300-24AM-1B100SN | Sensata Technologies | 2: 63.206 | Sealed Metering I²C 2.7V-5.5V Thread Mount | - |  |  |  | Industrial Automation |  |  |  | - |  |  |  |  | 3625.94PSI (25000kPa) |  | Not Applicable | [5 empty] | 1450.38PSI (10000kPa) | -40°C ~ 100°C (TA) | 13 b |  | I²C |  | Cylinder, Threaded - M12 | Box | Male - G1/4" (6.35mm) A | Threaded |  | Sealed Gauge |  |  |  | PTE7300 | - | Connector | 2.7V ~ 5.5V | 8 | https://www.unikeyic.com/media/about_us/Unikey_ISO_9001_Certification.pdf | https://www.unikeyic.com/products/pressure-sensors/pte7300-24am-1b100sn/34985489.html
PTE7300-24AN-1B100BN | Sensata Technologies | 1+: 79.6005 5+: 78.1791 10+: 78.1791 | Sensor, I²C 2.7V-5.5V Thread Mount | [40 empty] | 1 |  | https://www.unikeyic.com/products/pressure-sensors/pte7300-24an-1b100bn/11324230.html
PTE7300-24DM-0B100SN | Sensata Technologies | 2: 66.836 | Sealed I²C 2.7V-5.5V Thread Mount | - |  |  |  | Industrial Automation |  |  |  | - |  |  |  |  | 3625.94PSI (25000kPa) |  | Not Applicable | [5 empty] | 1450.38PSI (10000kPa) | -40°C ~ 100°C (TA) | 13 b |  | I²C |  | Cylinder, Threaded - M12 | Box | Male - 1/4" (6.35mm) NPT | Threaded |  | Sealed Gauge |  |  |  | PTE7300 | - | Connector | 2.7V ~ 5.5V | 5 | https://www.unikeyic.com/media/about_us/Unikey_ISO_9001_Certification.pdf | https://www.unikeyic.com/products/pressure-sensors/pte7300-24dm-0b100sn/35062976.html
PTE7300-44AM-1B400SN | Sensata Technologies | 1: 110.2424 | PRESSURE TX, SEALED GAUGE, 0 TO 400BAR; | - |  |  |  | Industrial Automation |  |  |  | - |  |  |  |  | 14500PSI (100000kPa) |  | Not Applicable | [5 empty] | 5801.51PSI (40000kPa) | -40°C ~ 100°C (TA) | 13 b |  | I²C |  | Cylinder, Threaded - M12 | Box | Male - G1/4" (6.35mm) A | Threaded |  | Sealed Gauge |  | 15903961 |  | PTE7300 | - | Connector | 2.7V ~ 5.5V | 42 | https://www.unikeyic.com/media/about_us/Unikey_ISO_9001_Certification.pdf | https://www.unikeyic.com/products/pressure-sensors/pte7300-44am-1b400sn/8934587.html
PTP31B-AA7M1PGBWBJ | ENDRESS+HAUSER | 1+: 537.8274 5+: 537.8274 10+: 537.8274 25+: 537.8274 50+: 537.8274 | Endress+Hauser PTP31B Series Pressure Sensor, Max 40bar, Min 100mbar | [40 empty] | 2 |  | https://www.unikeyic.com/products/pressure-sensors/ptp31b-aa7m1pgbwbj/578887790.html
PTP31B-AA7M1PGBWJJ | ENDRESS+HAUSER | 1+: 548.3662 5+: 548.3662 10+: 548.3662 25+: 548.3662 50+: 548.3662 | Endress+Hauser PTP31B Series Pressure Sensor, Max 40bar, Min 100mbar | [40 empty] | 2 |  | https://www.unikeyic.com/products/pressure-sensors/ptp31b-aa7m1pgbwjj/582325614.html
PTP33B-7HN2/0 | ENDRESS+HAUSER | 1: 573.241 | Absolute pressure Analog 40Pa ±0.5% | ±0.5% | [10 empty] | - | 40Pa |  | - |  |  |  | - | [5 empty] | Analog | [6 empty] | Absolute pressure | [8 empty] | 1 | https://www.unikeyic.com/media/about_us/Unikey_ISO_9001_Certification.pdf | https://www.unikeyic.com/products/pressure-sensors/ptp33b-7hn2-0/726381368.html
PTP33B-AA7M1PGB3CJ | ENDRESS+HAUSER | 1: 539.0531 5: 539.0531 10: 539.0531 25: 539.0531 50: 539.0531 | Endress+Hauser, PTP33Bseries Pressure Sensors, Maximum pressure reading40bar, Minimum pressure reading100mbar | ±0.3% | [10 empty] | - | 40Pa |  | - |  |  |  | - | [5 empty] | PNP | [6 empty] | Absolute pressure, Gauge pressure |  |  |  | boxed |  |  |  |  | 1 | https://www.unikeyic.com/media/about_us/Unikey_ISO_9001_Certification.pdf | https://www.unikeyic.com/products/pressure-sensors/ptp33b-aa7m1pgb3cj/574448239.html
PTP33B-AA7M1PGBWSJ | ENDRESS+HAUSER | 1: 587.4112 | Endress+Hauser, PTP33Bseries Pressure Sensors, Maximum pressure reading40bar, Minimum pressure reading100mbar | ±0.3% | [10 empty] | - | 40Pa |  | - |  |  |  | - | [5 empty] | PNP | [6 empty] | Absolute pressure, Gauge pressure |  |  |  | boxed |  |  |  |  | 3 | https://www.unikeyic.com/media/about_us/Unikey_ISO_9001_Certification.pdf | https://www.unikeyic.com/products/pressure-sensors/ptp33b-aa7m1pgbwsj/573603438.html
PTP33B-CA7M1PGBWSJ | ENDRESS+HAUSER | 1: 1103.4846 10: 1061.0429 | Metering Analog Current 10V 30V ±0.5% Thread Mount | ±0.5% |  |  | Industrial | [7 empty] | 30V | - |  | 10V |  | threaded mounting |  | - | [5 empty] | Analog Current | [6 empty] | metering |  |  |  | boxed |  |  |  |  | 1 | https://www.unikeyic.com/media/about_us/Unikey_ISO_9001_Certification.pdf | https://www.unikeyic.com/products/pressure-sensors/ptp33b-ca7m1pgbwsj/643968286.html
PTS2-L-AU1-A-20BAR-S-G1/4-C5-X-E | ellenex | 1: 592.6331 | Sealed Meter Frequency ±0.25% | ±0.25% |  |  |  | Industrial Automation |  |  |  | Temperature Compensated |  |  |  |  | 2175.57PSI (15000kPa) |  | 1 (Unlimited) | [5 empty] | 290.08PSI (2000kPa) | - | - |  | Frequency |  | Module | Box | Male - 1/4" (6.35mm) G | Threaded |  | Sealed Gauge |  |  |  | PTS2-L | - | - | 3.6V | 2 | https://www.unikeyic.com/media/about_us/Unikey_ISO_9001_Certification.pdf | https://www.unikeyic.com/products/pressure-sensors/pts2-l-au1-a-20bar-s-g1-4-c5-x-e/10920908.html
PTS2-N-C-1BAR-V-G1/4-C5-X-I | ellenex | 1: 592.6331 | Vented Pressure Gauge, ±0.25% | ±0.25% |  |  |  | Industrial Automation |  |  |  | Temperature Compensated |  |  |  |  | 2175.57PSI (15000kPa) |  | 1 (Unlimited) | [5 empty] | 14.5PSI (100kPa) | - | - |  | - |  | Module | Box | Male - 1/4" (6.35mm) G | Threaded |  | Vented Gauge |  |  |  | PTS2-N | - | - | 3.6V | 2 | https://www.unikeyic.com/media/about_us/Unikey_ISO_9001_Certification.pdf | https://www.unikeyic.com/products/pressure-sensors/pts2-n-c-1bar-v-g1-4-c5-x-i/11173285.html
PTXPRESSX 10 | Druck | 1: 410.3323 | Druck, PTXPRESSXseries Pressure Sensors, Maximum pressure reading10bar, Minimum pressure reading0bar | ±0.04 % |  |  | Industrial | [7 empty] | 32V | 10Pa |  | 7V |  |  |  | - | -40℃~80℃ |  |  |  |  | Analog | [6 empty] | Gauge pressure | [8 empty] | 7 | https://www.unikeyic.com/media/about_us/Unikey_ISO_9001_Certification.pdf | https://www.unikeyic.com/products/pressure-sensors/ptxpressx-10/238252723.html
PTXPRESSX 2 | Druck | 1: 357.0349 | Druck, PTXPRESSXseries Pressure Sensors, Maximum pressure reading0.1bar, Minimum pressure reading-0.1bar | ±0.04 % |  |  | Industrial | [7 empty] | 32V | 0.1Pa |  | 7V |  |  |  | - | -40℃~80℃ |  |  |  |  | Analog | [6 empty] | Gauge pressure | [8 empty] | 13 | https://www.unikeyic.com/media/about_us/Unikey_ISO_9001_Certification.pdf | https://www.unikeyic.com/products/pressure-sensors/ptxpressx-2/253644474.html
PTXPRESSX 7 | Druck | 1: 413.8469 | Druck, PTXPRESSXseries Pressure Sensors, Maximum pressure reading4bar, Minimum pressure reading0bar | ±0.04 % | [10 empty] | - | 4Pa |  | - |  |  |  | - | [5 empty] | Analog | [6 empty] | Gauge pressure | [8 empty] | 3 | https://www.unikeyic.com/media/about_us/Unikey_ISO_9001_Certification.pdf | https://www.unikeyic.com/products/pressure-sensors/ptxpressx-7/249521079.html
PU5402 | ifm electronic | 1: 158.2735 | ifm electronic Pressure Sensor, Max 100bar, Min 0bar | ±0.5% |  |  | Industrial |  |  |  | PU5402 ifm electronic |  |  |  | 36V | 100Pa |  | 16V |  |  |  | - | -40℃~90℃ |  |  |  |  | Analog | [6 empty] | relative | [8 empty] | 36 | https://www.unikeyic.com/media/datasheet/7d/65/978e/7d/98dcbfe9f83320f6e8a52656c10e39bd.pdf | https://www.unikeyic.com/products/pressure-sensors/pu5402/11056496.html
PU8712 | ifm electronic | 1: 202.8366 | relative 160Pa ± 0.8 % | ± 0.8 % | [10 empty] | - | 160Pa |  | - |  |  |  | - | [5 empty] | - | [6 empty] | relative | [8 empty] | 1 | https://www.unikeyic.com/media/about_us/Unikey_ISO_9001_Certification.pdf | https://www.unikeyic.com/products/pressure-sensors/pu8712/1004746591.html
PV7003 | ifm electronic | 1: 231.7597 | relative，vacuum PNP/NPN 25Pa ± 0.5 | ± 0.5 | [10 empty] | - | 25Pa |  | - |  |  |  | - | [5 empty] | PNP/NPN | [6 empty] | relative, vacuum | [8 empty] | 6 | https://www.unikeyic.com/media/about_us/Unikey_ISO_9001_Certification.pdf | https://www.unikeyic.com/products/pressure-sensors/pv7003/1004744866.html
PV7004 | ifm electronic | 1: 205.686 5: 192.1946 10: 187.1629 25: 181.1411 50: 177.0161 | relative，vacuum PNP/NPN 10Pa ± 0.5 % | ± 0.5 % | [10 empty] | - | 10Pa |  | - |  |  |  | - | [5 empty] | PNP/NPN | [6 empty] | relative, vacuum | [8 empty] | 1 | https://www.unikeyic.com/media/about_us/Unikey_ISO_9001_Certification.pdf | https://www.unikeyic.com/products/pressure-sensors/pv7004/1004744151.html
PX2AF1XX300PSCHX | Honeywell | 1+: 182.193 2+: 178.816 4+: 175.439 7+: 172.073 | Sealed Gauge Analog Current 2.06843MPa 8V 30V 6.89476MPa ±0.25% 63.4mm × 21.5mm × 21.5mm | [40 empty] | 39 | https://www.unikeyic.com/media/datasheet/39/4c/d098/1e/fe08ac1d161727606073418c4fc6e39d.pdf | https://www.unikeyic.com/products/pressure-sensors/px2af1xx300pschx/10894379.html
PX2AG1XX010BSAAX | Honeywell | 1+: 175.78 2+: 172.524 4+: 169.268 7+: 166.012 | Sealed Pressure Sensor, Analog Voltage, 1MPa, 4.75V-5.25V, 3.1MPa Max, ±0.25%, 62.2mm × 21.5mm × 21.5mm | [40 empty] | 24 | https://www.unikeyic.com/media/datasheet/39/4c/d098/1e/fe08ac1d161727606073418c4fc6e39d.pdf | https://www.unikeyic.com/products/pressure-sensors/px2ag1xx010bsaax/11088300.html
PX2AN1XX030PAAAX | Honeywell | 1: 169.356 2: 166.221 4: 163.086 7: 159.951 | Absolute Pressure Sensor, 206.84kPa, 4.75V, 5.25V, 1.03421MPa, ±0.25%, 66mm × 21.5mm × 21.5mm | ±0.25% |  |  |  | Industrial Automation | PX2AN1 |  |  | Temperature Compensated |  |  |  |  | 150PSI (1034.21kPa) |  | 1 (Unlimited) | [5 empty] | 30PSI (206.84kPa) | -40°C ~ 125°C | 0.5 V ~ 4.5 V |  | Analog Voltage |  | Cylinder | Tray | Male - 1/4" (6.35mm) NPT | Threaded |  | Absolute |  |  |  | PX2 | - | Connector | 4.75V ~ 5.25V | 38 | https://www.unikeyic.com/media/datasheet/39/4c/d098/1e/fe08ac1d161727606073418c4fc6e39d.pdf | https://www.unikeyic.com/products/pressure-sensors/px2an1xx030paaax/10960686.html
PX2AN1XX150PAAAX | Honeywell | 1+: 169.356 2+: 166.221 4+: 163.086 7+: 159.951 | Absolute Pressure Sensor, 4.75V-5.25V, ±0.25%, 1.03421MPa-3.10264MPa, 66mm × 21.5mm × 21.5mm | [40 empty] | 18 | https://www.unikeyic.com/media/datasheet/39/4c/d098/1e/fe08ac1d161727606073418c4fc6e39d.pdf | https://www.unikeyic.com/products/pressure-sensors/px2an1xx150paaax/35002786.html
PX2AN1XX200PSAAX | Honeywell | 1: 304.4163 5: 285.2074 10: 278.0517 | Sealing pressure gauge AnalogVoltage 1.37895MPa 4.75V 5.25V 5.17107MPa ±0.25% 66mm*21.5mm*21.5mm | ±0.25% |  |  |  | Industrial Automation | PX2AN1 |  |  | Temperature Compensated |  |  |  |  | 750PSI (5171.07kPa) |  | 1 (Unlimited) | [5 empty] | 200PSI (1378.95kPa) | -40°C ~ 125°C | 0.5 V ~ 4.5 V |  | Analog Voltage |  | Cylinder | Bulk | Male - 1/4" (6.35mm) NPT | Threaded |  | Sealed Gauge |  |  |  | PX2 | - | Connector | 4.75V ~ 5.25V | 33 | https://www.unikeyic.com/media/datasheet/39/4c/d098/1e/fe08ac1d161727606073418c4fc6e39d.pdf | https://www.unikeyic.com/products/pressure-sensors/px2an1xx200psaax/11090672.html
PX2AN1XX250PSACX | Honeywell | 1: 169.356 | Honeywell Pressure Sensor, Max 250psi, Min 0psi | ±0.25% |  |  |  | Industrial Automation | PX2AN1 |  |  | Temperature Compensated |  |  |  |  | 750PSI (5171.07kPa) |  | 1 (Unlimited) | [5 empty] | 250PSI (1723.69kPa) | -40°C ~ 125°C | 0.33 V ~ 2.97 V |  | Analog Voltage |  | Cylinder | Bulk | Male - 1/4" (6.35mm) NPT | Threaded |  | Sealed Gauge |  |  |  | PX2 | - | Connector | 3.135V ~ 3.465V | 1 | https://www.unikeyic.com/media/datasheet/39/4c/d098/1e/fe08ac1d161727606073418c4fc6e39d.pdf | https://www.unikeyic.com/products/pressure-sensors/px2an1xx250psacx/35055555.html
PX2AN2XX100PGAAX | Honeywell | 1+: 169.356 2+: 166.221 4+: 163.086 7+: 159.951 | Industrial Pressure Sensors PRES XDCR HVY DUTY 10 | [40 empty] | 35 |  | https://www.unikeyic.com/products/pressure-sensors/px2an2xx100pgaax/35017371.html
PX2AN2XX150PSAAX | Honeywell | 1: 169.356 2: 166.221 4: 163.086 7: 159.951 40: 156.816 61: 148.973 | Sealing pressure gauge AnalogVoltage 1.03421MPa 4.75V 5.25V 3.10264MPa ±0.25% 61mm*21.5mm*21.5mm | ±0.25% |  |  |  | Industrial Automation | PX2AN2 |  |  | Temperature Compensated |  |  |  |  | 450PSI (3102.64kPa) |  | 1 (Unlimited) | [5 empty] | 150PSI (1034.21kPa) | -40°C ~ 125°C | 0.5 V ~ 4.5 V |  | Analog Voltage |  | Cylinder | Bulk | Male - 1/8" (3.18mm) NPT | Threaded |  | Sealed Gauge |  |  |  | PX2 | - | Connector | 4.75V ~ 5.25V | 80 | https://www.unikeyic.com/media/datasheet/39/4c/d098/1e/fe08ac1d161727606073418c4fc6e39d.pdf | https://www.unikeyic.com/products/pressure-sensors/px2an2xx150psaax/35054148.html
PX2EN1XX01KPAAAX | Honeywell | 2: 76.758 4: 75.339 8: 73.909 15: 72.49 40: 71.071 | absolute 6.89476MPa 4.75V 5.25V 13.78951MPa ±0.25% wire mounting 25.39mm*22mm*55mm | ±0.25% |  |  |  | Industrial Automation | PX2EN1 |  |  | Temperature Compensated |  |  |  |  | 2000PSI (13789.51kPa) |  | 1 (Unlimited) | [5 empty] | 1000PSI (6894.76kPa) | -40°C ~ 125°C | 0.5 V ~ 4.5 V |  | Analog Voltage |  | Cylinder | Tray | Male - 1/4" (6.35mm) NPT | Threaded |  | Absolute |  | 5246012 |  | PX2 | - | Wire Leads | 4.75V ~ 5.25V | 52 | https://www.unikeyic.com/media/datasheet/39/4c/d098/1e/fe08ac1d161727606073418c4fc6e39d.pdf | https://www.unikeyic.com/products/pressure-sensors/px2en1xx01kpaaax/11330526.html
PX2EN1XX050PAAAX | Honeywell | 1+: 184.756 2+: 181.335 3+: 177.914 6+: 174.493 | Absolute Pressure Sensor, Analog Voltage Output, 344.74kPa~1.72369MPa, Supply 4.75V~5.25V, Accuracy ±0.25%, Wire Mount, 75mm × 21.5mm × 21.5mm | [40 empty] | 46 | https://www.unikeyic.com/media/datasheet/39/4c/d098/1e/fe08ac1d161727606073418c4fc6e39d.pdf | https://www.unikeyic.com/products/pressure-sensors/px2en1xx050paaax/11051648.html
PX2EN1XX100PSAAX | Honeywell | 1: 329.886 5: 309.3077 10: 301.6472 | Honeywell Pressure Sensor, Max 100psi, Min 0psi | ±0.25% |  |  |  | Industrial Automation | PX2EN1 |  |  | Temperature Compensated |  |  |  |  | 450PSI (3102.64kPa) |  | 1 (Unlimited) | [5 empty] | 100PSI (689.48kPa) | -40°C ~ 125°C | 0.5 V ~ 4.5 V |  | Analog Voltage |  | Cylinder | Tray | Male - 1/4" (6.35mm) NPT | Threaded |  | Sealed Gauge |  |  |  | PX2 | - | Wire Leads | 4.75V ~ 5.25V | 68 | https://www.unikeyic.com/media/datasheet/39/4c/d098/1e/fe08ac1d161727606073418c4fc6e39d.pdf | https://www.unikeyic.com/products/pressure-sensors/px2en1xx100psaax/11263893.html
PX2EN1XX100PSCHX | Honeywell | 1+: 191.169 2+: 187.638 3+: 184.096 6+: 180.554 | Sealed Gauge, Analog Current, 689.48kPa, 8V, 30V, 3.10264MPa, ±0.25%, Wire Mount, 75mm × 21.5mm × 21.5mm | [40 empty] | 17 | https://www.unikeyic.com/media/datasheet/39/4c/d098/1e/fe08ac1d161727606073418c4fc6e39d.pdf | https://www.unikeyic.com/products/pressure-sensors/px2en1xx100pschx/10899979.html
PX2EN1XX200PSCHX | Honeywell | 1: 184.096 | Sealing pressure gauge AnalogCurrent 1.37895MPa 8V 30V 5.17107MPa ±0.25% wire mounting 75mm*21.5mm*21.5mm | ±0.25% |  |  |  | Industrial Automation | PX2EN1 |  |  | Temperature Compensated |  |  |  |  | 750PSI (5171.07kPa) |  | 1 (Unlimited) | [5 empty] | 200PSI (1378.95kPa) | -40°C ~ 125°C | 4 mA ~ 20 mA |  | Analog Current |  | Cylinder | Tray | Male - 1/4" (6.35mm) NPT | Threaded |  | Sealed Gauge |  | 3593715 |  | PX2 | - | Wire Leads | 8V ~ 30V | 41 | https://www.unikeyic.com/media/datasheet/39/4c/d098/1e/fe08ac1d161727606073418c4fc6e39d.pdf | https://www.unikeyic.com/products/pressure-sensors/px2en1xx200pschx/11225332.html
PX2EN1XX250PSAAX | Honeywell | 1+: 177.914 2+: 174.625 4+: 171.325 7+: 168.036 | Sealed Pressure Sensor Analog Voltage 1.72369MPa 4.75V 5.25V 5.17107MPa ±0.25% Wire Mount 75mm × 21.5mm × 21.5mm | [40 empty] | 25 | https://www.unikeyic.com/media/datasheet/39/4c/d098/1e/fe08ac1d161727606073418c4fc6e39d.pdf | https://www.unikeyic.com/products/pressure-sensors/px2en1xx250psaax/35023690.html
PX2EN1XX250PSCHX | Honeywell | 40: 105.9035 | Sealing metering Analog Current 1.72369MPa 8V 30V 5.17107MPa ±0.25% wire mounting 75mm*21.5mm*21.5mm | ±0.25% |  |  |  | Industrial Automation | PX2EN1 |  |  | Temperature Compensated |  |  |  |  | 750PSI (5171.07kPa) |  | 1 (Unlimited) | [5 empty] | 250PSI (1723.69kPa) | -40°C ~ 125°C | 4 mA ~ 20 mA |  | Analog Current |  | Cylinder | Bulk | Male - 1/4" (6.35mm) NPT | Threaded |  | Sealed Gauge |  | 4440875 |  | PX2 | - | Wire Leads | 8V ~ 30V | 49 | https://www.unikeyic.com/media/datasheet/39/4c/d098/1e/fe08ac1d161727606073418c4fc6e39d.pdf | https://www.unikeyic.com/products/pressure-sensors/px2en1xx250pschx/35051399.html
PX2EN1XX750PSBGX | Honeywell | 2: 91.564 | Sealing metering 5.17107MPa 8V 30V 10.34214MPa ±0.25% wire mounting 25.39mm*22mm*55mm | ±0.25% |  |  |  | Industrial Automation | PX2EN1 |  |  | Temperature Compensated |  |  |  |  | 1500PSI (10342.14kPa) |  | 1 (Unlimited) | [5 empty] | 750PSI (5171.07kPa) | -40°C ~ 125°C | 1 V ~ 5 V |  | Analog Voltage |  | Cylinder | Bulk | Male - 1/4" (6.35mm) NPT | Threaded |  | Sealed Gauge |  | 5246011 |  | PX2 | - | Wire Leads | 8V ~ 30V | 3 | https://www.unikeyic.com/media/datasheet/39/4c/d098/1e/fe08ac1d161727606073418c4fc6e39d.pdf | https://www.unikeyic.com/products/pressure-sensors/px2en1xx750psbgx/35036986.html
PX3233 | ifm electronic | 1: 313.375 | PRESSURE TRANSMITTER, 2WIRE DC, | - |  |  |  | Industrial Automation |  |  |  | - |  |  |  |  | 2175.57PSI (15000kPa) |  | 1 (Unlimited) | [5 empty] | 250PSI (1723.69kPa) | -25°C ~ 80°C | 4 ~ 20 mA |  | Analog Current |  | Cylinder, Threaded | Box | Male - 1/4" (6.35mm) NPT | Threaded |  | - |  | 17866731 |  | - | - | M12, 4 Pin | 9.6V ~ 32V | 9 | https://www.unikeyic.com/media/about_us/Unikey_ISO_9001_Certification.pdf | https://www.unikeyic.com/products/pressure-sensors/px3233/701280573.html
PX3AF1BH250PSCHX | Honeywell | 2: 58.696 5: 56.353 | Industrial Pressure Sensors PX Pressure Sensor Heavy Duty | - | [6 empty] | PX3AF1BH250PSCHX Honeywell |  |  |  | - | - |  | - |  |  |  | - | [5 empty] | - | [6 empty] | - |  | On sale | [6 empty] | 12 | https://www.unikeyic.com/media/datasheet/18/84/c982/18/16ce9555ac29cbfe0f70e76ec2de76b8.pdf | https://www.unikeyic.com/products/pressure-sensors/px3af1bh250pschx/11096406.html
PX3AN1BH050PAAAX | Honeywell | 3: 52.855 6: 51.876 11: 50.897 21: 49.918 | Absolute 4.75V~5.25V ±1% Thread Mount | ±1% |  |  |  |  | PX3AN1 |  |  | Temperature Compensated |  |  |  |  | 250PSI (1723.69kPa) |  | 1 (Unlimited) | [5 empty] | 50PSI (344.74kPa) | -30°C ~ 125°C | 0.5 V ~ 4.5 V |  | Analog Voltage |  | Cylinder, Threaded | Bulk | Male - 1/4" (6.35mm) NPT | Threaded |  | Absolute |  | 10473588 |  | PX3 | - | Connector | 4.75V ~ 5.25V | 44 | https://www.unikeyic.com/media/datasheet/18/84/c982/18/16ce9555ac29cbfe0f70e76ec2de76b8.pdf | https://www.unikeyic.com/products/pressure-sensors/px3an1bh050paaax/35056054.html
PX3AN1BH150PSAAX | Honeywell | 1: 156.7944 5: 145.921 10: 141.8753 25: 137.0395 50: 133.7329 | Sealing metering 1.03421MPa 4.75V 5.25V 3.10264MPa ±1% 50mm*22mm*50mm | ±1% |  |  |  | Industrial Automation | PX3AN1 |  |  | Temperature Compensated |  |  |  |  | 450PSI (3102.64kPa) |  | 1 (Unlimited) | [5 empty] | 150PSI (1034.21kPa) | -40°C ~ 125°C | 0.5 V ~ 4.5 V |  | Analog Voltage |  | Cylinder | Box | Male - 1/4" (6.35mm) NPT | Threaded |  | Sealed Gauge |  |  |  | PX3 | - | Connector | 4.75V ~ 5.25V | 139 | https://www.unikeyic.com/media/datasheet/52/5d/ceae/52/1bc272f5cd2c2b2b6b2af47311061eb4.pdf | https://www.unikeyic.com/products/pressure-sensors/px3an1bh150psaax/34952105.html
PX3AN1BH200PSAAX | Honeywell | 60: 140.4421 | Sealing metering 1.37895MPa 4.75V 5.25V 3.10264MPa ±1% 50mm*22mm*50mm | ±1% |  |  |  | Industrial Automation | PX3AN1 |  |  | Temperature Compensated |  |  |  |  | 450PSI (3102.64kPa) |  | 1 (Unlimited) | [5 empty] | 200PSI (1378.95kPa) | -40°C ~ 125°C | 0.5 V ~ 4.5 V |  | Analog Voltage |  | Cylinder | Box | Male - 1/4" (6.35mm) NPT | Threaded |  | Sealed Gauge |  | 5878258 |  | PX3 | - | Connector | 4.75V ~ 5.25V | 353 | https://www.unikeyic.com/media/datasheet/18/84/c982/18/16ce9555ac29cbfe0f70e76ec2de76b8.pdf | https://www.unikeyic.com/products/pressure-sensors/px3an1bh200psaax/10881515.html
PX3AN2BH100PSAAX | Honeywell | 2: 91.091 4: 89.408 | Sealing metering 100psi 4.75V 5.25V 689.48Kpa ±1% | ±1% |  |  |  | Board Mount | PX3AN2 |  |  | Amplified Output, Temperature Compensated |  |  |  |  | 450PSI (3102.64kPa) |  | 1 (Unlimited) | [5 empty] | 100PSI (689.48kPa) | -40°C ~ 125°C | 0.5 V ~ 4.5 V |  | Analog Voltage |  | Cylinder | Box | Male - 1/8" (3.18mm) NPT | Threaded |  | Sealed Gauge |  | 5982647 |  | PX3 | - | Connector | 4.75V ~ 5.25V | 6 | https://www.unikeyic.com/media/datasheet/ef/a1/eef9/ef/b2a13b95d3d9b93d40b75df565788666.pdf | https://www.unikeyic.com/products/pressure-sensors/px3an2bh100psaax/11307387.html
PX3AN2BS200PSAAX | Honeywell | 2: 91.091 4: 89.408 7: 87.725 13: 86.031 | Sealing metering Analog 0psi~200psi 4.75V 5.25V 1378.95Kpa ±0.25% panel mount | ±0.25% |  |  | Industrial |  |  |  | PX3AN2BS200PSAAX Honeywell |  |  |  | 5.25V | 1378.95Kpa |  | 4.75V |  | panel mount |  | 0psi~200psi | -40℃~125℃ |  |  |  |  | Analog | [6 empty] | Sealing metering | [8 empty] | 27 | https://www.unikeyic.com/media/datasheet/ef/a1/eef9/ef/b2a13b95d3d9b93d40b75df565788666.pdf | https://www.unikeyic.com/products/pressure-sensors/px3an2bs200psaax/34961868.html
PX3EF1BS016BSAAX | Honeywell | 1: 105.796 | PRESSURE SENSOR, 16BAR, 7/16"-20 UNF; Operating Pressure Max:16bar; Sensor Output Type:Ratiometric; Pressure Measurement Type:Sealed Gauge; Voltage Rating:5VDC; Port Style:7/16" - 20 UNF; Supply Curre 06AC2805 | - | [6 empty] | PX3EF1BS016BSAAX Honeywell |  |  |  | - | - |  | - |  |  |  | - | [5 empty] | - | [6 empty] | - | [8 empty] | 1 | https://www.unikeyic.com/media/datasheet/1d/84/88d3/1d/e2704c1a10461a116f8355b9b2a62bf5.pdf | https://www.unikeyic.com/products/pressure-sensors/px3ef1bs016bsaax/11023264.html
PX3EG1BS015PACHX-CSP1 | Honeywell | 2: 64.911 6: 62.425 | Heavy Duty Pressure Transducers | [15 empty] | Vendor Undefined | [12 empty] | Bulk | [5 empty] | 14745620 |  | * |  |  |  | 9 | https://www.unikeyic.com/media/about_us/Unikey_ISO_9001_Certification.pdf | https://www.unikeyic.com/products/pressure-sensors/px3eg1bs015pachx-csp1/11001850.html
PX3EN2BH008BSCHX | Honeywell | 2+: 105.204 3+: 103.257 | Sealed Gauge, Analog, 8bar ±0.25% | [40 empty] | 25 | https://www.unikeyic.com/media/datasheet/ef/a1/eef9/ef/b2a13b95d3d9b93d40b75df565788666.pdf | https://www.unikeyic.com/products/pressure-sensors/px3en2bh008bschx/11021979.html
PX3ET1BH667PSAAX | Honeywell | 1+: 76.7309 | PRESSURE SENSOR, 667PSI, TUBE; Operating Pressure Max:667psi; Sensor Output Type:Ratiometric; Pressure Measurement Type:Sealed Gauge; Voltage Rating:5VDC; Port Style:Tube; Supply Current:3mA; Product 06AC2813 | [40 empty] | 1 | https://www.unikeyic.com/media/datasheet/21/e2/f02f/21/6dc9d2cd94ffdbf79eb5286f02ec8b4b.pdf | https://www.unikeyic.com/products/pressure-sensors/px3et1bh667psaax/10920784.html
PX3MT1BS150PSAAX | Honeywell | 1+: 78.1859 | PRESSURE SENSOR, 150PSI, TUBE; Operating Pressure Max:150psi; Sensor Output Type:Ratiometric; Pressure Measurement Type:Sealed Gauge; Voltage Rating:5VDC; Port Style:Tube; Supply Current:3mA; Product 06AC2817 | [40 empty] | 1 | https://www.unikeyic.com/media/datasheet/1d/84/88d3/1d/e2704c1a10461a116f8355b9b2a62bf5.pdf | https://www.unikeyic.com/products/pressure-sensors/px3mt1bs150psaax/10983022.html
PX409-015AUSBH | OMEGA Engineering | 1: 1381.2606 | absolute 0psi~15psi ±0.08% | ±0.08% |  |  | Industrial |  |  |  | PX409-015AUSBH OMEGA Engineering |  |  |  | - | - |  | - |  |  |  | 0psi~15psi | -40℃~85℃ |  |  |  |  | - | [6 empty] | absolute | [8 empty] | 1 | https://www.unikeyic.com/media/datasheet/29/58/4b5c/29/5b73160bbc47139176172cc023cd693a.pdf | https://www.unikeyic.com/products/pressure-sensors/px409-015ausbh/11015860.html
PX409-100GUSBH | OMEGA Engineering | 1+: 1389.83 | Meter 0psi~100psi ±0.08% | [40 empty] | 6 | https://www.unikeyic.com/media/datasheet/3f/b6/bc8d/3f/33378183a815a1aceb839a6624019954.pdf | https://www.unikeyic.com/products/pressure-sensors/px409-100gusbh/35042762.html
PX409-3.5KGUSBH | OMEGA Engineering | 1: 1397.8651 | metering 0psi~3500psi ±0.08% | ±0.08% |  |  | Industrial | [7 empty] | - | - |  | - |  |  |  | 0psi~3500psi | -40℃~85℃ |  |  |  |  | - | [6 empty] | metering | [8 empty] | 1 | https://www.unikeyic.com/media/about_us/Unikey_ISO_9001_Certification.pdf | https://www.unikeyic.com/products/pressure-sensors/px409-3-5kgusbh/35007631.html
PXM409-001BGUSBH | OMEGA Engineering | 1: 1441.1728 | High speed USB Output Pressure Transducer Connect Directly to Your computer | - | [10 empty] | - | - |  | - |  |  |  | - | [5 empty] | - | [6 empty] | - | [8 empty] | 1 | https://www.unikeyic.com/media/about_us/Unikey_ISO_9001_Certification.pdf | https://www.unikeyic.com/products/pressure-sensors/pxm409-001bgusbh/35058674.html
RAS1-01KS-A1K-T | Loadstar Sensors | 1: 872.714 | Voltage Ref, 5V, 10V, ±0.02% | ±0.02% | - | S-Beam |  |  |  | -10°C ~ 40°C |  |  | Sensor, Analog Interface, Power Supply, Calibration w/Certificate | [10 empty] | 453.59kgf (1000lbs) |  | -20°C ~ 60°C | Analog Voltage (0.5V ~ 4.5V) |  |  |  |  | Box | [7 empty] | RAS1 |  |  | 5V ~ 10V | 86 | https://www.unikeyic.com/media/datasheet/4e/68/a02b/4e/28e21c0a6585467b879f1e7dbae1087a.pdf | https://www.unikeyic.com/products/pressure-sensors/ras1-01ks-a1k-t/10932617.html
RAS1-050S-A1K-T | Loadstar Sensors | 1: 915.84 | 5V 10V ±0.02% | ±0.02% | - | S-Beam |  |  |  | -10°C ~ 40°C |  |  | Sensor, Analog Interface, Power Supply, Calibration w/Certificate | [10 empty] | 22.68kgf (50lbs) |  | -20°C ~ 60°C | Analog Voltage (0.5V ~ 4.5V) |  |  |  |  | Box | [7 empty] | RAS1 |  |  | 5V ~ 10V | 10 | https://www.unikeyic.com/media/datasheet/4e/68/a02b/4e/28e21c0a6585467b879f1e7dbae1087a.pdf | https://www.unikeyic.com/products/pressure-sensors/ras1-050s-a1k-t/11232162.html
RAS1-050S-A1K-U | Loadstar Sensors | 1: 1130 | 5V 10V ±0.02% | ±0.02% | - | S-Beam |  |  |  | -10°C ~ 40°C |  |  | Sensor, Analog Interface, Power Supply, Calibration w/Certificate | [10 empty] | 22.68kgf (50lbs) |  | -20°C ~ 60°C | Analog Voltage (0.5V ~ 4.5V) |  |  |  |  | Box | [5 empty] | 10673202 |  | RAS1 |  |  | 5V ~ 10V | 10 | https://www.unikeyic.com/media/datasheet/4e/68/a02b/4e/28e21c0a6585467b879f1e7dbae1087a.pdf | https://www.unikeyic.com/products/pressure-sensors/ras1-050s-a1k-u/35037582.html
RAS1-050S-D1MU-LP-C | Loadstar Sensors | 1: 925.2003 | 5V 10V ±0.02% | ±0.02% | - | S-Beam |  |  |  | -10°C ~ 40°C |  |  | Sensor, USB Interface, Software, Calibration w/Certificate | [10 empty] | 22.68kgf (50lbs) |  | -20°C ~ 60°C | USB |  |  |  |  | Box | [5 empty] | 10673225 |  | RAS1 |  |  | 5V ~ 10V | 10 | https://www.unikeyic.com/media/datasheet/4e/68/a02b/4e/28e21c0a6585467b879f1e7dbae1087a.pdf | https://www.unikeyic.com/products/pressure-sensors/ras1-050s-d1mu-lp-c/34981475.html
RAS1-050S-D1MU-LP-U | Loadstar Sensors | 1: 1186.92 | 5V 10V ±0.02% | ±0.02% | - | S-Beam |  |  |  | -10°C ~ 40°C |  |  | Sensor, USB Interface, Software, Calibration w/Certificate | [10 empty] | 22.68kgf (50lbs) |  | -20°C ~ 60°C | USB |  |  |  |  | Box | [7 empty] | RAS1 |  |  | 5V ~ 10V | 10 | https://www.unikeyic.com/media/datasheet/4e/68/a02b/4e/28e21c0a6585467b879f1e7dbae1087a.pdf | https://www.unikeyic.com/products/pressure-sensors/ras1-050s-d1mu-lp-u/34951035.html
RAS1-05KS-S | Loadstar Sensors | 1: 643.2149 | 5V 10V ±0.02% | ±0.02% | - | S-Beam |  |  |  | -10°C ~ 40°C |  |  | Sensor | [10 empty] | 2267.96kgf (5000lbs) |  | -20°C ~ 60°C | Analog Voltage mV/V (millivolts) |  |  |  |  | Box | [7 empty] | RAS1 |  |  | 5V ~ 10V | 10 | https://www.unikeyic.com/media/datasheet/4e/68/a02b/4e/28e21c0a6585467b879f1e7dbae1087a.pdf | https://www.unikeyic.com/products/pressure-sensors/ras1-05ks-s/34941068.html
RAS1-20KS-A1K-C | Loadstar Sensors | 1: 1979.0437 | 5V 10V ±0.02% | ±0.02% | - | S-Beam |  |  |  | -10°C ~ 40°C |  |  | Sensor, Analog Interface, Power Supply, Calibration w/Certificate | [10 empty] | 9071.84kgf (20000lbs) |  | -20°C ~ 60°C | Analog Voltage (0.5V ~ 4.5V) |  |  |  |  | Box | [5 empty] | 10673293 |  | RAS1 |  |  | 5V ~ 10V | 10 | https://www.unikeyic.com/media/datasheet/4e/68/a02b/4e/28e21c0a6585467b879f1e7dbae1087a.pdf | https://www.unikeyic.com/products/pressure-sensors/ras1-20ks-a1k-c/11325277.html
RAS1-250S-D1MU-LP-U | Loadstar Sensors | 1: 1186.92 | 5V 10V ±0.02% | ±0.02% | - | S-Beam |  |  |  | -10°C ~ 40°C |  |  | Sensor, USB Interface, Software, Calibration w/Certificate | [10 empty] | 113.40kgf (250lbs) |  | -20°C ~ 60°C | USB |  |  |  |  | Box | [5 empty] | 10673283 |  | RAS1 |  |  | 5V ~ 10V | 10 | https://www.unikeyic.com/media/datasheet/4e/68/a02b/4e/28e21c0a6585467b879f1e7dbae1087a.pdf | https://www.unikeyic.com/products/pressure-sensors/ras1-250s-d1mu-lp-u/11169669.html
RAS1-2HKS-D1MU-LP-C | Loadstar Sensors | 1: 1028.1147 | 5V 10V ±0.02% | ±0.02% | - | S-Beam |  |  |  | -10°C ~ 40°C |  |  | Sensor, USB Interface, Software, Calibration w/Certificate | [10 empty] | 1133.98kgf (2500lbs) |  | -20°C ~ 60°C | USB |  |  |  |  | Box | [7 empty] | RAS1 |  |  | 5V ~ 10V | 10 | https://www.unikeyic.com/media/datasheet/4e/68/a02b/4e/28e21c0a6585467b879f1e7dbae1087a.pdf | https://www.unikeyic.com/products/pressure-sensors/ras1-2hks-d1mu-lp-c/23950067.html
RAS1-500S-S | Loadstar Sensors | 1: 430.92 | 5V, 10V, ±0.02% | ±0.02% | - | S-Beam |  |  |  | -10°C ~ 40°C |  |  | Sensor | [10 empty] | 226.80kgf (500lbs) |  | -20°C ~ 60°C | Analog Voltage mV/V (millivolts) |  |  |  |  | Box | [7 empty] | RAS1 |  |  | 5V ~ 10V | 9 | https://www.unikeyic.com/media/datasheet/4e/68/a02b/4e/28e21c0a6585467b879f1e7dbae1087a.pdf | https://www.unikeyic.com/products/pressure-sensors/ras1-500s-s/11136638.html
REB7-005M-D1MU-LP-T | Loadstar Sensors | 1: 1618.92 | 5V 10V ±0.1% | ±0.1% | - | Button with Threaded Stud |  |  |  | -10°C ~ 40°C |  |  | Sensor, USB Interface, Software, Calibration w/Certificate | [10 empty] | 5.00kgf (11lbs) |  | -20°C ~ 60°C | USB |  |  |  |  | Box | [7 empty] | REB7 |  |  | 5V ~ 10V | 10 | https://www.unikeyic.com/media/datasheet/7c/0a/6167/7c/cb92ad16555e6c57687d800cfce745d6.pdf | https://www.unikeyic.com/products/pressure-sensors/reb7-005m-d1mu-lp-t/5499582.html
REB7-010M-D1MU-LP-T | Loadstar Sensors | 1: 1542.6867 | 5V 10V ±0.1% | ±0.1% | - | Button with Threaded Stud |  |  |  | -10°C ~ 40°C |  |  | Sensor, USB Interface, Software, Calibration w/Certificate | [10 empty] | 10.00kgf (22lbs) |  | -20°C ~ 60°C | USB |  |  |  |  | Box | [5 empty] | 10673181 |  | REB7 |  |  | 5V ~ 10V | 10 | https://www.unikeyic.com/media/datasheet/7c/0a/6167/7c/cb92ad16555e6c57687d800cfce745d6.pdf | https://www.unikeyic.com/products/pressure-sensors/reb7-010m-d1mu-lp-t/7933616.html
RES2-005M-D1MU-LP-U | Loadstar Sensors | 1: 1363.6156 | 5V 10V ±0.5% | ±0.5% | - | S-Beam |  |  |  | -10°C ~ 40°C |  |  | Sensor, USB Interface, Software, Calibration w/Certificate | [10 empty] | 5.00kgf (11lbs) |  | -20°C ~ 60°C | USB |  |  |  |  | Box | [7 empty] | RES2 |  |  | 5V ~ 10V | 10 | https://www.unikeyic.com/media/pdf/HTMLDatasheet/loadstar-sensors/72/de/27a5/ras1-40ks-d1mu-lp-c/2025/11/rsb6-2hkm-d1mu-lp-t.pdf | https://www.unikeyic.com/products/pressure-sensors/res2-005m-d1mu-lp-u/10989596.html
RES2-010M-D1MU-LP-C | Loadstar Sensors | 1: 1157.7869 | 5V 10V ±0.5% | ±0.5% | - | S-Beam |  |  |  | -10°C ~ 40°C |  |  | Sensor, USB Interface, Software, Calibration w/Certificate | [10 empty] | 10.00kgf (22lbs) |  | -20°C ~ 60°C | USB |  |  |  |  | Box | [7 empty] | RES2 |  |  | 5V ~ 10V | 10 | https://www.unikeyic.com/media/pdf/HTMLDatasheet/loadstar-sensors/72/de/27a5/ras1-40ks-d1mu-lp-c/2025/11/rsb6-2hkm-d1mu-lp-t.pdf | https://www.unikeyic.com/products/pressure-sensors/res2-010m-d1mu-lp-c/11315372.html
RES2-010M-D1MU-LP-T | Loadstar Sensors | 1: 1157.7869 | 5V 10V ±0.5% | ±0.5% | - | S-Beam |  |  |  | -10°C ~ 40°C |  |  | Sensor, USB Interface, Software, Calibration w/Certificate | [10 empty] | 10.00kgf (22lbs) |  | -20°C ~ 60°C | USB |  |  |  |  | Box | [7 empty] | RES2 |  |  | 5V ~ 10V | 10 | https://www.unikeyic.com/media/pdf/HTMLDatasheet/loadstar-sensors/72/de/27a5/ras1-40ks-d1mu-lp-c/2025/11/rsb6-2hkm-d1mu-lp-t.pdf | https://www.unikeyic.com/products/pressure-sensors/res2-010m-d1mu-lp-t/11034644.html
RES2-010M-S | Loadstar Sensors | 1: 675 | 5V 10V ±0.5% | ±0.5% | - | S-Beam |  |  |  | -10°C ~ 40°C |  |  | Sensor | [10 empty] | 10.00kgf (22lbs) |  | -20°C ~ 60°C | Analog Voltage mV/V (millivolts) |  |  |  |  | Box | [7 empty] | RES2 |  |  | 5V ~ 10V | 10 | https://www.unikeyic.com/media/pdf/HTMLDatasheet/loadstar-sensors/3b/70/91c4/res2-005m-a1k-t/2025/11/res2.pdf | https://www.unikeyic.com/products/pressure-sensors/res2-010m-s/34969141.html
RES2-050M-A1K-U | Loadstar Sensors | 1: 1362.5865 | 5V 10V ±0.5% | ±0.5% | - | S-Beam |  |  |  | -10°C ~ 40°C |  |  | Sensor, Analog Interface, Power Supply, Calibration w/Certificate | [10 empty] | 50.00kgf (110lbs) |  | -20°C ~ 60°C | Analog Voltage (0.5V ~ 4.5V) |  |  |  |  | Box | [7 empty] | RES2 |  |  | 5V ~ 10V | 10 | https://www.unikeyic.com/media/pdf/HTMLDatasheet/loadstar-sensors/3b/70/91c4/res2-005m-a1k-t/2025/11/res2.pdf | https://www.unikeyic.com/products/pressure-sensors/res2-050m-a1k-u/26912461.html
RSB1-02KM-A1K-C | Loadstar Sensors | 1: 975.6284 | 5V 10V ±0.05% | ±0.05% | - | Pushbutton |  |  |  | -10°C ~ 40°C |  |  | Sensor, Analog Interface, Power Supply, Calibration w/Certificate | [10 empty] | 2000.00kgf (4409lbs) |  | -20°C ~ 60°C | Analog Voltage (0.5V ~ 4.5V) |  |  |  |  | Box | [5 empty] | 10673244 |  | RSB1 |  |  | 5V ~ 10V | 10 | https://www.unikeyic.com/media/pdf/HTMLDatasheet/loadstar-sensors/06/95/29a0/rsb1-02km-s/2025/11/rsb1.pdf | https://www.unikeyic.com/products/pressure-sensors/rsb1-02km-a1k-c/35062442.html
RSB1-05KM-A1K-C | Loadstar Sensors | 1: 1023.84 | 5V 10V ±0.05% | ±0.05% | - | Pushbutton |  |  |  | -10°C ~ 40°C |  |  | Sensor, Analog Interface, Power Supply, Calibration w/Certificate | [10 empty] | 5000.00kgf (11023lbs) |  | -20°C ~ 60°C | Analog Voltage (0.5V ~ 4.5V) |  |  |  |  | Box | [5 empty] | 10673161 |  | RSB1 |  |  | 5V ~ 10V | 10 | https://www.unikeyic.com/media/pdf/HTMLDatasheet/loadstar-sensors/06/95/29a0/rsb1-02km-s/2025/11/rsb1.pdf | https://www.unikeyic.com/products/pressure-sensors/rsb1-05km-a1k-c/11281840.html
RSB2-01KM-S | Loadstar Sensors | 1: 513.5428 | 5V 10V ±0.05% | ±0.05% | - | Pushbutton |  |  |  | -10°C ~ 40°C |  |  | Sensor | [10 empty] | 1000.00kgf (2205lbs) |  | -20°C ~ 60°C | Analog Voltage mV/V (millivolts) |  |  |  |  | Box | [7 empty] | RSB2 |  |  | 5V ~ 10V | 6 | https://www.unikeyic.com/media/about_us/Unikey_ISO_9001_Certification.pdf | https://www.unikeyic.com/products/pressure-sensors/rsb2-01km-s/35034454.html
RSB3-100M-D1MU-LP-T | Loadstar Sensors | 1: 1028.1147 | 5V 10V ±0.1% | ±0.1% | - | Button with Threaded Stud |  |  |  | -10°C ~ 40°C |  |  | Sensor, USB Interface, Software, Calibration w/Certificate | [10 empty] | 100.00kgf (220lbs) |  | -20°C ~ 60°C | USB |  |  |  |  | Box | [7 empty] | RSB3 |  |  | 5V ~ 10V | 10 | https://www.unikeyic.com/media/datasheet/7f/ca/ce82/7f/f8d9d6c535608750899f501dad23f552.pdf | https://www.unikeyic.com/products/pressure-sensors/rsb3-100m-d1mu-lp-t/35054772.html
RSB3-200M-A1K-C | Loadstar Sensors | 1: 975.6284 | 5V 10V ±0.1% | ±0.1% | - | Button with Threaded Stud |  |  |  | -10°C ~ 40°C |  |  | Sensor, Analog Interface, Power Supply, Calibration w/Certificate | [10 empty] | 200.00kgf (441lbs) |  | -20°C ~ 60°C | Analog Voltage (0.5V ~ 4.5V) |  |  |  |  | Box | [5 empty] | 10673326 |  | RSB3 |  |  | 5V ~ 10V | 10 | https://www.unikeyic.com/media/datasheet/7f/ca/ce82/7f/f8d9d6c535608750899f501dad23f552.pdf | https://www.unikeyic.com/products/pressure-sensors/rsb3-200m-a1k-c/35036867.html
RSB5-100-S-A1K-C | Loadstar Sensors | 1: 1563.84 | 5V, 15V ±0.5% | ±0.5% | Round, 10mm | Button |  |  |  | -10°C ~ 40°C | [15 empty] | -40°C ~ 85°C | 0.5 V ~ 4.5 V |  |  |  |  | Retail Package | [5 empty] | 21276939 |  | RSB5 |  |  | 5V ~ 15V | 10 | https://www.unikeyic.com/media/about_us/Unikey_ISO_9001_Certification.pdf | https://www.unikeyic.com/products/pressure-sensors/rsb5-100-s-a1k-c/644001551.html
RSCDJJI160MDSE3 | Honeywell | 1: 161.514 5: 136.242 10: 126.63 25: 117.2556 50: 108.3564 |  | - | [6 empty] | RSCDJJI160MDSE3 Honeywell |  |  |  | - | - |  | - |  |  |  | - | [5 empty] | - | [6 empty] | - |  |  |  | bulk |  |  |  |  | 106 | https://www.unikeyic.com/media/datasheet/0b/1a/38a4/0b/8ede7a73e06bff440a36143076e18770.pdf | https://www.unikeyic.com/products/pressure-sensors/rscdjji160mdse3/34970694.html
RSCDJNI060PASE3 | Honeywell | 2+: 84.26 4+: 82.709 7+: 81.147 14+: 79.585 | Absolute Digital Pressure Sensor 0psi~60psi 3V 3.6V ±0.1% DIP | [40 empty] | 50 | https://www.unikeyic.com/media/datasheet/a2/5e/af5a/a2/689d49a11bb5b294ac822657a88ef9e2.pdf | https://www.unikeyic.com/products/pressure-sensors/rscdjni060pase3/35030857.html
RSCDRRM005PDSE3 | Honeywell | 2: 78.067 4: 76.615 8: 75.174 15: 73.722 | Board Mount Pressure Sensors DIP Dual Rad Barbed Differential 3.3V | [5 empty] | RSCDRRM005 | [9 empty] | 1 (Unlimited) | [12 empty] | Bulk | [5 empty] | 10473032 |  | * |  |  |  | 52 | https://www.unikeyic.com/media/datasheet/0b/1a/38a4/0b/8ede7a73e06bff440a36143076e18770.pdf | https://www.unikeyic.com/products/pressure-sensors/rscdrrm005pdse3/35021648.html
RSCDRRM020NDSE3 | Honeywell | 1: 126.9216 5: 112.35 10: 109.1475 25: 103.551 50: 99.7185 75: 99.4665 100: 99.2145 | Differential SPI ±4.96KPa 3V 3.6V ±6.3243.6 ±0.1% DIP-8 Through hole mounting | ±0.1% |  |  |  | Board Mount | RSCDRRM020 |  |  | Temperature Compensated |  |  |  |  | ±6.32PSI (±43.6kPa) |  | 1 (Unlimited) |  | Through Hole |  |  |  | ±0.72PSI (±4.96kPa) | -40°C ~ 85°C | 24 b |  | SPI |  | 8-DIP (0.510", 12.95mm), Dual Ports, Same Side | Bulk | Male - 0.08" (1.93mm) Tube, Dual | Barbed |  | Differential |  | 6602130 |  | TruStability® RSC | 8-DIP | PC Pin | 3V ~ 3.6V | 240 | https://www.unikeyic.com/media/datasheet/76/5e/4396/76/cea27b3346f8f6609262319f61766ddb.pdf | https://www.unikeyic.com/products/pressure-sensors/rscdrrm020ndse3/11127864.html
RSCDRRM2.5MDSE3 | Honeywell | 2+: 84.348 4+: 82.786 7+: 81.224 14+: 79.662 100+: 78.1 150+: 70.29 500+: 62.48 | Differential SPI Sensor ±250Pa 3V 3.6V ±4.8633.5 ±0.1% DIP-8 TH 12.93mm × 12.95mm × 6.16mm | [40 empty] | 798 | https://www.unikeyic.com/media/datasheet/39/4c/d098/95/d34b02fbb21e96254fc67609947faf69.pdf | https://www.unikeyic.com/products/pressure-sensors/rscdrrm2-5mdse3/10962132.html
RSCMJJM005NDSE3 | Honeywell | 1: 120.3336 5: 114.48 10: 112.3092 25: 109.7064 50: 107.028 | Differential SPI ±1.25KPa 3V 3.6V ±534.47KPa ±0.1% SMD SMD mount 16.66mm*12.95mm*7.58mm | ±0.1% |  |  |  | Board Mount | RSCMJJM005 |  |  | Temperature Compensated |  |  |  |  | ±5PSI (±34.47kPa) |  | 1 (Unlimited) |  | Surface Mount |  |  |  | ±0.18PSI (±1.25kPa) | -40°C ~ 85°C | 24 b |  | SPI |  | 8-SMD, J-Lead, Dual Ports, Same Side | Bulk | Male - 0.08" (1.93mm) Tube, Dual | Barbed |  | Differential |  | 6602126 |  | TruStability® RSC | SMD | J Lead | 3V ~ 3.6V | 92 | https://www.unikeyic.com/media/datasheet/76/5e/4396/76/cea27b3346f8f6609262319f61766ddb.pdf | https://www.unikeyic.com/products/pressure-sensors/rscmjjm005ndse3/10952979.html
S55720-S237 | SIEMENS | 1: 565.273 | Differential Pressure Sensor, 1kPa, ±0.01% | 0.01 | [10 empty] | - | 1KPa |  | - |  |  |  | - | [5 empty] | - | [6 empty] | differential pressure | [8 empty] | 3 | https://www.unikeyic.com/media/about_us/Unikey_ISO_9001_Certification.pdf | https://www.unikeyic.com/products/pressure-sensors/s55720-s237/1002548236.html
SCC05GSMT | Honeywell | 3: 36.85 15: 35.31 30: 33.902 | Exhaust pressure gauge Wheatstone Bridge 34.47KPa 137.9KPa ±0.005% SMD SMD mount 7.6mm*7.6mm*8.7mm | ±0.005% |  |  | Industrial |  |  |  | SCC05GSMT Honeywell |  |  | 7.6mm*7.6mm*8.7mm | - | 137.9KPa |  | - |  | SMD mount |  | 34.47KPa | -40℃~85℃ |  |  |  |  | Wheatstone Bridge |  | SMD |  |  |  |  | Exhaust pressure gauge |  | Final sale | [6 empty] | 79 | https://www.unikeyic.com/media/datasheet/1f/68/e63b/1f/1687adb6fd999cd8a1370bdc68d95270.pdf | https://www.unikeyic.com/products/pressure-sensors/scc05gsmt/35059311.html
SCCP05GSMTP | Honeywell | 2: 63.47 | Exhaust type metering Wheatstone Bridge 34.47KPa 137.9KPa ±1% SMD SMD mount 7.6mm*7.6mm*8.7mm | ±1% |  |  |  | Board Mount |  |  |  | Temperature Compensated |  |  |  |  | 20PSI (137.9kPa) |  | 1 (Unlimited) |  | Surface Mount |  |  |  | 5PSI (34.47kPa) | -40°C ~ 125°C | 25 mV ~ 65 mV |  | Wheatstone Bridge |  | 8-SMD Module | Tube | Male - 0.08" (2.05mm) Tube | Barbless |  | Vented Gauge |  | 1249007 |  | SCC SMT | - | SMD (SMT) Tab | - | 6 | https://www.unikeyic.com/media/datasheet/1f/68/e63b/1f/1687adb6fd999cd8a1370bdc68d95270.pdf | https://www.unikeyic.com/products/pressure-sensors/sccp05gsmtp/15137.html
SCX100ANC | Honeywell | 2: 107.844 | absolute Analog 0psi~100psi 20V ±1% SIP-6 Through hole mounting | ±1% |  |  | Industrial | [7 empty] | 20V | - |  | - |  | Through hole mounting |  | 0psi~100psi | -40℃~85℃ |  |  |  |  | Analog |  | SIP-6 |  |  |  |  | absolute | [8 empty] | 130 | https://www.unikeyic.com/media/about_us/Unikey_ISO_9001_Certification.pdf | https://www.unikeyic.com/products/pressure-sensors/scx100anc/35057698.html
SCX150DN | Honeywell | 2: 102.751 3: 100.848 6: 98.945 11: 97.042 25: 95.139 150: 71.357 | Differential Wheatstone Bridge 1.03421MPa 20V 1.03421MPa ±1% SIP-6 Through hole mounting 27.9mm*26.2mm*27.4mm | ±1% |  |  |  | Board Mount |  |  |  | Temperature Compensated |  |  |  |  | 150PSI (1034.21kPa) |  | 1 (Unlimited) |  | Through Hole |  |  |  | 150PSI (1034.21kPa) | -40°C ~ 85°C | 0 mV ~ 90 mV (12V) |  | Wheatstone Bridge |  | 6-SIP Module | Bulk | Male - 0.19" (4.8mm) Tube, Dual | Barbed |  | Differential |  | 266711 |  | SCX | - | PC Pin | 20V | 324 | https://www.unikeyic.com/media/datasheet/31/14/01f7/31/617a901f09fffa0d3c7f20238de2d189.pdf | https://www.unikeyic.com/products/pressure-sensors/scx150dn/10931325.html
SCX15ANC | Honeywell | 1: 295.636 | absolute Wheatstone Bridge 103.42KPa 20V 206.84KPa ±5% SIP-6 Through hole mounting 27.9mm*26.2mm*27.4mm | ±5% |  |  |  | Board Mount | SCX15 |  |  | Temperature Compensated |  |  |  |  | 30PSI (206.84kPa) |  | 1 (Unlimited) |  | Through Hole |  |  |  | 15PSI (103.42kPa) | -40°C ~ 85°C | 0 mV ~ 90 mV (12V) |  | Wheatstone Bridge |  | 6-SIP Module | Tray | Male - 0.19" (4.8mm) Tube | Barbed |  | Absolute |  | 1641957 |  | SCX | - | PC Pin | 20V | 1 | https://www.unikeyic.com/media/datasheet/31/14/01f7/31/617a901f09fffa0d3c7f20238de2d189.pdf | https://www.unikeyic.com/products/pressure-sensors/scx15anc/11073934.html
SCX15DN | Honeywell | 1+: 374.308 2+: 367.246 3+: 360.184 25+: 353.122 150+: 317.812 | Differential Wheatstone Bridge Sensor, 103.42kPa, 20V, 206.84kPa, ±1%, SIP-6, TH, 27.9mm × 26.2mm × 27.4mm | [40 empty] | 471 | https://www.unikeyic.com/media/datasheet/31/14/01f7/31/617a901f09fffa0d3c7f20238de2d189.pdf | https://www.unikeyic.com/products/pressure-sensors/scx15dn/11028431.html
SCX30AN | Honeywell | 1: 408.342 2: 400.642 3: 392.931 25: 385.231 | absolute Wheatstone Bridge 206.84KPa 20V 413.69KPa ±1% SIP-6 Through hole mounting 27.9mm*26.2mm*27.4mm | ±1% |  |  | Industrial |  |  |  | SCX30AN Honeywell |  |  | 27.9mm*26.2mm*27.4mm | 20V | 413.69KPa |  | - |  | Through hole mounting |  | 206.84KPa | -40℃~85℃ |  |  |  |  | Wheatstone Bridge |  | SIP-6 |  |  |  |  | absolute |  | On sale |  | bulk |  |  |  |  | 25 | https://www.unikeyic.com/media/datasheet/7f/1d/533c/7f/546d00d97a061d022839c21af8405dc8.pdf | https://www.unikeyic.com/products/pressure-sensors/scx30an/35065606.html
SDE5-D10-O-Q6E-P-K | FESTO | 1: 116.7531 5: 113.8343 | Festo Pressure Sensors, operating pressure0barTO10bar, Suitable for air, 15 to 30V DC, Maximum operating temperature+50°C | ±0.3% | [7 empty] | - |  |  |  |  | - |  | Not Applicable | [5 empty] | 145.04PSI (1000kPa) | 0°C ~ 50°C (TA) | - |  | PNP-NO |  | Module | Bulk | - | Threaded |  | Vacuum |  | 13978129 |  | - | - | Wire Leads | 15V ~ 30V | 12 | https://www.unikeyic.com/media/datasheet/94/0a/82ca/94/4c75598fd0eb1e14a00f6df2b6749faa.pdf | https://www.unikeyic.com/products/pressure-sensors/sde5-d10-o-q6e-p-k/11348410.html
SDE5-V1-FP-Q6-P-M8 | FESTO | 1+: 74.4701 5+: 70.7447 | Festo Pressure Sensor, Operating Pressure -1bar to 0bar, Air, 15 to 30V DC, Max Temp +50°C | [40 empty] | 14 | https://www.unikeyic.com/media/datasheet/20/7e/4e9a/20/d253f3bfe3ce18a6201ea1e103515ba0.pdf | https://www.unikeyic.com/products/pressure-sensors/sde5-v1-fp-q6-p-m8/11768.html
SDE5-V1-O-Q6E-P-M8 | FESTO | 1+: 74.4701 5+: 70.7447 | Festo Pressure Sensor, Operating Pressure -1bar to 0bar, Air, 15 to 30V DC, Max Temp +50°C | [40 empty] | 11 | https://www.unikeyic.com/media/datasheet/89/84/a6f3/8984a6f3c558f48c7c03e4474378d865.pdf | https://www.unikeyic.com/products/pressure-sensors/sde5-v1-o-q6e-p-m8/35040497.html
SDP1108-R | SENSIRION | 1+: 102.304 5+: 102.304 10+: 100.4439 25+: 100.4439 | Differential Pressure Sensor 500Pa 5.25V 100KPa ±0.4% 22.1mm W × 44mm H | [40 empty] | 24 | https://www.unikeyic.com/media/datasheet/df/a5/7cb3/dfa57cb365e8fcf0322c2a0c252a4c08.pdf | https://www.unikeyic.com/products/pressure-sensors/sdp1108-r/11201801.html
SDP31-500PA | SENSIRION | 1+: 42.874 | Differential I²C -500Pa, 500Pa 3V 4V 100kPa ±3% 16-SMD SMD 8.5mm × 5.5mm × 5.15mm | [40 empty] | 60 | https://www.unikeyic.com/media/datasheet/08/25/3708/08/caf6a21e512b1d025f06aa78e5a41966.pdf | https://www.unikeyic.com/products/pressure-sensors/sdp31-500pa/35047428.html
SDP31-500PA-TR-250PCS | SENSIRION | 1: 38.071 5: 34.3116 10: 33.1668 25: 31.806 50: 30.0888 100: 29.5596 1,000: 28.9224 | Differential I²C -500Pa，500Pa 3V 4V 100KPa ±3% 16-SMD SMD mount，top mount，glue mount 8.5mm*5.5mm*5.15mm | ±3% |  |  |  | Board Mount |  |  |  | Temperature Compensated |  |  |  |  | 14.5PSI (100kPa) |  | 3 (168 Hours) |  | Surface Mount |  |  |  | -0.07PSI ~ 0.07PSI (-0.5kPa ~ 0.5kPa) | -40°C ~ 85°C | 16 b |  | I²C |  | 16-SMD Module |  | Male - 0.08" (2.00mm) Tube, Dual | Barbless |  | Differential |  | 7043960 |  | SDP3x | 16-SMD | SMD (SMT) Tab | 3.3V | 619 | https://www.unikeyic.com/media/datasheet/08/25/3708/08/caf6a21e512b1d025f06aa78e5a41966.pdf | https://www.unikeyic.com/products/pressure-sensors/sdp31-500pa-tr-250pcs/10890428.html
SDP33-1500PA | SENSIRION | 1+: 33.7762 5+: 33.7762 10+: 33.173 25+: 32.5699 50+: 32.5699 | PRESSURE SENSOR, DIFF, 1.5KPA, DIGITAL; | [40 empty] | 59 |  | https://www.unikeyic.com/products/pressure-sensors/sdp33-1500pa/8151447.html
SDP601-500PA | SENSIRION | 1: 64.735 20: 63.3059 40: 61.9494 | Sensirion Pressure Sensors, Maximum pressure reading500Pa, Minimum pressure reading-500Pa | ±3 |  |  | Industrial |  |  |  | SDP601-500PA SENSIRION |  |  | 29mm*18mm*17.55mm | 3.6V | 500Pa |  | 3V |  | snap-in mounting, snap fit |  | -500Pa~500Pa | -20℃~80℃ |  |  |  |  | I²C | [6 empty] | Differential | [8 empty] | 15 | https://www.unikeyic.com/media/datasheet/59/64/f2f4/59/5e63d06c0e1e2584e08098b9b4eefd92.pdf | https://www.unikeyic.com/products/pressure-sensors/sdp601-500pa/34951349.html
SDP610-125PA | SENSIRION | 1: 42.3913 5: 41.6343 10: 41.6343 25: 40.8774 50: 40.8774 | Sensirion Pressure Sensors, Maximum pressure reading125Pa, Minimum pressure reading-125Pa | ±3% |  |  |  | Board Mount |  |  |  | Temperature Compensated |  |  |  |  | ±14.5PSI (±100kPa) |  | Not Applicable |  | Through Hole |  |  |  | ±0.018PSI (± 0.125kPa) | -20°C ~ 80°C | 16 b |  | I²C |  | 3-SIP Module | Tray | Male - 0.2" (5.2mm) Tube, Dual | Barbed |  | Differential |  | 5872276 |  | SDP600 | 3-SIP | PC Pin | 3V ~ 3.6V | 41 | https://www.unikeyic.com/media/datasheet/8e/92/6e59/8e926e595cfce96ba0bd88f203a57af5.pdf | https://www.unikeyic.com/products/pressure-sensors/sdp610-125pa/34975310.html
SDP610-500PA | SENSIRION | 1: 41.8688 10: 40.1854 | Sensirion, SDP600series Pressure Sensors, Maximum pressure reading500Pa, Minimum pressure reading-500Pa | ±3% |  |  |  | Board Mount |  |  |  | Temperature Compensated |  |  |  |  | ±14.5PSI (±100kPa) |  | Not Applicable |  | Through Hole |  |  |  | ± 0.072PSI (±0.5kPa) | -20°C ~ 80°C | 16 b |  | I²C |  | 3-SIP Module | Tray | Male - 0.2" (5.2mm) Tube, Dual | Barbed |  | Differential |  | 5872277 |  | SDP600 | 3-SIP | PC Pin | 3V ~ 3.6V | 5 | https://www.unikeyic.com/media/datasheet/4a/d2/4052/4ad2405222fbceac9a435258ba59a56f.pdf | https://www.unikeyic.com/products/pressure-sensors/sdp610-500pa/35035064.html
SDP800-500PA | SENSIRION | 1+: 16.6461 10+: 15.1335 80+: 14.7648 1,600+: 14.6892 2,400+: 14.5713 | Differential I²C 500Pa 3V 5.5V 100KPa ±3% 29mm × 18mm × 14.25mm | [40 empty] | 67 | https://www.unikeyic.com/media/datasheet/76/bf/10a0/76/e4c2d0b5c13be7d6e354772738acd0f9.pdf | https://www.unikeyic.com/products/pressure-sensors/sdp800-500pa/34944682.html
SDP806-500PA | SENSIRION | 80+: 28.3712 | Sensirion Differential Pressure Sensor, Max Working +500Pa, Max Overload 1bar | [40 empty] | 122 | https://www.unikeyic.com/media/datasheet/f8/72/339e/f8/2d6798e6357d05218490e5622f89a738.pdf | https://www.unikeyic.com/products/pressure-sensors/sdp806-500pa/11121892.html
SDP810-125PA-D | SENSIRION | 1+: 18.9844 | 3V 5.5V ±0.125kPa Sensor, TH | [40 empty] | 60 | https://www.unikeyic.com/media/datasheet/21/45/8cc0/21458cc00ebd92e056a36f2f9ae0846b.pdf | https://www.unikeyic.com/products/pressure-sensors/sdp810-125pa-d/16824936.html
SDP810-500PA | SENSIRION | 1+: 23.4953 10+: 21.0884 40+: 19.1406 80+: 16.9034 160+: 15.6177 400+: 14.6662 | Sensirion Differential Pressure Sensor, Max Working +500Pa, Max Overload 1bar | [40 empty] | 1472 | https://www.unikeyic.com/media/datasheet/76/bf/10a0/76/e4c2d0b5c13be7d6e354772738acd0f9.pdf | https://www.unikeyic.com/products/pressure-sensors/sdp810-500pa/11107322.html
SDP816-125PA | SENSIRION | 1+: 28.1269 5+: 28.1269 10+: 27.6246 25+: 27.1224 50+: 27.1224 | Sensirion Differential Pressure Sensor, Max Working +125Pa, Max Overload 1bar | [40 empty] | 74 | https://www.unikeyic.com/media/datasheet/f8/72/339e/f8/2d6798e6357d05218490e5622f89a738.pdf | https://www.unikeyic.com/products/pressure-sensors/sdp816-125pa/11226607.html
SDX005IND4 | Honeywell | 1+: 179.641 | Differential Wheatstone Bridge Pressure Sensor, 1.25kPa, 20V, 48.09kPa, ±1%, DIP-6, TH, 18.5mm × 14mm × 10.9mm | [40 empty] | 1 | https://www.unikeyic.com/media/datasheet/df/fb/ac30/df/f77e91e23d4ae554bd19ac990f516bec.pdf | https://www.unikeyic.com/products/pressure-sensors/sdx005ind4/34979782.html
SDX100D4-A | Honeywell | 2+: 81.829 4+: 80.311 7+: 78.804 14+: 77.286 25+: 75.768 | Differential, Gauge 0psi-100psi 20V DIP | [40 empty] | 44 | https://www.unikeyic.com/media/datasheet/30/ee/c329/30/e2b3e378d082cf626551517ef02d5a43.pdf | https://www.unikeyic.com/products/pressure-sensors/sdx100d4-a/35047102.html
SDX15A2 | Honeywell | 1: 290.9304 25: 290.9196 | absolute Wheatstone Bridge 103.42KPa 20V 206.84KPa ±1% DIP-6 Through hole mounting 11.94mm*13.97mm*15.11mm | ±1% |  |  |  | Board Mount |  |  |  | Temperature Compensated |  |  |  |  | 30PSI (206.84kPa) |  | 1 (Unlimited) |  | Through Hole |  |  |  | 15PSI (103.42kPa) | -40°C ~ 85°C | 0 mV ~ 90 mV (12V) |  | Wheatstone Bridge |  | 6-DIP Module | Bulk | Male - 0.11" (2.67mm) Tube | Barbless |  | Absolute |  | 266725 |  | SDX | - | PC Pin | 20V | 23 | https://www.unikeyic.com/media/datasheet/2e/e7/10fe/2e/7155f3223b4e814b93bb8e720c688e7f.pdf | https://www.unikeyic.com/products/pressure-sensors/sdx15a2/10885175.html
SDX15A4 | Honeywell | 1+: 188.298 2+: 184.811 3+: 181.324 6+: 177.837 25+: 174.35 | Pressure Sensor, Wheatstone Bridge, 103.42kPa-206.84kPa, ±1%, 20V, DIP, TH, 19.56mm × 13.97mm × 9.4mm | [40 empty] | 44 | https://www.unikeyic.com/media/datasheet/2e/e7/10fe/2e/7155f3223b4e814b93bb8e720c688e7f.pdf | https://www.unikeyic.com/products/pressure-sensors/sdx15a4/11183504.html
SDX30A2 | Honeywell | 1: 263.2392 5: 252.9036 25: 252.8928 | absolute Wheatstone Bridge 206.84KPa 20V 413.69KPa ±1% DIP PCBinstall，Through hole mounting 11.94mm*13.97mm*15.11mm | ±1% |  |  |  | Board Mount |  |  |  | Temperature Compensated |  |  |  |  | 60PSI (413.69kPa) |  | 1 (Unlimited) |  | Through Hole |  |  |  | 30PSI (206.84kPa) | -40°C ~ 85°C | 0 mV ~ 90 mV (12V) |  | Wheatstone Bridge |  | 6-DIP Module | Bulk | Male - 0.11" (2.67mm) Tube | Barbless |  | Absolute |  | 266729 |  | SDX | - | PC Pin | 20V | 3 | https://www.unikeyic.com/media/datasheet/2e/e7/10fe/2e/7155f3223b4e814b93bb8e720c688e7f.pdf | https://www.unikeyic.com/products/pressure-sensors/sdx30a2/34944879.html
SDX30A4-A | Honeywell | 1: 214.434 2: 210.463 3: 206.492 6: 202.521 25: 198.55 | absolute 0psi~30psi 20V DIP 19.56mm*13.97mm*10.92mm | - |  |  | Industrial |  |  |  | SDX30A4-A Honeywell |  |  | 19.56mm*13.97mm*10.92mm | 20V | - |  | - |  |  |  | 0psi~30psi | -40℃~85℃ |  |  |  |  | - |  | DIP |  |  |  |  | absolute |  | On sale | [6 empty] | 25 | https://www.unikeyic.com/media/datasheet/30/ee/c329/30/e2b3e378d082cf626551517ef02d5a43.pdf | https://www.unikeyic.com/products/pressure-sensors/sdx30a4-a/10892980.html
SEN-09375 | SparkFun Electronics | 5: 14.3 25: 13.8996 50: 13.4085 100: 13.3455 250: 13.314 500: 13.2825 1,000: 13.251 | Force Sensor | - | [10 empty] | - | - |  | - |  |  |  | - | [5 empty] | - | [6 empty] | - | [8 empty] | 48 | https://www.unikeyic.com/media/about_us/Unikey_ISO_9001_Certification.pdf | https://www.unikeyic.com/products/pressure-sensors/sen-09375/10897651.html
SEN-10245 | SparkFun Electronics | 5: 9.2805 25: 8.208 50: 7.992 100: 7.5495 250: 7.266 500: 7.056 1,000: 6.846 | 50000gf ±5% | ±5% | [8 empty] | Sensor | [5 empty] | 1 (Unlimited) |  |  |  |  | 50.00kgf (110lbs) |  | 0°C ~ 50°C | [5 empty] | Bulk | [5 empty] | 5843757 |  | - |  |  | 10V | 85 | https://www.unikeyic.com/media/datasheet/af/c0/1b06/af/d97644a5b5e80e5db2edfd2c5fc10918.pdf | https://www.unikeyic.com/products/pressure-sensors/sen-10245/34992684.html
SLP004D | Honeywell | 1+: 217.701 2+: 213.664 3+: 209.638 6+: 205.612 25+: 201.575 | Differential, Metered 0inH₂O~4inH₂O 7.5V 12.7mm × 5.08mm × 14.35mm | [40 empty] | 116 | https://www.unikeyic.com/media/datasheet/60/c5/8f7c/60/f4b5e1de43be4a7b48bb4f2875bf7bb3.pdf | https://www.unikeyic.com/products/pressure-sensors/slp004d/35066038.html
SM6331-BCE-S-004.00-431 | TE Connectivity | 10+: 25.4854 25+: 24.7219 45+: 23.9948 | TE Connectivity Pressure Sensor, Differential, Max 4kPa | [40 empty] | 55 |  | https://www.unikeyic.com/products/pressure-sensors/sm6331-bce-s-004-00-431/577525103.html
SM6391-BCE-S-040.00-631 | TE Connectivity | 1+: 22.1952 10+: 21.7988 25+: 21.7988 50+: 21.4025 100+: 21.4025 | Differential 3V 3.6V | [40 empty] | 21 |  | https://www.unikeyic.com/products/pressure-sensors/sm6391-bce-s-040-00-631/16448705.html
SM7391-BCE-S-005.00-831 | TE Connectivity | 1: 20.8046 10: 20.4331 25: 20.4331 50: 20.0615 100: 20.0615 | Differential 3V 3.6V SO | - |  |  | Industrial | [7 empty] | 3.6V | - |  | 3V |  |  |  | - | -20℃~85℃ |  |  |  |  | - |  | SO |  |  |  |  | Differential | [8 empty] | 331 | https://www.unikeyic.com/media/about_us/Unikey_ISO_9001_Certification.pdf | https://www.unikeyic.com/products/pressure-sensors/sm7391-bce-s-005-00-831/9681964.html
SM9233-BCE-S-250-000 | TE Connectivity | 3+: 43.901 12+: 42.075 | Sensor I²C 3V-5.5V 0kPa~0.25kPa ±3% SOIC-16 SMD, Top Mount | [40 empty] | 19 | https://www.unikeyic.com/media/datasheet/b0/8a/3320/b08a332088b4106b87c5c7760c5dd791.pdf | https://www.unikeyic.com/products/pressure-sensors/sm9233-bce-s-250-000/35040672.html
SM9233-BCE-S-250-002 | TE Connectivity | 1+: 46.1937 5+: 45.3688 10+: 45.3688 25+: 44.544 50+: 44.544 | Sensor 3V-5.5V 0kPa~0.25kPa SOIC-16 | [40 empty] | 58 |  | https://www.unikeyic.com/products/pressure-sensors/sm9233-bce-s-250-002/8966831.html
SM9235-BCE-S-300-000 | TE Connectivity | 1+: 43.38 5+: 42.6053 10+: 42.6053 25+: 42.6053 | Sensor I²C 0Pa~300Pa 3V 5.5V 0kPa~0.3kPa ±2.5% SOIC-16 SMD, Top Mount | [40 empty] | 247 | https://www.unikeyic.com/media/datasheet/5d/c6/de8f/5dc6de8f85c0eaa390a3bd30e43b5950.pdf | https://www.unikeyic.com/products/pressure-sensors/sm9235-bce-s-300-000/35040010.html
SM9235-BCE-S-300-002 | TE Connectivity | 1+: 43.38 5+: 42.6053 10+: 42.6053 25+: 41.8307 50+: 41.8307 | Sensor, I²C 3V-5.5V 0kPa-0.3kPa ±2.5% SOIC-16 SMD, Top Mount | [40 empty] | 363 | https://www.unikeyic.com/media/datasheet/5d/c6/de8f/5dc6de8f85c0eaa390a3bd30e43b5950.pdf | https://www.unikeyic.com/products/pressure-sensors/sm9235-bce-s-300-002/11216238.html
SM9236-BCE-S-600-000 | TE Connectivity | 4+: 35.75 8+: 35.134 16+: 34.518 31+: 33.902 | Pressure Sensor, I²C, 3V-5.5V, 0-0.6kPa ±1.5%, SOIC-16, SMD, Top Mount | [40 empty] | 45 | https://www.unikeyic.com/media/datasheet/b0/8a/3320/b08a332088b4106b87c5c7760c5dd791.pdf | https://www.unikeyic.com/products/pressure-sensors/sm9236-bce-s-600-000/11288506.html
SM9236-BCE-S-600-002 | TE Connectivity | 1+: 146.0495 | 3V 5.5V 0kPa~0.6kPa SOIC-16 Sensor | [40 empty] | 10 | https://www.unikeyic.com/media/datasheet/5d/c6/de8f/5dc6de8f85c0eaa390a3bd30e43b5950.pdf | https://www.unikeyic.com/products/pressure-sensors/sm9236-bce-s-600-002/26902380.html
SM9541-010C-S-C-3-S | TE Connectivity | 10+: 26.6003 25+: 24.2129 45+: 23.4858 | TE Connectivity Pressure Sensor, Gauge, Max 980Pa | [40 empty] | 42 |  | https://www.unikeyic.com/products/pressure-sensors/sm9541-010c-s-c-3-s/567857518.html
SM9541-020C-S-C-3-S | TE Connectivity | 45: 46.1697 90: 45.4775 225: 44.9771 450: 44.4827 | TE Connectivity Pressure Sensor, Gauge pressure sensor, Maximum work1961Pa | ±1 % | [9 empty] | 10.26mm(Length)*9.32mm(height) | 3.3V | 1961 pA |  | - |  | PCB mounting |  | - | 65℃(max) |  |  |  |  | - | [6 empty] | - |  |  |  | bulk |  |  |  |  | 52 | https://www.unikeyic.com/media/about_us/Unikey_ISO_9001_Certification.pdf | https://www.unikeyic.com/products/pressure-sensors/sm9541-020c-s-c-3-s/575117678.html
SM9541-040C-S-C-3-S | TE Connectivity | 1: 21.6657 10: 20.5254 50: 19.7479 | TE Connectivity Pressure Sensor, Gauge pressure sensor, Maximum work3922Pa | ±1 % | [9 empty] | 10.26mm(Length)*9.32mm(height) | 3.3V | 3922 pA |  | - |  | PCB mounting |  | - | 65℃(max) |  |  |  |  | - | [6 empty] | - |  |  |  | bulk | [5 empty] | https://www.unikeyic.com/media/about_us/Unikey_ISO_9001_Certification.pdf | https://www.unikeyic.com/products/pressure-sensors/sm9541-040c-s-c-3-s/3697210.html
SM9541-100C-D-C-3-S | TE Connectivity | 10+: 22.7951 25+: 22.1164 45+: 21.4499 | TE Connectivity Pressure Sensor, Differential, Max 9806Pa | [40 empty] | 43 |  | https://www.unikeyic.com/products/pressure-sensors/sm9541-100c-d-c-3-s/23686062.html
SM9541-100C-S-C-3-S | TE Connectivity | 1+: 37.554 5+: 31.104 10+: 28.9008 25+: 27.9936 45+: 26.4384 | TE Connectivity Pressure Sensor, Gauge Type, Max Working 9806Pa | [40 empty] | 812 | https://www.unikeyic.com/media/datasheet/f5/4f/b227/f54fb2272d569a6dc074f000d5885c6b.pdf | https://www.unikeyic.com/products/pressure-sensors/sm9541-100c-s-c-3-s/571943790.html
SM9543-005M-D-C-3-S | Silicon Microstructures | 1: 30.6026 | 3V~3.6V SOIC-16 5 mbar | ±1.50% | [6 empty] | SM9543-005M-D-C-3-S Silicon Microstructures |  |  |  | 3.6V | - |  | - |  | SMD mount |  | 5mbar | -5℃~65℃ |  |  |  |  | Digital |  | SOIC-16 |  |  |  |  | differential |  |  |  | Tube | [5 empty] | https://www.unikeyic.com/media/datasheet/8d/de/4c2c/8d/99d81856a24cfb4b52b633803c96e505.pdf | https://www.unikeyic.com/products/pressure-sensors/sm9543-005m-d-c-3-s/34968143.html
SP4900111XTMA2 | Infineon Technologies | 1+: 4.171 10+: 4.0042 25+: 3.7372 50+: 3.6705 100+: 3.6705 250+: 3.6037 500+: 3.6037 1,000+: 3.6037 | PRESSURE SENSOR, ABSOLUTE, 100KPA-920KPA; | [40 empty] | 819 |  | https://www.unikeyic.com/products/pressure-sensors/sp4900111xtma2/687976216.html
SPAN-B-B11R-Q4-PN-L1 | FESTO | 1: 100.2814 | relative PNP/NPN 10Pa 1.5 %FS | 1.5 %FS | [10 empty] | - | 10Pa |  | - |  |  |  | - | [5 empty] | PNP/NPN | [6 empty] | relative | [8 empty] | 4 | https://www.unikeyic.com/media/about_us/Unikey_ISO_9001_Certification.pdf | https://www.unikeyic.com/products/pressure-sensors/span-b-b11r-q4-pn-l1/998946310.html
SPAN-B-B2R-G18M-PN-L1 | FESTO | 1: 103.7368 | Relative PNP/NPN 1Pa 1.5%FS | 1.5 %FS | [10 empty] | - | 1Pa |  | - |  |  |  | - | [5 empty] | PNP/NPN | [6 empty] | relative | [8 empty] | 2 | https://www.unikeyic.com/media/about_us/Unikey_ISO_9001_Certification.pdf | https://www.unikeyic.com/products/pressure-sensors/span-b-b2r-g18m-pn-l1/998946187.html
SPAU-B11R-W-Q6D-L-PNLK-PNVBA-M8U | FESTO | 1+: 222.0977 | Relative Analog 3V 10Pa ±1.5% Wall Mount, SMD | [40 empty] | 3 |  | https://www.unikeyic.com/products/pressure-sensors/spau-b11r-w-q6d-l-pnlk-pnvba-m8u/1004604875.html
SPAU-V1R-W-G18FD-L-PNLK-PNVBA-M8U | FESTO | 1: 251.964 | Festo Pressure Sensor, Oper. Press -1bar to 0bar, Air/Gas, 30V DC, Max Temp +50°C | ±1.5% |  |  | Commercial Grade | [7 empty] | 30V | 0KPa |  | 20V |  |  |  | - | [5 empty] | - | [6 empty] | vacuum |  | On sale |  | bulk |  |  |  |  | 4 | https://www.unikeyic.com/media/about_us/Unikey_ISO_9001_Certification.pdf | https://www.unikeyic.com/products/pressure-sensors/spau-v1r-w-g18fd-l-pnlk-pnvba-m8u/10944317.html
SPT4V0030PA4W02 | Honeywell | 1+: 334.312 2+: 318.395 | Absolute Pressure Sensor, 0psi~30psi, 12.5V/24V, Thread Mount, Hinge Mount, 25.64mm × 22.2mm × 90.7mm | [40 empty] | 4 | https://www.unikeyic.com/media/datasheet/f7/2e/3e5a/f7/3c1185e2e9f6c8526419c23283ef164f.pdf | https://www.unikeyic.com/products/pressure-sensors/spt4v0030pa4w02/35014206.html
SPT4V0030PA6W02 | Honeywell | 1: 1311.7628 | absolute 0psi~30psi 12.5V 24V threaded mounting，Hinge mounting 25.64mm*22.2mm*88.2mm | [5 empty] | SPT4V0030 | [9 empty] | 1 (Unlimited) | [12 empty] | Bulk | [7 empty] | * |  |  |  | 21 | https://www.unikeyic.com/media/datasheet/47/b2/e94a/47/9c681870b60d5b01a8d8b7a3ca25348f.pdf | https://www.unikeyic.com/products/pressure-sensors/spt4v0030pa6w02/35049078.html
SPT4V0300PG4W07 | Honeywell | 1: 766.018 2: 751.289 | metering 0psi~300psi 25.64mm*22.2mm*90.7mm | [5 empty] | SPT4V0300 | [9 empty] | 1 (Unlimited) | [12 empty] | Bulk | [7 empty] | * |  |  |  | 13 | https://www.unikeyic.com/media/about_us/Unikey_ISO_9001_Certification.pdf | https://www.unikeyic.com/products/pressure-sensors/spt4v0300pg4w07/18891.html
SPTMA0015PA9B | Honeywell | 1+: 294.129 2+: 280.115 | Sensor, Absolute 0psi~15psi, 12.5V-24V, Threaded/Hinged Mount, 25.64mm × 22.2mm × 79.8mm | [40 empty] | 3 | https://www.unikeyic.com/media/datasheet/47/b2/e94a/47/9c681870b60d5b01a8d8b7a3ca25348f.pdf | https://www.unikeyic.com/products/pressure-sensors/sptma0015pa9b/11096535.html
SPTMA0030PA4W02 | Honeywell | 1: 928.7808 | absolute 0psi~30psi 12.5V 24V threaded mounting，Hinge mounting 25.64mm*22.2mm*90.7mm | [5 empty] | SPTMA0030 | [9 empty] | 1 (Unlimited) | [12 empty] | Bulk | [5 empty] | 10473498 |  | * |  |  |  | 1 | https://www.unikeyic.com/media/about_us/Unikey_ISO_9001_Certification.pdf | https://www.unikeyic.com/products/pressure-sensors/sptma0030pa4w02/11187954.html
SPTMA0030PA9W08 | Honeywell | 1+: 252.802 2+: 248.127 3+: 243.441 5+: 238.766 | Absolute 0psi~30psi 12.5V 24V Thread Mount, Pivot Mount 20.7mm × 20.7mm × 85.6mm | [40 empty] | 7 | https://www.unikeyic.com/media/datasheet/47/b2/e94a/47/9c681870b60d5b01a8d8b7a3ca25348f.pdf | https://www.unikeyic.com/products/pressure-sensors/sptma0030pa9w08/35017081.html
SPTMA0030PG5W02 | Honeywell | 1+: 468.083 2+: 459.25 3+: 450.417 | Vented Pressure Gauge Wheatstone Bridge 206.84kPa 12.5V 24V 620.53kPa ±0.25% Wire Mount 25.64mm×22.2mm×91.8mm | [40 empty] | 5 | https://www.unikeyic.com/media/datasheet/6d/4b/a721/6d/f09dd90a89e0e151c60eba32542ea6d4.pdf | https://www.unikeyic.com/products/pressure-sensors/sptma0030pg5w02/10996916.html
SPTMA0050PG5W02 | Honeywell | 1: 232.848 2: 228.536 3: 224.224 5: 219.912 | metering 0psi~50psi threaded mounting，Hinge mounting 25.64mm*22.2mm*91.8mm | [5 empty] | SPTMA0050 | [9 empty] | 1 (Unlimited) | [12 empty] | Bulk | [5 empty] | 10473295 |  | * |  |  |  | 6 | https://www.unikeyic.com/media/about_us/Unikey_ISO_9001_Certification.pdf | https://www.unikeyic.com/products/pressure-sensors/sptma0050pg5w02/11266449.html
SPTMA0300PA4B | Honeywell | 1+: 555.984 2+: 545.292 | Absolute 0psi~300psi 12.5V 24V 86mm × 25.64mm × 22.2mm | [40 empty] | 21 | https://www.unikeyic.com/media/datasheet/3c/de/257f/3c/a91e8647321952a93cb24fe0a32d7fb4.pdf | https://www.unikeyic.com/products/pressure-sensors/sptma0300pa4b/35070529.html
SPTMA0300PA4W02 | Honeywell | 1+: 425.48 3+: 408.463 8+: 392.128 | Absolute Pressure Sensor 0psi~300psi 12.5V 24V 25.64mm × 22.2mm × 90.7mm | [40 empty] | 13 | https://www.unikeyic.com/media/datasheet/47/b2/e94a/47/9c681870b60d5b01a8d8b7a3ca25348f.pdf | https://www.unikeyic.com/products/pressure-sensors/sptma0300pa4w02/35053347.html
SPTMA0500PG5W02 | Honeywell | 1+: 580.69 2+: 569.525 | Vented Pressure Sensor, Wheatstone Bridge, 3.44738MPa, 12.5V/24V, 8.27371MPa ±0.25%, Wire Mount, 25.64mm × 22.2mm × 91.8mm | [40 empty] | 14 | https://www.unikeyic.com/media/datasheet/6d/4b/a721/6d/f09dd90a89e0e151c60eba32542ea6d4.pdf | https://www.unikeyic.com/products/pressure-sensors/sptma0500pg5w02/11261485.html
SSCDANN010NG2A3 | Honeywell | 50: 71.3318 100: 69.5492 | Exhaust type metering I²C 2.49KPa 3.27V 3.33V 74.75KPa ±0.25% DIP-8 Through hole mounting，top mount 10mm(Length)*13.75mm(height) | ±0.25% |  |  |  | Board Mount | SSCDANN |  |  | Amplified Output, Temperature Compensated |  |  |  |  | 10.84PSI (74.75kPa) |  | 1 (Unlimited) |  | Through Hole |  |  |  | 0.36PSI (2.49kPa) | -40°C ~ 85°C | 12 b |  | I²C |  | 8-DIP (0.524", 13.30mm), Top Port | Bulk | Male - 0.19" (4.93mm) Tube | Barbed |  | Vented Gauge |  | 2704716 |  | TruStability® SSC | 8-DIP | PC Pin | 3.27V ~ 3.33V | 211 | https://www.unikeyic.com/media/datasheet/5b/d2/a9af/5b/0fb2b9cf865a6c4cff34a1c36f1edbc6.pdf | https://www.unikeyic.com/products/pressure-sensors/sscdann010ng2a3/11316367.html
SSCDANN015PD2A5 | Honeywell | 4+: 28.457 10+: 27.929 20+: 27.401 39+: 26.873 100+: 26.345 150+: 23.716 | Honeywell Piezoresistive Pressure Sensor, Max Working 103kPa, Max Overload 413kPa | [40 empty] | 214 | https://www.unikeyic.com/media/datasheet/09/94/1f75/09941f75866988390e2a5ece4f89ee57.pdf | https://www.unikeyic.com/products/pressure-sensors/sscdann015pd2a5/35051107.html
SSCDANN015PGAA3 | Honeywell | 4: 28.028 | Exhaust pressure gauge AnalogVoltage 103.42KPa 5.25V 206.84KPa ±0.25% DIP Through hole mounting，top mount | ±0.25% |  |  | Industrial |  |  |  | SSCDANN015PGAA3 Honeywell |  |  |  | 5.25V | 206.84KPa |  | - |  | Through hole mounting, top mount |  | 103.42KPa | -40℃~85℃ |  |  |  |  | AnalogVoltage |  | DIP |  |  |  |  | Exhaust pressure gauge |  | On sale | [6 empty] | 7 | https://www.unikeyic.com/media/datasheet/d6/63/f8d9/d6/9f34aff772b0b615cf8ca29607cfd34b.pdf | https://www.unikeyic.com/products/pressure-sensors/sscdann015pgaa3/35043117.html
SSCDANN100PG5A5 | Honeywell | 4+: 28.457 10+: 27.929 | Honeywell Piezoresistive Pressure Sensor, Max Working 689kPa, Max Overload 1723kPa | [40 empty] | 10 | https://www.unikeyic.com/media/datasheet/d6/63/f8d9/d6/9f34aff772b0b615cf8ca29607cfd34b.pdf | https://www.unikeyic.com/products/pressure-sensors/sscdann100pg5a5/11092734.html
SSCDANN2.5BGAA5 | Honeywell | 3: 43.109 7: 41.382 | metering Analog 5.25V DIP | [15 empty] | Vendor Undefined | [12 empty] | Bulk | [7 empty] | * |  |  |  | 18 | https://www.unikeyic.com/media/datasheet/34/63/7677/34/af39e5ccecfda11190d88bdd0893ce2f.pdf | https://www.unikeyic.com/products/pressure-sensors/sscdann2-5bgaa5/3460.html
SSCDANT015PGAA3 | Honeywell | 3+: 46.805 6+: 45.936 12+: 45.078 24+: 44.209 | Vented Pressure Sensor, 103.42kPa 3V 3.6V 206.84kPa ±0.25% DIP-8 TH Top Mount | [40 empty] | 40 | https://www.unikeyic.com/media/datasheet/09/94/1f75/09941f75866988390e2a5ece4f89ee57.pdf | https://www.unikeyic.com/products/pressure-sensors/sscdant015pgaa3/10931237.html
SSCDANT030PG2A3 | Honeywell | 1: 44.0771 5: 40.6242 10: 39.336 25: 38.472 | Honeywell Gauge Pressure Sensor, Max Working 30psi | ±0.25% |  |  |  | Board Mount | SSCDANT |  |  | Amplified Output, Temperature Compensated |  |  |  |  | 60PSI (413.69kPa) |  | 1 (Unlimited) |  | Through Hole |  |  |  | 30PSI (206.84kPa) | -40°C ~ 85°C | 12 b |  | I²C |  | 8-DIP (0.524", 13.30mm), Top Port | Tube | Male - 0.19" (4.93mm) Tube | Barbed |  | Vented Gauge |  | 2601665 |  | TruStability® SSC | 8-DIP | PC Pin | 3V ~ 3.6V | 102 | https://www.unikeyic.com/media/datasheet/09/94/1f75/09941f75866988390e2a5ece4f89ee57.pdf | https://www.unikeyic.com/products/pressure-sensors/sscdant030pg2a3/11298777.html
SSCDANV015PASA3 | Honeywell | 50: 38.7208 250: 37.946 | Honeywell Piezoresistive pressure sensor, Maximum work103kPa, Maximum overload206kPa | ±0.25% |  |  | Industrial | [6 empty] | 10mm(Length)*13.75mm(height) | 3.6V | 103KPa |  | 3V |  | Through hole mounting |  | 0psi~15psi | -40℃~85℃ |  |  |  |  | - | [6 empty] | absolute | [8 empty] | 118 | https://www.unikeyic.com/media/about_us/Unikey_ISO_9001_Certification.pdf | https://www.unikeyic.com/products/pressure-sensors/sscdanv015pasa3/35043700.html
SSCDANV015PGAA5 | Honeywell | 4+: 28.457 10+: 27.929 | Honeywell Instrument Pressure Sensor, Max Working 15psi | [40 empty] | 10 |  | https://www.unikeyic.com/products/pressure-sensors/sscdanv015pgaa5/35030662.html
SSCDANV030PASA3 | Honeywell | 4+: 28.457 10+: 27.929 20+: 27.401 | Honeywell Piezoresistive Pressure Sensor, Max Working 206kPa, Max Overload 413kPa | [40 empty] | 29 |  | https://www.unikeyic.com/products/pressure-sensors/sscdanv030pasa3/11279238.html
SSCDANV150PGAA5 | Honeywell | 50: 46.4042 100: 45.1557 | Exhaust type metering 1.03421MPa 4.75V 5.25V 1.72369MPa ±0.25% DIP-8 Through hole mounting，top mount 10mm*12.4mm*13.75mm | ±0.25% |  |  |  | Board Mount | SSCDANV |  |  | Amplified Output, Temperature Compensated |  |  |  |  | 250PSI (1723.69kPa) |  | 1 (Unlimited) |  | Through Hole |  |  |  | 150PSI (1034.21kPa) | -40°C ~ 85°C | 0.5 V ~ 4.5 V |  | Analog Voltage |  | 8-DIP (0.524", 13.30mm), Top Port | Bulk | Male - 0.19" (4.93mm) Tube | Barbed |  | Vented Gauge |  | 3934941 |  | TruStability® SSC | 8-DIP | PC Pin | 4.75V ~ 5.25V | 90 | https://www.unikeyic.com/media/datasheet/d6/63/f8d9/d6/9f34aff772b0b615cf8ca29607cfd34b.pdf | https://www.unikeyic.com/products/pressure-sensors/sscdanv150pgaa5/35043826.html
SSCDJJN006MDAA5 | Honeywell | 2: 80.828 4: 77.594 15: 74.492 | Board Mount Pressure Sensors DIP Dual Rad Brblss Differential 5V | [15 empty] | Vendor Undefined | [12 empty] | Bulk | [5 empty] | 14707155 |  | * |  |  |  | 17 | https://www.unikeyic.com/media/datasheet/34/63/7677/34/af39e5ccecfda11190d88bdd0893ce2f.pdf | https://www.unikeyic.com/products/pressure-sensors/sscdjjn006mdaa5/11018399.html
SSCDRNN001PD2A5 | Honeywell | 5: 26.477 11: 25.993 21: 25.498 42: 25.014 | Differential Digital ±1psi 5.25V DIP | [15 empty] | 1 (Unlimited) | [12 empty] | Bulk | [5 empty] | 10473712 |  | * |  |  |  | 80 | https://www.unikeyic.com/media/datasheet/34/63/7677/34/af39e5ccecfda11190d88bdd0893ce2f.pdf | https://www.unikeyic.com/products/pressure-sensors/sscdrnn001pd2a5/11253908.html
SSCDRRD010MDAA5 | Honeywell | 4: 33.209 9: 32.593 17: 31.977 | Honeywell Differential pressure sensor, Maximum work10mbar | [28 empty] | Bulk | [5 empty] | 18858995 |  | * |  |  |  | 25 | https://www.unikeyic.com/media/about_us/Unikey_ISO_9001_Certification.pdf | https://www.unikeyic.com/products/pressure-sensors/sscdrrd010mdaa5/34950023.html
SSCDRRN002ND2A3 | Honeywell | 4+: 33.209 9+: 32.593 17+: 31.977 34+: 31.361 100+: 30.745 | Honeywell Piezoresistive Pressure Sensor, Max Working 0.019kPa, Max Overload 2.64kPa | [40 empty] | 111 | https://www.unikeyic.com/media/datasheet/09/94/1f75/09941f75866988390e2a5ece4f89ee57.pdf | https://www.unikeyic.com/products/pressure-sensors/sscdrrn002nd2a3/11031009.html
SSCDRRN025MDAA3 | Honeywell | 4+: 33.209 9+: 32.593 17+: 31.977 34+: 31.361 100+: 30.745 150+: 27.676 | Honeywell Differential Pressure Sensor, Max 25mbar | [40 empty] | 150 | https://www.unikeyic.com/media/datasheet/09/94/1f75/09941f75866988390e2a5ece4f89ee57.pdf | https://www.unikeyic.com/products/pressure-sensors/sscdrrn025mdaa3/34989040.html
SSCDRRV015PDAA5 | Honeywell | 1: 56.7644 5: 55.7508 10: 54.7371 25: 54.7371 | Honeywell Piezoresistive pressure sensor, Maximum work103kPa, Maximum overload413kPa | ±0.25 % | [9 empty] | 10mm(Length)*13.75mm(height) | 5V | 103KPa |  | - |  | Through hole mounting |  | - | 85℃(max) |  |  |  |  | - | [6 empty] | - | [8 empty] | 25 | https://www.unikeyic.com/media/about_us/Unikey_ISO_9001_Certification.pdf | https://www.unikeyic.com/products/pressure-sensors/sscdrrv015pdaa5/34975272.html
SSCDRRV015PDSA3 | Honeywell | 5+: 24.893 | Honeywell Differential Pressure Sensor, Max Working 15psi | [40 empty] | 11 | https://www.unikeyic.com/media/datasheet/5d/14/9058/5d149058fa32380a1bfa4e819b5d0ebd.pdf | https://www.unikeyic.com/products/pressure-sensors/sscdrrv015pdsa3/11115776.html
SSCDRRV100MDAA5 | Honeywell | 4: 28.457 10: 27.929 20: 27.401 | Honeywell Piezoresistive pressure sensor, Maximum work10kPa, Maximum overload140kPa | ±0.25 % | [9 empty] | 10mm(Length)*13.75mm(height) | 5V | 10KPa |  | - |  | Through hole mounting |  | - | 85℃(max) |  |  |  |  | - | [6 empty] | - | [8 empty] | 22 | https://www.unikeyic.com/media/about_us/Unikey_ISO_9001_Certification.pdf | https://www.unikeyic.com/products/pressure-sensors/sscdrrv100mdaa5/5158949.html
SSCDRRV100MGAA5 | Honeywell | 4+: 28.457 10+: 27.929 20+: 27.401 39+: 26.873 100+: 26.345 150+: 23.716 | Honeywell Instrument Pressure Sensor, Max Working 100mbar | [40 empty] | 242 |  | https://www.unikeyic.com/products/pressure-sensors/sscdrrv100mgaa5/15737364.html
SSCMANN100PG4A3 | Honeywell | 1: 68.563 5: 56.4516 10: 52.4664 25: 48.6108 50: 44.5608 100: 42.552 | Exhaust type metering I²C 689.48KPa 3V 3.6V 1.72369MPa ±0.25% SMD-8P SMD mount，top mount 10mm(Length)*13.75mm(height) | ±0.25% |  |  | Industrial |  |  |  | SSCMANN100PG4A3 Honeywell |  |  | 10mm(Length)*13.75mm(height) | 3.6V | 1.72369MPa |  | 3V |  | SMD mount, top mount |  | 689.48KPa | -40℃~85℃ |  |  |  |  | I²C |  | SMD-8P |  |  |  |  | Exhaust metering |  | On sale |  | bulk |  |  |  |  | 67 | https://www.unikeyic.com/media/datasheet/d6/63/f8d9/d6/9f34aff772b0b615cf8ca29607cfd34b.pdf | https://www.unikeyic.com/products/pressure-sensors/sscmann100pg4a3/8008.html
SSCMANV015PA2A3 | Honeywell | 5+: 24.893 12+: 24.431 23+: 23.969 | Honeywell Absolute Pressure Sensor, Max Working 15psi | [40 empty] | 34 |  | https://www.unikeyic.com/products/pressure-sensors/sscmanv015pa2a3/11194309.html
SSCMANV015PAAA5 | Honeywell | 1+: 44.0986 | Honeywell Piezoresistive Pressure Sensor, Max Working 103kPa, Max Overload 206kPa | [40 empty] | 47 |  | https://www.unikeyic.com/products/pressure-sensors/sscmanv015paaa5/34987546.html
SSCMANV015PGAA5 | Honeywell | 5+: 24.893 12+: 24.431 23+: 23.969 | Honeywell Piezoresistive Pressure Sensor, Max Working 103kPa, Max Overload 206kPa | [40 empty] | 40 |  | https://www.unikeyic.com/products/pressure-sensors/sscmanv015pgaa5/11046154.html
SSCMANV150PG2A3 | Honeywell | 1+: 39.5124 5+: 38.8068 10+: 38.8068 25+: 38.1012 50+: 38.1012 | Honeywell Piezoresistive Pressure Sensor, Max Working 1034kPa, Max Overload 1723kPa | [40 empty] | 16 |  | https://www.unikeyic.com/products/pressure-sensors/sscmanv150pg2a3/11255248.html
SSCMANV150PGAA5 | Honeywell | 5+: 24.893 12+: 24.431 23+: 23.969 45+: 23.507 | Honeywell Piezoresistive Pressure Sensor, Max Working 1034kPa, Max Overload 1723kPa | [40 empty] | 46 |  | https://www.unikeyic.com/products/pressure-sensors/sscmanv150pgaa5/34982903.html
SSCMLNN015PAAA3 | Honeywell | 4: 30.888 10: 29.656 | 0psi~15psi 3V 3.6V SMD mount | [28 empty] | Bulk | [5 empty] | 18861719 |  | * |  |  |  | 10 | https://www.unikeyic.com/media/datasheet/b0/eb/8533/b0/4a6cfeb9cedf98a20916e6ffd520ca97.pdf | https://www.unikeyic.com/products/pressure-sensors/sscmlnn015paaa3/35049096.html
SSCMLNN015PG2A5 | Honeywell | 4: 28.457 10: 27.929 20: 27.401 39: 26.873 100: 26.345 150: 23.716 | Exhaust pressure gauge I²C 103.42KPa 4.75V 5.25V 206.84KPa ±0.25% SMD-8P SMD mount 10mm(Length)*12.78mm(height) | ±0.25% |  |  |  | Board Mount | SSCMLNN |  |  | Amplified Output, Temperature Compensated |  |  |  |  | 30PSI (206.84kPa) |  | 1 (Unlimited) |  | Surface Mount |  |  |  | 15PSI (103.42kPa) | -40°C ~ 85°C | 12 b |  | I²C |  | 8-SMD, J-Lead, Top Port | Bulk | Male - 0.1" (2.47mm) Tube | Barbless |  | Vented Gauge |  | 3934979 |  | TruStability® SSC | 8-SMT | SMD (SMT) Tab | 4.75V ~ 5.25V | 589 | https://www.unikeyic.com/media/datasheet/d6/63/f8d9/d6/9f34aff772b0b615cf8ca29607cfd34b.pdf | https://www.unikeyic.com/products/pressure-sensors/sscmlnn015pg2a5/35062971.html
SSCMLNN025MDAA3 | Honeywell | 4: 33.209 9: 32.593 17: 31.977 34: 31.361 100: 30.745 150: 27.676 500: 24.596 | Differential 2.5KPa 3.27V 3.33V 2.5Kpa ±0.25% SMD-8P SMD mount，top mount 10mm(Length)*13.75mm(height) | ±0.25% |  |  | Industrial |  |  |  | SSCMLNN025MDAA3 Honeywell |  |  | 10mm(Length)*13.75mm(height) | 3.33V | 2.5Kpa |  | 3.27V |  | SMD mount, top mount |  | 2.5KPa | -40℃~85℃ |  |  |  |  | - |  | SMD-8P |  |  |  |  | Differential |  | On sale |  | bulk |  |  |  |  | 997 | https://www.unikeyic.com/media/datasheet/d6/63/f8d9/d6/9f34aff772b0b615cf8ca29607cfd34b.pdf | https://www.unikeyic.com/products/pressure-sensors/sscmlnn025mdaa3/8090.html
SSCMNNN002NG2A3T | Honeywell | 4: 29.887 10: 29.337 19: 28.787 37: 28.226 400: 27.676 500: 24.596 | Board Mt. Pressure Sensors SMT No Ports Gage | [5 empty] | SSCMNNN | [9 empty] | 1 (Unlimited) | [12 empty] | Bulk | [7 empty] | * |  |  |  | 900 | https://www.unikeyic.com/media/datasheet/34/63/7677/34/af39e5ccecfda11190d88bdd0893ce2f.pdf | https://www.unikeyic.com/products/pressure-sensors/sscmnnn002ng2a3t/35055321.html
SSCMNNN030PASA3 | Honeywell | 1: 68.475 5: 56.6136 10: 52.5096 25: 44.0208 | absolute SPI 206.84KPa 3V 3.6V 413.69KPa ±0.25% SMD-8P SMD mount 10mm(Length)*5.44mm(height) | ±0.25% |  |  |  | Board Mount | SSCMNNN |  |  | Amplified Output, Temperature Compensated |  |  |  |  | 60PSI (413.69kPa) |  | 1 (Unlimited) |  | Surface Mount |  |  |  | 30PSI (206.84kPa) | -40°C ~ 85°C | 12 b |  | SPI |  | 8-SMD, J-Lead | Bulk | - | No Port |  | Absolute |  |  |  | TruStability® SSC | 8-SMT | SMD (SMT) Tab | 3V ~ 3.6V | 11 | https://www.unikeyic.com/media/datasheet/d6/63/f8d9/d6/9f34aff772b0b615cf8ca29607cfd34b.pdf | https://www.unikeyic.com/products/pressure-sensors/sscmnnn030pasa3/35025796.html
SSCMRNN001BASA5 | Honeywell | 4+: 28.457 10+: 27.929 20+: 27.401 39+: 26.873 | Absolute Pressure Sensor, SPI, 100kPa-200kPa, 4.75V-5.25V, ±0.25%, SMD-8P, 5.8mm H | [40 empty] | 96 | https://www.unikeyic.com/media/datasheet/d6/63/f8d9/d6/9f34aff772b0b615cf8ca29607cfd34b.pdf | https://www.unikeyic.com/products/pressure-sensors/sscmrnn001basa5/29429.html
SSCMRNN100PG4A5 | Honeywell | 6+: 18.447 | Vented Pressure Sensor, I²C, 689.48kPa, 1.72369MPa, ±0.25%, SMD | [40 empty] | 7 | https://www.unikeyic.com/media/datasheet/d6/63/f8d9/d6/9f34aff772b0b615cf8ca29607cfd34b.pdf | https://www.unikeyic.com/products/pressure-sensors/sscmrnn100pg4a5/29375.html
SSCMRRD010MDAA5 | Honeywell | 5: 24.893 12: 24.431 23: 23.969 | Honeywell Piezoresistive pressure sensor, Maximum work1kPa, Maximum overload75kPa | [28 empty] | Bulk | [5 empty] | 18865523 |  | * |  |  |  | 40 | https://www.unikeyic.com/media/about_us/Unikey_ISO_9001_Certification.pdf | https://www.unikeyic.com/products/pressure-sensors/sscmrrd010mdaa5/26963712.html
SSCMRRN010NDAA3 | Honeywell | 1+: 103.62 5+: 86.2056 10+: 78.9588 25+: 58.05 | Differential ±2.49kPa 3.27V 3.33V ±12.64/87.15 ±0.25% SMD 6.16mm H | [40 empty] | 1 | https://www.unikeyic.com/media/datasheet/d6/63/f8d9/d6/9f34aff772b0b615cf8ca29607cfd34b.pdf | https://www.unikeyic.com/products/pressure-sensors/sscmrrn010ndaa3/26746.html
SSCMRRN040MDSA3 | Honeywell | 1+: 90.849 5+: 74.3148 10+: 70.5996 25+: 67.2948 50+: 62.4564 100+: 49.2048 | Differential SPI ±4KPa 3.27V 3.33V ±10.8875KPa ±0.25% SMD-8P SMD Sensor, 6.16mm H | [40 empty] | 74 | https://www.unikeyic.com/media/datasheet/09/94/1f75/09941f75866988390e2a5ece4f89ee57.pdf | https://www.unikeyic.com/products/pressure-sensors/sscmrrn040mdsa3/11068475.html
SSCMRRN100MDSA3 | Honeywell | 4+: 28.457 10+: 27.929 20+: 27.401 39+: 26.873 100+: 26.345 | Honeywell Differential Pressure Sensor, Max Working 10kPa, Max Overload 140kPa | [40 empty] | 112 | https://www.unikeyic.com/media/datasheet/d6/63/f8d9/d6/9f34aff772b0b615cf8ca29607cfd34b.pdf | https://www.unikeyic.com/products/pressure-sensors/sscmrrn100mdsa3/35039231.html
SSCMRRN100PGAB5 | Honeywell | 4+: 28.457 10+: 27.929 20+: 27.401 39+: 26.873 100+: 26.345 | Vented Pressure Sensor, Analog Voltage, 689.48kPa, 4.75V 5.25V, 1.72369MPa, ±0.25%, SMD-8P, SMD, 6.16mm H | [40 empty] | 117 | https://www.unikeyic.com/media/datasheet/d6/63/f8d9/d6/9f34aff772b0b615cf8ca29607cfd34b.pdf | https://www.unikeyic.com/products/pressure-sensors/sscmrrn100pgab5/11028344.html
SSCMRRV100MDAA5 | Honeywell | 5+: 24.893 12+: 24.431 23+: 23.969 45+: 23.507 | Honeywell Piezoresistive Pressure Sensor, Max Working 10kPa, Max Overload 140kPa | [40 empty] | 62 |  | https://www.unikeyic.com/products/pressure-sensors/sscmrrv100mdaa5/18916572.html
SSCSLNN100PGAA5 | Honeywell | 3+: 39.864 | Vented Pressure Sensor, Analog Voltage Output, 689.48kPa, 4.75V-5.25V, 1.72369MPa, ±0.25%, SIP, TH, 10mm × 13.75mm × 10mm | [40 empty] | 5 | https://www.unikeyic.com/media/datasheet/d6/63/f8d9/d6/9f34aff772b0b615cf8ca29607cfd34b.pdf | https://www.unikeyic.com/products/pressure-sensors/sscslnn100pgaa5/11060455.html
SSCSMNN015PAAA5 | Honeywell | 4+: 30.426 10+: 29.865 | Absolute Pressure Sensor 103.42kPa 4.75V-5.25V 413.69kPa ±0.25% SIP-4 TH 5.36mm W | [40 empty] | 10 | https://www.unikeyic.com/media/datasheet/d6/63/f8d9/d6/9f34aff772b0b615cf8ca29607cfd34b.pdf | https://www.unikeyic.com/products/pressure-sensors/sscsmnn015paaa5/11105797.html
SSCSNBN100PGAA5 | Honeywell | 1: 96.811 5: 79.7148 10: 75.9456 25: 70.3512 50: 67.4352 100: 65.5668 | Exhaust type metering 689.48KPa 4.75V 5.25V 1.72369MPa ±0.25% SIP-4 Through hole mounting 27.31mm*25.3mm*22.87mm | ±0.25% |  |  | Industrial |  |  |  | SSCSNBN100PGAA5 Honeywell |  |  | 27.31mm*25.3mm*22.87mm | 5.25V | 1.72369MPa |  | 4.75V |  | Through hole mounting |  | 689.48KPa | -40℃~85℃ |  |  |  |  | - |  | SIP-4 |  |  |  |  | Exhaust metering |  | On sale |  | bulk |  |  |  |  | 73 | https://www.unikeyic.com/media/datasheet/d6/63/f8d9/d6/9f34aff772b0b615cf8ca29607cfd34b.pdf | https://www.unikeyic.com/products/pressure-sensors/sscsnbn100pgaa5/34950983.html
TA6833479 | TE Connectivity | 1+: 524.81 2+: 515.603 3+: 506.396 | AST4520 Series Submersible Flush Level Sensor, Economical Solution for Viscous Media Tank Level Monitoring | [40 empty] | 4 |  | https://www.unikeyic.com/products/pressure-sensors/ta6833479/29953538.html
TBPDANN150PGUCV | Honeywell | 1: 26.9466 5: 25.1502 10: 24.7011 50: 24.7011 | Exhaust type metering Wheatstone Bridge 1.03421MPa 1.5V 12V 1.68922MPa ±0.15% DIP-4 Through hole mounting，top mount 7mm*11mm*10.94mm | ±0.15% |  |  |  | Board Mount | TBPDANN |  |  | Temperature Compensated |  |  |  |  | 245PSI (1689.22kPa) |  | 1 (Unlimited) |  | Through Hole |  |  |  | 150PSI (1034.21kPa) | -40°C ~ 125°C | 0 mV ~ 45.75 mV (5V) |  | Wheatstone Bridge |  | 4-DIP (0.453", 11.50mm), Top Port | Tube | Male - 0.11" (2.74mm) Tube | Barbed |  | Vented Gauge |  | 4696874 |  | TBP | 4-DIP | PC Pin | 1.5V ~ 12V | 1 | https://www.unikeyic.com/media/datasheet/dd/53/b7ff/dd/9eca02c5986e3f3e0f333767716b5064.pdf | https://www.unikeyic.com/products/pressure-sensors/tbpdann150pgucv/11172179.html
TBPLANN030PGUCV | Honeywell | 10: 11.902 24: 11.682 47: 11.462 93: 11.242 100: 11.022 150: 9.922 500: 8.822 | Vented Pressure Sensor, Wheatstone Bridge, 206.84kPa (Gauge), 1.5V, 12V, 792.9kPa Max, ±0.15%, SMD-6P, Top Mount, 7mm × 7mm × 10.94mm | ±0.15% |  |  |  | Board Mount | TBPLANN |  |  | Temperature Compensated |  |  |  |  | 115PSI (792.9kPa) |  | 1 (Unlimited) |  | Surface Mount |  |  |  | 30PSI (206.84kPa) | -40°C ~ 125°C | 0 mV ~ 27.5 mV (5V) |  | Wheatstone Bridge |  | 6-SMD, No Lead, Top Port | Tray | Male - 0.11" (2.74mm) Tube | Barbed |  | Vented Gauge |  | 4696885 |  | TBP | 6-SMT | SMD (SMT) Tab | 1.5V ~ 12V | 4671 | https://www.unikeyic.com/media/datasheet/dd/53/b7ff/dd/9eca02c5986e3f3e0f333767716b5064.pdf | https://www.unikeyic.com/products/pressure-sensors/tbplann030pgucv/11347077.html
TBPLLNS001PGUCV | Honeywell | 1: 29.159 5: 29.159 10: 28.1176 50: 28.1176 100: 28.1176 250: 28.1176 | Exhaust type metering Wheatstone Bridge 6.89KPa 1.5V 12V 87.56KPa ±0.2% SMD mount，top mount 7mm*7mm*10.94mm | ±0.2% |  |  | Industrial |  |  |  | TBPLLNS001PGUCV Honeywell |  |  | 7mm*7mm*10.94mm | 12V | 87.56KPa |  | 1.5V |  | SMD mount, top mount |  | 6.89KPa | -40℃~125℃ |  |  |  |  | Wheatstone Bridge | [6 empty] | Exhaust metering |  | On sale | [6 empty] | 2 | https://www.unikeyic.com/media/datasheet/60/4b/e230/60/f37e6a4b52667ddc1ea1591d87c0b43b.pdf | https://www.unikeyic.com/products/pressure-sensors/tbpllns001pgucv/11327616.html
TBPMANN150PGUCV | Honeywell | 1: 31.521 5: 28.8867 10: 27.9075 25: 27.4083 | Exhaust type metering Wheatstone Bridge 1.03421MPa 1.5V 12V 1.68922MPa ±0.15% SMD-4P SMD mount，top mount 7mm*11mm*10.94mm | ±0.15% |  |  |  | Board Mount | TBPMANN |  |  | Temperature Compensated |  |  |  |  | 245PSI (1689.22kPa) |  | 1 (Unlimited) |  | Surface Mount |  |  |  | 150PSI (1034.21kPa) | -40°C ~ 125°C | 0 mV ~ 45.75 mV (5V) |  | Wheatstone Bridge |  | 4-SMD, J-Lead, Top Port | Tray | Male - 0.11" (2.74mm) Tube | Barbed |  | Vented Gauge |  | 4696882 |  | TBP | 4-SMT | SMD (SMT) Tab | 1.5V ~ 12V | 195 | https://www.unikeyic.com/media/datasheet/dd/53/b7ff/dd/9eca02c5986e3f3e0f333767716b5064.pdf | https://www.unikeyic.com/products/pressure-sensors/tbpmann150pgucv/11272609.html
TSCDANN060PGUCV | Honeywell | 1: 27.9857 5: 27.9857 10: 27.4859 25: 26.9862 50: 26.9862 | Exhaust type metering Wheatstone Bridge 413.69KPa 1.5V 12V 999.74KPa ±0.15% DIP-8 Through hole mounting，top mount 10mm(Length)*13.75mm(height) | ±0.15% |  |  | Industrial |  |  |  | TSCDANN060PGUCV Honeywell |  |  | 10mm(Length)*13.75mm(height) | 12V | 999.74KPa |  | 1.5V |  | Through hole mounting, top mount |  | 413.69KPa | -40℃~85℃ |  |  |  |  | Wheatstone Bridge |  | DIP-8 |  |  |  |  | Exhaust metering |  | On sale |  | bulk |  |  |  |  | 94 | https://www.unikeyic.com/media/datasheet/a4/7f/b459/a4/0bad25adcbc3c6618382edde07621d47.pdf | https://www.unikeyic.com/products/pressure-sensors/tscdann060pgucv/10957012.html
TSCDJJN001PDUCV | Honeywell | 50: 60.9504 100: 59.3901 | Honeywell Pressure Sensors, Maximum pressure reading1psi, Minimum pressure reading-1psi | ±0.2% |  |  |  | Board Mount | TSCDJJN |  |  | Temperature Compensated |  |  |  |  | ±12.5PSI (±86.18kPa) |  | 1 (Unlimited) |  | Through Hole |  |  |  | ±1PSI (±6.89kPa) | -40°C ~ 85°C | 0 mV ~ 15 mV (5V) |  | Wheatstone Bridge |  | 8-DIP (0.524", 13.30mm), Dual Ports, Same Side | Tray | Male - 0.09" (2.34mm) Tube, Dual | Barbless |  | Differential |  | 4696868 |  | TruStability® TSC | 8-DIP | PC Pin | 1.5V ~ 12V | 150 | https://www.unikeyic.com/media/datasheet/a4/7f/b459/a4/0bad25adcbc3c6618382edde07621d47.pdf | https://www.unikeyic.com/products/pressure-sensors/tscdjjn001pducv/11244989.html
TSCDJJN005PDUCV | Honeywell | 1: 90.981 5: 75.3516 10: 70.0272 25: 63.5688 50: 60.9768 100: 56.592 | Differential Wheatstone Bridge ±34.47KPa 1.5V 12V ±30.20684MPa ±0.15% DIP-8 Through hole mounting 16.66mm(Length)*6.51mm(height) | ±0.15% |  |  | Industrial |  |  |  | TSCDJJN005PDUCV Honeywell |  |  | 16.66mm(Length)*6.51mm(height) | 12V | ±30.20684MPa |  | 1.5V |  | Through hole mounting |  | ±34.47KPa | -40℃~85℃ |  |  |  |  | Wheatstone Bridge |  | DIP-8 |  |  |  |  | Differential |  | On sale | [6 empty] | 600 | https://www.unikeyic.com/media/datasheet/a4/7f/b459/a4/0bad25adcbc3c6618382edde07621d47.pdf | https://www.unikeyic.com/products/pressure-sensors/tscdjjn005pducv/11032315.html
TSCSANN015PGUCV | Honeywell | 4+: 30.8 9+: 30.239 | Vented Pressure Gauge Wheatstone Bridge 103.42kPa 1.5V 12V 413.69kPa ±0.15% SIP-4 TH 10mm × 13.75mm × 10mm | [40 empty] | 10 | https://www.unikeyic.com/media/datasheet/a4/7f/b459/a4/0bad25adcbc3c6618382edde07621d47.pdf | https://www.unikeyic.com/products/pressure-sensors/tscsann015pgucv/35050392.html
TSCSHHN010KDUCV | Honeywell | 1+: 23.6906 | [41 empty] | 6 |  | https://www.unikeyic.com/products/pressure-sensors/tscshhn010kducv/4973830.html
TSCSHNN100PGUCV | Honeywell | 2+: 71.082 8+: 68.123 16+: 65.406 78+: 62.788 | Vented Pressure Sensor, Wheatstone Bridge, 689.48kPa, 1.5V, 12V, 1.68922MPa, ±0.15%, SIP-4, TH, 7.97mm W × 28.96mm H | [40 empty] | 198 | https://www.unikeyic.com/media/datasheet/a4/7f/b459/a4/0bad25adcbc3c6618382edde07621d47.pdf | https://www.unikeyic.com/products/pressure-sensors/tscshnn100pgucv/11168590.html
TSCSNBN005PDUCV | Honeywell | 1: 29.705 | Differential Wheatstone Bridge ±34.47KPa 1.5V 12V ±30.20684MPa ±0.15% SIP Through hole mounting 27.31mm*25.3mm*22.87mm | ±0.15% |  |  |  | Board Mount | TSCSNBN |  |  | Temperature Compensated |  |  |  |  | ±30PSI (±206.84kPa) |  | 1 (Unlimited) |  | Through Hole |  |  |  | ±5PSI (±34.47kPa) | -40°C ~ 85°C | 0 mV ~ 50 mV (5V) |  | Wheatstone Bridge |  | 4-SIP, Dual Ports, Same Side | Tray | Male - 0.19" (4.8mm) Tube, Dual | Barbless |  | Differential |  | 4696871 |  | TruStability® TSC | 4-SIP | PC Pin | 1.5V ~ 12V | 5579 | https://www.unikeyic.com/media/datasheet/a4/7f/b459/a4/0bad25adcbc3c6618382edde07621d47.pdf | https://www.unikeyic.com/products/pressure-sensors/tscsnbn005pducv/35055222.html
TSCSSNN001PDUCV | Honeywell | 5+: 24.992 | Differential Wheatstone Bridge ±6.89kPa 1.5V-12V ±12.586.18 ±0.2% TH 12.57mm × 5.1mm × 13.11mm | [40 empty] | 5 | https://www.unikeyic.com/media/datasheet/a4/7f/b459/a4/0bad25adcbc3c6618382edde07621d47.pdf | https://www.unikeyic.com/products/pressure-sensors/tscssnn001pducv/35011559.html
U5165-000004-030PA | TE Connectivity | 1+: 1973.3977 | Absolute Analog Pressure Sensor 0psi~30psi 8V-30V 0.5% FS | [40 empty] | 1 |  | https://www.unikeyic.com/products/pressure-sensors/u5165-000004-030pa/31696716.html
U5244-000002-002BA | TE Connectivity | 1: 321.366 3: 308.5084 5: 296.1729 15: 284.3231 | absolute 200KPa 8V 30V 600KPa ±0.1% | ±0.1% |  |  |  | Industrial Automation | U5244 |  |  | Temperature Compensated |  |  |  |  | 87.02PSI (600kPa) |  | 1 (Unlimited) | [5 empty] | 29.01PSI (200kPa) | -40°C ~ 125°C | 1 V ~ 5 V |  | Analog Voltage |  | Cylinder | Box | Male - 1/4" (6.35mm) BSPP | Threaded |  | Absolute |  |  |  | U5200 | - | Connector | 8V ~ 30V | 25 | https://www.unikeyic.com/media/datasheet/e9/b8/75bc/e9/2e8697a0709d42da2a37b8035b107ca1.pdf | https://www.unikeyic.com/products/pressure-sensors/u5244-000002-002ba/11043654.html
U5244-000005-030PA | TE Connectivity | 10: 230.6254 30: 221.8903 50: 218.2175 | absolute 206.84KPa 8V 30V 620.53KPa ±0.1% 81.74mm*27.7mm*24mm | ±0.1% |  |  |  | Industrial Automation | U5244 |  |  | Temperature Compensated |  |  |  |  | 90PSI (620.53kPa) |  | 1 (Unlimited) | [5 empty] | 30PSI (206.84kPa) | -40°C ~ 125°C | 1 V ~ 5 V |  | Analog Voltage |  | Cylinder | Box | Male - 1/4" (6.35mm) NPT | Threaded |  | Absolute |  |  |  | U5200 | - | Connector | 8V ~ 30V | 22 | https://www.unikeyic.com/media/datasheet/e9/b8/75bc/e9/2e8697a0709d42da2a37b8035b107ca1.pdf | https://www.unikeyic.com/products/pressure-sensors/u5244-000005-030pa/11146478.html
U5254-000002-002BA | TE Connectivity | 1: 239.004 5: 218.1168 10: 209.898 20: 199.3896 | absolute Analog Current 200KPa 9V 30V 600KPa ±0.1% | ±0.1% |  |  |  | Industrial Automation | U5254 |  |  | Temperature Compensated |  |  |  |  | 87.02PSI (600kPa) |  | 1 (Unlimited) | [5 empty] | 29.01PSI (200kPa) | -40°C ~ 125°C | 4 mA ~ 20 mA |  | Analog Current |  | Cylinder | Box | Male - 1/4" (6.35mm) BSPP | Threaded |  | Absolute |  |  |  | U5200 | - | Connector | 9V ~ 30V | 30 | https://www.unikeyic.com/media/datasheet/76/81/c921/7681c921a70d8aec6ec7c3c6554a025c.pdf | https://www.unikeyic.com/products/pressure-sensors/u5254-000002-002ba/34954462.html
U5254-000005-005PG | TE Connectivity | 1+: 173.855 2+: 170.632 4+: 167.409 7+: 164.197 10+: 160.974 | Vented Gauge Analog Current Sensor, 34.47kPa~103.42kPa, 9V~30V, ±0.25% | [40 empty] | 25 | https://www.unikeyic.com/media/datasheet/6d/3b/139b/6d3b139b6d8e8e050fb47925663b29d4.pdf | https://www.unikeyic.com/products/pressure-sensors/u5254-000005-005pg/10934206.html
U5254-000005-030PA | TE Connectivity | 1+: 231.1207 | Absolute Analog Current 206.84kPa 9V 30V 620.53kPa ±0.1% | [40 empty] | 9 | https://www.unikeyic.com/media/datasheet/e9/b8/75bc/e9/2e8697a0709d42da2a37b8035b107ca1.pdf | https://www.unikeyic.com/products/pressure-sensors/u5254-000005-030pa/35036510.html
U5254-000005-200PA | TE Connectivity | 10: 230.7538 30: 222.0138 50: 218.3389 | absolute Analog Current 1.37895MPa 9V 30V 4.13685MPa ±0.1% | ±0.1% |  |  |  | Industrial Automation | U5254 |  |  | Temperature Compensated |  |  |  |  | 600PSI (4136.85kPa) |  | 1 (Unlimited) | [5 empty] | 200PSI (1378.95kPa) | -40°C ~ 125°C | 4 mA ~ 20 mA |  | Analog Current |  | Cylinder | Box | Male - 1/4" (6.35mm) NPT | Threaded |  | Absolute |  | 5277410 |  | U5200 | - | Connector | 9V ~ 30V | 14 | https://www.unikeyic.com/media/datasheet/e9/b8/75bc/e9/2e8697a0709d42da2a37b8035b107ca1.pdf | https://www.unikeyic.com/products/pressure-sensors/u5254-000005-200pa/35053475.html
U5354-000002-014BA | TE Connectivity | 1: 407.275 2: 400.125 3: 392.986 10: 357.258 | absolute Analog Current 1.4MPa 9V 30V 4.2MPa ±0.1% | ±0.1% |  |  |  | Industrial Automation | U5354 |  |  | Temperature Compensated |  |  |  |  | 609.16PSI (4200kPa) |  | 1 (Unlimited) | [5 empty] | 203.05PSI (1400kPa) | -40°C ~ 125°C | 4 mA ~ 20 mA |  | Analog Current |  | Cylinder | Box | Male - 1/4" (6.35mm) BSPP | Threaded |  | Absolute |  | 5277413 |  | U5300 | - | Connector | 9V ~ 30V | 7 | https://www.unikeyic.com/media/datasheet/70/31/d2ca/70/c032e631cc6872f45f72af8f9e9beada.pdf | https://www.unikeyic.com/products/pressure-sensors/u5354-000002-014ba/11246362.html
U5354-000005-200PA | TE Connectivity | 1+: 406.153 2+: 377.146 | Absolute Analog Current Sensor, 1.37895MPa, 9V, 30V, 4.13685MPa, ±0.1% | [40 empty] | 9 | https://www.unikeyic.com/media/datasheet/70/31/d2ca/70/c032e631cc6872f45f72af8f9e9beada.pdf | https://www.unikeyic.com/products/pressure-sensors/u5354-000005-200pa/34989133.html
U5374-000005-015PG | TE Connectivity | 1: 500.3155 2: 491.5373 3: 482.7592 10: 438.8688 | Exhaust type metering 103.42KPa 12V 30V 103.42KPa ±0.1% | ±0.1% |  |  |  | Industrial Automation | U5374 |  |  | Temperature Compensated |  |  |  |  | 15PSI (103.42kPa) |  | 1 (Unlimited) | [5 empty] | 15PSI (103.42kPa) | -40°C ~ 125°C | 0 V ~ 10 V |  | Analog Voltage |  | Cylinder | Box | Male - 1/4" (6.35mm) NPT | Threaded |  | Vented Gauge |  |  |  | U5300 | - | Connector | 12V ~ 30V | 17 | https://www.unikeyic.com/media/datasheet/70/31/d2ca/70/c032e631cc6872f45f72af8f9e9beada.pdf | https://www.unikeyic.com/products/pressure-sensors/u5374-000005-015pg/34981461.html
U5374-000005-03KPA | TE Connectivity | 1+: 453.288 2+: 445.335 3+: 437.382 | Absolute 20.68427MPa 12V 30V 62.05282MPa ±0.1% | [40 empty] | 5 | https://www.unikeyic.com/media/datasheet/70/31/d2ca/70/c032e631cc6872f45f72af8f9e9beada.pdf | https://www.unikeyic.com/products/pressure-sensors/u5374-000005-03kpa/34961981.html
U5600-000005-300PA | TE Connectivity | 1: 360.3312 | absolute Bluetooth 2.06843MPa 2.3V 3.6V 6.20528MPa ±0.1% threaded mounting 72.3mm(Length) | ±0.1% |  |  |  | Industrial Automation | U5600 |  |  | Temperature Compensated |  |  |  |  | 900PSI (6205.28kPa) |  | 1 (Unlimited) | [5 empty] | 300PSI (2068.43kPa) | -20°C ~ 85°C | 24 b |  | Bluetooth |  | Cylinder, Threaded | Bulk | Male - 1/4" (6.35mm) NPT | Threaded |  | Absolute |  | 6022037 |  | - | - | - | 2.3V ~ 3.6V | 13 | https://www.unikeyic.com/media/datasheet/8f/c9/5489/8f/611bd0aa5be366f3b11ed67945f8f84d.pdf | https://www.unikeyic.com/products/pressure-sensors/u5600-000005-300pa/34980282.html
U7137-015PG-5W0000 | TE Connectivity | 1+: 187.3997 2+: 184.1702 4+: 180.9406 7+: 177.7111 20+: 161.5511 | Sensor, 0psi~15psi, 4.75V~5.25V, ±0.25% | [40 empty] | 41 |  | https://www.unikeyic.com/products/pressure-sensors/u7137-015pg-5w0000/11090660.html
U7139-015PG-6W0000 | TE Connectivity | 1+: 169.785 2+: 166.859 4+: 163.933 7+: 161.007 20+: 146.366 | Sensor, 0psi~15psi, 4.75V~5.25V, ±0.25% | [40 empty] | 91 | https://www.unikeyic.com/media/datasheet/16/1f/a8be/16/20645ee30a591bd59732c4b4a3d17565.pdf | https://www.unikeyic.com/products/pressure-sensors/u7139-015pg-6w0000/35038910.html
U7139-030PG-6W0000 | TE Connectivity | 1+: 187.3997 2+: 184.1702 4+: 180.9406 7+: 177.7111 20+: 161.5511 | Pressure Sensor 0psi~30psi 4.75V 5.25V ±0.25% | [40 empty] | 29 | https://www.unikeyic.com/media/datasheet/16/1f/a8be/16/20645ee30a591bd59732c4b4a3d17565.pdf | https://www.unikeyic.com/products/pressure-sensors/u7139-030pg-6w0000/11080058.html
U7139-150PS-PW0000 | TE Connectivity | 1+: 187.3997 2+: 184.1702 4+: 180.9406 7+: 177.7111 | Sealed Gauge 0psi~150psi 4.75V 5.25V ±0.25% | [40 empty] | 13 | https://www.unikeyic.com/media/datasheet/16/1f/a8be/16/20645ee30a591bd59732c4b4a3d17565.pdf | https://www.unikeyic.com/products/pressure-sensors/u7139-150ps-pw0000/11145107.html
U86B-100PA | TE Connectivity | 3: 185.5179 | absolute Analog 0psi~100psi 4.75V 5.25V ±0.5% panel mount 40.6mm*21.2mm*20.4mm | ±0.5% | [6 empty] | U86B-100PA TE Connectivity |  |  | 40.6mm*21.2mm*20.4mm | 5.25V | - |  | 4.75V |  | panel mount |  | 0psi~100psi | -7℃~105℃ |  |  |  |  | Analog | [6 empty] | absolute | [8 empty] | 3 | https://www.unikeyic.com/media/datasheet/c0/ee/0773/c0ee0773d37e17c1bec709066141b918.pdf | https://www.unikeyic.com/products/pressure-sensors/u86b-100pa/11053838.html
US331-000005-015PG | TE Connectivity | 1+: 227.513 2+: 223.586 3+: 219.67 5+: 215.743 | Vented Gauge 103.42kPa 4.75V 5.25V 310.26kPa ±0.25% Wire Mount 71.88mm × 18.18mm × 15.75mm | [40 empty] | 8 | https://www.unikeyic.com/media/datasheet/b5/d4/8cf1/b5/69c3921f2c3b61c254561863ffb44705.pdf | https://www.unikeyic.com/products/pressure-sensors/us331-000005-015pg/11033584.html
US381-000005-015PA | TE Connectivity | 1: 227.513 2: 223.586 3: 219.67 5: 215.743 | Absolute Analog Current 103.42kPa 9V 30V 310.26kPa ±0.25% Wire Mount 71.88mm × 18.18mm × 15.75mm | ±0.25% |  |  |  | Industrial Automation | US381 |  |  | Amplified Output, Temperature Compensated |  |  |  |  | 45PSI (310.26kPa) |  | 1 (Unlimited) | [5 empty] | 15PSI (103.42kPa) | -40°C ~ 105°C | 4 mA ~ 20 mA |  | Analog Current |  | Cylinder | Bulk | Male - 1/4" (6.35mm) NPT | Threaded |  | Absolute |  |  |  | US300 | - | Cable | 9V ~ 30V | 6 | https://www.unikeyic.com/media/datasheet/b5/d4/8cf1/b5/69c3921f2c3b61c254561863ffb44705.pdf | https://www.unikeyic.com/products/pressure-sensors/us381-000005-015pa/11167026.html
US381-000005-015PG | TE Connectivity | 1+: 251.1169 2+: 246.7825 3+: 242.4602 5+: 238.1258 | Vented Gauge, Analog Current 103.42kPa 9V 30V 310.26kPa ±0.25% Wire Mount 71.88mm × 18.18mm × 15.75mm | [40 empty] | 5 | https://www.unikeyic.com/media/datasheet/b5/d4/8cf1/b5/69c3921f2c3b61c254561863ffb44705.pdf | https://www.unikeyic.com/products/pressure-sensors/us381-000005-015pg/34980385.html
US381-000005-030PA | TE Connectivity | 1+: 251.1169 2+: 246.7825 3+: 242.4602 | Analog Current Sensor 0psi~30psi 2.5V 14V 206.84kPa ±0.25% Wire Mount 71.88mm × 18.18mm × 15.75mm | [40 empty] | 4 | https://www.unikeyic.com/media/datasheet/b5/d4/8cf1/b5/69c3921f2c3b61c254561863ffb44705.pdf | https://www.unikeyic.com/products/pressure-sensors/us381-000005-030pa/11343361.html
US381-000005-050PG | TE Connectivity | 1: 251.1169 2: 246.7825 3: 242.4602 5: 238.1258 | metering Milliamp 0psi~50psi 9V 30V ±1% 71.88mm*18.18mm*15.75mm | ±1% |  |  | Industrial |  |  |  | US381-000005-050PG TE Connectivity |  |  | 71.88mm*18.18mm*15.75mm | 30V | - |  | 9V |  |  |  | 0psi~50psi | -40℃~105℃ |  |  |  |  | Milliamp | [6 empty] | metering | [8 empty] | 6 | https://www.unikeyic.com/media/datasheet/5e/d1/bfe4/5e/553f51079d457d3ac2ff8e563a68cb0d.pdf | https://www.unikeyic.com/products/pressure-sensors/us381-000005-050pg/35028453.html
US381-000005-500PG | TE Connectivity | 1: 251.1169 2: 246.7825 3: 242.4602 | metering Milliamp 0psi~500psi 9V 30V ±1% | ±1% |  |  | Industrial |  |  |  | US381-000005-500PG TE Connectivity |  |  |  | 30V | - |  | 9V |  |  |  | 0psi~500psi | -40℃~105℃ |  |  |  |  | Milliamp | [6 empty] | metering | [8 empty] | 3 | https://www.unikeyic.com/media/datasheet/8e/93/4481/8e/e549372f1483ebd1d7b26c494236f83e.pdf | https://www.unikeyic.com/products/pressure-sensors/us381-000005-500pg/34948711.html
VN150D | Superior Sensor Technology | 1: 44.5441 | absolute I²C，SPI 2.8V 3.5V ±0.05% SMD mount，top mount | ±0.05% |  |  |  | Board Mount |  |  |  | Temperature Compensated |  |  |  |  | 250PSI (1723.69kPa) |  | 3 (168 Hours) |  | Surface Mount |  |  |  | ±80PSI ~ ±150PSI (±551.58kPa ~ ±1034.21kPa) | -20°C ~ 85°C | 24 b |  | I²C, SPI |  | 11-SMD, No Lead, Top Port |  | Male - 0.08" (2.13mm) Tube, Dual | Barbless |  | Absolute |  | 18684360 |  | VN | - | SMD (SMT) Tab | 2.8V ~ 3.5V |  | https://www.unikeyic.com/media/about_us/Unikey_ISO_9001_Certification.pdf | https://www.unikeyic.com/products/pressure-sensors/vn150d/683926987.html
WF100DPW 0.2BG S6C DT | WF | 1+: 1.9287 10+: 1.689 30+: 1.4081 100+: 1.3557 300+: 1.3045 1,000+: 1.2484 | [41 empty] | 75 |  | https://www.unikeyic.com/products/pressure-sensors/wf100dpw-0-2bg-s6c-dt/1001052122.html
WF100DPW 10BG S6 DT | WF | 1+: 2.8802 10+: 2.5223 30+: 2.1028 100+: 2.0245 300+: 1.9481 1,000+: 1.8642 | [41 empty] | 98 |  | https://www.unikeyic.com/products/pressure-sensors/wf100dpw-10bg-s6-dt/1001052096.html
WF100DPZ 0.005BG S6 DT | WF | 1+: 2.0316 10+: 1.7791 30+: 1.4832 100+: 1.428 300+: 1.3741 1,000+: 1.3149 | [41 empty] | 13 |  | https://www.unikeyic.com/products/pressure-sensors/wf100dpz-0-005bg-s6-dt/1009738073.html
WF100DPZ 0.05BG D6 DT | WF | 1+: 2.8287 10+: 2.4772 30+: 2.0653 100+: 1.9884 300+: 1.9133 1,000+: 1.8309 | [41 empty] | 100 |  | https://www.unikeyic.com/products/pressure-sensors/wf100dpz-0-05bg-d6-dt/1001052107.html
WF100DPZ 0.05BG S6 DT | WF | 1+: 2.8287 10+: 2.4772 30+: 2.0653 100+: 1.9884 300+: 1.9133 1,000+: 1.8309 | [41 empty] | 95 |  | https://www.unikeyic.com/products/pressure-sensors/wf100dpz-0-05bg-s6-dt/1001052072.html
WF100DPZ 0.1BG D6 DT | WF | 1: 2.0334 10: 1.9821 50: 1.9165 100: 1.7997 |  | - | [10 empty] | - | - |  | - |  |  |  | - | [5 empty] | - | [6 empty] | - | [9 empty] | https://www.unikeyic.com/media/about_us/Unikey_ISO_9001_Certification.pdf | https://www.unikeyic.com/products/pressure-sensors/wf100dpz-0-1bg-d6-dt/1001052093.html
WF100DPZ 0.1BGA S6 DT | WF | 1+: 2.5716 10+: 2.252 30+: 1.8775 100+: 1.8076 300+: 1.7394 1,000+: 1.6645 | [41 empty] | 20 |  | https://www.unikeyic.com/products/pressure-sensors/wf100dpz-0-1bga-s6-dt/1001052084.html
WF100DPZ 0.4BG D6 DT | WF | 1+: 1.6973 10+: 1.4864 30+: 1.2392 100+: 1.193 300+: 1.148 1,000+: 1.0986 | Digital Pressure Sensor | [40 empty] | 95 | https://www.unikeyic.com/media/datasheet/44/c5/a241/44c5a2412bbbfa09ea8c28e10496efa4.pdf | https://www.unikeyic.com/products/pressure-sensors/wf100dpz-0-4bg-d6-dt/999411630.html
WF100DPZ 0.4BG S6 DT | WF | 1+: 1.8022 10+: 1.5163 30+: 1.3353 70+: 1.1839 490+: 1.1018 980+: 1.0658 | Digital Pressure Sensor | [40 empty] | 72 | https://www.unikeyic.com/media/datasheet/ca/8b/c924/ca8bc92421ec7038beeead3df41dd40c.pdf | https://www.unikeyic.com/products/pressure-sensors/wf100dpz-0-4bg-s6-dt/999409733.html
WF100DPZ 10BG D6 DT | WF | 1+: 2.8802 10+: 2.5223 30+: 2.1028 100+: 2.0245 300+: 1.9481 1,000+: 1.8642 | [41 empty] | 100 |  | https://www.unikeyic.com/products/pressure-sensors/wf100dpz-10bg-d6-dt/1001052104.html
WF100DPZ 1BG D6 DT | WF | 1+: 1.4915 10+: 1.3062 30+: 1.089 100+: 1.0484 300+: 1.0088 1,000+: 0.9654 | Digital Pressure Sensor | [40 empty] | 22 | https://www.unikeyic.com/media/datasheet/20/b2/4589/20b24589fdf988515c6c413bf6746745.pdf | https://www.unikeyic.com/products/pressure-sensors/wf100dpz-1bg-d6-dt/999412161.html
WF100DPZ 1BG S6 DT | WF | 1+: 1.6177 10+: 1.3655 30+: 1.2022 70+: 1.0662 490+: 0.9939 980+: 0.9622 | Digital Pressure Sensor | [40 empty] | 166 | https://www.unikeyic.com/media/datasheet/97/a8/006d/97a8006dc2ab5b2c13ed5b53936280f9.pdf | https://www.unikeyic.com/products/pressure-sensors/wf100dpz-1bg-s6-dt/999403408.html
WF100DPZ 2BG D6 DT | WF | 1+: 1.4758 10+: 1.2924 30+: 1.0775 100+: 1.0374 300+: 0.9982 1,000+: 0.9552 | Digital Pressure Sensor | [40 empty] | 7 | https://www.unikeyic.com/media/datasheet/ca/8b/c924/ca8bc92421ec7038beeead3df41dd40c.pdf | https://www.unikeyic.com/products/pressure-sensors/wf100dpz-2bg-d6-dt/999409732.html
WF100DPZ 2BG S6 DT | WF | 1+: 1.4333 10+: 1.2551 30+: 1.0464 100+: 1.0075 300+: 0.9694 1,000+: 0.9277 | Digital Pressure Sensor | [40 empty] | 25 | https://www.unikeyic.com/media/datasheet/20/b2/4589/20b24589fdf988515c6c413bf6746745.pdf | https://www.unikeyic.com/products/pressure-sensors/wf100dpz-2bg-s6-dt/999416400.html
WF100DPZ 3BG S6 DT | WF | 1+: 2.0573 10+: 1.8016 30+: 1.502 100+: 1.4461 300+: 1.3915 1,000+: 1.3316 | [41 empty] | 188 |  | https://www.unikeyic.com/products/pressure-sensors/wf100dpz-3bg-s6-dt/1001052081.html
WF100DPZ 5BG D6S DT | WF | 1+: 2.3401 10+: 2.0493 30+: 1.7086 100+: 1.6449 300+: 1.5828 1,000+: 1.5147 | [41 empty] | 100 |  | https://www.unikeyic.com/products/pressure-sensors/wf100dpz-5bg-d6s-dt/1001052075.html
WF100DPZ 5BG S6 DT | WF | 1+: 2.3401 10+: 2.0493 30+: 1.7086 100+: 1.6449 300+: 1.5828 1,000+: 1.5147 | [41 empty] | 20 |  | https://www.unikeyic.com/products/pressure-sensors/wf100dpz-5bg-s6-dt/1001052097.html
WF100E 0.1BG S6 DA 0.5N4.5 AT | WF | 1+: 1.8002 10+: 1.5764 30+: 1.3142 100+: 1.2653 300+: 1.2175 1,000+: 1.1651 | [41 empty] | 20 |  | https://www.unikeyic.com/products/pressure-sensors/wf100e-0-1bg-s6-da-0-5n4-5-at/1001052082.html
WF100E 0.4BG S6 DA 0.5P4 AT | WF | 1+: 2.1087 10+: 1.8466 30+: 1.5396 100+: 1.4822 300+: 1.4262 1,000+: 1.3649 | [41 empty] | 5 |  | https://www.unikeyic.com/products/pressure-sensors/wf100e-0-4bg-s6-da-0-5p4-at/1001052108.html
WF100E 0.6BG S6 DA OP3 AT | WF | 1+: 3.6002 10+: 3.1529 30+: 2.6286 100+: 2.5306 300+: 2.4351 1,000+: 2.3303 | [41 empty] | 10 |  | https://www.unikeyic.com/products/pressure-sensors/wf100e-0-6bg-s6-da-op3-at/1001052085.html
WF100E 1BG S6 DA 0.2N4.7 AT | WF | 1+: 1.6973 10+: 1.4864 30+: 1.2392 100+: 1.193 300+: 1.148 1,000+: 1.0986 | [41 empty] | 5 |  | https://www.unikeyic.com/products/pressure-sensors/wf100e-1bg-s6-da-0-2n4-7-at/1001052102.html
WF100E 1BG S6 DA 0.5P4.5 AT | WF | 1: 2.1087 10: 1.8466 30: 1.5396 100: 1.4822 300: 1.4262 1,000: 1.3649 |  | - | [10 empty] | - | - |  | - |  |  |  | - | [5 empty] | - | [6 empty] | - | [9 empty] | https://www.unikeyic.com/media/about_us/Unikey_ISO_9001_Certification.pdf | https://www.unikeyic.com/products/pressure-sensors/wf100e-1bg-s6-da-0-5p4-5-at/1001052077.html
WF100E 1BG S6 DA 0.5W4.5 AT | WF | 1+: 2.1087 10+: 1.8466 30+: 1.5396 100+: 1.4822 300+: 1.4262 1,000+: 1.3649 | [41 empty] | 10 |  | https://www.unikeyic.com/products/pressure-sensors/wf100e-1bg-s6-da-0-5w4-5-at/1001052098.html
WF100E 2BG S6 DA 0.5P4.5 AT | WF | 1: 2.2887 10: 2.0043 30: 1.671 100: 1.6087 300: 1.548 1,000: 1.4813 |  | - | [10 empty] | - | - |  | - |  |  |  | - | [5 empty] | - | [6 empty] | - | [9 empty] | https://www.unikeyic.com/media/about_us/Unikey_ISO_9001_Certification.pdf | https://www.unikeyic.com/products/pressure-sensors/wf100e-2bg-s6-da-0-5p4-5-at/1001052073.html
WF100E 4BG S6 DA 0.5P4.5 AT | WF | 1+: 2.5459 10+: 2.2295 30+: 1.8588 100+: 1.7895 300+: 1.722 1,000+: 1.6478 | [41 empty] | 10 |  | https://www.unikeyic.com/products/pressure-sensors/wf100e-4bg-s6-da-0-5p4-5-at/1001052106.html
WF100E 6BG S6 DA 0.3P4.1 AT | WF | 1: 2.7002 10: 2.3646 30: 1.9713 100: 1.898 300: 1.8264 1,000: 1.7477 |  | - | [10 empty] | - | - |  | - |  |  |  | - | [5 empty] | - | [6 empty] | - | [9 empty] | https://www.unikeyic.com/media/about_us/Unikey_ISO_9001_Certification.pdf | https://www.unikeyic.com/products/pressure-sensors/wf100e-6bg-s6-da-0-3p4-1-at/1001052071.html
WF100F 3BG D6 DT | WF | 1+: 1.5172 10+: 1.3287 30+: 1.1077 100+: 1.0665 300+: 1.0262 1,000+: 0.982 | [41 empty] | 20 |  | https://www.unikeyic.com/products/pressure-sensors/wf100f-3bg-d6-dt/1009737648.html
WF100F 3BG S6 DT | WF | 1+: 1.4915 10+: 1.3062 30+: 1.089 100+: 1.0484 300+: 1.0088 1,000+: 0.9654 | [41 empty] | 70 |  | https://www.unikeyic.com/products/pressure-sensors/wf100f-3bg-s6-dt/1009736627.html
WF100SPW 0.1BG S6 AT | WF | 1+: 0.6766 10+: 0.6238 30+: 0.5182 100+: 0.4518 300+: 0.4342 500+: 0.4161 | [41 empty] | 30 |  | https://www.unikeyic.com/products/pressure-sensors/wf100spw-0-1bg-s6-at/1001052079.html
WF100SPW 1BG S6 AT | WF | 1+: 0.5413 10+: 0.499 30+: 0.4146 100+: 0.3615 300+: 0.3474 500+: 0.3329 | [41 empty] | 20 |  | https://www.unikeyic.com/products/pressure-sensors/wf100spw-1bg-s6-at/1001052094.html
WF100SPW 2BG S6 AT | WF | 1+: 0.5413 10+: 0.499 30+: 0.4146 100+: 0.3615 300+: 0.3474 500+: 0.3329 | [41 empty] | 20 |  | https://www.unikeyic.com/products/pressure-sensors/wf100spw-2bg-s6-at/1001052074.html
WF100SPW7BG S6C AT | WF | 1+: 1.1058 10+: 0.9683 30+: 0.8073 100+: 0.7773 300+: 0.7479 1,000+: 0.7157 | [41 empty] | 5 |  | https://www.unikeyic.com/products/pressure-sensors/wf100spw7bg-s6c-at/1001052095.html
WF100SPZ 0.05BG D6 AT | WF | 1+: 0.7578 10+: 0.6986 30+: 0.5805 100+: 0.5061 300+: 0.4863 500+: 0.4661 | [41 empty] | 100 |  | https://www.unikeyic.com/products/pressure-sensors/wf100spz-0-05bg-d6-at/1001052083.html
WF100SPZ 0.05BG S6 AT | WF | 1+: 0.7447 10+: 0.6865 30+: 0.5704 100+: 0.4973 300+: 0.4779 500+: 0.458 | [41 empty] | 70 |  | https://www.unikeyic.com/products/pressure-sensors/wf100spz-0-05bg-s6-at/1001052111.html
WF100SPZ 0.1BG D6 AT | WF | 1+: 0.6766 10+: 0.6238 30+: 0.5182 100+: 0.4518 300+: 0.4342 500+: 0.4161 | [41 empty] | 100 |  | https://www.unikeyic.com/products/pressure-sensors/wf100spz-0-1bg-d6-at/1001052112.html
WF100SPZ 0.4BG S6 AT | WF | 1+: 0.3565 10+: 0.3287 30+: 0.2731 100+: 0.2381 300+: 0.2288 500+: 0.2193 | Analog Pressure Sensor | [40 empty] | 30 | https://www.unikeyic.com/media/datasheet/d1/da/a124/d1daa124af88db3032689c1f928ef6d1.pdf | https://www.unikeyic.com/products/pressure-sensors/wf100spz-0-4bg-s6-at/999411626.html
WF100SPZ 0.4BG U6 AT | WF | 1+: 0.4168 10+: 0.3843 30+: 0.3193 100+: 0.2784 300+: 0.2674 500+: 0.2563 | [41 empty] | 100 |  | https://www.unikeyic.com/products/pressure-sensors/wf100spz-0-4bg-u6-at/1001052105.html
WF100SPZ 1BG D6 AT | WF | 1+: 0.7307 10+: 0.6736 30+: 0.5597 100+: 0.488 300+: 0.4689 500+: 0.4494 | [41 empty] | 100 |  | https://www.unikeyic.com/products/pressure-sensors/wf100spz-1bg-d6-at/1001052123.html
WF100SPZ 1BG S6 AT | WF | 1+: 0.4986 10+: 0.4597 30+: 0.3819 100+: 0.333 300+: 0.32 500+: 0.3067 | Analog Pressure Sensor | [40 empty] | 135 | https://www.unikeyic.com/media/datasheet/74/11/5fb8/74115fb8ddbe11fb891632c67432359e.pdf | https://www.unikeyic.com/products/pressure-sensors/wf100spz-1bg-s6-at/999404858.html
WF100SPZ 1BG U6 AT | WF | 1+: 0.5955 10+: 0.5489 30+: 0.4561 100+: 0.3977 300+: 0.3821 500+: 0.3662 | [41 empty] | 100 |  | https://www.unikeyic.com/products/pressure-sensors/wf100spz-1bg-u6-at/1001052076.html
WF100SPZ 2BG D6 AT | WF | 1+: 0.5797 10+: 0.5344 30+: 0.444 100+: 0.3871 300+: 0.372 500+: 0.3565 | [41 empty] | 60 |  | https://www.unikeyic.com/products/pressure-sensors/wf100spz-2bg-d6-at/1001052103.html
WF100SPZ 2BG S6 AT | WF | 1+: 0.5413 10+: 0.499 30+: 0.4146 100+: 0.3615 300+: 0.3474 500+: 0.3329 | Analog Pressure Sensor | [40 empty] | 100 | https://www.unikeyic.com/media/datasheet/5f/99/0ecc/5f990ecc946498aa19f4d7033fcb92c8.pdf | https://www.unikeyic.com/products/pressure-sensors/wf100spz-2bg-s6-at/999412103.html
WF100SPZ 5BG D6 AT1 | WF | 1: 1.0801 10: 0.9458 30: 0.7886 100: 0.7592 300: 0.7306 1,000: 0.6991 |  | - | [10 empty] | - | - |  | - |  |  |  | - | [5 empty] | - | [6 empty] | - | [9 empty] | https://www.unikeyic.com/media/about_us/Unikey_ISO_9001_Certification.pdf | https://www.unikeyic.com/products/pressure-sensors/wf100spz-5bg-d6-at1/1001052070.html
WF100SPZ 5BG S6 AT1 | WF | 1+: 1.0801 10+: 0.9458 30+: 0.7886 100+: 0.7592 300+: 0.7306 1,000+: 0.6991 | [41 empty] | 40 |  | https://www.unikeyic.com/products/pressure-sensors/wf100spz-5bg-s6-at1/1001052086.html
WF152A 0.4BG L4 AT&R | WF | 1+: 1.0647 10+: 0.9323 30+: 0.7773 100+: 0.7483 300+: 0.7201 1,000+: 0.6891 | [41 empty] | 100 |  | https://www.unikeyic.com/products/pressure-sensors/wf152a-0-4bg-l4-at-r/1001052080.html
WF162A 11BA T&R | WF | 1+: 0.1459 10+: 0.1259 30+: 0.0958 100+: 0.089 300+: 0.0869 5,000+: 0.0844 | Analog Pressure Sensor | [40 empty] | 200 | https://www.unikeyic.com/media/datasheet/d8/ae/bab2/d8aebab2ef5535d4ab9c19696bf40beb.pdf | https://www.unikeyic.com/products/pressure-sensors/wf162a-11ba-t-r/999414746.html
WF162F 11BAR T&R | WF | 1+: 0.2016 10+: 0.1739 30+: 0.1323 100+: 0.123 300+: 0.1201 5,000+: 0.1165 | [41 empty] | 100 |  | https://www.unikeyic.com/products/pressure-sensors/wf162f-11bar-t-r/1001052101.html
WF162L-11BAR | WF | 1+: 0.2122 10+: 0.1832 30+: 0.1394 100+: 0.1295 300+: 0.1264 5,000+: 0.1226 | [41 empty] | 190 |  | https://www.unikeyic.com/products/pressure-sensors/wf162l-11bar/999975029.html
WF200DPZ 0.005BG S16 DT | WF | 1+: 7.2004 10+: 6.3056 30+: 5.257 100+: 5.0613 300+: 4.8702 1,000+: 4.6605 | [41 empty] | 5 |  | https://www.unikeyic.com/products/pressure-sensors/wf200dpz-0-005bg-s16-dt/1009738695.html
WF200DPZ 0.05BG S16 DT | WF | 1+: 9.0006 10+: 7.8821 30+: 6.5713 100+: 6.3266 300+: 6.0878 1,000+: 5.8256 | [41 empty] | 15 |  | https://www.unikeyic.com/products/pressure-sensors/wf200dpz-0-05bg-s16-dt/1001052099.html
WF200DPZ 0.1BG S16 DT | WF | 1+: 7.4576 10+: 6.5309 30+: 5.4448 100+: 5.2421 300+: 5.0441 1,000+: 4.827 | [41 empty] | 45 |  | https://www.unikeyic.com/products/pressure-sensors/wf200dpz-0-1bg-s16-dt/1001052087.html
WF200SPZ 0.1BG S16 AT | WF | 1: 5.4004 10: 4.7292 30: 3.9428 100: 3.796 300: 3.6527 1,000: 3.4953 |  | - | [10 empty] | - | - |  | - |  |  |  | - | [5 empty] | - | [6 empty] | - | [9 empty] | https://www.unikeyic.com/media/about_us/Unikey_ISO_9001_Certification.pdf | https://www.unikeyic.com/products/pressure-sensors/wf200spz-0-1bg-s16-at/1001052113.html
WF27HH 01BA L10 T&R | WF | 1+: 1.7947 10+: 1.5717 30+: 1.3103 100+: 1.2615 300+: 1.2139 1,000+: 1.1617 | [41 empty] | 10 |  | https://www.unikeyic.com/products/pressure-sensors/wf27hh-01ba-l10-t-r/35260974.html
WF280A | WF | 1+: 0.5829 10+: 0.5374 30+: 0.4465 100+: 0.3893 300+: 0.3741 5,000+: 0.3584 | Digital Pressure Sensor | [40 empty] | 100 | https://www.unikeyic.com/media/datasheet/a7/35/5b17/a7355b17a85726e8d3232b3f22ab7a51.pdf | https://www.unikeyic.com/products/pressure-sensors/wf280a/999410241.html
WF280A 16BA | WF | 1+: 0.6495 10+: 0.5988 30+: 0.4975 100+: 0.4338 300+: 0.4169 500+: 0.3995 | [41 empty] | 95 |  | https://www.unikeyic.com/products/pressure-sensors/wf280a-16ba/1001052089.html
WF282A | WF | 1+: 0.6679 10+: 0.6412 50+: 0.6011 100+: 0.5658 | [41 empty] | 95 |  | https://www.unikeyic.com/products/pressure-sensors/wf282a/1001052120.html
WF3050D 0.4BG L4A DT&R | WF | 1+: 1.9802 10+: 1.734 30+: 1.4457 100+: 1.3918 300+: 1.3393 1,000+: 1.2816 | [41 empty] | 100 |  | https://www.unikeyic.com/products/pressure-sensors/wf3050d-0-4bg-l4a-dt-r/1001052109.html
WF5803C 02BA L8 DT | WF | 1+: 7.7148 10+: 6.756 30+: 5.6326 100+: 5.4228 300+: 5.2181 1,000+: 4.9934 | [41 empty] | 23 |  | https://www.unikeyic.com/products/pressure-sensors/wf5803c-02ba-l8-dt/1001052088.html
WF5803C01BA L8 DT | WF | 1+: 4.3717 10+: 3.8284 30+: 3.1918 100+: 3.073 300+: 2.9569 1,000+: 2.8296 | [41 empty] | 8 |  | https://www.unikeyic.com/products/pressure-sensors/wf5803c01ba-l8-dt/1001052121.html
WF5803F 01BA L8 DT | WF | 1: 1.3316 | Digital Barometric Pressure Sensor | - | [6 empty] | WF5803F 01BA L8 DT WF |  |  |  | - | - |  | - |  |  |  | - | [5 empty] | - | [6 empty] | - | [9 empty] | https://www.unikeyic.com/media/datasheet/f5/51/77ad/f55177add6039f0397296586426e0f91.pdf | https://www.unikeyic.com/products/pressure-sensors/wf5803f-01ba-l8-dt/999415942.html
WF5803F 01BA L8 DT2 | WF | 1+: 2.1149 5+: 1.9143 50+: 1.692 100+: 1.6081 300+: 1.5093 1,000+: 1.4528 | [41 empty] | 200 |  | https://www.unikeyic.com/products/pressure-sensors/wf5803f-01ba-l8-dt2/35261966.html
WF5803F 02BA L8 DT | WF | 1+: 4.6318 10+: 4.0562 30+: 3.3816 100+: 3.2557 300+: 3.1328 1,000+: 2.9979 | Digital Pressure Sensor | [40 empty] | 54 | https://www.unikeyic.com/media/datasheet/6e/53/f33f/6e53f33f75948707cb97c42acab20085.pdf | https://www.unikeyic.com/products/pressure-sensors/wf5803f-02ba-l8-dt/999412400.html
WF5803F 07BA L8 DT | WF | 1+: 5.2114 10+: 4.5638 30+: 3.8048 100+: 3.6632 300+: 3.5249 1,000+: 3.3731 | Digital Pressure Sensor | [40 empty] | 24 | https://www.unikeyic.com/media/datasheet/7f/aa/ccc9/7faaccc93e68ef3258f382def840bfd4.pdf | https://www.unikeyic.com/products/pressure-sensors/wf5803f-07ba-l8-dt/999405274.html
WF5803F 10BA L8 DT | WF | 1+: 6.9433 10+: 6.0805 30+: 5.0693 100+: 4.8805 300+: 4.6963 1,000+: 4.4941 | Digital Pressure Sensor | [40 empty] | 298 | https://www.unikeyic.com/media/datasheet/a6/33/d1c3/a633d1c37b44008192daa2f6d77dca4f.pdf | https://www.unikeyic.com/products/pressure-sensors/wf5803f-10ba-l8-dt/999414209.html
WF5803F 12BA L8 DT | WF | 1+: 7.4576 10+: 6.5309 30+: 5.4448 100+: 5.2421 300+: 5.0441 1,000+: 4.827 | Digital Pressure Sensor | [40 empty] | 100 | https://www.unikeyic.com/media/datasheet/ed/74/779f/ed74779fd4e2757eaad5b4487d41aa94.pdf | https://www.unikeyic.com/products/pressure-sensors/wf5803f-12ba-l8-dt/999404698.html
WF5803F 14BA L8 DT | WF | 1+: 9.0133 10+: 7.8933 30+: 6.5807 100+: 6.3356 300+: 6.0964 1,000+: 5.8339 | Digital Pressure Sensor | [40 empty] | 15 | https://www.unikeyic.com/media/datasheet/30/39/2f8b/30392f8bee066f514744fe16ee8eea1d.pdf | https://www.unikeyic.com/products/pressure-sensors/wf5803f-14ba-l8-dt/999403543.html
WF5803F 20BA L8 DT | WF | 1+: 11.0579 10+: 9.6837 30+: 8.0733 100+: 7.7727 300+: 7.4793 1,000+: 7.1572 | Digital Pressure Sensor | [40 empty] | 100 | https://www.unikeyic.com/media/datasheet/60/e8/a8d9/60e8a8d975b542143310aee1a7990981.pdf | https://www.unikeyic.com/products/pressure-sensors/wf5803f-20ba-l8-dt/999408668.html
WF5803F 30BA L8 DT | WF | 1: 11.8199 10: 11.1079 30: 10.1488 100: 9.3095 | Digital Barometric Pressure Sensor | - | [6 empty] | WF5803F 30BA L8 DT WF |  |  |  | - | - |  | - |  |  |  | - | [5 empty] | - | [6 empty] | - | [9 empty] | https://www.unikeyic.com/media/datasheet/17/60/8390/1760839047857d1247ea167a38be7540.pdf | https://www.unikeyic.com/products/pressure-sensors/wf5803f-30ba-l8-dt/999416066.html
WF5805C02BA L4 DT | WF | 1+: 4.886 10+: 4.2788 30+: 3.5673 100+: 3.4344 300+: 3.3048 1,000+: 3.1625 | [41 empty] | 23 |  | https://www.unikeyic.com/products/pressure-sensors/wf5805c02ba-l4-dt/1001052090.html
WF5805F 02BA L4A DT | WF | 1+: 2.3076 10+: 2.0207 30+: 1.6847 100+: 1.6219 300+: 1.5608 1,000+: 1.4935 | [41 empty] | 54 |  | https://www.unikeyic.com/products/pressure-sensors/wf5805f-02ba-l4a-dt/1013566183.html
WF5805F 05BA L4 DT | WF | 1+: 4.886 10+: 4.2788 30+: 3.5673 100+: 3.4344 300+: 3.3048 1,000+: 3.1625 | [41 empty] | 13 |  | https://www.unikeyic.com/products/pressure-sensors/wf5805f-05ba-l4-dt/1001052100.html
WF5806B 01BA NL6 DT | WF | 1: 4.3717 10: 3.8284 30: 3.1918 100: 3.073 300: 2.9569 1,000: 2.8296 |  | - | [10 empty] | - | - |  | - |  |  |  | - | [5 empty] | - | [6 empty] | - | [9 empty] | https://www.unikeyic.com/media/about_us/Unikey_ISO_9001_Certification.pdf | https://www.unikeyic.com/products/pressure-sensors/wf5806b-01ba-nl6-dt/1001052110.html
WF5817D 0.4BG L6 T&R | WF | 1+: 2.3144 10+: 2.0268 30+: 1.6898 100+: 1.6269 300+: 1.5654 1,000+: 1.4981 | [41 empty] | 2 |  | https://www.unikeyic.com/products/pressure-sensors/wf5817d-0-4bg-l6-t-r/35103110.html
WF5837C_JL_02BA | WF | 1+: 6.429 10+: 5.6301 30+: 4.6938 100+: 4.5191 300+: 4.3484 1,000+: 4.1612 | [41 empty] | 3 |  | https://www.unikeyic.com/products/pressure-sensors/wf5837c-jl-02ba/1001052078.html
WF5837F 02BA L4 DT&R | WF | 1: 2.815 10: 2.4653 30: 2.0552 100: 1.9788 300: 1.904 1,000: 1.822 |  | - | [10 empty] | - | - |  | - |  |  |  | - | [5 empty] | - | [6 empty] | - | [9 empty] | https://www.unikeyic.com/media/about_us/Unikey_ISO_9001_Certification.pdf | https://www.unikeyic.com/products/pressure-sensors/wf5837f-02ba-l4-dt-r/35487043.html
WF6268 0.4BG L8 DT | WF | 1+: 2.263 10+: 1.9818 30+: 1.6522 100+: 1.5907 300+: 1.5306 1,000+: 1.4647 | [41 empty] | 3 |  | https://www.unikeyic.com/products/pressure-sensors/wf6268-0-4bg-l8-dt/1001052119.html
X5072-TB-A1-CA-H1-PA 1.0 bar A | Druck | 1: 386.8599 | absolute Analog 7V 28V 1Pa ±0.2 % | ±0.2 % | [10 empty] | 28V | 1Pa |  | 7V |  |  |  | - | [5 empty] | Analog | [6 empty] | absolute | [8 empty] | 12 | https://www.unikeyic.com/media/about_us/Unikey_ISO_9001_Certification.pdf | https://www.unikeyic.com/products/pressure-sensors/x5072-tb-a1-ca-h1-pa-1-0-bar-a/11243714.html
X5072-TB-A2-CA-H1-PA 100 bar SG | Druck | 1: 589.8214 | Druck Pressure Sensors, Maximum pressure reading100bar | ±0.1 % | [6 empty] | X5072-TB-A2-CA-H1-PA 100 bar SG Druck |  |  |  | 28V | 100Pa |  | 7V |  |  |  | - | [5 empty] | Analog | [6 empty] | relative | [8 empty] | 19 | https://www.unikeyic.com/media/datasheet/3b/d6/2d71/3b/105dee00894d24518b81450b1cde238e.pdf | https://www.unikeyic.com/products/pressure-sensors/x5072-tb-a2-ca-h1-pa-100-bar-sg/35035727.html
X5072-TB-A2-CA-H1-PA 4.0 bar G | Druck | 1: 582.7392 | Druck Pressure Sensors, Maximum pressure reading4bar | ±0.1 % | [6 empty] | X5072-TB-A2-CA-H1-PA 4.0 bar G Druck |  |  |  | 28V | 4Pa |  | 7V |  |  |  | - | [5 empty] | Analog | [6 empty] | relative | [8 empty] | 1 | https://www.unikeyic.com/media/datasheet/3b/d6/2d71/3b/105dee00894d24518b81450b1cde238e.pdf | https://www.unikeyic.com/products/pressure-sensors/x5072-tb-a2-ca-h1-pa-4-0-bar-g/35024163.html
XCA505DN | Honeywell | 3: 46.926 11: 44.968 | Differential Analog 0psi~5psi 3V 16V Through hole mounting | - |  |  | Commercial |  |  |  | XCA505DN Honeywell |  |  |  | 16V | - |  | 3V |  | Through hole mounting |  | 0psi~5psi | -25℃~85℃ |  |  |  |  | Analog | [6 empty] | Differential | [8 empty] | 11 | https://www.unikeyic.com/media/datasheet/4e/ec/8c06/4e/433329348f6ddf65c7d3323ea611a98c.pdf | https://www.unikeyic.com/products/pressure-sensors/xca505dn/35056945.html
XCAL5004DN | Honeywell | 1+: 246.29 3+: 236.027 5+: 226.589 | Differential Analog Pressure Sensor, 0inH₂O~4inH₂O, 3V~16V, TH | [40 empty] | 6 | https://www.unikeyic.com/media/datasheet/ca/a3/4da8/ca/58076a3b00ae567888e02d806c18b121.pdf | https://www.unikeyic.com/products/pressure-sensors/xcal5004dn/34960416.html
XCX05DNC | Honeywell | 1: 132.319 4: 126.808 8: 121.737 38: 116.864 113: 111.991 | Differential -5psi~5psi 3V 16V Through hole mounting 27.94mm*26.16mm*27.43mm | - |  |  | Industrial |  |  |  | XCX05DNC Honeywell |  |  | 27.94mm*26.16mm*27.43mm | 16V | - |  | 3V |  | Through hole mounting |  | -5psi~5psi | -25℃~85℃ |  |  |  |  | - | [6 empty] | Differential | [8 empty] | 489 | https://www.unikeyic.com/media/datasheet/5d/19/5185/5d/c907e19d985be82e8c78a5245bb9cc4e.pdf | https://www.unikeyic.com/products/pressure-sensors/xcx05dnc/34957957.html
XCX15DNC | Honeywell | 2: 97.218 3: 95.414 6: 93.61 12: 91.817 25: 90.013 | Differential Wheatstone Bridge -15psi~15psi 3V 16V Through hole mounting 27.9mm*26.2mm*27.4mm | - |  |  |  | Board Mount |  |  |  | Temperature Compensated |  |  |  |  | ±45PSI (±310.26kPa) |  | 1 (Unlimited) |  | Through Hole |  |  |  | ±15PSI (±103.42kPa) | -25°C ~ 85°C | 0 mV ~ 90 mV (12V) |  | Wheatstone Bridge |  | 6-SIP Module | Bulk | Male - 0.19" (4.8mm) Tube, Dual | Barbed |  | Differential |  | 3537067 |  | XCX | - |  | 3V ~ 16V | 103 | https://www.unikeyic.com/media/datasheet/48/cd/0c2e/48/ca61abcc95ad2983d081248ed455d870.pdf | https://www.unikeyic.com/products/pressure-sensors/xcx15dnc/34968090.html
XMEP060BD21F | Telemecanique Sensors | 1: 327.5092 | Telemecanique Sensors XMEP Series Pressure Sensor, Max 60bar, Min 0bar | ±0.5% | [6 empty] | XMEP060BD21F Telemecanique Sensors |  |  |  | 24V | 60Pa |  | 12V |  | threaded mounting |  | - | 100℃(max) |  |  |  |  | Analog | [6 empty] | - | [8 empty] | 1 | https://www.unikeyic.com/media/datasheet/77/d1/9f8b/77/636cdab5dc6bb5deefe966e5e7744df8.pdf | https://www.unikeyic.com/products/pressure-sensors/xmep060bd21f/10887898.html
XMEP1K0PT130 | Telemecanique Sensors | 1+: 169.717 5+: 166.6313 10+: 166.6313 25+: 166.6313 50+: 166.6313 100+: 166.6313 | PRESSURE TRANSMITTER, 0-1000PSI; Operating Pressure Max:1000psi; Sensor Output:Analogue; Pressure Measurement Type:-; Voltage Rating:5VDC; Port Style:1/4" - 18 NPT; Supply Current:7mA; Product Range:OsiSense XM Series; S | [40 empty] | 3 |  | https://www.unikeyic.com/products/pressure-sensors/xmep1k0pt130/3442788.html
XMEP3K0PT230 | Telemecanique Sensors | 1+: 184.4843 5+: 184.4843 | PRESSURE TRANSMITTER, 0-3000PSI; Operating Pressure Max:3000psi; Sensor Output:Analogue; Pressure Measurement Type:-; Voltage Rating:24VDC; Port Style:1/4" - 18 NPT; Supply Current:23mA; Product Range:OsiSense XM Series; | [40 empty] | 2 |  | https://www.unikeyic.com/products/pressure-sensors/xmep3k0pt230/8256447.html
XMEP600BV71F | Telemecanique Sensors | 1+: 219.0943 | Telemecanique Sensors XMEP Series Pressure Sensor 1500bar Max | [40 empty] | 2 | https://www.unikeyic.com/media/datasheet/d8/c1/ac3c/dd/1a1ee219e4053bc8508140e7b87b91e6.pdf | https://www.unikeyic.com/products/pressure-sensors/xmep600bv71f/34971060.html
XMEP7K5PT730 | Telemecanique Sensors | 1+: 169.717 5+: 166.6313 10+: 166.6313 25+: 166.6313 50+: 166.6313 100+: 166.6313 | PRESSURE TRANSMITTER, 0-7500PSI; Operating Pressure Max:7500psi; Sensor Output:Analogue; Pressure Measurement Type:-; Voltage Rating:24VDC; Port Style:1/4" - 18 NPT; Supply Current:7mA; Product Range:OsiSense XM Series; | [40 empty] | 3 |  | https://www.unikeyic.com/products/pressure-sensors/xmep7k5pt730/31585200.html
XMLG010D23 | Telemecanique Sensors | 1: 431.3827 | Telemecanique Sensors Pressure Switch, Maximum pressure reading10bar, Minimum pressure reading0bar | ±0.1 % | [6 empty] | XMLG010D23 Telemecanique Sensors |  |  |  | - | 10Pa |  | - |  | threaded mounting |  | - | -15℃~85℃ |  |  |  |  | Analog | [6 empty] | - | [8 empty] | 2 | https://www.unikeyic.com/media/datasheet/ed/6a/6864/ed/5e67c04a99c3055b03e61c2eaad4eed2.pdf | https://www.unikeyic.com/products/pressure-sensors/xmlg010d23/35026599.html
XMLP100PP230 | Telemecanique Sensors | 1: 154.9206 | Telemecanique Sensors Pressure Switch Max 100psi Min 0psi | 0.1%, ±0.5（Measurement）% | [6 empty] | XMLP100PP230 Telemecanique Sensors |  |  |  | 24V | 100psi |  | 12V |  | threaded mounting |  | - | -30℃~85℃ |  |  |  |  | Analog | [6 empty] | - | [8 empty] | 3 | https://www.unikeyic.com/media/datasheet/cd/d8/b419/cd/a0ba9ca0263e702d9a27dada3c83fafb.pdf | https://www.unikeyic.com/products/pressure-sensors/xmlp100pp230/34986520.html
XMLP150PD730 | Telemecanique Sensors | 1: 158.3843 5: 147.6124 10: 143.5957 25: 138.7876 50: 135.4959 | PRESSURE SENSORS XM, TRANSMITTER | - | [10 empty] | - | - |  | - |  |  |  | - | [5 empty] | - | [6 empty] | - | [8 empty] | 4 | https://www.unikeyic.com/media/about_us/Unikey_ISO_9001_Certification.pdf | https://www.unikeyic.com/products/pressure-sensors/xmlp150pd730/9048632.html
XMLP1K0PP730 | Telemecanique Sensors | 1+: 154.9206 | Telemecanique Sensors Pressure Switch, Max Pressure 1000psi, Min Pressure 0psi | [40 empty] | 1 | https://www.unikeyic.com/media/datasheet/89/24/31de/89/57532722093ed71aef9b986986e58af0.pdf | https://www.unikeyic.com/products/pressure-sensors/xmlp1k0pp730/10972696.html
XMLP3K0PP730 | Telemecanique Sensors | 1+: 154.9206 | Telemecanique Sensors Pressure Switch, Max 3000psi, Min 0psi | [40 empty] | 1 | https://www.unikeyic.com/media/datasheet/44/12/748e/44/fd01a070d3bdc545b59e1e3959b17ecb.pdf | https://www.unikeyic.com/products/pressure-sensors/xmlp3k0pp730/10971498.html
XMLPM3CPD290 | Telemecanique Sensors | 1: 154.9858 | Telemecanique Sensors Pressure Switch, Maximum pressure reading300psi, Minimum pressure reading-14.5psi | ±0.5（Measurement）% | [6 empty] | XMLPM3CPD290 Telemecanique Sensors |  |  |  | 24V | 300psi |  | 12V |  | threaded mounting |  | - | -30℃~100℃ |  |  |  |  | Analog | [6 empty] | - | [8 empty] | 1 | https://www.unikeyic.com/media/datasheet/05/ba/d104/05/5d6c013664eb65d4242cf74f62c4bdb4.pdf | https://www.unikeyic.com/products/pressure-sensors/xmlpm3cpd290/11233284.html
XMPA06B2141C205 | Telemecanique Sensors | 1: 72.8999 | Telemecanique Sensors Pressure Switch, Maximum pressure reading6bar, Minimum pressure reading0.2bar | <3.5（repeat）% |  |  | Industrial | [7 empty] | - | 6Pa |  | - |  | wire mounting |  | - | -25℃~70℃ |  |  |  |  | 2 NC | [6 empty] | differential pressure | [8 empty] | 13 | https://www.unikeyic.com/media/about_us/Unikey_ISO_9001_Certification.pdf | https://www.unikeyic.com/products/pressure-sensors/xmpa06b2141c205/11287527.html
XMPA12C2242 | Telemecanique Sensors | 1: 411.7865 | Telemecanique Sensors Pressure Switch, Max 12bar, Min 0.3bar | <3.5 % |  |  | Industrial |  |  |  | XMPA12C2242 Telemecanique Sensors |  |  |  | - | 12Pa |  | - |  | wire mounting |  | - | -25℃~70℃ |  |  |  |  | 3 NC | [6 empty] | differential pressure | [8 empty] | 8 | https://www.unikeyic.com/media/datasheet/80/cd/2f56/80/a5f30b750539da1ba80c6e440386ee3d.pdf | https://www.unikeyic.com/products/pressure-sensors/xmpa12c2242/11032293.html
XMXA12L2135 | Telemecanique Sensors | 1: 118.6241 | Telemecanique Sensors Pressure Switch | - |  |  | Industrial | [7 empty] | - | - |  | - |  |  |  | 1.3Pa~12bar | -25℃(min) |  |  |  |  | - | [6 empty] | - | [8 empty] | 3 | https://www.unikeyic.com/media/about_us/Unikey_ISO_9001_Certification.pdf | https://www.unikeyic.com/products/pressure-sensors/xmxa12l2135/18289685.html
XPC0.3GFSH | Honeywell | 4+: 38.258 | Vacuum, Metering ±0.3psi TH | [40 empty] | 13 |  | https://www.unikeyic.com/products/pressure-sensors/xpc0-3gfsh/11291093.html
XPC01GFSH | Honeywell | 3+: 45.694 7+: 44.847 13+: 44 25+: 42.306 | Vented Pressure Sensor Wheatstone Bridge ±1psi 3V-16V 3PSI ±1% SIP-4 TH | [40 empty] | 46 | https://www.unikeyic.com/media/datasheet/e1/62/e247/e1/e4c22f9b997ee810fad018d87e94dd46.pdf | https://www.unikeyic.com/products/pressure-sensors/xpc01gfsh/794.html
XPC01GTH | Honeywell | 3: 45.694 7: 44.847 13: 44 | Exhaust type metering Wheatstone Bridge 0psi~1psi 3V 16V ±1% Through hole mounting | ±1% |  |  |  | Board Mount |  |  |  | Temperature Compensated |  |  |  |  | 5PSI (34.47kPa) |  | 1 (Unlimited) |  | Through Hole |  |  |  | 1PSI (6.89kPa) | -25°C ~ 85°C | 0 mV ~ 18 mV (12V) |  | Wheatstone Bridge |  | 4-SIP Module | Bulk | Male - 0.19" (4.83mm) Tube | Barbed |  | Vented Gauge |  | 3540963 |  | XPC | - |  | 3V ~ 16V | 22 | https://www.unikeyic.com/media/datasheet/66/61/e80d/66/744bf56f1fc68848d9885ac3f9d0c01f.pdf | https://www.unikeyic.com/products/pressure-sensors/xpc01gth/34996300.html
XPC15AH | Honeywell | 4: 28.05 10: 27.533 20: 27.016 | absolute 0psi~15psi 3V 16V | - |  |  | Industrial | [7 empty] | 16V | - |  | 3V |  |  |  | 0psi~15psi | -25℃~85℃ |  |  |  |  | - | [6 empty] | absolute | [8 empty] | 28 | https://www.unikeyic.com/media/about_us/Unikey_ISO_9001_Certification.pdf | https://www.unikeyic.com/products/pressure-sensors/xpc15ah/35003485.html
XPCL04DC | Honeywell | 3: 45.694 7: 44.847 13: 44 25: 42.306 | Differential Wheatstone Bridge 0inH₂O~4inH₂O 3V 16V ±1% Through hole mounting 5.3mm(width) | ±1% |  |  |  | Board Mount |  |  |  | Temperature Compensated |  |  |  |  | 3PSI (20.68kPa) |  | 1 (Unlimited) |  | Through Hole |  |  |  | 0.15PSI (1kPa) | -25°C ~ 85°C | 0 mV ~ 25 mV (12V) |  | Wheatstone Bridge |  | 4-SIP Module | Bulk | - | No Port |  | Differential |  | 3537002 |  | XPCL | - |  | 3V ~ 16V | 68 | https://www.unikeyic.com/media/datasheet/ae/e9/595d/ae/077e0158597630d2d51d5910b87de25e.pdf | https://www.unikeyic.com/products/pressure-sensors/xpcl04dc/10982967.html
XPCL10DFH | Honeywell | 3: 45.694 7: 44.847 13: 44 25: 42.306 150: 31.724 | Differential Wheatstone Bridge ±0.036psi 3V 16V ±1% SIP-4 Through hole mounting | ±1% |  |  |  | Board Mount |  |  |  | Temperature Compensated |  |  |  |  | 3PSI (20.68kPa) |  | 1 (Unlimited) |  | Through Hole |  |  |  | 0.36PSI (2.49kPa) | -25°C ~ 85°C | 0 mV ~ 20 mV (12V) |  | Wheatstone Bridge |  | 4-SIP Module | Bulk | Male - 0.19" (4.83mm) Tube, Dual | Barbed |  | Differential |  | 3537005 |  | XPCL | - |  | 3V ~ 16V | 217 | https://www.unikeyic.com/media/pdf/HTMLDatasheet/honeywell/76/95/8684/xpcl04dc/2025/11/xpc150gth.pdf | https://www.unikeyic.com/products/pressure-sensors/xpcl10dfh/4388.html
XPCL10DTH | Honeywell | 3+: 39.028 8+: 37.466 31+: 35.97 80+: 34.529 | Analog Sensor, Differential/Vacuum/Metering, ±10inH₂O, 16V, ±1%, SIP-4, TH | [40 empty] | 116 | https://www.unikeyic.com/media/datasheet/d8/bb/7d46/c9/95cd08352fdd8cb5de88c56530a6d390.pdf | https://www.unikeyic.com/products/pressure-sensors/xpcl10dth/34990568.html
XPX150D | Honeywell | 3+: 53.438 10+: 51.205 19+: 49.159 | Differential Vacuum Pressure Sensor Analog ±150psi 3V-16V ±0.5% TH | [40 empty] | 30 | https://www.unikeyic.com/media/datasheet/e8/89/6cfd/e8/d8272dc18d0aeb4d1753a5fbca581fca.pdf | https://www.unikeyic.com/products/pressure-sensors/xpx150d/11099295.html
XPX30AT | Honeywell | 3+: 49.258 | Absolute Pressure Sensor 2psi~30psi 3V 16V TH | [40 empty] | 8 |  | https://www.unikeyic.com/products/pressure-sensors/xpx30at/11018320.html
XPX30DT | Honeywell | 12+: 9.427 | Differential, Vacuum, Gauge ±30psi 3V 16V TH | [40 empty] | 50 |  | https://www.unikeyic.com/products/pressure-sensors/xpx30dt/11169544.html
XSC100DH | Honeywell | 2+: 77.055 4+: 75.625 8+: 74.195 15+: 72.776 25+: 71.346 | Differential Wheatstone Bridge Sensor ±100psi 3V-16V ±1% SIP-4 TH | [40 empty] | 125 | https://www.unikeyic.com/media/datasheet/17/8c/a4de/17/c4fb53521553801f66ced9a8b19dc3fb.pdf | https://www.unikeyic.com/products/pressure-sensors/xsc100dh/11303852.html
XSC30AFC | Honeywell | 4: 30.426 | absolute Analog 2psi~30psi 3V 16V ±0.5% SIP-4 Through hole mounting | ±0.5% |  |  | Commercial |  |  |  | XSC30AFC Honeywell |  |  |  | 16V | - |  | 3V |  | Through hole mounting |  | 2psi~30psi | -25℃~85℃ |  |  |  |  | Analog |  | SIP-4 |  |  |  |  | absolute | [8 empty] | 6 | https://www.unikeyic.com/media/datasheet/ab/de/497a/ab/9e1d683ae0f3c0fcf45cccb49aa790f5.pdf | https://www.unikeyic.com/products/pressure-sensors/xsc30afc/34971034.html
ZSE2-T1-15C | SMC | 1: 136.7695 | SMC Pressure Switch, -101kPa to 0kPa, Air/Non-Corrosive/Non-Flammable Gas, +60°C Max | - |  |  | Commercial Grade | [7 empty] | 24V | 0KPa |  | 12V |  |  |  | 0Pa~-101KPa | 0℃~60℃ |  |  |  |  | - | [6 empty] | vacuum | [8 empty] | 1 | https://www.unikeyic.com/media/about_us/Unikey_ISO_9001_Certification.pdf | https://www.unikeyic.com/products/pressure-sensors/zse2-t1-15c/11244958.html
cdg-dec004.0 | ASPX | 25: 827.8105 50: 798.2458 75: 768.6812 | Absolute pressure 15V+5% 45 psia (310 kPa) ±0.50% 71mm*71mm*26mm | ±0.50% |  |  | Industrial | [6 empty] | 71mm*71mm*26mm | 15V+5% | 45 psia (310 kPa) |  | - |  |  |  | - | 85℃(max) |  |  |  |  | - | [6 empty] | Absolute pressure | [8 empty] | 300000 | https://www.unikeyic.com/media/about_us/Unikey_ISO_9001_Certification.pdf | https://www.unikeyic.com/products/pressure-sensors/cdg-dec004-0/1002627153.html